System Transformation | Lct_BB003 | Number | SPD | Ravenscraig |  | 0.334 | 0.517 | 0.817 | 1.293 | 2.048 | 3.233 | 5.078 | 7.926 | 10.687 | 14.366 | 19.254 | 25.678 | 33.835 | 44.169 | 54.714 | 65.34 | 75.904 | 86.248 | 96.173 | 105.478 | 113.631 | 119.029 | 118.27 | 116.645 | 114.682 | 112.474 | 110.076 | 107.601 | 105.054
System Transformation | Lct_BB003 | Number | SPD | Redhouse |  | 0.306 | 0.456 | 0.687 | 1.037 | 1.567 | 2.37 | 3.582 | 5.404 | 7.287 | 9.795 | 13.128 | 17.507 | 23.069 | 30.115 | 37.305 | 44.55 | 51.753 | 58.806 | 65.572 | 71.917 | 77.476 | 81.156 | 80.638 | 79.53 | 78.192 | 76.687 | 75.052 | 73.364 | 71.628
System Transformation | Lct_BB003 | Number | SPD | Saltcoats A |  | 0.741 | 1.078 | 1.576 | 2.297 | 3.346 | 4.877 | 7.111 | 10.373 | 13.987 | 18.802 | 25.199 | 33.605 | 44.281 | 57.805 | 71.605 | 85.513 | 99.338 | 112.876 | 125.865 | 138.043 | 148.713 | 155.777 | 154.783 | 152.657 | 150.088 | 147.199 | 144.06 | 140.821 | 137.488
System Transformation | Lct_BB003 | Number | SPD | Saltcoats B |  | 0.741 | 1.078 | 1.576 | 2.297 | 3.346 | 4.877 | 7.111 | 10.373 | 13.987 | 18.802 | 25.199 | 33.605 | 44.281 | 57.805 | 71.605 | 85.513 | 99.338 | 112.876 | 125.865 | 138.043 | 148.713 | 155.777 | 154.783 | 152.657 | 150.088 | 147.199 | 144.06 | 140.821 | 137.488
System Transformation | Lct_BB003 | Number | SPD | Shrubhill |  | 0.528 | 0.745 | 1.046 | 1.451 | 1.996 | 2.73 | 3.721 | 5.055 | 6.817 | 9.163 | 12.281 | 16.378 | 21.581 | 28.172 | 34.898 | 41.676 | 48.415 | 55.012 | 61.343 | 67.278 | 72.478 | 75.921 | 75.437 | 74.4 | 73.148 | 71.74 | 70.211 | 68.632 | 67.008
System Transformation | Lct_BB003 | Number | SPD | Sighthill |  | 2.519 | 3.556 | 4.991 | 6.921 | 9.522 | 13.027 | 17.751 | 24.119 | 32.522 | 43.718 | 58.592 | 78.139 | 102.963 | 134.409 | 166.498 | 198.835 | 230.983 | 262.461 | 292.662 | 320.979 | 345.789 | 362.214 | 359.904 | 354.96 | 348.987 | 342.268 | 334.97 | 327.438 | 319.689
System Transformation | Lct_BB003 | Number | SPD | Spango Valley |  | 0.401 | 0.616 | 0.963 | 1.51 | 2.369 | 3.709 | 5.784 | 8.972 | 12.098 | 16.262 | 21.795 | 29.066 | 38.3 | 49.997 | 61.933 | 73.962 | 85.92 | 97.629 | 108.864 | 119.397 | 128.626 | 134.735 | 133.876 | 132.037 | 129.815 | 127.316 | 124.601 | 121.8 | 118.917
System Transformation | Lct_BB003 | Number | SPD | St Andrews Cross |  | 0.252 | 0.372 | 0.552 | 0.82 | 1.218 | 1.811 | 2.693 | 4.003 | 5.397 | 7.255 | 9.723 | 12.967 | 17.087 | 22.305 | 27.63 | 32.996 | 38.331 | 43.555 | 48.567 | 53.266 | 57.383 | 60.109 | 59.726 | 58.905 | 57.914 | 56.799 | 55.588 | 54.338 | 53.052
System Transformation | Lct_BB003 | Number | SPD | Stirling |  | 1.081 | 1.472 | 1.961 | 2.531 | 3.17 | 3.834 | 4.44 | 4.836 | 6.52 | 8.765 | 11.747 | 15.666 | 20.643 | 26.948 | 33.382 | 39.865 | 46.31 | 52.621 | 58.677 | 64.354 | 69.328 | 72.621 | 72.158 | 71.167 | 69.969 | 68.622 | 67.159 | 65.649 | 64.095
System Transformation | Lct_BB003 | Number | SPD | Strathaven |  | 0.119 | 0.18 | 0.276 | 0.423 | 0.651 | 1 | 1.535 | 2.346 | 3.163 | 4.252 | 5.699 | 7.6 | 10.014 | 13.073 | 16.194 | 19.339 | 22.465 | 25.527 | 28.464 | 31.218 | 33.631 | 35.229 | 35.004 | 34.523 | 33.942 | 33.289 | 32.579 | 31.846 | 31.093
System Transformation | Lct_BB003 | Number | SPD | Strathleven |  | 4.238 | 5.94 | 8.252 | 11.291 | 15.281 | 20.499 | 27.297 | 36.121 | 48.706 | 65.472 | 87.748 | 117.022 | 154.198 | 201.292 | 249.348 | 297.777 | 345.922 | 393.063 | 438.293 | 480.701 | 517.856 | 542.454 | 538.994 | 531.59 | 522.645 | 512.583 | 501.653 | 490.373 | 478.767
System Transformation | Lct_BB003 | Number | SPD | Telford Road |  | 0.677 | 0.956 | 1.342 | 1.861 | 2.56 | 3.503 | 4.773 | 6.485 | 8.745 | 11.755 | 15.754 | 21.01 | 27.685 | 36.14 | 44.768 | 53.463 | 62.107 | 70.571 | 78.692 | 86.306 | 92.977 | 97.393 | 96.772 | 95.442 | 93.836 | 92.03 | 90.067 | 88.042 | 85.958
System Transformation | Lct_BB003 | Number | SPD | Tongland |  | 0.094 | 0.148 | 0.237 | 0.381 | 0.612 | 0.979 | 1.555 | 2.448 | 3.301 | 4.437 | 5.947 | 7.931 | 10.451 | 13.642 | 16.899 | 20.181 | 23.444 | 26.639 | 29.705 | 32.579 | 35.097 | 36.764 | 36.529 | 36.028 | 35.421 | 34.739 | 33.999 | 33.234 | 32.448
System Transformation | Lct_BB003 | Number | SPD | West George Street |  | 0.08 | 0.118 | 0.175 | 0.261 | 0.387 | 0.576 | 0.855 | 1.271 | 1.714 | 2.304 | 3.088 | 4.118 | 5.427 | 7.084 | 8.775 | 10.48 | 12.174 | 13.833 | 15.425 | 16.917 | 18.225 | 19.09 | 18.969 | 18.708 | 18.393 | 18.039 | 17.655 | 17.258 | 16.849
System Transformation | Lct_BB003 | Number | SPD | Westfield |  | 0.726 | 1.083 | 1.633 | 2.464 | 3.723 | 5.63 | 8.509 | 12.837 | 17.31 | 23.268 | 31.185 | 41.589 | 54.801 | 71.538 | 88.617 | 105.828 | 122.939 | 139.693 | 155.767 | 170.838 | 184.043 | 192.785 | 191.556 | 188.924 | 185.745 | 182.169 | 178.285 | 174.276 | 170.151
System Transformation | Lct_BB003 | Number | SPD | Whitehouse |  | 0.86 | 1.214 | 1.704 | 2.363 | 3.252 | 4.449 | 6.063 | 8.239 | 11.109 | 14.933 | 20.014 | 26.691 | 35.171 | 45.912 | 56.873 | 67.919 | 78.901 | 89.653 | 99.97 | 109.642 | 118.117 | 123.728 | 122.938 | 121.249 | 119.209 | 116.914 | 114.421 | 111.848 | 109.201
System Transformation | Lct_BB003 | Number | SPD | Wishaw |  | 0.334 | 0.517 | 0.817 | 1.293 | 2.048 | 3.233 | 5.078 | 7.926 | 10.687 | 14.366 | 19.254 | 25.678 | 33.835 | 44.169 | 54.714 | 65.34 | 75.904 | 86.248 | 96.173 | 105.478 | 113.631 | 119.029 | 118.27 | 116.645 | 114.682 | 112.474 | 110.076 | 107.601 | 105.054
System Transformation | Lct_BB003 | Number | SPM | Birkenhead |  | 6.186 | 9.517 | 14.891 | 23.37 | 36.703 | 57.52 | 89.772 | 139.358 | 187.913 | 252.599 | 338.543 | 451.486 | 594.917 | 776.608 | 962.017 | 1148.86 | 1334.609 | 1516.487 | 1690.99 | 1854.604 | 1997.955 | 2092.858 | 2079.506 | 2050.941 | 2016.429 | 1977.611 | 1935.442 | 1891.923 | 1847.146
System Transformation | Lct_BB003 | Number | SPM | Capenhurst |  | 3.973 | 5.942 | 8.992 | 13.627 | 20.684 | 31.407 | 47.644 | 72.131 | 97.262 | 130.743 | 175.227 | 233.686 | 307.924 | 401.966 | 497.932 | 594.641 | 690.783 | 784.922 | 875.243 | 959.929 | 1034.126 | 1083.247 | 1076.336 | 1061.551 | 1043.688 | 1023.596 | 1001.77 | 979.245 | 956.068
System Transformation | Lct_BB003 | Number | SPM | Carrington |  | 7.57 | 11.051 | 16.22 | 23.753 | 34.786 | 50.975 | 74.737 | 109.596 | 147.781 | 198.653 | 266.242 | 355.065 | 467.864 | 610.753 | 756.565 | 903.505 | 1049.585 | 1192.62 | 1329.856 | 1458.528 | 1571.264 | 1645.899 | 1635.399 | 1612.934 | 1585.793 | 1555.265 | 1522.102 | 1487.877 | 1452.662
System Transformation | Lct_BB003 | Number | SPM | Connah's Quay |  | 1.559 | 2.469 | 3.988 | 6.459 | 10.439 | 16.776 | 26.747 | 42.274 | 57.003 | 76.625 | 102.695 | 136.956 | 180.465 | 235.581 | 291.824 | 348.502 | 404.848 | 460.02 | 512.955 | 562.586 | 606.071 | 634.86 | 630.809 | 622.144 | 611.675 | 599.9 | 587.108 | 573.907 | 560.324
System Transformation | Lct_BB003 | Number | SPM | Fiddlers Ferry |  | 11.381 | 16.619 | 24.406 | 35.758 | 52.4 | 76.832 | 112.714 | 165.382 | 223.004 | 299.771 | 401.764 | 535.799 | 706.014 | 921.636 | 1141.669 | 1363.405 | 1583.841 | 1799.684 | 2006.774 | 2200.943 | 2371.064 | 2483.689 | 2467.844 | 2433.944 | 2392.987 | 2346.921 | 2296.876 | 2245.23 | 2192.091
System Transformation | Lct_BB003 | Number | SPM | Frodsham |  | 14.439 | 20.977 | 30.601 | 44.489 | 64.645 | 93.959 | 136.637 | 198.779 | 268.037 | 360.304 | 482.893 | 643.994 | 848.583 | 1107.746 | 1372.21 | 1638.722 | 1903.672 | 2163.101 | 2412.01 | 2645.387 | 2849.862 | 2985.23 | 2966.185 | 2925.44 | 2876.212 | 2820.843 | 2760.694 | 2698.618 | 2634.749
System Transformation | Lct_BB003 | Number | SPM | Kirkby (_D) |  | 3.382 | 5.223 | 8.209 | 12.941 | 20.41 | 32.106 | 50.273 | 78.26 | 105.527 | 141.854 | 190.118 | 253.544 | 334.091 | 436.125 | 540.246 | 645.173 | 749.486 | 851.624 | 949.621 | 1041.503 | 1122.005 | 1175.3 | 1167.802 | 1151.761 | 1132.38 | 1110.581 | 1086.899 | 1062.46 | 1037.314
System Transformation | Lct_BB003 | Number | SPM | Legacy |  | 6.488 | 10.037 | 15.802 | 24.957 | 39.426 | 62.111 | 97.379 | 151.753 | 204.627 | 275.067 | 368.655 | 491.644 | 647.833 | 845.685 | 1047.585 | 1251.048 | 1453.319 | 1651.374 | 1841.399 | 2019.566 | 2175.668 | 2279.012 | 2264.472 | 2233.366 | 2195.784 | 2153.514 | 2107.594 | 2060.204 | 2011.444
System Transformation | Lct_BB003 | Number | SPM | Lister Drive |  | 7.632 | 11.666 | 18.117 | 28.216 | 43.992 | 68.491 | 106.279 | 164.163 | 221.36 | 297.56 | 398.801 | 531.847 | 700.808 | 914.839 | 1133.249 | 1353.35 | 1572.16 | 1786.411 | 1991.975 | 2184.711 | 2353.577 | 2465.372 | 2449.643 | 2415.994 | 2375.339 | 2329.612 | 2279.937 | 2228.672 | 2175.925
System Transformation | Lct_BB003 | Number | SPM | Pentir |  | 1.433 | 2.279 | 3.698 | 6.016 | 9.762 | 15.738 | 25.162 | 39.859 | 53.747 | 72.248 | 96.83 | 129.134 | 170.158 | 222.125 | 275.155 | 328.596 | 381.724 | 433.744 | 483.655 | 530.452 | 571.453 | 598.597 | 594.778 | 586.608 | 576.737 | 565.635 | 553.573 | 541.126 | 528.319
System Transformation | Lct_BB003 | Number | SPM | Rainhill |  | 4.901 | 7.61 | 12.035 | 19.091 | 30.281 | 47.876 | 75.293 | 117.643 | 158.632 | 213.238 | 285.79 | 381.134 | 502.215 | 655.596 | 812.113 | 969.843 | 1126.648 | 1280.185 | 1427.497 | 1565.616 | 1686.63 | 1766.745 | 1755.473 | 1731.359 | 1702.225 | 1669.456 | 1633.857 | 1597.12 | 1559.32
System Transformation | Lct_BB003 | Number | SPM | St. Asaph |  | 1.559 | 2.469 | 3.988 | 6.459 | 10.439 | 16.776 | 26.747 | 42.274 | 57.003 | 76.625 | 102.695 | 136.956 | 180.465 | 235.581 | 291.824 | 348.502 | 404.848 | 460.02 | 512.955 | 562.586 | 606.071 | 634.86 | 630.809 | 622.144 | 611.675 | 599.9 | 587.108 | 573.907 | 560.324
System Transformation | Lct_BB003 | Number | SPM | Trawsfynydd |  | 3.922 | 6.171 | 9.902 | 15.933 | 25.601 | 40.935 | 64.996 | 102.372 | 138.04 | 185.558 | 248.692 | 331.659 | 437.023 | 570.492 | 706.692 | 843.947 | 980.397 | 1114.003 | 1242.192 | 1362.382 | 1467.687 | 1537.402 | 1527.594 | 1506.61 | 1481.258 | 1452.743 | 1421.765 | 1389.796 | 1356.903
System Transformation | Lct_BB003 | Number | SPM | Wylfa |  | 0.809 | 1.286 | 2.087 | 3.393 | 5.504 | 8.872 | 14.182 | 22.462 | 30.289 | 40.715 | 54.568 | 72.772 | 95.891 | 125.177 | 155.062 | 185.178 | 215.118 | 244.434 | 272.561 | 298.933 | 322.039 | 337.335 | 335.183 | 330.579 | 325.016 | 318.759 | 311.962 | 304.948 | 297.73
System Transformation | Lct_BB003 | Number | SPN | Beddington (_J) |  | 25.065 | 35.423 | 49.784 | 69.154 | 95.341 | 130.757 | 178.672 | 243.523 | 328.371 | 441.408 | 591.592 | 788.956 | 1039.597 | 1357.097 | 1681.092 | 2007.595 | 2332.184 | 2650.01 | 2954.948 | 3240.858 | 3491.359 | 3657.199 | 3633.866 | 3583.95 | 3523.641 | 3455.809 | 3382.119 | 3306.071 | 3227.825
System Transformation | Lct_BB003 | Number | SPN | Bolney |  | 33.97 | 48.534 | 69.241 | 98.006 | 138.166 | 194.373 | 273.193 | 383.907 | 517.666 | 695.866 | 932.626 | 1243.765 | 1638.891 | 2139.421 | 2650.188 | 3164.91 | 3676.615 | 4177.657 | 4658.383 | 5109.111 | 5504.018 | 5765.459 | 5728.676 | 5649.985 | 5554.91 | 5447.974 | 5331.805 | 5211.918 | 5088.564
System Transformation | Lct_BB003 | Number | SPN | Canterbury |  | 3.634 | 5.311 | 7.808 | 11.454 | 16.807 | 24.678 | 36.253 | 53.265 | 71.823 | 96.547 | 129.396 | 172.565 | 227.386 | 296.831 | 367.697 | 439.111 | 510.107 | 579.624 | 646.321 | 708.857 | 763.648 | 799.921 | 794.818 | 783.9 | 770.709 | 755.872 | 739.754 | 723.121 | 706.006
System Transformation | Lct_BB003 | Number | SPN | Chessington |  | 18.089 | 25.007 | 34.057 | 45.38 | 59.346 | 76.236 | 96.151 | 118.845 | 160.253 | 215.418 | 288.711 | 385.03 | 507.349 | 662.296 | 820.414 | 979.755 | 1138.163 | 1293.269 | 1442.087 | 1581.618 | 1703.869 | 1784.802 | 1773.415 | 1749.055 | 1719.623 | 1686.519 | 1650.557 | 1613.444 | 1575.257
System Transformation | Lct_BB003 | Number | SPN | Kemsley |  | 5.626 | 8.226 | 12.1 | 17.764 | 26.085 | 38.33 | 56.351 | 82.852 | 111.72 | 150.178 | 201.274 | 268.422 | 353.696 | 461.717 | 571.948 | 683.032 | 793.465 | 901.597 | 1005.344 | 1102.618 | 1187.844 | 1244.267 | 1236.328 | 1219.346 | 1198.827 | 1175.749 | 1150.678 | 1124.805 | 1098.183
System Transformation | Lct_BB003 | Number | SPN | Kingsnorth |  | 7.364 | 10.814 | 15.993 | 23.625 | 34.922 | 51.663 | 76.456 | 113.126 | 152.54 | 205.05 | 274.816 | 366.499 | 482.931 | 630.422 | 780.929 | 932.602 | 1083.386 | 1231.028 | 1372.683 | 1505.499 | 1621.866 | 1698.904 | 1688.066 | 1664.878 | 1636.862 | 1605.352 | 1571.12 | 1535.793 | 1499.444
System Transformation | Lct_BB003 | Number | SPN | Littlebrook (_J) |  | 1.07 | 1.526 | 2.172 | 3.065 | 4.305 | 6.031 | 8.439 | 11.803 | 15.916 | 21.395 | 28.674 | 38.24 | 50.389 | 65.778 | 81.481 | 97.307 | 113.039 | 128.444 | 143.224 | 157.082 | 169.224 | 177.262 | 176.131 | 173.712 | 170.789 | 167.501 | 163.929 | 160.243 | 156.45
System Transformation | Lct_BB003 | Number | SPN | Ninfield |  | 20.635 | 30.132 | 44.245 | 64.821 | 94.979 | 139.25 | 204.263 | 299.681 | 404.095 | 543.2 | 728.016 | 970.894 | 1279.334 | 1670.052 | 2068.762 | 2470.559 | 2870.001 | 3261.119 | 3636.378 | 3988.22 | 4296.489 | 4500.572 | 4471.859 | 4410.431 | 4336.215 | 4252.74 | 4162.058 | 4068.472 | 3972.181
System Transformation | Lct_BB003 | Number | SPN | Northfleet East |  | 21.362 | 30.667 | 44.034 | 62.821 | 89.371 | 126.995 | 180.415 | 256.373 | 345.697 | 464.699 | 622.806 | 830.585 | 1094.45 | 1428.703 | 1769.793 | 2113.524 | 2455.24 | 2789.835 | 3110.863 | 3411.858 | 3675.577 | 3850.167 | 3825.603 | 3773.053 | 3709.562 | 3638.151 | 3560.573 | 3480.513 | 3398.137
System Transformation | Lct_BB003 | Number | SPN | Richborough |  | 7.268 | 10.622 | 15.615 | 22.908 | 33.614 | 49.356 | 72.507 | 106.529 | 143.646 | 193.094 | 258.792 | 345.129 | 454.772 | 593.662 | 735.394 | 878.223 | 1020.215 | 1159.248 | 1292.643 | 1417.714 | 1527.296 | 1599.843 | 1589.636 | 1567.8 | 1541.418 | 1511.745 | 1479.509 | 1446.242 | 1412.013
System Transformation | Lct_BB003 | Number | SPN | Sellindge |  | 12.838 | 18.763 | 27.583 | 40.465 | 59.377 | 87.184 | 128.077 | 188.175 | 253.738 | 341.084 | 457.134 | 609.641 | 803.316 | 1048.654 | 1299.011 | 1551.307 | 1802.123 | 2047.713 | 2283.345 | 2504.273 | 2697.84 | 2825.987 | 2807.957 | 2769.386 | 2722.785 | 2670.369 | 2613.428 | 2554.664 | 2494.201
System Transformation | Lct_BB003 | Number | SPN | West Weybridge |  | 20.605 | 28.853 | 40.028 | 54.675 | 73.834 | 98.785 | 131.131 | 172.865 | 233.094 | 313.334 | 419.942 | 560.041 | 737.958 | 963.336 | 1193.324 | 1425.092 | 1655.502 | 1881.111 | 2097.571 | 2300.525 | 2478.343 | 2596.064 | 2579.502 | 2544.069 | 2501.259 | 2453.108 | 2400.799 | 2346.816 | 2291.273
System Transformation | Lct_BB003 | Number | South Wales | Aberthaw |  | 3.471 | 5.158 | 7.743 | 11.631 | 17.498 | 26.34 | 39.635 | 59.566 | 80.319 | 107.968 | 144.703 | 192.978 | 254.284 | 331.944 | 411.193 | 491.055 | 570.45 | 648.189 | 722.777 | 792.71 | 853.982 | 894.547 | 888.839 | 876.63 | 861.879 | 845.287 | 827.262 | 808.661 | 789.522
System Transformation | Lct_BB003 | Number | South Wales | Alpha Steel (Uskmouth) |  | 3.051 | 4.631 | 7.134 | 11.018 | 17.039 | 26.331 | 40.589 | 62.335 | 84.053 | 112.987 | 151.429 | 201.949 | 266.105 | 347.375 | 430.308 | 513.883 | 596.968 | 678.322 | 756.376 | 829.561 | 893.681 | 936.131 | 930.159 | 917.382 | 901.945 | 884.581 | 865.719 | 846.253 | 826.224
System Transformation | Lct_BB003 | Number | South Wales | Cardiff East |  | 3.909 | 5.853 | 8.869 | 13.459 | 20.458 | 31.105 | 47.244 | 71.604 | 96.552 | 129.789 | 173.948 | 231.98 | 305.677 | 399.033 | 494.298 | 590.301 | 685.742 | 779.193 | 868.856 | 952.923 | 1026.579 | 1075.341 | 1068.481 | 1053.804 | 1036.071 | 1016.126 | 994.459 | 972.098 | 949.091
System Transformation | Lct_BB003 | Number | South Wales | Grange |  | 2.188 | 3.245 | 4.859 | 7.278 | 10.917 | 16.388 | 24.595 | 36.871 | 49.717 | 66.832 | 89.571 | 119.453 | 157.402 | 205.473 | 254.528 | 303.963 | 353.108 | 401.228 | 447.398 | 490.687 | 528.614 | 553.723 | 550.191 | 542.633 | 533.502 | 523.232 | 512.075 | 500.56 | 488.713
System Transformation | Lct_BB003 | Number | South Wales | Imperial Park |  | 0.093 | 0.142 | 0.222 | 0.346 | 0.539 | 0.84 | 1.305 | 2.016 | 2.718 | 3.653 | 4.896 | 6.53 | 8.604 | 11.232 | 13.914 | 16.616 | 19.303 | 21.933 | 24.457 | 26.823 | 28.897 | 30.269 | 30.076 | 29.663 | 29.164 | 28.602 | 27.993 | 27.363 | 26.715
System Transformation | Lct_BB003 | Number | South Wales | Pembroke |  | 2.189 | 3.431 | 5.483 | 8.787 | 14.069 | 22.427 | 35.516 | 55.818 | 75.266 | 101.175 | 135.599 | 180.837 | 238.286 | 311.06 | 385.323 | 460.161 | 534.56 | 607.409 | 677.303 | 742.837 | 800.254 | 838.266 | 832.918 | 821.477 | 807.654 | 792.106 | 775.215 | 757.784 | 739.849
System Transformation | Lct_BB003 | Number | South Wales | Pyle |  | 2.659 | 3.919 | 5.822 | 8.645 | 12.848 | 19.112 | 28.434 | 42.283 | 57.015 | 76.642 | 102.719 | 136.987 | 180.506 | 235.634 | 291.89 | 348.581 | 404.94 | 460.124 | 513.071 | 562.714 | 606.209 | 635.003 | 630.952 | 622.285 | 611.814 | 600.036 | 587.241 | 574.037 | 560.451
System Transformation | Lct_BB003 | Number | South Wales | Rassau |  | 4.17 | 6.639 | 10.788 | 17.57 | 28.537 | 46.048 | 73.673 | 116.771 | 157.455 | 211.657 | 283.671 | 378.308 | 498.491 | 650.734 | 806.091 | 962.651 | 1118.293 | 1270.692 | 1416.911 | 1554.007 | 1674.123 | 1753.644 | 1742.456 | 1718.521 | 1689.602 | 1657.076 | 1621.742 | 1585.277 | 1547.757
System Transformation | Lct_BB003 | Number | South Wales | Swansea North |  | 15.814 | 23.99 | 36.925 | 56.978 | 88.046 | 135.961 | 209.442 | 321.46 | 433.462 | 582.675 | 780.923 | 1041.451 | 1372.306 | 1791.418 | 2219.103 | 2650.099 | 3078.569 | 3498.11 | 3900.64 | 4278.052 | 4608.722 | 4827.636 | 4796.837 | 4730.945 | 4651.336 | 4561.794 | 4464.522 | 4364.135 | 4260.847
System Transformation | Lct_BB003 | Number | South Wales | Upper Boat 132kV |  | 2.901 | 4.623 | 7.52 | 12.259 | 19.927 | 32.176 | 51.508 | 81.676 | 110.134 | 148.046 | 198.417 | 264.612 | 348.675 | 455.163 | 563.829 | 673.337 | 782.202 | 888.799 | 991.074 | 1086.967 | 1170.983 | 1226.605 | 1218.779 | 1202.038 | 1181.811 | 1159.06 | 1134.345 | 1108.839 | 1082.595
System Transformation | Lct_BB003 | Number | South Wales | Upper Boat 33kV |  | 2.901 | 4.623 | 7.52 | 12.259 | 19.927 | 32.176 | 51.508 | 81.676 | 110.134 | 148.046 | 198.417 | 264.612 | 348.675 | 455.163 | 563.829 | 673.337 | 782.202 | 888.799 | 991.074 | 1086.967 | 1170.983 | 1226.605 | 1218.779 | 1202.038 | 1181.811 | 1159.06 | 1134.345 | 1108.839 | 1082.595
System Transformation | Lct_BB003 | Number | South Wales | Uskmouth |  | 3.051 | 4.631 | 7.134 | 11.018 | 17.039 | 26.331 | 40.589 | 62.335 | 84.053 | 112.987 | 151.429 | 201.949 | 266.105 | 347.375 | 430.308 | 513.883 | 596.968 | 678.322 | 756.376 | 829.561 | 893.681 | 936.131 | 930.159 | 917.382 | 901.945 | 884.581 | 865.719 | 846.253 | 826.224
System Transformation | Lct_BB003 | Number | South Western | Abham |  | 10.29 | 15.484 | 23.604 | 36.053 | 55.156 | 84.378 | 128.884 | 196.335 | 264.741 | 355.874 | 476.956 | 636.076 | 838.149 | 1094.125 | 1355.338 | 1618.573 | 1880.265 | 2136.503 | 2382.352 | 2612.86 | 2814.82 | 2948.524 | 2929.713 | 2889.469 | 2840.847 | 2786.159 | 2726.748 | 2665.437 | 2602.352
System Transformation | Lct_BB003 | Number | South Western | Alverdiscott |  | 13.44 | 19.78 | 29.338 | 43.477 | 64.488 | 95.73 | 142.146 | 210.987 | 284.498 | 382.432 | 512.55 | 683.545 | 900.698 | 1175.777 | 1456.483 | 1739.363 | 2020.585 | 2295.946 | 2560.142 | 2807.852 | 3024.884 | 3168.565 | 3148.351 | 3105.104 | 3052.853 | 2994.083 | 2930.239 | 2864.352 | 2796.56
System Transformation | Lct_BB003 | Number | South Western | Axminster |  | 6.455 | 9.541 | 14.226 | 21.208 | 31.655 | 47.284 | 70.634 | 105.434 | 142.169 | 191.108 | 256.13 | 341.579 | 450.094 | 587.556 | 727.83 | 869.19 | 1009.722 | 1147.324 | 1279.348 | 1403.133 | 1511.588 | 1583.388 | 1573.286 | 1551.675 | 1525.564 | 1496.196 | 1464.292 | 1431.367 | 1397.49
System Transformation | Lct_BB003 | Number | South Western | Bridgewater |  | 11.096 | 16.265 | 24.001 | 35.362 | 52.129 | 76.904 | 113.502 | 167.504 | 225.866 | 303.617 | 406.919 | 542.674 | 715.074 | 933.462 | 1156.318 | 1380.899 | 1604.164 | 1822.776 | 2032.524 | 2229.184 | 2401.488 | 2515.558 | 2499.51 | 2465.175 | 2423.693 | 2377.035 | 2326.349 | 2274.04 | 2220.219
System Transformation | Lct_BB003 | Number | South Western | Exeter |  | 7.121 | 10.436 | 15.395 | 22.675 | 33.414 | 49.277 | 72.701 | 107.255 | 144.625 | 194.41 | 260.556 | 347.482 | 457.872 | 597.709 | 740.406 | 884.209 | 1027.168 | 1167.149 | 1301.454 | 1427.377 | 1537.706 | 1610.747 | 1600.471 | 1578.486 | 1551.924 | 1522.049 | 1489.593 | 1456.099 | 1421.637
System Transformation | Lct_BB003 | Number | South Western | Indian Queens |  | 9.717 | 14.738 | 22.683 | 34.997 | 54.073 | 83.49 | 128.601 | 197.363 | 266.128 | 357.739 | 479.455 | 639.409 | 842.54 | 1099.858 | 1362.44 | 1627.054 | 1890.117 | 2147.699 | 2394.836 | 2626.551 | 2829.57 | 2963.974 | 2945.065 | 2904.61 | 2855.733 | 2800.758 | 2741.037 | 2679.403 | 2615.988
System Transformation | Lct_BB003 | Number | South Western | Landulph |  | 5.395 | 8.241 | 12.789 | 19.903 | 31.008 | 48.244 | 74.818 | 115.508 | 155.754 | 209.37 | 280.605 | 374.219 | 493.104 | 643.701 | 797.379 | 952.247 | 1106.206 | 1256.958 | 1401.597 | 1537.21 | 1656.029 | 1734.69 | 1723.623 | 1699.946 | 1671.341 | 1639.166 | 1604.214 | 1568.143 | 1531.028
System Transformation | Lct_BB003 | Number | South Western | Seabank |  | 12.273 | 17.625 | 25.318 | 36.139 | 51.444 | 73.151 | 103.995 | 147.886 | 199.412 | 268.057 | 359.26 | 479.115 | 631.323 | 824.134 | 1020.888 | 1219.166 | 1416.282 | 1609.29 | 1794.472 | 1968.099 | 2120.222 | 2220.933 | 2206.764 | 2176.451 | 2139.827 | 2098.634 | 2053.884 | 2007.701 | 1960.184
System Transformation | Lct_BB003 | Number | South Western | Taunton |  | 5.214 | 7.791 | 11.776 | 17.821 | 27.012 | 40.961 | 62.06 | 93.851 | 126.55 | 170.113 | 227.992 | 304.054 | 400.648 | 523.009 | 647.873 | 773.703 | 898.796 | 1021.282 | 1138.802 | 1248.988 | 1345.528 | 1409.441 | 1400.449 | 1381.212 | 1357.97 | 1331.828 | 1303.429 | 1274.121 | 1243.965
System Transformation | Lct_BB003 | Number | West Midlands | Bishops Wood |  | 26.216 | 37.801 | 54.597 | 78.444 | 112.498 | 161.255 | 231.184 | 331.587 | 447.118 | 601.032 | 805.526 | 1074.262 | 1415.54 | 1847.856 | 2289.015 | 2733.59 | 3175.559 | 3608.318 | 4023.529 | 4412.831 | 4753.92 | 4979.731 | 4947.961 | 4879.994 | 4797.876 | 4705.514 | 4605.176 | 4501.627 | 4395.085
System Transformation | Lct_BB003 | Number | West Midlands | Bushbury |  | 4.028 | 6.067 | 9.261 | 14.165 | 21.701 | 33.241 | 50.834 | 77.519 | 104.528 | 140.51 | 188.317 | 251.142 | 330.926 | 431.994 | 535.128 | 639.062 | 742.385 | 843.556 | 940.625 | 1031.636 | 1111.376 | 1164.167 | 1156.739 | 1140.85 | 1121.652 | 1100.06 | 1076.603 | 1052.395 | 1027.487
System Transformation | Lct_BB003 | Number | West Midlands | Bustleholme |  | 7.893 | 11.969 | 18.414 | 28.402 | 43.869 | 67.714 | 104.273 | 159.99 | 215.733 | 289.996 | 388.663 | 518.327 | 682.993 | 891.584 | 1104.441 | 1318.947 | 1532.196 | 1741 | 1941.338 | 2129.175 | 2293.749 | 2402.702 | 2387.373 | 2354.579 | 2314.958 | 2270.393 | 2221.981 | 2172.019 | 2120.612
System Transformation | Lct_BB003 | Number | West Midlands | Cellarhead |  | 16.323 | 24.535 | 37.352 | 56.969 | 87.029 | 132.957 | 202.833 | 308.641 | 416.177 | 559.44 | 749.783 | 999.922 | 1317.584 | 1719.983 | 2130.614 | 2544.424 | 2955.808 | 3358.62 | 3745.098 | 4107.46 | 4424.945 | 4635.13 | 4605.559 | 4542.295 | 4465.86 | 4379.889 | 4286.495 | 4190.112 | 4090.942
System Transformation | Lct_BB003 | Number | West Midlands | Feckenham |  | 34.15 | 47.957 | 66.805 | 91.742 | 124.722 | 168.231 | 225.489 | 300.654 | 405.407 | 544.963 | 730.38 | 974.046 | 1283.488 | 1675.474 | 2075.478 | 2478.58 | 2879.318 | 3271.706 | 3648.183 | 4001.168 | 4310.437 | 4515.183 | 4486.377 | 4424.75 | 4350.293 | 4266.547 | 4175.57 | 4081.681 | 3985.077
System Transformation | Lct_BB003 | Number | West Midlands | Hams Hall |  | 31.582 | 43.25 | 58.08 | 75.884 | 96.62 | 119.696 | 143.617 | 165.407 | 223.038 | 299.815 | 401.824 | 535.878 | 706.12 | 921.774 | 1141.839 | 1363.608 | 1584.077 | 1799.952 | 2007.074 | 2201.271 | 2371.417 | 2484.059 | 2468.212 | 2434.307 | 2393.344 | 2347.271 | 2297.219 | 2245.565 | 2192.418
System Transformation | Lct_BB003 | Number | West Midlands | Iron Acton |  | 71.526 | 98.38 | 132.981 | 175.352 | 226.124 | 285.079 | 350.579 | 418.545 | 564.373 | 758.651 | 1016.772 | 1355.983 | 1786.76 | 2332.45 | 2889.301 | 3450.464 | 4008.338 | 4554.586 | 5078.685 | 5570.08 | 6000.618 | 6285.647 | 6245.546 | 6159.754 | 6056.101 | 5939.517 | 5812.867 | 5682.163 | 5547.68
System Transformation | Lct_BB003 | Number | West Midlands | Ironbridge |  | 4.764 | 7.05 | 10.529 | 15.725 | 23.516 | 35.193 | 52.666 | 78.744 | 106.179 | 142.73 | 191.292 | 255.11 | 336.155 | 438.819 | 543.584 | 649.159 | 754.115 | 856.885 | 955.487 | 1047.936 | 1128.936 | 1182.561 | 1175.016 | 1158.876 | 1139.375 | 1117.441 | 1093.613 | 1069.023 | 1043.722
System Transformation | Lct_BB003 | Number | West Midlands | Kitwell |  | 5.84 | 8.682 | 13.04 | 19.598 | 29.499 | 44.429 | 66.889 | 100.57 | 135.61 | 182.292 | 244.314 | 325.821 | 429.33 | 560.45 | 694.253 | 829.091 | 963.14 | 1094.394 | 1220.327 | 1338.401 | 1441.853 | 1510.341 | 1500.705 | 1480.091 | 1455.185 | 1427.171 | 1396.739 | 1365.333 | 1333.019
System Transformation | Lct_BB003 | Number | West Midlands | Nechells |  | 24.733 | 34.9 | 48.946 | 67.806 | 93.177 | 127.3 | 173.185 | 234.885 | 316.722 | 425.749 | 570.605 | 760.969 | 1002.718 | 1308.955 | 1621.456 | 1936.377 | 2249.452 | 2556.003 | 2850.124 | 3125.891 | 3367.506 | 3527.462 | 3504.957 | 3456.812 | 3398.643 | 3333.217 | 3262.141 | 3188.791 | 3113.32
System Transformation | Lct_BB003 | Number | West Midlands | Ocker Hill |  | 1.945 | 2.984 | 4.654 | 7.28 | 11.399 | 17.814 | 27.736 | 42.967 | 57.938 | 77.882 | 104.38 | 139.203 | 183.426 | 239.446 | 296.611 | 354.219 | 411.49 | 467.567 | 521.37 | 571.816 | 616.014 | 645.275 | 641.158 | 632.351 | 621.71 | 609.741 | 596.74 | 583.322 | 569.516
System Transformation | Lct_BB003 | Number | West Midlands | Oldbury |  | 3.053 | 4.679 | 7.289 | 11.388 | 17.81 | 27.805 | 43.252 | 66.949 | 90.276 | 121.352 | 162.64 | 216.9 | 285.806 | 373.093 | 462.166 | 551.928 | 641.164 | 728.541 | 812.374 | 890.977 | 959.844 | 1005.437 | 999.022 | 985.299 | 968.719 | 950.071 | 929.812 | 908.905 | 887.393
System Transformation | Lct_BB003 | Number | West Midlands | Penn |  | 3.402 | 5.21 | 8.107 | 12.652 | 19.766 | 30.828 | 47.913 | 74.111 | 99.932 | 134.333 | 180.037 | 240.101 | 316.378 | 413.002 | 511.602 | 610.966 | 709.747 | 806.47 | 899.271 | 986.281 | 1062.516 | 1112.985 | 1105.885 | 1090.694 | 1072.34 | 1051.697 | 1029.271 | 1006.128 | 982.315
System Transformation | Lct_BB003 | Number | West Midlands | Rugeley |  | 2.572 | 3.842 | 5.803 | 8.776 | 13.293 | 20.144 | 30.501 | 46.099 | 62.161 | 83.559 | 111.989 | 149.351 | 196.797 | 256.9 | 318.233 | 380.041 | 441.486 | 501.651 | 559.376 | 613.499 | 660.919 | 692.313 | 687.896 | 678.447 | 667.03 | 654.19 | 640.24 | 625.844 | 611.032
System Transformation | Lct_BB003 | Number | West Midlands | Shrewsbury |  | 3.553 | 5.254 | 7.838 | 11.694 | 17.467 | 26.11 | 39.03 | 58.296 | 78.608 | 105.668 | 141.62 | 188.866 | 248.867 | 324.872 | 402.433 | 480.594 | 558.296 | 634.38 | 707.378 | 775.822 | 835.788 | 875.488 | 869.903 | 857.954 | 843.516 | 827.278 | 809.638 | 791.433 | 772.701
System Transformation | Lct_BB003 | Number | West Midlands | Walham |  | 20.055 | 27.6 | 37.338 | 49.291 | 63.661 | 80.426 | 99.19 | 118.901 | 160.328 | 215.519 | 288.847 | 385.21 | 507.586 | 662.607 | 820.798 | 980.215 | 1138.697 | 1293.876 | 1442.763 | 1582.359 | 1704.667 | 1785.639 | 1774.247 | 1749.875 | 1720.429 | 1687.31 | 1651.331 | 1614.2 | 1575.996
System Transformation | Lct_BB003 | Number | West Midlands | Willenhall |  | 4.038 | 6.264 | 9.896 | 15.683 | 24.852 | 39.26 | 61.7 | 96.347 | 129.916 | 174.638 | 234.056 | 312.141 | 411.304 | 536.919 | 665.103 | 794.28 | 922.7 | 1048.444 | 1169.089 | 1282.206 | 1381.313 | 1446.926 | 1437.694 | 1417.946 | 1394.085 | 1367.248 | 1338.094 | 1308.006 | 1277.049
System Transformation | Lct_BB004 | Number | ENW | Bredbury |  | 0 | 0 | 0 | 0 | 0 | 0 | 0 | 0 | 0 | 0 | 0 | 0 | 0 | 0 | 0 | 0 | 0 | 0 | 0 | 0 | 0 | 0 | 0 | 0 | 0 | 0 | 0 | 0 | 0
System Transformation | Lct_BB004 | Number | ENW | Harker |  | 0 | 0 | 0 | 0 | 0 | 0 | 0 | 0 | 0 | 0 | 0 | 0 | 0 | 0 | 0 | 0 | 0 | 0 | 0 | 0 | 0 | 0 | 0 | 0 | 0 | 0 | 0 | 0 | 0
System Transformation | Lct_BB004 | Number | ENW | Heysham (Barrow WF) |  | 0 | 0 | 0 | 0 | 0 | 0 | 0 | 0 | 0 | 0 | 0 | 0 | 0 | 0 | 0 | 0 | 0 | 0 | 0 | 0 | 0 | 0 | 0 | 0 | 0 | 0 | 0 | 0 | 0
System Transformation | Lct_BB004 | Number | ENW | Heysham (NGET) |  | 0 | 0 | 0 | 0 | 0 | 0 | 0 | 0 | 0 | 0 | 0 | 0 | 0 | 0 | 0 | 0 | 0 | 0 | 0 | 0 | 0 | 0 | 0 | 0 | 0 | 0 | 0 | 0 | 0
System Transformation | Lct_BB004 | Number | ENW | Hutton |  | 0 | 0 | 0 | 0 | 0 | 0 | 0 | 0 | 0 | 0 | 0 | 0 | 0 | 0 | 0 | 0 | 0 | 0 | 0 | 0 | 0 | 0 | 0 | 0 | 0 | 0 | 0 | 0 | 0
System Transformation | Lct_BB004 | Number | ENW | Kearsley 132kV |  | 0 | 0 | 0 | 0 | 0 | 0 | 0 | 0 | 0 | 0 | 0 | 0 | 0 | 0 | 0 | 0 | 0 | 0 | 0 | 0 | 0 | 0 | 0 | 0 | 0 | 0 | 0 | 0 | 0
System Transformation | Lct_BB004 | Number | ENW | Kearsley 33kV |  | 0 | 0 | 0 | 0 | 0 | 0 | 0 | 0 | 0 | 0 | 0 | 0 | 0 | 0 | 0 | 0 | 0 | 0 | 0 | 0 | 0 | 0 | 0 | 0 | 0 | 0 | 0 | 0 | 0
System Transformation | Lct_BB004 | Number | ENW | Kirkby (_G) |  | 0 | 0 | 0 | 0 | 0 | 0 | 0 | 0 | 0 | 0 | 0 | 0 | 0 | 0 | 0 | 0 | 0 | 0 | 0 | 0 | 0 | 0 | 0 | 0 | 0 | 0 | 0 | 0 | 0
System Transformation | Lct_BB004 | Number | ENW | Macclesfield |  | 0 | 0 | 0 | 0 | 0 | 0 | 0 | 0 | 0 | 0 | 0 | 0 | 0 | 0 | 0 | 0 | 0 | 0 | 0 | 0 | 0 | 0 | 0 | 0 | 0 | 0 | 0 | 0 | 0
System Transformation | Lct_BB004 | Number | ENW | Ormonde |  | 0 | 0 | 0 | 0 | 0 | 0 | 0 | 0 | 0 | 0 | 0 | 0 | 0 | 0 | 0 | 0 | 0 | 0 | 0 | 0 | 0 | 0 | 0 | 0 | 0 | 0 | 0 | 0 | 0
System Transformation | Lct_BB004 | Number | ENW | Padiham |  | 0 | 0 | 0 | 0 | 0 | 0 | 0 | 0 | 0 | 0 | 0 | 0 | 0 | 0 | 0 | 0 | 0 | 0 | 0 | 0 | 0 | 0 | 0 | 0 | 0 | 0 | 0 | 0 | 0
System Transformation | Lct_BB004 | Number | ENW | Penwortham East |  | 0 | 0 | 0 | 0 | 0 | 0 | 0 | 0 | 0 | 0 | 0 | 0 | 0 | 0 | 0 | 0 | 0 | 0 | 0 | 0 | 0 | 0 | 0 | 0 | 0 | 0 | 0 | 0 | 0
System Transformation | Lct_BB004 | Number | ENW | Penwortham West |  | 0 | 0 | 0 | 0 | 0 | 0 | 0 | 0 | 0 | 0 | 0 | 0 | 0 | 0 | 0 | 0 | 0 | 0 | 0 | 0 | 0 | 0 | 0 | 0 | 0 | 0 | 0 | 0 | 0
System Transformation | Lct_BB004 | Number | ENW | Robin Rigg |  | 0 | 0 | 0 | 0 | 0 | 0 | 0 | 0 | 0 | 0 | 0 | 0 | 0 | 0 | 0 | 0 | 0 | 0 | 0 | 0 | 0 | 0 | 0 | 0 | 0 | 0 | 0 | 0 | 0
System Transformation | Lct_BB004 | Number | ENW | Rochdale |  | 0 | 0 | 0 | 0 | 0 | 0 | 0 | 0 | 0 | 0 | 0 | 0 | 0 | 0 | 0 | 0 | 0 | 0 | 0 | 0 | 0 | 0 | 0 | 0 | 0 | 0 | 0 | 0 | 0
System Transformation | Lct_BB004 | Number | ENW | South Manchester |  | 0 | 0 | 0 | 0 | 0 | 0 | 0 | 0 | 0 | 0 | 0 | 0 | 0 | 0 | 0 | 0 | 0 | 0 | 0 | 0 | 0 | 0 | 0 | 0 | 0 | 0 | 0 | 0 | 0
System Transformation | Lct_BB004 | Number | ENW | Stalybridge |  | 0 | 0 | 0 | 0 | 0 | 0 | 0 | 0 | 0 | 0 | 0 | 0 | 0 | 0 | 0 | 0 | 0 | 0 | 0 | 0 | 0 | 0 | 0 | 0 | 0 | 0 | 0 | 0 | 0
System Transformation | Lct_BB004 | Number | ENW | Stanah |  | 0 | 0 | 0 | 0 | 0 | 0 | 0 | 0 | 0 | 0 | 0 | 0 | 0 | 0 | 0 | 0 | 0 | 0 | 0 | 0 | 0 | 0 | 0 | 0 | 0 | 0 | 0 | 0 | 0
System Transformation | Lct_BB004 | Number | ENW | Walney 2 |  | 0 | 0 | 0 | 0 | 0 | 0 | 0 | 0 | 0 | 0 | 0 | 0 | 0 | 0 | 0 | 0 | 0 | 0 | 0 | 0 | 0 | 0 | 0 | 0 | 0 | 0 | 0 | 0 | 0
System Transformation | Lct_BB004 | Number | ENW | Washway Farm |  | 0 | 0 | 0 | 0 | 0 | 0 | 0 | 0 | 0 | 0 | 0 | 0 | 0 | 0 | 0 | 0 | 0 | 0 | 0 | 0 | 0 | 0 | 0 | 0 | 0 | 0 | 0 | 0 | 0
System Transformation | Lct_BB004 | Number | ENW | Whitegate |  | 0 | 0 | 0 | 0 | 0 | 0 | 0 | 0 | 0 | 0 | 0 | 0 | 0 | 0 | 0 | 0 | 0 | 0 | 0 | 0 | 0 | 0 | 0 | 0 | 0 | 0 | 0 | 0 | 0
System Transformation | Lct_BB004 | Number | EPN | Amersham Main |  | 0 | 0 | 0 | 0 | 0 | 0 | 0 | 0 | 0 | 0 | 0 | 0 | 0 | 0 | 0 | 0 | 0 | 0 | 0 | 0 | 0 | 0 | 0 | 0 | 0 | 0 | 0 | 0 | 0
System Transformation | Lct_BB004 | Number | EPN | Braintree |  | 0 | 0 | 0 | 0 | 0 | 0 | 0 | 0 | 0 | 0 | 0 | 0 | 0 | 0 | 0 | 0 | 0 | 0 | 0 | 0 | 0 | 0 | 0 | 0 | 0 | 0 | 0 | 0 | 0
System Transformation | Lct_BB004 | Number | EPN | Bramford |  | 0 | 0 | 0 | 0 | 0 | 0 | 0 | 0 | 0 | 0 | 0 | 0 | 0 | 0 | 0 | 0 | 0 | 0 | 0 | 0 | 0 | 0 | 0 | 0 | 0 | 0 | 0 | 0 | 0
System Transformation | Lct_BB004 | Number | EPN | Brimsdown |  | 0 | 0 | 0 | 0 | 0 | 0 | 0 | 0 | 0 | 0 | 0 | 0 | 0 | 0 | 0 | 0 | 0 | 0 | 0 | 0 | 0 | 0 | 0 | 0 | 0 | 0 | 0 | 0 | 0
System Transformation | Lct_BB004 | Number | EPN | Burwell Main |  | 0 | 0 | 0 | 0 | 0 | 0 | 0 | 0 | 0 | 0 | 0 | 0 | 0 | 0 | 0 | 0 | 0 | 0 | 0 | 0 | 0 | 0 | 0 | 0 | 0 | 0 | 0 | 0 | 0
System Transformation | Lct_BB004 | Number | EPN | Clacton |  | 0 | 0 | 0 | 0 | 0 | 0 | 0 | 0 | 0 | 0 | 0 | 0 | 0 | 0 | 0 | 0 | 0 | 0 | 0 | 0 | 0 | 0 | 0 | 0 | 0 | 0 | 0 | 0 | 0
System Transformation | Lct_BB004 | Number | EPN | Eaton Socon |  | 0 | 0 | 0 | 0 | 0 | 0 | 0 | 0 | 0 | 0 | 0 | 0 | 0 | 0 | 0 | 0 | 0 | 0 | 0 | 0 | 0 | 0 | 0 | 0 | 0 | 0 | 0 | 0 | 0
System Transformation | Lct_BB004 | Number | EPN | Elstree |  | 0 | 0 | 0 | 0 | 0 | 0 | 0 | 0 | 0 | 0 | 0 | 0 | 0 | 0 | 0 | 0 | 0 | 0 | 0 | 0 | 0 | 0 | 0 | 0 | 0 | 0 | 0 | 0 | 0
System Transformation | Lct_BB004 | Number | EPN | Loudwater |  | 0 | 0 | 0 | 0 | 0 | 0 | 0 | 0 | 0 | 0 | 0 | 0 | 0 | 0 | 0 | 0 | 0 | 0 | 0 | 0 | 0 | 0 | 0 | 0 | 0 | 0 | 0 | 0 | 0
System Transformation | Lct_BB004 | Number | EPN | Mill Hill |  | 0 | 0 | 0 | 0 | 0 | 0 | 0 | 0 | 0 | 0 | 0 | 0 | 0 | 0 | 0 | 0 | 0 | 0 | 0 | 0 | 0 | 0 | 0 | 0 | 0 | 0 | 0 | 0 | 0
System Transformation | Lct_BB004 | Number | EPN | Norwich Main |  | 0 | 0 | 0 | 0 | 0 | 0 | 0 | 0 | 0 | 0 | 0 | 0 | 0 | 0 | 0 | 0 | 0 | 0 | 0 | 0 | 0 | 0 | 0 | 0 | 0 | 0 | 0 | 0 | 0
System Transformation | Lct_BB004 | Number | EPN | Pelham |  | 0 | 0 | 0 | 0 | 0 | 0 | 0 | 0 | 0 | 0 | 0 | 0 | 0 | 0 | 0 | 0 | 0 | 0 | 0 | 0 | 0 | 0 | 0 | 0 | 0 | 0 | 0 | 0 | 0
System Transformation | Lct_BB004 | Number | EPN | Rayleigh |  | 0 | 0 | 0 | 0 | 0 | 0 | 0 | 0 | 0 | 0 | 0 | 0 | 0 | 0 | 0 | 0 | 0 | 0 | 0 | 0 | 0 | 0 | 0 | 0 | 0 | 0 | 0 | 0 | 0
System Transformation | Lct_BB004 | Number | EPN | Rye House |  | 0 | 0 | 0 | 0 | 0 | 0 | 0 | 0 | 0 | 0 | 0 | 0 | 0 | 0 | 0 | 0 | 0 | 0 | 0 | 0 | 0 | 0 | 0 | 0 | 0 | 0 | 0 | 0 | 0
System Transformation | Lct_BB004 | Number | EPN | Sheringham Shoal |  | 0 | 0 | 0 | 0 | 0 | 0 | 0 | 0 | 0 | 0 | 0 | 0 | 0 | 0 | 0 | 0 | 0 | 0 | 0 | 0 | 0 | 0 | 0 | 0 | 0 | 0 | 0 | 0 | 0
System Transformation | Lct_BB004 | Number | EPN | Sundon |  | 0 | 0 | 0 | 0 | 0 | 0 | 0 | 0 | 0 | 0 | 0 | 0 | 0 | 0 | 0 | 0 | 0 | 0 | 0 | 0 | 0 | 0 | 0 | 0 | 0 | 0 | 0 | 0 | 0
System Transformation | Lct_BB004 | Number | EPN | Tilbury |  | 0 | 0 | 0 | 0 | 0 | 0 | 0 | 0 | 0 | 0 | 0 | 0 | 0 | 0 | 0 | 0 | 0 | 0 | 0 | 0 | 0 | 0 | 0 | 0 | 0 | 0 | 0 | 0 | 0
System Transformation | Lct_BB004 | Number | EPN | Tottenham |  | 0 | 0 | 0 | 0 | 0 | 0 | 0 | 0 | 0 | 0 | 0 | 0 | 0 | 0 | 0 | 0 | 0 | 0 | 0 | 0 | 0 | 0 | 0 | 0 | 0 | 0 | 0 | 0 | 0
System Transformation | Lct_BB004 | Number | EPN | Walpole (_A) |  | 0 | 0 | 0 | 0 | 0 | 0 | 0 | 0 | 0 | 0 | 0 | 0 | 0 | 0 | 0 | 0 | 0 | 0 | 0 | 0 | 0 | 0 | 0 | 0 | 0 | 0 | 0 | 0 | 0
System Transformation | Lct_BB004 | Number | EPN | Warley |  | 0 | 0 | 0 | 0 | 0 | 0 | 0 | 0 | 0 | 0 | 0 | 0 | 0 | 0 | 0 | 0 | 0 | 0 | 0 | 0 | 0 | 0 | 0 | 0 | 0 | 0 | 0 | 0 | 0
System Transformation | Lct_BB004 | Number | EPN | Watford South |  | 0 | 0 | 0 | 0 | 0 | 0 | 0 | 0 | 0 | 0 | 0 | 0 | 0 | 0 | 0 | 0 | 0 | 0 | 0 | 0 | 0 | 0 | 0 | 0 | 0 | 0 | 0 | 0 | 0
System Transformation | Lct_BB004 | Number | EPN | West Thurrock |  | 0 | 0 | 0 | 0 | 0 | 0 | 0 | 0 | 0 | 0 | 0 | 0 | 0 | 0 | 0 | 0 | 0 | 0 | 0 | 0 | 0 | 0 | 0 | 0 | 0 | 0 | 0 | 0 | 0
System Transformation | Lct_BB004 | Number | EPN | Wymondley |  | 0 | 0 | 0 | 0 | 0 | 0 | 0 | 0 | 0 | 0 | 0 | 0 | 0 | 0 | 0 | 0 | 0 | 0 | 0 | 0 | 0 | 0 | 0 | 0 | 0 | 0 | 0 | 0 | 0
System Transformation | Lct_BB004 | Number | East Midlands | Berkswell |  | 0 | 0 | 0 | 0 | 0 | 0 | 0 | 0 | 0 | 0 | 0 | 0 | 0 | 0 | 0 | 0 | 0 | 0 | 0 | 0 | 0 | 0 | 0 | 0 | 0 | 0 | 0 | 0 | 0
System Transformation | Lct_BB004 | Number | East Midlands | Bicker Fen |  | 0 | 0 | 0 | 0 | 0 | 0 | 0 | 0 | 0 | 0 | 0 | 0 | 0 | 0 | 0 | 0 | 0 | 0 | 0 | 0 | 0 | 0 | 0 | 0 | 0 | 0 | 0 | 0 | 0
System Transformation | Lct_BB004 | Number | East Midlands | Chesterfield |  | 0 | 0 | 0 | 0 | 0 | 0 | 0 | 0 | 0 | 0 | 0 | 0 | 0 | 0 | 0 | 0 | 0 | 0 | 0 | 0 | 0 | 0 | 0 | 0 | 0 | 0 | 0 | 0 | 0
System Transformation | Lct_BB004 | Number | East Midlands | Coventry |  | 0 | 0 | 0 | 0 | 0 | 0 | 0 | 0 | 0 | 0 | 0 | 0 | 0 | 0 | 0 | 0 | 0 | 0 | 0 | 0 | 0 | 0 | 0 | 0 | 0 | 0 | 0 | 0 | 0
System Transformation | Lct_BB004 | Number | East Midlands | Drakelow |  | 0 | 0 | 0 | 0 | 0 | 0 | 0 | 0 | 0 | 0 | 0 | 0 | 0 | 0 | 0 | 0 | 0 | 0 | 0 | 0 | 0 | 0 | 0 | 0 | 0 | 0 | 0 | 0 | 0
System Transformation | Lct_BB004 | Number | East Midlands | East Claydon (_B) |  | 0 | 0 | 0 | 0 | 0 | 0 | 0 | 0 | 0 | 0 | 0 | 0 | 0 | 0 | 0 | 0 | 0 | 0 | 0 | 0 | 0 | 0 | 0 | 0 | 0 | 0 | 0 | 0 | 0
System Transformation | Lct_BB004 | Number | East Midlands | Enderby |  | 0 | 0 | 0 | 0 | 0 | 0 | 0 | 0 | 0 | 0 | 0 | 0 | 0 | 0 | 0 | 0 | 0 | 0 | 0 | 0 | 0 | 0 | 0 | 0 | 0 | 0 | 0 | 0 | 0
System Transformation | Lct_BB004 | Number | East Midlands | Grendon |  | 0 | 0 | 0 | 0 | 0 | 0 | 0 | 0 | 0 | 0 | 0 | 0 | 0 | 0 | 0 | 0 | 0 | 0 | 0 | 0 | 0 | 0 | 0 | 0 | 0 | 0 | 0 | 0 | 0
System Transformation | Lct_BB004 | Number | East Midlands | Ratcliffe |  | 0 | 0 | 0 | 0 | 0 | 0 | 0 | 0 | 0 | 0 | 0 | 0 | 0 | 0 | 0 | 0 | 0 | 0 | 0 | 0 | 0 | 0 | 0 | 0 | 0 | 0 | 0 | 0 | 0
System Transformation | Lct_BB004 | Number | East Midlands | Staythorpe |  | 0 | 0 | 0 | 0 | 0 | 0 | 0 | 0 | 0 | 0 | 0 | 0 | 0 | 0 | 0 | 0 | 0 | 0 | 0 | 0 | 0 | 0 | 0 | 0 | 0 | 0 | 0 | 0 | 0
System Transformation | Lct_BB004 | Number | East Midlands | Stoke Bardolph |  | 0 | 0 | 0 | 0 | 0 | 0 | 0 | 0 | 0 | 0 | 0 | 0 | 0 | 0 | 0 | 0 | 0 | 0 | 0 | 0 | 0 | 0 | 0 | 0 | 0 | 0 | 0 | 0 | 0
System Transformation | Lct_BB004 | Number | East Midlands | Walpole (_B) |  | 0 | 0 | 0 | 0 | 0 | 0 | 0 | 0 | 0 | 0 | 0 | 0 | 0 | 0 | 0 | 0 | 0 | 0 | 0 | 0 | 0 | 0 | 0 | 0 | 0 | 0 | 0 | 0 | 0
System Transformation | Lct_BB004 | Number | East Midlands | West Burton |  | 0 | 0 | 0 | 0 | 0 | 0 | 0 | 0 | 0 | 0 | 0 | 0 | 0 | 0 | 0 | 0 | 0 | 0 | 0 | 0 | 0 | 0 | 0 | 0 | 0 | 0 | 0 | 0 | 0
System Transformation | Lct_BB004 | Number | East Midlands | Willington |  | 0 | 0 | 0 | 0 | 0 | 0 | 0 | 0 | 0 | 0 | 0 | 0 | 0 | 0 | 0 | 0 | 0 | 0 | 0 | 0 | 0 | 0 | 0 | 0 | 0 | 0 | 0 | 0 | 0
System Transformation | Lct_BB004 | Number | IDNO - Refer to Comment Field | Tynemouth 2 |  | 0 | 0 | 0 | 0 | 0 | 0 | 0 | 0 | 0 | 0 | 0 | 0 | 0 | 0 | 0 | 0 | 0 | 0 | 0 | 0 | 0 | 0 | 0 | 0 | 0 | 0 | 0 | 0 | 0 | Note: TYNE2 is operated by an IDNO allocated to GSP Group/licence area F
System Transformation | Lct_BB004 | Number | LPN | Acton Lane 22kV |  | 0 | 0 | 0 | 0 | 0 | 0 | 0 | 0 | 0 | 0 | 0 | 0 | 0 | 0 | 0 | 0 | 0 | 0 | 0 | 0 | 0 | 0 | 0 | 0 | 0 | 0 | 0 | 0 | 0
System Transformation | Lct_BB004 | Number | LPN | Barking |  | 0 | 0 | 0 | 0 | 0 | 0 | 0 | 0 | 0 | 0 | 0 | 0 | 0 | 0 | 0 | 0 | 0 | 0 | 0 | 0 | 0 | 0 | 0 | 0 | 0 | 0 | 0 | 0 | 0
System Transformation | Lct_BB004 | Number | LPN | Barking West |  | 0 | 0 | 0 | 0 | 0 | 0 | 0 | 0 | 0 | 0 | 0 | 0 | 0 | 0 | 0 | 0 | 0 | 0 | 0 | 0 | 0 | 0 | 0 | 0 | 0 | 0 | 0 | 0 | 0
System Transformation | Lct_BB004 | Number | LPN | Beddington (_C) |  | 0 | 0 | 0 | 0 | 0 | 0 | 0 | 0 | 0 | 0 | 0 | 0 | 0 | 0 | 0 | 0 | 0 | 0 | 0 | 0 | 0 | 0 | 0 | 0 | 0 | 0 | 0 | 0 | 0
System Transformation | Lct_BB004 | Number | LPN | Canal Bank |  | 0 | 0 | 0 | 0 | 0 | 0 | 0 | 0 | 0 | 0 | 0 | 0 | 0 | 0 | 0 | 0 | 0 | 0 | 0 | 0 | 0 | 0 | 0 | 0 | 0 | 0 | 0 | 0 | 0
System Transformation | Lct_BB004 | Number | LPN | City Road |  | 0 | 0 | 0 | 0 | 0 | 0 | 0 | 0 | 0 | 0 | 0 | 0 | 0 | 0 | 0 | 0 | 0 | 0 | 0 | 0 | 0 | 0 | 0 | 0 | 0 | 0 | 0 | 0 | 0
System Transformation | Lct_BB004 | Number | LPN | Greenford |  | 0 | 0 | 0 | 0 | 0 | 0 | 0 | 0 | 0 | 0 | 0 | 0 | 0 | 0 | 0 | 0 | 0 | 0 | 0 | 0 | 0 | 0 | 0 | 0 | 0 | 0 | 0 | 0 | 0
System Transformation | Lct_BB004 | Number | LPN | Hackney 132kV |  | 0 | 0 | 0 | 0 | 0 | 0 | 0 | 0 | 0 | 0 | 0 | 0 | 0 | 0 | 0 | 0 | 0 | 0 | 0 | 0 | 0 | 0 | 0 | 0 | 0 | 0 | 0 | 0 | 0
System Transformation | Lct_BB004 | Number | LPN | Hackney 66kV |  | 0 | 0 | 0 | 0 | 0 | 0 | 0 | 0 | 0 | 0 | 0 | 0 | 0 | 0 | 0 | 0 | 0 | 0 | 0 | 0 | 0 | 0 | 0 | 0 | 0 | 0 | 0 | 0 | 0
System Transformation | Lct_BB004 | Number | LPN | Hurst |  | 0 | 0 | 0 | 0 | 0 | 0 | 0 | 0 | 0 | 0 | 0 | 0 | 0 | 0 | 0 | 0 | 0 | 0 | 0 | 0 | 0 | 0 | 0 | 0 | 0 | 0 | 0 | 0 | 0
System Transformation | Lct_BB004 | Number | LPN | Islington |  | 0 | 0 | 0 | 0 | 0 | 0 | 0 | 0 | 0 | 0 | 0 | 0 | 0 | 0 | 0 | 0 | 0 | 0 | 0 | 0 | 0 | 0 | 0 | 0 | 0 | 0 | 0 | 0 | 0
System Transformation | Lct_BB004 | Number | LPN | Littlebrook (_C) |  | 0 | 0 | 0 | 0 | 0 | 0 | 0 | 0 | 0 | 0 | 0 | 0 | 0 | 0 | 0 | 0 | 0 | 0 | 0 | 0 | 0 | 0 | 0 | 0 | 0 | 0 | 0 | 0 | 0
System Transformation | Lct_BB004 | Number | LPN | Lodge Road |  | 0 | 0 | 0 | 0 | 0 | 0 | 0 | 0 | 0 | 0 | 0 | 0 | 0 | 0 | 0 | 0 | 0 | 0 | 0 | 0 | 0 | 0 | 0 | 0 | 0 | 0 | 0 | 0 | 0
System Transformation | Lct_BB004 | Number | LPN | New Cross |  | 0 | 0 | 0 | 0 | 0 | 0 | 0 | 0 | 0 | 0 | 0 | 0 | 0 | 0 | 0 | 0 | 0 | 0 | 0 | 0 | 0 | 0 | 0 | 0 | 0 | 0 | 0 | 0 | 0
System Transformation | Lct_BB004 | Number | LPN | Perivale |  | 0 | 0 | 0 | 0 | 0 | 0 | 0 | 0 | 0 | 0 | 0 | 0 | 0 | 0 | 0 | 0 | 0 | 0 | 0 | 0 | 0 | 0 | 0 | 0 | 0 | 0 | 0 | 0 | 0
System Transformation | Lct_BB004 | Number | LPN | Redbridge |  | 0 | 0 | 0 | 0 | 0 | 0 | 0 | 0 | 0 | 0 | 0 | 0 | 0 | 0 | 0 | 0 | 0 | 0 | 0 | 0 | 0 | 0 | 0 | 0 | 0 | 0 | 0 | 0 | 0
System Transformation | Lct_BB004 | Number | LPN | St John's Wood |  | 0 | 0 | 0 | 0 | 0 | 0 | 0 | 0 | 0 | 0 | 0 | 0 | 0 | 0 | 0 | 0 | 0 | 0 | 0 | 0 | 0 | 0 | 0 | 0 | 0 | 0 | 0 | 0 | 0
System Transformation | Lct_BB004 | Number | LPN | West Ham |  | 0 | 0 | 0 | 0 | 0 | 0 | 0 | 0 | 0 | 0 | 0 | 0 | 0 | 0 | 0 | 0 | 0 | 0 | 0 | 0 | 0 | 0 | 0 | 0 | 0 | 0 | 0 | 0 | 0
System Transformation | Lct_BB004 | Number | LPN | Willesden 132kV |  | 0 | 0 | 0 | 0 | 0 | 0 | 0 | 0 | 0 | 0 | 0 | 0 | 0 | 0 | 0 | 0 | 0 | 0 | 0 | 0 | 0 | 0 | 0 | 0 | 0 | 0 | 0 | 0 | 0
System Transformation | Lct_BB004 | Number | LPN | Willesden 66kV |  | 0 | 0 | 0 | 0 | 0 | 0 | 0 | 0 | 0 | 0 | 0 | 0 | 0 | 0 | 0 | 0 | 0 | 0 | 0 | 0 | 0 | 0 | 0 | 0 | 0 | 0 | 0 | 0 | 0
System Transformation | Lct_BB004 | Number | LPN | Wimbledon North |  | 0 | 0 | 0 | 0 | 0 | 0 | 0 | 0 | 0 | 0 | 0 | 0 | 0 | 0 | 0 | 0 | 0 | 0 | 0 | 0 | 0 | 0 | 0 | 0 | 0 | 0 | 0 | 0 | 0
System Transformation | Lct_BB004 | Number | LPN | Wimbledon South |  | 0 | 0 | 0 | 0 | 0 | 0 | 0 | 0 | 0 | 0 | 0 | 0 | 0 | 0 | 0 | 0 | 0 | 0 | 0 | 0 | 0 | 0 | 0 | 0 | 0 | 0 | 0 | 0 | 0
System Transformation | Lct_BB004 | Number | NPgN | Blyth 132kV |  | 0 | 0 | 0 | 0 | 0 | 0 | 0 | 0 | 0 | 0 | 0 | 0 | 0 | 0 | 0 | 0 | 0 | 0 | 0 | 0 | 0 | 0 | 0 | 0 | 0 | 0 | 0 | 0 | 0
System Transformation | Lct_BB004 | Number | NPgN | Blyth 66kV |  | 0 | 0 | 0 | 0 | 0 | 0 | 0 | 0 | 0 | 0 | 0 | 0 | 0 | 0 | 0 | 0 | 0 | 0 | 0 | 0 | 0 | 0 | 0 | 0 | 0 | 0 | 0 | 0 | 0
System Transformation | Lct_BB004 | Number | NPgN | Fourstones |  | 0 | 0 | 0 | 0 | 0 | 0 | 0 | 0 | 0 | 0 | 0 | 0 | 0 | 0 | 0 | 0 | 0 | 0 | 0 | 0 | 0 | 0 | 0 | 0 | 0 | 0 | 0 | 0 | 0
System Transformation | Lct_BB004 | Number | NPgN | Hart Moor |  | 0 | 0 | 0 | 0 | 0 | 0 | 0 | 0 | 0 | 0 | 0 | 0 | 0 | 0 | 0 | 0 | 0 | 0 | 0 | 0 | 0 | 0 | 0 | 0 | 0 | 0 | 0 | 0 | 0
System Transformation | Lct_BB004 | Number | NPgN | Hawthorn Pit |  | 0 | 0 | 0 | 0 | 0 | 0 | 0 | 0 | 0 | 0 | 0 | 0 | 0 | 0 | 0 | 0 | 0 | 0 | 0 | 0 | 0 | 0 | 0 | 0 | 0 | 0 | 0 | 0 | 0
System Transformation | Lct_BB004 | Number | NPgN | Knaresborough |  | 0 | 0 | 0 | 0 | 0 | 0 | 0 | 0 | 0 | 0 | 0 | 0 | 0 | 0 | 0 | 0 | 0 | 0 | 0 | 0 | 0 | 0 | 0 | 0 | 0 | 0 | 0 | 0 | 0
System Transformation | Lct_BB004 | Number | NPgN | Lackenby |  | 0 | 0 | 0 | 0 | 0 | 0 | 0 | 0 | 0 | 0 | 0 | 0 | 0 | 0 | 0 | 0 | 0 | 0 | 0 | 0 | 0 | 0 | 0 | 0 | 0 | 0 | 0 | 0 | 0
System Transformation | Lct_BB004 | Number | NPgN | Norton |  | 0 | 0 | 0 | 0 | 0 | 0 | 0 | 0 | 0 | 0 | 0 | 0 | 0 | 0 | 0 | 0 | 0 | 0 | 0 | 0 | 0 | 0 | 0 | 0 | 0 | 0 | 0 | 0 | 0
System Transformation | Lct_BB004 | Number | NPgN | Offerton |  | 0 | 0 | 0 | 0 | 0 | 0 | 0 | 0 | 0 | 0 | 0 | 0 | 0 | 0 | 0 | 0 | 0 | 0 | 0 | 0 | 0 | 0 | 0 | 0 | 0 | 0 | 0 | 0 | 0
System Transformation | Lct_BB004 | Number | NPgN | Osbaldwick |  | 0 | 0 | 0 | 0 | 0 | 0 | 0 | 0 | 0 | 0 | 0 | 0 | 0 | 0 | 0 | 0 | 0 | 0 | 0 | 0 | 0 | 0 | 0 | 0 | 0 | 0 | 0 | 0 | 0
System Transformation | Lct_BB004 | Number | NPgN | Poppleton |  | 0 | 0 | 0 | 0 | 0 | 0 | 0 | 0 | 0 | 0 | 0 | 0 | 0 | 0 | 0 | 0 | 0 | 0 | 0 | 0 | 0 | 0 | 0 | 0 | 0 | 0 | 0 | 0 | 0
System Transformation | Lct_BB004 | Number | NPgN | Saltholme |  | 0 | 0 | 0 | 0 | 0 | 0 | 0 | 0 | 0 | 0 | 0 | 0 | 0 | 0 | 0 | 0 | 0 | 0 | 0 | 0 | 0 | 0 | 0 | 0 | 0 | 0 | 0 | 0 | 0
System Transformation | Lct_BB004 | Number | NPgN | South Shields |  | 0 | 0 | 0 | 0 | 0 | 0 | 0 | 0 | 0 | 0 | 0 | 0 | 0 | 0 | 0 | 0 | 0 | 0 | 0 | 0 | 0 | 0 | 0 | 0 | 0 | 0 | 0 | 0 | 0
System Transformation | Lct_BB004 | Number | NPgN | Spennymoor |  | 0 | 0 | 0 | 0 | 0 | 0 | 0 | 0 | 0 | 0 | 0 | 0 | 0 | 0 | 0 | 0 | 0 | 0 | 0 | 0 | 0 | 0 | 0 | 0 | 0 | 0 | 0 | 0 | 0
System Transformation | Lct_BB004 | Number | NPgN | Stella North |  | 0 | 0 | 0 | 0 | 0 | 0 | 0 | 0 | 0 | 0 | 0 | 0 | 0 | 0 | 0 | 0 | 0 | 0 | 0 | 0 | 0 | 0 | 0 | 0 | 0 | 0 | 0 | 0 | 0
System Transformation | Lct_BB004 | Number | NPgN | Stella South |  | 0 | 0 | 0 | 0 | 0 | 0 | 0 | 0 | 0 | 0 | 0 | 0 | 0 | 0 | 0 | 0 | 0 | 0 | 0 | 0 | 0 | 0 | 0 | 0 | 0 | 0 | 0 | 0 | 0
System Transformation | Lct_BB004 | Number | NPgN | Tynemouth 1 |  | 0 | 0 | 0 | 0 | 0 | 0 | 0 | 0 | 0 | 0 | 0 | 0 | 0 | 0 | 0 | 0 | 0 | 0 | 0 | 0 | 0 | 0 | 0 | 0 | 0 | 0 | 0 | 0 | 0
System Transformation | Lct_BB004 | Number | NPgN | West Boldon |  | 0 | 0 | 0 | 0 | 0 | 0 | 0 | 0 | 0 | 0 | 0 | 0 | 0 | 0 | 0 | 0 | 0 | 0 | 0 | 0 | 0 | 0 | 0 | 0 | 0 | 0 | 0 | 0 | 0
System Transformation | Lct_BB004 | Number | NPgY | Bradford West |  | 0 | 0 | 0 | 0 | 0 | 0 | 0 | 0 | 0 | 0 | 0 | 0 | 0 | 0 | 0 | 0 | 0 | 0 | 0 | 0 | 0 | 0 | 0 | 0 | 0 | 0 | 0 | 0 | 0
System Transformation | Lct_BB004 | Number | NPgY | Camblesforth |  | 0 | 0 | 0 | 0 | 0 | 0 | 0 | 0 | 0 | 0 | 0 | 0 | 0 | 0 | 0 | 0 | 0 | 0 | 0 | 0 | 0 | 0 | 0 | 0 | 0 | 0 | 0 | 0 | 0
System Transformation | Lct_BB004 | Number | NPgY | Creyke Beck |  | 0 | 0 | 0 | 0 | 0 | 0 | 0 | 0 | 0 | 0 | 0 | 0 | 0 | 0 | 0 | 0 | 0 | 0 | 0 | 0 | 0 | 0 | 0 | 0 | 0 | 0 | 0 | 0 | 0
System Transformation | Lct_BB004 | Number | NPgY | Drax |  | 0 | 0 | 0 | 0 | 0 | 0 | 0 | 0 | 0 | 0 | 0 | 0 | 0 | 0 | 0 | 0 | 0 | 0 | 0 | 0 | 0 | 0 | 0 | 0 | 0 | 0 | 0 | 0 | 0
System Transformation | Lct_BB004 | Number | NPgY | Elland |  | 0 | 0 | 0 | 0 | 0 | 0 | 0 | 0 | 0 | 0 | 0 | 0 | 0 | 0 | 0 | 0 | 0 | 0 | 0 | 0 | 0 | 0 | 0 | 0 | 0 | 0 | 0 | 0 | 0
System Transformation | Lct_BB004 | Number | NPgY | Ferrybridge A |  | 0 | 0 | 0 | 0 | 0 | 0 | 0 | 0 | 0 | 0 | 0 | 0 | 0 | 0 | 0 | 0 | 0 | 0 | 0 | 0 | 0 | 0 | 0 | 0 | 0 | 0 | 0 | 0 | 0
System Transformation | Lct_BB004 | Number | NPgY | Grimsby West |  | 0 | 0 | 0 | 0 | 0 | 0 | 0 | 0 | 0 | 0 | 0 | 0 | 0 | 0 | 0 | 0 | 0 | 0 | 0 | 0 | 0 | 0 | 0 | 0 | 0 | 0 | 0 | 0 | 0
System Transformation | Lct_BB004 | Number | NPgY | Jordanthorpe |  | 0 | 0 | 0 | 0 | 0 | 0 | 0 | 0 | 0 | 0 | 0 | 0 | 0 | 0 | 0 | 0 | 0 | 0 | 0 | 0 | 0 | 0 | 0 | 0 | 0 | 0 | 0 | 0 | 0
System Transformation | Lct_BB004 | Number | NPgY | Keadby |  | 0 | 0 | 0 | 0 | 0 | 0 | 0 | 0 | 0 | 0 | 0 | 0 | 0 | 0 | 0 | 0 | 0 | 0 | 0 | 0 | 0 | 0 | 0 | 0 | 0 | 0 | 0 | 0 | 0
System Transformation | Lct_BB004 | Number | NPgY | Kirkstall B |  | 0 | 0 | 0 | 0 | 0 | 0 | 0 | 0 | 0 | 0 | 0 | 0 | 0 | 0 | 0 | 0 | 0 | 0 | 0 | 0 | 0 | 0 | 0 | 0 | 0 | 0 | 0 | 0 | 0
System Transformation | Lct_BB004 | Number | NPgY | Neepsend |  | 0 | 0 | 0 | 0 | 0 | 0 | 0 | 0 | 0 | 0 | 0 | 0 | 0 | 0 | 0 | 0 | 0 | 0 | 0 | 0 | 0 | 0 | 0 | 0 | 0 | 0 | 0 | 0 | 0
System Transformation | Lct_BB004 | Number | NPgY | Norton Lees |  | 0 | 0 | 0 | 0 | 0 | 0 | 0 | 0 | 0 | 0 | 0 | 0 | 0 | 0 | 0 | 0 | 0 | 0 | 0 | 0 | 0 | 0 | 0 | 0 | 0 | 0 | 0 | 0 | 0
System Transformation | Lct_BB004 | Number | NPgY | Pitsmoor |  | 0 | 0 | 0 | 0 | 0 | 0 | 0 | 0 | 0 | 0 | 0 | 0 | 0 | 0 | 0 | 0 | 0 | 0 | 0 | 0 | 0 | 0 | 0 | 0 | 0 | 0 | 0 | 0 | 0
System Transformation | Lct_BB004 | Number | NPgY | Saltend North |  | 0 | 0 | 0 | 0 | 0 | 0 | 0 | 0 | 0 | 0 | 0 | 0 | 0 | 0 | 0 | 0 | 0 | 0 | 0 | 0 | 0 | 0 | 0 | 0 | 0 | 0 | 0 | 0 | 0
System Transformation | Lct_BB004 | Number | NPgY | Sheffield City |  | 0 | 0 | 0 | 0 | 0 | 0 | 0 | 0 | 0 | 0 | 0 | 0 | 0 | 0 | 0 | 0 | 0 | 0 | 0 | 0 | 0 | 0 | 0 | 0 | 0 | 0 | 0 | 0 | 0
System Transformation | Lct_BB004 | Number | NPgY | Skelton Grange |  | 0 | 0 | 0 | 0 | 0 | 0 | 0 | 0 | 0 | 0 | 0 | 0 | 0 | 0 | 0 | 0 | 0 | 0 | 0 | 0 | 0 | 0 | 0 | 0 | 0 | 0 | 0 | 0 | 0
System Transformation | Lct_BB004 | Number | NPgY | Templeborough |  | 0 | 0 | 0 | 0 | 0 | 0 | 0 | 0 | 0 | 0 | 0 | 0 | 0 | 0 | 0 | 0 | 0 | 0 | 0 | 0 | 0 | 0 | 0 | 0 | 0 | 0 | 0 | 0 | 0
System Transformation | Lct_BB004 | Number | NPgY | Thorpe Marsh |  | 0 | 0 | 0 | 0 | 0 | 0 | 0 | 0 | 0 | 0 | 0 | 0 | 0 | 0 | 0 | 0 | 0 | 0 | 0 | 0 | 0 | 0 | 0 | 0 | 0 | 0 | 0 | 0 | 0
System Transformation | Lct_BB004 | Number | NPgY | Thurcroft |  | 0 | 0 | 0 | 0 | 0 | 0 | 0 | 0 | 0 | 0 | 0 | 0 | 0 | 0 | 0 | 0 | 0 | 0 | 0 | 0 | 0 | 0 | 0 | 0 | 0 | 0 | 0 | 0 | 0
System Transformation | Lct_BB004 | Number | NPgY | West Melton |  | 0 | 0 | 0 | 0 | 0 | 0 | 0 | 0 | 0 | 0 | 0 | 0 | 0 | 0 | 0 | 0 | 0 | 0 | 0 | 0 | 0 | 0 | 0 | 0 | 0 | 0 | 0 | 0 | 0
System Transformation | Lct_BB004 | Number | NPgY | Wincobank |  | 0 | 0 | 0 | 0 | 0 | 0 | 0 | 0 | 0 | 0 | 0 | 0 | 0 | 0 | 0 | 0 | 0 | 0 | 0 | 0 | 0 | 0 | 0 | 0 | 0 | 0 | 0 | 0 | 0
System Transformation | Lct_BB004 | Number | SEPD | Acton Lane 66kV |  | 0 | 0 | 0 | 0 | 0 | 0 | 0 | 0 | 0 | 0 | 0 | 0 | 0 | 0 | 0 | 0 | 0 | 0 | 0 | 0 | 0 | 0 | 0 | 0 | 0 | 0 | 0 | 0 | 0
System Transformation | Lct_BB004 | Number | SEPD | Botley Wood |  | 0 | 0 | 0 | 0 | 0 | 0 | 0 | 0 | 0 | 0 | 0 | 0 | 0 | 0 | 0 | 0 | 0 | 0 | 0 | 0 | 0 | 0 | 0 | 0 | 0 | 0 | 0 | 0 | 0
System Transformation | Lct_BB004 | Number | SEPD | Bramley |  | 0 | 0 | 0 | 0 | 0 | 0 | 0 | 0 | 0 | 0 | 0 | 0 | 0 | 0 | 0 | 0 | 0 | 0 | 0 | 0 | 0 | 0 | 0 | 0 | 0 | 0 | 0 | 0 | 0
System Transformation | Lct_BB004 | Number | SEPD | Chickerell |  | 0 | 0 | 0 | 0 | 0 | 0 | 0 | 0 | 0 | 0 | 0 | 0 | 0 | 0 | 0 | 0 | 0 | 0 | 0 | 0 | 0 | 0 | 0 | 0 | 0 | 0 | 0 | 0 | 0
System Transformation | Lct_BB004 | Number | SEPD | Cowley |  | 0 | 0 | 0 | 0 | 0 | 0 | 0 | 0 | 0 | 0 | 0 | 0 | 0 | 0 | 0 | 0 | 0 | 0 | 0 | 0 | 0 | 0 | 0 | 0 | 0 | 0 | 0 | 0 | 0
System Transformation | Lct_BB004 | Number | SEPD | Ealing |  | 0 | 0 | 0 | 0 | 0 | 0 | 0 | 0 | 0 | 0 | 0 | 0 | 0 | 0 | 0 | 0 | 0 | 0 | 0 | 0 | 0 | 0 | 0 | 0 | 0 | 0 | 0 | 0 | 0
System Transformation | Lct_BB004 | Number | SEPD | Fawley |  | 0 | 0 | 0 | 0 | 0 | 0 | 0 | 0 | 0 | 0 | 0 | 0 | 0 | 0 | 0 | 0 | 0 | 0 | 0 | 0 | 0 | 0 | 0 | 0 | 0 | 0 | 0 | 0 | 0
System Transformation | Lct_BB004 | Number | SEPD | Fleet |  | 0 | 0 | 0 | 0 | 0 | 0 | 0 | 0 | 0 | 0 | 0 | 0 | 0 | 0 | 0 | 0 | 0 | 0 | 0 | 0 | 0 | 0 | 0 | 0 | 0 | 0 | 0 | 0 | 0
System Transformation | Lct_BB004 | Number | SEPD | Iver 132kV |  | 0 | 0 | 0 | 0 | 0 | 0 | 0 | 0 | 0 | 0 | 0 | 0 | 0 | 0 | 0 | 0 | 0 | 0 | 0 | 0 | 0 | 0 | 0 | 0 | 0 | 0 | 0 | 0 | 0
System Transformation | Lct_BB004 | Number | SEPD | Iver 66kV |  | 0 | 0 | 0 | 0 | 0 | 0 | 0 | 0 | 0 | 0 | 0 | 0 | 0 | 0 | 0 | 0 | 0 | 0 | 0 | 0 | 0 | 0 | 0 | 0 | 0 | 0 | 0 | 0 | 0
System Transformation | Lct_BB004 | Number | SEPD | Laleham |  | 0 | 0 | 0 | 0 | 0 | 0 | 0 | 0 | 0 | 0 | 0 | 0 | 0 | 0 | 0 | 0 | 0 | 0 | 0 | 0 | 0 | 0 | 0 | 0 | 0 | 0 | 0 | 0 | 0
System Transformation | Lct_BB004 | Number | SEPD | Lovedean |  | 0 | 0 | 0 | 0 | 0 | 0 | 0 | 0 | 0 | 0 | 0 | 0 | 0 | 0 | 0 | 0 | 0 | 0 | 0 | 0 | 0 | 0 | 0 | 0 | 0 | 0 | 0 | 0 | 0
System Transformation | Lct_BB004 | Number | SEPD | Mannington |  | 0 | 0 | 0 | 0 | 0 | 0 | 0 | 0 | 0 | 0 | 0 | 0 | 0 | 0 | 0 | 0 | 0 | 0 | 0 | 0 | 0 | 0 | 0 | 0 | 0 | 0 | 0 | 0 | 0
System Transformation | Lct_BB004 | Number | SEPD | Melksham |  | 0 | 0 | 0 | 0 | 0 | 0 | 0 | 0 | 0 | 0 | 0 | 0 | 0 | 0 | 0 | 0 | 0 | 0 | 0 | 0 | 0 | 0 | 0 | 0 | 0 | 0 | 0 | 0 | 0
System Transformation | Lct_BB004 | Number | SEPD | Minety |  | 0 | 0 | 0 | 0 | 0 | 0 | 0 | 0 | 0 | 0 | 0 | 0 | 0 | 0 | 0 | 0 | 0 | 0 | 0 | 0 | 0 | 0 | 0 | 0 | 0 | 0 | 0 | 0 | 0
System Transformation | Lct_BB004 | Number | SEPD | North Hyde |  | 0 | 0 | 0 | 0 | 0 | 0 | 0 | 0 | 0 | 0 | 0 | 0 | 0 | 0 | 0 | 0 | 0 | 0 | 0 | 0 | 0 | 0 | 0 | 0 | 0 | 0 | 0 | 0 | 0
System Transformation | Lct_BB004 | Number | SEPD | Nursling |  | 0 | 0 | 0 | 0 | 0 | 0 | 0 | 0 | 0 | 0 | 0 | 0 | 0 | 0 | 0 | 0 | 0 | 0 | 0 | 0 | 0 | 0 | 0 | 0 | 0 | 0 | 0 | 0 | 0
System Transformation | Lct_BB004 | Number | SHEPD | Abernethy |  | 0 | 0 | 0 | 0 | 0 | 0 | 0 | 0 | 0 | 0 | 0 | 0 | 0 | 0 | 0 | 0 | 0 | 0 | 0 | 0 | 0 | 0 | 0 | 0 | 0 | 0 | 0 | 0 | 0
System Transformation | Lct_BB004 | Number | SHEPD | Alness |  | 0 | 0 | 0 | 0 | 0 | 0 | 0 | 0 | 0 | 0 | 0 | 0 | 0 | 0 | 0 | 0 | 0 | 0 | 0 | 0 | 0 | 0 | 0 | 0 | 0 | 0 | 0 | 0 | 0
System Transformation | Lct_BB004 | Number | SHEPD | Arbroath |  | 0 | 0 | 0 | 0 | 0 | 0 | 0 | 0 | 0 | 0 | 0 | 0 | 0 | 0 | 0 | 0 | 0 | 0 | 0 | 0 | 0 | 0 | 0 | 0 | 0 | 0 | 0 | 0 | 0
System Transformation | Lct_BB004 | Number | SHEPD | Ardkinglas |  | 0 | 0 | 0 | 0 | 0 | 0 | 0 | 0 | 0 | 0 | 0 | 0 | 0 | 0 | 0 | 0 | 0 | 0 | 0 | 0 | 0 | 0 | 0 | 0 | 0 | 0 | 0 | 0 | 0
System Transformation | Lct_BB004 | Number | SHEPD | Ardmore |  | 0 | 0 | 0 | 0 | 0 | 0 | 0 | 0 | 0 | 0 | 0 | 0 | 0 | 0 | 0 | 0 | 0 | 0 | 0 | 0 | 0 | 0 | 0 | 0 | 0 | 0 | 0 | 0 | 0
System Transformation | Lct_BB004 | Number | SHEPD | Beauly |  | 0 | 0 | 0 | 0 | 0 | 0 | 0 | 0 | 0 | 0 | 0 | 0 | 0 | 0 | 0 | 0 | 0 | 0 | 0 | 0 | 0 | 0 | 0 | 0 | 0 | 0 | 0 | 0 | 0
System Transformation | Lct_BB004 | Number | SHEPD | Berryburn |  | 0 | 0 | 0 | 0 | 0 | 0 | 0 | 0 | 0 | 0 | 0 | 0 | 0 | 0 | 0 | 0 | 0 | 0 | 0 | 0 | 0 | 0 | 0 | 0 | 0 | 0 | 0 | 0 | 0
System Transformation | Lct_BB004 | Number | SHEPD | Boat of Garten |  | 0 | 0 | 0 | 0 | 0 | 0 | 0 | 0 | 0 | 0 | 0 | 0 | 0 | 0 | 0 | 0 | 0 | 0 | 0 | 0 | 0 | 0 | 0 | 0 | 0 | 0 | 0 | 0 | 0
System Transformation | Lct_BB004 | Number | SHEPD | Braco West |  | 0 | 0 | 0 | 0 | 0 | 0 | 0 | 0 | 0 | 0 | 0 | 0 | 0 | 0 | 0 | 0 | 0 | 0 | 0 | 0 | 0 | 0 | 0 | 0 | 0 | 0 | 0 | 0 | 0
System Transformation | Lct_BB004 | Number | SHEPD | Bridge of Dun |  | 0 | 0 | 0 | 0 | 0 | 0 | 0 | 0 | 0 | 0 | 0 | 0 | 0 | 0 | 0 | 0 | 0 | 0 | 0 | 0 | 0 | 0 | 0 | 0 | 0 | 0 | 0 | 0 | 0
System Transformation | Lct_BB004 | Number | SHEPD | Broadford-Skye |  | 0 | 0 | 0 | 0 | 0 | 0 | 0 | 0 | 0 | 0 | 0 | 0 | 0 | 0 | 0 | 0 | 0 | 0 | 0 | 0 | 0 | 0 | 0 | 0 | 0 | 0 | 0 | 0 | 0
System Transformation | Lct_BB004 | Number | SHEPD | Brora |  | 0 | 0 | 0 | 0 | 0 | 0 | 0 | 0 | 0 | 0 | 0 | 0 | 0 | 0 | 0 | 0 | 0 | 0 | 0 | 0 | 0 | 0 | 0 | 0 | 0 | 0 | 0 | 0 | 0
System Transformation | Lct_BB004 | Number | SHEPD | Burghmuir |  | 0 | 0 | 0 | 0 | 0 | 0 | 0 | 0 | 0 | 0 | 0 | 0 | 0 | 0 | 0 | 0 | 0 | 0 | 0 | 0 | 0 | 0 | 0 | 0 | 0 | 0 | 0 | 0 | 0
System Transformation | Lct_BB004 | Number | SHEPD | Carradale |  | 0 | 0 | 0 | 0 | 0 | 0 | 0 | 0 | 0 | 0 | 0 | 0 | 0 | 0 | 0 | 0 | 0 | 0 | 0 | 0 | 0 | 0 | 0 | 0 | 0 | 0 | 0 | 0 | 0
System Transformation | Lct_BB004 | Number | SHEPD | Cassley |  | 0 | 0 | 0 | 0 | 0 | 0 | 0 | 0 | 0 | 0 | 0 | 0 | 0 | 0 | 0 | 0 | 0 | 0 | 0 | 0 | 0 | 0 | 0 | 0 | 0 | 0 | 0 | 0 | 0
System Transformation | Lct_BB004 | Number | SHEPD | Ceannacroc |  | 0 | 0 | 0 | 0 | 0 | 0 | 0 | 0 | 0 | 0 | 0 | 0 | 0 | 0 | 0 | 0 | 0 | 0 | 0 | 0 | 0 | 0 | 0 | 0 | 0 | 0 | 0 | 0 | 0
System Transformation | Lct_BB004 | Number | SHEPD | Charleston |  | 0 | 0 | 0 | 0 | 0 | 0 | 0 | 0 | 0 | 0 | 0 | 0 | 0 | 0 | 0 | 0 | 0 | 0 | 0 | 0 | 0 | 0 | 0 | 0 | 0 | 0 | 0 | 0 | 0
System Transformation | Lct_BB004 | Number | SHEPD | Clachan |  | 0 | 0 | 0 | 0 | 0 | 0 | 0 | 0 | 0 | 0 | 0 | 0 | 0 | 0 | 0 | 0 | 0 | 0 | 0 | 0 | 0 | 0 | 0 | 0 | 0 | 0 | 0 | 0 | 0
System Transformation | Lct_BB004 | Number | SHEPD | Clayhills |  | 0 | 0 | 0 | 0 | 0 | 0 | 0 | 0 | 0 | 0 | 0 | 0 | 0 | 0 | 0 | 0 | 0 | 0 | 0 | 0 | 0 | 0 | 0 | 0 | 0 | 0 | 0 | 0 | 0
System Transformation | Lct_BB004 | Number | SHEPD | Coupar Angus |  | 0 | 0 | 0 | 0 | 0 | 0 | 0 | 0 | 0 | 0 | 0 | 0 | 0 | 0 | 0 | 0 | 0 | 0 | 0 | 0 | 0 | 0 | 0 | 0 | 0 | 0 | 0 | 0 | 0
System Transformation | Lct_BB004 | Number | SHEPD | Craigiebuckler |  | 0 | 0 | 0 | 0 | 0 | 0 | 0 | 0 | 0 | 0 | 0 | 0 | 0 | 0 | 0 | 0 | 0 | 0 | 0 | 0 | 0 | 0 | 0 | 0 | 0 | 0 | 0 | 0 | 0
System Transformation | Lct_BB004 | Number | SHEPD | Dallas |  | 0 | 0 | 0 | 0 | 0 | 0 | 0 | 0 | 0 | 0 | 0 | 0 | 0 | 0 | 0 | 0 | 0 | 0 | 0 | 0 | 0 | 0 | 0 | 0 | 0 | 0 | 0 | 0 | 0
System Transformation | Lct_BB004 | Number | SHEPD | Dounreay |  | 0 | 0 | 0 | 0 | 0 | 0 | 0 | 0 | 0 | 0 | 0 | 0 | 0 | 0 | 0 | 0 | 0 | 0 | 0 | 0 | 0 | 0 | 0 | 0 | 0 | 0 | 0 | 0 | 0
System Transformation | Lct_BB004 | Number | SHEPD | Dudhope |  | 0 | 0 | 0 | 0 | 0 | 0 | 0 | 0 | 0 | 0 | 0 | 0 | 0 | 0 | 0 | 0 | 0 | 0 | 0 | 0 | 0 | 0 | 0 | 0 | 0 | 0 | 0 | 0 | 0
System Transformation | Lct_BB004 | Number | SHEPD | Dunbeath |  | 0 | 0 | 0 | 0 | 0 | 0 | 0 | 0 | 0 | 0 | 0 | 0 | 0 | 0 | 0 | 0 | 0 | 0 | 0 | 0 | 0 | 0 | 0 | 0 | 0 | 0 | 0 | 0 | 0
System Transformation | Lct_BB004 | Number | SHEPD | Dunoon |  | 0 | 0 | 0 | 0 | 0 | 0 | 0 | 0 | 0 | 0 | 0 | 0 | 0 | 0 | 0 | 0 | 0 | 0 | 0 | 0 | 0 | 0 | 0 | 0 | 0 | 0 | 0 | 0 | 0
System Transformation | Lct_BB004 | Number | SHEPD | Dunvegan |  | 0 | 0 | 0 | 0 | 0 | 0 | 0 | 0 | 0 | 0 | 0 | 0 | 0 | 0 | 0 | 0 | 0 | 0 | 0 | 0 | 0 | 0 | 0 | 0 | 0 | 0 | 0 | 0 | 0
System Transformation | Lct_BB004 | Number | SHEPD | Dyce |  | 0 | 0 | 0 | 0 | 0 | 0 | 0 | 0 | 0 | 0 | 0 | 0 | 0 | 0 | 0 | 0 | 0 | 0 | 0 | 0 | 0 | 0 | 0 | 0 | 0 | 0 | 0 | 0 | 0
System Transformation | Lct_BB004 | Number | SHEPD | Elgin |  | 0 | 0 | 0 | 0 | 0 | 0 | 0 | 0 | 0 | 0 | 0 | 0 | 0 | 0 | 0 | 0 | 0 | 0 | 0 | 0 | 0 | 0 | 0 | 0 | 0 | 0 | 0 | 0 | 0
System Transformation | Lct_BB004 | Number | SHEPD | Fasnakyle |  | 0 | 0 | 0 | 0 | 0 | 0 | 0 | 0 | 0 | 0 | 0 | 0 | 0 | 0 | 0 | 0 | 0 | 0 | 0 | 0 | 0 | 0 | 0 | 0 | 0 | 0 | 0 | 0 | 0
System Transformation | Lct_BB004 | Number | SHEPD | Fetteresso |  | 0 | 0 | 0 | 0 | 0 | 0 | 0 | 0 | 0 | 0 | 0 | 0 | 0 | 0 | 0 | 0 | 0 | 0 | 0 | 0 | 0 | 0 | 0 | 0 | 0 | 0 | 0 | 0 | 0
System Transformation | Lct_BB004 | Number | SHEPD | Fiddes |  | 0 | 0 | 0 | 0 | 0 | 0 | 0 | 0 | 0 | 0 | 0 | 0 | 0 | 0 | 0 | 0 | 0 | 0 | 0 | 0 | 0 | 0 | 0 | 0 | 0 | 0 | 0 | 0 | 0
System Transformation | Lct_BB004 | Number | SHEPD | Finstown |  | 0 | 0 | 0 | 0 | 0 | 0 | 0 | 0 | 0 | 0 | 0 | 0 | 0 | 0 | 0 | 0 | 0 | 0 | 0 | 0 | 0 | 0 | 0 | 0 | 0 | 0 | 0 | 0 | 0
System Transformation | Lct_BB004 | Number | SHEPD | Fort Augustus |  | 0 | 0 | 0 | 0 | 0 | 0 | 0 | 0 | 0 | 0 | 0 | 0 | 0 | 0 | 0 | 0 | 0 | 0 | 0 | 0 | 0 | 0 | 0 | 0 | 0 | 0 | 0 | 0 | 0
System Transformation | Lct_BB004 | Number | SHEPD | Fort William |  | 0 | 0 | 0 | 0 | 0 | 0 | 0 | 0 | 0 | 0 | 0 | 0 | 0 | 0 | 0 | 0 | 0 | 0 | 0 | 0 | 0 | 0 | 0 | 0 | 0 | 0 | 0 | 0 | 0
System Transformation | Lct_BB004 | Number | SHEPD | Fraserburgh |  | 0 | 0 | 0 | 0 | 0 | 0 | 0 | 0 | 0 | 0 | 0 | 0 | 0 | 0 | 0 | 0 | 0 | 0 | 0 | 0 | 0 | 0 | 0 | 0 | 0 | 0 | 0 | 0 | 0
System Transformation | Lct_BB004 | Number | SHEPD | Glenfarclas |  | 0 | 0 | 0 | 0 | 0 | 0 | 0 | 0 | 0 | 0 | 0 | 0 | 0 | 0 | 0 | 0 | 0 | 0 | 0 | 0 | 0 | 0 | 0 | 0 | 0 | 0 | 0 | 0 | 0
System Transformation | Lct_BB004 | Number | SHEPD | Grudie Bridge |  | 0 | 0 | 0 | 0 | 0 | 0 | 0 | 0 | 0 | 0 | 0 | 0 | 0 | 0 | 0 | 0 | 0 | 0 | 0 | 0 | 0 | 0 | 0 | 0 | 0 | 0 | 0 | 0 | 0
System Transformation | Lct_BB004 | Number | SHEPD | Inverness |  | 0 | 0 | 0 | 0 | 0 | 0 | 0 | 0 | 0 | 0 | 0 | 0 | 0 | 0 | 0 | 0 | 0 | 0 | 0 | 0 | 0 | 0 | 0 | 0 | 0 | 0 | 0 | 0 | 0
System Transformation | Lct_BB004 | Number | SHEPD | Keith |  | 0 | 0 | 0 | 0 | 0 | 0 | 0 | 0 | 0 | 0 | 0 | 0 | 0 | 0 | 0 | 0 | 0 | 0 | 0 | 0 | 0 | 0 | 0 | 0 | 0 | 0 | 0 | 0 | 0
System Transformation | Lct_BB004 | Number | SHEPD | Killin |  | 0 | 0 | 0 | 0 | 0 | 0 | 0 | 0 | 0 | 0 | 0 | 0 | 0 | 0 | 0 | 0 | 0 | 0 | 0 | 0 | 0 | 0 | 0 | 0 | 0 | 0 | 0 | 0 | 0
System Transformation | Lct_BB004 | Number | SHEPD | Kinlochleven |  | 0 | 0 | 0 | 0 | 0 | 0 | 0 | 0 | 0 | 0 | 0 | 0 | 0 | 0 | 0 | 0 | 0 | 0 | 0 | 0 | 0 | 0 | 0 | 0 | 0 | 0 | 0 | 0 | 0
System Transformation | Lct_BB004 | Number | SHEPD | Kintore |  | 0 | 0 | 0 | 0 | 0 | 0 | 0 | 0 | 0 | 0 | 0 | 0 | 0 | 0 | 0 | 0 | 0 | 0 | 0 | 0 | 0 | 0 | 0 | 0 | 0 | 0 | 0 | 0 | 0
System Transformation | Lct_BB004 | Number | SHEPD | Lairg |  | 0 | 0 | 0 | 0 | 0 | 0 | 0 | 0 | 0 | 0 | 0 | 0 | 0 | 0 | 0 | 0 | 0 | 0 | 0 | 0 | 0 | 0 | 0 | 0 | 0 | 0 | 0 | 0 | 0
System Transformation | Lct_BB004 | Number | SHEPD | Lunanhead |  | 0 | 0 | 0 | 0 | 0 | 0 | 0 | 0 | 0 | 0 | 0 | 0 | 0 | 0 | 0 | 0 | 0 | 0 | 0 | 0 | 0 | 0 | 0 | 0 | 0 | 0 | 0 | 0 | 0
System Transformation | Lct_BB004 | Number | SHEPD | Lyndhurst |  | 0 | 0 | 0 | 0 | 0 | 0 | 0 | 0 | 0 | 0 | 0 | 0 | 0 | 0 | 0 | 0 | 0 | 0 | 0 | 0 | 0 | 0 | 0 | 0 | 0 | 0 | 0 | 0 | 0
System Transformation | Lct_BB004 | Number | SHEPD | Macduff |  | 0 | 0 | 0 | 0 | 0 | 0 | 0 | 0 | 0 | 0 | 0 | 0 | 0 | 0 | 0 | 0 | 0 | 0 | 0 | 0 | 0 | 0 | 0 | 0 | 0 | 0 | 0 | 0 | 0
System Transformation | Lct_BB004 | Number | SHEPD | Milton of Craigie |  | 0 | 0 | 0 | 0 | 0 | 0 | 0 | 0 | 0 | 0 | 0 | 0 | 0 | 0 | 0 | 0 | 0 | 0 | 0 | 0 | 0 | 0 | 0 | 0 | 0 | 0 | 0 | 0 | 0
System Transformation | Lct_BB004 | Number | SHEPD | Mybster |  | 0 | 0 | 0 | 0 | 0 | 0 | 0 | 0 | 0 | 0 | 0 | 0 | 0 | 0 | 0 | 0 | 0 | 0 | 0 | 0 | 0 | 0 | 0 | 0 | 0 | 0 | 0 | 0 | 0
System Transformation | Lct_BB004 | Number | SHEPD | Nairn |  | 0 | 0 | 0 | 0 | 0 | 0 | 0 | 0 | 0 | 0 | 0 | 0 | 0 | 0 | 0 | 0 | 0 | 0 | 0 | 0 | 0 | 0 | 0 | 0 | 0 | 0 | 0 | 0 | 0
System Transformation | Lct_BB004 | Number | SHEPD | Orrin |  | 0 | 0 | 0 | 0 | 0 | 0 | 0 | 0 | 0 | 0 | 0 | 0 | 0 | 0 | 0 | 0 | 0 | 0 | 0 | 0 | 0 | 0 | 0 | 0 | 0 | 0 | 0 | 0 | 0
System Transformation | Lct_BB004 | Number | SHEPD | Persley |  | 0 | 0 | 0 | 0 | 0 | 0 | 0 | 0 | 0 | 0 | 0 | 0 | 0 | 0 | 0 | 0 | 0 | 0 | 0 | 0 | 0 | 0 | 0 | 0 | 0 | 0 | 0 | 0 | 0
System Transformation | Lct_BB004 | Number | SHEPD | Peterhead Grange |  | 0 | 0 | 0 | 0 | 0 | 0 | 0 | 0 | 0 | 0 | 0 | 0 | 0 | 0 | 0 | 0 | 0 | 0 | 0 | 0 | 0 | 0 | 0 | 0 | 0 | 0 | 0 | 0 | 0
System Transformation | Lct_BB004 | Number | SHEPD | Peterhead Shell |  | 0 | 0 | 0 | 0 | 0 | 0 | 0 | 0 | 0 | 0 | 0 | 0 | 0 | 0 | 0 | 0 | 0 | 0 | 0 | 0 | 0 | 0 | 0 | 0 | 0 | 0 | 0 | 0 | 0
System Transformation | Lct_BB004 | Number | SHEPD | Port Ann |  | 0 | 0 | 0 | 0 | 0 | 0 | 0 | 0 | 0 | 0 | 0 | 0 | 0 | 0 | 0 | 0 | 0 | 0 | 0 | 0 | 0 | 0 | 0 | 0 | 0 | 0 | 0 | 0 | 0
System Transformation | Lct_BB004 | Number | SHEPD | Quoich |  | 0 | 0 | 0 | 0 | 0 | 0 | 0 | 0 | 0 | 0 | 0 | 0 | 0 | 0 | 0 | 0 | 0 | 0 | 0 | 0 | 0 | 0 | 0 | 0 | 0 | 0 | 0 | 0 | 0
System Transformation | Lct_BB004 | Number | SHEPD | Rannoch |  | 0 | 0 | 0 | 0 | 0 | 0 | 0 | 0 | 0 | 0 | 0 | 0 | 0 | 0 | 0 | 0 | 0 | 0 | 0 | 0 | 0 | 0 | 0 | 0 | 0 | 0 | 0 | 0 | 0
System Transformation | Lct_BB004 | Number | SHEPD | Redmoss |  | 0 | 0 | 0 | 0 | 0 | 0 | 0 | 0 | 0 | 0 | 0 | 0 | 0 | 0 | 0 | 0 | 0 | 0 | 0 | 0 | 0 | 0 | 0 | 0 | 0 | 0 | 0 | 0 | 0
System Transformation | Lct_BB004 | Number | SHEPD | Rothienorman |  | 0 | 0 | 0 | 0 | 0 | 0 | 0 | 0 | 0 | 0 | 0 | 0 | 0 | 0 | 0 | 0 | 0 | 0 | 0 | 0 | 0 | 0 | 0 | 0 | 0 | 0 | 0 | 0 | 0
System Transformation | Lct_BB004 | Number | SHEPD | Shin |  | 0 | 0 | 0 | 0 | 0 | 0 | 0 | 0 | 0 | 0 | 0 | 0 | 0 | 0 | 0 | 0 | 0 | 0 | 0 | 0 | 0 | 0 | 0 | 0 | 0 | 0 | 0 | 0 | 0
System Transformation | Lct_BB004 | Number | SHEPD | Sloy |  | 0 | 0 | 0 | 0 | 0 | 0 | 0 | 0 | 0 | 0 | 0 | 0 | 0 | 0 | 0 | 0 | 0 | 0 | 0 | 0 | 0 | 0 | 0 | 0 | 0 | 0 | 0 | 0 | 0
System Transformation | Lct_BB004 | Number | SHEPD | St Fergus Gas Terminal |  | 0 | 0 | 0 | 0 | 0 | 0 | 0 | 0 | 0 | 0 | 0 | 0 | 0 | 0 | 0 | 0 | 0 | 0 | 0 | 0 | 0 | 0 | 0 | 0 | 0 | 0 | 0 | 0 | 0
System Transformation | Lct_BB004 | Number | SHEPD | St Fillans |  | 0 | 0 | 0 | 0 | 0 | 0 | 0 | 0 | 0 | 0 | 0 | 0 | 0 | 0 | 0 | 0 | 0 | 0 | 0 | 0 | 0 | 0 | 0 | 0 | 0 | 0 | 0 | 0 | 0
System Transformation | Lct_BB004 | Number | SHEPD | Strichen |  | 0 | 0 | 0 | 0 | 0 | 0 | 0 | 0 | 0 | 0 | 0 | 0 | 0 | 0 | 0 | 0 | 0 | 0 | 0 | 0 | 0 | 0 | 0 | 0 | 0 | 0 | 0 | 0 | 0
System Transformation | Lct_BB004 | Number | SHEPD | Tarland |  | 0 | 0 | 0 | 0 | 0 | 0 | 0 | 0 | 0 | 0 | 0 | 0 | 0 | 0 | 0 | 0 | 0 | 0 | 0 | 0 | 0 | 0 | 0 | 0 | 0 | 0 | 0 | 0 | 0
System Transformation | Lct_BB004 | Number | SHEPD | Taynuilt |  | 0 | 0 | 0 | 0 | 0 | 0 | 0 | 0 | 0 | 0 | 0 | 0 | 0 | 0 | 0 | 0 | 0 | 0 | 0 | 0 | 0 | 0 | 0 | 0 | 0 | 0 | 0 | 0 | 0
System Transformation | Lct_BB004 | Number | SHEPD | Thurso |  | 0 | 0 | 0 | 0 | 0 | 0 | 0 | 0 | 0 | 0 | 0 | 0 | 0 | 0 | 0 | 0 | 0 | 0 | 0 | 0 | 0 | 0 | 0 | 0 | 0 | 0 | 0 | 0 | 0
System Transformation | Lct_BB004 | Number | SHEPD | Tummel Bridge |  | 0 | 0 | 0 | 0 | 0 | 0 | 0 | 0 | 0 | 0 | 0 | 0 | 0 | 0 | 0 | 0 | 0 | 0 | 0 | 0 | 0 | 0 | 0 | 0 | 0 | 0 | 0 | 0 | 0
System Transformation | Lct_BB004 | Number | SHEPD | Willowdale |  | 0 | 0 | 0 | 0 | 0 | 0 | 0 | 0 | 0 | 0 | 0 | 0 | 0 | 0 | 0 | 0 | 0 | 0 | 0 | 0 | 0 | 0 | 0 | 0 | 0 | 0 | 0 | 0 | 0
System Transformation | Lct_BB004 | Number | SHEPD | Woodhill |  | 0 | 0 | 0 | 0 | 0 | 0 | 0 | 0 | 0 | 0 | 0 | 0 | 0 | 0 | 0 | 0 | 0 | 0 | 0 | 0 | 0 | 0 | 0 | 0 | 0 | 0 | 0 | 0 | 0
System Transformation | Lct_BB004 | Number | SPD | Ayr |  | 0 | 0 | 0 | 0 | 0 | 0 | 0 | 0 | 0 | 0 | 0 | 0 | 0 | 0 | 0 | 0 | 0 | 0 | 0 | 0 | 0 | 0 | 0 | 0 | 0 | 0 | 0 | 0 | 0
System Transformation | Lct_BB004 | Number | SPD | Bainsford |  | 0 | 0 | 0 | 0 | 0 | 0 | 0 | 0 | 0 | 0 | 0 | 0 | 0 | 0 | 0 | 0 | 0 | 0 | 0 | 0 | 0 | 0 | 0 | 0 | 0 | 0 | 0 | 0 | 0
System Transformation | Lct_BB004 | Number | SPD | Bathgate |  | 0 | 0 | 0 | 0 | 0 | 0 | 0 | 0 | 0 | 0 | 0 | 0 | 0 | 0 | 0 | 0 | 0 | 0 | 0 | 0 | 0 | 0 | 0 | 0 | 0 | 0 | 0 | 0 | 0
System Transformation | Lct_BB004 | Number | SPD | Berwick |  | 0 | 0 | 0 | 0 | 0 | 0 | 0 | 0 | 0 | 0 | 0 | 0 | 0 | 0 | 0 | 0 | 0 | 0 | 0 | 0 | 0 | 0 | 0 | 0 | 0 | 0 | 0 | 0 | 0
System Transformation | Lct_BB004 | Number | SPD | Bonnybridge |  | 0 | 0 | 0 | 0 | 0 | 0 | 0 | 0 | 0 | 0 | 0 | 0 | 0 | 0 | 0 | 0 | 0 | 0 | 0 | 0 | 0 | 0 | 0 | 0 | 0 | 0 | 0 | 0 | 0
System Transformation | Lct_BB004 | Number | SPD | Braehead Park |  | 0 | 0 | 0 | 0 | 0 | 0 | 0 | 0 | 0 | 0 | 0 | 0 | 0 | 0 | 0 | 0 | 0 | 0 | 0 | 0 | 0 | 0 | 0 | 0 | 0 | 0 | 0 | 0 | 0
System Transformation | Lct_BB004 | Number | SPD | Broxburn |  | 0 | 0 | 0 | 0 | 0 | 0 | 0 | 0 | 0 | 0 | 0 | 0 | 0 | 0 | 0 | 0 | 0 | 0 | 0 | 0 | 0 | 0 | 0 | 0 | 0 | 0 | 0 | 0 | 0
System Transformation | Lct_BB004 | Number | SPD | Carntyne |  | 0 | 0 | 0 | 0 | 0 | 0 | 0 | 0 | 0 | 0 | 0 | 0 | 0 | 0 | 0 | 0 | 0 | 0 | 0 | 0 | 0 | 0 | 0 | 0 | 0 | 0 | 0 | 0 | 0
System Transformation | Lct_BB004 | Number | SPD | Carsfad |  | 0 | 0 | 0 | 0 | 0 | 0 | 0 | 0 | 0 | 0 | 0 | 0 | 0 | 0 | 0 | 0 | 0 | 0 | 0 | 0 | 0 | 0 | 0 | 0 | 0 | 0 | 0 | 0 | 0
System Transformation | Lct_BB004 | Number | SPD | Chapelcross |  | 0 | 0 | 0 | 0 | 0 | 0 | 0 | 0 | 0 | 0 | 0 | 0 | 0 | 0 | 0 | 0 | 0 | 0 | 0 | 0 | 0 | 0 | 0 | 0 | 0 | 0 | 0 | 0 | 0
System Transformation | Lct_BB004 | Number | SPD | Charlotte Street |  | 0 | 0 | 0 | 0 | 0 | 0 | 0 | 0 | 0 | 0 | 0 | 0 | 0 | 0 | 0 | 0 | 0 | 0 | 0 | 0 | 0 | 0 | 0 | 0 | 0 | 0 | 0 | 0 | 0
System Transformation | Lct_BB004 | Number | SPD | Clyde’s Mill |  | 0 | 0 | 0 | 0 | 0 | 0 | 0 | 0 | 0 | 0 | 0 | 0 | 0 | 0 | 0 | 0 | 0 | 0 | 0 | 0 | 0 | 0 | 0 | 0 | 0 | 0 | 0 | 0 | 0 | GSP also referred to as Westburn Road
System Transformation | Lct_BB004 | Number | SPD | Coatbridge |  | 0 | 0 | 0 | 0 | 0 | 0 | 0 | 0 | 0 | 0 | 0 | 0 | 0 | 0 | 0 | 0 | 0 | 0 | 0 | 0 | 0 | 0 | 0 | 0 | 0 | 0 | 0 | 0 | 0
System Transformation | Lct_BB004 | Number | SPD | Cockenzie |  | 0 | 0 | 0 | 0 | 0 | 0 | 0 | 0 | 0 | 0 | 0 | 0 | 0 | 0 | 0 | 0 | 0 | 0 | 0 | 0 | 0 | 0 | 0 | 0 | 0 | 0 | 0 | 0 | 0
System Transformation | Lct_BB004 | Number | SPD | Coylton |  | 0 | 0 | 0 | 0 | 0 | 0 | 0 | 0 | 0 | 0 | 0 | 0 | 0 | 0 | 0 | 0 | 0 | 0 | 0 | 0 | 0 | 0 | 0 | 0 | 0 | 0 | 0 | 0 | 0
System Transformation | Lct_BB004 | Number | SPD | Crookston A |  | 0 | 0 | 0 | 0 | 0 | 0 | 0 | 0 | 0 | 0 | 0 | 0 | 0 | 0 | 0 | 0 | 0 | 0 | 0 | 0 | 0 | 0 | 0 | 0 | 0 | 0 | 0 | 0 | 0
System Transformation | Lct_BB004 | Number | SPD | Crookston B |  | 0 | 0 | 0 | 0 | 0 | 0 | 0 | 0 | 0 | 0 | 0 | 0 | 0 | 0 | 0 | 0 | 0 | 0 | 0 | 0 | 0 | 0 | 0 | 0 | 0 | 0 | 0 | 0 | 0
System Transformation | Lct_BB004 | Number | SPD | Cumbernauld |  | 0 | 0 | 0 | 0 | 0 | 0 | 0 | 0 | 0 | 0 | 0 | 0 | 0 | 0 | 0 | 0 | 0 | 0 | 0 | 0 | 0 | 0 | 0 | 0 | 0 | 0 | 0 | 0 | 0
System Transformation | Lct_BB004 | Number | SPD | Cupar |  | 0 | 0 | 0 | 0 | 0 | 0 | 0 | 0 | 0 | 0 | 0 | 0 | 0 | 0 | 0 | 0 | 0 | 0 | 0 | 0 | 0 | 0 | 0 | 0 | 0 | 0 | 0 | 0 | 0
System Transformation | Lct_BB004 | Number | SPD | Currie |  | 0 | 0 | 0 | 0 | 0 | 0 | 0 | 0 | 0 | 0 | 0 | 0 | 0 | 0 | 0 | 0 | 0 | 0 | 0 | 0 | 0 | 0 | 0 | 0 | 0 | 0 | 0 | 0 | 0
System Transformation | Lct_BB004 | Number | SPD | Dalmarnock |  | 0 | 0 | 0 | 0 | 0 | 0 | 0 | 0 | 0 | 0 | 0 | 0 | 0 | 0 | 0 | 0 | 0 | 0 | 0 | 0 | 0 | 0 | 0 | 0 | 0 | 0 | 0 | 0 | 0
System Transformation | Lct_BB004 | Number | SPD | Devol Moor |  | 0 | 0 | 0 | 0 | 0 | 0 | 0 | 0 | 0 | 0 | 0 | 0 | 0 | 0 | 0 | 0 | 0 | 0 | 0 | 0 | 0 | 0 | 0 | 0 | 0 | 0 | 0 | 0 | 0
System Transformation | Lct_BB004 | Number | SPD | Devonside |  | 0 | 0 | 0 | 0 | 0 | 0 | 0 | 0 | 0 | 0 | 0 | 0 | 0 | 0 | 0 | 0 | 0 | 0 | 0 | 0 | 0 | 0 | 0 | 0 | 0 | 0 | 0 | 0 | 0
System Transformation | Lct_BB004 | Number | SPD | Dewar Place |  | 0 | 0 | 0 | 0 | 0 | 0 | 0 | 0 | 0 | 0 | 0 | 0 | 0 | 0 | 0 | 0 | 0 | 0 | 0 | 0 | 0 | 0 | 0 | 0 | 0 | 0 | 0 | 0 | 0
System Transformation | Lct_BB004 | Number | SPD | Drumchapel |  | 0 | 0 | 0 | 0 | 0 | 0 | 0 | 0 | 0 | 0 | 0 | 0 | 0 | 0 | 0 | 0 | 0 | 0 | 0 | 0 | 0 | 0 | 0 | 0 | 0 | 0 | 0 | 0 | 0
System Transformation | Lct_BB004 | Number | SPD | Drumcross |  | 0 | 0 | 0 | 0 | 0 | 0 | 0 | 0 | 0 | 0 | 0 | 0 | 0 | 0 | 0 | 0 | 0 | 0 | 0 | 0 | 0 | 0 | 0 | 0 | 0 | 0 | 0 | 0 | 0
System Transformation | Lct_BB004 | Number | SPD | Dumfries 11 |  | 0 | 0 | 0 | 0 | 0 | 0 | 0 | 0 | 0 | 0 | 0 | 0 | 0 | 0 | 0 | 0 | 0 | 0 | 0 | 0 | 0 | 0 | 0 | 0 | 0 | 0 | 0 | 0 | 0
System Transformation | Lct_BB004 | Number | SPD | Dumfries 33 |  | 0 | 0 | 0 | 0 | 0 | 0 | 0 | 0 | 0 | 0 | 0 | 0 | 0 | 0 | 0 | 0 | 0 | 0 | 0 | 0 | 0 | 0 | 0 | 0 | 0 | 0 | 0 | 0 | 0
System Transformation | Lct_BB004 | Number | SPD | Dumfries ICI |  | 0 | 0 | 0 | 0 | 0 | 0 | 0 | 0 | 0 | 0 | 0 | 0 | 0 | 0 | 0 | 0 | 0 | 0 | 0 | 0 | 0 | 0 | 0 | 0 | 0 | 0 | 0 | 0 | 0
System Transformation | Lct_BB004 | Number | SPD | Dunbar |  | 0 | 0 | 0 | 0 | 0 | 0 | 0 | 0 | 0 | 0 | 0 | 0 | 0 | 0 | 0 | 0 | 0 | 0 | 0 | 0 | 0 | 0 | 0 | 0 | 0 | 0 | 0 | 0 | 0
System Transformation | Lct_BB004 | Number | SPD | Dunbar A |  | 0 | 0 | 0 | 0 | 0 | 0 | 0 | 0 | 0 | 0 | 0 | 0 | 0 | 0 | 0 | 0 | 0 | 0 | 0 | 0 | 0 | 0 | 0 | 0 | 0 | 0 | 0 | 0 | 0
System Transformation | Lct_BB004 | Number | SPD | Dunbar B |  | 0 | 0 | 0 | 0 | 0 | 0 | 0 | 0 | 0 | 0 | 0 | 0 | 0 | 0 | 0 | 0 | 0 | 0 | 0 | 0 | 0 | 0 | 0 | 0 | 0 | 0 | 0 | 0 | 0
System Transformation | Lct_BB004 | Number | SPD | Dunfermline |  | 0 | 0 | 0 | 0 | 0 | 0 | 0 | 0 | 0 | 0 | 0 | 0 | 0 | 0 | 0 | 0 | 0 | 0 | 0 | 0 | 0 | 0 | 0 | 0 | 0 | 0 | 0 | 0 | 0
System Transformation | Lct_BB004 | Number | SPD | Earlstoun |  | 0 | 0 | 0 | 0 | 0 | 0 | 0 | 0 | 0 | 0 | 0 | 0 | 0 | 0 | 0 | 0 | 0 | 0 | 0 | 0 | 0 | 0 | 0 | 0 | 0 | 0 | 0 | 0 | 0
System Transformation | Lct_BB004 | Number | SPD | East Kilbride |  | 0 | 0 | 0 | 0 | 0 | 0 | 0 | 0 | 0 | 0 | 0 | 0 | 0 | 0 | 0 | 0 | 0 | 0 | 0 | 0 | 0 | 0 | 0 | 0 | 0 | 0 | 0 | 0 | 0
System Transformation | Lct_BB004 | Number | SPD | East Kilbride South |  | 0 | 0 | 0 | 0 | 0 | 0 | 0 | 0 | 0 | 0 | 0 | 0 | 0 | 0 | 0 | 0 | 0 | 0 | 0 | 0 | 0 | 0 | 0 | 0 | 0 | 0 | 0 | 0 | 0
System Transformation | Lct_BB004 | Number | SPD | Easterhouse |  | 0 | 0 | 0 | 0 | 0 | 0 | 0 | 0 | 0 | 0 | 0 | 0 | 0 | 0 | 0 | 0 | 0 | 0 | 0 | 0 | 0 | 0 | 0 | 0 | 0 | 0 | 0 | 0 | 0
System Transformation | Lct_BB004 | Number | SPD | Eccles |  | 0 | 0 | 0 | 0 | 0 | 0 | 0 | 0 | 0 | 0 | 0 | 0 | 0 | 0 | 0 | 0 | 0 | 0 | 0 | 0 | 0 | 0 | 0 | 0 | 0 | 0 | 0 | 0 | 0
System Transformation | Lct_BB004 | Number | SPD | Elderslie |  | 0 | 0 | 0 | 0 | 0 | 0 | 0 | 0 | 0 | 0 | 0 | 0 | 0 | 0 | 0 | 0 | 0 | 0 | 0 | 0 | 0 | 0 | 0 | 0 | 0 | 0 | 0 | 0 | 0
System Transformation | Lct_BB004 | Number | SPD | Erskine |  | 0 | 0 | 0 | 0 | 0 | 0 | 0 | 0 | 0 | 0 | 0 | 0 | 0 | 0 | 0 | 0 | 0 | 0 | 0 | 0 | 0 | 0 | 0 | 0 | 0 | 0 | 0 | 0 | 0
System Transformation | Lct_BB004 | Number | SPD | Finnieston |  | 0 | 0 | 0 | 0 | 0 | 0 | 0 | 0 | 0 | 0 | 0 | 0 | 0 | 0 | 0 | 0 | 0 | 0 | 0 | 0 | 0 | 0 | 0 | 0 | 0 | 0 | 0 | 0 | 0
System Transformation | Lct_BB004 | Number | SPD | Galashiels |  | 0 | 0 | 0 | 0 | 0 | 0 | 0 | 0 | 0 | 0 | 0 | 0 | 0 | 0 | 0 | 0 | 0 | 0 | 0 | 0 | 0 | 0 | 0 | 0 | 0 | 0 | 0 | 0 | 0
System Transformation | Lct_BB004 | Number | SPD | Giffnock |  | 0 | 0 | 0 | 0 | 0 | 0 | 0 | 0 | 0 | 0 | 0 | 0 | 0 | 0 | 0 | 0 | 0 | 0 | 0 | 0 | 0 | 0 | 0 | 0 | 0 | 0 | 0 | 0 | 0
System Transformation | Lct_BB004 | Number | SPD | Glenlee |  | 0 | 0 | 0 | 0 | 0 | 0 | 0 | 0 | 0 | 0 | 0 | 0 | 0 | 0 | 0 | 0 | 0 | 0 | 0 | 0 | 0 | 0 | 0 | 0 | 0 | 0 | 0 | 0 | 0
System Transformation | Lct_BB004 | Number | SPD | Glenluce |  | 0 | 0 | 0 | 0 | 0 | 0 | 0 | 0 | 0 | 0 | 0 | 0 | 0 | 0 | 0 | 0 | 0 | 0 | 0 | 0 | 0 | 0 | 0 | 0 | 0 | 0 | 0 | 0 | 0
System Transformation | Lct_BB004 | Number | SPD | Glenniston |  | 0 | 0 | 0 | 0 | 0 | 0 | 0 | 0 | 0 | 0 | 0 | 0 | 0 | 0 | 0 | 0 | 0 | 0 | 0 | 0 | 0 | 0 | 0 | 0 | 0 | 0 | 0 | 0 | 0
System Transformation | Lct_BB004 | Number | SPD | Glenrothes |  | 0 | 0 | 0 | 0 | 0 | 0 | 0 | 0 | 0 | 0 | 0 | 0 | 0 | 0 | 0 | 0 | 0 | 0 | 0 | 0 | 0 | 0 | 0 | 0 | 0 | 0 | 0 | 0 | 0
System Transformation | Lct_BB004 | Number | SPD | Gorgie |  | 0 | 0 | 0 | 0 | 0 | 0 | 0 | 0 | 0 | 0 | 0 | 0 | 0 | 0 | 0 | 0 | 0 | 0 | 0 | 0 | 0 | 0 | 0 | 0 | 0 | 0 | 0 | 0 | 0
System Transformation | Lct_BB004 | Number | SPD | Govan |  | 0 | 0 | 0 | 0 | 0 | 0 | 0 | 0 | 0 | 0 | 0 | 0 | 0 | 0 | 0 | 0 | 0 | 0 | 0 | 0 | 0 | 0 | 0 | 0 | 0 | 0 | 0 | 0 | 0
System Transformation | Lct_BB004 | Number | SPD | Grangemouth A |  | 0 | 0 | 0 | 0 | 0 | 0 | 0 | 0 | 0 | 0 | 0 | 0 | 0 | 0 | 0 | 0 | 0 | 0 | 0 | 0 | 0 | 0 | 0 | 0 | 0 | 0 | 0 | 0 | 0
System Transformation | Lct_BB004 | Number | SPD | Grangemouth C |  | 0 | 0 | 0 | 0 | 0 | 0 | 0 | 0 | 0 | 0 | 0 | 0 | 0 | 0 | 0 | 0 | 0 | 0 | 0 | 0 | 0 | 0 | 0 | 0 | 0 | 0 | 0 | 0 | 0
System Transformation | Lct_BB004 | Number | SPD | Haggs Road |  | 0 | 0 | 0 | 0 | 0 | 0 | 0 | 0 | 0 | 0 | 0 | 0 | 0 | 0 | 0 | 0 | 0 | 0 | 0 | 0 | 0 | 0 | 0 | 0 | 0 | 0 | 0 | 0 | 0
System Transformation | Lct_BB004 | Number | SPD | Hawick |  | 0 | 0 | 0 | 0 | 0 | 0 | 0 | 0 | 0 | 0 | 0 | 0 | 0 | 0 | 0 | 0 | 0 | 0 | 0 | 0 | 0 | 0 | 0 | 0 | 0 | 0 | 0 | 0 | 0
System Transformation | Lct_BB004 | Number | SPD | Helensburgh |  | 0 | 0 | 0 | 0 | 0 | 0 | 0 | 0 | 0 | 0 | 0 | 0 | 0 | 0 | 0 | 0 | 0 | 0 | 0 | 0 | 0 | 0 | 0 | 0 | 0 | 0 | 0 | 0 | 0
System Transformation | Lct_BB004 | Number | SPD | Hunterston Farm |  | 0 | 0 | 0 | 0 | 0 | 0 | 0 | 0 | 0 | 0 | 0 | 0 | 0 | 0 | 0 | 0 | 0 | 0 | 0 | 0 | 0 | 0 | 0 | 0 | 0 | 0 | 0 | 0 | 0
System Transformation | Lct_BB004 | Number | SPD | Inverkeithing |  | 0 | 0 | 0 | 0 | 0 | 0 | 0 | 0 | 0 | 0 | 0 | 0 | 0 | 0 | 0 | 0 | 0 | 0 | 0 | 0 | 0 | 0 | 0 | 0 | 0 | 0 | 0 | 0 | 0
System Transformation | Lct_BB004 | Number | SPD | Johnstone |  | 0 | 0 | 0 | 0 | 0 | 0 | 0 | 0 | 0 | 0 | 0 | 0 | 0 | 0 | 0 | 0 | 0 | 0 | 0 | 0 | 0 | 0 | 0 | 0 | 0 | 0 | 0 | 0 | 0
System Transformation | Lct_BB004 | Number | SPD | Kaimes |  | 0 | 0 | 0 | 0 | 0 | 0 | 0 | 0 | 0 | 0 | 0 | 0 | 0 | 0 | 0 | 0 | 0 | 0 | 0 | 0 | 0 | 0 | 0 | 0 | 0 | 0 | 0 | 0 | 0
System Transformation | Lct_BB004 | Number | SPD | Kendoon |  | 0 | 0 | 0 | 0 | 0 | 0 | 0 | 0 | 0 | 0 | 0 | 0 | 0 | 0 | 0 | 0 | 0 | 0 | 0 | 0 | 0 | 0 | 0 | 0 | 0 | 0 | 0 | 0 | 0
System Transformation | Lct_BB004 | Number | SPD | Kilbowie 11 |  | 0 | 0 | 0 | 0 | 0 | 0 | 0 | 0 | 0 | 0 | 0 | 0 | 0 | 0 | 0 | 0 | 0 | 0 | 0 | 0 | 0 | 0 | 0 | 0 | 0 | 0 | 0 | 0 | 0
System Transformation | Lct_BB004 | Number | SPD | Kilbowie 33 |  | 0 | 0 | 0 | 0 | 0 | 0 | 0 | 0 | 0 | 0 | 0 | 0 | 0 | 0 | 0 | 0 | 0 | 0 | 0 | 0 | 0 | 0 | 0 | 0 | 0 | 0 | 0 | 0 | 0
System Transformation | Lct_BB004 | Number | SPD | Killermont |  | 0 | 0 | 0 | 0 | 0 | 0 | 0 | 0 | 0 | 0 | 0 | 0 | 0 | 0 | 0 | 0 | 0 | 0 | 0 | 0 | 0 | 0 | 0 | 0 | 0 | 0 | 0 | 0 | 0
System Transformation | Lct_BB004 | Number | SPD | Kilmarnock South |  | 0 | 0 | 0 | 0 | 0 | 0 | 0 | 0 | 0 | 0 | 0 | 0 | 0 | 0 | 0 | 0 | 0 | 0 | 0 | 0 | 0 | 0 | 0 | 0 | 0 | 0 | 0 | 0 | 0
System Transformation | Lct_BB004 | Number | SPD | Kilmarnock Town |  | 0 | 0 | 0 | 0 | 0 | 0 | 0 | 0 | 0 | 0 | 0 | 0 | 0 | 0 | 0 | 0 | 0 | 0 | 0 | 0 | 0 | 0 | 0 | 0 | 0 | 0 | 0 | 0 | 0
System Transformation | Lct_BB004 | Number | SPD | Kilwinning |  | 0 | 0 | 0 | 0 | 0 | 0 | 0 | 0 | 0 | 0 | 0 | 0 | 0 | 0 | 0 | 0 | 0 | 0 | 0 | 0 | 0 | 0 | 0 | 0 | 0 | 0 | 0 | 0 | 0
System Transformation | Lct_BB004 | Number | SPD | Lesmahagow |  | 0 | 0 | 0 | 0 | 0 | 0 | 0 | 0 | 0 | 0 | 0 | 0 | 0 | 0 | 0 | 0 | 0 | 0 | 0 | 0 | 0 | 0 | 0 | 0 | 0 | 0 | 0 | 0 | 0
System Transformation | Lct_BB004 | Number | SPD | Leven |  | 0 | 0 | 0 | 0 | 0 | 0 | 0 | 0 | 0 | 0 | 0 | 0 | 0 | 0 | 0 | 0 | 0 | 0 | 0 | 0 | 0 | 0 | 0 | 0 | 0 | 0 | 0 | 0 | 0
System Transformation | Lct_BB004 | Number | SPD | Linnmill |  | 0 | 0 | 0 | 0 | 0 | 0 | 0 | 0 | 0 | 0 | 0 | 0 | 0 | 0 | 0 | 0 | 0 | 0 | 0 | 0 | 0 | 0 | 0 | 0 | 0 | 0 | 0 | 0 | 0
System Transformation | Lct_BB004 | Number | SPD | Livingston East |  | 0 | 0 | 0 | 0 | 0 | 0 | 0 | 0 | 0 | 0 | 0 | 0 | 0 | 0 | 0 | 0 | 0 | 0 | 0 | 0 | 0 | 0 | 0 | 0 | 0 | 0 | 0 | 0 | 0
System Transformation | Lct_BB004 | Number | SPD | Maybole |  | 0 | 0 | 0 | 0 | 0 | 0 | 0 | 0 | 0 | 0 | 0 | 0 | 0 | 0 | 0 | 0 | 0 | 0 | 0 | 0 | 0 | 0 | 0 | 0 | 0 | 0 | 0 | 0 | 0
System Transformation | Lct_BB004 | Number | SPD | Moffat |  | 0 | 0 | 0 | 0 | 0 | 0 | 0 | 0 | 0 | 0 | 0 | 0 | 0 | 0 | 0 | 0 | 0 | 0 | 0 | 0 | 0 | 0 | 0 | 0 | 0 | 0 | 0 | 0 | 0
System Transformation | Lct_BB004 | Number | SPD | Newarthill |  | 0 | 0 | 0 | 0 | 0 | 0 | 0 | 0 | 0 | 0 | 0 | 0 | 0 | 0 | 0 | 0 | 0 | 0 | 0 | 0 | 0 | 0 | 0 | 0 | 0 | 0 | 0 | 0 | 0
System Transformation | Lct_BB004 | Number | SPD | Newton Stewart |  | 0 | 0 | 0 | 0 | 0 | 0 | 0 | 0 | 0 | 0 | 0 | 0 | 0 | 0 | 0 | 0 | 0 | 0 | 0 | 0 | 0 | 0 | 0 | 0 | 0 | 0 | 0 | 0 | 0
System Transformation | Lct_BB004 | Number | SPD | Paisley |  | 0 | 0 | 0 | 0 | 0 | 0 | 0 | 0 | 0 | 0 | 0 | 0 | 0 | 0 | 0 | 0 | 0 | 0 | 0 | 0 | 0 | 0 | 0 | 0 | 0 | 0 | 0 | 0 | 0
System Transformation | Lct_BB004 | Number | SPD | Partick |  | 0 | 0 | 0 | 0 | 0 | 0 | 0 | 0 | 0 | 0 | 0 | 0 | 0 | 0 | 0 | 0 | 0 | 0 | 0 | 0 | 0 | 0 | 0 | 0 | 0 | 0 | 0 | 0 | 0
System Transformation | Lct_BB004 | Number | SPD | Port Dundas |  | 0 | 0 | 0 | 0 | 0 | 0 | 0 | 0 | 0 | 0 | 0 | 0 | 0 | 0 | 0 | 0 | 0 | 0 | 0 | 0 | 0 | 0 | 0 | 0 | 0 | 0 | 0 | 0 | 0
System Transformation | Lct_BB004 | Number | SPD | Portobello |  | 0 | 0 | 0 | 0 | 0 | 0 | 0 | 0 | 0 | 0 | 0 | 0 | 0 | 0 | 0 | 0 | 0 | 0 | 0 | 0 | 0 | 0 | 0 | 0 | 0 | 0 | 0 | 0 | 0
System Transformation | Lct_BB004 | Number | SPD | Ravenscraig |  | 0 | 0 | 0 | 0 | 0 | 0 | 0 | 0 | 0 | 0 | 0 | 0 | 0 | 0 | 0 | 0 | 0 | 0 | 0 | 0 | 0 | 0 | 0 | 0 | 0 | 0 | 0 | 0 | 0
System Transformation | Lct_BB004 | Number | SPD | Redhouse |  | 0 | 0 | 0 | 0 | 0 | 0 | 0 | 0 | 0 | 0 | 0 | 0 | 0 | 0 | 0 | 0 | 0 | 0 | 0 | 0 | 0 | 0 | 0 | 0 | 0 | 0 | 0 | 0 | 0
System Transformation | Lct_BB004 | Number | SPD | Saltcoats A |  | 0 | 0 | 0 | 0 | 0 | 0 | 0 | 0 | 0 | 0 | 0 | 0 | 0 | 0 | 0 | 0 | 0 | 0 | 0 | 0 | 0 | 0 | 0 | 0 | 0 | 0 | 0 | 0 | 0
System Transformation | Lct_BB004 | Number | SPD | Saltcoats B |  | 0 | 0 | 0 | 0 | 0 | 0 | 0 | 0 | 0 | 0 | 0 | 0 | 0 | 0 | 0 | 0 | 0 | 0 | 0 | 0 | 0 | 0 | 0 | 0 | 0 | 0 | 0 | 0 | 0
System Transformation | Lct_BB004 | Number | SPD | Shrubhill |  | 0 | 0 | 0 | 0 | 0 | 0 | 0 | 0 | 0 | 0 | 0 | 0 | 0 | 0 | 0 | 0 | 0 | 0 | 0 | 0 | 0 | 0 | 0 | 0 | 0 | 0 | 0 | 0 | 0
System Transformation | Lct_BB004 | Number | SPD | Sighthill |  | 0 | 0 | 0 | 0 | 0 | 0 | 0 | 0 | 0 | 0 | 0 | 0 | 0 | 0 | 0 | 0 | 0 | 0 | 0 | 0 | 0 | 0 | 0 | 0 | 0 | 0 | 0 | 0 | 0
System Transformation | Lct_BB004 | Number | SPD | Spango Valley |  | 0 | 0 | 0 | 0 | 0 | 0 | 0 | 0 | 0 | 0 | 0 | 0 | 0 | 0 | 0 | 0 | 0 | 0 | 0 | 0 | 0 | 0 | 0 | 0 | 0 | 0 | 0 | 0 | 0
System Transformation | Lct_BB004 | Number | SPD | St Andrews Cross |  | 0 | 0 | 0 | 0 | 0 | 0 | 0 | 0 | 0 | 0 | 0 | 0 | 0 | 0 | 0 | 0 | 0 | 0 | 0 | 0 | 0 | 0 | 0 | 0 | 0 | 0 | 0 | 0 | 0
System Transformation | Lct_BB004 | Number | SPD | Stirling |  | 0 | 0 | 0 | 0 | 0 | 0 | 0 | 0 | 0 | 0 | 0 | 0 | 0 | 0 | 0 | 0 | 0 | 0 | 0 | 0 | 0 | 0 | 0 | 0 | 0 | 0 | 0 | 0 | 0
System Transformation | Lct_BB004 | Number | SPD | Strathaven |  | 0 | 0 | 0 | 0 | 0 | 0 | 0 | 0 | 0 | 0 | 0 | 0 | 0 | 0 | 0 | 0 | 0 | 0 | 0 | 0 | 0 | 0 | 0 | 0 | 0 | 0 | 0 | 0 | 0
System Transformation | Lct_BB004 | Number | SPD | Strathleven |  | 0 | 0 | 0 | 0 | 0 | 0 | 0 | 0 | 0 | 0 | 0 | 0 | 0 | 0 | 0 | 0 | 0 | 0 | 0 | 0 | 0 | 0 | 0 | 0 | 0 | 0 | 0 | 0 | 0
System Transformation | Lct_BB004 | Number | SPD | Telford Road |  | 0 | 0 | 0 | 0 | 0 | 0 | 0 | 0 | 0 | 0 | 0 | 0 | 0 | 0 | 0 | 0 | 0 | 0 | 0 | 0 | 0 | 0 | 0 | 0 | 0 | 0 | 0 | 0 | 0
System Transformation | Lct_BB004 | Number | SPD | Tongland |  | 0 | 0 | 0 | 0 | 0 | 0 | 0 | 0 | 0 | 0 | 0 | 0 | 0 | 0 | 0 | 0 | 0 | 0 | 0 | 0 | 0 | 0 | 0 | 0 | 0 | 0 | 0 | 0 | 0
System Transformation | Lct_BB004 | Number | SPD | West George Street |  | 0 | 0 | 0 | 0 | 0 | 0 | 0 | 0 | 0 | 0 | 0 | 0 | 0 | 0 | 0 | 0 | 0 | 0 | 0 | 0 | 0 | 0 | 0 | 0 | 0 | 0 | 0 | 0 | 0
System Transformation | Lct_BB004 | Number | SPD | Westfield |  | 0 | 0 | 0 | 0 | 0 | 0 | 0 | 0 | 0 | 0 | 0 | 0 | 0 | 0 | 0 | 0 | 0 | 0 | 0 | 0 | 0 | 0 | 0 | 0 | 0 | 0 | 0 | 0 | 0
System Transformation | Lct_BB004 | Number | SPD | Whitehouse |  | 0 | 0 | 0 | 0 | 0 | 0 | 0 | 0 | 0 | 0 | 0 | 0 | 0 | 0 | 0 | 0 | 0 | 0 | 0 | 0 | 0 | 0 | 0 | 0 | 0 | 0 | 0 | 0 | 0
System Transformation | Lct_BB004 | Number | SPD | Wishaw |  | 0 | 0 | 0 | 0 | 0 | 0 | 0 | 0 | 0 | 0 | 0 | 0 | 0 | 0 | 0 | 0 | 0 | 0 | 0 | 0 | 0 | 0 | 0 | 0 | 0 | 0 | 0 | 0 | 0
System Transformation | Lct_BB004 | Number | SPM | Birkenhead |  | 0 | 0 | 0 | 0 | 0 | 0 | 0 | 0 | 0 | 0 | 0 | 0 | 0 | 0 | 0 | 0 | 0 | 0 | 0 | 0 | 0 | 0 | 0 | 0 | 0 | 0 | 0 | 0 | 0
System Transformation | Lct_BB004 | Number | SPM | Capenhurst |  | 0 | 0 | 0 | 0 | 0 | 0 | 0 | 0 | 0 | 0 | 0 | 0 | 0 | 0 | 0 | 0 | 0 | 0 | 0 | 0 | 0 | 0 | 0 | 0 | 0 | 0 | 0 | 0 | 0
System Transformation | Lct_BB004 | Number | SPM | Carrington |  | 0 | 0 | 0 | 0 | 0 | 0 | 0 | 0 | 0 | 0 | 0 | 0 | 0 | 0 | 0 | 0 | 0 | 0 | 0 | 0 | 0 | 0 | 0 | 0 | 0 | 0 | 0 | 0 | 0
System Transformation | Lct_BB004 | Number | SPM | Connah's Quay |  | 0 | 0 | 0 | 0 | 0 | 0 | 0 | 0 | 0 | 0 | 0 | 0 | 0 | 0 | 0 | 0 | 0 | 0 | 0 | 0 | 0 | 0 | 0 | 0 | 0 | 0 | 0 | 0 | 0
System Transformation | Lct_BB004 | Number | SPM | Fiddlers Ferry |  | 0 | 0 | 0 | 0 | 0 | 0 | 0 | 0 | 0 | 0 | 0 | 0 | 0 | 0 | 0 | 0 | 0 | 0 | 0 | 0 | 0 | 0 | 0 | 0 | 0 | 0 | 0 | 0 | 0
System Transformation | Lct_BB004 | Number | SPM | Frodsham |  | 0 | 0 | 0 | 0 | 0 | 0 | 0 | 0 | 0 | 0 | 0 | 0 | 0 | 0 | 0 | 0 | 0 | 0 | 0 | 0 | 0 | 0 | 0 | 0 | 0 | 0 | 0 | 0 | 0
System Transformation | Lct_BB004 | Number | SPM | Kirkby (_D) |  | 0 | 0 | 0 | 0 | 0 | 0 | 0 | 0 | 0 | 0 | 0 | 0 | 0 | 0 | 0 | 0 | 0 | 0 | 0 | 0 | 0 | 0 | 0 | 0 | 0 | 0 | 0 | 0 | 0
System Transformation | Lct_BB004 | Number | SPM | Legacy |  | 0 | 0 | 0 | 0 | 0 | 0 | 0 | 0 | 0 | 0 | 0 | 0 | 0 | 0 | 0 | 0 | 0 | 0 | 0 | 0 | 0 | 0 | 0 | 0 | 0 | 0 | 0 | 0 | 0
System Transformation | Lct_BB004 | Number | SPM | Lister Drive |  | 0 | 0 | 0 | 0 | 0 | 0 | 0 | 0 | 0 | 0 | 0 | 0 | 0 | 0 | 0 | 0 | 0 | 0 | 0 | 0 | 0 | 0 | 0 | 0 | 0 | 0 | 0 | 0 | 0
System Transformation | Lct_BB004 | Number | SPM | Pentir |  | 0 | 0 | 0 | 0 | 0 | 0 | 0 | 0 | 0 | 0 | 0 | 0 | 0 | 0 | 0 | 0 | 0 | 0 | 0 | 0 | 0 | 0 | 0 | 0 | 0 | 0 | 0 | 0 | 0
System Transformation | Lct_BB004 | Number | SPM | Rainhill |  | 0 | 0 | 0 | 0 | 0 | 0 | 0 | 0 | 0 | 0 | 0 | 0 | 0 | 0 | 0 | 0 | 0 | 0 | 0 | 0 | 0 | 0 | 0 | 0 | 0 | 0 | 0 | 0 | 0
System Transformation | Lct_BB004 | Number | SPM | St. Asaph |  | 0 | 0 | 0 | 0 | 0 | 0 | 0 | 0 | 0 | 0 | 0 | 0 | 0 | 0 | 0 | 0 | 0 | 0 | 0 | 0 | 0 | 0 | 0 | 0 | 0 | 0 | 0 | 0 | 0
System Transformation | Lct_BB004 | Number | SPM | Trawsfynydd |  | 0 | 0 | 0 | 0 | 0 | 0 | 0 | 0 | 0 | 0 | 0 | 0 | 0 | 0 | 0 | 0 | 0 | 0 | 0 | 0 | 0 | 0 | 0 | 0 | 0 | 0 | 0 | 0 | 0
System Transformation | Lct_BB004 | Number | SPM | Wylfa |  | 0 | 0 | 0 | 0 | 0 | 0 | 0 | 0 | 0 | 0 | 0 | 0 | 0 | 0 | 0 | 0 | 0 | 0 | 0 | 0 | 0 | 0 | 0 | 0 | 0 | 0 | 0 | 0 | 0
System Transformation | Lct_BB004 | Number | SPN | Beddington (_J) |  | 0 | 0 | 0 | 0 | 0 | 0 | 0 | 0 | 0 | 0 | 0 | 0 | 0 | 0 | 0 | 0 | 0 | 0 | 0 | 0 | 0 | 0 | 0 | 0 | 0 | 0 | 0 | 0 | 0
System Transformation | Lct_BB004 | Number | SPN | Bolney |  | 0 | 0 | 0 | 0 | 0 | 0 | 0 | 0 | 0 | 0 | 0 | 0 | 0 | 0 | 0 | 0 | 0 | 0 | 0 | 0 | 0 | 0 | 0 | 0 | 0 | 0 | 0 | 0 | 0
System Transformation | Lct_BB004 | Number | SPN | Canterbury |  | 0 | 0 | 0 | 0 | 0 | 0 | 0 | 0 | 0 | 0 | 0 | 0 | 0 | 0 | 0 | 0 | 0 | 0 | 0 | 0 | 0 | 0 | 0 | 0 | 0 | 0 | 0 | 0 | 0
System Transformation | Lct_BB004 | Number | SPN | Chessington |  | 0 | 0 | 0 | 0 | 0 | 0 | 0 | 0 | 0 | 0 | 0 | 0 | 0 | 0 | 0 | 0 | 0 | 0 | 0 | 0 | 0 | 0 | 0 | 0 | 0 | 0 | 0 | 0 | 0
System Transformation | Lct_BB004 | Number | SPN | Kemsley |  | 0 | 0 | 0 | 0 | 0 | 0 | 0 | 0 | 0 | 0 | 0 | 0 | 0 | 0 | 0 | 0 | 0 | 0 | 0 | 0 | 0 | 0 | 0 | 0 | 0 | 0 | 0 | 0 | 0
System Transformation | Lct_BB004 | Number | SPN | Kingsnorth |  | 0 | 0 | 0 | 0 | 0 | 0 | 0 | 0 | 0 | 0 | 0 | 0 | 0 | 0 | 0 | 0 | 0 | 0 | 0 | 0 | 0 | 0 | 0 | 0 | 0 | 0 | 0 | 0 | 0
System Transformation | Lct_BB004 | Number | SPN | Littlebrook (_J) |  | 0 | 0 | 0 | 0 | 0 | 0 | 0 | 0 | 0 | 0 | 0 | 0 | 0 | 0 | 0 | 0 | 0 | 0 | 0 | 0 | 0 | 0 | 0 | 0 | 0 | 0 | 0 | 0 | 0
System Transformation | Lct_BB004 | Number | SPN | Ninfield |  | 0 | 0 | 0 | 0 | 0 | 0 | 0 | 0 | 0 | 0 | 0 | 0 | 0 | 0 | 0 | 0 | 0 | 0 | 0 | 0 | 0 | 0 | 0 | 0 | 0 | 0 | 0 | 0 | 0
System Transformation | Lct_BB004 | Number | SPN | Northfleet East |  | 0 | 0 | 0 | 0 | 0 | 0 | 0 | 0 | 0 | 0 | 0 | 0 | 0 | 0 | 0 | 0 | 0 | 0 | 0 | 0 | 0 | 0 | 0 | 0 | 0 | 0 | 0 | 0 | 0
System Transformation | Lct_BB004 | Number | SPN | Richborough |  | 0 | 0 | 0 | 0 | 0 | 0 | 0 | 0 | 0 | 0 | 0 | 0 | 0 | 0 | 0 | 0 | 0 | 0 | 0 | 0 | 0 | 0 | 0 | 0 | 0 | 0 | 0 | 0 | 0
System Transformation | Lct_BB004 | Number | SPN | Sellindge |  | 0 | 0 | 0 | 0 | 0 | 0 | 0 | 0 | 0 | 0 | 0 | 0 | 0 | 0 | 0 | 0 | 0 | 0 | 0 | 0 | 0 | 0 | 0 | 0 | 0 | 0 | 0 | 0 | 0
System Transformation | Lct_BB004 | Number | SPN | West Weybridge |  | 0 | 0 | 0 | 0 | 0 | 0 | 0 | 0 | 0 | 0 | 0 | 0 | 0 | 0 | 0 | 0 | 0 | 0 | 0 | 0 | 0 | 0 | 0 | 0 | 0 | 0 | 0 | 0 | 0
System Transformation | Lct_BB004 | Number | South Wales | Aberthaw |  | 0 | 0 | 0 | 0 | 0 | 0 | 0 | 0 | 0 | 0 | 0 | 0 | 0 | 0 | 0 | 0 | 0 | 0 | 0 | 0 | 0 | 0 | 0 | 0 | 0 | 0 | 0 | 0 | 0
System Transformation | Lct_BB004 | Number | South Wales | Alpha Steel (Uskmouth) |  | 0 | 0 | 0 | 0 | 0 | 0 | 0 | 0 | 0 | 0 | 0 | 0 | 0 | 0 | 0 | 0 | 0 | 0 | 0 | 0 | 0 | 0 | 0 | 0 | 0 | 0 | 0 | 0 | 0
System Transformation | Lct_BB004 | Number | South Wales | Cardiff East |  | 0 | 0 | 0 | 0 | 0 | 0 | 0 | 0 | 0 | 0 | 0 | 0 | 0 | 0 | 0 | 0 | 0 | 0 | 0 | 0 | 0 | 0 | 0 | 0 | 0 | 0 | 0 | 0 | 0
System Transformation | Lct_BB004 | Number | South Wales | Grange |  | 0 | 0 | 0 | 0 | 0 | 0 | 0 | 0 | 0 | 0 | 0 | 0 | 0 | 0 | 0 | 0 | 0 | 0 | 0 | 0 | 0 | 0 | 0 | 0 | 0 | 0 | 0 | 0 | 0
System Transformation | Lct_BB004 | Number | South Wales | Imperial Park |  | 0 | 0 | 0 | 0 | 0 | 0 | 0 | 0 | 0 | 0 | 0 | 0 | 0 | 0 | 0 | 0 | 0 | 0 | 0 | 0 | 0 | 0 | 0 | 0 | 0 | 0 | 0 | 0 | 0
System Transformation | Lct_BB004 | Number | South Wales | Pembroke |  | 0 | 0 | 0 | 0 | 0 | 0 | 0 | 0 | 0 | 0 | 0 | 0 | 0 | 0 | 0 | 0 | 0 | 0 | 0 | 0 | 0 | 0 | 0 | 0 | 0 | 0 | 0 | 0 | 0
System Transformation | Lct_BB004 | Number | South Wales | Pyle |  | 0 | 0 | 0 | 0 | 0 | 0 | 0 | 0 | 0 | 0 | 0 | 0 | 0 | 0 | 0 | 0 | 0 | 0 | 0 | 0 | 0 | 0 | 0 | 0 | 0 | 0 | 0 | 0 | 0
System Transformation | Lct_BB004 | Number | South Wales | Rassau |  | 0 | 0 | 0 | 0 | 0 | 0 | 0 | 0 | 0 | 0 | 0 | 0 | 0 | 0 | 0 | 0 | 0 | 0 | 0 | 0 | 0 | 0 | 0 | 0 | 0 | 0 | 0 | 0 | 0
System Transformation | Lct_BB004 | Number | South Wales | Swansea North |  | 0 | 0 | 0 | 0 | 0 | 0 | 0 | 0 | 0 | 0 | 0 | 0 | 0 | 0 | 0 | 0 | 0 | 0 | 0 | 0 | 0 | 0 | 0 | 0 | 0 | 0 | 0 | 0 | 0
System Transformation | Lct_BB004 | Number | South Wales | Upper Boat 132kV |  | 0 | 0 | 0 | 0 | 0 | 0 | 0 | 0 | 0 | 0 | 0 | 0 | 0 | 0 | 0 | 0 | 0 | 0 | 0 | 0 | 0 | 0 | 0 | 0 | 0 | 0 | 0 | 0 | 0
System Transformation | Lct_BB004 | Number | South Wales | Upper Boat 33kV |  | 0 | 0 | 0 | 0 | 0 | 0 | 0 | 0 | 0 | 0 | 0 | 0 | 0 | 0 | 0 | 0 | 0 | 0 | 0 | 0 | 0 | 0 | 0 | 0 | 0 | 0 | 0 | 0 | 0
System Transformation | Lct_BB004 | Number | South Wales | Uskmouth |  | 0 | 0 | 0 | 0 | 0 | 0 | 0 | 0 | 0 | 0 | 0 | 0 | 0 | 0 | 0 | 0 | 0 | 0 | 0 | 0 | 0 | 0 | 0 | 0 | 0 | 0 | 0 | 0 | 0
System Transformation | Lct_BB004 | Number | South Western | Abham |  | 0 | 0 | 0 | 0 | 0 | 0 | 0 | 0 | 0 | 0 | 0 | 0 | 0 | 0 | 0 | 0 | 0 | 0 | 0 | 0 | 0 | 0 | 0 | 0 | 0 | 0 | 0 | 0 | 0
System Transformation | Lct_BB004 | Number | South Western | Alverdiscott |  | 0 | 0 | 0 | 0 | 0 | 0 | 0 | 0 | 0 | 0 | 0 | 0 | 0 | 0 | 0 | 0 | 0 | 0 | 0 | 0 | 0 | 0 | 0 | 0 | 0 | 0 | 0 | 0 | 0
System Transformation | Lct_BB004 | Number | South Western | Axminster |  | 0 | 0 | 0 | 0 | 0 | 0 | 0 | 0 | 0 | 0 | 0 | 0 | 0 | 0 | 0 | 0 | 0 | 0 | 0 | 0 | 0 | 0 | 0 | 0 | 0 | 0 | 0 | 0 | 0
System Transformation | Lct_BB004 | Number | South Western | Bridgewater |  | 0 | 0 | 0 | 0 | 0 | 0 | 0 | 0 | 0 | 0 | 0 | 0 | 0 | 0 | 0 | 0 | 0 | 0 | 0 | 0 | 0 | 0 | 0 | 0 | 0 | 0 | 0 | 0 | 0
System Transformation | Lct_BB004 | Number | South Western | Exeter |  | 0 | 0 | 0 | 0 | 0 | 0 | 0 | 0 | 0 | 0 | 0 | 0 | 0 | 0 | 0 | 0 | 0 | 0 | 0 | 0 | 0 | 0 | 0 | 0 | 0 | 0 | 0 | 0 | 0
System Transformation | Lct_BB004 | Number | South Western | Indian Queens |  | 0 | 0 | 0 | 0 | 0 | 0 | 0 | 0 | 0 | 0 | 0 | 0 | 0 | 0 | 0 | 0 | 0 | 0 | 0 | 0 | 0 | 0 | 0 | 0 | 0 | 0 | 0 | 0 | 0
System Transformation | Lct_BB004 | Number | South Western | Landulph |  | 0 | 0 | 0 | 0 | 0 | 0 | 0 | 0 | 0 | 0 | 0 | 0 | 0 | 0 | 0 | 0 | 0 | 0 | 0 | 0 | 0 | 0 | 0 | 0 | 0 | 0 | 0 | 0 | 0
System Transformation | Lct_BB004 | Number | South Western | Seabank |  | 0 | 0 | 0 | 0 | 0 | 0 | 0 | 0 | 0 | 0 | 0 | 0 | 0 | 0 | 0 | 0 | 0 | 0 | 0 | 0 | 0 | 0 | 0 | 0 | 0 | 0 | 0 | 0 | 0
System Transformation | Lct_BB004 | Number | South Western | Taunton |  | 0 | 0 | 0 | 0 | 0 | 0 | 0 | 0 | 0 | 0 | 0 | 0 | 0 | 0 | 0 | 0 | 0 | 0 | 0 | 0 | 0 | 0 | 0 | 0 | 0 | 0 | 0 | 0 | 0
System Transformation | Lct_BB004 | Number | West Midlands | Bishops Wood |  | 0 | 0 | 0 | 0 | 0 | 0 | 0 | 0 | 0 | 0 | 0 | 0 | 0 | 0 | 0 | 0 | 0 | 0 | 0 | 0 | 0 | 0 | 0 | 0 | 0 | 0 | 0 | 0 | 0
System Transformation | Lct_BB004 | Number | West Midlands | Bushbury |  | 0 | 0 | 0 | 0 | 0 | 0 | 0 | 0 | 0 | 0 | 0 | 0 | 0 | 0 | 0 | 0 | 0 | 0 | 0 | 0 | 0 | 0 | 0 | 0 | 0 | 0 | 0 | 0 | 0
System Transformation | Lct_BB004 | Number | West Midlands | Bustleholme |  | 0 | 0 | 0 | 0 | 0 | 0 | 0 | 0 | 0 | 0 | 0 | 0 | 0 | 0 | 0 | 0 | 0 | 0 | 0 | 0 | 0 | 0 | 0 | 0 | 0 | 0 | 0 | 0 | 0
System Transformation | Lct_BB004 | Number | West Midlands | Cellarhead |  | 0 | 0 | 0 | 0 | 0 | 0 | 0 | 0 | 0 | 0 | 0 | 0 | 0 | 0 | 0 | 0 | 0 | 0 | 0 | 0 | 0 | 0 | 0 | 0 | 0 | 0 | 0 | 0 | 0
System Transformation | Lct_BB004 | Number | West Midlands | Feckenham |  | 0 | 0 | 0 | 0 | 0 | 0 | 0 | 0 | 0 | 0 | 0 | 0 | 0 | 0 | 0 | 0 | 0 | 0 | 0 | 0 | 0 | 0 | 0 | 0 | 0 | 0 | 0 | 0 | 0
System Transformation | Lct_BB004 | Number | West Midlands | Hams Hall |  | 0 | 0 | 0 | 0 | 0 | 0 | 0 | 0 | 0 | 0 | 0 | 0 | 0 | 0 | 0 | 0 | 0 | 0 | 0 | 0 | 0 | 0 | 0 | 0 | 0 | 0 | 0 | 0 | 0
System Transformation | Lct_BB004 | Number | West Midlands | Iron Acton |  | 0 | 0 | 0 | 0 | 0 | 0 | 0 | 0 | 0 | 0 | 0 | 0 | 0 | 0 | 0 | 0 | 0 | 0 | 0 | 0 | 0 | 0 | 0 | 0 | 0 | 0 | 0 | 0 | 0
System Transformation | Lct_BB004 | Number | West Midlands | Ironbridge |  | 0 | 0 | 0 | 0 | 0 | 0 | 0 | 0 | 0 | 0 | 0 | 0 | 0 | 0 | 0 | 0 | 0 | 0 | 0 | 0 | 0 | 0 | 0 | 0 | 0 | 0 | 0 | 0 | 0
System Transformation | Lct_BB004 | Number | West Midlands | Kitwell |  | 0 | 0 | 0 | 0 | 0 | 0 | 0 | 0 | 0 | 0 | 0 | 0 | 0 | 0 | 0 | 0 | 0 | 0 | 0 | 0 | 0 | 0 | 0 | 0 | 0 | 0 | 0 | 0 | 0
System Transformation | Lct_BB004 | Number | West Midlands | Nechells |  | 0 | 0 | 0 | 0 | 0 | 0 | 0 | 0 | 0 | 0 | 0 | 0 | 0 | 0 | 0 | 0 | 0 | 0 | 0 | 0 | 0 | 0 | 0 | 0 | 0 | 0 | 0 | 0 | 0
System Transformation | Lct_BB004 | Number | West Midlands | Ocker Hill |  | 0 | 0 | 0 | 0 | 0 | 0 | 0 | 0 | 0 | 0 | 0 | 0 | 0 | 0 | 0 | 0 | 0 | 0 | 0 | 0 | 0 | 0 | 0 | 0 | 0 | 0 | 0 | 0 | 0
System Transformation | Lct_BB004 | Number | West Midlands | Oldbury |  | 0 | 0 | 0 | 0 | 0 | 0 | 0 | 0 | 0 | 0 | 0 | 0 | 0 | 0 | 0 | 0 | 0 | 0 | 0 | 0 | 0 | 0 | 0 | 0 | 0 | 0 | 0 | 0 | 0
System Transformation | Lct_BB004 | Number | West Midlands | Penn |  | 0 | 0 | 0 | 0 | 0 | 0 | 0 | 0 | 0 | 0 | 0 | 0 | 0 | 0 | 0 | 0 | 0 | 0 | 0 | 0 | 0 | 0 | 0 | 0 | 0 | 0 | 0 | 0 | 0
System Transformation | Lct_BB004 | Number | West Midlands | Rugeley |  | 0 | 0 | 0 | 0 | 0 | 0 | 0 | 0 | 0 | 0 | 0 | 0 | 0 | 0 | 0 | 0 | 0 | 0 | 0 | 0 | 0 | 0 | 0 | 0 | 0 | 0 | 0 | 0 | 0
System Transformation | Lct_BB004 | Number | West Midlands | Shrewsbury |  | 0 | 0 | 0 | 0 | 0 | 0 | 0 | 0 | 0 | 0 | 0 | 0 | 0 | 0 | 0 | 0 | 0 | 0 | 0 | 0 | 0 | 0 | 0 | 0 | 0 | 0 | 0 | 0 | 0
System Transformation | Lct_BB004 | Number | West Midlands | Walham |  | 0 | 0 | 0 | 0 | 0 | 0 | 0 | 0 | 0 | 0 | 0 | 0 | 0 | 0 | 0 | 0 | 0 | 0 | 0 | 0 | 0 | 0 | 0 | 0 | 0 | 0 | 0 | 0 | 0
System Transformation | Lct_BB004 | Number | West Midlands | Willenhall |  | 0 | 0 | 0 | 0 | 0 | 0 | 0 | 0 | 0 | 0 | 0 | 0 | 0 | 0 | 0 | 0 | 0 | 0 | 0 | 0 | 0 | 0 | 0 | 0 | 0 | 0 | 0 | 0 | 0
System Transformation | Lct_BB005 | Number | ENW | Bredbury |  | 1483.133 | 1762.566 | 2187.141 | 2667.963 | 3316.255 | 3979.983 | 4707.397 | 5424.898 | 6174.022 | 6860.975 | 7279.745 | 7693.371 | 8109.382 | 8634.191 | 9321.348 | 9906.355 | 10500.434 | 11107.678 | 11728.103 | 12374.38 | 13015.422 | 13897.098 | 15161.329 | 16871.893 | 18785.299 | 20692.406 | 22633.512 | 24589.972 | 26465.564
System Transformation | Lct_BB005 | Number | ENW | Harker |  | 1217.921 | 1469.914 | 1851.048 | 2289.941 | 2888.756 | 3518.004 | 4221.663 | 4935.36 | 5697.162 | 6388.993 | 6840.809 | 7295.271 | 7759.523 | 8336.437 | 9012.503 | 9591.579 | 10181.099 | 10785.083 | 11403.612 | 11947.591 | 12477.908 | 13228.735 | 14329.338 | 15831.828 | 17467.28 | 19064.583 | 20660.751 | 22238.124 | 23710.178
System Transformation | Lct_BB005 | Number | ENW | Heysham (Barrow WF) |  | 28.359 | 33.555 | 41.461 | 50.368 | 62.828 | 75.668 | 89.814 | 103.87 | 118.631 | 132.249 | 140.768 | 149.241 | 157.814 | 168.567 | 182.083 | 193.617 | 205.342 | 217.337 | 229.605 | 241.756 | 253.754 | 270.383 | 294.37 | 326.904 | 363.068 | 398.927 | 435.257 | 471.696 | 506.4
System Transformation | Lct_BB005 | Number | ENW | Heysham (NGET) |  | 907.054 | 1073.252 | 1326.14 | 1611.014 | 2009.539 | 2420.248 | 2872.704 | 3322.265 | 3794.414 | 4229.975 | 4502.438 | 4773.447 | 5047.673 | 5391.597 | 5823.892 | 6192.817 | 6567.834 | 6951.518 | 7343.895 | 7732.552 | 8116.303 | 8648.178 | 9415.387 | 10455.986 | 11612.694 | 12759.64 | 13921.65 | 15087.14 | 16197.164
System Transformation | Lct_BB005 | Number | ENW | Hutton |  | 659.467 | 772.969 | 946.26 | 1139.042 | 1424.898 | 1721.025 | 2048.572 | 2375.859 | 2721.138 | 3048.073 | 3259.917 | 3472.578 | 3689.456 | 3959.403 | 4270.542 | 4534.323 | 4801.732 | 5074.626 | 5352.992 | 5581.065 | 5799.955 | 6118.005 | 6593.072 | 7246.418 | 7948.809 | 8624.435 | 9290.006 | 9937.394 | 10528.08
System Transformation | Lct_BB005 | Number | ENW | Kearsley 132kV |  | 2330.674 | 2775.716 | 3451.461 | 4218.64 | 5276.242 | 6371.435 | 7582.478 | 8792.074 | 10067.755 | 11205.824 | 11908.877 | 12605.824 | 13309.004 | 14193.38 | 15355.446 | 16353.811 | 17371.428 | 18415.205 | 19485.335 | 20633.328 | 21780.167 | 23338.642 | 25552.227 | 28535.594 | 31891.25 | 35260.332 | 38711.591 | 42213.615 | 45600.851
System Transformation | Lct_BB005 | Number | ENW | Kearsley 33kV |  | 365.149 | 434.875 | 540.744 | 660.939 | 826.635 | 998.22 | 1187.955 | 1377.464 | 1577.326 | 1755.629 | 1865.777 | 1974.969 | 2085.137 | 2223.693 | 2405.755 | 2562.17 | 2721.601 | 2885.131 | 3052.789 | 3232.647 | 3412.323 | 3656.491 | 4003.296 | 4470.703 | 4996.438 | 5524.276 | 6064.988 | 6613.654 | 7144.336
System Transformation | Lct_BB005 | Number | ENW | Kirkby (_G) |  | 740.593 | 907.693 | 1159.45 | 1453.449 | 1826.218 | 2215.34 | 2648.288 | 3084.409 | 3547.45 | 3954.322 | 4208.668 | 4461.61 | 4717.517 | 5038.512 | 5454.857 | 5813.587 | 6179.661 | 6555.555 | 6941.355 | 7351.04 | 7760.388 | 8316.491 | 9106.16 | 10170.329 | 11365.612 | 12565.539 | 13794.609 | 15041.627 | 16247.604
System Transformation | Lct_BB005 | Number | ENW | Macclesfield |  | 473.232 | 576.832 | 733.124 | 914.778 | 1144.223 | 1381.865 | 1644.68 | 1907.23 | 2184.167 | 2434.759 | 2591.451 | 2747.29 | 2904.964 | 3102.731 | 3354.819 | 3570.869 | 3790.868 | 4016.315 | 4247.242 | 4483.064 | 4717.17 | 5038.702 | 5499.242 | 6122.094 | 6824.542 | 7526.348 | 8242.175 | 8965.265 | 9660.512
System Transformation | Lct_BB005 | Number | ENW | Ormonde |  | 128.668 | 152.244 | 188.117 | 228.527 | 285.059 | 343.32 | 407.502 | 471.273 | 538.249 | 600.035 | 638.685 | 677.128 | 716.028 | 764.815 | 826.137 | 878.47 | 931.668 | 986.094 | 1041.754 | 1096.886 | 1151.323 | 1226.771 | 1335.602 | 1483.214 | 1647.296 | 1809.994 | 1974.829 | 2140.157 | 2297.618
System Transformation | Lct_BB005 | Number | ENW | Padiham |  | 1511.823 | 1873.111 | 2416.126 | 3055.736 | 3849.978 | 4682.873 | 5612.813 | 6554.035 | 7557.063 | 8431.533 | 8982.072 | 9530.607 | 10086.467 | 10782.618 | 11683.282 | 12461.903 | 13257.535 | 14075.524 | 14916.11 | 15814.757 | 16714.536 | 17932.591 | 19657.356 | 21978.94 | 24591.456 | 27219.932 | 29917.463 | 32659.882 | 35319.019
System Transformation | Lct_BB005 | Number | ENW | Penwortham East |  | 1029.348 | 1224.912 | 1521.931 | 1858.823 | 2316.332 | 2786.962 | 3304.68 | 3818.044 | 4356.325 | 4846.384 | 5147.904 | 5446.478 | 5747.436 | 6126.294 | 6619.856 | 7041.719 | 7470.82 | 7910.096 | 8359.589 | 8831.901 | 9301.667 | 9944.81 | 10863.697 | 12105.156 | 13497.725 | 14889.755 | 16310.257 | 17745.872 | 19127.1
System Transformation | Lct_BB005 | Number | ENW | Penwortham West |  | 1309.182 | 1557.912 | 1935.677 | 2364.155 | 2946.041 | 3544.614 | 4203.076 | 4856.001 | 5540.617 | 6163.902 | 6547.392 | 6927.135 | 7309.91 | 7791.762 | 8419.503 | 8956.051 | 9501.805 | 10060.501 | 10632.192 | 11232.905 | 11830.379 | 12648.364 | 13817.057 | 15396.013 | 17167.16 | 18937.622 | 20744.295 | 22570.19 | 24326.914
System Transformation | Lct_BB005 | Number | ENW | Robin Rigg |  | 48.513 | 58.551 | 73.732 | 91.215 | 115.067 | 140.132 | 168.16 | 196.589 | 226.934 | 254.491 | 272.488 | 290.591 | 309.083 | 332.063 | 358.993 | 382.059 | 405.541 | 429.6 | 454.237 | 475.905 | 497.029 | 526.937 | 570.777 | 630.625 | 695.77 | 759.395 | 822.975 | 885.806 | 944.442
System Transformation | Lct_BB005 | Number | ENW | Rochdale |  | 770.784 | 917.965 | 1141.443 | 1395.158 | 1744.921 | 2107.115 | 2507.623 | 2907.652 | 3329.536 | 3705.91 | 3938.419 | 4168.908 | 4401.459 | 4693.933 | 5078.243 | 5408.415 | 5744.954 | 6090.145 | 6444.051 | 6823.707 | 7202.981 | 7718.388 | 8450.449 | 9437.087 | 10546.846 | 11661.045 | 12802.42 | 13960.584 | 15080.787
System Transformation | Lct_BB005 | Number | ENW | South Manchester |  | 2745.922 | 3263.273 | 4049.345 | 4939.554 | 6139.822 | 7368.671 | 8715.429 | 10043.833 | 11430.788 | 12702.635 | 13477.958 | 14243.759 | 15013.977 | 15985.624 | 17257.849 | 18340.95 | 19440.849 | 20565.12 | 21713.794 | 22910.332 | 24097.18 | 25729.543 | 28070.182 | 31237.177 | 34779.718 | 38310.599 | 41904.427 | 45526.68 | 48999.213
System Transformation | Lct_BB005 | Number | ENW | Stalybridge |  | 905.713 | 1107.545 | 1411.792 | 1766.404 | 2225.661 | 2707.317 | 3245.134 | 3789.533 | 4369.726 | 4873.01 | 5188.683 | 5502.895 | 5821.034 | 6219.793 | 6740.234 | 7190.394 | 7650.488 | 8123.604 | 8609.886 | 9136.913 | 9665.437 | 10379.002 | 11387.236 | 12743.125 | 14281.601 | 15834.12 | 17431.585 | 19060.007 | 20644.518
System Transformation | Lct_BB005 | Number | ENW | Stanah |  | 747.191 | 889.15 | 1104.752 | 1349.298 | 1681.399 | 2023.023 | 2398.829 | 2771.474 | 3162.206 | 3517.934 | 3736.804 | 3953.535 | 4171.998 | 4447.006 | 4805.277 | 5111.502 | 5422.982 | 5741.847 | 6068.129 | 6410.975 | 6751.972 | 7218.823 | 7885.832 | 8786.993 | 9797.843 | 10808.301 | 11839.427 | 12881.523 | 13884.141
System Transformation | Lct_BB005 | Number | ENW | Walney 2 |  | 147.319 | 175.308 | 217.817 | 266.032 | 331.51 | 398.866 | 472.961 | 546.433 | 623.471 | 693.608 | 736.761 | 779.492 | 822.565 | 876.786 | 947.424 | 1007.801 | 1069.213 | 1132.082 | 1196.413 | 1264.009 | 1331.241 | 1423.287 | 1554.797 | 1732.473 | 1931.775 | 2131 | 2334.301 | 2539.764 | 2737.443
System Transformation | Lct_BB005 | Number | ENW | Washway Farm |  | 276.419 | 338.788 | 432.754 | 542.486 | 681.619 | 826.855 | 988.449 | 1151.227 | 1324.053 | 1475.914 | 1570.846 | 1665.255 | 1760.77 | 1880.578 | 2035.975 | 2169.867 | 2306.501 | 2446.8 | 2590.796 | 2743.708 | 2896.493 | 3104.053 | 3398.79 | 3795.981 | 4242.11 | 4689.971 | 5148.71 | 5614.148 | 6064.268
System Transformation | Lct_BB005 | Number | ENW | Whitegate |  | 1130.006 | 1345.781 | 1673.41 | 2045.369 | 2558.138 | 3089.133 | 3676.296 | 4262.757 | 4881.26 | 5433.042 | 5773.911 | 6111.82 | 6452.75 | 6881.532 | 7444.949 | 7928.997 | 8422.379 | 8928.445 | 9447.288 | 10003.882 | 10559.917 | 11315.529 | 12388.765 | 13835.224 | 15462.183 | 17095.652 | 18768.964 | 20466.888 | 22109.159
System Transformation | Lct_BB005 | Number | EPN | Amersham Main |  | 1121.285 | 1323.299 | 1630.959 | 1976.395 | 2458.071 | 2951.763 | 3493.299 | 4028.117 | 4587.069 | 5097.677 | 5409.064 | 5716.658 | 6026.055 | 6416.332 | 6927.624 | 7363.088 | 7805.381 | 8257.546 | 8719.598 | 9214.252 | 9706.453 | 10379.818 | 11341.328 | 12640.063 | 14120.195 | 15605.008 | 17124.926 | 18666.026 | 20155.125
System Transformation | Lct_BB005 | Number | EPN | Braintree |  | 1814.442 | 2104.666 | 2549.644 | 3036.919 | 3788.632 | 4563.5 | 5417.276 | 6265.794 | 7157.12 | 7994.842 | 8527.002 | 9058.481 | 9598.146 | 10272.696 | 11083.738 | 11772.4 | 12470.986 | 13184.327 | 13912.41 | 14548.171 | 15164.431 | 16045.267 | 17345.494 | 19125.417 | 21096.434 | 23020.425 | 24942.08 | 26840.062 | 28609.955
System Transformation | Lct_BB005 | Number | EPN | Bramford |  | 3692.619 | 4277.228 | 5174.116 | 6153.985 | 7643.26 | 9165.672 | 10832.146 | 12473.089 | 14183.964 | 15820.148 | 16847.679 | 17870.796 | 18906.991 | 20205.414 | 21780.004 | 23111.2 | 24459.155 | 25833.26 | 27233.379 | 28457.878 | 29642.173 | 31341.182 | 33855.886 | 37301.988 | 41137.955 | 44880.535 | 48616.85 | 52305.273 | 55742.351
System Transformation | Lct_BB005 | Number | EPN | Brimsdown |  | 1021.57 | 1171.095 | 1401.619 | 1648.83 | 2032.3 | 2418.344 | 2835.74 | 3239.492 | 3654.289 | 4050.199 | 4286 | 4517.395 | 4748.802 | 5042.341 | 5432.406 | 5761.358 | 6094.108 | 6432.983 | 6777.934 | 7147.927 | 7514.54 | 8019.661 | 8744.947 | 9726.848 | 10846.377 | 11965.586 | 13107.788 | 14262.251 | 15373.115
System Transformation | Lct_BB005 | Number | EPN | Burwell Main |  | 2050.845 | 2423.606 | 2991.044 | 3629.259 | 4557.852 | 5526.387 | 6603.322 | 7687.216 | 8837.236 | 9893.205 | 10574.661 | 11258.03 | 11954.335 | 12821.761 | 13853.285 | 14734.558 | 15630.786 | 16548.108 | 17486.604 | 18291.694 | 19072.882 | 20187.574 | 21830.978 | 24079.597 | 26586.015 | 29038.231 | 31492.634 | 33922.386 | 36195.439
System Transformation | Lct_BB005 | Number | EPN | Clacton |  | 172.704 | 200.046 | 241.993 | 287.822 | 357.475 | 428.678 | 506.619 | 583.366 | 663.384 | 739.908 | 787.966 | 835.817 | 884.28 | 945.007 | 1018.651 | 1080.911 | 1143.954 | 1208.221 | 1273.705 | 1330.975 | 1386.364 | 1465.827 | 1583.439 | 1744.614 | 1924.022 | 2099.062 | 2273.81 | 2446.317 | 2607.069
System Transformation | Lct_BB005 | Number | EPN | Eaton Socon |  | 2067.182 | 2485.496 | 3118.852 | 3845.415 | 4806.723 | 5801.19 | 6899.986 | 7996.269 | 9151.441 | 10200.968 | 10857.005 | 11509.412 | 12169.453 | 12997.384 | 14046.675 | 14944.129 | 15857.23 | 16792.218 | 17749.196 | 18703.294 | 19647.036 | 20951.126 | 22827.869 | 25370.974 | 28288.258 | 31204.133 | 34179.398 | 37186.053 | 40078.466
System Transformation | Lct_BB005 | Number | EPN | Elstree |  | 1275.062 | 1504.78 | 1854.634 | 2247.445 | 2795.18 | 3356.578 | 3972.382 | 4580.547 | 5216.156 | 5796.79 | 6150.882 | 6500.661 | 6852.49 | 7296.291 | 7877.702 | 8372.888 | 8875.838 | 9390.015 | 9915.435 | 10477.928 | 11037.631 | 11803.343 | 12896.718 | 14373.566 | 16056.688 | 17745.134 | 19473.499 | 21225.951 | 22919.27
System Transformation | Lct_BB005 | Number | EPN | Loudwater |  | 310.344 | 366.256 | 451.409 | 547.017 | 680.333 | 816.975 | 966.859 | 1114.883 | 1269.587 | 1410.911 | 1497.095 | 1582.23 | 1667.863 | 1775.882 | 1917.395 | 2037.921 | 2160.337 | 2285.485 | 2413.369 | 2550.277 | 2686.506 | 2872.877 | 3138.999 | 3498.457 | 3908.121 | 4319.081 | 4739.756 | 5166.295 | 5578.441
System Transformation | Lct_BB005 | Number | EPN | Mill Hill |  | 2413.509 | 2848.332 | 3510.555 | 4254.088 | 5290.872 | 6353.518 | 7519.146 | 8670.314 | 9873.43 | 10972.488 | 11642.732 | 12304.813 | 12970.775 | 13810.826 | 14911.354 | 15848.669 | 16800.681 | 17773.943 | 18768.488 | 19833.205 | 20892.643 | 22342.026 | 24411.627 | 27207.086 | 30392.994 | 33588.979 | 36860.524 | 40177.663 | 43382.872
System Transformation | Lct_BB005 | Number | EPN | Norwich Main |  | 3757.14 | 4431.144 | 5457.867 | 6609.684 | 8302.576 | 10068.904 | 12033.455 | 14011.43 | 16110.684 | 18063.577 | 19337.293 | 20618.047 | 21926.025 | 23551.855 | 25431.598 | 27033.397 | 28660.66 | 30324.576 | 32025.218 | 33368.934 | 34655.597 | 36532.191 | 39342.702 | 43211.9 | 47458.185 | 51556.507 | 55606.804 | 59560.653 | 63187.012
System Transformation | Lct_BB005 | Number | EPN | Pelham |  | 862.662 | 1018.457 | 1255.697 | 1522.193 | 1903.355 | 2297.9 | 2734.038 | 3169.458 | 3628.501 | 4047.93 | 4311.767 | 4574.584 | 4840.861 | 5174.403 | 5589.916 | 5944.692 | 6305.4 | 6674.514 | 7052.06 | 7416.79 | 7775.947 | 8275.988 | 8999.781 | 9982.874 | 11089.585 | 12187.447 | 13300.176 | 14416.714 | 15480.725
System Transformation | Lct_BB005 | Number | EPN | Rayleigh |  | 2628.706 | 3075.643 | 3758.477 | 4516.183 | 5610.649 | 6730.06 | 7955.911 | 9163.701 | 10423.576 | 11585.804 | 12295.573 | 12996.972 | 13702.719 | 14592.666 | 15751.852 | 16738.112 | 17739.414 | 18762.662 | 19807.872 | 20914.436 | 22013.689 | 23521.753 | 25679.881 | 28597.557 | 31922.662 | 35253.598 | 38659.077 | 42107.579 | 45434.083
System Transformation | Lct_BB005 | Number | EPN | Rye House |  | 1038.246 | 1227.182 | 1514.773 | 1838.311 | 2283.408 | 2738.495 | 3236.72 | 3727.415 | 4239.112 | 4711.065 | 4998.919 | 5283.279 | 5569.314 | 5930.111 | 6401.154 | 6801.922 | 7208.8 | 7624.593 | 8049.307 | 8499.032 | 8945.791 | 9558.686 | 10435.762 | 11621.513 | 12972.951 | 14326.796 | 15710.969 | 17112.664 | 18464.813
System Transformation | Lct_BB005 | Number | EPN | Sheringham Shoal |  | 708.959 | 836.141 | 1029.88 | 1247.224 | 1566.667 | 1899.967 | 2270.67 | 2643.907 | 3040.029 | 3408.533 | 3648.879 | 3890.553 | 4137.363 | 4444.152 | 4798.853 | 5101.107 | 5408.165 | 5722.14 | 6043.045 | 6296.6 | 6539.389 | 6893.495 | 7423.829 | 8153.933 | 8955.192 | 9728.531 | 10492.807 | 11238.885 | 11923.166
System Transformation | Lct_BB005 | Number | EPN | Sundon |  | 1836.609 | 2182.239 | 2707.427 | 3302.061 | 4117.616 | 4957.621 | 5882.592 | 6801.062 | 7765.193 | 8644.233 | 9187.909 | 9727.035 | 10271.133 | 10955.252 | 11836.054 | 12588.404 | 13353.457 | 14136.455 | 14937.464 | 15762.211 | 16580.457 | 17705.443 | 19318.095 | 21499.834 | 24002.781 | 26510.739 | 29075.381 | 31673.012 | 34179.498
System Transformation | Lct_BB005 | Number | EPN | Tilbury |  | 499.107 | 553.029 | 638.071 | 721.441 | 890.148 | 1060.355 | 1244.708 | 1423.494 | 1607.569 | 1782.026 | 1886.086 | 1988.245 | 2090.448 | 2220.045 | 2393.954 | 2541.238 | 2690.484 | 2842.729 | 2997.963 | 3168.32 | 3337.862 | 3569.737 | 3900.757 | 4347.829 | 4861.301 | 5377.258 | 5906.188 | 6443.307 | 6963.338
System Transformation | Lct_BB005 | Number | EPN | Tottenham |  | 1849.554 | 2179.575 | 2682.447 | 3245.988 | 4037.544 | 4849.02 | 5739.289 | 6618.727 | 7538.03 | 8375.319 | 8884.991 | 9388.201 | 9894.137 | 10532.603 | 11362.955 | 12067.673 | 12782.404 | 13512.096 | 14256.727 | 15049.938 | 15837.558 | 16918.904 | 18467.282 | 20561.113 | 22928.89 | 25296.242 | 27712.459 | 30154.852 | 32505.317
System Transformation | Lct_BB005 | Number | EPN | Walpole (_A) |  | 1398.491 | 1655.842 | 2047.341 | 2488.726 | 3139.147 | 3822.491 | 4586.529 | 5361.312 | 6188.19 | 6950.392 | 7453.275 | 7960.403 | 8479.572 | 9123.388 | 9858.478 | 10486.801 | 11125.912 | 11780.186 | 12449.686 | 12966.96 | 13461.538 | 14184.638 | 15269.456 | 16763.899 | 18397.266 | 19970.417 | 21522.054 | 23033.376 | 24415.081
System Transformation | Lct_BB005 | Number | EPN | Warley |  | 1740.189 | 2057.46 | 2540.349 | 3083.793 | 3841.604 | 4620.695 | 5477.348 | 6326.252 | 7215.902 | 8022.733 | 8516.632 | 9005.023 | 9496.721 | 10116.413 | 10930.762 | 11626.625 | 12334.35 | 13058.784 | 13799.993 | 14603.141 | 15404.468 | 16495.748 | 18048.393 | 20142.457 | 22537.601 | 24947.558 | 27420.99 | 29935.75 | 32374.358
System Transformation | Lct_BB005 | Number | EPN | Watford South |  | 1802.249 | 2126.946 | 2621.449 | 3176.671 | 3950.873 | 4744.386 | 5614.8 | 6474.416 | 7372.823 | 8193.527 | 8694.021 | 9188.419 | 9685.715 | 10313.009 | 11134.811 | 11834.736 | 12545.635 | 13272.403 | 14015.063 | 14810.123 | 15601.241 | 16683.544 | 18228.985 | 20316.449 | 22695.474 | 25082.024 | 27524.996 | 30002.016 | 32395.453
System Transformation | Lct_BB005 | Number | EPN | West Thurrock |  | 368.765 | 434.565 | 534.828 | 647.187 | 805.008 | 966.801 | 1144.303 | 1319.646 | 1502.937 | 1669.876 | 1771.495 | 1871.825 | 1972.699 | 2099.997 | 2265.553 | 2406.06 | 2548.564 | 2694.05 | 2842.515 | 3000.666 | 3157.702 | 3373.302 | 3682.018 | 4099.488 | 4571.576 | 5043.581 | 5525.327 | 6012.293 | 6480.93
System Transformation | Lct_BB005 | Number | EPN | Wymondley |  | 1389.663 | 1640.633 | 2022.802 | 2452.101 | 3066.115 | 3701.687 | 4404.262 | 5105.68 | 5845.153 | 6520.811 | 6945.825 | 7369.198 | 7798.143 | 8335.446 | 9004.796 | 9576.305 | 10157.37 | 10751.975 | 11360.165 | 11947.707 | 12526.274 | 13331.79 | 14497.748 | 16081.413 | 17864.214 | 19632.761 | 21425.256 | 23223.886 | 24937.902
System Transformation | Lct_BB005 | Number | East Midlands | Berkswell |  | 1830.505 | 2157.573 | 2655.908 | 3214.517 | 3996.926 | 4798.466 | 5677.348 | 6544.859 | 7451.121 | 8288.879 | 8804.099 | 9314.224 | 9828.369 | 10475.659 | 11309.752 | 12019.958 | 12741.223 | 13478.513 | 14231.849 | 14999.545 | 15759.209 | 16808.237 | 18317.139 | 20361.366 | 22716.163 | 25072.561 | 27479.417 | 29914.277 | 32259.944
System Transformation | Lct_BB005 | Number | East Midlands | Bicker Fen |  | 919.838 | 1112.541 | 1403.832 | 1739.969 | 2192.089 | 2666.166 | 3195.44 | 3731.082 | 4301.852 | 4833.225 | 5184.52 | 5538.96 | 5901.967 | 6351.947 | 6860.042 | 7293.322 | 7733.62 | 8183.961 | 8644.37 | 8984.977 | 9307.941 | 9786.617 | 10511.57 | 11513.888 | 12599.624 | 13636.727 | 14651.599 | 15631.29 | 16515.314
System Transformation | Lct_BB005 | Number | East Midlands | Chesterfield |  | 1908.6 | 2381.441 | 3091.099 | 3931.295 | 4967.683 | 6059.709 | 7283.376 | 8527.936 | 9859.218 | 11009.331 | 11738.02 | 12465.276 | 13203.299 | 14126.308 | 15312.181 | 16338.932 | 17388.76 | 18468.7 | 19579.097 | 20749.765 | 21921.015 | 23508.618 | 25758.992 | 28789.374 | 32230.719 | 35696.86 | 39257.442 | 42880.826 | 46398.677
System Transformation | Lct_BB005 | Number | East Midlands | Coventry |  | 2295.712 | 2705.901 | 3330.884 | 4031.458 | 5012.71 | 6017.954 | 7120.196 | 8208.177 | 9344.758 | 10395.425 | 11041.584 | 11681.353 | 12326.163 | 13137.957 | 14184.027 | 15074.726 | 15979.293 | 16903.959 | 17848.749 | 18811.548 | 19764.274 | 21079.904 | 22972.28 | 25536.029 | 28489.278 | 31444.533 | 34463.071 | 37516.729 | 40458.527
System Transformation | Lct_BB005 | Number | East Midlands | Drakelow |  | 753.578 | 894.186 | 1107.935 | 1349.558 | 1685.274 | 2031.956 | 2414.48 | 2795.396 | 3196.16 | 3563.471 | 3793.454 | 4022.266 | 4253.844 | 4544.22 | 4909.606 | 5221.715 | 5539.098 | 5863.928 | 6196.234 | 6521.842 | 6843.077 | 7288.919 | 7932.711 | 8806.29 | 9805.688 | 10801.939 | 11816.08 | 12838.38 | 13818.598
System Transformation | Lct_BB005 | Number | East Midlands | East Claydon (_B) |  | 1320.703 | 1569.245 | 1946.907 | 2374.507 | 2960.971 | 3565.018 | 4230.163 | 4890.633 | 5583.939 | 6216.055 | 6607.011 | 6994.696 | 7385.956 | 7877.906 | 8511.288 | 9052.302 | 9602.451 | 10165.504 | 10741.508 | 11334.583 | 11922.982 | 12731.958 | 13891.613 | 15460.499 | 17260.364 | 19063.833 | 20908.063 | 22776.016 | 24578.426
System Transformation | Lct_BB005 | Number | East Midlands | Enderby |  | 2156.229 | 2571.202 | 3201.043 | 3917.138 | 4895.424 | 5907.103 | 7024.614 | 8139.148 | 9313.2 | 10365.804 | 11015.973 | 11660.473 | 12310.716 | 13128.54 | 14195.277 | 15109.537 | 16040.518 | 16994.562 | 17971.806 | 19005.007 | 20034.541 | 21439.651 | 23442.249 | 26145.093 | 29274.48 | 32427.219 | 35666.575 | 38963.822 | 42165.989
System Transformation | Lct_BB005 | Number | East Midlands | Grendon |  | 2974.506 | 3555.116 | 4435.738 | 5439.535 | 6799.285 | 8205.914 | 9760.091 | 11310.682 | 12944.542 | 14420.234 | 15338.206 | 16249.913 | 17171.262 | 18328.214 | 19816.782 | 21092.395 | 22391.263 | 23722.237 | 25085.504 | 26493.32 | 27892.528 | 29810.495 | 32553.419 | 36260.703 | 40542.562 | 44845.061 | 49255.652 | 53734.436 | 58070.627
System Transformation | Lct_BB005 | Number | East Midlands | Ratcliffe |  | 1982.005 | 2373.539 | 2967.038 | 3645.004 | 4542.287 | 5465.356 | 6480.828 | 7487.824 | 8543.754 | 9498.696 | 10083.075 | 10660.888 | 11242.569 | 11975.719 | 12942.779 | 13769.97 | 14611.611 | 15473.454 | 16355.594 | 17302.906 | 18247.595 | 19535.205 | 21368.418 | 23841.576 | 26713.573 | 29610.555 | 32590.307 | 35626.653 | 38579.666
System Transformation | Lct_BB005 | Number | East Midlands | Staythorpe |  | 700.724 | 869.17 | 1122.283 | 1420.676 | 1803.303 | 2209.32 | 2666.684 | 3135.143 | 3638.948 | 4089.643 | 4388.166 | 4689.503 | 4998.245 | 5380.813 | 5823.014 | 6203.37 | 6591.246 | 6989.27 | 7397.522 | 7733.117 | 8058.093 | 8523.359 | 9210.978 | 10152.73 | 11194.166 | 12209.655 | 13222.897 | 14222.559 | 15153.328
System Transformation | Lct_BB005 | Number | East Midlands | Stoke Bardolph |  | 1043.707 | 1249.886 | 1562.417 | 1919.428 | 2391.93 | 2878.01 | 3412.75 | 3943.025 | 4499.069 | 5001.933 | 5309.663 | 5613.934 | 5920.242 | 6306.313 | 6815.559 | 7251.151 | 7694.352 | 8148.191 | 8612.718 | 9111.565 | 9609.03 | 10287.075 | 11252.429 | 12554.774 | 14067.143 | 15592.669 | 17161.782 | 18760.696 | 20315.728
System Transformation | Lct_BB005 | Number | East Midlands | Walpole (_B) |  | 1084.001 | 1283.479 | 1586.939 | 1929.066 | 2433.221 | 2962.896 | 3555.118 | 4155.669 | 4796.6 | 5387.4 | 5777.195 | 6170.281 | 6572.7 | 7071.736 | 7641.521 | 8128.547 | 8623.936 | 9131.078 | 9650.022 | 10050.972 | 10434.331 | 10994.821 | 11835.687 | 12994.063 | 14260.12 | 15479.504 | 16682.211 | 17853.67 | 18924.659
System Transformation | Lct_BB005 | Number | East Midlands | West Burton |  | 914.398 | 1103.179 | 1388.737 | 1717.446 | 2156.318 | 2613.863 | 3122.446 | 3634.077 | 4176.723 | 4660.058 | 4964.361 | 5267.56 | 5574.811 | 5959.603 | 6447.842 | 6867.385 | 7295.052 | 7733.745 | 8183.548 | 8640.058 | 9093.48 | 9715.695 | 10606.308 | 11810.472 | 13196.976 | 14588.563 | 16013.676 | 17459.31 | 18857.003
System Transformation | Lct_BB005 | Number | East Midlands | Willington |  | 2326.903 | 2742.666 | 3376.141 | 4086.234 | 5080.818 | 6099.719 | 7216.938 | 8319.702 | 9471.725 | 10536.667 | 11191.606 | 11840.067 | 12493.639 | 13316.462 | 14376.745 | 15279.546 | 16196.404 | 17133.633 | 18091.259 | 19067.14 | 20032.811 | 21366.316 | 23284.404 | 25882.986 | 28876.361 | 31871.77 | 34931.32 | 38026.468 | 41008.237
System Transformation | Lct_BB005 | Number | IDNO - Refer to Comment Field | Tynemouth 2 |  | 264.72 | 320.712 | 405.314 | 503.097 | 631.755 | 765.924 | 915.088 | 1065.189 | 1224.423 | 1365.409 | 1453.82 | 1541.817 | 1630.909 | 1742.584 | 1886.701 | 2010.908 | 2137.672 | 2267.849 | 2401.469 | 2542.408 | 2683.149 | 2874.535 | 3146.517 | 3513.162 | 3924.697 | 4337.564 | 4760.217 | 5188.789 | 5602.936 | Note: TYNE2 is operated by an IDNO allocated to GSP Group/licence area F
System Transformation | Lct_BB005 | Number | LPN | Acton Lane 22kV |  | 240.967 | 289.847 | 363.847 | 448.771 | 561.257 | 677.732 | 806.522 | 935.15 | 1070.796 | 1191.926 | 1266.799 | 1341.033 | 1415.942 | 1510.14 | 1629.345 | 1730.557 | 1833.225 | 1938.058 | 2045.056 | 2154.602 | 2262.916 | 2412.689 | 2628.341 | 2920.625 | 3247.167 | 3571.676 | 3901.104 | 4232.219 | 4548.474
System Transformation | Lct_BB005 | Number | LPN | Barking |  | 758.145 | 893.423 | 1099.553 | 1330.553 | 1655.017 | 1987.646 | 2352.574 | 2713.061 | 3089.89 | 3433.1 | 3642.018 | 3848.288 | 4055.674 | 4317.385 | 4657.753 | 4946.621 | 5239.594 | 5538.7 | 5843.929 | 6169.072 | 6491.923 | 6935.174 | 7569.865 | 8428.14 | 9398.708 | 10369.102 | 11359.525 | 12360.679 | 13324.151
System Transformation | Lct_BB005 | Number | LPN | Barking West |  | 1061.288 | 1250.656 | 1539.208 | 1862.572 | 2316.773 | 2782.404 | 3293.247 | 3797.875 | 4325.377 | 4805.82 | 5098.274 | 5387.02 | 5677.329 | 6043.686 | 6520.148 | 6924.52 | 7334.638 | 7753.341 | 8180.616 | 8635.766 | 9087.709 | 9708.193 | 10596.664 | 11798.12 | 13156.767 | 14515.172 | 15901.615 | 17303.078 | 18651.792
System Transformation | Lct_BB005 | Number | LPN | Beddington (_C) |  | 2051.214 | 2429.373 | 3004.6 | 3653.354 | 4551.776 | 5475.671 | 6491.755 | 7498.943 | 8554.722 | 9510.192 | 10094.534 | 10672.211 | 11253.67 | 11986.645 | 12947.433 | 13767.295 | 14600.664 | 15453.259 | 16325.136 | 17268.914 | 18209.894 | 19492.874 | 21319.976 | 23785.158 | 26599.331 | 29428.149 | 32329.005 | 35275.732 | 38129.935
System Transformation | Lct_BB005 | Number | LPN | Canal Bank |  | 171.388 | 206.154 | 258.786 | 319.189 | 399.194 | 482.038 | 573.64 | 665.126 | 761.605 | 847.758 | 901.011 | 953.811 | 1007.089 | 1074.088 | 1158.873 | 1230.86 | 1303.882 | 1378.445 | 1454.547 | 1532.462 | 1609.501 | 1716.026 | 1869.409 | 2077.296 | 2309.549 | 2540.357 | 2774.663 | 3010.168 | 3235.105
System Transformation | Lct_BB005 | Number | LPN | City Road |  | 1985.172 | 2387.862 | 2997.492 | 3697.132 | 4623.824 | 5583.391 | 6644.407 | 7704.08 | 8821.585 | 9819.493 | 10436.321 | 11047.889 | 11665.011 | 12441.051 | 13423.104 | 14256.92 | 15102.729 | 15966.384 | 16847.865 | 17750.347 | 18642.677 | 19876.552 | 21653.168 | 24061.103 | 26751.268 | 29424.683 | 32138.624 | 34866.459 | 37471.877
System Transformation | Lct_BB005 | Number | LPN | Greenford |  | 217.217 | 261.279 | 327.984 | 404.538 | 505.937 | 610.932 | 727.028 | 842.977 | 965.254 | 1074.444 | 1141.937 | 1208.855 | 1276.38 | 1361.294 | 1468.75 | 1559.985 | 1652.533 | 1747.034 | 1843.485 | 1942.235 | 2039.873 | 2174.883 | 2369.279 | 2632.755 | 2927.111 | 3219.635 | 3516.593 | 3815.072 | 4100.155
System Transformation | Lct_BB005 | Number | LPN | Hackney 132kV |  | 691.581 | 814.982 | 1003.015 | 1213.733 | 1509.71 | 1813.135 | 2146.023 | 2474.86 | 2818.604 | 3131.681 | 3322.257 | 3510.416 | 3699.594 | 3938.328 | 4248.811 | 4512.318 | 4779.569 | 5052.413 | 5330.844 | 5627.44 | 5921.945 | 6326.28 | 6905.246 | 7688.167 | 8573.521 | 9458.716 | 10362.182 | 11275.437 | 12154.317
System Transformation | Lct_BB005 | Number | LPN | Hackney 66kV |  | 839.135 | 988.865 | 1217.016 | 1472.692 | 1831.818 | 2199.982 | 2603.894 | 3002.891 | 3419.975 | 3799.85 | 4031.087 | 4259.391 | 4488.932 | 4778.602 | 5155.329 | 5475.057 | 5799.328 | 6130.386 | 6468.223 | 6828.1 | 7185.44 | 7676.042 | 8378.536 | 9328.499 | 10402.75 | 11476.809 | 12573.037 | 13681.142 | 14747.538
System Transformation | Lct_BB005 | Number | LPN | Hurst |  | 887.674 | 1051.325 | 1300.257 | 1581.009 | 1969.806 | 2369.627 | 2809.343 | 3245.209 | 3702.103 | 4115.588 | 4368.465 | 4618.458 | 4870.088 | 5187.287 | 5603.073 | 5957.873 | 6318.518 | 6687.483 | 7064.792 | 7473.217 | 7880.432 | 8435.648 | 9226.337 | 10293.158 | 11511.007 | 12735.193 | 13990.555 | 15265.767 | 16500.939
System Transformation | Lct_BB005 | Number | LPN | Islington |  | 1683.024 | 1994.646 | 2468.555 | 3003.482 | 3741.765 | 4500.859 | 5335.591 | 6162.867 | 7029.932 | 7814.997 | 8295.07 | 8769.654 | 9247.332 | 9849.499 | 10626.289 | 11285.63 | 11954.373 | 12637.148 | 13333.935 | 14067.658 | 14795.325 | 15796.406 | 17232.149 | 19174.942 | 21364.259 | 23549.387 | 25776.196 | 28023.51 | 30181.628
System Transformation | Lct_BB005 | Number | LPN | Littlebrook (_C) |  | 177.274 | 209.956 | 259.67 | 315.737 | 393.383 | 473.229 | 561.043 | 648.089 | 739.333 | 821.909 | 872.41 | 922.335 | 972.587 | 1035.934 | 1118.969 | 1189.825 | 1261.848 | 1335.532 | 1410.883 | 1492.448 | 1573.772 | 1684.652 | 1842.557 | 2055.608 | 2298.82 | 2543.298 | 2794.002 | 3048.669 | 3295.341
System Transformation | Lct_BB005 | Number | LPN | Lodge Road |  | 1390.281 | 1672.298 | 2099.242 | 2589.223 | 3238.215 | 3910.231 | 4653.296 | 5395.42 | 6178.045 | 6876.913 | 7308.897 | 7737.198 | 8169.389 | 8712.875 | 9400.639 | 9984.588 | 10576.936 | 11181.781 | 11799.111 | 12431.149 | 13056.077 | 13920.2 | 15164.422 | 16850.778 | 18734.789 | 20607.069 | 22507.73 | 24418.123 | 26242.782
System Transformation | Lct_BB005 | Number | LPN | New Cross |  | 2069.346 | 2482.526 | 3108.511 | 3824.941 | 4761.076 | 5722.063 | 6777.479 | 7821.619 | 8914.415 | 9907.454 | 10513.424 | 11112.118 | 11714.411 | 12474.04 | 13453.107 | 14282.818 | 15123.808 | 15981.912 | 16857.084 | 17774.423 | 18683.064 | 19935.727 | 21735.205 | 24171.809 | 26912.041 | 29643.039 | 32422.533 | 35223.806 | 37909.031
System Transformation | Lct_BB005 | Number | LPN | Perivale |  | 197.862 | 237.998 | 298.76 | 368.493 | 460.856 | 556.496 | 662.247 | 767.865 | 879.246 | 978.708 | 1040.187 | 1101.142 | 1162.65 | 1239.998 | 1337.879 | 1420.986 | 1505.287 | 1591.368 | 1679.225 | 1769.175 | 1858.113 | 1981.094 | 2158.169 | 2398.167 | 2666.296 | 2932.755 | 3203.253 | 3475.136 | 3734.818
System Transformation | Lct_BB005 | Number | LPN | Redbridge |  | 680.066 | 801.412 | 986.314 | 1193.523 | 1484.572 | 1782.945 | 2110.289 | 2433.651 | 2771.671 | 3079.535 | 3266.938 | 3451.964 | 3637.992 | 3872.751 | 4178.065 | 4437.184 | 4699.984 | 4968.286 | 5242.081 | 5533.738 | 5823.339 | 6220.941 | 6790.267 | 7560.151 | 8430.763 | 9301.219 | 10189.642 | 11087.69 | 11951.936
System Transformation | Lct_BB005 | Number | LPN | St John's Wood |  | 1923.765 | 2313.999 | 2904.772 | 3582.771 | 4480.797 | 5410.682 | 6438.879 | 7465.773 | 8548.711 | 9515.751 | 10113.499 | 10706.15 | 11304.182 | 12056.217 | 13007.893 | 13815.917 | 14635.563 | 15472.503 | 16326.717 | 17201.283 | 18066.011 | 19261.72 | 20983.38 | 23316.832 | 25923.783 | 28514.502 | 31144.493 | 33787.95 | 36312.775
System Transformation | Lct_BB005 | Number | LPN | West Ham |  | 1490.619 | 1756.595 | 2161.876 | 2616.053 | 3253.995 | 3907.992 | 4625.491 | 5334.259 | 6075.157 | 6749.957 | 7160.72 | 7566.274 | 7974.025 | 8488.586 | 9157.796 | 9725.753 | 10301.779 | 10889.862 | 11489.986 | 12129.263 | 12764.033 | 13635.526 | 14883.418 | 16570.908 | 18479.181 | 20387.111 | 22334.423 | 24302.832 | 26197.152
System Transformation | Lct_BB005 | Number | LPN | Willesden 132kV |  | 1323.792 | 1592.322 | 1998.848 | 2465.395 | 3083.35 | 3723.228 | 4430.756 | 5137.388 | 5882.585 | 6548.03 | 6959.355 | 7367.173 | 7778.695 | 8296.189 | 8951.061 | 9507.083 | 10071.103 | 10647.022 | 11234.829 | 11836.64 | 12431.681 | 13254.478 | 14439.197 | 16044.904 | 17838.813 | 19621.553 | 21431.317 | 23250.347 | 24987.743
System Transformation | Lct_BB005 | Number | LPN | Willesden 66kV |  | 393.445 | 473.255 | 594.079 | 732.742 | 916.405 | 1106.583 | 1316.868 | 1526.887 | 1748.367 | 1946.144 | 2068.395 | 2189.603 | 2311.911 | 2465.716 | 2660.351 | 2825.607 | 2993.239 | 3164.409 | 3339.111 | 3517.976 | 3694.828 | 3939.373 | 4291.483 | 4768.717 | 5301.886 | 5831.735 | 6369.616 | 6910.251 | 7426.624
System Transformation | Lct_BB005 | Number | LPN | Wimbledon North |  | 719.185 | 862.783 | 1080.339 | 1329.329 | 1654.676 | 1988.659 | 2355.461 | 2718.344 | 3098.137 | 3443.26 | 3653.86 | 3861.931 | 4071.254 | 4335.257 | 4675.524 | 4963.884 | 5256.163 | 5554.391 | 5858.55 | 6177.364 | 6493.156 | 6928.509 | 7553.904 | 8400.727 | 9353.073 | 10302.211 | 11268.202 | 12241.763 | 13174.993
System Transformation | Lct_BB005 | Number | LPN | Wimbledon South |  | 3163.444 | 3795.079 | 4752.034 | 5847.252 | 7278.338 | 8747.415 | 10360.848 | 11957.042 | 13627.618 | 15145.693 | 16072.05 | 16987.283 | 17908.019 | 19069.276 | 20565.993 | 21834.386 | 23120.022 | 24431.82 | 25769.71 | 27172.062 | 28561.117 | 30476.085 | 33226.976 | 36951.854 | 41140.893 | 45315.817 | 49564.875 | 53847.229 | 57952.179
System Transformation | Lct_BB005 | Number | NPgN | Blyth 132kV |  | 294.519 | 354.388 | 445.014 | 549.058 | 693.691 | 846.047 | 1016.737 | 1190.294 | 1375.907 | 1540.629 | 1647.081 | 1753.871 | 1862.716 | 1998.27 | 2163.53 | 2305.959 | 2451.319 | 2600.592 | 2753.814 | 2901.419 | 3047.374 | 3249.169 | 3539.701 | 3933.458 | 4368.882 | 4800.688 | 5238.22 | 5677.119 | 6095.203
System Transformation | Lct_BB005 | Number | NPgN | Blyth 66kV |  | 676.003 | 813.418 | 1021.43 | 1260.241 | 1592.212 | 1941.912 | 2333.691 | 2732.054 | 3158.088 | 3536.169 | 3780.506 | 4025.618 | 4275.448 | 4586.581 | 4965.9 | 5292.812 | 5626.454 | 5969.077 | 6320.765 | 6659.558 | 6994.565 | 7457.741 | 8124.592 | 9028.374 | 10027.791 | 11018.906 | 12023.162 | 13030.556 | 13990.174
System Transformation | Lct_BB005 | Number | NPgN | Fourstones |  | 87.93 | 106.123 | 133.64 | 165.326 | 208.559 | 253.989 | 304.79 | 356.317 | 411.317 | 461.265 | 493.884 | 526.695 | 560.212 | 601.864 | 650.673 | 692.481 | 735.042 | 778.648 | 823.304 | 862.577 | 900.864 | 955.072 | 1034.532 | 1143.007 | 1261.081 | 1376.401 | 1491.639 | 1605.521 | 1711.798
System Transformation | Lct_BB005 | Number | NPgN | Hart Moor |  | 439.526 | 532.494 | 672.962 | 835.315 | 1048.932 | 1271.698 | 1519.363 | 1768.582 | 2032.967 | 2267.051 | 2413.844 | 2559.949 | 2707.873 | 2893.292 | 3132.577 | 3338.803 | 3549.275 | 3765.413 | 3987.27 | 4221.277 | 4454.956 | 4772.722 | 5224.306 | 5833.065 | 6516.355 | 7201.856 | 7903.607 | 8615.185 | 9302.812
System Transformation | Lct_BB005 | Number | NPgN | Hawthorn Pit |  | 599.833 | 726.708 | 918.408 | 1139.976 | 1431.505 | 1735.519 | 2073.514 | 2413.629 | 2774.442 | 3093.903 | 3294.235 | 3493.629 | 3695.504 | 3948.549 | 4275.107 | 4556.55 | 4843.786 | 5138.756 | 5441.529 | 5760.885 | 6079.792 | 6513.457 | 7129.744 | 7960.533 | 8893.037 | 9828.558 | 10786.256 | 11757.364 | 12695.785
System Transformation | Lct_BB005 | Number | NPgN | Knaresborough |  | 730.455 | 868.619 | 1078.506 | 1316.373 | 1650.077 | 1997.008 | 2381.809 | 2767.775 | 3176.188 | 3548.805 | 3785.929 | 4022.859 | 4263.534 | 4564.249 | 4932.447 | 5247.291 | 5567.591 | 5895.539 | 6231.169 | 6550.386 | 6864.368 | 7302.347 | 7937.229 | 8800.065 | 9752.286 | 10691.999 | 11639.992 | 12586.495 | 13482.397
System Transformation | Lct_BB005 | Number | NPgN | Lackenby |  | 522.178 | 632.814 | 799.965 | 993.212 | 1240.98 | 1497.099 | 1779.921 | 2061.865 | 2358.76 | 2626.322 | 2792.083 | 2956.532 | 3122.563 | 3331.241 | 3603.215 | 3836.668 | 4074.537 | 4318.439 | 4568.415 | 4834.863 | 5100.766 | 5462.747 | 5977.611 | 6671.925 | 7453.289 | 8237.142 | 9039.543 | 9853.144 | 10639.313
System Transformation | Lct_BB005 | Number | NPgN | Norton |  | 1858.078 | 2251.094 | 2844.917 | 3531.258 | 4434.315 | 5376.049 | 6423.041 | 7476.603 | 8594.276 | 9583.859 | 10204.419 | 10822.073 | 11447.415 | 12231.263 | 13242.829 | 14114.642 | 15004.402 | 15918.118 | 16856.007 | 17845.261 | 18833.128 | 20176.473 | 22085.523 | 24659.024 | 27547.604 | 30445.528 | 33412.151 | 36420.316 | 39327.225
System Transformation | Lct_BB005 | Number | NPgN | Offerton |  | 249.517 | 302.294 | 382.038 | 474.205 | 595.474 | 721.938 | 862.536 | 1004.017 | 1154.106 | 1286.995 | 1370.329 | 1453.272 | 1537.248 | 1642.509 | 1778.35 | 1895.424 | 2014.908 | 2137.609 | 2263.556 | 2396.401 | 2529.059 | 2709.454 | 2965.816 | 3311.406 | 3699.307 | 4088.463 | 4486.844 | 4890.804 | 5281.167
System Transformation | Lct_BB005 | Number | NPgN | Osbaldwick |  | 1517.044 | 1830.51 | 2304.65 | 2850.519 | 3587.523 | 4359.004 | 5219.195 | 6088.204 | 7012.94 | 7835.155 | 8358.14 | 8880.632 | 9411.324 | 10074.473 | 10903.773 | 11617.459 | 12345.407 | 13092.544 | 13859.031 | 14625.762 | 15386.615 | 16432.305 | 17930.856 | 19957.987 | 22213.239 | 24459.4 | 26744.099 | 29045.269 | 31249.283
System Transformation | Lct_BB005 | Number | NPgN | Poppleton |  | 345.053 | 410.319 | 509.466 | 621.83 | 779.465 | 943.349 | 1125.122 | 1307.445 | 1500.372 | 1676.389 | 1788.402 | 1900.324 | 2014.014 | 2156.066 | 2329.996 | 2478.722 | 2630.026 | 2784.943 | 2943.488 | 3094.28 | 3242.599 | 3449.493 | 3749.399 | 4156.986 | 4606.798 | 5050.7 | 5498.515 | 5945.625 | 6368.832
System Transformation | Lct_BB005 | Number | NPgN | Saltholme |  | 247.804 | 300.307 | 379.63 | 471.337 | 588.917 | 710.46 | 844.676 | 978.474 | 1119.368 | 1246.342 | 1325.005 | 1403.045 | 1481.836 | 1580.866 | 1709.934 | 1820.72 | 1933.603 | 2049.349 | 2167.977 | 2294.422 | 2420.608 | 2592.389 | 2836.722 | 3166.214 | 3537.016 | 3908.999 | 4289.785 | 4675.886 | 5048.968
System Transformation | Lct_BB005 | Number | NPgN | South Shields |  | 360.331 | 436.548 | 551.706 | 684.806 | 859.933 | 1042.561 | 1245.601 | 1449.915 | 1666.662 | 1858.569 | 1978.912 | 2098.692 | 2219.962 | 2371.972 | 2568.141 | 2737.209 | 2909.758 | 3086.952 | 3268.834 | 3460.677 | 3652.251 | 3912.762 | 4282.978 | 4782.049 | 5342.223 | 5904.209 | 6479.517 | 7062.881 | 7626.609
System Transformation | Lct_BB005 | Number | NPgN | Spennymoor |  | 914.851 | 1167.638 | 1545.487 | 1999.332 | 2538.337 | 3110.475 | 3755.12 | 4415.612 | 5126.109 | 5738.35 | 6133.314 | 6529.352 | 6932.857 | 7435.562 | 8063.914 | 8609.049 | 9166.886 | 9741.151 | 10332.046 | 10935.88 | 11538.606 | 12358.821 | 13525.123 | 15097.741 | 16854.397 | 18614.374 | 20413.954 | 22236.498 | 23994.856
System Transformation | Lct_BB005 | Number | NPgN | Stella North |  | 1220.494 | 1457.505 | 1817.075 | 2226.559 | 2789.384 | 3373.928 | 4021.775 | 4670.885 | 5357.165 | 5971.98 | 6356.506 | 6738.961 | 7125.942 | 7611.296 | 8235.152 | 8771.311 | 9317.888 | 9878.589 | 10453.521 | 11051.518 | 11647.079 | 12460.624 | 13620.922 | 15187.394 | 16941.318 | 18695.93 | 20487.662 | 22299.763 | 24044.875
System Transformation | Lct_BB005 | Number | NPgN | Stella South |  | 643.884 | 768.921 | 958.616 | 1174.643 | 1471.567 | 1779.949 | 2121.727 | 2464.172 | 2826.226 | 3150.578 | 3353.438 | 3555.206 | 3759.362 | 4015.415 | 4344.537 | 4627.393 | 4915.745 | 5211.548 | 5514.86 | 5830.339 | 6144.533 | 6573.727 | 7185.853 | 8012.262 | 8937.562 | 9863.225 | 10808.471 | 11764.463 | 12685.114
System Transformation | Lct_BB005 | Number | NPgN | Tynemouth 1 |  | 605.218 | 733.232 | 926.654 | 1150.21 | 1444.357 | 1751.1 | 2092.129 | 2435.298 | 2799.35 | 3121.679 | 3323.809 | 3524.993 | 3728.681 | 3983.998 | 4313.488 | 4597.457 | 4887.272 | 5184.89 | 5490.382 | 5812.604 | 6134.375 | 6571.933 | 7193.753 | 8032.001 | 8972.877 | 9916.796 | 10883.092 | 11862.919 | 12809.765
System Transformation | Lct_BB005 | Number | NPgN | West Boldon |  | 1059.292 | 1283.351 | 1621.89 | 2013.174 | 2528.008 | 3064.891 | 3661.783 | 4262.419 | 4899.606 | 5463.769 | 5817.55 | 6169.676 | 6526.184 | 6973.056 | 7549.751 | 8046.773 | 8554.026 | 9074.937 | 9609.628 | 10173.603 | 10736.787 | 11502.63 | 12590.981 | 14058.137 | 15704.92 | 17357.029 | 19048.304 | 20763.262 | 22420.494
System Transformation | Lct_BB005 | Number | NPgY | Bradford West |  | 2116.679 | 2546.272 | 3196.615 | 3943.046 | 4936.108 | 5966.15 | 7106.594 | 8247.676 | 9452.778 | 10524.73 | 11188.675 | 11847.322 | 12512.266 | 13348.058 | 14437.183 | 15371.87 | 16324.166 | 17300.545 | 18301.168 | 19360.124 | 20416.039 | 21855.5 | 23905.192 | 26670.557 | 29774.001 | 32883.365 | 36062.745 | 39282.744 | 42389.407
System Transformation | Lct_BB005 | Number | NPgY | Camblesforth |  | 143.089 | 173.146 | 218.574 | 271.019 | 342.992 | 419.013 | 504.354 | 591.365 | 684.615 | 768.406 | 823.439 | 878.873 | 935.57 | 1005.944 | 1088.239 | 1158.924 | 1230.964 | 1304.85 | 1380.593 | 1447.454 | 1512.763 | 1604.928 | 1739.704 | 1923.515 | 2123.688 | 2319.521 | 2515.521 | 2709.542 | 2891.038
System Transformation | Lct_BB005 | Number | NPgY | Creyke Beck |  | 2038.237 | 2480.674 | 3148.389 | 3923.403 | 4954.284 | 6039.302 | 7254.1 | 8488.249 | 9807.251 | 10974.791 | 11726.15 | 12479.08 | 13245.798 | 14201.501 | 15374.767 | 16385.607 | 17417.119 | 18476.272 | 19563.313 | 20613.976 | 21653.128 | 23089.308 | 25156.42 | 27957.64 | 31066.692 | 34152.903 | 37282.741 | 40425.244 | 43422.419
System Transformation | Lct_BB005 | Number | NPgY | Drax |  | 236.084 | 285.674 | 360.626 | 447.156 | 565.904 | 691.332 | 832.137 | 975.698 | 1129.551 | 1267.798 | 1358.597 | 1450.059 | 1543.603 | 1659.713 | 1795.493 | 1912.116 | 2030.976 | 2152.88 | 2277.85 | 2388.164 | 2495.918 | 2647.982 | 2870.348 | 3173.62 | 3503.886 | 3826.994 | 4150.374 | 4470.491 | 4769.942
System Transformation | Lct_BB005 | Number | NPgY | Elland |  | 1472.98 | 1771.931 | 2224.499 | 2743.935 | 3434.999 | 4151.797 | 4945.423 | 5739.493 | 6578.114 | 7324.077 | 7786.111 | 8244.458 | 8707.188 | 9288.809 | 10046.722 | 10697.164 | 11359.859 | 12039.313 | 12735.639 | 13472.559 | 14207.361 | 15209.071 | 16635.436 | 18559.832 | 20719.494 | 22883.276 | 25095.781 | 27336.554 | 29498.456
System Transformation | Lct_BB005 | Number | NPgY | Ferrybridge A |  | 366.345 | 439.661 | 550.725 | 677.888 | 851.119 | 1031.723 | 1232.474 | 1434.43 | 1648.631 | 1839.294 | 1959.275 | 2078.804 | 2199.917 | 2351.612 | 2545.442 | 2712.316 | 2882.553 | 3057.305 | 3236.61 | 3422.762 | 3608.262 | 3861.413 | 4222.189 | 4709.106 | 5254.44 | 5800.291 | 6357.961 | 6922.258 | 7466.061
System Transformation | Lct_BB005 | Number | NPgY | Ferrybridge B (_M) |  | 1209.972 | 1452.121 | 1818.946 | 2238.94 | 2811.091 | 3407.593 | 4070.636 | 4737.662 | 5445.129 | 6074.854 | 6471.127 | 6865.911 | 7265.926 | 7766.948 | 8407.13 | 8958.287 | 9520.55 | 10097.722 | 10689.933 | 11304.76 | 11917.433 | 12753.546 | 13945.123 | 15553.319 | 17354.46 | 19157.305 | 20999.188 | 22862.959 | 24659.04
System Transformation | Lct_BB005 | Number | NPgY | Grimsby West |  | 605.964 | 743.789 | 951.368 | 1194.077 | 1505.619 | 1832.744 | 2198.34 | 2568.862 | 2964.118 | 3308.813 | 3526.672 | 3743.961 | 3964.347 | 4240.119 | 4594.021 | 4899.896 | 5212.424 | 5533.705 | 5863.834 | 6211.669 | 6559.398 | 7031.379 | 7701.127 | 8603.43 | 9617.537 | 10636.173 | 11680.077 | 12739.781 | 13765.316
System Transformation | Lct_BB005 | Number | NPgY | Jordanthorpe |  | 259.842 | 324.216 | 420.831 | 535.217 | 676.314 | 824.985 | 991.579 | 1161.016 | 1342.261 | 1498.84 | 1598.046 | 1697.056 | 1797.533 | 1923.194 | 2084.642 | 2224.426 | 2367.353 | 2514.379 | 2665.551 | 2824.929 | 2984.386 | 3200.527 | 3506.899 | 3919.463 | 4387.977 | 4859.867 | 5344.614 | 5837.912 | 6316.842
System Transformation | Lct_BB005 | Number | NPgY | Keadby |  | 892.17 | 1085.832 | 1378.102 | 1717.339 | 2168.573 | 2643.503 | 3175.24 | 3715.448 | 4292.797 | 4803.849 | 5132.731 | 5462.301 | 5797.906 | 6216.233 | 6729.792 | 7172.253 | 7623.763 | 8087.372 | 8563.188 | 9023.081 | 9477.935 | 10106.575 | 11011.384 | 12237.525 | 13598.409 | 14949.295 | 16319.277 | 17694.803 | 19006.716
System Transformation | Lct_BB005 | Number | NPgY | Kirkstall B |  | 1167.18 | 1404.067 | 1762.679 | 2174.276 | 2721.871 | 3289.857 | 3918.721 | 4547.938 | 5212.455 | 5803.551 | 6169.664 | 6532.856 | 6899.519 | 7360.392 | 7960.958 | 8476.364 | 9001.479 | 9539.874 | 10091.639 | 10675.569 | 11257.822 | 12051.57 | 13181.812 | 14706.691 | 16417.993 | 18132.561 | 19885.735 | 21661.309 | 23374.387
System Transformation | Lct_BB005 | Number | NPgY | Neepsend |  | 334.278 | 417.093 | 541.385 | 688.54 | 870.056 | 1061.317 | 1275.634 | 1493.61 | 1726.775 | 1928.21 | 2055.835 | 2183.209 | 2312.468 | 2474.127 | 2681.825 | 2861.653 | 3045.523 | 3234.668 | 3429.146 | 3634.181 | 3839.317 | 4117.375 | 4511.513 | 5042.264 | 5644.992 | 6252.063 | 6875.675 | 7510.286 | 8126.414
System Transformation | Lct_BB005 | Number | NPgY | Norton Lees |  | 422.773 | 527.512 | 684.708 | 870.82 | 1100.39 | 1342.284 | 1613.338 | 1889.02 | 2183.912 | 2438.673 | 2600.085 | 2761.179 | 2924.658 | 3129.114 | 3391.796 | 3619.231 | 3851.778 | 4090.995 | 4336.959 | 4596.273 | 4855.717 | 5207.386 | 5705.866 | 6377.125 | 7139.415 | 7907.199 | 8695.902 | 9498.517 | 10277.755
System Transformation | Lct_BB005 | Number | NPgY | Pitsmoor |  | 190.59 | 237.808 | 308.673 | 392.574 | 496.066 | 605.115 | 727.308 | 851.588 | 984.528 | 1099.377 | 1172.143 | 1244.766 | 1318.464 | 1410.634 | 1529.054 | 1631.584 | 1736.419 | 1844.26 | 1955.143 | 2072.044 | 2189.004 | 2347.539 | 2572.259 | 2874.869 | 3218.517 | 3564.641 | 3920.196 | 4282.023 | 4633.311
System Transformation | Lct_BB005 | Number | NPgY | Saltend North |  | 298.644 | 363.471 | 461.305 | 574.861 | 725.906 | 884.884 | 1062.877 | 1243.706 | 1436.967 | 1608.036 | 1718.126 | 1828.446 | 1940.787 | 2080.817 | 2252.725 | 2400.834 | 2551.972 | 2707.16 | 2866.435 | 3020.379 | 3172.636 | 3383.067 | 3685.942 | 4096.379 | 4551.92 | 5004.115 | 5462.702 | 5923.144 | 6362.293
System Transformation | Lct_BB005 | Number | NPgY | Sheffield City |  | 186.66 | 232.904 | 302.308 | 384.479 | 485.837 | 592.637 | 712.311 | 834.028 | 964.227 | 1076.707 | 1147.973 | 1219.098 | 1291.276 | 1381.546 | 1497.524 | 1597.94 | 1700.612 | 1806.23 | 1914.826 | 2029.317 | 2143.865 | 2299.132 | 2519.217 | 2815.587 | 3152.149 | 3491.136 | 3839.359 | 4193.724 | 4537.769
System Transformation | Lct_BB005 | Number | NPgY | Skelton Grange |  | 2441.271 | 2936.743 | 3686.815 | 4547.711 | 5693.059 | 6881.058 | 8196.389 | 9512.456 | 10902.359 | 12138.695 | 12904.457 | 13664.107 | 14431.02 | 15394.981 | 16651.122 | 17729.144 | 18827.475 | 19953.58 | 21107.649 | 22328.996 | 23546.835 | 25207.037 | 27571.049 | 30760.482 | 34339.839 | 37926.024 | 41592.96 | 45306.746 | 48889.816
System Transformation | Lct_BB005 | Number | NPgY | Templeborough |  | 122.916 | 153.368 | 199.071 | 253.18 | 319.925 | 390.253 | 469.058 | 549.21 | 634.946 | 709.015 | 755.943 | 802.779 | 850.309 | 909.752 | 986.123 | 1052.247 | 1119.858 | 1189.407 | 1260.918 | 1336.311 | 1411.74 | 1513.984 | 1658.911 | 1854.071 | 2075.698 | 2298.922 | 2528.228 | 2761.578 | 2988.132
System Transformation | Lct_BB005 | Number | NPgY | Thorpe Marsh |  | 983.475 | 1186.69 | 1494.067 | 1847.945 | 2325.733 | 2825.871 | 3383.519 | 3946.884 | 4546.375 | 5079.404 | 5418.447 | 5757.17 | 6101.209 | 6531.117 | 7068.739 | 7531.41 | 8003.327 | 8487.684 | 8984.585 | 9481.644 | 9974.893 | 10652.797 | 11624.283 | 12938.44 | 14400.483 | 15856.633 | 17337.766 | 18829.577 | 20258.403
System Transformation | Lct_BB005 | Number | NPgY | Thurcroft |  | 629.837 | 785.875 | 1020.061 | 1297.326 | 1639.333 | 1999.701 | 2403.511 | 2814.215 | 3253.538 | 3633.074 | 3873.542 | 4113.535 | 4357.083 | 4661.675 | 5053.013 | 5391.84 | 5738.283 | 6094.663 | 6461.093 | 6847.413 | 7233.926 | 7757.834 | 8500.456 | 9500.481 | 10636.123 | 11779.948 | 12954.939 | 14150.654 | 15311.543
System Transformation | Lct_BB005 | Number | NPgY | West Melton |  | 1245.677 | 1554.284 | 2017.453 | 2565.82 | 3242.235 | 3954.962 | 4753.607 | 5565.888 | 6434.77 | 7185.409 | 7660.999 | 8135.653 | 8617.335 | 9219.752 | 9993.73 | 10663.854 | 11349.04 | 12053.88 | 12778.598 | 13542.652 | 14307.087 | 15343.26 | 16812.001 | 18789.827 | 21035.873 | 23298.103 | 25621.971 | 27986.829 | 30282.808
System Transformation | Lct_BB005 | Number | NPgY | Wincobank |  | 61.627 | 76.895 | 99.809 | 126.938 | 160.402 | 195.663 | 235.174 | 275.36 | 318.346 | 355.482 | 379.011 | 402.493 | 426.323 | 456.126 | 494.417 | 527.57 | 561.468 | 596.338 | 632.192 | 669.992 | 707.811 | 759.073 | 831.736 | 929.584 | 1040.702 | 1152.621 | 1267.589 | 1384.585 | 1498.173
System Transformation | Lct_BB005 | Number | SEPD | Acton Lane 66kV |  | 138.896 | 167.071 | 209.725 | 258.677 | 323.514 | 390.652 | 464.888 | 539.03 | 617.218 | 687.039 | 730.196 | 772.986 | 816.164 | 870.461 | 939.172 | 997.511 | 1056.69 | 1117.117 | 1178.792 | 1241.935 | 1304.369 | 1390.699 | 1515.003 | 1683.479 | 1871.701 | 2058.752 | 2248.637 | 2439.495 | 2621.788
System Transformation | Lct_BB005 | Number | SEPD | Botley Wood |  | 1046.714 | 1199.598 | 1435.332 | 1687.999 | 2081.758 | 2478.63 | 2908.148 | 3324.213 | 3752.17 | 4161.932 | 4407.716 | 4649.389 | 4891.5 | 5198.095 | 5599.776 | 5938.399 | 6280.878 | 6629.612 | 6984.548 | 7353.943 | 7718.648 | 8224.19 | 8953.486 | 9942.703 | 11066.92 | 12186.748 | 13325.917 | 14473.436 | 15572.681
System Transformation | Lct_BB005 | Number | SEPD | Bramley |  | 1060.637 | 1253.162 | 1546.256 | 1875.821 | 2339.002 | 2816.027 | 3341.265 | 3862.76 | 4410.137 | 4932.274 | 5266.892 | 5601.848 | 5942.626 | 6367.777 | 6864.478 | 7284.532 | 7709.931 | 8143.635 | 8585.605 | 8937.697 | 9273.668 | 9766.494 | 10507.551 | 11529.335 | 12639.026 | 13704.553 | 14752.464 | 15769.815 | 16695.511
System Transformation | Lct_BB005 | Number | SEPD | Chickerell |  | 658.798 | 762.38 | 921.357 | 1094.77 | 1355.977 | 1621.566 | 1911.045 | 2194.35 | 2488.251 | 2768.594 | 2941.302 | 3112.382 | 3284.88 | 3501.964 | 3774.361 | 4004.508 | 4237.491 | 4474.936 | 4716.817 | 4947.959 | 5174.075 | 5492.378 | 5956.971 | 6590.129 | 7300.359 | 8000.645 | 8706.541 | 9410.727 | 10076.493
System Transformation | Lct_BB005 | Number | SEPD | Cowley |  | 2920.804 | 3412.171 | 4163.335 | 4995.004 | 6210.747 | 7456.204 | 8821.827 | 10169.766 | 11577.903 | 12901.436 | 13726.599 | 14546.623 | 15375.747 | 16416.372 | 17711.651 | 18811.253 | 19926.604 | 21065.423 | 22227.682 | 23320.143 | 24389.239 | 25893.278 | 28087.545 | 31077.385 | 34464.666 | 37812.715 | 41195.072 | 44577.252 | 47785.246
System Transformation | Lct_BB005 | Number | SEPD | Ealing |  | 1212.424 | 1458.364 | 1830.69 | 2257.988 | 2823.956 | 3410.002 | 4058.008 | 4705.193 | 5387.698 | 5997.161 | 6373.883 | 6747.392 | 7124.293 | 7598.252 | 8198.031 | 8707.276 | 9223.846 | 9751.315 | 10289.671 | 10840.853 | 11385.836 | 12139.413 | 13224.464 | 14695.087 | 16338.079 | 17970.842 | 19628.355 | 21294.354 | 22885.588
System Transformation | Lct_BB005 | Number | SEPD | Fawley |  | 1097.326 | 1257.602 | 1504.734 | 1769.619 | 2182.417 | 2598.479 | 3048.766 | 3484.949 | 3933.598 | 4363.173 | 4620.842 | 4874.2 | 5128.018 | 5449.437 | 5870.541 | 6225.537 | 6584.577 | 6950.173 | 7322.27 | 7709.527 | 8091.867 | 8621.853 | 9386.413 | 10423.461 | 11602.037 | 12776.012 | 13970.263 | 15173.268 | 16325.665
System Transformation | Lct_BB005 | Number | SEPD | Fleet |  | 5624.473 | 6582.7 | 8046.52 | 9671.537 | 12043.828 | 14481.077 | 17159.532 | 19811.762 | 22589.609 | 25141.817 | 26717.779 | 28279.87 | 29855.77 | 31837.946 | 34379.657 | 36545.721 | 38746.29 | 40996.497 | 43296.441 | 45647.125 | 47974.916 | 51185.439 | 55798.989 | 62046.891 | 69135.205 | 76210.777 | 83422.059 | 90700.533 | 97691.128
System Transformation | Lct_BB005 | Number | SEPD | Iver 132kV |  | 1205.803 | 1423.043 | 1753.893 | 2125.367 | 2643.35 | 3174.254 | 3756.609 | 4331.739 | 4932.822 | 5481.918 | 5816.776 | 6147.556 | 6480.274 | 6899.968 | 7449.798 | 7918.086 | 8393.717 | 8879.964 | 9376.845 | 9908.783 | 10438.084 | 11162.205 | 12196.189 | 13592.817 | 15184.515 | 16781.247 | 18415.73 | 20072.992 | 21674.332
System Transformation | Lct_BB005 | Number | SEPD | Iver 66kV |  | 621.801 | 733.826 | 904.437 | 1095.996 | 1363.106 | 1636.879 | 1937.184 | 2233.764 | 2543.727 | 2826.881 | 2999.558 | 3170.133 | 3341.707 | 3558.132 | 3841.665 | 4083.149 | 4328.419 | 4579.164 | 4835.392 | 5109.699 | 5382.645 | 5756.055 | 6289.254 | 7009.458 | 7830.255 | 8653.648 | 9496.507 | 10351.114 | 11176.883
System Transformation | Lct_BB005 | Number | SEPD | Laleham |  | 839.327 | 990.542 | 1220.838 | 1479.411 | 1839.965 | 2209.513 | 2614.874 | 3015.207 | 3433.605 | 3815.816 | 4048.901 | 4279.148 | 4510.744 | 4802.882 | 5185.605 | 5511.567 | 5842.641 | 6181.105 | 6526.97 | 6897.238 | 7265.67 | 7769.711 | 8489.44 | 9461.594 | 10569.533 | 11680.975 | 12818.695 | 13972.27 | 15086.92
System Transformation | Lct_BB005 | Number | SEPD | Lovedean |  | 3632.413 | 4162.966 | 4981.033 | 5857.864 | 7224.325 | 8601.59 | 10092.149 | 11536.019 | 13021.157 | 14443.155 | 15296.098 | 16134.775 | 16974.973 | 18038.95 | 19432.903 | 20608.026 | 21796.534 | 23006.745 | 24238.478 | 25520.391 | 26786.028 | 28540.41 | 31071.287 | 34504.166 | 38405.536 | 42291.676 | 46244.935 | 50227.171 | 54041.88
System Transformation | Lct_BB005 | Number | SEPD | Mannington |  | 4494.114 | 5200.715 | 6285.208 | 7468.177 | 9250.045 | 11061.81 | 13036.546 | 14969.162 | 16974.062 | 18886.47 | 20064.63 | 21231.685 | 22408.415 | 23889.294 | 25747.501 | 27317.488 | 28906.827 | 30526.601 | 32176.632 | 33753.415 | 35295.901 | 37467.266 | 40636.574 | 44955.779 | 49800.742 | 54577.871 | 59393.273 | 64197.006 | 68738.65
System Transformation | Lct_BB005 | Number | SEPD | Melksham |  | 2762.149 | 3207.246 | 3889.377 | 4637.584 | 5752.214 | 6888.705 | 8130.184 | 9349.065 | 10616.852 | 11828.553 | 12582.999 | 13332.482 | 14090.051 | 15041.148 | 16212.58 | 17202.734 | 18205.268 | 19227.169 | 20268.333 | 21216.264 | 22137.99 | 23448.627 | 25375.967 | 28010.413 | 30957.674 | 33848.269 | 36747.953 | 39625.536 | 42326.671
System Transformation | Lct_BB005 | Number | SEPD | Minety |  | 1516.809 | 1761.229 | 2135.815 | 2546.686 | 3158.775 | 3782.869 | 4464.615 | 5133.953 | 5830.146 | 6495.54 | 6909.838 | 7321.409 | 7737.421 | 8259.707 | 8902.988 | 9446.722 | 9997.254 | 10558.422 | 11130.168 | 11650.715 | 12156.872 | 12876.597 | 13934.978 | 15381.659 | 17000.12 | 18587.464 | 20179.799 | 21759.997 | 23243.3
System Transformation | Lct_BB005 | Number | SEPD | North Hyde |  | 592.457 | 699.196 | 861.755 | 1044.274 | 1298.779 | 1559.633 | 1845.766 | 2128.349 | 2423.684 | 2693.476 | 2858.004 | 3020.529 | 3184.006 | 3390.218 | 3660.371 | 3890.459 | 4124.154 | 4363.066 | 4607.202 | 4868.564 | 5128.63 | 5484.418 | 5992.454 | 6678.671 | 7460.733 | 8245.269 | 9048.352 | 9862.628 | 10649.428
System Transformation | Lct_BB005 | Number | SEPD | Nursling |  | 2274.76 | 2607.013 | 3119.319 | 3668.425 | 4524.157 | 5386.654 | 6320.1 | 7224.308 | 8154.36 | 9044.871 | 9579.018 | 10104.23 | 10630.395 | 11296.699 | 12169.648 | 12905.556 | 13649.846 | 14407.728 | 15179.088 | 15981.872 | 16774.464 | 17873.127 | 19458.061 | 21607.865 | 24051.057 | 26484.71 | 28960.396 | 31454.229 | 33843.15
System Transformation | Lct_BB005 | Number | SHEPD | Abernethy |  | 210.057 | 231.406 | 265.257 | 297.714 | 364.746 | 431.347 | 502.581 | 570.385 | 639.091 | 709.105 | 751.218 | 792.659 | 834.204 | 886.778 | 962.575 | 1028.56 | 1096.173 | 1165.866 | 1237.665 | 1297.949 | 1356.876 | 1439.934 | 1561.281 | 1726.719 | 1900.806 | 2069.869 | 2237.922 | 2403.037 | 2555.876
System Transformation | Lct_BB005 | Number | SHEPD | Alness |  | 225.966 | 236.763 | 255.635 | 266.758 | 315.382 | 358.981 | 401.401 | 435.742 | 465.234 | 507.758 | 528.885 | 548.445 | 566.975 | 591.746 | 627.768 | 655.352 | 682.077 | 708.165 | 733.558 | 749.883 | 763.433 | 788.19 | 830.54 | 891.643 | 954.474 | 1009.258 | 1057.933 | 1099.474 | 1129.698
System Transformation | Lct_BB005 | Number | SHEPD | Arbroath |  | 346.792 | 382.037 | 437.923 | 491.507 | 602.173 | 712.128 | 829.731 | 941.67 | 1055.1 | 1170.69 | 1240.216 | 1308.632 | 1377.22 | 1464.017 | 1589.154 | 1698.09 | 1809.716 | 1924.774 | 2043.311 | 2142.835 | 2240.12 | 2377.244 | 2577.58 | 2850.709 | 3138.116 | 3417.228 | 3694.675 | 3967.269 | 4219.597
System Transformation | Lct_BB005 | Number | SHEPD | Ardkinglas |  | 0 | 0 | 0 | 0 | 0 | 0 | 0 | 0 | 0 | 0 | 0 | 0 | 0 | 0 | 0 | 0 | 0 | 0 | 0 | 0 | 0 | 0 | 0 | 0 | 0 | 0 | 0 | 0 | 0
System Transformation | Lct_BB005 | Number | SHEPD | Ardmore |  | 309.57 | 330.731 | 365.768 | 393.461 | 474.23 | 551.259 | 630.766 | 702.318 | 771.194 | 849.907 | 894.209 | 936.963 | 979.086 | 1033.297 | 1111.648 | 1177.27 | 1243.459 | 1310.683 | 1378.923 | 1432.786 | 1483.786 | 1559.55 | 1674.476 | 1833.467 | 1999.766 | 2156.993 | 2309.318 | 2454.673 | 2583.581
System Transformation | Lct_BB005 | Number | SHEPD | Beauly |  | 232.171 | 248.042 | 274.32 | 295.088 | 355.664 | 413.434 | 473.063 | 526.726 | 578.381 | 637.415 | 670.64 | 702.705 | 734.297 | 774.954 | 833.716 | 882.931 | 932.572 | 982.988 | 1034.167 | 1074.563 | 1112.812 | 1169.634 | 1255.826 | 1375.067 | 1499.788 | 1617.705 | 1731.946 | 1840.96 | 1937.639
System Transformation | Lct_BB005 | Number | SHEPD | Berryburn |  | 0 | 0 | 0 | 0 | 0 | 0 | 0 | 0 | 0 | 0 | 0 | 0 | 0 | 0 | 0 | 0 | 0 | 0 | 0 | 0 | 0 | 0 | 0 | 0 | 0 | 0 | 0 | 0 | 0
System Transformation | Lct_BB005 | Number | SHEPD | Boat of Garten |  | 131.423 | 140.407 | 155.281 | 167.038 | 201.327 | 234.028 | 267.782 | 298.158 | 327.398 | 360.815 | 379.622 | 397.773 | 415.656 | 438.67 | 471.933 | 499.791 | 527.891 | 556.43 | 585.4 | 608.267 | 629.918 | 662.082 | 710.872 | 778.369 | 848.969 | 915.717 | 980.385 | 1042.093 | 1096.819
System Transformation | Lct_BB005 | Number | SHEPD | Braco West |  | 286.613 | 315.741 | 361.93 | 406.216 | 497.677 | 588.552 | 685.747 | 778.262 | 872.008 | 967.539 | 1025 | 1081.544 | 1138.23 | 1209.965 | 1313.387 | 1403.419 | 1495.674 | 1590.766 | 1688.734 | 1770.987 | 1851.39 | 1964.719 | 2130.291 | 2356.023 | 2593.556 | 2824.234 | 3053.535 | 3278.826 | 3487.367
System Transformation | Lct_BB005 | Number | SHEPD | Bridge of Dun |  | 249.031 | 274.341 | 314.473 | 352.952 | 432.421 | 511.379 | 595.83 | 676.214 | 757.668 | 840.672 | 890.599 | 939.729 | 988.982 | 1051.311 | 1141.172 | 1219.399 | 1299.557 | 1382.181 | 1467.302 | 1538.77 | 1608.631 | 1707.099 | 1850.961 | 2047.094 | 2253.481 | 2453.912 | 2653.147 | 2848.897 | 3030.094
System Transformation | Lct_BB005 | Number | SHEPD | Broadford-Skye |  | 79.263 | 84.681 | 93.652 | 100.743 | 121.423 | 141.146 | 161.503 | 179.823 | 197.459 | 217.613 | 228.956 | 239.903 | 250.688 | 264.568 | 284.63 | 301.432 | 318.379 | 335.591 | 353.064 | 366.855 | 379.913 | 399.312 | 428.738 | 469.446 | 512.026 | 552.283 | 591.284 | 628.501 | 661.507
System Transformation | Lct_BB005 | Number | SHEPD | Brora |  | 45.377 | 47.546 | 51.335 | 53.569 | 63.333 | 72.089 | 80.607 | 87.504 | 93.426 | 101.965 | 106.208 | 110.136 | 113.857 | 118.832 | 126.065 | 131.605 | 136.971 | 142.21 | 147.31 | 150.588 | 153.309 | 158.281 | 166.785 | 179.055 | 191.673 | 202.674 | 212.449 | 220.791 | 226.86
System Transformation | Lct_BB005 | Number | SHEPD | Burghmuir |  | 523.337 | 576.524 | 660.862 | 741.725 | 908.728 | 1074.659 | 1252.131 | 1421.058 | 1592.233 | 1766.666 | 1871.587 | 1974.833 | 2078.337 | 2209.322 | 2398.163 | 2562.556 | 2731.009 | 2904.641 | 3083.523 | 3233.713 | 3380.524 | 3587.455 | 3889.779 | 4301.952 | 4735.673 | 5156.876 | 5575.566 | 5986.933 | 6367.717
System Transformation | Lct_BB005 | Number | SHEPD | Carradale |  | 109.91 | 118.523 | 132.548 | 144.531 | 169.387 | 190.918 | 211.117 | 226.287 | 238.093 | 258.501 | 267.784 | 276.092 | 283.696 | 294.207 | 309.591 | 320.452 | 330.549 | 339.976 | 348.695 | 352.678 | 354.958 | 361.964 | 376.339 | 398.192 | 420.207 | 437.411 | 450.638 | 459.425 | 462.046
System Transformation | Lct_BB005 | Number | SHEPD | Cassley |  | 5.666 | 5.937 | 6.41 | 6.689 | 7.908 | 9.001 | 10.065 | 10.926 | 11.666 | 12.732 | 13.262 | 13.752 | 14.217 | 14.838 | 15.741 | 16.433 | 17.103 | 17.757 | 18.394 | 18.803 | 19.143 | 19.764 | 20.826 | 22.358 | 23.933 | 25.307 | 26.528 | 27.569 | 28.327
System Transformation | Lct_BB005 | Number | SHEPD | Ceannacroc |  | 11.801 | 12.608 | 13.944 | 14.999 | 18.078 | 21.015 | 24.046 | 26.774 | 29.399 | 32.4 | 34.089 | 35.719 | 37.324 | 39.391 | 42.378 | 44.88 | 47.403 | 49.965 | 52.567 | 54.62 | 56.564 | 59.453 | 63.834 | 69.895 | 76.234 | 82.228 | 88.035 | 93.576 | 98.49
System Transformation | Lct_BB005 | Number | SHEPD | Charleston |  | 161.457 | 177.867 | 203.886 | 228.833 | 280.356 | 331.549 | 386.301 | 438.418 | 491.228 | 545.043 | 577.413 | 609.266 | 641.198 | 681.609 | 739.87 | 790.587 | 842.558 | 896.126 | 951.314 | 997.65 | 1042.943 | 1106.784 | 1200.056 | 1327.217 | 1461.027 | 1590.974 | 1720.147 | 1847.06 | 1964.537
System Transformation | Lct_BB005 | Number | SHEPD | Clachan |  | 20.432 | 22.033 | 24.64 | 26.867 | 31.488 | 35.49 | 39.245 | 42.065 | 44.26 | 48.054 | 49.779 | 51.324 | 52.737 | 54.691 | 57.551 | 59.57 | 61.447 | 63.2 | 64.82 | 65.561 | 65.985 | 67.287 | 69.959 | 74.022 | 78.114 | 81.312 | 83.771 | 85.404 | 85.892
System Transformation | Lct_BB005 | Number | SHEPD | Clayhills |  | 119.313 | 130.884 | 149.312 | 166.664 | 203.956 | 240.913 | 280.355 | 317.774 | 355.584 | 394.367 | 417.605 | 440.446 | 463.323 | 492.301 | 534.087 | 570.388 | 607.555 | 645.835 | 685.243 | 718.232 | 750.431 | 795.929 | 862.524 | 953.384 | 1048.964 | 1141.661 | 1233.69 | 1323.985 | 1407.402
System Transformation | Lct_BB005 | Number | SHEPD | Coupar Angus |  | 206.891 | 227.917 | 261.259 | 293.226 | 359.248 | 424.845 | 495.005 | 561.787 | 629.458 | 698.416 | 739.895 | 780.711 | 821.629 | 873.411 | 948.066 | 1013.056 | 1079.65 | 1148.292 | 1219.01 | 1278.384 | 1336.423 | 1418.229 | 1537.747 | 1700.691 | 1872.154 | 2038.668 | 2204.189 | 2366.815 | 2517.351
System Transformation | Lct_BB005 | Number | SHEPD | Craigiebuckler |  | 349.747 | 383.667 | 437.686 | 488.55 | 597.866 | 706.2 | 821.817 | 931.506 | 1042.338 | 1156.026 | 1224.143 | 1291.1 | 1358.16 | 1443.103 | 1565.595 | 1672.006 | 1780.954 | 1893.166 | 2008.683 | 2105.387 | 2199.774 | 2333.144 | 2528.357 | 2794.697 | 3074.876 | 3346.604 | 3616.373 | 3881.056 | 4125.581
System Transformation | Lct_BB005 | Number | SHEPD | Dallas |  | 0 | 0 | 0 | 0 | 0 | 0 | 0 | 0 | 0 | 0 | 0 | 0 | 0 | 0 | 0 | 0 | 0 | 0 | 0 | 0 | 0 | 0 | 0 | 0 | 0 | 0 | 0 | 0 | 0
System Transformation | Lct_BB005 | Number | SHEPD | Dounreay |  | 51.749 | 54.222 | 58.544 | 61.091 | 72.227 | 82.211 | 91.926 | 99.791 | 106.545 | 116.283 | 121.122 | 125.601 | 129.845 | 135.518 | 143.767 | 150.084 | 156.205 | 162.179 | 167.994 | 171.733 | 174.836 | 180.506 | 190.204 | 204.198 | 218.587 | 231.133 | 242.281 | 251.794 | 258.716
System Transformation | Lct_BB005 | Number | SHEPD | Dudhope |  | 444.404 | 489.569 | 561.187 | 629.853 | 771.668 | 912.573 | 1063.277 | 1206.725 | 1352.082 | 1500.207 | 1589.302 | 1676.976 | 1764.869 | 1876.098 | 2036.457 | 2176.056 | 2319.102 | 2466.545 | 2618.447 | 2745.985 | 2870.653 | 3046.373 | 3303.099 | 3653.105 | 4021.41 | 4379.084 | 4734.625 | 5083.947 | 5407.299
System Transformation | Lct_BB005 | Number | SHEPD | Dunbeath |  | 0.031 | 0.033 | 0.035 | 0.037 | 0.044 | 0.05 | 0.056 | 0.061 | 0.065 | 0.071 | 0.073 | 0.076 | 0.079 | 0.082 | 0.087 | 0.091 | 0.095 | 0.098 | 0.102 | 0.104 | 0.106 | 0.109 | 0.115 | 0.124 | 0.133 | 0.14 | 0.147 | 0.153 | 0.157
System Transformation | Lct_BB005 | Number | SHEPD | Dunoon |  | 87.923 | 98.328 | 114.614 | 131.071 | 161.881 | 193.028 | 226.819 | 259.669 | 293.559 | 326.679 | 347.105 | 367.346 | 387.759 | 413.442 | 450.438 | 483.074 | 516.69 | 551.507 | 587.545 | 618.374 | 648.784 | 691.002 | 751.978 | 834.725 | 921.966 | 1007.399 | 1092.981 | 1177.782 | 1257.217
System Transformation | Lct_BB005 | Number | SHEPD | Dunvegan |  | 42.834 | 45.762 | 50.61 | 54.441 | 65.617 | 76.275 | 87.276 | 97.176 | 106.706 | 117.597 | 123.727 | 129.643 | 135.471 | 142.972 | 153.813 | 162.893 | 172.051 | 181.353 | 190.795 | 198.247 | 205.304 | 215.787 | 231.689 | 253.688 | 276.698 | 298.452 | 319.529 | 339.641 | 357.477
System Transformation | Lct_BB005 | Number | SHEPD | Dyce |  | 320.557 | 351.646 | 401.157 | 447.775 | 547.968 | 647.26 | 753.227 | 853.762 | 955.344 | 1059.544 | 1121.976 | 1183.344 | 1244.807 | 1322.661 | 1434.93 | 1532.459 | 1632.315 | 1735.161 | 1841.037 | 1929.67 | 2016.18 | 2138.418 | 2317.339 | 2561.451 | 2818.245 | 3067.295 | 3314.548 | 3557.141 | 3781.258
System Transformation | Lct_BB005 | Number | SHEPD | Elgin |  | 355.425 | 379.722 | 419.949 | 451.743 | 544.476 | 632.916 | 724.2 | 806.35 | 885.429 | 975.801 | 1026.665 | 1075.753 | 1124.115 | 1186.356 | 1276.313 | 1351.656 | 1427.649 | 1504.83 | 1583.18 | 1645.02 | 1703.575 | 1790.562 | 1922.511 | 2105.053 | 2295.986 | 2476.502 | 2651.391 | 2818.277 | 2966.279
System Transformation | Lct_BB005 | Number | SHEPD | Fasnakyle |  | 5.704 | 6.094 | 6.74 | 7.25 | 8.738 | 10.158 | 11.623 | 12.941 | 14.21 | 15.661 | 16.477 | 17.265 | 18.041 | 19.04 | 20.484 | 21.693 | 22.913 | 24.151 | 25.409 | 26.401 | 27.341 | 28.737 | 30.855 | 33.784 | 36.849 | 39.746 | 42.553 | 45.231 | 47.606
System Transformation | Lct_BB005 | Number | SHEPD | Fetteresso |  | 0 | 0 | 0 | 0 | 0 | 0 | 0 | 0 | 0 | 0 | 0 | 0 | 0 | 0 | 0 | 0 | 0 | 0 | 0 | 0 | 0 | 0 | 0 | 0 | 0 | 0 | 0 | 0 | 0
System Transformation | Lct_BB005 | Number | SHEPD | Fiddes |  | 162.265 | 178.003 | 203.065 | 226.663 | 277.381 | 327.642 | 381.283 | 432.174 | 483.594 | 536.34 | 567.943 | 599.008 | 630.12 | 669.53 | 726.36 | 775.73 | 826.276 | 878.337 | 931.931 | 976.797 | 1020.588 | 1082.465 | 1173.035 | 1296.604 | 1426.593 | 1552.662 | 1677.821 | 1800.622 | 1914.069
System Transformation | Lct_BB005 | Number | SHEPD | Finstown |  | 0 | 0 | 0 | 0 | 0 | 0 | 0 | 0 | 0 | 0 | 0 | 0 | 0 | 0 | 0 | 0 | 0 | 0 | 0 | 0 | 0 | 0 | 0 | 0 | 0 | 0 | 0 | 0 | 0
System Transformation | Lct_BB005 | Number | SHEPD | Fort Augustus |  | 27.111 | 28.964 | 32.033 | 34.458 | 41.532 | 48.278 | 55.241 | 61.507 | 67.539 | 74.432 | 78.312 | 82.056 | 85.745 | 90.493 | 97.355 | 103.102 | 108.898 | 114.786 | 120.762 | 125.479 | 129.946 | 136.581 | 146.646 | 160.57 | 175.134 | 188.903 | 202.243 | 214.973 | 226.262
System Transformation | Lct_BB005 | Number | SHEPD | Fort William |  | 174.395 | 186.317 | 206.055 | 221.655 | 267.156 | 310.551 | 355.341 | 395.649 | 434.45 | 478.793 | 503.751 | 527.836 | 551.566 | 582.105 | 626.244 | 663.213 | 700.5 | 738.37 | 776.814 | 807.157 | 835.888 | 878.569 | 943.312 | 1032.88 | 1126.564 | 1215.137 | 1300.949 | 1382.835 | 1455.455
System Transformation | Lct_BB005 | Number | SHEPD | Fraserburgh |  | 184.375 | 202.257 | 230.734 | 257.548 | 315.176 | 372.286 | 433.235 | 491.06 | 549.487 | 609.419 | 645.329 | 680.626 | 715.978 | 760.757 | 825.331 | 881.427 | 938.861 | 998.015 | 1058.912 | 1109.891 | 1159.649 | 1229.958 | 1332.868 | 1473.274 | 1620.975 | 1764.221 | 1906.434 | 2045.967 | 2174.872
System Transformation | Lct_BB005 | Number | SHEPD | Glenfarclas |  | 0 | 0 | 0 | 0 | 0 | 0 | 0 | 0 | 0 | 0 | 0 | 0 | 0 | 0 | 0 | 0 | 0 | 0 | 0 | 0 | 0 | 0 | 0 | 0 | 0 | 0 | 0 | 0 | 0
System Transformation | Lct_BB005 | Number | SHEPD | Grudie Bridge |  | 15.612 | 16.679 | 18.446 | 19.843 | 23.916 | 27.801 | 31.811 | 35.419 | 38.893 | 42.862 | 45.096 | 47.253 | 49.377 | 52.111 | 56.062 | 59.372 | 62.71 | 66.1 | 69.541 | 72.258 | 74.83 | 78.651 | 84.447 | 92.465 | 100.852 | 108.781 | 116.463 | 123.793 | 130.294
System Transformation | Lct_BB005 | Number | SHEPD | Inverness |  | 655.885 | 700.721 | 774.954 | 833.626 | 1004.752 | 1167.954 | 1336.406 | 1488.002 | 1633.93 | 1800.699 | 1894.562 | 1985.145 | 2074.391 | 2189.247 | 2355.25 | 2494.284 | 2634.518 | 2776.946 | 2921.528 | 3035.646 | 3143.7 | 3304.221 | 3547.714 | 3884.569 | 4236.908 | 4570.024 | 4892.756 | 5200.72 | 5473.837
System Transformation | Lct_BB005 | Number | SHEPD | Keith |  | 282.25 | 301.544 | 333.489 | 358.737 | 432.378 | 502.61 | 575.1 | 640.337 | 703.135 | 774.901 | 815.294 | 854.275 | 892.68 | 942.107 | 1013.543 | 1073.374 | 1133.722 | 1195.013 | 1257.232 | 1306.34 | 1352.84 | 1421.917 | 1526.701 | 1671.661 | 1823.284 | 1966.635 | 2105.517 | 2238.045 | 2355.576
System Transformation | Lct_BB005 | Number | SHEPD | Killin |  | 23.918 | 26.349 | 30.203 | 33.899 | 41.532 | 49.115 | 57.226 | 64.946 | 72.77 | 80.742 | 85.537 | 90.256 | 94.986 | 100.972 | 109.603 | 117.116 | 124.815 | 132.751 | 140.926 | 147.79 | 154.5 | 163.957 | 177.774 | 196.612 | 216.434 | 235.684 | 254.819 | 273.62 | 291.023
System Transformation | Lct_BB005 | Number | SHEPD | Kinlochleven |  | 15.657 | 16.727 | 18.499 | 19.9 | 23.985 | 27.881 | 31.902 | 35.521 | 39.004 | 42.985 | 45.226 | 47.388 | 49.519 | 52.26 | 56.223 | 59.542 | 62.89 | 66.289 | 69.741 | 72.465 | 75.044 | 78.876 | 84.689 | 92.73 | 101.141 | 109.093 | 116.797 | 124.148 | 130.668
System Transformation | Lct_BB005 | Number | SHEPD | Kintore |  | 611.642 | 670.962 | 765.432 | 854.383 | 1045.557 | 1235.012 | 1437.205 | 1629.031 | 1822.856 | 2021.675 | 2140.799 | 2257.894 | 2375.17 | 2523.72 | 2737.935 | 2924.028 | 3114.558 | 3310.795 | 3512.814 | 3681.931 | 3846.996 | 4080.235 | 4421.627 | 4887.407 | 5377.387 | 5852.589 | 6324.364 | 6787.247 | 7214.875
System Transformation | Lct_BB005 | Number | SHEPD | Lairg |  | 7.423 | 7.778 | 8.398 | 8.763 | 10.361 | 11.793 | 13.187 | 14.315 | 15.284 | 16.681 | 17.375 | 18.017 | 18.626 | 19.44 | 20.623 | 21.529 | 22.407 | 23.264 | 24.099 | 24.635 | 25.08 | 25.893 | 27.285 | 29.292 | 31.356 | 33.156 | 34.755 | 36.12 | 37.113
System Transformation | Lct_BB005 | Number | SHEPD | Lunanhead |  | 230.734 | 254.184 | 291.367 | 327.019 | 400.649 | 473.806 | 552.052 | 626.529 | 701.999 | 778.905 | 825.163 | 870.683 | 916.317 | 974.067 | 1057.325 | 1129.804 | 1204.073 | 1280.626 | 1359.493 | 1425.71 | 1490.438 | 1581.671 | 1714.963 | 1896.685 | 2087.908 | 2273.612 | 2458.208 | 2639.576 | 2807.46
System Transformation | Lct_BB005 | Number | SHEPD | Lyndhurst |  | 282.553 | 311.27 | 356.804 | 400.462 | 490.629 | 580.216 | 676.034 | 767.239 | 859.657 | 953.835 | 1010.483 | 1066.226 | 1122.108 | 1192.828 | 1294.785 | 1383.542 | 1474.491 | 1568.236 | 1664.815 | 1745.904 | 1825.168 | 1936.892 | 2100.119 | 2322.654 | 2556.822 | 2784.233 | 3010.287 | 3232.386 | 3437.975
System Transformation | Lct_BB005 | Number | SHEPD | Macduff |  | 135.835 | 145.121 | 160.494 | 172.645 | 208.086 | 241.885 | 276.772 | 308.168 | 338.39 | 372.928 | 392.367 | 411.127 | 429.61 | 453.397 | 487.777 | 516.571 | 545.614 | 575.111 | 605.054 | 628.688 | 651.066 | 684.31 | 734.738 | 804.501 | 877.471 | 946.46 | 1013.299 | 1077.079 | 1133.642
System Transformation | Lct_BB005 | Number | SHEPD | Milton of Craigie |  | 548.794 | 604.568 | 693.008 | 777.805 | 952.932 | 1126.934 | 1313.039 | 1490.182 | 1669.684 | 1852.603 | 1962.627 | 2070.895 | 2179.434 | 2316.79 | 2514.817 | 2687.207 | 2863.854 | 3045.932 | 3233.515 | 3391.011 | 3544.963 | 3761.96 | 4078.991 | 4511.213 | 4966.031 | 5407.723 | 5846.779 | 6278.156 | 6677.463
System Transformation | Lct_BB005 | Number | SHEPD | Mybster |  | 67.53 | 70.757 | 76.397 | 79.721 | 94.252 | 107.282 | 119.959 | 130.222 | 139.036 | 151.744 | 158.058 | 163.903 | 169.441 | 176.844 | 187.609 | 195.852 | 203.839 | 211.636 | 219.224 | 224.103 | 228.153 | 235.551 | 248.208 | 266.468 | 285.246 | 301.618 | 316.164 | 328.579 | 337.611
System Transformation | Lct_BB005 | Number | SHEPD | Nairn |  | 208.949 | 223.233 | 246.882 | 265.573 | 320.09 | 372.082 | 425.747 | 474.042 | 520.531 | 573.66 | 603.562 | 632.42 | 660.852 | 697.442 | 750.327 | 794.619 | 839.295 | 884.669 | 930.729 | 967.084 | 1001.508 | 1052.646 | 1130.217 | 1237.531 | 1349.778 | 1455.901 | 1558.715 | 1656.825 | 1743.834
System Transformation | Lct_BB005 | Number | SHEPD | Orrin |  | 0 | 0 | 0 | 0 | 0 | 0 | 0 | 0 | 0 | 0 | 0 | 0 | 0 | 0 | 0 | 0 | 0 | 0 | 0 | 0 | 0 | 0 | 0 | 0 | 0 | 0 | 0 | 0 | 0
System Transformation | Lct_BB005 | Number | SHEPD | Persley |  | 463.884 | 508.873 | 580.522 | 647.984 | 792.975 | 936.662 | 1090.01 | 1235.495 | 1382.497 | 1533.286 | 1623.633 | 1712.44 | 1801.385 | 1914.048 | 2076.514 | 2217.651 | 2362.154 | 2510.985 | 2664.201 | 2792.463 | 2917.652 | 3094.546 | 3353.466 | 3706.724 | 4078.337 | 4438.741 | 4796.547 | 5147.608 | 5471.931
System Transformation | Lct_BB005 | Number | SHEPD | Peterhead Grange |  | 33.242 | 36.466 | 41.6 | 46.434 | 56.824 | 67.121 | 78.109 | 88.535 | 99.069 | 109.874 | 116.348 | 122.712 | 129.086 | 137.159 | 148.802 | 158.915 | 169.27 | 179.935 | 190.915 | 200.106 | 209.077 | 221.753 | 240.307 | 265.621 | 292.251 | 318.077 | 343.717 | 368.874 | 392.115
System Transformation | Lct_BB005 | Number | SHEPD | Peterhead Shell |  | 84.963 | 93.203 | 106.326 | 118.682 | 145.237 | 171.554 | 199.641 | 226.287 | 253.211 | 280.829 | 297.377 | 313.642 | 329.933 | 350.568 | 380.324 | 406.174 | 432.64 | 459.9 | 487.962 | 511.454 | 534.383 | 566.782 | 614.204 | 678.905 | 746.968 | 812.978 | 878.512 | 942.81 | 1002.212
System Transformation | Lct_BB005 | Number | SHEPD | Port Ann |  | 89.407 | 96.414 | 107.823 | 117.57 | 137.789 | 155.304 | 171.735 | 184.075 | 193.679 | 210.28 | 217.831 | 224.59 | 230.775 | 239.325 | 251.84 | 260.675 | 268.888 | 276.557 | 283.649 | 286.889 | 288.744 | 294.443 | 306.136 | 323.913 | 341.822 | 355.816 | 366.576 | 373.724 | 375.855
System Transformation | Lct_BB005 | Number | SHEPD | Quoich |  | 0.416 | 0.445 | 0.492 | 0.529 | 0.638 | 0.742 | 0.849 | 0.945 | 1.037 | 1.143 | 1.203 | 1.26 | 1.317 | 1.39 | 1.495 | 1.584 | 1.673 | 1.763 | 1.855 | 1.927 | 1.996 | 2.098 | 2.253 | 2.467 | 2.69 | 2.902 | 3.107 | 3.302 | 3.476
System Transformation | Lct_BB005 | Number | SHEPD | Rannoch |  | 2.213 | 2.438 | 2.794 | 3.136 | 3.843 | 4.544 | 5.295 | 6.009 | 6.733 | 7.47 | 7.914 | 8.351 | 8.788 | 9.342 | 10.141 | 10.836 | 11.548 | 12.282 | 13.039 | 13.674 | 14.295 | 15.17 | 16.448 | 18.191 | 20.025 | 21.806 | 23.577 | 25.316 | 26.926
System Transformation | Lct_BB005 | Number | SHEPD | Redmoss |  | 394.461 | 432.718 | 493.644 | 551.009 | 674.302 | 796.486 | 926.884 | 1050.596 | 1175.599 | 1303.821 | 1380.647 | 1456.164 | 1531.797 | 1627.6 | 1765.752 | 1885.767 | 2008.644 | 2135.202 | 2265.488 | 2374.555 | 2481.009 | 2631.43 | 2851.601 | 3151.992 | 3467.991 | 3774.458 | 4078.716 | 4377.239 | 4653.026
System Transformation | Lct_BB005 | Number | SHEPD | Rothienorman |  | 128.275 | 139.35 | 157.194 | 173.179 | 210.808 | 247.635 | 286.522 | 322.817 | 358.964 | 397.283 | 419.803 | 441.816 | 463.756 | 491.678 | 531.97 | 566.596 | 601.895 | 638.104 | 675.232 | 705.81 | 735.413 | 777.813 | 840.494 | 926.352 | 1016.524 | 1103.351 | 1188.971 | 1272.346 | 1348.542
System Transformation | Lct_BB005 | Number | SHEPD | Shin |  | 8.992 | 9.421 | 10.172 | 10.615 | 12.55 | 14.285 | 15.973 | 17.339 | 18.513 | 20.205 | 21.046 | 21.824 | 22.561 | 23.547 | 24.981 | 26.078 | 27.142 | 28.18 | 29.19 | 29.84 | 30.379 | 31.364 | 33.049 | 35.481 | 37.981 | 40.161 | 42.098 | 43.751 | 44.954
System Transformation | Lct_BB005 | Number | SHEPD | Sloy |  | 14.542 | 15.681 | 17.537 | 19.122 | 22.411 | 25.26 | 27.932 | 29.939 | 31.501 | 34.202 | 35.43 | 36.529 | 37.535 | 38.926 | 40.961 | 42.398 | 43.734 | 44.981 | 46.135 | 46.662 | 46.963 | 47.89 | 49.792 | 52.684 | 55.596 | 57.873 | 59.623 | 60.785 | 61.132
System Transformation | Lct_BB005 | Number | SHEPD | St Fergus Gas Terminal |  | 45.386 | 49.787 | 56.797 | 63.398 | 77.583 | 91.642 | 106.645 | 120.879 | 135.261 | 150.014 | 158.854 | 167.542 | 176.245 | 187.267 | 203.163 | 216.971 | 231.109 | 245.671 | 260.661 | 273.21 | 285.458 | 302.765 | 328.098 | 362.66 | 399.018 | 434.279 | 469.286 | 503.634 | 535.365
System Transformation | Lct_BB005 | Number | SHEPD | St Fillans |  | 22.877 | 25.202 | 28.889 | 32.424 | 39.724 | 46.977 | 54.735 | 62.12 | 69.602 | 77.228 | 81.814 | 86.327 | 90.852 | 96.578 | 104.833 | 112.019 | 119.383 | 126.973 | 134.792 | 141.358 | 147.775 | 156.821 | 170.037 | 188.054 | 207.014 | 225.426 | 243.729 | 261.711 | 278.357
System Transformation | Lct_BB005 | Number | SHEPD | Strichen |  | 168.758 | 185.125 | 211.19 | 235.732 | 288.479 | 340.752 | 396.539 | 449.465 | 502.944 | 557.8 | 590.667 | 622.975 | 655.332 | 696.319 | 755.423 | 806.767 | 859.336 | 913.48 | 969.219 | 1015.88 | 1061.423 | 1125.776 | 1219.97 | 1348.483 | 1483.673 | 1614.786 | 1744.953 | 1872.667 | 1990.654
System Transformation | Lct_BB005 | Number | SHEPD | Tarland |  | 190.034 | 208.465 | 237.816 | 265.453 | 324.85 | 383.713 | 446.533 | 506.133 | 566.353 | 628.125 | 665.137 | 701.518 | 737.955 | 784.108 | 850.664 | 908.482 | 967.679 | 1028.649 | 1091.415 | 1143.959 | 1195.244 | 1267.711 | 1373.78 | 1518.495 | 1670.73 | 1818.373 | 1964.951 | 2108.767 | 2241.629
System Transformation | Lct_BB005 | Number | SHEPD | Taynuilt |  | 153.458 | 165.484 | 185.066 | 201.796 | 236.501 | 266.563 | 294.765 | 315.946 | 332.43 | 360.924 | 373.885 | 385.485 | 396.102 | 410.777 | 432.257 | 447.421 | 461.518 | 474.681 | 486.854 | 492.415 | 495.6 | 505.381 | 525.451 | 555.963 | 586.701 | 610.721 | 629.189 | 641.458 | 645.117
System Transformation | Lct_BB005 | Number | SHEPD | Thurso |  | 293.335 | 307.352 | 331.85 | 346.289 | 409.409 | 466.007 | 521.075 | 565.654 | 603.938 | 659.14 | 686.566 | 711.957 | 736.012 | 768.168 | 814.93 | 850.737 | 885.431 | 919.296 | 952.26 | 973.452 | 991.042 | 1023.181 | 1078.156 | 1157.476 | 1239.04 | 1310.157 | 1373.344 | 1427.27 | 1466.504
System Transformation | Lct_BB005 | Number | SHEPD | Tummel Bridge |  | 63.244 | 69.672 | 79.864 | 89.636 | 109.818 | 129.871 | 151.318 | 171.732 | 192.419 | 213.499 | 226.178 | 238.655 | 251.163 | 266.993 | 289.814 | 309.681 | 330.038 | 351.021 | 372.639 | 390.789 | 408.531 | 433.538 | 470.073 | 519.884 | 572.298 | 623.2 | 673.798 | 723.511 | 769.528
System Transformation | Lct_BB005 | Number | SHEPD | Willowdale |  | 265.317 | 291.048 | 332.028 | 370.612 | 453.539 | 535.721 | 623.427 | 706.637 | 790.714 | 876.958 | 928.631 | 979.424 | 1030.296 | 1094.733 | 1187.655 | 1268.378 | 1351.026 | 1436.149 | 1523.78 | 1597.139 | 1668.741 | 1769.915 | 1918.004 | 2120.048 | 2332.591 | 2538.723 | 2743.368 | 2944.156 | 3129.652
System Transformation | Lct_BB005 | Number | SHEPD | Woodhill |  | 424.76 | 465.955 | 531.561 | 593.333 | 726.096 | 857.665 | 998.079 | 1131.295 | 1265.898 | 1403.97 | 1486.697 | 1568.014 | 1649.457 | 1752.619 | 1901.382 | 2030.616 | 2162.932 | 2299.21 | 2439.504 | 2556.948 | 2671.58 | 2833.555 | 3070.637 | 3394.102 | 3734.373 | 4064.381 | 4392.01 | 4713.462 | 5010.432
System Transformation | Lct_BB005 | Number | SPD | Ayr |  | 415.162 | 464.199 | 540.971 | 618.501 | 763.598 | 910.167 | 1069.08 | 1223.421 | 1382.525 | 1538.316 | 1634.305 | 1729.393 | 1825.273 | 1945.93 | 2119.519 | 2272.518 | 2430.063 | 2593.18 | 2761.969 | 2906.194 | 3048.377 | 3245.957 | 3531.533 | 3919.189 | 4327.896 | 4727.935 | 5128.488 | 5525.186 | 5896.521
System Transformation | Lct_BB005 | Number | SPD | Bainsford |  | 227.243 | 254.134 | 296.227 | 338.76 | 418.39 | 498.892 | 586.229 | 671.132 | 758.722 | 844.321 | 897.115 | 949.427 | 1002.188 | 1068.567 | 1164.185 | 1248.534 | 1335.419 | 1425.404 | 1518.546 | 1598.226 | 1676.822 | 1785.937 | 1943.533 | 2157.399 | 2382.878 | 2603.685 | 2824.878 | 3044.052 | 3249.356
System Transformation | Lct_BB005 | Number | SPD | Bathgate |  | 339.835 | 380.048 | 442.996 | 506.603 | 625.688 | 746.075 | 876.685 | 1003.654 | 1134.642 | 1262.652 | 1341.604 | 1419.835 | 1498.736 | 1598.005 | 1740.997 | 1867.138 | 1997.071 | 2131.641 | 2270.932 | 2390.09 | 2507.628 | 2670.805 | 2906.485 | 3226.314 | 3563.509 | 3893.719 | 4224.504 | 4552.272 | 4859.296
System Transformation | Lct_BB005 | Number | SPD | Berwick |  | 162.429 | 181.614 | 211.651 | 241.984 | 298.752 | 356.096 | 418.269 | 478.654 | 540.903 | 601.854 | 639.409 | 676.612 | 714.124 | 761.33 | 829.246 | 889.105 | 950.744 | 1014.562 | 1080.599 | 1137.026 | 1192.654 | 1269.956 | 1381.685 | 1533.353 | 1693.256 | 1849.768 | 2006.482 | 2161.687 | 2306.969
System Transformation | Lct_BB005 | Number | SPD | Bonnybridge |  | 564.867 | 631.708 | 736.34 | 842.067 | 1040.007 | 1240.112 | 1457.208 | 1668.254 | 1885.98 | 2098.757 | 2229.988 | 2360.023 | 2491.17 | 2656.173 | 2893.852 | 3103.521 | 3319.493 | 3543.173 | 3774.7 | 3972.763 | 4168.131 | 4439.361 | 4831.103 | 5362.718 | 5923.197 | 6472.065 | 7021.89 | 7566.699 | 8077.029
System Transformation | Lct_BB005 | Number | SPD | Braehead Park |  | 300.972 | 336.522 | 392.178 | 448.384 | 553.572 | 659.827 | 775.031 | 886.922 | 1002.264 | 1115.204 | 1184.792 | 1253.726 | 1323.234 | 1410.705 | 1536.549 | 1647.466 | 1761.678 | 1879.93 | 2002.294 | 2106.85 | 2209.926 | 2353.162 | 2560.191 | 2841.223 | 3137.516 | 3427.525 | 3717.906 | 4005.493 | 4274.693
System Transformation | Lct_BB005 | Number | SPD | Broxburn |  | 524.613 | 586.578 | 683.59 | 781.56 | 964.909 | 1150.119 | 1350.926 | 1545.958 | 1747.007 | 1943.869 | 2065.164 | 2185.321 | 2306.478 | 2458.945 | 2678.298 | 2871.633 | 3070.712 | 3276.833 | 3490.12 | 3672.368 | 3852.035 | 4101.705 | 4462.568 | 4952.423 | 5468.88 | 5974.383 | 6480.536 | 6981.818 | 7451.049
System Transformation | Lct_BB005 | Number | SPD | Carntyne |  | 202.578 | 226.505 | 263.966 | 301.797 | 372.597 | 444.115 | 521.656 | 596.967 | 674.602 | 750.619 | 797.457 | 843.855 | 890.639 | 949.514 | 1034.217 | 1108.872 | 1185.746 | 1265.339 | 1347.699 | 1418.074 | 1487.452 | 1583.861 | 1723.207 | 1912.363 | 2111.791 | 2306.99 | 2502.439 | 2696.008 | 2877.2
System Transformation | Lct_BB005 | Number | SPD | Carsfad |  | 0 | 0 | 0 | 0 | 0 | 0 | 0 | 0 | 0 | 0 | 0 | 0 | 0 | 0 | 0 | 0 | 0 | 0 | 0 | 0 | 0 | 0 | 0 | 0 | 0 | 0 | 0 | 0 | 0
System Transformation | Lct_BB005 | Number | SPD | Chapelcross |  | 394.806 | 256.034 | 298.379 | 341.141 | 421.171 | 502.013 | 589.663 | 674.792 | 762.547 | 848.475 | 901.419 | 953.866 | 1006.749 | 1073.299 | 1169.044 | 1253.432 | 1340.328 | 1430.297 | 1523.394 | 1602.943 | 1681.366 | 1790.343 | 1947.856 | 2161.672 | 2387.099 | 2607.744 | 2828.674 | 3047.477 | 3252.291
System Transformation | Lct_BB005 | Number | SPD | Charlotte Street |  | 202.008 | 225.868 | 263.223 | 300.948 | 371.548 | 442.865 | 520.188 | 595.287 | 672.703 | 748.507 | 795.213 | 841.48 | 888.133 | 946.842 | 1031.306 | 1105.752 | 1182.409 | 1261.778 | 1343.906 | 1414.083 | 1483.266 | 1579.403 | 1718.357 | 1906.981 | 2105.848 | 2300.497 | 2495.396 | 2688.42 | 2869.103
System Transformation | Lct_BB005 | Number | SPD | Clyde’s Mill |  | 671.602 | 750.929 | 875.122 | 1000.541 | 1235.262 | 1472.365 | 1729.436 | 1979.113 | 2236.493 | 2488.513 | 2643.793 | 2797.616 | 2952.719 | 3147.905 | 3428.718 | 3676.222 | 3931.081 | 4194.953 | 4468 | 4701.312 | 4931.319 | 5250.942 | 5712.914 | 6340.02 | 7001.18 | 7648.318 | 8296.286 | 8938.021 | 9538.724 | GSP also referred to as Westburn Road
System Transformation | Lct_BB005 | Number | SPD | Coatbridge |  | 567.059 | 634.038 | 738.899 | 844.795 | 1042.979 | 1243.174 | 1460.229 | 1671.04 | 1888.356 | 2101.146 | 2232.255 | 2362.134 | 2493.093 | 2657.897 | 2894.998 | 3103.975 | 3319.162 | 3541.959 | 3772.503 | 3969.497 | 4163.701 | 4433.571 | 4823.631 | 5353.121 | 5911.363 | 6457.766 | 7004.871 | 7546.712 | 8053.909
System Transformation | Lct_BB005 | Number | SPD | Cockenzie |  | 468.108 | 523.398 | 609.961 | 697.379 | 860.979 | 1026.24 | 1205.419 | 1379.444 | 1558.839 | 1734.497 | 1842.728 | 1949.942 | 2058.049 | 2194.094 | 2389.821 | 2562.332 | 2739.969 | 2923.888 | 3114.202 | 3276.821 | 3437.136 | 3659.914 | 3981.909 | 4419.003 | 4879.832 | 5330.888 | 5782.523 | 6229.813 | 6648.504
System Transformation | Lct_BB005 | Number | SPD | Coylton |  | 376.309 | 420.757 | 490.344 | 560.618 | 692.136 | 824.988 | 969.029 | 1108.926 | 1253.14 | 1394.35 | 1481.357 | 1567.546 | 1654.452 | 1763.818 | 1921.162 | 2059.842 | 2202.643 | 2350.494 | 2503.487 | 2634.215 | 2763.091 | 2942.181 | 3201.03 | 3552.407 | 3922.865 | 4285.466 | 4648.532 | 5008.105 | 5344.688
System Transformation | Lct_BB005 | Number | SPD | Crookston A |  | 277.153 | 309.168 | 359.379 | 409.726 | 507.591 | 607.14 | 715.679 | 821.955 | 932.249 | 1038.525 | 1104.636 | 1170.295 | 1236.648 | 1319.969 | 1439.764 | 1545.857 | 1655.307 | 1768.822 | 1886.478 | 1987.535 | 2087.455 | 2225.618 | 2424.554 | 2694.182 | 2978.603 | 3257.763 | 3537.991 | 3816.288 | 4077.786
System Transformation | Lct_BB005 | Number | SPD | Crookston B |  | 198.549 | 221.484 | 257.454 | 293.522 | 363.631 | 434.946 | 512.703 | 588.837 | 667.85 | 743.985 | 791.346 | 838.383 | 885.917 | 945.608 | 1031.427 | 1107.43 | 1185.839 | 1267.159 | 1351.447 | 1423.842 | 1495.423 | 1594.402 | 1736.917 | 1930.074 | 2133.83 | 2333.816 | 2534.568 | 2733.936 | 2921.27
System Transformation | Lct_BB005 | Number | SPD | Cumbernauld |  | 306.866 | 343.178 | 400.02 | 457.456 | 564.988 | 673.696 | 791.635 | 906.287 | 1024.567 | 1140.159 | 1211.451 | 1282.093 | 1353.339 | 1442.978 | 1572.098 | 1686.002 | 1803.329 | 1924.844 | 2050.623 | 2158.221 | 2264.355 | 2411.703 | 2624.518 | 2913.32 | 3217.803 | 3515.978 | 3814.673 | 4110.643 | 4387.882
System Transformation | Lct_BB005 | Number | SPD | Cupar |  | 377.953 | 422.677 | 492.687 | 563.429 | 695.871 | 829.762 | 975.021 | 1116.233 | 1261.914 | 1404.283 | 1492.09 | 1579.096 | 1666.848 | 1777.251 | 1936.283 | 2076.573 | 2221.08 | 2370.745 | 2525.66 | 2658.184 | 2788.906 | 2970.386 | 3232.502 | 3588.206 | 3963.224 | 4330.473 | 4698.362 | 5062.895 | 5404.358
System Transformation | Lct_BB005 | Number | SPD | Currie |  | 155.086 | 173.404 | 202.083 | 231.045 | 285.246 | 339.998 | 399.361 | 457.016 | 516.451 | 574.647 | 610.504 | 646.025 | 681.841 | 726.914 | 791.759 | 848.913 | 907.765 | 968.698 | 1031.75 | 1085.626 | 1138.739 | 1212.547 | 1319.225 | 1464.036 | 1616.711 | 1766.148 | 1915.777 | 2063.966 | 2202.681
System Transformation | Lct_BB005 | Number | SPD | Dalmarnock |  | 290.938 | 325.302 | 379.103 | 433.435 | 535.115 | 637.828 | 749.192 | 857.352 | 968.849 | 1078.024 | 1145.291 | 1211.927 | 1279.118 | 1363.673 | 1485.321 | 1592.54 | 1702.944 | 1817.254 | 1935.538 | 2036.608 | 2136.247 | 2274.708 | 2474.834 | 2746.497 | 3032.911 | 3313.251 | 3593.951 | 3871.951 | 4132.175
System Transformation | Lct_BB005 | Number | SPD | Devol Moor |  | 180.931 | 202.302 | 235.76 | 269.548 | 332.783 | 396.659 | 465.915 | 533.178 | 602.517 | 670.412 | 712.245 | 753.685 | 795.47 | 848.054 | 923.706 | 990.384 | 1059.043 | 1130.131 | 1203.691 | 1266.546 | 1328.51 | 1414.617 | 1539.074 | 1708.018 | 1886.136 | 2060.477 | 2235.041 | 2407.926 | 2569.757
System Transformation | Lct_BB005 | Number | SPD | Devonside |  | 536.727 | 600.239 | 699.658 | 800.117 | 988.197 | 1178.334 | 1384.615 | 1585.147 | 1792.026 | 1994.203 | 2118.897 | 2242.453 | 2367.068 | 2523.85 | 2749.689 | 2948.913 | 3154.126 | 3366.663 | 3586.656 | 3774.851 | 3960.487 | 4218.205 | 4590.432 | 5095.563 | 5628.121 | 6149.646 | 6672.081 | 7189.748 | 7674.655
System Transformation | Lct_BB005 | Number | SPD | Dewar Place |  | 329.977 | 368.952 | 429.972 | 491.594 | 606.918 | 723.414 | 849.72 | 972.393 | 1098.851 | 1222.675 | 1298.969 | 1374.546 | 1450.753 | 1546.653 | 1684.624 | 1806.23 | 1931.449 | 2061.096 | 2195.252 | 2309.884 | 2422.893 | 2579.933 | 2806.913 | 3115.027 | 3439.873 | 3757.83 | 4076.195 | 4391.497 | 4686.639
System Transformation | Lct_BB005 | Number | SPD | Drumchapel |  | 838.979 | 938.258 | 1093.664 | 1250.696 | 1544.691 | 1841.902 | 2164.348 | 2477.809 | 2801.19 | 3117.221 | 3312.135 | 3505.272 | 3700.061 | 3945.135 | 4298.153 | 4609.568 | 4930.345 | 5262.569 | 5606.45 | 5900.626 | 6190.801 | 6593.651 | 7175.494 | 7965.085 | 8797.548 | 9612.765 | 10429.405 | 11238.593 | 11996.571
System Transformation | Lct_BB005 | Number | SPD | Drumcross |  | 165.954 | 185.591 | 216.331 | 247.393 | 305.546 | 364.336 | 428.117 | 490.121 | 554.087 | 616.599 | 655.154 | 693.357 | 731.887 | 780.364 | 850.192 | 911.791 | 975.242 | 1040.958 | 1108.979 | 1167.168 | 1224.566 | 1304.251 | 1419.342 | 1575.527 | 1740.191 | 1901.444 | 2062.979 | 2223.04 | 2372.971
System Transformation | Lct_BB005 | Number | SPD | Dumfries 11 |  | 0 | 0 | 0 | 0 | 0 | 0 | 0 | 0 | 0 | 0 | 0 | 0 | 0 | 0 | 0 | 0 | 0 | 0 | 0 | 0 | 0 | 0 | 0 | 0 | 0 | 0 | 0 | 0 | 0
System Transformation | Lct_BB005 | Number | SPD | Dumfries 33 |  | 457.439 | 496.849 | 560.359 | 617.196 | 753.828 | 888.621 | 1031.931 | 1167.109 | 1303.003 | 1444.024 | 1527.937 | 1610.26 | 1692.567 | 1796.998 | 1947.772 | 2078.293 | 2211.739 | 2349.005 | 2490.133 | 2607.76 | 2722.286 | 2884.779 | 3123.346 | 3449.229 | 3791.871 | 4123.447 | 4451.952 | 4773.527 | 5069.641
System Transformation | Lct_BB005 | Number | SPD | Dumfries ICI |  | 78.079 | 84.806 | 95.646 | 105.347 | 128.668 | 151.676 | 176.137 | 199.21 | 222.405 | 246.476 | 260.799 | 274.85 | 288.899 | 306.724 | 332.459 | 354.737 | 377.515 | 400.944 | 425.033 | 445.11 | 464.658 | 492.394 | 533.114 | 588.738 | 647.222 | 703.818 | 759.889 | 814.778 | 865.321
System Transformation | Lct_BB005 | Number | SPD | Dunbar |  | 0 | 0 | 0 | 0 | 0 | 0 | 0 | 0 | 0 | 0 | 0 | 0 | 0 | 0 | 0 | 0 | 0 | 0 | 0 | 0 | 0 | 0 | 0 | 0 | 0 | 0 | 0 | 0 | 0
System Transformation | Lct_BB005 | Number | SPD | Dunbar A |  | 150.617 | 168.407 | 196.259 | 224.386 | 277.026 | 330.2 | 387.852 | 443.845 | 501.567 | 558.086 | 592.91 | 627.407 | 662.191 | 705.964 | 768.941 | 824.447 | 881.603 | 940.78 | 1002.015 | 1054.339 | 1105.921 | 1177.601 | 1281.205 | 1421.843 | 1570.118 | 1715.248 | 1860.565 | 2004.483 | 2139.2
System Transformation | Lct_BB005 | Number | SPD | Dunbar B |  | 61.52 | 68.786 | 80.162 | 91.651 | 113.151 | 134.87 | 158.418 | 181.289 | 204.865 | 227.95 | 242.174 | 256.265 | 270.472 | 288.352 | 314.074 | 336.746 | 360.091 | 384.262 | 409.274 | 430.645 | 451.714 | 480.992 | 523.309 | 580.753 | 641.316 | 700.594 | 759.949 | 818.733 | 873.758
System Transformation | Lct_BB005 | Number | SPD | Dunfermline |  | 380.345 | 425.352 | 495.804 | 566.993 | 700.273 | 835.011 | 981.19 | 1123.295 | 1269.897 | 1413.167 | 1501.53 | 1589.087 | 1677.393 | 1788.495 | 1948.533 | 2089.71 | 2235.132 | 2385.743 | 2541.639 | 2675.001 | 2806.55 | 2989.179 | 3252.952 | 3610.907 | 3988.298 | 4357.87 | 4728.087 | 5094.926 | 5438.549
System Transformation | Lct_BB005 | Number | SPD | Earlstoun |  | 0 | 0 | 0 | 0 | 0 | 0 | 0 | 0 | 0 | 0 | 0 | 0 | 0 | 0 | 0 | 0 | 0 | 0 | 0 | 0 | 0 | 0 | 0 | 0 | 0 | 0 | 0 | 0 | 0
System Transformation | Lct_BB005 | Number | SPD | East Kilbride |  | 522.501 | 584.216 | 680.837 | 778.413 | 961.024 | 1145.488 | 1345.487 | 1539.733 | 1739.973 | 1936.042 | 2056.849 | 2176.522 | 2297.191 | 2449.044 | 2667.515 | 2860.071 | 3058.348 | 3263.639 | 3476.067 | 3657.582 | 3836.525 | 4085.189 | 4444.6 | 4932.483 | 5446.86 | 5950.328 | 6454.442 | 6953.706 | 7421.049
System Transformation | Lct_BB005 | Number | SPD | East Kilbride South |  | 505.161 | 564.828 | 658.243 | 752.58 | 929.13 | 1107.473 | 1300.834 | 1488.634 | 1682.229 | 1871.791 | 1988.589 | 2104.29 | 2220.954 | 2367.768 | 2578.988 | 2765.154 | 2956.851 | 3155.329 | 3360.707 | 3536.198 | 3709.203 | 3949.615 | 4297.097 | 4768.789 | 5266.096 | 5752.855 | 6240.239 | 6722.934 | 7174.767
System Transformation | Lct_BB005 | Number | SPD | Easterhouse |  | 818.438 | 915.108 | 1066.454 | 1219.295 | 1505.333 | 1794.275 | 2107.551 | 2411.816 | 2725.469 | 3032.588 | 3221.819 | 3409.273 | 3598.287 | 3836.147 | 4178.356 | 4479.973 | 4790.552 | 5112.116 | 5444.861 | 5729.183 | 6009.478 | 6398.981 | 6961.957 | 7726.17 | 8531.883 | 9320.507 | 10110.145 | 10892.184 | 11624.222
System Transformation | Lct_BB005 | Number | SPD | Eccles |  | 264.991 | 296.291 | 345.293 | 394.779 | 487.392 | 580.945 | 682.377 | 780.89 | 882.444 | 981.882 | 1043.151 | 1103.844 | 1165.042 | 1242.056 | 1352.855 | 1450.512 | 1551.07 | 1655.185 | 1762.921 | 1854.977 | 1945.73 | 2071.843 | 2254.121 | 2501.556 | 2762.427 | 3017.765 | 3273.432 | 3526.638 | 3763.655
System Transformation | Lct_BB005 | Number | SPD | Elderslie |  | 491.036 | 549.035 | 639.837 | 731.536 | 903.15 | 1076.506 | 1264.461 | 1447.01 | 1635.191 | 1819.453 | 1932.985 | 2045.451 | 2158.853 | 2301.561 | 2506.875 | 2687.836 | 2874.173 | 3067.101 | 3266.737 | 3437.32 | 3605.488 | 3839.177 | 4176.944 | 4635.446 | 5118.847 | 5591.996 | 6065.752 | 6534.95 | 6974.149
System Transformation | Lct_BB005 | Number | SPD | Erskine |  | 273.043 | 305.294 | 355.785 | 406.775 | 502.202 | 598.597 | 703.111 | 804.618 | 909.257 | 1011.717 | 1074.847 | 1137.385 | 1200.443 | 1279.797 | 1393.963 | 1494.587 | 1598.201 | 1705.479 | 1816.488 | 1911.342 | 2004.852 | 2134.797 | 2322.614 | 2577.567 | 2846.365 | 3109.462 | 3372.897 | 3633.797 | 3878.016
System Transformation | Lct_BB005 | Number | SPD | Finnieston |  | 138.499 | 154.888 | 180.543 | 206.465 | 254.998 | 304.062 | 357.291 | 409.038 | 462.422 | 514.592 | 546.769 | 578.652 | 610.808 | 651.264 | 709.541 | 760.949 | 813.903 | 868.747 | 925.515 | 974.078 | 1021.98 | 1088.483 | 1184.533 | 1314.879 | 1452.303 | 1586.879 | 1721.69 | 1855.272 | 1980.399
System Transformation | Lct_BB005 | Number | SPD | Galashiels |  | 289.703 | 323.922 | 377.494 | 431.595 | 532.844 | 635.121 | 746.012 | 853.712 | 964.736 | 1073.448 | 1140.43 | 1206.783 | 1273.688 | 1357.884 | 1479.016 | 1585.78 | 1695.716 | 1809.54 | 1927.322 | 2027.963 | 2127.18 | 2265.053 | 2464.329 | 2734.838 | 3020.037 | 3299.187 | 3578.696 | 3855.515 | 4114.635
System Transformation | Lct_BB005 | Number | SPD | Giffnock |  | 847.976 | 948.135 | 1104.943 | 1263.3 | 1559.663 | 1859.033 | 2183.615 | 2498.861 | 2823.834 | 3142.038 | 3338.098 | 3532.317 | 3728.153 | 3974.598 | 4329.157 | 4641.66 | 4963.449 | 5296.618 | 5641.372 | 5935.955 | 6226.366 | 6629.927 | 7213.221 | 8005.015 | 8839.807 | 9656.894 | 10475.031 | 11285.295 | 12043.753
System Transformation | Lct_BB005 | Number | SPD | Glenlee |  | 0 | 0 | 0 | 0 | 0 | 0 | 0 | 0 | 0 | 0 | 0 | 0 | 0 | 0 | 0 | 0 | 0 | 0 | 0 | 0 | 0 | 0 | 0 | 0 | 0 | 0 | 0 | 0 | 0
System Transformation | Lct_BB005 | Number | SPD | Glenluce |  | 147.079 | 164.451 | 191.649 | 219.116 | 270.519 | 322.444 | 378.741 | 433.42 | 489.785 | 544.977 | 578.983 | 612.67 | 646.637 | 689.382 | 750.879 | 805.082 | 860.895 | 918.682 | 978.479 | 1029.573 | 1079.944 | 1149.941 | 1251.111 | 1388.446 | 1533.238 | 1674.959 | 1816.862 | 1957.4 | 2088.952
System Transformation | Lct_BB005 | Number | SPD | Glenniston |  | 220.28 | 246.347 | 287.15 | 328.38 | 405.57 | 483.605 | 568.266 | 650.567 | 735.473 | 818.45 | 869.626 | 920.335 | 971.479 | 1035.824 | 1128.512 | 1210.276 | 1294.499 | 1381.727 | 1472.015 | 1549.253 | 1625.441 | 1731.212 | 1883.979 | 2091.292 | 2309.862 | 2523.903 | 2738.318 | 2950.776 | 3149.789
System Transformation | Lct_BB005 | Number | SPD | Glenrothes |  | 331.162 | 370.349 | 431.691 | 493.675 | 609.721 | 727.036 | 854.312 | 978.041 | 1105.686 | 1230.43 | 1307.367 | 1383.601 | 1460.489 | 1557.224 | 1696.568 | 1819.489 | 1946.107 | 2077.242 | 2212.979 | 2329.096 | 2443.634 | 2602.647 | 2832.312 | 3143.98 | 3472.57 | 3794.352 | 4116.697 | 4436.099 | 4735.289
System Transformation | Lct_BB005 | Number | SPD | Gorgie |  | 334.046 | 373.502 | 435.273 | 497.655 | 614.402 | 732.334 | 860.197 | 984.383 | 1112.4 | 1237.751 | 1314.986 | 1391.495 | 1468.641 | 1565.724 | 1705.397 | 1828.502 | 1955.265 | 2086.511 | 2222.321 | 2338.367 | 2452.769 | 2611.745 | 2841.524 | 3153.438 | 3482.289 | 3804.167 | 4126.457 | 4445.647 | 4744.428
System Transformation | Lct_BB005 | Number | SPD | Govan |  | 307.286 | 343.581 | 400.404 | 457.789 | 565.183 | 673.668 | 791.288 | 905.526 | 1023.288 | 1138.597 | 1209.644 | 1280.024 | 1350.991 | 1440.296 | 1568.78 | 1682.023 | 1798.631 | 1919.364 | 2044.294 | 2151.044 | 2256.281 | 2402.522 | 2613.893 | 2900.82 | 3203.328 | 3499.42 | 3795.893 | 4089.512 | 4364.359
System Transformation | Lct_BB005 | Number | SPD | Grangemouth A |  | 243.465 | 272.992 | 319.123 | 366.094 | 452.791 | 540.691 | 636.276 | 729.513 | 825.971 | 919.611 | 977.598 | 1035.118 | 1093.186 | 1166.177 | 1271.213 | 1364.04 | 1459.726 | 1558.892 | 1661.601 | 1749.62 | 1836.537 | 1956.982 | 2130.694 | 2366.293 | 2614.745 | 2858.303 | 3102.519 | 3344.759 | 3571.994
System Transformation | Lct_BB005 | Number | SPD | Grangemouth C |  | 175.898 | 197.23 | 230.558 | 264.494 | 327.131 | 390.636 | 459.694 | 527.055 | 596.744 | 664.397 | 706.291 | 747.848 | 789.8 | 842.534 | 918.42 | 985.486 | 1054.617 | 1126.261 | 1200.466 | 1264.058 | 1326.853 | 1413.872 | 1539.374 | 1709.589 | 1889.09 | 2065.054 | 2241.495 | 2416.507 | 2580.679
System Transformation | Lct_BB005 | Number | SPD | Haggs Road |  | 428.542 | 479.16 | 558.406 | 638.435 | 788.207 | 939.5 | 1103.535 | 1262.851 | 1427.082 | 1587.893 | 1686.976 | 1785.129 | 1884.098 | 2008.645 | 2187.828 | 2345.758 | 2508.381 | 2676.755 | 2850.983 | 2999.857 | 3146.622 | 3350.57 | 3645.349 | 4045.499 | 4467.378 | 4880.31 | 5293.772 | 5703.255 | 6086.558
System Transformation | Lct_BB005 | Number | SPD | Hawick |  | 241.374 | 269.884 | 314.519 | 359.595 | 443.953 | 529.168 | 621.56 | 711.293 | 803.796 | 894.372 | 950.18 | 1005.464 | 1061.208 | 1131.358 | 1232.282 | 1321.235 | 1412.831 | 1507.667 | 1605.8 | 1689.652 | 1772.317 | 1887.189 | 2053.222 | 2278.604 | 2516.225 | 2748.807 | 2981.687 | 3212.326 | 3428.219
System Transformation | Lct_BB005 | Number | SPD | Helensburgh |  | 225.21 | 251.86 | 293.576 | 335.729 | 414.647 | 494.428 | 580.984 | 665.127 | 751.934 | 836.767 | 889.088 | 940.933 | 993.221 | 1059.007 | 1153.769 | 1237.363 | 1323.47 | 1412.65 | 1504.96 | 1583.926 | 1661.819 | 1769.958 | 1926.144 | 2138.096 | 2361.558 | 2580.389 | 2799.603 | 3016.816 | 3220.283
System Transformation | Lct_BB005 | Number | SPD | Hunterston Farm |  | 52.129 | 58.286 | 67.926 | 77.661 | 95.879 | 114.283 | 134.236 | 153.616 | 173.593 | 193.155 | 205.207 | 217.147 | 229.186 | 244.336 | 266.132 | 285.343 | 305.125 | 325.606 | 346.799 | 364.909 | 382.762 | 407.57 | 443.428 | 492.103 | 543.421 | 593.651 | 643.945 | 693.756 | 740.381
System Transformation | Lct_BB005 | Number | SPD | Inverkeithing |  | 538.667 | 602.409 | 702.188 | 803.01 | 991.77 | 1182.594 | 1389.621 | 1590.879 | 1798.506 | 2001.414 | 2126.558 | 2250.562 | 2375.626 | 2532.976 | 2759.632 | 2959.576 | 3165.531 | 3378.836 | 3599.625 | 3788.501 | 3974.807 | 4233.458 | 4607.03 | 5113.988 | 5648.471 | 6171.882 | 6696.206 | 7215.745 | 7702.406
System Transformation | Lct_BB005 | Number | SPD | Johnstone |  | 505.724 | 565.458 | 658.977 | 753.419 | 930.167 | 1108.708 | 1302.286 | 1490.295 | 1684.105 | 1873.879 | 1990.807 | 2106.637 | 2223.432 | 2370.409 | 2581.865 | 2768.238 | 2960.15 | 3158.849 | 3364.456 | 3540.142 | 3713.341 | 3954.021 | 4301.891 | 4774.109 | 5271.97 | 5759.272 | 6247.2 | 6730.434 | 7182.77
System Transformation | Lct_BB005 | Number | SPD | Kaimes |  | 1078.971 | 1206.414 | 1405.938 | 1607.433 | 1984.526 | 2365.447 | 2778.448 | 3179.569 | 3593.067 | 3997.953 | 4247.421 | 4494.547 | 4743.73 | 5057.309 | 5508.452 | 5906.083 | 6315.53 | 6739.457 | 7178.125 | 7552.954 | 7922.475 | 8435.97 | 9178.157 | 10185.642 | 11247.838 | 12287.505 | 13328.508 | 14359.494 | 15324.562
System Transformation | Lct_BB005 | Number | SPD | Kendoon |  | 0 | 0 | 0 | 0 | 0 | 0 | 0 | 0 | 0 | 0 | 0 | 0 | 0 | 0 | 0 | 0 | 0 | 0 | 0 | 0 | 0 | 0 | 0 | 0 | 0 | 0 | 0 | 0 | 0
System Transformation | Lct_BB005 | Number | SPD | Kilbowie 11 |  | 83.519 | 93.908 | 110.107 | 126.728 | 156.57 | 186.759 | 219.53 | 251.414 | 284.329 | 316.445 | 336.272 | 355.923 | 375.747 | 400.683 | 436.551 | 468.195 | 500.792 | 534.553 | 569.501 | 599.366 | 628.824 | 669.724 | 728.802 | 808.977 | 893.505 | 976.278 | 1059.19 | 1141.341 | 1218.287
System Transformation | Lct_BB005 | Number | SPD | Kilbowie 33 |  | 199.616 | 224.445 | 263.163 | 302.887 | 374.212 | 446.366 | 524.691 | 600.895 | 679.564 | 756.323 | 803.71 | 850.678 | 898.058 | 957.657 | 1043.383 | 1119.015 | 1196.923 | 1277.616 | 1361.142 | 1432.523 | 1502.928 | 1600.683 | 1741.883 | 1933.505 | 2135.533 | 2333.364 | 2531.53 | 2727.876 | 2911.782
System Transformation | Lct_BB005 | Number | SPD | Killermont |  | 731.29 | 817.825 | 953.284 | 1090.16 | 1346.418 | 1605.48 | 1886.538 | 2159.764 | 2441.637 | 2717.102 | 2886.998 | 3055.344 | 3225.131 | 3438.747 | 3746.453 | 4017.896 | 4297.498 | 4587.08 | 4886.821 | 5143.237 | 5396.166 | 5747.307 | 6254.466 | 6942.707 | 7668.318 | 8378.896 | 9090.714 | 9796.036 | 10456.722
System Transformation | Lct_BB005 | Number | SPD | Kilmarnock South |  | 440.445 | 492.469 | 573.916 | 656.168 | 810.1 | 965.595 | 1134.186 | 1297.927 | 1466.72 | 1631.998 | 1733.833 | 1834.712 | 1936.43 | 2064.436 | 2248.597 | 2410.913 | 2578.052 | 2751.103 | 2930.171 | 3083.179 | 3234.021 | 3443.634 | 3746.601 | 4157.865 | 4591.462 | 5015.863 | 5440.809 | 5861.666 | 6255.615
System Transformation | Lct_BB005 | Number | SPD | Kilmarnock Town |  | 560.458 | 626.657 | 730.297 | 834.961 | 1030.837 | 1228.702 | 1443.23 | 1651.587 | 1866.373 | 2076.686 | 2206.269 | 2334.635 | 2464.07 | 2626.955 | 2861.296 | 3067.84 | 3280.522 | 3500.726 | 3728.586 | 3923.286 | 4115.229 | 4381.958 | 4767.478 | 5290.803 | 5842.547 | 6382.589 | 6923.325 | 7458.858 | 7960.15
System Transformation | Lct_BB005 | Number | SPD | Kilwinning |  | 653.471 | 730.656 | 851.496 | 973.53 | 1201.914 | 1432.616 | 1682.747 | 1925.683 | 2176.115 | 2421.331 | 2572.419 | 2722.089 | 2873.005 | 3062.922 | 3336.154 | 3576.976 | 3824.954 | 4081.703 | 4347.379 | 4574.391 | 4798.189 | 5109.183 | 5558.684 | 6168.86 | 6812.171 | 7441.838 | 8072.313 | 8696.723 | 9281.209
System Transformation | Lct_BB005 | Number | SPD | Lesmahagow |  | 0 | 0 | 0 | 122.513 | 151.254 | 180.287 | 211.764 | 242.336 | 273.852 | 304.711 | 323.725 | 342.56 | 361.552 | 385.452 | 419.836 | 450.142 | 481.349 | 513.659 | 547.093 | 575.662 | 603.825 | 642.962 | 699.529 | 776.316 | 857.274 | 936.514 | 1015.855 | 1094.434 | 1167.988
System Transformation | Lct_BB005 | Number | SPD | Leven |  | 378.574 | 423.371 | 493.496 | 564.354 | 697.013 | 831.124 | 976.622 | 1118.065 | 1263.985 | 1406.588 | 1494.539 | 1581.689 | 1669.584 | 1780.169 | 1939.462 | 2079.982 | 2224.726 | 2374.637 | 2529.806 | 2662.548 | 2793.484 | 2975.262 | 3237.808 | 3594.096 | 3969.73 | 4337.581 | 4706.075 | 5071.206 | 5413.23
System Transformation | Lct_BB005 | Number | SPD | Linnmill |  | 632.582 | 707.3 | 824.277 | 819.897 | 1012.239 | 1206.534 | 1417.192 | 1621.79 | 1832.701 | 2039.219 | 2166.464 | 2292.515 | 2419.615 | 2579.561 | 2809.674 | 3012.492 | 3221.336 | 3437.567 | 3661.316 | 3852.504 | 4040.984 | 4302.9 | 4681.465 | 5195.349 | 5737.138 | 6267.437 | 6798.417 | 7324.288 | 7816.537
System Transformation | Lct_BB005 | Number | SPD | Livingston East |  | 471.295 | 526.962 | 614.114 | 702.127 | 866.841 | 1033.227 | 1213.626 | 1388.836 | 1569.452 | 1746.306 | 1855.273 | 1963.218 | 2072.061 | 2209.033 | 2406.092 | 2579.777 | 2758.623 | 2943.795 | 3135.405 | 3299.13 | 3460.537 | 3684.832 | 4009.019 | 4449.089 | 4913.056 | 5367.183 | 5821.893 | 6272.227 | 6693.769
System Transformation | Lct_BB005 | Number | SPD | Maybole |  | 125.232 | 140.024 | 163.182 | 186.569 | 230.336 | 274.548 | 322.484 | 369.04 | 417.033 | 464.027 | 492.982 | 521.665 | 550.586 | 586.982 | 639.345 | 685.496 | 733.019 | 782.223 | 833.137 | 876.642 | 919.531 | 979.13 | 1065.273 | 1182.208 | 1305.493 | 1426.163 | 1546.988 | 1666.651 | 1778.663
System Transformation | Lct_BB005 | Number | SPD | Moffat |  | 0 | 185.404 | 216.067 | 247.033 | 304.986 | 363.526 | 426.997 | 488.642 | 552.189 | 614.413 | 652.752 | 690.73 | 729.025 | 777.217 | 846.549 | 907.658 | 970.582 | 1035.732 | 1103.148 | 1160.752 | 1217.541 | 1296.456 | 1410.516 | 1565.348 | 1728.589 | 1888.367 | 2048.35 | 2206.794 | 2355.107
System Transformation | Lct_BB005 | Number | SPD | Newarthill |  | 966.617 | 1080.789 | 1259.536 | 1440.049 | 1777.875 | 2119.13 | 2489.125 | 2848.477 | 3218.917 | 3581.641 | 3805.132 | 4026.524 | 4249.76 | 4530.685 | 4934.851 | 5291.076 | 5657.886 | 6037.669 | 6430.658 | 6766.456 | 7097.499 | 7557.523 | 8222.425 | 9124.999 | 10076.587 | 11007.993 | 11940.595 | 12864.224 | 13728.798
System Transformation | Lct_BB005 | Number | SPD | Newton Stewart |  | 68.356 | 76.43 | 89.07 | 101.835 | 125.725 | 149.858 | 176.023 | 201.435 | 227.631 | 253.282 | 269.086 | 284.742 | 300.529 | 320.395 | 348.976 | 374.167 | 400.107 | 426.964 | 454.755 | 478.501 | 501.911 | 534.443 | 581.462 | 645.289 | 712.582 | 778.448 | 844.399 | 909.715 | 970.854
System Transformation | Lct_BB005 | Number | SPD | Paisley |  | 203.238 | 227.244 | 264.827 | 302.781 | 373.811 | 445.563 | 523.357 | 598.913 | 676.801 | 753.067 | 800.057 | 846.607 | 893.544 | 952.61 | 1037.589 | 1112.488 | 1189.613 | 1269.465 | 1352.094 | 1422.698 | 1492.302 | 1589.025 | 1728.826 | 1918.599 | 2118.677 | 2314.512 | 2510.599 | 2704.799 | 2886.582
System Transformation | Lct_BB005 | Number | SPD | Partick |  | 376.906 | 421.506 | 491.321 | 561.866 | 693.941 | 827.461 | 972.318 | 1113.138 | 1258.415 | 1400.389 | 1487.953 | 1574.718 | 1662.226 | 1772.324 | 1930.914 | 2070.815 | 2214.922 | 2364.172 | 2518.658 | 2650.814 | 2781.173 | 2962.151 | 3223.539 | 3578.258 | 3952.236 | 4318.466 | 4685.336 | 5048.858 | 5389.374
System Transformation | Lct_BB005 | Number | SPD | Port Dundas |  | 277.347 | 310.167 | 361.54 | 413.452 | 510.64 | 608.891 | 715.484 | 819.107 | 926.01 | 1030.482 | 1094.916 | 1158.763 | 1223.156 | 1304.171 | 1420.871 | 1523.818 | 1629.859 | 1739.685 | 1853.364 | 1950.612 | 2046.537 | 2179.71 | 2372.054 | 2633.075 | 2908.269 | 3177.761 | 3447.723 | 3715.222 | 3965.792
System Transformation | Lct_BB005 | Number | SPD | Portobello |  | 913.071 | 1020.919 | 1189.764 | 1360.277 | 1679.39 | 2001.741 | 2351.24 | 2690.685 | 3040.604 | 3383.235 | 3594.346 | 3803.474 | 4014.343 | 4279.707 | 4661.484 | 4997.976 | 5344.466 | 5703.211 | 6074.43 | 6391.627 | 6704.331 | 7138.872 | 7766.942 | 8619.518 | 9518.392 | 10398.203 | 11279.143 | 12151.607 | 12968.288
System Transformation | Lct_BB005 | Number | SPD | Ravenscraig |  | 54.734 | 61.199 | 71.32 | 81.542 | 100.671 | 119.994 | 140.945 | 161.293 | 182.269 | 202.808 | 215.463 | 227.999 | 240.639 | 256.546 | 279.432 | 299.603 | 320.373 | 341.878 | 364.131 | 383.145 | 401.89 | 427.939 | 465.588 | 516.696 | 570.579 | 623.319 | 676.127 | 728.426 | 777.382
System Transformation | Lct_BB005 | Number | SPD | Redhouse |  | 308.364 | 344.854 | 401.973 | 459.69 | 567.746 | 676.985 | 795.499 | 910.711 | 1029.569 | 1145.725 | 1217.365 | 1288.352 | 1359.946 | 1450.022 | 1579.773 | 1694.232 | 1812.133 | 1934.241 | 2060.633 | 2168.757 | 2275.409 | 2423.476 | 2637.33 | 2927.542 | 3233.511 | 3533.142 | 3833.295 | 4130.709 | 4409.302
System Transformation | Lct_BB005 | Number | SPD | Saltcoats A |  | 101.469 | 113.281 | 131.796 | 150.407 | 186.477 | 223.222 | 263.336 | 302.681 | 343.572 | 382.839 | 407.317 | 431.64 | 456.233 | 487.1 | 531.508 | 570.885 | 611.527 | 653.697 | 697.425 | 735.067 | 772.318 | 823.752 | 897.727 | 997.944 | 1103.679 | 1207.542 | 1311.879 | 1415.581 | 1513.13
System Transformation | Lct_BB005 | Number | SPD | Saltcoats B |  | 180.269 | 201.255 | 234.148 | 267.213 | 331.294 | 396.576 | 467.841 | 537.741 | 610.389 | 680.151 | 723.638 | 766.851 | 810.543 | 865.381 | 944.275 | 1014.232 | 1086.437 | 1161.357 | 1239.043 | 1305.918 | 1372.097 | 1463.475 | 1594.9 | 1772.945 | 1960.792 | 2145.315 | 2330.68 | 2514.916 | 2688.222
System Transformation | Lct_BB005 | Number | SPD | Shrubhill |  | 506.867 | 566.736 | 660.466 | 755.121 | 932.268 | 1111.213 | 1305.228 | 1493.662 | 1687.91 | 1878.113 | 1995.305 | 2111.397 | 2228.455 | 2375.765 | 2587.698 | 2774.493 | 2966.838 | 3165.985 | 3372.058 | 3548.141 | 3721.73 | 3962.954 | 4311.61 | 4784.895 | 5283.881 | 5772.284 | 6261.315 | 6745.64 | 7198.998
System Transformation | Lct_BB005 | Number | SPD | Sighthill |  | 903.649 | 1010.384 | 1177.487 | 1346.241 | 1662.06 | 1981.085 | 2326.978 | 2662.92 | 3009.229 | 3348.324 | 3557.256 | 3764.227 | 3972.92 | 4235.545 | 4613.383 | 4946.403 | 5289.318 | 5644.361 | 6011.749 | 6325.673 | 6635.15 | 7065.207 | 7686.796 | 8530.575 | 9420.174 | 10290.906 | 11162.755 | 12026.217 | 12834.471
System Transformation | Lct_BB005 | Number | SPD | Spango Valley |  | 253.101 | 282.996 | 329.799 | 377.065 | 465.522 | 554.877 | 651.758 | 745.851 | 842.848 | 937.824 | 996.343 | 1054.313 | 1112.765 | 1186.324 | 1292.151 | 1385.426 | 1481.472 | 1580.915 | 1683.816 | 1771.742 | 1858.423 | 1978.877 | 2152.976 | 2389.308 | 2638.474 | 2882.355 | 3126.549 | 3368.394 | 3594.776
System Transformation | Lct_BB005 | Number | SPD | St Andrews Cross |  | 314.909 | 352.105 | 410.338 | 469.146 | 579.205 | 690.381 | 810.92 | 927.991 | 1048.675 | 1166.845 | 1239.655 | 1311.782 | 1384.508 | 1476.03 | 1607.701 | 1723.754 | 1843.255 | 1966.983 | 2095.012 | 2204.41 | 2312.259 | 2462.128 | 2678.743 | 2972.789 | 3282.802 | 3586.24 | 3890.068 | 4190.972 | 4472.638
System Transformation | Lct_BB005 | Number | SPD | Stirling |  | 358.815 | 401.274 | 467.739 | 534.898 | 660.634 | 787.745 | 925.649 | 1059.71 | 1198.014 | 1333.174 | 1416.535 | 1499.135 | 1582.443 | 1687.256 | 1838.235 | 1971.421 | 2108.611 | 2250.697 | 2397.768 | 2523.581 | 2647.683 | 2819.974 | 3068.817 | 3406.509 | 3762.537 | 4111.189 | 4460.45 | 4806.524 | 5130.696
System Transformation | Lct_BB005 | Number | SPD | Strathaven |  | 506.227 | 566.02 | 659.632 | 754.168 | 931.091 | 1109.809 | 1303.579 | 1491.775 | 1685.778 | 1875.741 | 1992.785 | 2108.73 | 2225.641 | 2372.764 | 2584.43 | 2770.988 | 2963.09 | 3161.987 | 3367.799 | 3543.659 | 3717.03 | 3957.949 | 4306.165 | 4778.852 | 5277.207 | 5764.994 | 6253.406 | 6737.12 | 7189.906
System Transformation | Lct_BB005 | Number | SPD | Strathleven |  | 312.998 | 350.036 | 408.014 | 466.598 | 576.279 | 687.159 | 807.454 | 924.397 | 1045.042 | 1162.943 | 1235.66 | 1307.713 | 1380.384 | 1471.813 | 1603.514 | 1719.694 | 1839.366 | 1963.309 | 2091.601 | 2201.35 | 2309.605 | 2459.897 | 2676.965 | 2971.538 | 3282.106 | 3586.239 | 3890.903 | 4192.787 | 4475.567
System Transformation | Lct_BB005 | Number | SPD | Telford Road |  | 381.419 | 426.471 | 497.003 | 568.232 | 701.536 | 836.192 | 982.189 | 1123.987 | 1270.159 | 1413.287 | 1501.475 | 1588.835 | 1676.922 | 1787.773 | 1947.253 | 2087.817 | 2232.557 | 2382.417 | 2537.487 | 2669.99 | 2800.617 | 2982.139 | 3244.504 | 3600.653 | 3976.142 | 4343.667 | 4711.665 | 5076.121 | 5417.276
System Transformation | Lct_BB005 | Number | SPD | Tongland |  | 171.514 | 191.772 | 223.489 | 255.518 | 315.461 | 376.013 | 441.663 | 505.426 | 571.156 | 635.516 | 675.172 | 714.455 | 754.065 | 803.912 | 875.626 | 938.834 | 1003.919 | 1071.307 | 1141.038 | 1200.621 | 1259.36 | 1340.985 | 1458.964 | 1619.114 | 1787.961 | 1953.227 | 2118.705 | 2282.592 | 2435.999
System Transformation | Lct_BB005 | Number | SPD | West George Street |  | 147.255 | 164.68 | 191.956 | 219.518 | 271.119 | 323.284 | 379.879 | 434.896 | 491.655 | 547.124 | 581.334 | 615.233 | 649.422 | 692.436 | 754.397 | 809.055 | 865.357 | 923.668 | 984.025 | 1035.658 | 1086.588 | 1157.295 | 1259.418 | 1398.004 | 1544.115 | 1687.199 | 1830.533 | 1972.559 | 2105.597
System Transformation | Lct_BB005 | Number | SPD | Westfield |  | 352.795 | 394.542 | 459.891 | 525.924 | 649.55 | 774.528 | 910.118 | 1041.93 | 1177.913 | 1310.806 | 1392.768 | 1473.983 | 1555.893 | 1658.947 | 1807.393 | 1938.344 | 2073.232 | 2212.934 | 2357.538 | 2481.24 | 2603.26 | 2772.66 | 3017.328 | 3349.355 | 3699.409 | 4042.212 | 4385.612 | 4725.88 | 5044.613
System Transformation | Lct_BB005 | Number | SPD | Whitehouse |  | 676.929 | 756.885 | 882.063 | 1008.477 | 1245.059 | 1484.043 | 1743.153 | 1994.81 | 2254.232 | 2508.25 | 2664.762 | 2819.805 | 2976.138 | 3172.873 | 3455.913 | 3705.38 | 3962.26 | 4228.225 | 4503.438 | 4738.6 | 4970.431 | 5292.59 | 5758.226 | 6390.305 | 7056.709 | 7708.98 | 8362.088 | 9008.912 | 9614.38
System Transformation | Lct_BB005 | Number | SPD | Wishaw |  | 780.154 | 872.303 | 1016.569 | 1162.261 | 1434.919 | 1710.346 | 2008.968 | 2299 | 2597.981 | 2890.735 | 3071.114 | 3249.8 | 3429.972 | 3656.707 | 3982.908 | 4270.417 | 4566.468 | 4872.99 | 5190.171 | 5461.193 | 5728.376 | 6099.661 | 6636.302 | 7364.768 | 8132.793 | 8884.528 | 9637.23 | 10382.688 | 11080.484
System Transformation | Lct_BB005 | Number | SPM | Birkenhead |  | 1312.795 | 1588.961 | 2006.336 | 2488.3 | 3129.242 | 3799.303 | 4545.678 | 5298.697 | 6099.169 | 6811.577 | 7263.399 | 7714.452 | 8172.286 | 8744.752 | 9472.193 | 10100.265 | 10741.733 | 11400.916 | 12077.99 | 12779.726 | 13479.746 | 14433.348 | 15790.431 | 17620.919 | 19672.454 | 21728.127 | 23830.291 | 25959.526 | 28014.089
System Transformation | Lct_BB005 | Number | SPM | Capenhurst |  | 779.342 | 943.288 | 1191.063 | 1477.182 | 1857.677 | 2255.459 | 2698.546 | 3145.576 | 3620.777 | 4043.698 | 4311.923 | 4579.691 | 4851.484 | 5191.329 | 5623.175 | 5996.031 | 6376.839 | 6768.163 | 7170.109 | 7586.695 | 8002.262 | 8568.369 | 9374.002 | 10460.673 | 11678.568 | 12898.921 | 14146.872 | 15410.894 | 16630.587
System Transformation | Lct_BB005 | Number | SPM | Carrington |  | 1160.871 | 1379.587 | 1711.908 | 2088.254 | 2595.682 | 3115.192 | 3684.55 | 4246.148 | 4832.499 | 5370.188 | 5697.965 | 6021.716 | 6347.334 | 6758.11 | 7295.958 | 7753.851 | 8218.846 | 8694.145 | 9179.761 | 9685.611 | 10187.365 | 10877.465 | 11866.998 | 13205.882 | 14703.533 | 16196.254 | 17715.587 | 19246.937 | 20714.991
System Transformation | Lct_BB005 | Number | SPM | Connah's Quay |  | 810.741 | 860.959 | 945.216 | 1007.566 | 1260.29 | 1522.046 | 1811.531 | 2100.727 | 2405.772 | 2767.254 | 3036.305 | 3315.322 | 3607.554 | 3962.044 | 4378.023 | 4760.201 | 5159.993 | 5579.831 | 6020.242 | 6481.23 | 6952.657 | 7568.219 | 8414.135 | 9538.304 | 10817.681 | 12133.324 | 13509.003 | 14934.377 | 16350.399
System Transformation | Lct_BB005 | Number | SPM | Fiddlers Ferry |  | 933.513 | 1144.141 | 1461.478 | 1832.063 | 2301.935 | 2792.422 | 3338.149 | 3887.877 | 4471.537 | 4984.397 | 5304.998 | 5623.83 | 5946.399 | 6351.011 | 6875.812 | 7327.988 | 7789.423 | 8263.234 | 8749.532 | 9265.937 | 9781.918 | 10482.883 | 11478.255 | 12819.633 | 14326.279 | 15838.779 | 17388.014 | 18959.872 | 20479.998
System Transformation | Lct_BB005 | Number | SPM | Frodsham |  | 1341.563 | 1623.78 | 2050.301 | 2542.827 | 3197.814 | 3882.558 | 4645.289 | 5414.809 | 6232.822 | 6960.841 | 7422.564 | 7883.501 | 8351.368 | 8936.378 | 9679.76 | 10321.595 | 10977.12 | 11650.747 | 12342.659 | 13059.772 | 13775.132 | 14749.63 | 16136.451 | 18007.051 | 20103.542 | 22204.262 | 24352.491 | 26528.385 | 28627.97
System Transformation | Lct_BB005 | Number | SPM | Kirkby (_D) |  | 713.862 | 874.931 | 1117.601 | 1400.989 | 1760.302 | 2135.38 | 2552.701 | 2973.081 | 3419.409 | 3811.595 | 4056.761 | 4300.574 | 4547.244 | 4856.653 | 5257.97 | 5603.752 | 5956.614 | 6318.94 | 6690.815 | 7085.713 | 7480.286 | 8016.317 | 8777.484 | 9803.243 | 10955.384 | 12112 | 13296.709 | 14498.717 | 15661.166
System Transformation | Lct_BB005 | Number | SPM | Legacy |  | 1137.614 | 1256.066 | 1443.484 | 1624.805 | 2056.537 | 2512.639 | 3024.73 | 3546.94 | 4106.67 | 4704.969 | 5143.073 | 5595.796 | 6068.62 | 6643.748 | 7279.351 | 7850.232 | 8442.371 | 9059.51 | 9702.208 | 10247.101 | 10788.705 | 11531.01 | 12592.485 | 14027.093 | 15587.709 | 17137.011 | 18708.351 | 20286.196 | 21791.258
System Transformation | Lct_BB005 | Number | SPM | Lister Drive |  | 2605.124 | 3192.918 | 4078.501 | 5112.679 | 6423.937 | 7792.722 | 9315.665 | 10849.773 | 12478.574 | 13909.796 | 14804.486 | 15694.242 | 16594.424 | 17723.562 | 19188.105 | 20449.978 | 21737.69 | 23059.94 | 24417.037 | 25858.153 | 27298.083 | 29254.242 | 32031.995 | 35775.336 | 39979.885 | 44200.769 | 48524.171 | 52910.703 | 57152.871
System Transformation | Lct_BB005 | Number | SPM | Pentir |  | 722.914 | 751.091 | 802.286 | 825.422 | 1020.955 | 1219.223 | 1434.847 | 1645.199 | 1862.844 | 2139.348 | 2343.842 | 2555.619 | 2777.183 | 3046.236 | 3345.246 | 3615.565 | 3896.645 | 4190.241 | 4496.65 | 4770.295 | 5044.559 | 5415.208 | 5939.33 | 6644.412 | 7411.467 | 8178.768 | 8962.251 | 9754.588 | 10517.566
System Transformation | Lct_BB005 | Number | SPM | Rainhill |  | 530.991 | 650.798 | 831.303 | 1042.095 | 1309.362 | 1588.356 | 1898.771 | 2211.461 | 2543.452 | 2835.172 | 3017.533 | 3198.888 | 3382.368 | 3612.515 | 3911.026 | 4168.228 | 4430.697 | 4700.205 | 4976.816 | 5270.552 | 5564.047 | 5962.762 | 6528.939 | 7291.928 | 8148.922 | 9009.246 | 9890.466 | 10784.553 | 11649.216
System Transformation | Lct_BB005 | Number | SPM | St. Asaph |  | 201.845 | 209.713 | 224.007 | 230.466 | 285.061 | 340.42 | 400.624 | 459.357 | 520.126 | 597.328 | 654.425 | 713.556 | 775.419 | 850.541 | 934.028 | 1009.504 | 1087.984 | 1169.959 | 1255.512 | 1331.917 | 1408.494 | 1511.983 | 1658.323 | 1855.19 | 2069.359 | 2283.598 | 2502.355 | 2723.583 | 2936.615
System Transformation | Lct_BB005 | Number | SPM | Trawsfynydd |  | 801.803 | 858.004 | 950.757 | 1025.2 | 1257.505 | 1488.925 | 1736.984 | 1973.877 | 2214.608 | 2532.84 | 2764.116 | 3002.712 | 3251.57 | 3554.663 | 3888.056 | 4185.952 | 4494.33 | 4815.154 | 5148.69 | 5428.107 | 5704.79 | 6086.426 | 6634.875 | 7377.63 | 8170.719 | 8952.271 | 9739.689 | 10524.774 | 11266.479
System Transformation | Lct_BB005 | Number | SPM | Wylfa |  | 241.654 | 249.996 | 265.555 | 271.18 | 339.485 | 410.335 | 488.781 | 567.274 | 650.173 | 750.728 | 826.671 | 905.672 | 988.62 | 1088.999 | 1195.926 | 1292.599 | 1393.124 | 1498.128 | 1607.717 | 1693.142 | 1777.527 | 1894.393 | 2062.867 | 2291.322 | 2529.696 | 2762.886 | 2996.259 | 3227.26 | 3443.326
System Transformation | Lct_BB005 | Number | SPN | Beddington (_J) |  | 3450.904 | 4087.109 | 5054.854 | 6146.298 | 7657.779 | 9212.114 | 10921.545 | 12616.009 | 14392.222 | 15999.678 | 16982.757 | 17954.625 | 18932.855 | 20165.992 | 21782.395 | 23161.708 | 24563.744 | 25998.124 | 27464.945 | 29052.731 | 30635.81 | 32794.259 | 35868.123 | 40015.476 | 44749.96 | 49509.084 | 54389.402 | 59346.891 | 64148.722
System Transformation | Lct_BB005 | Number | SPN | Bolney |  | 5332.95 | 6170.07 | 7455.012 | 8856.109 | 10968.417 | 13115.89 | 15456.288 | 17746.427 | 20121.93 | 22362.449 | 23729.135 | 25079.268 | 26437.395 | 28150.452 | 30347.625 | 32206.145 | 34088.471 | 36007.708 | 37963.685 | 39941.85 | 41891.513 | 44601.947 | 48520.78 | 53841.109 | 59854.181 | 65828.43 | 71891.987 | 77985.254 | 83803.361
System Transformation | Lct_BB005 | Number | SPN | Canterbury |  | 786.124 | 922.575 | 1130.806 | 1362.863 | 1694.107 | 2033.27 | 2405.002 | 2771.706 | 3154.604 | 3506.585 | 3721.665 | 3934.242 | 4148.167 | 4417.89 | 4769.888 | 5069.67 | 5374.147 | 5685.415 | 6003.484 | 6340.967 | 6676.447 | 7136.167 | 7793.464 | 8681.767 | 9695.161 | 10711.12 | 11750.523 | 12803.806 | 13820.778
System Transformation | Lct_BB005 | Number | SPN | Chessington |  | 2305.229 | 2730.218 | 3376.679 | 4105.772 | 5115.452 | 6153.759 | 7295.672 | 8427.586 | 9614.109 | 10687.901 | 11344.605 | 11993.82 | 12647.285 | 13471.029 | 14550.798 | 15472.189 | 16408.759 | 17366.936 | 18346.783 | 19407.436 | 20464.943 | 21906.803 | 23960.166 | 26730.629 | 29893.299 | 33072.428 | 36332.515 | 39644.154 | 42851.812
System Transformation | Lct_BB005 | Number | SPN | Kemsley |  | 623.376 | 752.501 | 947.791 | 1172.717 | 1474.759 | 1790.512 | 2142.217 | 2497.041 | 2874.214 | 3208.731 | 3420.293 | 3631.338 | 3845.421 | 4113.27 | 4451.314 | 4742.083 | 5038.602 | 5342.88 | 5654.979 | 5971.511 | 6286.019 | 6717.337 | 7334.406 | 8168.554 | 9114.383 | 10061.083 | 11028.26 | 12006.907 | 12949.98
System Transformation | Lct_BB005 | Number | SPN | Kingsnorth |  | 1578.408 | 1880.254 | 2338.537 | 2858.972 | 3568.674 | 4300.998 | 5108.556 | 5912.054 | 6756.858 | 7518.256 | 7987.389 | 8452.116 | 8920.712 | 9510.407 | 10278.128 | 10934.74 | 11602.791 | 12286.851 | 12986.99 | 13737.207 | 14485.139 | 15505.046 | 16957.662 | 18917.664 | 21156.332 | 23406.73 | 25714.506 | 28058.848 | 30329.675
System Transformation | Lct_BB005 | Number | SPN | Littlebrook (_J) |  | 758.613 | 898.47 | 1111.21 | 1351.142 | 1683.411 | 2025.101 | 2400.886 | 2773.38 | 3163.846 | 3517.213 | 3733.323 | 3946.969 | 4162.014 | 4433.095 | 4788.429 | 5091.643 | 5399.853 | 5715.174 | 6037.625 | 6386.668 | 6734.677 | 7209.169 | 7884.898 | 8796.611 | 9837.394 | 10883.593 | 11956.434 | 13046.24 | 14101.828
System Transformation | Lct_BB005 | Number | SPN | Ninfield |  | 2726.557 | 3154.548 | 3811.496 | 4527.83 | 5607.781 | 6705.711 | 7902.278 | 9073.149 | 10287.663 | 11433.165 | 12131.905 | 12822.183 | 13516.547 | 14392.375 | 15515.716 | 16465.914 | 17428.284 | 18409.525 | 19409.55 | 20420.919 | 21417.716 | 22803.469 | 24807.036 | 27527.14 | 30601.421 | 33655.853 | 36755.945 | 39871.226 | 42845.828
System Transformation | Lct_BB005 | Number | SPN | Northfleet East |  | 1387.184 | 1652.461 | 2055.223 | 2512.608 | 3136.329 | 3779.933 | 4489.655 | 5195.809 | 5938.265 | 6607.42 | 7019.717 | 7428.143 | 7839.968 | 8358.222 | 9032.933 | 9609.996 | 10197.114 | 10798.299 | 11413.617 | 12072.945 | 12730.265 | 13626.61 | 14903.242 | 16625.79 | 18593.244 | 20571.006 | 22599.194 | 24659.52 | 26655.236
System Transformation | Lct_BB005 | Number | SPN | Richborough |  | 1217.899 | 1429.296 | 1751.898 | 2111.41 | 2624.59 | 3150.036 | 3725.941 | 4294.056 | 4887.259 | 5432.565 | 5765.776 | 6095.111 | 6426.533 | 6844.4 | 7389.731 | 7854.167 | 8325.877 | 8808.108 | 9300.876 | 9823.72 | 10343.462 | 11055.681 | 12073.996 | 13450.196 | 15020.192 | 16594.163 | 18204.455 | 19836.25 | 21411.79
System Transformation | Lct_BB005 | Number | SPN | Sellindge |  | 1040.492 | 1230.885 | 1520.609 | 1846.895 | 2304.993 | 2777.555 | 3298.546 | 3816.752 | 4361.46 | 4863.15 | 5177.501 | 5490.313 | 5806.96 | 6203.938 | 6698.512 | 7119.795 | 7547.709 | 7985.197 | 8432.275 | 8864.748 | 9290.188 | 9883.506 | 10743.41 | 11911.98 | 13225.029 | 14526.001 | 15843.16 | 17163.301 | 18419.382
System Transformation | Lct_BB005 | Number | SPN | West Weybridge |  | 1614.142 | 1911.724 | 2364.382 | 2874.899 | 3581.886 | 4308.919 | 5108.496 | 5901.073 | 6731.887 | 7483.766 | 7943.596 | 8398.183 | 8855.745 | 9432.538 | 10188.602 | 10833.768 | 11489.564 | 12160.488 | 12846.586 | 13589.264 | 14329.741 | 15339.344 | 16777.128 | 18717.031 | 20931.562 | 23157.617 | 25440.36 | 27759.2 | 30005.231
System Transformation | Lct_BB005 | Number | South Wales | Aberthaw |  | 1077.62 | 1136.754 | 1237.767 | 1305.751 | 1607.892 | 1911.447 | 2239.113 | 2555.3 | 2879.473 | 3298.286 | 3604.686 | 3921.248 | 4251.813 | 4653.963 | 5167.111 | 5643.741 | 6144.336 | 6671.892 | 7227.151 | 7934.193 | 8669.372 | 9602.083 | 10851.727 | 12493.822 | 14453.638 | 16518.183 | 18720.011 | 21045.869 | 23411.729
System Transformation | Lct_BB005 | Number | South Wales | Alpha Steel (Uskmouth) |  | 63.151 | 66.616 | 72.536 | 76.52 | 94.226 | 112.015 | 131.217 | 149.746 | 168.744 | 193.287 | 211.243 | 229.794 | 249.166 | 272.733 | 302.804 | 330.736 | 360.072 | 390.988 | 423.527 | 464.961 | 508.045 | 562.704 | 635.935 | 732.166 | 847.015 | 968.002 | 1097.034 | 1233.335 | 1371.98
System Transformation | Lct_BB005 | Number | South Wales | Cardiff East |  | 404.979 | 427.202 | 465.164 | 490.713 | 604.261 | 718.339 | 841.48 | 960.305 | 1082.132 | 1239.526 | 1354.674 | 1473.641 | 1597.871 | 1749.002 | 1941.848 | 2120.97 | 2309.098 | 2507.359 | 2716.03 | 2981.743 | 3258.03 | 3608.552 | 4078.179 | 4695.294 | 5431.811 | 6207.686 | 7035.153 | 7909.232 | 8798.344
System Transformation | Lct_BB005 | Number | South Wales | Grange |  | 108.651 | 115.535 | 127.049 | 135.706 | 168.923 | 203.023 | 240.475 | 277.528 | 316.31 | 364.561 | 400.752 | 438.346 | 477.772 | 525.536 | 586.499 | 643.729 | 704.068 | 767.872 | 835.239 | 921.028 | 1010.483 | 1123.417 | 1274.051 | 1471.591 | 1708.015 | 1957.901 | 2225.111 | 2508.089 | 2796.806
System Transformation | Lct_BB005 | Number | South Wales | Imperial Park |  | 13.224 | 14.015 | 15.348 | 16.309 | 20.631 | 25.194 | 30.314 | 35.53 | 41.118 | 47.692 | 52.737 | 58.002 | 63.546 | 70.237 | 77.776 | 84.738 | 92.035 | 99.709 | 107.773 | 115.564 | 123.495 | 133.933 | 148.373 | 167.62 | 189.062 | 210.933 | 233.644 | 257.012 | 280.025
System Transformation | Lct_BB005 | Number | South Wales | Pembroke |  | 557.906 | 591.258 | 647.502 | 688.052 | 870.416 | 1062.915 | 1278.908 | 1498.986 | 1734.725 | 2012.064 | 2224.901 | 2447.053 | 2680.919 | 2963.211 | 3281.302 | 3575.019 | 3882.841 | 4206.628 | 4546.808 | 4875.511 | 5210.121 | 5650.485 | 6259.709 | 7071.684 | 7976.336 | 8899.035 | 9857.184 | 10843.072 | 11813.955
System Transformation | Lct_BB005 | Number | South Wales | Pyle |  | 240.127 | 255.342 | 280.788 | 299.921 | 373.333 | 448.697 | 531.469 | 613.36 | 699.071 | 805.709 | 885.695 | 968.78 | 1055.914 | 1161.479 | 1296.21 | 1422.693 | 1556.048 | 1697.059 | 1845.946 | 2035.548 | 2233.251 | 2482.845 | 2815.758 | 3252.336 | 3774.854 | 4327.122 | 4917.678 | 5543.082 | 6181.171
System Transformation | Lct_BB005 | Number | South Wales | Rassau |  | 802.597 | 850.578 | 931.489 | 989.824 | 1252.171 | 1529.098 | 1839.824 | 2156.425 | 2495.556 | 2894.534 | 3200.719 | 3520.304 | 3856.741 | 4262.844 | 4720.445 | 5142.984 | 5585.814 | 6051.61 | 6540.99 | 7013.857 | 7495.224 | 8128.727 | 9005.15 | 10173.249 | 11474.671 | 12802.056 | 14180.439 | 15598.727 | 16995.428
System Transformation | Lct_BB005 | Number | South Wales | Swansea North |  | 2283.955 | 2420.493 | 2650.744 | 2816.746 | 3563.31 | 4351.361 | 5235.595 | 6136.549 | 7101.617 | 8236.988 | 9108.3 | 10017.747 | 10975.147 | 12130.796 | 13432.994 | 14635.414 | 15895.577 | 17221.096 | 18613.725 | 19959.367 | 21329.194 | 23131.957 | 25625.998 | 28950.063 | 32653.527 | 36430.871 | 40353.342 | 44389.372 | 48363.971
System Transformation | Lct_BB005 | Number | South Wales | Upper Boat 132kV |  | 615.772 | 649.562 | 707.283 | 746.131 | 918.78 | 1092.236 | 1279.471 | 1460.146 | 1645.385 | 1884.702 | 2059.785 | 2240.674 | 2429.565 | 2659.362 | 2952.584 | 3224.939 | 3510.988 | 3812.444 | 4129.729 | 4533.746 | 4953.841 | 5486.81 | 6200.879 | 7139.204 | 8259.079 | 9438.798 | 10696.964 | 12026.003 | 13377.9
System Transformation | Lct_BB005 | Number | South Wales | Upper Boat 33kV |  | 193.217 | 203.82 | 221.931 | 234.121 | 288.295 | 342.722 | 401.472 | 458.164 | 516.289 | 591.382 | 646.319 | 703.079 | 762.349 | 834.454 | 926.461 | 1011.921 | 1101.678 | 1196.268 | 1295.826 | 1422.598 | 1554.416 | 1721.65 | 1945.711 | 2240.138 | 2591.533 | 2961.705 | 3356.492 | 3773.518 | 4197.716
System Transformation | Lct_BB005 | Number | South Wales | Uskmouth |  | 959.329 | 1011.972 | 1101.897 | 1162.418 | 1431.393 | 1701.626 | 1993.325 | 2274.803 | 2563.392 | 2936.231 | 3208.998 | 3490.811 | 3785.089 | 4143.096 | 4599.915 | 5024.225 | 5469.869 | 5939.515 | 6433.823 | 7063.253 | 7717.731 | 8548.058 | 9660.527 | 11122.369 | 12867.055 | 14704.974 | 16665.106 | 18735.654 | 20841.812
System Transformation | Lct_BB005 | Number | South Western | Abham |  | 2913.997 | 3325.946 | 3962.505 | 4639.185 | 5751.904 | 6885.56 | 8123.171 | 9337.171 | 10598.958 | 11821.79 | 12589.831 | 13354.598 | 14129.163 | 15099.719 | 16258.824 | 17233.752 | 18218.851 | 19221.043 | 20240.137 | 21090.111 | 21904.103 | 23091.053 | 24868.437 | 27315.2 | 29994.411 | 32579.092 | 35132.391 | 37623.694 | 39907.071
System Transformation | Lct_BB005 | Number | South Western | Alverdiscott |  | 1430.928 | 1633.217 | 1945.801 | 2278.087 | 2824.491 | 3381.177 | 3988.91 | 4585.049 | 5204.653 | 5805.129 | 6182.278 | 6557.819 | 6938.172 | 7414.767 | 7983.949 | 8462.69 | 8946.427 | 9438.556 | 9938.986 | 10356.368 | 10756.082 | 11338.937 | 12211.728 | 13413.219 | 14728.854 | 15998.07 | 17251.876 | 18475.239 | 19596.499
System Transformation | Lct_BB005 | Number | South Western | Axminster |  | 1292.977 | 1496.269 | 1808.283 | 2148.629 | 2661.28 | 3182.534 | 3750.674 | 4306.697 | 4883.515 | 5433.724 | 5772.686 | 6108.453 | 6447.004 | 6873.059 | 7407.674 | 7859.367 | 8316.627 | 8782.643 | 9257.365 | 9711.012 | 10154.793 | 10779.504 | 11691.329 | 12933.984 | 14327.902 | 15702.304 | 17087.717 | 18469.773 | 19776.425
System Transformation | Lct_BB005 | Number | South Western | Bridgewater |  | 1466.71 | 1693.13 | 2041.029 | 2418.917 | 3029.76 | 3663.952 | 4366.635 | 5070.424 | 5814.296 | 6507.418 | 6953.927 | 7401.486 | 7857.342 | 8425.438 | 9095.577 | 9665.984 | 10245.19 | 10837.186 | 11441.985 | 11949.787 | 12440.02 | 13145.445 | 14191.828 | 15626.999 | 17202.784 | 18733.154 | 20254.451 | 21749.206 | 23132.92
System Transformation | Lct_BB005 | Number | South Western | Exeter |  | 1852.788 | 2114.716 | 2519.455 | 2949.704 | 3657.197 | 4378.002 | 5164.905 | 5936.795 | 6739.069 | 7516.574 | 8004.913 | 8491.17 | 8983.657 | 9600.759 | 10337.746 | 10957.628 | 11583.978 | 12221.195 | 12869.159 | 13409.593 | 13927.148 | 14681.839 | 15811.942 | 17367.652 | 19071.158 | 20714.559 | 22338.007 | 23922.037 | 25373.862
System Transformation | Lct_BB005 | Number | South Western | Indian Queens |  | 3442.548 | 3929.218 | 4681.238 | 5480.656 | 6795.204 | 8134.487 | 9596.581 | 11030.78 | 12521.435 | 13966.068 | 14873.419 | 15776.902 | 16691.961 | 17838.56 | 19207.907 | 20359.671 | 21523.451 | 22707.424 | 23911.364 | 24915.51 | 25877.147 | 27279.39 | 29379.163 | 32269.728 | 35434.903 | 38488.403 | 41504.829 | 44448.014 | 47145.557
System Transformation | Lct_BB005 | Number | South Western | Landulph |  | 1340.682 | 1530.213 | 1823.083 | 2134.412 | 2646.356 | 3167.932 | 3737.337 | 4295.878 | 4876.406 | 5439.01 | 5792.373 | 6144.23 | 6500.594 | 6947.131 | 7480.416 | 7928.964 | 8382.192 | 8843.284 | 9312.152 | 9703.212 | 10077.716 | 10623.812 | 11441.557 | 12567.272 | 13799.933 | 14989.102 | 16163.833 | 17310.04 | 18360.584
System Transformation | Lct_BB005 | Number | South Western | Seabank |  | 1409.705 | 1655.03 | 2029.354 | 2446.728 | 3044.32 | 3657.309 | 4330.128 | 4995.194 | 5690.775 | 6332.746 | 6728.655 | 7120.944 | 7516.583 | 8014.363 | 8651.053 | 9192.778 | 9742.773 | 10304.828 | 10878.954 | 11465.564 | 12046.012 | 12847.617 | 14000.694 | 15562.894 | 17333.696 | 19099.867 | 20898.606 | 22712.721 | 24453.318
System Transformation | Lct_BB005 | Number | South Western | Taunton |  | 851.624 | 981.745 | 1181.807 | 1398.589 | 1736.695 | 2082.187 | 2460.254 | 2832.363 | 3220.189 | 3593.138 | 3828.095 | 4062.239 | 4299.547 | 4596.703 | 4952.874 | 5253.408 | 5557.48 | 5867.217 | 6182.577 | 6451.34 | 6710.039 | 7084.118 | 7640.952 | 8405.726 | 9247.263 | 10063.147 | 10872.897 | 11667.109 | 12400.475
System Transformation | Lct_BB005 | Number | West Midlands | Bishops Wood |  | 2795.233 | 3316.787 | 4109.641 | 5005.889 | 6251.153 | 7537.091 | 8955.979 | 10368.903 | 11855.448 | 13217.91 | 14070.98 | 14919.708 | 15778.696 | 16855.78 | 18211.1 | 19368.799 | 20546.059 | 21750.946 | 22983.561 | 24191.334 | 25382.884 | 27036.636 | 29424.638 | 32664.986 | 36372.034 | 40067.409 | 43829.141 | 47621.133 | 51257.037
System Transformation | Lct_BB005 | Number | West Midlands | Bushbury |  | 867.698 | 1029.599 | 1275.717 | 1553.931 | 1940.487 | 2339.669 | 2780.121 | 3218.722 | 3680.176 | 4103.112 | 4367.923 | 4631.385 | 4898.033 | 5232.382 | 5653.101 | 6012.475 | 6377.921 | 6751.943 | 7134.572 | 7509.489 | 7879.371 | 8392.73 | 9134.015 | 10139.886 | 11290.63 | 12437.751 | 13605.47 | 14782.583 | 15911.242
System Transformation | Lct_BB005 | Number | West Midlands | Bustleholme |  | 1442.625 | 1700.388 | 2093.128 | 2533.368 | 3149.987 | 3781.682 | 4474.331 | 5158.019 | 5872.246 | 6532.485 | 6938.532 | 7340.562 | 7745.761 | 8255.892 | 8913.242 | 9472.957 | 10041.388 | 10622.448 | 11216.154 | 11821.177 | 12419.87 | 13246.611 | 14435.78 | 16046.84 | 17902.662 | 19759.744 | 21656.593 | 23575.512 | 25424.138
System Transformation | Lct_BB005 | Number | West Midlands | Cellarhead |  | 2171.51 | 2624.195 | 3308.634 | 4097.794 | 5149.195 | 6246.88 | 7468.324 | 8698.907 | 10005.599 | 11174.057 | 11914.999 | 12654.646 | 13405.388 | 14344.132 | 15519.826 | 16530.248 | 17560.299 | 18616.967 | 19700.453 | 20770.436 | 21830.042 | 23291.365 | 25391.187 | 28234.809 | 31490.251 | 34745.912 | 38069.495 | 41429.851 | 44664.699
System Transformation | Lct_BB005 | Number | West Midlands | Feckenham |  | 2018.775 | 2379.482 | 2929.072 | 3545.134 | 4408.015 | 5291.994 | 6261.27 | 7218.006 | 8217.478 | 9141.4 | 9709.612 | 10272.204 | 10839.23 | 11553.094 | 12472.974 | 13256.226 | 14051.674 | 14864.795 | 15695.613 | 16542.267 | 17380.064 | 18536.986 | 20201.08 | 22455.558 | 25052.55 | 27651.306 | 30305.711 | 32990.999 | 35577.921
System Transformation | Lct_BB005 | Number | West Midlands | Hams Hall |  | 1255.488 | 1479.815 | 1821.608 | 2204.741 | 2741.372 | 3291.124 | 3893.922 | 4488.922 | 5110.5 | 5685.093 | 6038.468 | 6388.347 | 6740.984 | 7184.94 | 7757.02 | 8244.129 | 8738.822 | 9244.507 | 9761.198 | 10287.738 | 10808.769 | 11528.266 | 12563.176 | 13965.25 | 15580.335 | 17196.517 | 18847.308 | 20517.305 | 22126.128
System Transformation | Lct_BB005 | Number | West Midlands | Iron Acton |  | 3799.555 | 4463.272 | 5475.783 | 6605.609 | 8187.227 | 9797.542 | 11554.592 | 13276.819 | 15065.727 | 16744.43 | 17769.026 | 18781.379 | 19799.871 | 21084.357 | 22732.002 | 24126.257 | 25538.609 | 26978.883 | 28446.961 | 29929.225 | 31390.13 | 33421.094 | 36357.531 | 40344.132 | 44878.135 | 49388.748 | 53972.124 | 58583.635 | 62994.169
System Transformation | Lct_BB005 | Number | West Midlands | Ironbridge |  | 662.151 | 800.186 | 1008.89 | 1249.525 | 1570.125 | 1904.839 | 2277.289 | 2652.526 | 3050.971 | 3407.265 | 3633.197 | 3858.735 | 4087.656 | 4373.904 | 4732.404 | 5040.509 | 5354.598 | 5676.804 | 6007.188 | 6333.454 | 6656.556 | 7102.151 | 7742.443 | 8609.538 | 9602.208 | 10594.945 | 11608.393 | 12633.054 | 13619.445
System Transformation | Lct_BB005 | Number | West Midlands | Kitwell |  | 1309.803 | 1554.195 | 1925.715 | 2345.683 | 2929.195 | 3531.765 | 4196.634 | 4858.709 | 5555.281 | 6193.709 | 6593.445 | 6991.146 | 7393.655 | 7898.36 | 8533.441 | 9075.922 | 9627.568 | 10192.159 | 10769.743 | 11335.687 | 11894.03 | 12668.952 | 13787.933 | 15306.311 | 17043.376 | 18774.972 | 20537.662 | 22314.532 | 24018.26
System Transformation | Lct_BB005 | Number | West Midlands | Nechells |  | 3702.992 | 4364.629 | 5372.729 | 6502.757 | 8085.52 | 9706.982 | 11484.903 | 13239.821 | 15073.13 | 16767.859 | 17810.117 | 18842.066 | 19882.148 | 21191.573 | 22878.888 | 24315.589 | 25774.66 | 27266.149 | 28790.099 | 30343.098 | 31879.849 | 34001.965 | 37054.373 | 41189.711 | 45953.313 | 50720.15 | 55589.063 | 60514.625 | 65259.757
System Transformation | Lct_BB005 | Number | West Midlands | Ocker Hill |  | 481.206 | 570.993 | 707.484 | 861.775 | 1076.151 | 1297.528 | 1541.792 | 1785.031 | 2040.943 | 2275.494 | 2422.352 | 2568.462 | 2716.339 | 2901.761 | 3135.083 | 3334.383 | 3537.052 | 3744.476 | 3956.673 | 4164.594 | 4369.722 | 4654.419 | 5065.519 | 5623.353 | 6261.53 | 6897.697 | 7545.288 | 8198.088 | 8824.017
System Transformation | Lct_BB005 | Number | West Midlands | Oldbury |  | 747.45 | 886.914 | 1098.924 | 1338.582 | 1671.568 | 2015.43 | 2394.842 | 2772.661 | 3170.165 | 3534.489 | 3762.602 | 3989.553 | 4219.247 | 4507.261 | 4869.676 | 5179.247 | 5494.048 | 5816.236 | 6145.839 | 6468.8 | 6787.422 | 7229.638 | 7868.193 | 8734.667 | 9725.938 | 10714.086 | 11719.979 | 12733.964 | 13706.21
System Transformation | Lct_BB005 | Number | West Midlands | Penn |  | 743.921 | 888.515 | 1107.869 | 1357.712 | 1689.619 | 2030.19 | 2404.099 | 2773.836 | 3160.654 | 3514.526 | 3731.391 | 3945.903 | 4161.926 | 4434.111 | 4790.199 | 5094.244 | 5403.375 | 5719.712 | 6043.279 | 6385.915 | 6726.831 | 7193.276 | 7859.374 | 8759.118 | 9803.451 | 10854.787 | 11934.301 | 13032.364 | 14097.825
System Transformation | Lct_BB005 | Number | West Midlands | Rugeley |  | 572.382 | 691.704 | 872.113 | 1080.126 | 1357.261 | 1646.597 | 1968.554 | 2292.92 | 2637.347 | 2945.338 | 3140.64 | 3335.602 | 3533.488 | 3780.928 | 4090.826 | 4357.16 | 4628.669 | 4907.193 | 5192.786 | 5474.819 | 5754.118 | 6139.304 | 6692.79 | 7442.332 | 8300.424 | 9158.575 | 10034.628 | 10920.375 | 11773.039
System Transformation | Lct_BB005 | Number | West Midlands | Shrewsbury |  | 577.579 | 697.985 | 880.032 | 1089.934 | 1369.586 | 1661.549 | 1986.429 | 2313.74 | 2661.295 | 2972.083 | 3169.159 | 3365.891 | 3565.573 | 3815.261 | 4127.973 | 4396.725 | 4670.699 | 4951.752 | 5239.938 | 5524.533 | 5806.368 | 6195.051 | 6753.563 | 7509.911 | 8375.796 | 9241.739 | 10125.747 | 11019.537 | 11879.944
System Transformation | Lct_BB005 | Number | West Midlands | Walham |  | 1902.55 | 2240.631 | 2755.898 | 3332.857 | 4150.799 | 4991.305 | 5915.138 | 6830.125 | 7788.619 | 8678.062 | 9232.125 | 9782.614 | 10339.105 | 11037.682 | 11916.535 | 12664.857 | 13424.833 | 14201.695 | 14995.466 | 15765.578 | 16523.289 | 17579.706 | 19110.476 | 21190.551 | 23566.36 | 25928.745 | 28328.18 | 30741.221 | 33047.659
System Transformation | Lct_BB005 | Number | West Midlands | Willenhall |  | 1286.388 | 1526.411 | 1891.288 | 2303.748 | 2876.829 | 3468.627 | 4121.61 | 4771.849 | 5455.968 | 6082.983 | 6475.573 | 6866.164 | 7261.477 | 7757.159 | 8380.887 | 8913.67 | 9455.454 | 10009.952 | 10577.211 | 11133.037 | 11681.398 | 12442.467 | 13541.444 | 15032.677 | 16738.688 | 18439.328 | 20170.506 | 21915.61 | 23588.881
System Transformation | Lct_BB006 | Number | ENW | Bredbury |  | 74.35 | 145.266 | 240.825 | 359.386 | 504.093 | 639.997 | 791.744 | 944.387 | 1103.007 | 1296.137 | 1497.671 | 1710.292 | 1937.714 | 2268.751 | 4758.581 | 7435.618 | 10387.874 | 13599.14 | 17068.327 | 20176.06 | 23355.718 | 26544.78 | 29649.771 | 32699.778 | 35849.039 | 38968.344 | 42102.542 | 45262.789 | 48340.623
System Transformation | Lct_BB006 | Number | ENW | Harker |  | 109.126 | 215.187 | 359.987 | 542.005 | 769.696 | 989.51 | 1239.74 | 1497.853 | 1772.327 | 2066.426 | 2368.966 | 2683.835 | 3016.388 | 3503.202 | 6689.459 | 9505.519 | 12057.059 | 14301.245 | 16219.828 | 18939.326 | 21654.26 | 24305.2 | 26807.61 | 29190.653 | 31829.167 | 34411.358 | 36977.158 | 39536.216 | 41994.048
System Transformation | Lct_BB006 | Number | ENW | Heysham (Barrow WF) |  | 1.75 | 3.433 | 5.713 | 8.557 | 12.077 | 15.429 | 19.21 | 23.064 | 27.117 | 31.759 | 36.575 | 41.628 | 47.005 | 54.849 | 110.184 | 165.178 | 221.735 | 279.334 | 337.825 | 397.609 | 458.28 | 518.598 | 576.746 | 633.311 | 693.053 | 752.001 | 811.023 | 870.332 | 927.844
System Transformation | Lct_BB006 | Number | ENW | Heysham (NGET) |  | 55.975 | 109.791 | 182.716 | 273.706 | 386.284 | 493.511 | 614.44 | 737.69 | 867.334 | 1015.817 | 1169.853 | 1331.464 | 1503.443 | 1754.349 | 3524.218 | 5283.19 | 7092.187 | 8934.471 | 10805.287 | 12717.503 | 14658.043 | 16587.323 | 18447.182 | 20256.392 | 22167.243 | 24052.688 | 25940.486 | 27837.475 | 29677.007
System Transformation | Lct_BB006 | Number | ENW | Hutton |  | 56.642 | 111.278 | 185.483 | 278.281 | 395.088 | 507.796 | 636.053 | 768.292 | 908.856 | 1056.466 | 1207.404 | 1363.58 | 1527.621 | 1768.351 | 3310.968 | 4600.875 | 5688.399 | 6550.137 | 7175.225 | 8341.052 | 9493.255 | 10605.539 | 11641.192 | 12613.357 | 13723.203 | 14803.53 | 15871.577 | 16931.456 | 17942.751
System Transformation | Lct_BB006 | Number | ENW | Kearsley 132kV |  | 119.561 | 230.587 | 377.329 | 555.791 | 781.322 | 994.232 | 1232.847 | 1474.048 | 1725.847 | 2040.556 | 2372.322 | 2725.67 | 3106.882 | 3659.659 | 7845.124 | 12502 | 17780.027 | 23657.635 | 30137.32 | 35681.83 | 41371.186 | 47095.003 | 52687.179 | 58198.702 | 63850.083 | 69456.088 | 75096.562 | 80791.449 | 86347.076
System Transformation | Lct_BB006 | Number | ENW | Kearsley 33kV |  | 18.732 | 36.126 | 59.117 | 87.076 | 122.411 | 155.767 | 193.151 | 230.941 | 270.39 | 319.696 | 371.674 | 427.034 | 486.759 | 573.363 | 1229.104 | 1958.702 | 2785.617 | 3706.468 | 4721.648 | 5590.312 | 6481.67 | 7378.427 | 8254.559 | 9118.056 | 10003.464 | 10881.763 | 11765.463 | 12657.687 | 13528.093
System Transformation | Lct_BB006 | Number | ENW | Kirkby (_G) |  | 42.08 | 82.061 | 135.79 | 202.266 | 284.607 | 362.507 | 449.944 | 538.506 | 631.131 | 744.788 | 864.238 | 991.097 | 1127.608 | 1325.782 | 2809.217 | 4430.553 | 6242.526 | 8236.437 | 10412.362 | 12317.287 | 14268.921 | 16229.126 | 18140.711 | 20021.362 | 21958.158 | 23878.082 | 25808.596 | 27756.548 | 29655.412
System Transformation | Lct_BB006 | Number | ENW | Macclesfield |  | 30.803 | 59.191 | 96.5 | 141.603 | 200.089 | 255.945 | 319.056 | 383.536 | 451.513 | 530.616 | 613.174 | 700.286 | 793.474 | 929.112 | 1906.059 | 2916.908 | 3995.743 | 5134.769 | 6332.467 | 7478.017 | 8647.932 | 9819.014 | 10956.721 | 12071.892 | 13228.383 | 14372.766 | 15521.592 | 16678.972 | 17804.944
System Transformation | Lct_BB006 | Number | ENW | Ormonde |  | 7.94 | 15.574 | 25.919 | 38.826 | 54.796 | 70.006 | 87.16 | 104.644 | 123.034 | 144.097 | 165.947 | 188.872 | 213.268 | 248.86 | 499.921 | 749.437 | 1006.049 | 1267.382 | 1532.763 | 1804.017 | 2079.289 | 2352.963 | 2616.79 | 2873.432 | 3144.492 | 3411.948 | 3679.738 | 3948.832 | 4209.775
System Transformation | Lct_BB006 | Number | ENW | Padiham |  | 94.937 | 184.399 | 303.912 | 450.889 | 635.121 | 809.839 | 1006.284 | 1205.705 | 1414.709 | 1671.396 | 1941.665 | 2229.189 | 2539.071 | 2988.62 | 6343.321 | 10019.592 | 14136.809 | 18675.644 | 23636.544 | 27964.278 | 32399.126 | 36854.513 | 41200.549 | 45477.358 | 49880.317 | 54245.573 | 58635.51 | 63065.69 | 67384.95
System Transformation | Lct_BB006 | Number | ENW | Penwortham East |  | 55.495 | 107.797 | 177.677 | 263.626 | 370.318 | 470.862 | 583.402 | 696.974 | 815.352 | 959.104 | 1109.376 | 1268.178 | 1438.292 | 1685.745 | 3533.068 | 5516.797 | 7702.204 | 10077.174 | 12640.829 | 14941.045 | 17294.1 | 19653.691 | 21950.615 | 24206.422 | 26538.29 | 28848.084 | 31169.003 | 33509.308 | 35788.7
System Transformation | Lct_BB006 | Number | ENW | Penwortham West |  | 70.581 | 137.102 | 225.98 | 335.294 | 470.991 | 598.868 | 742.004 | 886.451 | 1037.011 | 1219.842 | 1410.967 | 1612.94 | 1829.3 | 2144.024 | 4493.553 | 7016.57 | 9796.093 | 12816.713 | 16077.311 | 19002.855 | 21995.602 | 24996.661 | 27918.017 | 30787.079 | 33752.878 | 36690.603 | 39642.478 | 42619.009 | 45518.066
System Transformation | Lct_BB006 | Number | ENW | Robin Rigg |  | 4.347 | 8.572 | 14.339 | 21.59 | 30.659 | 39.415 | 49.382 | 59.664 | 70.597 | 82.311 | 94.362 | 106.905 | 120.151 | 139.542 | 266.46 | 378.631 | 480.266 | 569.658 | 646.08 | 754.405 | 862.549 | 968.143 | 1067.821 | 1162.744 | 1267.843 | 1370.699 | 1472.902 | 1574.836 | 1672.738
System Transformation | Lct_BB006 | Number | ENW | Rochdale |  | 39.54 | 76.258 | 124.788 | 183.807 | 258.393 | 328.805 | 407.718 | 487.487 | 570.76 | 674.838 | 784.557 | 901.414 | 1027.486 | 1210.296 | 2594.483 | 4134.572 | 5880.083 | 7823.884 | 9966.799 | 11800.439 | 13681.982 | 15574.922 | 17424.327 | 19247.058 | 21116.042 | 22970.02 | 24835.397 | 26718.77 | 28556.087
System Transformation | Lct_BB006 | Number | ENW | South Manchester |  | 137.282 | 268.222 | 444.664 | 663.577 | 930.767 | 1181.701 | 1461.891 | 1743.732 | 2036.611 | 2393.209 | 2765.326 | 3157.913 | 3577.829 | 4189.063 | 8786.328 | 13729.256 | 19180.354 | 25109.694 | 31515.261 | 37253.435 | 43124.412 | 49012.753 | 54745.863 | 60377.449 | 66192.3 | 71951.841 | 77738.878 | 83574.016 | 89256.982
System Transformation | Lct_BB006 | Number | ENW | Stalybridge |  | 51.221 | 99.56 | 164.204 | 243.791 | 343.328 | 437.68 | 543.727 | 651.333 | 764.062 | 904.354 | 1052.498 | 1210.523 | 1381.246 | 1628.652 | 3506.404 | 5609.07 | 8003.982 | 10681.95 | 13644.464 | 16170.406 | 18766.825 | 21383.745 | 23945.677 | 26475.603 | 29057.605 | 31620.864 | 34201.709 | 36809.232 | 39355.179
System Transformation | Lct_BB006 | Number | ENW | Stanah |  | 40.283 | 78.249 | 128.974 | 191.363 | 268.81 | 341.793 | 423.485 | 505.925 | 591.855 | 696.203 | 805.283 | 920.556 | 1044.04 | 1223.663 | 2564.613 | 4004.579 | 5590.941 | 7314.904 | 9175.831 | 10845.532 | 12553.587 | 14266.387 | 15933.697 | 17571.162 | 19263.838 | 20940.49 | 22625.219 | 24324.019 | 25978.603
System Transformation | Lct_BB006 | Number | ENW | Walney 2 |  | 7.942 | 15.428 | 25.429 | 37.73 | 52.999 | 67.389 | 83.496 | 99.75 | 116.692 | 137.266 | 158.772 | 181.5 | 205.846 | 241.261 | 505.648 | 789.556 | 1102.328 | 1442.231 | 1809.137 | 2138.341 | 2475.107 | 2812.808 | 3141.541 | 3464.389 | 3798.122 | 4128.697 | 4460.863 | 4795.804 | 5122.028
System Transformation | Lct_BB006 | Number | ENW | Washway Farm |  | 18.235 | 35.56 | 58.843 | 87.649 | 123.331 | 157.088 | 194.978 | 233.355 | 273.493 | 322.745 | 374.507 | 429.48 | 488.635 | 574.512 | 1217.341 | 1919.927 | 2705.124 | 3569.161 | 4512.072 | 5337.548 | 6183.265 | 7032.696 | 7861.058 | 8676.016 | 9515.303 | 10347.279 | 11183.844 | 12027.966 | 12850.815
System Transformation | Lct_BB006 | Number | ENW | Whitegate |  | 57.968 | 111.798 | 182.945 | 269.47 | 378.817 | 482.045 | 597.735 | 714.679 | 836.761 | 989.345 | 1150.199 | 1321.516 | 1506.344 | 1774.353 | 3803.637 | 6061.481 | 8620.485 | 11470.19 | 14611.806 | 17300.012 | 20058.445 | 22833.585 | 25544.901 | 28217.113 | 30957.134 | 33675.155 | 36409.887 | 39171.002 | 41864.597
System Transformation | Lct_BB006 | Number | EPN | Amersham Main |  | 67.874 | 131.299 | 215.514 | 318.43 | 450.658 | 577.378 | 720.904 | 867.997 | 1023.505 | 1210.235 | 1407.11 | 1616.815 | 1843.081 | 2171.163 | 4581.835 | 7199.642 | 10110.093 | 13298.433 | 16764.321 | 19901.107 | 23134.865 | 26404.195 | 29615.736 | 32797.508 | 36032.754 | 39251.066 | 42497.468 | 45783.293 | 48998.713
System Transformation | Lct_BB006 | Number | EPN | Braintree |  | 115.39 | 224.576 | 370.873 | 551.338 | 787.723 | 1018.822 | 1284.152 | 1560.802 | 1857.803 | 2174.782 | 2503.322 | 2847.726 | 3213.935 | 3748.4 | 7201.024 | 10300.955 | 13163.259 | 15743.276 | 18022.569 | 21135.203 | 24271.114 | 27364.274 | 30319.082 | 33167.351 | 36236.148 | 39253.077 | 42263.551 | 45278.661 | 48190.092
System Transformation | Lct_BB006 | Number | EPN | Bramford |  | 223.222 | 434.118 | 716.386 | 1064.19 | 1517.902 | 1959.946 | 2466.3 | 2992.733 | 3556.461 | 4157.757 | 4779.469 | 5429.685 | 6119.576 | 7127.411 | 13731.163 | 19703.086 | 25263.749 | 30329.281 | 34865.603 | 40907.812 | 47001.495 | 53018.918 | 58774.759 | 64330.423 | 70292.36 | 76155.367 | 82007.538 | 87870.399 | 93533.734
System Transformation | Lct_BB006 | Number | EPN | Brimsdown |  | 38.664 | 74.957 | 123.306 | 182.594 | 257.73 | 329.314 | 410.062 | 492.381 | 578.991 | 683.267 | 792.859 | 909.25 | 1034.5 | 1216.324 | 2563.344 | 4022.919 | 5642.793 | 7414.605 | 9338.077 | 11084.475 | 12884.621 | 14704.315 | 16491.566 | 18261.99 | 20063.596 | 21855.805 | 23663.688 | 25493.555 | 27284.249
System Transformation | Lct_BB006 | Number | EPN | Burwell Main |  | 150.946 | 290.518 | 474.405 | 697.292 | 998.31 | 1293.816 | 1634.034 | 1989.988 | 2373.279 | 2777.936 | 3197.277 | 3636.791 | 4104.058 | 4786.06 | 9195.303 | 13155.057 | 16812.279 | 20109.969 | 23024.608 | 26996.585 | 30996.881 | 34941.141 | 38707.317 | 42336.078 | 46236.549 | 50067.958 | 53888.267 | 57711.602 | 61399.929
System Transformation | Lct_BB006 | Number | EPN | Clacton |  | 10.44 | 20.304 | 33.505 | 49.772 | 70.992 | 91.667 | 115.349 | 139.97 | 166.336 | 194.458 | 223.536 | 253.946 | 286.212 | 333.349 | 642.206 | 921.513 | 1181.585 | 1418.5 | 1630.664 | 1913.258 | 2198.259 | 2479.694 | 2748.895 | 3008.733 | 3287.573 | 3561.786 | 3835.492 | 4109.698 | 4374.572
System Transformation | Lct_BB006 | Number | EPN | Eaton Socon |  | 119.266 | 231.437 | 381.078 | 564.843 | 802.402 | 1031.907 | 1293.299 | 1563.096 | 1850.155 | 2174.532 | 2513.139 | 2870.487 | 3252.821 | 3809.278 | 7763.203 | 11804.576 | 16070.773 | 20528.45 | 25170.074 | 29774.652 | 34492.066 | 39230.123 | 43850.578 | 48396.183 | 53059.903 | 57679.762 | 62322.137 | 67003.547 | 71563.425
System Transformation | Lct_BB006 | Number | EPN | Elstree |  | 57.03 | 110.321 | 181.082 | 267.554 | 378.657 | 485.131 | 605.726 | 729.319 | 859.981 | 1016.877 | 1182.298 | 1358.499 | 1548.614 | 1824.279 | 3849.801 | 6049.365 | 8494.818 | 11173.761 | 14085.909 | 16721.535 | 19438.64 | 22185.634 | 24884.071 | 27557.496 | 30275.851 | 32979.977 | 35707.707 | 38468.56 | 41170.257
System Transformation | Lct_BB006 | Number | EPN | Loudwater |  | 13.682 | 26.466 | 43.442 | 64.187 | 90.841 | 116.384 | 145.315 | 174.965 | 206.311 | 243.951 | 283.636 | 325.907 | 371.516 | 437.648 | 923.576 | 1451.256 | 2037.925 | 2680.609 | 3379.24 | 4011.532 | 4663.371 | 5322.381 | 5969.742 | 6611.102 | 7263.241 | 7911.967 | 8566.355 | 9228.69 | 9876.833
System Transformation | Lct_BB006 | Number | EPN | Mill Hill |  | 104.718 | 202.573 | 332.503 | 491.285 | 695.292 | 890.8 | 1112.238 | 1339.179 | 1579.101 | 1867.196 | 2170.942 | 2494.484 | 2843.574 | 3349.751 | 7069.027 | 11107.878 | 15598.232 | 20517.323 | 25864.625 | 30704.176 | 35693.34 | 40737.385 | 45692.271 | 50601.229 | 55592.688 | 60558.02 | 65566.691 | 70636.185 | 75597.056
System Transformation | Lct_BB006 | Number | EPN | Norwich Main |  | 293.772 | 573.218 | 949.053 | 1414.452 | 2028.738 | 2633.938 | 3332.369 | 4065.26 | 4856.456 | 5673.079 | 6516.184 | 7396.704 | 8329.722 | 9693.537 | 18222.246 | 25438.359 | 31621.077 | 36644.091 | 40449.662 | 47190.591 | 53907.328 | 60451.66 | 66613.528 | 72465.918 | 78960.707 | 85306.198 | 91601.495 | 97870.447 | 103879.248
System Transformation | Lct_BB006 | Number | EPN | Pelham |  | 61.158 | 119.679 | 198.715 | 297.001 | 422.92 | 545.18 | 684.901 | 829.738 | 984.436 | 1156.62 | 1336.247 | 1525.706 | 1728.306 | 2023.244 | 4034.898 | 6004.455 | 8000.82 | 10003.892 | 12007.446 | 14168.608 | 16372.538 | 18575.25 | 20711.446 | 22801.753 | 24980.487 | 27135.378 | 29297.687 | 31475.164 | 33592.41
System Transformation | Lct_BB006 | Number | EPN | Rayleigh |  | 119.874 | 232.087 | 381.274 | 563.833 | 798.277 | 1023.145 | 1277.987 | 1539.359 | 1815.873 | 2143 | 2486.826 | 2852.008 | 3245.005 | 3815.503 | 7958.846 | 12373.002 | 17203.969 | 22423.299 | 28028.051 | 33240.315 | 38604.696 | 44018.538 | 49326.341 | 54575.16 | 59932.837 | 65257.922 | 70625.322 | 76053.843 | 81361.085
System Transformation | Lct_BB006 | Number | EPN | Rye House |  | 47.756 | 92.955 | 153.526 | 228.257 | 322.907 | 413.532 | 516.111 | 621.155 | 732.127 | 863.797 | 1002.132 | 1149.002 | 1307.004 | 1536.404 | 3210.954 | 5000.695 | 6964.699 | 9091.675 | 11380.594 | 13499.162 | 15680.173 | 17881.942 | 20041.291 | 22177.311 | 24354.791 | 26519.081 | 28700.62 | 30907.054 | 33064.254
System Transformation | Lct_BB006 | Number | EPN | Sheringham Shoal |  | 55.434 | 108.164 | 179.083 | 266.902 | 382.816 | 497.015 | 628.806 | 767.1 | 916.396 | 1070.49 | 1229.581 | 1395.732 | 1571.789 | 1829.136 | 3438.473 | 4800.128 | 5966.786 | 6914.61 | 7632.708 | 8904.698 | 10172.122 | 11407.015 | 12569.737 | 13674.062 | 14899.606 | 16096.978 | 17284.878 | 18467.807 | 19601.647
System Transformation | Lct_BB006 | Number | EPN | Sundon |  | 88.914 | 173.423 | 287.015 | 427.593 | 606.632 | 779.121 | 975.2 | 1177.091 | 1391.433 | 1639.42 | 1899.368 | 2174.775 | 2470.489 | 2900.197 | 6002.892 | 9264.671 | 12794.363 | 16569.083 | 20585.419 | 24391.718 | 28302.914 | 32243.606 | 36099.99 | 39906.769 | 43790.638 | 47644.888 | 51524.272 | 55442.481 | 59266.598
System Transformation | Lct_BB006 | Number | EPN | Tilbury |  | 17.235 | 33.062 | 53.806 | 78.811 | 111.016 | 141.561 | 175.906 | 210.774 | 247.319 | 292.126 | 339.286 | 389.44 | 443.478 | 521.881 | 1116.155 | 1775.062 | 2519.836 | 3347.33 | 4257.837 | 5060.484 | 5889.619 | 6729.649 | 7556.752 | 8378.005 | 9207.311 | 10032.784 | 10865.926 | 11709.637 | 12535.824
System Transformation | Lct_BB006 | Number | EPN | Tottenham |  | 76.234 | 147.732 | 242.921 | 359.572 | 511.412 | 658.477 | 826.262 | 999.823 | 1184.85 | 1406.832 | 1642.373 | 1894.734 | 2168.451 | 2564.418 | 5409.37 | 8496.612 | 11927.036 | 15683.148 | 19764.485 | 23459.07 | 27266.869 | 31115.494 | 34894.94 | 38638.267 | 42466.854 | 46278.434 | 50126.061 | 54023.115 | 57839.978
System Transformation | Lct_BB006 | Number | EPN | Walpole (_A) |  | 120.049 | 233.167 | 384.276 | 570.102 | 819.113 | 1065.273 | 1349.989 | 1649.576 | 1973.767 | 2305.953 | 2648.994 | 3007.34 | 3387.133 | 3942.232 | 7371.393 | 10227.33 | 12621.784 | 14502.322 | 15844.474 | 18457.79 | 21053.156 | 23572.515 | 25934.084 | 28166.627 | 30669.707 | 33111.098 | 35529.309 | 37933.57 | 40233.293
System Transformation | Lct_BB006 | Number | EPN | Warley |  | 75.384 | 147.66 | 245.41 | 367.139 | 519.495 | 665.443 | 830.7 | 1000 | 1178.925 | 1395.436 | 1624.077 | 1867.979 | 2131.491 | 2513.355 | 5342.461 | 8449.898 | 11936.419 | 15785.983 | 19999.166 | 23755.805 | 27632.676 | 31556.533 | 35415.73 | 39243.6 | 43122.34 | 46982.123 | 50876.83 | 54820.032 | 58680.214
System Transformation | Lct_BB006 | Number | EPN | Watford South |  | 75.187 | 145.446 | 238.736 | 352.74 | 499.216 | 639.59 | 798.582 | 961.524 | 1133.787 | 1340.637 | 1558.726 | 1791.027 | 2041.672 | 2405.105 | 5075.527 | 7975.402 | 11199.454 | 14731.337 | 18570.674 | 22045.448 | 25627.643 | 29249.243 | 32806.826 | 36331.434 | 39915.277 | 43480.361 | 47076.562 | 50716.434 | 54278.315
System Transformation | Lct_BB006 | Number | EPN | West Thurrock |  | 15.2 | 29.455 | 48.434 | 71.692 | 101.966 | 131.287 | 164.741 | 199.345 | 236.236 | 280.495 | 327.457 | 377.773 | 432.347 | 511.295 | 1078.524 | 1694.06 | 2378.02 | 3126.916 | 3940.655 | 4677.284 | 5436.485 | 6203.827 | 6957.375 | 7703.722 | 8467.068 | 9227.023 | 9994.165 | 10771.163 | 11532.171
System Transformation | Lct_BB006 | Number | EPN | Wymondley |  | 67.763 | 132.604 | 220.175 | 329.075 | 468.592 | 604.056 | 758.866 | 919.345 | 1090.748 | 1281.527 | 1480.553 | 1690.472 | 1914.952 | 2241.74 | 4470.64 | 6652.896 | 8864.855 | 11084.246 | 13304.17 | 15698.723 | 18140.663 | 20581.253 | 22948.144 | 25264.19 | 27678.213 | 30065.818 | 32461.642 | 34874.272 | 37220.166
System Transformation | Lct_BB006 | Number | East Midlands | Berkswell |  | 85.087 | 165.494 | 273.131 | 405.783 | 574.674 | 736.768 | 920.547 | 1109.141 | 1308.759 | 1538.106 | 1777.483 | 2030.08 | 2300.309 | 2693.626 | 5553.024 | 8537.836 | 11748.121 | 15162.016 | 18775.793 | 22237.767 | 25792.383 | 29370.871 | 32869.606 | 36320.305 | 39841.66 | 43333.751 | 46846.405 | 50392.056 | 53849.915
System Transformation | Lct_BB006 | Number | East Midlands | Bicker Fen |  | 83.809 | 164.536 | 274.069 | 410.914 | 590.45 | 767.964 | 973.307 | 1189.408 | 1423.286 | 1661.093 | 1906.187 | 2161.731 | 2432.089 | 2827.554 | 5242.156 | 7200.596 | 8780.957 | 9944.415 | 10672.287 | 12401.386 | 14108.681 | 15755.064 | 17286.021 | 18721.13 | 20359.266 | 21952.024 | 23524.987 | 25084.241 | 26569.924
System Transformation | Lct_BB006 | Number | East Midlands | Chesterfield |  | 119.571 | 232.851 | 384.766 | 572.329 | 810.052 | 1037.909 | 1296.016 | 1560.576 | 1840.308 | 2175.774 | 2529.392 | 2905.985 | 3312.246 | 3901.364 | 8239.624 | 12956.615 | 18206.29 | 23962.309 | 30224.223 | 35792.928 | 41509.457 | 47263.107 | 52887.146 | 58432.657 | 64104.144 | 69729.624 | 75389.264 | 81103.082 | 86676.662
System Transformation | Lct_BB006 | Number | East Midlands | Coventry |  | 116.662 | 226.909 | 374.49 | 556.367 | 787.933 | 1010.18 | 1262.159 | 1520.738 | 1794.435 | 2108.891 | 2437.1 | 2783.435 | 3153.945 | 3693.221 | 7613.73 | 11706.195 | 16107.804 | 20788.583 | 25743.419 | 30490.119 | 35363.839 | 40270.29 | 45067.393 | 49798.633 | 54626.75 | 59414.743 | 64230.929 | 69092.359 | 73833.416
System Transformation | Lct_BB006 | Number | East Midlands | Drakelow |  | 46.353 | 90.138 | 148.732 | 220.92 | 314.346 | 404.916 | 508.31 | 615.346 | 729.532 | 856.97 | 989.874 | 1130.009 | 1279.822 | 1497.941 | 3022.611 | 4551.474 | 6137.166 | 7765.759 | 9433.535 | 11145.775 | 12896.088 | 14649.921 | 16355.708 | 18029.561 | 19758.119 | 21468.818 | 23186.382 | 24916.948 | 26600.819
System Transformation | Lct_BB006 | Number | East Midlands | East Claydon (_B) |  | 69.311 | 135.189 | 223.737 | 333.322 | 472.889 | 607.349 | 760.199 | 917.58 | 1084.666 | 1277.979 | 1480.617 | 1695.305 | 1925.824 | 2260.794 | 4679.442 | 7222.1 | 9973.606 | 12916.118 | 16046.977 | 19014.107 | 22063.005 | 25134.899 | 28141.07 | 31108.573 | 34136.171 | 37140.678 | 40164.779 | 43219.146 | 46200.165
System Transformation | Lct_BB006 | Number | East Midlands | Enderby |  | 105.232 | 203.831 | 335.007 | 495.638 | 701.221 | 898.097 | 1120.972 | 1349.238 | 1590.42 | 1876.941 | 2178.09 | 2497.946 | 2842.167 | 3341.857 | 7085.958 | 11182.519 | 15764.701 | 20810.7 | 26320.835 | 31253.302 | 36340.377 | 41485.658 | 46542.426 | 51554.624 | 56609.539 | 61632.597 | 66694.556 | 71813.173 | 76816.224
System Transformation | Lct_BB006 | Number | East Midlands | Grendon |  | 159.388 | 308.119 | 505.398 | 746.222 | 1058.695 | 1359.747 | 1701.978 | 2054.368 | 2428.499 | 2860.483 | 3313.084 | 3792.383 | 4306.812 | 5054.476 | 10500.265 | 16261.759 | 22530.393 | 29267.318 | 36467.555 | 43224.288 | 50171.146 | 57174.56 | 64032.666 | 70806.853 | 77693.665 | 84527.175 | 91404.53 | 98350.018 | 105127.856
System Transformation | Lct_BB006 | Number | East Midlands | Ratcliffe |  | 94.297 | 183.216 | 302.063 | 448.296 | 632.991 | 809.095 | 1007.852 | 1210.619 | 1424.096 | 1681.643 | 1952.597 | 2240.636 | 2550.864 | 3001.049 | 6435.028 | 10257.335 | 14590.841 | 19417.905 | 24740.62 | 29402.97 | 34218.758 | 39097.374 | 43900.428 | 48669.058 | 53460.218 | 58224.586 | 63028.973 | 67890.174 | 72645.347
System Transformation | Lct_BB006 | Number | East Midlands | Staythorpe |  | 59.538 | 120.603 | 206.958 | 319.213 | 458.289 | 595.567 | 754.192 | 920.9 | 1101.111 | 1288.315 | 1482.163 | 1685.187 | 1900.884 | 2215.802 | 4202.366 | 5925.969 | 7452.132 | 8752.983 | 9816.257 | 11476.507 | 13138.489 | 14766.237 | 16308.326 | 17782.309 | 19395.782 | 20975.995 | 22547.28 | 24115.525 | 25623.089
System Transformation | Lct_BB006 | Number | East Midlands | Stoke Bardolph |  | 45.289 | 87.996 | 145.077 | 215.311 | 304.018 | 388.599 | 484.059 | 581.446 | 683.976 | 807.673 | 937.809 | 1076.15 | 1225.149 | 1441.368 | 3090.666 | 4926.474 | 7007.805 | 9326.186 | 11882.622 | 14121.892 | 16434.857 | 18777.997 | 21084.846 | 23375.162 | 25676.298 | 27964.566 | 30272.055 | 32606.832 | 34890.684
System Transformation | Lct_BB006 | Number | East Midlands | Walpole (_B) |  | 91.918 | 178.529 | 294.23 | 436.511 | 627.172 | 815.65 | 1033.649 | 1263.035 | 1511.258 | 1765.604 | 2028.261 | 2302.637 | 2593.434 | 3018.458 | 5644.071 | 7830.783 | 9664.151 | 11104.027 | 12131.675 | 14132.619 | 16119.819 | 18048.822 | 19857.01 | 21566.407 | 23482.946 | 25352.251 | 27203.808 | 29044.684 | 30805.519
System Transformation | Lct_BB006 | Number | East Midlands | West Burton |  | 60.829 | 113.406 | 179.076 | 254.045 | 361.022 | 464.452 | 582.314 | 704.047 | 833.647 | 981.311 | 1135.856 | 1299.355 | 1474.677 | 1729.591 | 3556.176 | 5453.832 | 7486.369 | 9639.495 | 11910.579 | 14102.284 | 16351.375 | 18614.227 | 20825.189 | 23004.406 | 25231.7 | 27439.937 | 29660.674 | 31901.782 | 34086.797
System Transformation | Lct_BB006 | Number | East Midlands | Willington |  | 120.914 | 235.178 | 388.138 | 576.644 | 816.65 | 1046.996 | 1308.158 | 1576.162 | 1859.834 | 2185.75 | 2525.921 | 2884.878 | 3268.892 | 3827.822 | 7891.214 | 12132.831 | 16694.858 | 21546.229 | 26681.646 | 31601.341 | 36652.685 | 41737.953 | 46709.888 | 51613.56 | 56617.639 | 61580.132 | 66571.845 | 71610.451 | 76524.298
System Transformation | Lct_BB006 | Number | IDNO - Refer to Comment Field | Tynemouth 2 |  | 15.636 | 30.252 | 49.662 | 73.387 | 103.538 | 132.236 | 164.585 | 197.533 | 232.169 | 274.2 | 318.429 | 365.459 | 416.122 | 489.635 | 1030.273 | 1614.609 | 2261.789 | 2968.404 | 3734.301 | 4414.954 | 5111.571 | 5810.472 | 6491.193 | 7160.093 | 7850.899 | 8535.356 | 9223.286 | 9917.133 | 10593.131 | Note: TYNE2 is operated by an IDNO allocated to GSP Group/licence area F
System Transformation | Lct_BB006 | Number | LPN | Acton Lane 22kV |  | 11.223 | 21.855 | 36.11 | 53.71 | 76.916 | 99.71 | 125.963 | 153.441 | 183.041 | 217.517 | 254.144 | 293.431 | 336.085 | 397.763 | 819.765 | 1260.046 | 1733.369 | 2236.5 | 2768.883 | 3278.697 | 3801.948 | 4328.493 | 4843.063 | 5350.342 | 5877.058 | 6400.831 | 6929.005 | 7463.427 | 7986.193
System Transformation | Lct_BB006 | Number | LPN | Barking |  | 31.249 | 60.556 | 99.575 | 147.391 | 209.631 | 269.914 | 338.691 | 409.834 | 485.678 | 576.67 | 673.22 | 776.664 | 888.863 | 1051.173 | 2217.338 | 3482.819 | 4888.973 | 6428.629 | 8101.597 | 9616.032 | 11176.875 | 12754.453 | 14303.673 | 15838.089 | 17407.453 | 18969.845 | 20547.014 | 22144.442 | 23709.001
System Transformation | Lct_BB006 | Number | LPN | Barking West |  | 43.743 | 84.77 | 139.39 | 206.325 | 293.452 | 377.839 | 474.115 | 573.706 | 679.876 | 807.251 | 942.406 | 1087.213 | 1244.273 | 1471.482 | 3103.937 | 4875.419 | 6843.822 | 8999.107 | 11341.009 | 13460.989 | 15645.932 | 17854.301 | 20022.976 | 22170.925 | 24367.796 | 26554.909 | 28762.706 | 30998.865 | 33189.009
System Transformation | Lct_BB006 | Number | LPN | Beddington (_C) |  | 90.415 | 175.555 | 289.237 | 428.971 | 606.92 | 777.346 | 970.288 | 1167.909 | 1376.725 | 1629.366 | 1896.112 | 2180.613 | 2487.941 | 2933.33 | 6225.166 | 9831.818 | 13870.418 | 18321.973 | 23186.903 | 27537.104 | 32025.071 | 36565.883 | 41030.196 | 45456.69 | 49954.383 | 54430.953 | 58948.811 | 63523.687 | 68003.178
System Transformation | Lct_BB006 | Number | LPN | Canal Bank |  | 7.983 | 15.544 | 25.684 | 38.201 | 54.707 | 70.919 | 89.591 | 109.135 | 130.188 | 154.709 | 180.76 | 208.703 | 239.041 | 282.909 | 583.058 | 896.208 | 1232.86 | 1590.712 | 1969.369 | 2331.976 | 2704.138 | 3078.643 | 3444.632 | 3805.434 | 4180.061 | 4552.595 | 4928.259 | 5308.367 | 5680.185
System Transformation | Lct_BB006 | Number | LPN | City Road |  | 92.462 | 180.047 | 297.491 | 442.478 | 633.664 | 821.449 | 1037.723 | 1264.101 | 1507.958 | 1791.977 | 2093.722 | 2417.382 | 2768.785 | 3276.911 | 6753.505 | 10380.685 | 14280.082 | 18425.049 | 22810.999 | 27011.028 | 31321.745 | 35659.6 | 39898.807 | 44077.939 | 48417.21 | 52732.23 | 57083.507 | 61486.253 | 65792.985
System Transformation | Lct_BB006 | Number | LPN | Greenford |  | 10.117 | 19.701 | 32.551 | 48.416 | 69.335 | 89.883 | 113.547 | 138.317 | 165 | 196.077 | 229.094 | 264.509 | 302.959 | 358.558 | 738.965 | 1135.85 | 1562.52 | 2016.06 | 2495.969 | 2955.534 | 3427.211 | 3901.857 | 4365.709 | 4822.987 | 5297.788 | 5769.936 | 6246.05 | 6727.797 | 7199.037
System Transformation | Lct_BB006 | Number | LPN | Hackney 132kV |  | 28.505 | 55.24 | 90.833 | 134.45 | 191.226 | 246.216 | 308.954 | 373.852 | 443.037 | 526.04 | 614.113 | 708.475 | 810.822 | 958.882 | 2022.66 | 3177.035 | 4459.731 | 5864.208 | 7390.293 | 8771.764 | 10195.568 | 11634.638 | 13047.84 | 14447.537 | 15879.114 | 17304.331 | 18743.028 | 20200.206 | 21627.399
System Transformation | Lct_BB006 | Number | LPN | Hackney 66kV |  | 34.587 | 67.025 | 110.212 | 163.136 | 232.026 | 298.748 | 374.872 | 453.616 | 537.562 | 638.274 | 745.138 | 859.634 | 983.818 | 1163.467 | 2454.211 | 3854.881 | 5411.251 | 7115.384 | 8967.072 | 10643.291 | 12370.874 | 14116.981 | 15831.701 | 17530.035 | 19267.05 | 20996.349 | 22742.003 | 24510.081 | 26241.778
System Transformation | Lct_BB006 | Number | LPN | Hurst |  | 35.704 | 69.325 | 114.217 | 169.396 | 239.667 | 306.966 | 383.157 | 461.196 | 543.655 | 643.42 | 748.756 | 861.102 | 982.463 | 1158.343 | 2458.256 | 3882.487 | 5477.29 | 7235.165 | 9156.277 | 10874.128 | 12646.381 | 14439.503 | 16202.416 | 17950.394 | 19726.488 | 21494.241 | 23278.298 | 25084.871 | 26853.777
System Transformation | Lct_BB006 | Number | LPN | Islington |  | 71.853 | 139.445 | 229.63 | 340.396 | 485.151 | 625.962 | 787.089 | 954.381 | 1133.315 | 1345.993 | 1571.75 | 1813.713 | 2076.235 | 2455.956 | 5143.51 | 8025.985 | 11198.3 | 14642.702 | 18357.815 | 21774.5 | 25291.678 | 28842.111 | 32323.9 | 35767.848 | 39305.399 | 42826.075 | 46378.984 | 49976.5 | 53498.724
System Transformation | Lct_BB006 | Number | LPN | Littlebrook (_C) |  | 6.561 | 12.739 | 20.988 | 31.127 | 44.04 | 56.406 | 70.407 | 84.746 | 99.899 | 118.231 | 137.587 | 158.231 | 180.531 | 212.85 | 451.714 | 713.421 | 1006.472 | 1329.488 | 1682.5 | 1998.161 | 2323.819 | 2653.312 | 2977.254 | 3298.451 | 3624.815 | 3949.646 | 4277.473 | 4609.438 | 4934.481
System Transformation | Lct_BB006 | Number | LPN | Lodge Road |  | 64.754 | 126.093 | 208.342 | 309.882 | 443.776 | 575.288 | 726.752 | 885.291 | 1056.072 | 1254.98 | 1466.302 | 1692.972 | 1939.071 | 2294.928 | 4729.7 | 7269.933 | 10000.809 | 12903.665 | 15975.289 | 18916.707 | 21935.644 | 24973.585 | 27942.441 | 30869.224 | 33908.157 | 36930.107 | 39977.449 | 43060.836 | 46076.981
System Transformation | Lct_BB006 | Number | LPN | New Cross |  | 90.144 | 175.758 | 290.773 | 433.035 | 617.31 | 796.64 | 1001.9 | 1215.09 | 1443.187 | 1713.303 | 1999.852 | 2306.799 | 2639.657 | 3121.222 | 6515.86 | 10137.272 | 14105.128 | 18396.299 | 23008.511 | 27280.347 | 31674.884 | 36107.852 | 40451.725 | 44745.179 | 49169.297 | 53572.078 | 58014.956 | 62513.409 | 66917.461
System Transformation | Lct_BB006 | Number | LPN | Perivale |  | 9.216 | 17.945 | 29.651 | 44.102 | 63.157 | 81.874 | 103.43 | 125.993 | 150.298 | 178.606 | 208.681 | 240.94 | 275.965 | 326.609 | 673.121 | 1034.642 | 1423.294 | 1836.422 | 2273.57 | 2692.186 | 3121.835 | 3554.188 | 3976.71 | 4393.243 | 4825.738 | 5255.815 | 5689.507 | 6128.328 | 6557.579
System Transformation | Lct_BB006 | Number | LPN | Redbridge |  | 28.03 | 54.32 | 89.32 | 132.211 | 188.042 | 242.116 | 303.81 | 367.627 | 435.66 | 517.281 | 603.887 | 696.678 | 797.321 | 942.915 | 1988.981 | 3124.134 | 4385.472 | 5766.564 | 7267.238 | 8625.706 | 10025.802 | 11440.91 | 12830.581 | 14206.972 | 15614.711 | 17016.198 | 18430.938 | 19863.853 | 21267.282
System Transformation | Lct_BB006 | Number | LPN | St John's Wood |  | 89.602 | 174.478 | 288.288 | 428.791 | 614.063 | 796.039 | 1005.624 | 1224.999 | 1461.313 | 1736.547 | 2028.958 | 2342.606 | 2683.14 | 3175.548 | 6544.601 | 10059.584 | 13838.362 | 17855.115 | 22105.396 | 26175.508 | 30352.883 | 34556.557 | 38664.635 | 42714.495 | 46919.541 | 51101.087 | 55317.768 | 59584.325 | 63757.839
System Transformation | Lct_BB006 | Number | LPN | West Ham |  | 61.439 | 119.062 | 195.779 | 289.791 | 412.165 | 530.689 | 665.913 | 805.792 | 954.911 | 1133.814 | 1323.645 | 1527.031 | 1747.629 | 2066.753 | 4359.597 | 6847.712 | 9612.408 | 12639.588 | 15928.878 | 18906.471 | 21975.307 | 25077.046 | 28123.032 | 31139.908 | 34225.498 | 37297.381 | 40398.316 | 43539.085 | 46615.226
System Transformation | Lct_BB006 | Number | LPN | Willesden 132kV |  | 61.658 | 120.063 | 198.379 | 295.062 | 422.553 | 547.775 | 691.995 | 842.953 | 1005.567 | 1194.962 | 1396.178 | 1612.007 | 1846.337 | 2185.175 | 4503.506 | 6922.255 | 9522.529 | 12286.558 | 15211.284 | 18012.031 | 20886.59 | 23779.244 | 26606.117 | 29392.929 | 32286.528 | 35163.956 | 38065.561 | 41001.487 | 43873.388
System Transformation | Lct_BB006 | Number | LPN | Willesden 66kV |  | 18.325 | 35.684 | 58.96 | 87.696 | 125.587 | 162.805 | 205.668 | 250.535 | 298.865 | 355.155 | 414.959 | 479.106 | 548.751 | 649.457 | 1338.49 | 2057.368 | 2830.197 | 3651.696 | 4520.956 | 5353.368 | 6207.718 | 7067.445 | 7907.622 | 8735.892 | 9595.901 | 10451.103 | 11313.491 | 12186.08 | 13039.639
System Transformation | Lct_BB006 | Number | LPN | Wimbledon North |  | 31.329 | 61.083 | 101.056 | 150.498 | 214.541 | 276.866 | 348.203 | 422.295 | 501.569 | 595.445 | 695.033 | 801.71 | 917.393 | 1084.757 | 2264.537 | 3523.131 | 4902.129 | 6393.493 | 7996.431 | 9481.075 | 11008.363 | 12549.007 | 14058.687 | 15550.844 | 17088.412 | 18618.565 | 20162.653 | 21726.055 | 23256.65
System Transformation | Lct_BB006 | Number | LPN | Wimbledon South |  | 137.805 | 268.684 | 444.51 | 661.988 | 943.693 | 1217.837 | 1531.621 | 1857.529 | 2206.224 | 2619.156 | 3057.208 | 3526.442 | 4035.289 | 4771.465 | 9960.906 | 15497.019 | 21562.748 | 28122.735 | 35173.501 | 41703.929 | 48421.933 | 55198.686 | 61839.239 | 68402.714 | 75165.938 | 81896.545 | 88688.448 | 95565.308 | 102297.857
System Transformation | Lct_BB006 | Number | NPgN | Blyth 132kV |  | 31.022 | 58.119 | 92.261 | 131.64 | 186.682 | 239.664 | 299.855 | 361.783 | 427.483 | 500.99 | 577.334 | 657.52 | 742.938 | 867.5 | 1718.429 | 2539.688 | 3360.29 | 4171.302 | 4969.762 | 5838.414 | 6716.708 | 7586.439 | 8421.055 | 9229.259 | 10091.725 | 10941.219 | 11790.382 | 12642.317 | 13466.767
System Transformation | Lct_BB006 | Number | NPgN | Blyth 66kV |  | 54.058 | 101.277 | 160.772 | 229.393 | 325.31 | 417.635 | 522.523 | 630.437 | 744.926 | 873.016 | 1006.052 | 1145.784 | 1294.631 | 1511.691 | 2994.505 | 4425.618 | 5855.585 | 7268.84 | 8660.223 | 10173.921 | 11704.423 | 13220.001 | 14674.387 | 16082.751 | 17585.67 | 19065.983 | 20545.721 | 22030.288 | 23466.961
System Transformation | Lct_BB006 | Number | NPgN | Fourstones |  | 7.879 | 15.536 | 25.99 | 39.131 | 55.57 | 71.439 | 89.505 | 108.14 | 127.956 | 149.189 | 171.032 | 193.764 | 217.773 | 252.92 | 482.957 | 686.268 | 870.481 | 1032.504 | 1171.019 | 1367.358 | 1563.367 | 1754.757 | 1935.423 | 2107.471 | 2297.963 | 2484.389 | 2669.631 | 2854.387 | 3031.834
System Transformation | Lct_BB006 | Number | NPgN | Hart Moor |  | 25.962 | 50.228 | 82.456 | 121.848 | 171.91 | 219.558 | 273.268 | 327.973 | 385.481 | 455.266 | 528.703 | 606.788 | 690.907 | 812.963 | 1710.609 | 2680.81 | 3755.352 | 4928.577 | 6200.231 | 7330.352 | 8486.976 | 9647.393 | 10777.625 | 11888.231 | 13035.208 | 14171.644 | 15313.845 | 16465.872 | 17588.263
System Transformation | Lct_BB006 | Number | NPgN | Hawthorn Pit |  | 35.431 | 68.548 | 112.529 | 166.289 | 234.61 | 299.637 | 372.936 | 447.593 | 526.076 | 621.314 | 721.534 | 828.1 | 942.898 | 1109.471 | 2334.512 | 3658.57 | 5125.026 | 6726.156 | 8461.614 | 10003.919 | 11582.394 | 13166.045 | 14708.502 | 16224.173 | 17789.482 | 19340.406 | 20899.197 | 22471.397 | 24003.153
System Transformation | Lct_BB006 | Number | NPgN | Knaresborough |  | 63.457 | 121.419 | 197.083 | 287.893 | 407.403 | 521.912 | 651.588 | 784.464 | 924.917 | 1081.419 | 1243.269 | 1412.575 | 1592.245 | 1854.697 | 3652.63 | 5365.766 | 7055.152 | 8701.114 | 10296.783 | 12086.957 | 13894.125 | 15680.562 | 17391.434 | 19044.836 | 20817.415 | 22562.002 | 24304.681 | 26051.837 | 27741.136
System Transformation | Lct_BB006 | Number | NPgN | Lackenby |  | 28.741 | 56.301 | 93.579 | 140.005 | 196.924 | 250.725 | 311.076 | 372.152 | 435.98 | 514.14 | 596.191 | 683.239 | 776.823 | 912.736 | 1927.402 | 3030.39 | 4257.704 | 5603.174 | 7066.689 | 8357.419 | 9679.191 | 11006.122 | 12299.436 | 13571.15 | 14882.767 | 16182.74 | 17489.684 | 18808.239 | 20093.326
System Transformation | Lct_BB006 | Number | NPgN | Norton |  | 109.752 | 212.338 | 348.578 | 515.105 | 726.741 | 928.172 | 1155.229 | 1386.49 | 1629.605 | 1924.618 | 2235.068 | 2565.171 | 2920.778 | 3436.765 | 7231.526 | 11333.004 | 15875.586 | 20835.343 | 26211.202 | 30988.738 | 35878.316 | 40783.929 | 45561.935 | 50256.969 | 55105.765 | 59909.999 | 64738.604 | 69608.744 | 74353.603
System Transformation | Lct_BB006 | Number | NPgN | Offerton |  | 14.738 | 28.514 | 46.81 | 69.172 | 97.592 | 124.642 | 155.133 | 186.189 | 218.836 | 258.453 | 300.142 | 344.471 | 392.225 | 461.516 | 971.106 | 1521.884 | 2131.898 | 2797.932 | 3519.845 | 4161.41 | 4818.02 | 5476.784 | 6118.412 | 6748.898 | 7400.032 | 8045.182 | 8693.605 | 9347.605 | 9984.782
System Transformation | Lct_BB006 | Number | NPgN | Osbaldwick |  | 108.715 | 210.158 | 344.711 | 508.96 | 719.727 | 921.359 | 1149.454 | 1382.85 | 1629.244 | 1913.134 | 2209.006 | 2520.788 | 2853.913 | 3339.047 | 6761.375 | 10216.785 | 13823.695 | 17551.702 | 21393.108 | 25200.964 | 29071.731 | 32927.042 | 36651.339 | 40281.648 | 44098.309 | 47867.318 | 51643.884 | 55441.639 | 59127.819
System Transformation | Lct_BB006 | Number | NPgN | Poppleton |  | 18.876 | 36.117 | 58.624 | 85.636 | 121.185 | 155.247 | 193.82 | 233.345 | 275.124 | 321.677 | 369.821 | 420.182 | 473.626 | 551.695 | 1086.504 | 1596.091 | 2098.612 | 2588.217 | 3062.862 | 3595.364 | 4132.92 | 4664.311 | 5173.223 | 5665.041 | 6192.309 | 6711.251 | 7229.625 | 7749.331 | 8251.826
System Transformation | Lct_BB006 | Number | NPgN | Saltholme |  | 13.639 | 26.718 | 44.409 | 66.441 | 93.452 | 118.984 | 147.623 | 176.607 | 206.898 | 243.989 | 282.927 | 324.237 | 368.647 | 433.146 | 914.664 | 1438.095 | 2020.526 | 2659.03 | 3353.552 | 3966.078 | 4593.335 | 5223.041 | 5836.793 | 6440.294 | 7062.732 | 7679.645 | 8299.865 | 8925.595 | 9535.444
System Transformation | Lct_BB006 | Number | NPgN | South Shields |  | 21.284 | 41.178 | 67.599 | 99.893 | 140.935 | 179.998 | 224.03 | 268.878 | 316.024 | 373.235 | 433.44 | 497.456 | 566.418 | 666.481 | 1402.388 | 2197.775 | 3078.704 | 4040.535 | 5083.059 | 6009.552 | 6957.773 | 7909.103 | 8835.687 | 9746.181 | 10686.493 | 11618.164 | 12554.56 | 13499.012 | 14419.168
System Transformation | Lct_BB006 | Number | NPgN | Spennymoor |  | 71.539 | 142.014 | 239.109 | 362.255 | 512.568 | 656.549 | 819.57 | 986.57 | 1163.054 | 1368.746 | 1583.938 | 1811.514 | 2055.465 | 2410.217 | 4934.933 | 7537.991 | 10307.365 | 13222.581 | 16279.449 | 19199.498 | 22174.407 | 25144.541 | 28021.555 | 30833.478 | 33772.296 | 36677.611 | 39591.693 | 42525.009 | 45375.701
System Transformation | Lct_BB006 | Number | NPgN | Stella North |  | 58.55 | 113.656 | 187.207 | 277.578 | 391.638 | 500.208 | 622.597 | 747.262 | 878.325 | 1035.239 | 1199.821 | 1374.287 | 1561.713 | 1834.004 | 3818.258 | 5925.338 | 8225.087 | 10703.631 | 13359.371 | 15780.643 | 18254.732 | 20732.703 | 23141.598 | 25504.255 | 27953.66 | 30378.525 | 32813.826 | 35268.253 | 37657.302
System Transformation | Lct_BB006 | Number | NPgN | Stella South |  | 48.585 | 94.311 | 155.344 | 230.333 | 324.979 | 415.07 | 516.627 | 620.073 | 728.829 | 859.036 | 995.604 | 1140.376 | 1295.901 | 1521.846 | 3168.368 | 4916.812 | 6825.13 | 8881.812 | 11085.53 | 13094.688 | 15147.673 | 17203.879 | 19202.766 | 21163.285 | 23195.787 | 25207.927 | 27228.726 | 29265.395 | 31247.814
System Transformation | Lct_BB006 | Number | NPgN | Tynemouth 1 |  | 35.749 | 69.163 | 113.54 | 167.781 | 236.716 | 302.327 | 376.284 | 451.611 | 530.799 | 626.892 | 728.012 | 835.534 | 951.363 | 1119.432 | 2355.471 | 3691.415 | 5171.037 | 6786.541 | 8537.58 | 10093.731 | 11686.377 | 13284.246 | 14840.551 | 16369.829 | 17949.191 | 19514.039 | 21086.824 | 22673.139 | 24218.647
System Transformation | Lct_BB006 | Number | NPgN | West Boldon |  | 62.57 | 121.054 | 198.725 | 293.662 | 414.316 | 529.152 | 658.597 | 790.44 | 929.04 | 1097.227 | 1274.215 | 1462.407 | 1665.139 | 1959.304 | 4122.701 | 6460.958 | 9050.689 | 11878.252 | 14943.036 | 17666.714 | 20454.268 | 23250.963 | 25974.91 | 28651.554 | 31415.858 | 34154.757 | 36907.55 | 39684.023 | 42389.071
System Transformation | Lct_BB006 | Number | NPgY | Bradford West |  | 122.04 | 237.337 | 391.651 | 581.789 | 816.722 | 1037.789 | 1284.972 | 1534.07 | 1793.369 | 2111.766 | 2445.197 | 2798.138 | 3176.792 | 3727.222 | 7883.083 | 12412.033 | 17461.666 | 23007.125 | 29048.263 | 34359.183 | 39799.349 | 45262.361 | 50588.733 | 55827.824 | 61223.669 | 66571.652 | 71948.352 | 77372.853 | 82659.717
System Transformation | Lct_BB006 | Number | NPgY | Camblesforth |  | 11.783 | 23.201 | 38.757 | 58.272 | 82.798 | 106.503 | 133.51 | 161.397 | 191.078 | 222.896 | 255.657 | 289.785 | 325.861 | 378.651 | 723.914 | 1030.033 | 1308.471 | 1554.622 | 1766.534 | 2063.208 | 2359.536 | 2649.047 | 2922.525 | 3183.141 | 3471.216 | 3753.209 | 4033.475 | 4313.067 | 4581.678
System Transformation | Lct_BB006 | Number | NPgY | Creyke Beck |  | 142.336 | 277.77 | 459.955 | 685.603 | 972.555 | 1248.932 | 1563.05 | 1886.404 | 2229.626 | 2615.366 | 3016.642 | 3438.755 | 3889.038 | 4545.262 | 9061.838 | 13481.186 | 17957.982 | 22446.997 | 26934.178 | 31677.749 | 36484.754 | 41256.521 | 45848.494 | 50307.615 | 55036.149 | 59698.65 | 64364.048 | 69049.296 | 73589.104
System Transformation | Lct_BB006 | Number | NPgY | Drax |  | 23.289 | 45.856 | 76.602 | 115.173 | 163.647 | 210.5 | 263.879 | 318.997 | 377.662 | 440.548 | 505.301 | 572.754 | 644.057 | 748.395 | 1430.798 | 2035.835 | 2586.161 | 3072.672 | 3491.512 | 4077.88 | 4663.567 | 5235.778 | 5776.3 | 6291.403 | 6860.775 | 7418.127 | 7972.066 | 8524.674 | 9055.576
System Transformation | Lct_BB006 | Number | NPgY | Elland |  | 87.861 | 170.867 | 281.963 | 418.85 | 587.986 | 747.14 | 925.096 | 1104.43 | 1291.109 | 1520.334 | 1760.382 | 2014.476 | 2287.082 | 2683.356 | 5675.304 | 8935.851 | 12571.257 | 16563.624 | 20912.848 | 24736.363 | 28652.927 | 32585.938 | 36420.577 | 40192.38 | 44077.035 | 47927.233 | 51798.105 | 55703.391 | 59509.587
System Transformation | Lct_BB006 | Number | NPgY | Ferrybridge A |  | 24.155 | 46.924 | 77.351 | 114.779 | 161.914 | 206.762 | 257.304 | 308.768 | 362.855 | 427.166 | 494.485 | 565.713 | 642.103 | 753.165 | 1560.153 | 2409.692 | 3330.101 | 4315.47 | 5364.944 | 6334.554 | 7324.52 | 8315.191 | 9277.316 | 10220.087 | 11199.542 | 12168.809 | 13141.902 | 14122.299 | 15076.166
System Transformation | Lct_BB006 | Number | NPgY | Ferrybridge B (_M) |  | 72.658 | 141.15 | 232.673 | 345.259 | 487.042 | 621.947 | 773.98 | 928.784 | 1091.479 | 1284.929 | 1487.425 | 1701.683 | 1931.465 | 2265.543 | 4692.989 | 7248.428 | 10017.046 | 12981.065 | 16137.914 | 19054.532 | 22032.381 | 25012.348 | 27906.451 | 30742.334 | 33688.566 | 36604.15 | 39531.243 | 42480.307 | 45349.567
System Transformation | Lct_BB006 | Number | NPgY | Grimsby West |  | 38.163 | 74.363 | 122.951 | 182.995 | 258.171 | 329.718 | 410.363 | 492.495 | 578.832 | 683.084 | 792.652 | 909.019 | 1034.244 | 1216.032 | 2554.232 | 3996.45 | 5590.03 | 7326.383 | 9205.017 | 10882.699 | 12599.691 | 14322.276 | 16000.011 | 17648.572 | 19351.24 | 21038.248 | 22733.804 | 24443.933 | 26110.057
System Transformation | Lct_BB006 | Number | NPgY | Jordanthorpe |  | 15.243 | 29.684 | 49.049 | 72.96 | 103.264 | 132.311 | 165.214 | 198.94 | 234.6 | 277.365 | 322.443 | 370.451 | 422.241 | 497.341 | 1050.376 | 1651.691 | 2320.913 | 3054.682 | 3852.942 | 4562.833 | 5291.568 | 6025.035 | 6741.98 | 7448.914 | 8171.907 | 8889.036 | 9610.519 | 10338.909 | 11049.421
System Transformation | Lct_BB006 | Number | NPgY | Keadby |  | 81.798 | 159.629 | 264.328 | 394.004 | 558.909 | 717.739 | 898.256 | 1084.082 | 1281.325 | 1503.003 | 1733.609 | 1976.19 | 2234.96 | 2612.08 | 5207.674 | 7747.393 | 10320.126 | 12899.881 | 15478.583 | 18204.627 | 20967.125 | 23709.373 | 26348.296 | 28910.872 | 31628.275 | 34307.73 | 36988.849 | 39681.376 | 42290.321
System Transformation | Lct_BB006 | Number | NPgY | Kirkstall B |  | 59.877 | 116.445 | 192.157 | 285.444 | 400.71 | 509.173 | 630.448 | 752.664 | 879.884 | 1036.1 | 1199.692 | 1372.856 | 1558.636 | 1828.694 | 3867.693 | 6089.741 | 8567.252 | 11288.032 | 14252.008 | 16857.715 | 19526.835 | 22207.164 | 24820.452 | 27390.918 | 30038.293 | 32662.184 | 35300.165 | 37961.6 | 40555.504
System Transformation | Lct_BB006 | Number | NPgY | Neepsend |  | 19.553 | 38.078 | 62.921 | 93.593 | 132.468 | 169.729 | 211.938 | 255.201 | 300.946 | 355.804 | 413.632 | 475.216 | 541.652 | 637.991 | 1347.427 | 2118.797 | 2977.276 | 3918.559 | 4942.57 | 5853.221 | 6788.046 | 7728.941 | 8648.641 | 9555.499 | 10482.958 | 11402.893 | 12328.414 | 13262.796 | 14174.244
System Transformation | Lct_BB006 | Number | NPgY | Norton Lees |  | 23.813 | 46.373 | 76.627 | 113.981 | 161.325 | 206.703 | 258.106 | 310.794 | 366.504 | 433.313 | 503.737 | 578.737 | 659.645 | 776.97 | 1640.949 | 2580.353 | 3625.844 | 4772.174 | 6019.255 | 7128.282 | 8266.748 | 9412.606 | 10532.653 | 11637.06 | 12766.555 | 13886.889 | 15014.025 | 16151.951 | 17261.948
System Transformation | Lct_BB006 | Number | NPgY | Pitsmoor |  | 10.858 | 21.145 | 34.94 | 51.972 | 73.559 | 94.25 | 117.688 | 141.712 | 167.114 | 197.576 | 229.688 | 263.885 | 300.777 | 354.273 | 748.219 | 1176.557 | 1653.267 | 2175.956 | 2744.584 | 3250.264 | 3769.367 | 4291.842 | 4802.546 | 5306.12 | 5821.133 | 6331.969 | 6845.906 | 7364.763 | 7870.886
System Transformation | Lct_BB006 | Number | NPgY | Saltend North |  | 20.034 | 39.097 | 64.741 | 96.502 | 136.891 | 175.792 | 220.006 | 265.519 | 313.829 | 368.124 | 424.605 | 484.019 | 547.398 | 639.764 | 1275.491 | 1897.533 | 2527.66 | 3159.508 | 3791.097 | 4458.775 | 5135.38 | 5807.026 | 6453.365 | 7081.005 | 7746.566 | 8402.832 | 9059.506 | 9718.975 | 10357.971
System Transformation | Lct_BB006 | Number | NPgY | Sheffield City |  | 11.592 | 22.574 | 37.302 | 55.486 | 78.532 | 100.622 | 125.645 | 151.293 | 178.413 | 210.935 | 245.217 | 281.727 | 321.113 | 378.226 | 798.808 | 1256.107 | 1765.048 | 2323.077 | 2930.152 | 3470.022 | 4024.223 | 4582.023 | 5127.257 | 5664.879 | 6214.713 | 6760.087 | 7308.773 | 7862.711 | 8403.054
System Transformation | Lct_BB006 | Number | NPgY | Skelton Grange |  | 131.652 | 256.031 | 422.499 | 627.612 | 881.05 | 1119.529 | 1386.18 | 1654.898 | 1934.621 | 2278.096 | 2637.789 | 3018.528 | 3427.006 | 4020.79 | 8503.981 | 13389.645 | 18837.004 | 24819.242 | 31336.2 | 37065.426 | 42934.077 | 48827.375 | 54573.269 | 60225.009 | 66045.848 | 71815.056 | 77615.242 | 83466.996 | 89170.271
System Transformation | Lct_BB006 | Number | NPgY | Templeborough |  | 7.574 | 14.749 | 24.372 | 36.253 | 51.311 | 65.744 | 82.093 | 98.851 | 116.569 | 137.819 | 160.218 | 184.072 | 209.806 | 247.122 | 521.917 | 820.703 | 1153.23 | 1517.83 | 1914.474 | 2267.209 | 2629.308 | 2993.758 | 3349.998 | 3701.263 | 4060.509 | 4416.84 | 4775.335 | 5137.262 | 5490.306
System Transformation | Lct_BB006 | Number | NPgY | Thorpe Marsh |  | 67.234 | 129.97 | 213.183 | 314.76 | 445.107 | 569.804 | 710.867 | 855.208 | 1007.588 | 1183.157 | 1366.136 | 1558.954 | 1764.971 | 2064.997 | 4181.499 | 6318.459 | 8549.113 | 10854.658 | 13230.334 | 15585.26 | 17979.094 | 20363.368 | 22666.619 | 24911.744 | 27272.116 | 29603.019 | 31938.595 | 34287.275 | 36566.953
System Transformation | Lct_BB006 | Number | NPgY | Thurcroft |  | 42.975 | 83.688 | 138.287 | 205.699 | 291.138 | 373.031 | 465.796 | 560.88 | 661.418 | 781.986 | 909.079 | 1044.428 | 1190.441 | 1402.174 | 2961.371 | 4656.686 | 6543.45 | 8612.198 | 10862.768 | 12864.194 | 14918.749 | 16986.645 | 19007.959 | 21001.049 | 23039.416 | 25061.247 | 27095.356 | 29148.936 | 31152.115
System Transformation | Lct_BB006 | Number | NPgY | West Melton |  | 83.381 | 162.376 | 268.312 | 399.107 | 564.88 | 723.773 | 903.761 | 1088.249 | 1283.316 | 1517.249 | 1763.841 | 2026.453 | 2309.755 | 2720.569 | 5745.802 | 9035.139 | 12695.935 | 16709.825 | 21076.496 | 24959.765 | 28946.117 | 32958.355 | 36880.21 | 40747.305 | 44702.248 | 48625.108 | 52571.789 | 56556.251 | 60442.919
System Transformation | Lct_BB006 | Number | NPgY | Wincobank |  | 3.756 | 7.315 | 12.088 | 17.98 | 25.448 | 32.607 | 40.715 | 49.027 | 57.815 | 68.353 | 79.463 | 91.293 | 104.056 | 122.564 | 258.853 | 407.041 | 571.963 | 752.792 | 949.514 | 1124.459 | 1304.047 | 1484.802 | 1661.485 | 1835.701 | 2013.875 | 2190.603 | 2368.404 | 2547.908 | 2723.006
System Transformation | Lct_BB006 | Number | SEPD | Acton Lane 66kV |  | 6.469 | 12.597 | 20.814 | 30.959 | 44.335 | 57.474 | 72.606 | 88.445 | 105.507 | 125.379 | 146.491 | 169.137 | 193.723 | 229.275 | 472.521 | 726.304 | 999.132 | 1289.142 | 1596.013 | 1889.876 | 2191.483 | 2494.989 | 2791.593 | 3083.993 | 3387.598 | 3689.507 | 3993.952 | 4301.998 | 4603.326
System Transformation | Lct_BB006 | Number | SEPD | Botley Wood |  | 41.184 | 79.369 | 129.779 | 191.011 | 269.821 | 345.036 | 429.982 | 516.716 | 608.102 | 715.184 | 827.089 | 945.311 | 1071.921 | 1256.113 | 2593.321 | 3992.812 | 5501.417 | 7109.046 | 8814.055 | 10443.248 | 12117.184 | 13803.578 | 15453.712 | 17082.449 | 18751.363 | 20408.691 | 22077.876 | 23764.79 | 25412.449
System Transformation | Lct_BB006 | Number | SEPD | Bramley |  | 72.411 | 145.032 | 246.27 | 376.129 | 538.384 | 697.598 | 880.848 | 1072.505 | 1278.815 | 1494.144 | 1716.538 | 1948.884 | 2195.165 | 2555.106 | 4795.647 | 6682.663 | 8289.404 | 9582.37 | 10546.155 | 12301.394 | 14049.617 | 15752.179 | 17354.357 | 18875.193 | 20570.033 | 22226.523 | 23870.479 | 25508.118 | 27078.499
System Transformation | Lct_BB006 | Number | SEPD | Chickerell |  | 38.32 | 74.485 | 122.851 | 182.399 | 259.282 | 333.662 | 418.455 | 506.081 | 599.413 | 702.966 | 810.648 | 923.881 | 1044.63 | 1220.632 | 2415.739 | 3566.89 | 4714.803 | 5846.851 | 6958.811 | 8202.663 | 9468.609 | 10731.157 | 11952.621 | 13145.013 | 14396.799 | 15634.115 | 16874.98 | 18123.855 | 19337.328
System Transformation | Lct_BB006 | Number | SEPD | Cowley |  | 164.129 | 319.201 | 526.756 | 782.507 | 1113.589 | 1434.646 | 1801.242 | 2180.85 | 2585.912 | 3029.905 | 3490.861 | 3974.838 | 4490.214 | 5241.887 | 10374.401 | 15318.386 | 20248.722 | 25111.184 | 29887.647 | 35224.697 | 40655.008 | 46069.096 | 51305.203 | 56414.945 | 61758.404 | 67034.812 | 72321.491 | 77637.529 | 82797.013
System Transformation | Lct_BB006 | Number | SEPD | Ealing |  | 56.471 | 109.962 | 181.689 | 270.239 | 387.004 | 501.692 | 633.78 | 772.038 | 920.971 | 1094.433 | 1278.721 | 1476.393 | 1691.009 | 2001.342 | 4124.638 | 6339.903 | 8721.422 | 11252.921 | 13931.598 | 16496.725 | 19129.454 | 21778.757 | 24367.812 | 26920.177 | 29570.344 | 32205.702 | 34863.202 | 37552.137 | 40182.431
System Transformation | Lct_BB006 | Number | SEPD | Fawley |  | 50.143 | 96.635 | 158.011 | 232.564 | 328.517 | 420.095 | 523.52 | 629.122 | 740.389 | 870.765 | 1007.014 | 1150.954 | 1305.106 | 1529.368 | 3157.472 | 4861.407 | 6698.195 | 8655.547 | 10731.463 | 12715.071 | 14753.153 | 16806.405 | 18815.509 | 20798.561 | 22830.53 | 24848.394 | 26880.693 | 28934.577 | 30940.668
System Transformation | Lct_BB006 | Number | SEPD | Fleet |  | 276.51 | 539.155 | 892.029 | 1328.536 | 1884.149 | 2419.029 | 3026.743 | 3652.058 | 4315.538 | 5080.832 | 5882.024 | 6729.863 | 7639.243 | 8961.31 | 18353.379 | 28041.778 | 38353.835 | 49213.556 | 60605.5 | 71746.232 | 83175.389 | 94670.988 | 105899.172 | 116962.536 | 128324.822 | 139596.71 | 150938.67 | 162390.792 | 173563.786
System Transformation | Lct_BB006 | Number | SEPD | Iver 132kV |  | 52.064 | 100.715 | 165.314 | 244.257 | 345.686 | 442.888 | 552.983 | 665.813 | 785.098 | 928.333 | 1079.349 | 1240.208 | 1413.769 | 1665.43 | 3514.581 | 5522.618 | 7755.133 | 10200.809 | 12859.382 | 15265.512 | 17746.025 | 20253.825 | 22717.297 | 25157.934 | 27639.589 | 30108.254 | 32598.467 | 35118.919 | 37585.367
System Transformation | Lct_BB006 | Number | SEPD | Iver 66kV |  | 25.868 | 50.04 | 82.136 | 121.359 | 171.754 | 220.049 | 274.75 | 330.81 | 390.077 | 461.243 | 536.276 | 616.198 | 702.432 | 827.47 | 1746.222 | 2743.917 | 3853.143 | 5068.279 | 6389.193 | 7584.68 | 8817.125 | 10063.127 | 11287.105 | 12499.737 | 13732.749 | 14959.307 | 16196.571 | 17448.859 | 18674.315
System Transformation | Lct_BB006 | Number | SEPD | Laleham |  | 34.354 | 66.456 | 109.08 | 161.17 | 228.096 | 292.234 | 364.879 | 439.328 | 518.037 | 612.548 | 712.195 | 818.335 | 932.857 | 1098.912 | 2319.05 | 3644.027 | 5117.123 | 6730.87 | 8485.094 | 10072.747 | 11709.482 | 13364.221 | 14989.71 | 16600.132 | 18237.62 | 19866.536 | 21509.67 | 23172.758 | 24800.211
System Transformation | Lct_BB006 | Number | SEPD | Lovedean |  | 153.084 | 295.019 | 482.397 | 710.001 | 1002.942 | 1282.521 | 1598.271 | 1920.667 | 2260.357 | 2658.388 | 3074.345 | 3513.785 | 3984.403 | 4669.058 | 9639.552 | 14841.553 | 20449.142 | 26424.807 | 32762.44 | 38818.263 | 45040.395 | 51308.836 | 57442.496 | 63496.622 | 69700.088 | 75860.49 | 82064.964 | 88335.338 | 94459.798
System Transformation | Lct_BB006 | Number | SEPD | Mannington |  | 214.784 | 417.489 | 688.581 | 1022.346 | 1453.275 | 1870.172 | 2345.44 | 2836.581 | 3359.71 | 3940.119 | 4543.677 | 5178.348 | 5855.15 | 6841.638 | 13540.211 | 19992.404 | 26426.453 | 32771.577 | 39004.109 | 45975.899 | 53071.521 | 60148.094 | 66994.399 | 73677.749 | 80694.009 | 87629.161 | 94584.205 | 101584.14 | 108385.655
System Transformation | Lct_BB006 | Number | SEPD | Melksham |  | 163.877 | 317.371 | 521.527 | 771.461 | 1099.105 | 1417.569 | 1781.78 | 2159.674 | 2563.621 | 3001.882 | 3456.363 | 3933.024 | 4440.096 | 5179.991 | 10096.317 | 14670.532 | 19068.306 | 23231.848 | 27139.331 | 31910.906 | 36743.861 | 41538.775 | 46150.137 | 50625.303 | 55374.646 | 60055.99 | 64738.692 | 69439.8 | 73993.101
System Transformation | Lct_BB006 | Number | SEPD | Minety |  | 82.818 | 160.388 | 263.561 | 389.869 | 555.448 | 716.388 | 900.448 | 1091.422 | 1295.562 | 1517.043 | 1746.722 | 1987.609 | 2243.865 | 2617.781 | 5102.315 | 7413.959 | 9636.436 | 11740.54 | 13715.241 | 16126.623 | 18569.025 | 20992.201 | 23322.618 | 25584.206 | 27984.353 | 30350.135 | 32716.605 | 35092.375 | 37393.45
System Transformation | Lct_BB006 | Number | SEPD | North Hyde |  | 24.879 | 48.127 | 78.995 | 116.718 | 165.185 | 211.633 | 264.242 | 318.157 | 375.157 | 443.602 | 515.765 | 592.631 | 675.566 | 795.822 | 1679.435 | 2638.971 | 3705.773 | 4874.434 | 6144.827 | 7294.591 | 8479.899 | 9678.245 | 10855.41 | 12021.663 | 13207.516 | 14387.162 | 15577.105 | 16781.497 | 17960.084
System Transformation | Lct_BB006 | Number | SEPD | Nursling |  | 97.245 | 187.408 | 306.437 | 451.02 | 637.107 | 814.707 | 1015.283 | 1220.082 | 1435.866 | 1688.711 | 1952.943 | 2232.092 | 2531.047 | 2965.966 | 6123.416 | 9427.928 | 12990.084 | 16786.058 | 20811.967 | 24658.86 | 28611.398 | 32593.354 | 36489.692 | 40335.506 | 44276.187 | 48189.513 | 52130.834 | 56114.017 | 60004.511
System Transformation | Lct_BB006 | Number | SHEPD | Abernethy |  | 10.679 | 20.75 | 34.21 | 50.772 | 71.303 | 90.64 | 112.276 | 134.098 | 156.834 | 182.737 | 209.35 | 237.013 | 266.195 | 308.936 | 598.127 | 862.889 | 1112.917 | 1344.656 | 1556.704 | 1828.567 | 2103.379 | 2375.437 | 2636.429 | 2889.082 | 3136.158 | 3375.252 | 3610.308 | 3842.254 | 4061.931
System Transformation | Lct_BB006 | Number | SHEPD | Alness |  | 7.875 | 15.21 | 24.925 | 36.768 | 51.498 | 65.285 | 80.642 | 96.039 | 111.99 | 128.022 | 143.791 | 159.476 | 175.319 | 198.987 | 362.504 | 487.501 | 579.179 | 634.632 | 652.384 | 753.795 | 852.536 | 946.216 | 1031.582 | 1109.858 | 1196.939 | 1279.611 | 1359.386 | 1436.607 | 1507.86
System Transformation | Lct_BB006 | Number | SHEPD | Arbroath |  | 18.61 | 36.16 | 59.616 | 88.477 | 124.255 | 157.952 | 195.656 | 233.685 | 273.305 | 318.445 | 364.822 | 413.028 | 463.882 | 538.364 | 1042.32 | 1503.704 | 1939.413 | 2343.251 | 2712.774 | 3186.533 | 3665.432 | 4139.531 | 4594.345 | 5034.629 | 5465.194 | 5881.848 | 6291.466 | 6695.665 | 7078.482
System Transformation | Lct_BB006 | Number | SHEPD | Ardkinglas |  | 0 | 0 | 0 | 0 | 0 | 0 | 0 | 0 | 0 | 0 | 0 | 0 | 0 | 0 | 0 | 0 | 0 | 0 | 0 | 0 | 0 | 0 | 0 | 0 | 0 | 0 | 0 | 0 | 0
System Transformation | Lct_BB006 | Number | SHEPD | Ardmore |  | 13.149 | 25.586 | 42.246 | 62.791 | 88.088 | 111.855 | 138.4 | 165.111 | 192.878 | 223.044 | 253.554 | 284.783 | 317.245 | 365.108 | 691.234 | 972.82 | 1220.606 | 1429.966 | 1598.851 | 1869.463 | 2140.419 | 2405.859 | 2657.404 | 2897.913 | 3140.359 | 3373.875 | 3602.416 | 3826.903 | 4038.221
System Transformation | Lct_BB006 | Number | SHEPD | Beauly |  | 9.861 | 19.189 | 31.684 | 47.092 | 66.065 | 83.889 | 103.798 | 123.831 | 144.655 | 167.279 | 190.161 | 213.582 | 237.928 | 273.824 | 518.413 | 729.597 | 915.432 | 1072.449 | 1199.109 | 1402.063 | 1605.275 | 1804.35 | 1993.005 | 2173.382 | 2355.212 | 2530.345 | 2701.746 | 2870.108 | 3028.592
System Transformation | Lct_BB006 | Number | SHEPD | Berryburn |  | 0 | 0 | 0 | 0 | 0 | 0 | 0 | 0 | 0 | 0 | 0 | 0 | 0 | 0 | 0 | 0 | 0 | 0 | 0 | 0 | 0 | 0 | 0 | 0 | 0 | 0 | 0 | 0 | 0
System Transformation | Lct_BB006 | Number | SHEPD | Boat of Garten |  | 5.582 | 10.862 | 17.935 | 26.657 | 37.396 | 47.486 | 58.756 | 70.095 | 81.883 | 94.69 | 107.642 | 120.9 | 134.682 | 155.001 | 293.453 | 412.995 | 518.189 | 607.07 | 678.767 | 793.651 | 908.681 | 1021.369 | 1128.159 | 1230.263 | 1333.19 | 1432.326 | 1529.349 | 1624.651 | 1714.363
System Transformation | Lct_BB006 | Number | SHEPD | Braco West |  | 14.998 | 29.141 | 48.044 | 71.304 | 100.137 | 127.294 | 157.679 | 188.327 | 220.256 | 256.635 | 294.01 | 332.859 | 373.843 | 433.868 | 840.007 | 1211.836 | 1562.975 | 1888.428 | 2186.226 | 2568.03 | 2953.974 | 3336.051 | 3702.587 | 4057.411 | 4404.404 | 4740.186 | 5070.297 | 5396.041 | 5704.554
System Transformation | Lct_BB006 | Number | SHEPD | Bridge of Dun |  | 12.967 | 25.195 | 41.539 | 61.649 | 86.579 | 110.058 | 136.329 | 162.827 | 190.434 | 221.887 | 254.201 | 287.79 | 323.224 | 375.122 | 726.269 | 1047.753 | 1351.347 | 1632.734 | 1890.21 | 2220.317 | 2554.005 | 2884.349 | 3201.255 | 3508.036 | 3808.046 | 4098.363 | 4383.777 | 4665.415 | 4932.155
System Transformation | Lct_BB006 | Number | SHEPD | Broadford-Skye |  | 3.367 | 6.551 | 10.817 | 16.077 | 22.554 | 28.64 | 35.436 | 42.276 | 49.385 | 57.109 | 64.921 | 72.917 | 81.228 | 93.483 | 176.986 | 249.084 | 312.527 | 366.133 | 409.374 | 478.663 | 548.039 | 616.003 | 680.409 | 741.99 | 804.066 | 863.857 | 922.373 | 979.851 | 1033.958
System Transformation | Lct_BB006 | Number | SHEPD | Brora |  | 1.581 | 3.054 | 5.005 | 7.384 | 10.342 | 13.11 | 16.194 | 19.286 | 22.489 | 25.709 | 28.875 | 32.025 | 35.207 | 39.96 | 72.796 | 97.898 | 116.308 | 127.444 | 131.009 | 151.373 | 171.202 | 190.015 | 207.157 | 222.876 | 240.363 | 256.965 | 272.985 | 288.492 | 302.801
System Transformation | Lct_BB006 | Number | SHEPD | Burghmuir |  | 26.373 | 51.241 | 84.481 | 125.379 | 176.08 | 223.832 | 277.261 | 331.152 | 387.296 | 451.264 | 516.983 | 585.296 | 657.36 | 762.908 | 1477.057 | 2130.877 | 2748.314 | 3320.587 | 3844.231 | 4515.589 | 5194.229 | 5866.068 | 6510.579 | 7134.497 | 7744.645 | 8335.08 | 8915.542 | 9488.327 | 10030.811
System Transformation | Lct_BB006 | Number | SHEPD | Carradale |  | 4.34 | 8.139 | 12.936 | 18.482 | 25.863 | 32.756 | 40.422 | 48.091 | 56.021 | 63.622 | 70.962 | 78.119 | 85.197 | 95.875 | 170.433 | 222.2 | 253.487 | 262.779 | 249.26 | 284.432 | 317.468 | 347.455 | 373.215 | 395.24 | 423.81 | 450.393 | 475.524 | 499.322 | 520.605
System Transformation | Lct_BB006 | Number | SHEPD | Cassley |  | 0.197 | 0.381 | 0.625 | 0.922 | 1.291 | 1.637 | 2.022 | 2.408 | 2.808 | 3.21 | 3.606 | 3.999 | 4.396 | 4.99 | 9.09 | 12.224 | 14.523 | 15.913 | 16.358 | 18.901 | 21.377 | 23.726 | 25.867 | 27.83 | 30.013 | 32.086 | 34.086 | 36.023 | 37.809
System Transformation | Lct_BB006 | Number | SHEPD | Ceannacroc |  | 0.501 | 0.975 | 1.61 | 2.394 | 3.358 | 4.264 | 5.276 | 6.294 | 7.353 | 8.503 | 9.666 | 10.856 | 12.094 | 13.919 | 26.351 | 37.086 | 46.532 | 54.513 | 60.951 | 71.267 | 81.596 | 91.715 | 101.305 | 110.473 | 119.716 | 128.618 | 137.33 | 145.888 | 153.944
System Transformation | Lct_BB006 | Number | SHEPD | Charleston |  | 8.893 | 17.279 | 28.487 | 42.279 | 59.375 | 75.477 | 93.494 | 111.666 | 130.598 | 152.169 | 174.33 | 197.365 | 221.666 | 257.257 | 498.072 | 718.544 | 926.747 | 1119.721 | 1296.297 | 1522.683 | 1751.524 | 1978.072 | 2195.405 | 2405.794 | 2611.539 | 2810.637 | 3006.373 | 3199.519 | 3382.448
System Transformation | Lct_BB006 | Number | SHEPD | Clachan |  | 0.807 | 1.513 | 2.405 | 3.436 | 4.808 | 6.089 | 7.514 | 8.94 | 10.414 | 11.827 | 13.191 | 14.522 | 15.838 | 17.823 | 31.683 | 41.306 | 47.122 | 48.849 | 46.336 | 52.874 | 59.015 | 64.59 | 69.378 | 73.473 | 78.784 | 83.725 | 88.397 | 92.821 | 96.777
System Transformation | Lct_BB006 | Number | SHEPD | Clayhills |  | 6.183 | 12.025 | 19.842 | 29.474 | 41.389 | 52.61 | 65.164 | 77.823 | 91.011 | 105.994 | 121.373 | 137.345 | 154.18 | 178.847 | 345.821 | 498.208 | 641.603 | 773.934 | 894.379 | 1050.33 | 1207.899 | 1363.81 | 1513.291 | 1657.912 | 1799.545 | 1936.571 | 2071.253 | 2204.125 | 2329.931
System Transformation | Lct_BB006 | Number | SHEPD | Coupar Angus |  | 10.381 | 20.17 | 33.253 | 49.352 | 69.309 | 88.105 | 109.136 | 130.348 | 152.448 | 177.627 | 203.496 | 230.385 | 258.751 | 300.297 | 581.401 | 838.759 | 1081.795 | 1307.054 | 1513.172 | 1777.433 | 2044.56 | 2309.011 | 2562.704 | 2808.292 | 3048.459 | 3280.867 | 3509.349 | 3734.809 | 3948.343
System Transformation | Lct_BB006 | Number | SHEPD | Craigiebuckler |  | 18.126 | 35.249 | 58.164 | 86.398 | 121.326 | 154.218 | 191.017 | 228.127 | 266.784 | 310.704 | 355.786 | 402.606 | 451.956 | 524.263 | 1013.72 | 1460.421 | 1880.76 | 2268.668 | 2621.733 | 3078.879 | 3540.769 | 3997.798 | 4435.979 | 4859.912 | 5275.087 | 5676.758 | 6071.559 | 6461.051 | 6829.832
System Transformation | Lct_BB006 | Number | SHEPD | Dallas |  | 0 | 0 | 0 | 0 | 0 | 0 | 0 | 0 | 0 | 0 | 0 | 0 | 0 | 0 | 0 | 0 | 0 | 0 | 0 | 0 | 0 | 0 | 0 | 0 | 0 | 0 | 0 | 0 | 0
System Transformation | Lct_BB006 | Number | SHEPD | Dounreay |  | 1.804 | 3.483 | 5.708 | 8.42 | 11.794 | 14.951 | 18.468 | 21.994 | 25.647 | 29.319 | 32.93 | 36.522 | 40.15 | 45.571 | 83.018 | 111.644 | 132.64 | 145.339 | 149.404 | 172.629 | 195.242 | 216.696 | 236.246 | 254.172 | 274.115 | 293.048 | 311.317 | 329.002 | 345.32
System Transformation | Lct_BB006 | Number | SHEPD | Dudhope |  | 24.459 | 47.523 | 78.349 | 116.28 | 163.301 | 207.588 | 257.139 | 307.119 | 359.188 | 418.514 | 479.463 | 542.818 | 609.652 | 707.54 | 1369.859 | 1976.229 | 2548.855 | 3079.596 | 3565.237 | 4187.871 | 4817.259 | 5440.339 | 6038.075 | 6616.713 | 7182.579 | 7730.163 | 8268.498 | 8799.713 | 9302.827
System Transformation | Lct_BB006 | Number | SHEPD | Dunbeath |  | 0.001 | 0.002 | 0.003 | 0.005 | 0.007 | 0.009 | 0.011 | 0.013 | 0.016 | 0.018 | 0.02 | 0.022 | 0.024 | 0.028 | 0.05 | 0.068 | 0.08 | 0.088 | 0.091 | 0.105 | 0.118 | 0.131 | 0.143 | 0.154 | 0.166 | 0.178 | 0.189 | 0.199 | 0.209
System Transformation | Lct_BB006 | Number | SHEPD | Dunoon |  | 5.159 | 10.03 | 16.547 | 24.573 | 34.525 | 43.909 | 54.415 | 65.023 | 76.085 | 88.933 | 102.212 | 116.097 | 130.823 | 152.34 | 297.547 | 433.315 | 564.544 | 689.551 | 807.711 | 950.203 | 1094.671 | 1238.158 | 1376.324 | 1510.574 | 1640.656 | 1766.717 | 1890.821 | 2013.455 | 2129.816
System Transformation | Lct_BB006 | Number | SHEPD | Dunvegan |  | 1.819 | 3.54 | 5.845 | 8.688 | 12.188 | 15.477 | 19.15 | 22.846 | 26.688 | 30.861 | 35.083 | 39.404 | 43.896 | 50.518 | 95.643 | 134.604 | 168.889 | 197.857 | 221.225 | 258.668 | 296.159 | 332.887 | 367.692 | 400.97 | 434.516 | 466.826 | 498.448 | 529.509 | 558.748
System Transformation | Lct_BB006 | Number | SHEPD | Dyce |  | 16.613 | 32.307 | 53.31 | 79.187 | 111.2 | 141.347 | 175.074 | 209.088 | 244.518 | 284.773 | 326.092 | 369.004 | 414.235 | 480.508 | 929.115 | 1338.534 | 1723.791 | 2079.324 | 2402.922 | 2821.914 | 3245.255 | 3664.14 | 4065.75 | 4454.302 | 4834.826 | 5202.973 | 5564.824 | 5921.809 | 6259.812
System Transformation | Lct_BB006 | Number | SHEPD | Elgin |  | 15.097 | 29.376 | 48.504 | 72.092 | 101.136 | 128.424 | 158.901 | 189.569 | 221.449 | 256.083 | 291.112 | 326.967 | 364.238 | 419.191 | 793.625 | 1116.921 | 1401.411 | 1641.783 | 1835.684 | 2146.381 | 2457.473 | 2762.232 | 3051.038 | 3327.172 | 3605.531 | 3873.638 | 4136.032 | 4393.771 | 4636.391
System Transformation | Lct_BB006 | Number | SHEPD | Fasnakyle |  | 0.242 | 0.471 | 0.778 | 1.157 | 1.623 | 2.061 | 2.55 | 3.042 | 3.554 | 4.11 | 4.672 | 5.248 | 5.846 | 6.728 | 12.737 | 17.926 | 22.492 | 26.349 | 29.461 | 34.448 | 39.441 | 44.332 | 48.967 | 53.399 | 57.866 | 62.169 | 66.38 | 70.517 | 74.41
System Transformation | Lct_BB006 | Number | SHEPD | Fetteresso |  | 0 | 0 | 0 | 0 | 0 | 0 | 0 | 0 | 0 | 0 | 0 | 0 | 0 | 0 | 0 | 0 | 0 | 0 | 0 | 0 | 0 | 0 | 0 | 0 | 0 | 0 | 0 | 0 | 0
System Transformation | Lct_BB006 | Number | SHEPD | Fiddes |  | 8.409 | 16.354 | 26.985 | 40.084 | 56.289 | 71.55 | 88.623 | 105.84 | 123.775 | 144.152 | 165.068 | 186.79 | 209.686 | 243.233 | 470.317 | 677.565 | 872.581 | 1052.552 | 1216.357 | 1428.45 | 1642.745 | 1854.784 | 2058.079 | 2254.763 | 2447.385 | 2633.74 | 2816.909 | 2997.614 | 3168.711
System Transformation | Lct_BB006 | Number | SHEPD | Finstown |  | 0 | 0 | 0 | 0 | 0 | 0 | 0 | 0 | 0 | 0 | 0 | 0 | 0 | 0 | 0 | 0 | 0 | 0 | 0 | 0 | 0 | 0 | 0 | 0 | 0 | 0 | 0 | 0 | 0
System Transformation | Lct_BB006 | Number | SHEPD | Fort Augustus |  | 1.152 | 2.241 | 3.7 | 5.499 | 7.715 | 9.796 | 12.121 | 14.46 | 16.892 | 19.534 | 22.205 | 24.94 | 27.783 | 31.975 | 60.536 | 85.197 | 106.897 | 125.232 | 140.023 | 163.722 | 187.451 | 210.698 | 232.728 | 253.791 | 275.023 | 295.474 | 315.489 | 335.149 | 353.655
System Transformation | Lct_BB006 | Number | SHEPD | Fort William |  | 7.407 | 14.414 | 23.799 | 35.373 | 49.624 | 63.013 | 77.967 | 93.015 | 108.657 | 125.651 | 142.839 | 160.432 | 178.719 | 205.683 | 389.405 | 548.036 | 687.626 | 805.568 | 900.709 | 1053.158 | 1205.8 | 1355.335 | 1497.043 | 1632.533 | 1769.114 | 1900.665 | 2029.413 | 2155.878 | 2274.923
System Transformation | Lct_BB006 | Number | SHEPD | Fraserburgh |  | 9.555 | 18.582 | 30.662 | 45.546 | 63.959 | 81.299 | 100.698 | 120.261 | 140.64 | 163.793 | 187.559 | 212.241 | 238.256 | 276.374 | 534.4 | 769.887 | 991.476 | 1195.968 | 1382.092 | 1623.085 | 1866.578 | 2107.509 | 2338.504 | 2561.988 | 2780.855 | 2992.602 | 3200.728 | 3406.056 | 3600.466
System Transformation | Lct_BB006 | Number | SHEPD | Glenfarclas |  | 0 | 0 | 0 | 0 | 0 | 0 | 0 | 0 | 0 | 0 | 0 | 0 | 0 | 0 | 0 | 0 | 0 | 0 | 0 | 0 | 0 | 0 | 0 | 0 | 0 | 0 | 0 | 0 | 0
System Transformation | Lct_BB006 | Number | SHEPD | Grudie Bridge |  | 0.663 | 1.29 | 2.131 | 3.167 | 4.442 | 5.641 | 6.98 | 8.327 | 9.727 | 11.248 | 12.787 | 14.362 | 15.999 | 18.413 | 34.86 | 49.061 | 61.557 | 72.116 | 80.633 | 94.28 | 107.945 | 121.332 | 134.017 | 146.147 | 158.374 | 170.15 | 181.676 | 192.997 | 203.654
System Transformation | Lct_BB006 | Number | SHEPD | Inverness |  | 27.859 | 54.209 | 89.506 | 133.036 | 186.633 | 236.988 | 293.229 | 349.822 | 408.651 | 472.563 | 537.205 | 603.37 | 672.148 | 773.555 | 1464.519 | 2061.115 | 2586.099 | 3029.672 | 3387.487 | 3960.835 | 4534.908 | 5097.297 | 5630.247 | 6139.813 | 6653.483 | 7148.235 | 7632.445 | 8108.066 | 8555.785
System Transformation | Lct_BB006 | Number | SHEPD | Keith |  | 11.989 | 23.328 | 38.518 | 57.25 | 80.314 | 101.984 | 126.186 | 150.54 | 175.856 | 203.36 | 231.177 | 259.65 | 289.248 | 332.887 | 630.232 | 886.967 | 1112.886 | 1303.77 | 1457.75 | 1704.48 | 1951.524 | 2193.538 | 2422.885 | 2642.168 | 2863.217 | 3076.126 | 3284.498 | 3489.173 | 3681.842
System Transformation | Lct_BB006 | Number | SHEPD | Killin |  | 1.095 | 2.128 | 3.509 | 5.207 | 7.313 | 9.296 | 11.515 | 13.753 | 16.085 | 18.742 | 21.471 | 24.308 | 27.301 | 31.685 | 61.345 | 88.499 | 114.142 | 137.91 | 159.658 | 187.54 | 215.726 | 243.628 | 270.396 | 296.308 | 321.649 | 346.171 | 370.278 | 394.067 | 416.598
System Transformation | Lct_BB006 | Number | SHEPD | Kinlochleven |  | 0.665 | 1.294 | 2.137 | 3.176 | 4.455 | 5.657 | 7 | 8.351 | 9.755 | 11.281 | 12.824 | 14.403 | 16.045 | 18.466 | 34.96 | 49.202 | 61.734 | 72.322 | 80.864 | 94.551 | 108.254 | 121.679 | 134.402 | 146.566 | 158.828 | 170.638 | 182.197 | 193.551 | 204.238
System Transformation | Lct_BB006 | Number | SHEPD | Kintore |  | 31.699 | 61.643 | 101.718 | 151.093 | 212.177 | 269.7 | 334.053 | 398.952 | 466.556 | 543.364 | 622.204 | 704.083 | 790.387 | 916.838 | 1772.809 | 2554.006 | 3289.101 | 3967.48 | 4584.924 | 5384.388 | 6192.147 | 6991.406 | 7757.704 | 8499.084 | 9225.149 | 9927.597 | 10618.029 | 11299.18 | 11944.109
System Transformation | Lct_BB006 | Number | SHEPD | Lairg |  | 0.259 | 0.5 | 0.819 | 1.208 | 1.692 | 2.145 | 2.649 | 3.155 | 3.679 | 4.206 | 4.724 | 5.239 | 5.76 | 6.537 | 11.909 | 16.015 | 19.027 | 20.849 | 21.432 | 24.763 | 28.007 | 31.085 | 33.889 | 36.461 | 39.322 | 42.037 | 44.658 | 47.195 | 49.536
System Transformation | Lct_BB006 | Number | SHEPD | Lunanhead |  | 12.215 | 23.734 | 39.129 | 58.072 | 81.555 | 103.673 | 128.42 | 153.381 | 179.385 | 209.014 | 239.453 | 271.093 | 304.472 | 353.359 | 684.133 | 986.966 | 1272.946 | 1538.007 | 1780.546 | 2091.501 | 2405.829 | 2717.007 | 3015.527 | 3304.51 | 3587.114 | 3860.588 | 4129.442 | 4394.741 | 4646.005
System Transformation | Lct_BB006 | Number | SHEPD | Lyndhurst |  | 15.843 | 30.782 | 50.75 | 75.319 | 105.777 | 134.463 | 166.559 | 198.933 | 232.661 | 271.088 | 310.568 | 351.605 | 394.896 | 458.302 | 887.313 | 1280.083 | 1650.997 | 1994.779 | 2309.348 | 2712.653 | 3120.333 | 3523.928 | 3911.105 | 4285.912 | 4652.447 | 5007.139 | 5355.841 | 5699.93 | 6025.817
System Transformation | Lct_BB006 | Number | SHEPD | Macduff |  | 5.77 | 11.227 | 18.537 | 27.552 | 38.652 | 49.081 | 60.728 | 72.449 | 84.632 | 97.869 | 111.256 | 124.959 | 139.203 | 160.205 | 303.305 | 426.861 | 535.586 | 627.451 | 701.555 | 820.296 | 939.188 | 1055.66 | 1166.034 | 1271.566 | 1377.949 | 1480.413 | 1580.693 | 1679.195 | 1771.919
System Transformation | Lct_BB006 | Number | SHEPD | Milton of Craigie |  | 30.569 | 59.394 | 97.922 | 145.328 | 204.095 | 259.445 | 321.375 | 383.84 | 448.917 | 523.063 | 599.239 | 678.42 | 761.951 | 884.293 | 1712.067 | 2469.915 | 3185.59 | 3848.916 | 4455.876 | 5234.052 | 6020.668 | 6799.402 | 7546.459 | 8269.648 | 8976.875 | 9661.252 | 10334.07 | 10997.989 | 11626.786
System Transformation | Lct_BB006 | Number | SHEPD | Mybster |  | 2.354 | 4.546 | 7.449 | 10.988 | 15.39 | 19.511 | 24.1 | 28.701 | 33.468 | 38.259 | 42.972 | 47.659 | 52.394 | 59.467 | 108.335 | 145.69 | 173.088 | 189.66 | 194.966 | 225.272 | 254.781 | 282.778 | 308.289 | 331.682 | 357.706 | 382.413 | 406.254 | 429.331 | 450.625
System Transformation | Lct_BB006 | Number | SHEPD | Nairn |  | 8.875 | 17.27 | 28.515 | 42.382 | 59.457 | 75.499 | 93.416 | 111.445 | 130.186 | 150.547 | 171.141 | 192.219 | 214.13 | 246.436 | 466.561 | 656.622 | 823.87 | 965.181 | 1079.173 | 1261.827 | 1444.714 | 1623.877 | 1793.662 | 1955.998 | 2119.641 | 2277.257 | 2431.515 | 2583.036 | 2725.669
System Transformation | Lct_BB006 | Number | SHEPD | Orrin |  | 0 | 0 | 0 | 0 | 0 | 0 | 0 | 0 | 0 | 0 | 0 | 0 | 0 | 0 | 0 | 0 | 0 | 0 | 0 | 0 | 0 | 0 | 0 | 0 | 0 | 0 | 0 | 0 | 0
System Transformation | Lct_BB006 | Number | SHEPD | Persley |  | 24.041 | 46.752 | 77.145 | 114.593 | 160.92 | 204.546 | 253.354 | 302.575 | 353.847 | 412.1 | 471.894 | 533.993 | 599.448 | 695.352 | 1344.54 | 1937.018 | 2494.531 | 3009.03 | 3477.314 | 4083.646 | 4696.27 | 5302.447 | 5883.625 | 6445.906 | 6996.57 | 7529.323 | 8052.963 | 8569.564 | 9058.694
System Transformation | Lct_BB006 | Number | SHEPD | Peterhead Grange |  | 1.723 | 3.35 | 5.528 | 8.212 | 11.531 | 14.658 | 18.155 | 21.682 | 25.356 | 29.531 | 33.816 | 38.266 | 42.956 | 49.828 | 96.349 | 138.805 | 178.756 | 215.625 | 249.182 | 292.631 | 336.531 | 379.97 | 421.617 | 461.909 | 501.369 | 539.546 | 577.07 | 614.089 | 649.14
System Transformation | Lct_BB006 | Number | SHEPD | Peterhead Shell |  | 4.403 | 8.563 | 14.13 | 20.988 | 29.473 | 37.464 | 46.403 | 55.418 | 64.809 | 75.478 | 86.43 | 97.804 | 109.792 | 127.357 | 246.259 | 354.775 | 456.886 | 551.119 | 636.888 | 747.941 | 860.146 | 971.17 | 1077.616 | 1180.6 | 1281.457 | 1379.034 | 1474.941 | 1569.559 | 1659.146
System Transformation | Lct_BB006 | Number | SHEPD | Port Ann |  | 3.53 | 6.621 | 10.523 | 15.035 | 21.039 | 26.646 | 32.882 | 39.12 | 45.571 | 51.754 | 57.725 | 63.546 | 69.305 | 77.99 | 138.641 | 180.751 | 206.201 | 213.76 | 202.763 | 231.373 | 258.247 | 282.64 | 303.595 | 321.511 | 344.752 | 366.376 | 386.82 | 406.178 | 423.491
System Transformation | Lct_BB006 | Number | SHEPD | Quoich |  | 0.018 | 0.034 | 0.057 | 0.084 | 0.119 | 0.15 | 0.186 | 0.222 | 0.259 | 0.3 | 0.341 | 0.383 | 0.427 | 0.491 | 0.93 | 1.309 | 1.642 | 1.924 | 2.151 | 2.515 | 2.879 | 3.237 | 3.575 | 3.899 | 4.225 | 4.539 | 4.846 | 5.148 | 5.433
System Transformation | Lct_BB006 | Number | SHEPD | Rannoch |  | 0.108 | 0.209 | 0.345 | 0.512 | 0.719 | 0.914 | 1.132 | 1.352 | 1.581 | 1.842 | 2.11 | 2.389 | 2.683 | 3.114 | 6.029 | 8.698 | 11.219 | 13.555 | 15.692 | 18.432 | 21.203 | 23.945 | 26.576 | 29.123 | 31.613 | 34.024 | 36.393 | 38.731 | 40.945
System Transformation | Lct_BB006 | Number | SHEPD | Redmoss |  | 20.443 | 39.755 | 65.6 | 97.443 | 136.837 | 173.935 | 215.438 | 257.293 | 300.892 | 350.427 | 401.273 | 454.078 | 509.737 | 591.289 | 1143.322 | 1647.132 | 2121.211 | 2558.712 | 2956.915 | 3472.505 | 3993.447 | 4508.906 | 5003.108 | 5481.239 | 5949.494 | 6402.517 | 6847.792 | 7287.08 | 7703.009
System Transformation | Lct_BB006 | Number | SHEPD | Rothienorman |  | 6.202 | 12.063 | 19.909 | 29.579 | 41.524 | 52.764 | 65.332 | 77.997 | 91.181 | 105.948 | 121.035 | 136.633 | 153.004 | 177.037 | 340.05 | 486.349 | 621.366 | 742.992 | 850.353 | 997.368 | 1145.528 | 1291.719 | 1431.426 | 1566.15 | 1699.156 | 1827.674 | 1953.843 | 2078.164 | 2195.684
System Transformation | Lct_BB006 | Number | SHEPD | Shin |  | 0.313 | 0.605 | 0.992 | 1.463 | 2.049 | 2.598 | 3.209 | 3.822 | 4.456 | 5.094 | 5.722 | 6.346 | 6.976 | 7.918 | 14.425 | 19.399 | 23.047 | 25.254 | 25.96 | 29.996 | 33.925 | 37.652 | 41.049 | 44.164 | 47.629 | 50.919 | 54.094 | 57.166 | 60.002
System Transformation | Lct_BB006 | Number | SHEPD | Sloy |  | 0.574 | 1.077 | 1.712 | 2.445 | 3.422 | 4.334 | 5.348 | 6.363 | 7.412 | 8.418 | 9.389 | 10.336 | 11.272 | 12.685 | 22.55 | 29.399 | 33.538 | 34.768 | 32.979 | 37.632 | 42.003 | 45.971 | 49.379 | 52.293 | 56.073 | 59.59 | 62.915 | 66.064 | 68.88
System Transformation | Lct_BB006 | Number | SHEPD | St Fergus Gas Terminal |  | 2.352 | 4.574 | 7.548 | 11.212 | 15.744 | 20.012 | 24.788 | 29.603 | 34.62 | 40.319 | 46.169 | 52.245 | 58.649 | 68.032 | 131.548 | 189.515 | 244.061 | 294.399 | 340.215 | 399.537 | 459.476 | 518.783 | 575.644 | 630.657 | 684.533 | 736.657 | 787.889 | 838.432 | 886.288
System Transformation | Lct_BB006 | Number | SHEPD | St Fillans |  | 1.128 | 2.192 | 3.614 | 5.364 | 7.533 | 9.576 | 11.862 | 14.167 | 16.569 | 19.306 | 22.118 | 25.04 | 28.123 | 32.639 | 63.192 | 91.163 | 117.579 | 142.062 | 164.464 | 193.186 | 222.22 | 250.963 | 278.536 | 305.229 | 331.332 | 356.592 | 381.425 | 405.93 | 429.139
System Transformation | Lct_BB006 | Number | SHEPD | Strichen |  | 8.746 | 17.008 | 28.065 | 41.688 | 58.542 | 74.413 | 92.168 | 110.075 | 128.727 | 149.919 | 171.672 | 194.263 | 218.075 | 252.965 | 489.135 | 704.675 | 907.494 | 1094.666 | 1265.025 | 1485.604 | 1708.473 | 1928.996 | 2140.425 | 2344.979 | 2545.307 | 2739.119 | 2929.617 | 3117.552 | 3295.495
System Transformation | Lct_BB006 | Number | SHEPD | Tarland |  | 9.849 | 19.152 | 31.603 | 46.944 | 65.922 | 83.794 | 103.789 | 123.953 | 144.957 | 168.821 | 193.316 | 218.755 | 245.57 | 284.858 | 550.804 | 793.518 | 1021.909 | 1232.678 | 1424.515 | 1672.905 | 1923.872 | 2172.198 | 2410.284 | 2640.627 | 2866.212 | 3084.459 | 3298.974 | 3510.604 | 3710.981
System Transformation | Lct_BB006 | Number | SHEPD | Taynuilt |  | 6.059 | 11.364 | 18.062 | 25.805 | 36.111 | 45.735 | 56.438 | 67.146 | 78.217 | 88.831 | 99.079 | 109.071 | 118.954 | 133.862 | 237.962 | 310.24 | 353.923 | 366.897 | 348.021 | 397.129 | 443.254 | 485.123 | 521.09 | 551.841 | 591.731 | 628.847 | 663.936 | 697.163 | 726.878
System Transformation | Lct_BB006 | Number | SHEPD | Thurso |  | 10.223 | 19.745 | 32.357 | 47.73 | 66.852 | 84.749 | 104.685 | 124.672 | 145.378 | 166.19 | 186.66 | 207.022 | 227.589 | 258.313 | 470.581 | 632.844 | 751.855 | 823.84 | 846.885 | 978.53 | 1106.71 | 1228.32 | 1339.137 | 1440.75 | 1553.792 | 1661.113 | 1764.672 | 1864.915 | 1957.411
System Transformation | Lct_BB006 | Number | SHEPD | Tummel Bridge |  | 3.093 | 6.009 | 9.908 | 14.704 | 20.65 | 26.25 | 32.516 | 38.836 | 45.42 | 52.922 | 60.63 | 68.641 | 77.092 | 89.471 | 173.223 | 249.9 | 322.311 | 389.425 | 450.835 | 529.569 | 609.158 | 687.948 | 763.534 | 836.704 | 908.26 | 977.503 | 1045.578 | 1112.751 | 1176.372
System Transformation | Lct_BB006 | Number | SHEPD | Willowdale |  | 13.75 | 26.739 | 44.123 | 65.541 | 92.038 | 116.99 | 144.905 | 173.057 | 202.382 | 235.699 | 269.898 | 305.415 | 342.852 | 397.704 | 769.005 | 1107.871 | 1426.739 | 1721.005 | 1988.838 | 2335.627 | 2686.016 | 3032.716 | 3365.119 | 3686.714 | 4001.664 | 4306.37 | 4605.865 | 4901.333 | 5181.089
System Transformation | Lct_BB006 | Number | SHEPD | Woodhill |  | 22.013 | 42.809 | 70.639 | 104.928 | 147.348 | 187.295 | 231.986 | 277.056 | 324.004 | 377.344 | 432.095 | 488.956 | 548.891 | 636.706 | 1231.142 | 1773.651 | 2284.144 | 2755.251 | 3184.04 | 3739.234 | 4300.19 | 4855.242 | 5387.405 | 5902.262 | 6406.484 | 6894.305 | 7373.782 | 7846.813 | 8294.69
System Transformation | Lct_BB006 | Number | SPD | Ayr |  | 24.311 | 47.272 | 77.996 | 115.844 | 162.767 | 207.013 | 256.558 | 306.585 | 358.756 | 419.246 | 481.744 | 547.062 | 616.32 | 717.526 | 1400.372 | 2037.674 | 2652.465 | 3236.79 | 3787.671 | 4455.236 | 5131.875 | 5803.711 | 6450.408 | 7078.563 | 7687.968 | 8278.506 | 8859.844 | 9434.265 | 9979.271
System Transformation | Lct_BB006 | Number | SPD | Bainsford |  | 13.334 | 25.924 | 42.767 | 63.51 | 89.232 | 113.484 | 140.64 | 168.057 | 196.646 | 229.852 | 264.175 | 300.059 | 338.121 | 393.733 | 769.03 | 1119.929 | 1459.099 | 1782.188 | 2087.579 | 2455.858 | 2829.246 | 3200.097 | 3557.194 | 3904.173 | 4240.377 | 4566.19 | 4886.944 | 5203.898 | 5504.643
System Transformation | Lct_BB006 | Number | SPD | Bathgate |  | 19.941 | 38.768 | 63.956 | 94.977 | 133.444 | 169.712 | 210.322 | 251.323 | 294.078 | 343.736 | 395.064 | 448.727 | 505.649 | 588.814 | 1150.056 | 1674.815 | 2182.03 | 2665.199 | 3121.901 | 3672.648 | 4231.037 | 4785.631 | 5319.657 | 5838.552 | 6341.333 | 6828.575 | 7308.251 | 7782.245 | 8231.997
System Transformation | Lct_BB006 | Number | SPD | Berwick |  | 9.512 | 18.495 | 30.515 | 45.323 | 63.682 | 80.992 | 100.376 | 119.949 | 140.36 | 164.027 | 188.479 | 214.034 | 241.131 | 280.727 | 547.885 | 797.224 | 1037.757 | 1266.369 | 1481.897 | 1743.077 | 2007.807 | 2270.658 | 2523.673 | 2769.434 | 3007.859 | 3238.902 | 3466.346 | 3691.084 | 3904.314
System Transformation | Lct_BB006 | Number | SPD | Bonnybridge |  | 33.145 | 64.44 | 106.306 | 157.869 | 221.808 | 282.092 | 349.592 | 417.744 | 488.81 | 571.352 | 656.667 | 745.866 | 840.479 | 978.715 | 1911.602 | 2783.845 | 3626.929 | 4430.043 | 5189.163 | 6104.605 | 7032.749 | 7954.584 | 8842.233 | 9704.729 | 10540.442 | 11350.327 | 12147.635 | 12935.499 | 13683.069
System Transformation | Lct_BB006 | Number | SPD | Braehead Park |  | 17.625 | 34.27 | 56.543 | 83.981 | 117.999 | 150.074 | 185.992 | 222.259 | 260.081 | 303.933 | 349.241 | 396.594 | 446.802 | 520.172 | 1015.202 | 1477.215 | 1922.909 | 2346.516 | 2745.879 | 3229.831 | 3720.361 | 4207.41 | 4676.234 | 5131.616 | 5573.405 | 6001.517 | 6422.959 | 6839.387 | 7234.49
System Transformation | Lct_BB006 | Number | SPD | Broxburn |  | 30.721 | 59.735 | 98.559 | 146.384 | 205.679 | 261.589 | 324.196 | 387.412 | 453.336 | 529.774 | 608.749 | 691.287 | 778.804 | 906.691 | 1769.559 | 2574.876 | 3351.747 | 4090.12 | 4786.233 | 5629.791 | 6484.815 | 7333.771 | 8150.96 | 8944.718 | 9714.783 | 10461.008 | 11195.607 | 11921.466 | 12610.154
System Transformation | Lct_BB006 | Number | SPD | Carntyne |  | 11.863 | 23.066 | 38.058 | 56.526 | 79.422 | 101.012 | 125.187 | 149.598 | 175.054 | 204.571 | 235.067 | 266.938 | 300.733 | 350.116 | 683.31 | 994.28 | 1294.267 | 1579.387 | 1848.189 | 2173.927 | 2504.092 | 2831.913 | 3147.468 | 3453.976 | 3751.334 | 4039.486 | 4323.149 | 4603.438 | 4869.373
System Transformation | Lct_BB006 | Number | SPD | Carsfad |  | 0 | 0 | 0 | 0 | 0 | 0 | 0 | 0 | 0 | 0 | 0 | 0 | 0 | 0 | 0 | 0 | 0 | 0 | 0 | 0 | 0 | 0 | 0 | 0 | 0 | 0 | 0 | 0 | 0
System Transformation | Lct_BB006 | Number | SPD | Chapelcross |  | 23.119 | 26.074 | 43.02 | 63.895 | 89.776 | 114.18 | 141.508 | 169.1 | 197.876 | 231.24 | 265.711 | 301.738 | 339.938 | 395.759 | 772.391 | 1123.901 | 1462.996 | 1785.287 | 2089.132 | 2457.334 | 2830.542 | 3201.101 | 3557.793 | 3904.259 | 4240.383 | 4566.101 | 4886.744 | 5203.573 | 5504.177
System Transformation | Lct_BB006 | Number | SPD | Charlotte Street |  | 11.829 | 23.002 | 37.951 | 56.367 | 79.199 | 100.727 | 124.835 | 149.177 | 174.562 | 203.995 | 234.405 | 266.187 | 299.886 | 349.131 | 681.387 | 991.482 | 1290.624 | 1574.943 | 1842.988 | 2167.809 | 2497.044 | 2823.944 | 3138.61 | 3444.255 | 3740.776 | 4028.118 | 4310.983 | 4590.482 | 4855.669
System Transformation | Lct_BB006 | Number | SPD | Clyde’s Mill |  | 39.328 | 76.472 | 126.173 | 187.399 | 263.307 | 334.882 | 415.031 | 495.959 | 580.354 | 678.209 | 779.311 | 884.975 | 997.013 | 1160.733 | 2265.363 | 3296.318 | 4290.857 | 5236.112 | 6127.265 | 7207.176 | 8301.765 | 9388.586 | 10434.739 | 11450.897 | 12436.723 | 13392.029 | 14332.451 | 15261.685 | 16143.335 | GSP also referred to as Westburn Road
System Transformation | Lct_BB006 | Number | SPD | Coatbridge |  | 33.206 | 64.568 | 106.533 | 158.228 | 222.32 | 282.754 | 350.426 | 418.757 | 490.015 | 572.638 | 658.002 | 747.218 | 841.816 | 980.051 | 1912.733 | 2783.207 | 3622.935 | 4421.049 | 5173.484 | 6085.294 | 7009.497 | 7927.142 | 8810.448 | 9668.429 | 10500.8 | 11307.401 | 12101.435 | 12886.023 | 13630.433
System Transformation | Lct_BB006 | Number | SPD | Cockenzie |  | 27.412 | 53.301 | 87.943 | 130.617 | 183.525 | 233.413 | 289.277 | 345.684 | 404.508 | 472.713 | 543.181 | 616.829 | 694.919 | 809.032 | 1578.961 | 2297.538 | 2990.734 | 3649.577 | 4270.712 | 5023.412 | 5786.342 | 6543.858 | 7273.027 | 7981.291 | 8668.413 | 9334.263 | 9989.738 | 10637.416 | 11251.927
System Transformation | Lct_BB006 | Number | SPD | Coylton |  | 22.036 | 42.848 | 70.697 | 105.002 | 147.535 | 187.639 | 232.548 | 277.893 | 325.181 | 380.011 | 436.66 | 495.865 | 558.641 | 650.376 | 1269.317 | 1846.976 | 2404.231 | 2933.871 | 3433.198 | 4038.288 | 4651.602 | 5260.564 | 5846.739 | 6416.107 | 6968.48 | 7503.752 | 8030.685 | 8551.349 | 9045.35
System Transformation | Lct_BB006 | Number | SPD | Crookston A |  | 16.295 | 31.827 | 52.745 | 78.686 | 110.573 | 140.65 | 174.337 | 208.362 | 243.854 | 285.281 | 328.171 | 373.082 | 420.788 | 490.444 | 959.773 | 1400.566 | 1828.686 | 2238.763 | 2628.83 | 3093.561 | 3565.029 | 4033.604 | 4485.143 | 4924.219 | 5348.877 | 5760.534 | 6165.916 | 6566.612 | 6946.961
System Transformation | Lct_BB006 | Number | SPD | Crookston B |  | 11.674 | 22.8 | 37.786 | 56.369 | 79.213 | 100.76 | 124.893 | 149.267 | 174.693 | 204.372 | 235.097 | 267.271 | 301.447 | 351.347 | 687.568 | 1003.346 | 1310.045 | 1603.819 | 1883.257 | 2216.184 | 2553.937 | 2889.618 | 3213.094 | 3527.642 | 3831.861 | 4126.767 | 4417.176 | 4704.229 | 4976.706
System Transformation | Lct_BB006 | Number | SPD | Cumbernauld |  | 18.006 | 35.007 | 57.751 | 85.763 | 120.498 | 153.248 | 189.918 | 226.941 | 265.548 | 310.389 | 356.737 | 405.195 | 456.594 | 531.691 | 1038.486 | 1512.336 | 1970.345 | 2406.64 | 2819.036 | 3316.354 | 3820.572 | 4321.363 | 4803.582 | 5272.137 | 5726.142 | 6166.115 | 6599.256 | 7027.267 | 7433.388
System Transformation | Lct_BB006 | Number | SPD | Cupar |  | 22.177 | 43.117 | 71.13 | 105.631 | 148.412 | 188.748 | 233.913 | 279.513 | 327.064 | 382.293 | 439.377 | 499.061 | 562.367 | 654.86 | 1279.057 | 1862.677 | 2426.786 | 2964.152 | 3472.081 | 4084.605 | 4705.628 | 5322.43 | 5916.358 | 6493.456 | 7052.633 | 7594.529 | 8128.009 | 8655.171 | 9155.372
System Transformation | Lct_BB006 | Number | SPD | Currie |  | 9.082 | 17.659 | 29.136 | 43.274 | 60.803 | 77.331 | 95.839 | 114.527 | 134.015 | 156.612 | 179.958 | 204.358 | 230.23 | 268.036 | 523.117 | 761.185 | 990.844 | 1209.122 | 1414.907 | 1664.28 | 1917.042 | 2168.011 | 2409.588 | 2644.239 | 2871.886 | 3092.485 | 3309.647 | 3524.226 | 3727.816
System Transformation | Lct_BB006 | Number | SPD | Dalmarnock |  | 17.037 | 33.128 | 54.658 | 81.181 | 114.064 | 145.071 | 179.791 | 214.849 | 251.41 | 293.8 | 337.598 | 383.371 | 431.906 | 502.829 | 981.355 | 1427.965 | 1858.799 | 2268.284 | 2654.331 | 3122.149 | 3596.325 | 4067.136 | 4520.329 | 4960.529 | 5387.588 | 5801.427 | 6208.818 | 6611.362 | 6993.293
System Transformation | Lct_BB006 | Number | SPD | Devol Moor |  | 10.595 | 20.602 | 33.991 | 50.486 | 70.936 | 90.218 | 111.81 | 133.613 | 156.349 | 182.711 | 209.949 | 238.415 | 268.598 | 312.704 | 610.295 | 888.037 | 1155.968 | 1410.622 | 1650.701 | 1941.632 | 2236.517 | 2529.309 | 2811.146 | 3084.901 | 3350.485 | 3607.847 | 3861.2 | 4111.538 | 4349.056
System Transformation | Lct_BB006 | Number | SPD | Devonside |  | 31.494 | 61.23 | 101.011 | 150.005 | 210.758 | 268.039 | 332.177 | 396.933 | 464.459 | 542.889 | 623.954 | 708.709 | 798.609 | 929.958 | 1816.372 | 2645.162 | 3446.246 | 4209.352 | 4930.655 | 5800.492 | 6682.398 | 7558.311 | 8401.739 | 9221.268 | 10015.349 | 10784.887 | 11542.476 | 12291.091 | 13001.419
System Transformation | Lct_BB006 | Number | SPD | Dewar Place |  | 19.323 | 37.573 | 61.992 | 92.074 | 129.37 | 164.537 | 203.916 | 243.678 | 285.144 | 333.223 | 382.897 | 434.813 | 489.86 | 570.3 | 1113.036 | 1619.572 | 2108.217 | 2572.647 | 3010.495 | 3541.085 | 4078.887 | 4612.872 | 5126.876 | 5626.143 | 6110.506 | 6579.874 | 7041.93 | 7498.488 | 7931.667
System Transformation | Lct_BB006 | Number | SPD | Drumchapel |  | 49.229 | 95.711 | 157.894 | 234.478 | 329.444 | 418.982 | 519.239 | 620.462 | 726.015 | 848.612 | 975.328 | 1107.813 | 1248.339 | 1453.656 | 2839.245 | 4134.762 | 5386.97 | 6579.811 | 7707.31 | 9066.989 | 10445.533 | 11814.708 | 13133.106 | 14414.145 | 15655.405 | 16858.303 | 18042.521 | 19212.712 | 20323.055
System Transformation | Lct_BB006 | Number | SPD | Drumcross |  | 9.738 | 18.932 | 31.232 | 46.381 | 65.165 | 82.876 | 102.708 | 122.73 | 143.609 | 167.859 | 192.924 | 219.13 | 246.927 | 287.539 | 561.614 | 817.873 | 1065.565 | 1301.514 | 1524.538 | 1793.488 | 2066.169 | 2336.998 | 2597.782 | 2851.177 | 3096.704 | 3334.642 | 3568.885 | 3800.353 | 4019.984
System Transformation | Lct_BB006 | Number | SPD | Dumfries 11 |  | 0 | 0 | 0 | 0 | 0 | 0 | 0 | 0 | 0 | 0 | 0 | 0 | 0 | 0 | 0 | 0 | 0 | 0 | 0 | 0 | 0 | 0 | 0 | 0 | 0 | 0 | 0 | 0 | 0
System Transformation | Lct_BB006 | Number | SPD | Dumfries 33 |  | 22.333 | 43.569 | 72.124 | 107.476 | 150.906 | 191.792 | 237.524 | 283.631 | 331.646 | 385.968 | 441.648 | 499.395 | 560.183 | 649.302 | 1253.255 | 1802.006 | 2315.76 | 2786.937 | 3212.494 | 3771.405 | 4335.74 | 4893.73 | 5428.26 | 5944.973 | 6452.051 | 6942.472 | 7424.353 | 7899.604 | 8349.391
System Transformation | Lct_BB006 | Number | SPD | Dumfries ICI |  | 3.812 | 7.437 | 12.311 | 18.345 | 25.758 | 32.736 | 40.542 | 48.412 | 56.608 | 65.88 | 75.383 | 85.24 | 95.616 | 110.827 | 213.914 | 307.579 | 395.27 | 475.693 | 548.33 | 643.729 | 740.053 | 835.295 | 926.532 | 1014.728 | 1101.28 | 1184.988 | 1267.239 | 1348.358 | 1425.131
System Transformation | Lct_BB006 | Number | SPD | Dunbar |  | 0 | 0 | 0 | 0 | 0 | 0 | 0 | 0 | 0 | 0 | 0 | 0 | 0 | 0 | 0 | 0 | 0 | 0 | 0 | 0 | 0 | 0 | 0 | 0 | 0 | 0 | 0 | 0 | 0
System Transformation | Lct_BB006 | Number | SPD | Dunbar A |  | 8.82 | 17.15 | 28.296 | 42.027 | 59.05 | 75.102 | 93.077 | 111.226 | 130.153 | 152.098 | 174.772 | 198.469 | 223.595 | 260.311 | 508.041 | 739.248 | 962.288 | 1174.275 | 1374.13 | 1616.316 | 1861.793 | 2105.529 | 2340.144 | 2568.033 | 2789.119 | 3003.36 | 3214.264 | 3422.658 | 3620.381
System Transformation | Lct_BB006 | Number | SPD | Dunbar B |  | 3.602 | 7.005 | 11.558 | 17.166 | 24.119 | 30.676 | 38.017 | 45.43 | 53.161 | 62.125 | 71.386 | 81.065 | 91.327 | 106.324 | 207.51 | 301.946 | 393.047 | 479.634 | 561.264 | 660.185 | 760.451 | 860.005 | 955.834 | 1048.915 | 1139.217 | 1226.725 | 1312.868 | 1397.987 | 1478.747
System Transformation | Lct_BB006 | Number | SPD | Dunfermline |  | 22.318 | 43.39 | 71.58 | 106.299 | 149.351 | 189.942 | 235.393 | 281.282 | 329.133 | 384.711 | 442.157 | 502.218 | 565.924 | 659.003 | 1287.149 | 1874.461 | 2442.139 | 2982.904 | 3494.047 | 4110.446 | 4735.398 | 5356.103 | 5953.788 | 6534.537 | 7097.252 | 7642.576 | 8179.432 | 8709.928 | 9213.293
System Transformation | Lct_BB006 | Number | SPD | Earlstoun |  | 0 | 0 | 0 | 0 | 0 | 0 | 0 | 0 | 0 | 0 | 0 | 0 | 0 | 0 | 0 | 0 | 0 | 0 | 0 | 0 | 0 | 0 | 0 | 0 | 0 | 0 | 0 | 0 | 0
System Transformation | Lct_BB006 | Number | SPD | East Kilbride |  | 30.597 | 59.494 | 98.162 | 145.795 | 204.85 | 260.536 | 322.891 | 385.852 | 451.511 | 527.641 | 606.298 | 688.503 | 775.668 | 903.04 | 1762.434 | 2564.508 | 3338.252 | 4073.652 | 4766.962 | 5607.124 | 6458.705 | 7304.243 | 8118.141 | 8908.703 | 9675.668 | 10418.888 | 11150.529 | 11873.465 | 12559.381
System Transformation | Lct_BB006 | Number | SPD | East Kilbride South |  | 29.582 | 57.52 | 94.904 | 140.956 | 198.052 | 251.889 | 312.175 | 373.047 | 436.527 | 510.13 | 586.177 | 665.654 | 749.926 | 873.071 | 1703.944 | 2479.4 | 3227.465 | 3938.46 | 4608.761 | 5421.04 | 6244.36 | 7061.837 | 7848.724 | 8613.051 | 9354.562 | 10073.117 | 10780.477 | 11479.422 | 12142.574
System Transformation | Lct_BB006 | Number | SPD | Easterhouse |  | 47.927 | 93.191 | 153.759 | 228.371 | 320.875 | 408.099 | 505.771 | 604.393 | 707.24 | 826.489 | 949.696 | 1078.462 | 1214.995 | 1414.509 | 2760.651 | 4017.008 | 5228.989 | 6380.909 | 7466.9 | 8782.917 | 10116.821 | 11441.259 | 12716.137 | 13954.463 | 15155.825 | 16319.994 | 17466.026 | 18598.423 | 19672.832
System Transformation | Lct_BB006 | Number | SPD | Eccles |  | 15.518 | 30.173 | 49.784 | 73.941 | 103.892 | 132.133 | 163.757 | 195.688 | 228.988 | 267.598 | 307.49 | 349.181 | 393.387 | 457.986 | 893.835 | 1300.615 | 1693.026 | 2065.991 | 2417.61 | 2843.706 | 3275.593 | 3704.416 | 4117.192 | 4518.133 | 4907.107 | 5284.038 | 5655.096 | 6021.741 | 6369.609
System Transformation | Lct_BB006 | Number | SPD | Elderslie |  | 28.754 | 55.912 | 92.25 | 137.015 | 192.514 | 244.846 | 303.446 | 362.616 | 424.321 | 495.866 | 569.786 | 647.041 | 728.957 | 848.659 | 1656.299 | 2410.072 | 3137.22 | 3828.334 | 4479.892 | 5269.459 | 6069.758 | 6864.377 | 7629.261 | 8372.216 | 9092.993 | 9791.456 | 10479.037 | 11158.438 | 11803.048
System Transformation | Lct_BB006 | Number | SPD | Erskine |  | 15.989 | 31.09 | 51.296 | 76.188 | 107.049 | 136.148 | 168.733 | 201.634 | 235.946 | 275.729 | 316.833 | 359.791 | 405.341 | 471.902 | 920.995 | 1340.135 | 1744.469 | 2128.767 | 2491.07 | 2930.113 | 3375.124 | 3816.977 | 4242.295 | 4655.419 | 5056.212 | 5444.596 | 5826.93 | 6204.714 | 6563.153
System Transformation | Lct_BB006 | Number | SPD | Finnieston |  | 8.127 | 15.8 | 26.065 | 38.708 | 54.385 | 69.166 | 85.716 | 102.426 | 119.851 | 140.089 | 161.008 | 182.878 | 206.076 | 239.97 | 468.704 | 682.568 | 889.283 | 1086.198 | 1272.326 | 1496.782 | 1724.353 | 1950.377 | 2168.019 | 2379.493 | 2584.401 | 2782.976 | 2978.467 | 3171.642 | 3354.938
System Transformation | Lct_BB006 | Number | SPD | Galashiels |  | 16.965 | 32.987 | 54.426 | 80.837 | 113.58 | 144.455 | 179.028 | 213.937 | 250.342 | 292.553 | 336.165 | 381.744 | 430.073 | 500.695 | 977.19 | 1421.904 | 1850.909 | 2258.655 | 2643.064 | 3108.896 | 3581.059 | 4049.872 | 4501.141 | 4939.473 | 5364.72 | 5776.801 | 6182.463 | 6583.299 | 6963.608
System Transformation | Lct_BB006 | Number | SPD | Giffnock |  | 49.656 | 96.555 | 159.309 | 236.613 | 332.456 | 422.828 | 524.025 | 626.206 | 732.765 | 856.318 | 983.972 | 1117.385 | 1258.845 | 1465.561 | 2860.286 | 4161.987 | 5417.709 | 6611.203 | 7736.388 | 9099.902 | 10481.948 | 11854.187 | 13175.076 | 14458.095 | 15702.815 | 16909 | 18096.393 | 19269.66 | 20382.845
System Transformation | Lct_BB006 | Number | SPD | Glenlee |  | 0 | 0 | 0 | 0 | 0 | 0 | 0 | 0 | 0 | 0 | 0 | 0 | 0 | 0 | 0 | 0 | 0 | 0 | 0 | 0 | 0 | 0 | 0 | 0 | 0 | 0 | 0 | 0 | 0
System Transformation | Lct_BB006 | Number | SPD | Glenluce |  | 8.613 | 16.747 | 27.632 | 41.04 | 57.663 | 73.338 | 90.891 | 108.613 | 127.096 | 148.526 | 170.667 | 193.807 | 218.343 | 254.197 | 496.108 | 721.884 | 939.685 | 1146.693 | 1341.853 | 1578.35 | 1818.062 | 2056.073 | 2285.177 | 2507.713 | 2723.605 | 2932.815 | 3138.764 | 3342.264 | 3535.342
System Transformation | Lct_BB006 | Number | SPD | Glenniston |  | 12.925 | 25.13 | 41.456 | 61.564 | 86.498 | 110.007 | 136.33 | 162.907 | 190.621 | 222.809 | 256.08 | 290.864 | 327.761 | 381.668 | 745.465 | 1085.613 | 1414.389 | 1727.578 | 2023.612 | 2380.605 | 2742.552 | 3102.04 | 3448.195 | 3784.541 | 4110.443 | 4426.273 | 4737.198 | 5044.441 | 5335.97
System Transformation | Lct_BB006 | Number | SPD | Glenrothes |  | 19.432 | 37.779 | 62.324 | 92.553 | 130.038 | 165.381 | 204.954 | 244.909 | 286.573 | 334.964 | 384.982 | 437.276 | 492.745 | 573.787 | 1120.708 | 1632.074 | 2126.346 | 2597.184 | 3042.231 | 3578.923 | 4123.063 | 4663.504 | 5183.902 | 5689.554 | 6179.505 | 6654.312 | 7121.747 | 7583.645 | 8021.92
System Transformation | Lct_BB006 | Number | SPD | Gorgie |  | 19.561 | 38.036 | 62.757 | 93.21 | 130.965 | 166.566 | 206.431 | 246.683 | 288.66 | 337.332 | 387.619 | 440.174 | 495.9 | 577.332 | 1126.76 | 1639.543 | 2134.213 | 2604.369 | 3047.616 | 3584.749 | 4129.182 | 4669.752 | 5190.094 | 5695.517 | 6185.853 | 6661.008 | 7128.762 | 7590.95 | 8029.47
System Transformation | Lct_BB006 | Number | SPD | Govan |  | 17.994 | 34.989 | 57.73 | 85.743 | 120.474 | 153.222 | 189.894 | 226.922 | 265.536 | 310.309 | 356.567 | 404.913 | 456.174 | 531.083 | 1036.497 | 1508.201 | 1963.244 | 2395.737 | 2803.476 | 3297.58 | 3798.399 | 4295.665 | 4774.323 | 5239.257 | 5690.313 | 6127.404 | 6557.686 | 6982.849 | 7386.24
System Transformation | Lct_BB006 | Number | SPD | Grangemouth A |  | 14.528 | 28.276 | 46.698 | 69.424 | 97.549 | 124.073 | 153.775 | 183.77 | 215.053 | 251.467 | 289.134 | 328.543 | 370.372 | 431.468 | 843.444 | 1229.397 | 1603.24 | 1960.226 | 2298.599 | 2704.477 | 3116.096 | 3525.038 | 3918.945 | 4301.818 | 4672.501 | 5031.774 | 5385.514 | 5735.108 | 6066.879
System Transformation | Lct_BB006 | Number | SPD | Grangemouth C |  | 10.496 | 20.429 | 33.738 | 50.157 | 70.477 | 89.639 | 111.099 | 132.769 | 155.37 | 181.679 | 208.892 | 237.364 | 267.585 | 311.725 | 609.368 | 888.209 | 1158.302 | 1416.216 | 1660.682 | 1953.918 | 2251.304 | 2546.754 | 2831.342 | 3107.959 | 3375.768 | 3635.334 | 3890.903 | 4143.476 | 4383.172
System Transformation | Lct_BB006 | Number | SPD | Haggs Road |  | 25.095 | 48.796 | 80.51 | 119.577 | 168.013 | 213.685 | 264.827 | 316.466 | 370.318 | 432.758 | 497.27 | 564.693 | 636.183 | 740.651 | 1445.504 | 2103.345 | 2737.95 | 3341.107 | 3909.742 | 4598.822 | 5297.268 | 5990.756 | 6658.295 | 7306.695 | 7935.74 | 8545.31 | 9145.384 | 9738.318 | 10300.889
System Transformation | Lct_BB006 | Number | SPD | Hawick |  | 14.135 | 27.484 | 45.347 | 67.351 | 94.632 | 120.357 | 149.162 | 178.248 | 208.579 | 243.748 | 280.085 | 318.06 | 358.327 | 417.167 | 814.172 | 1184.697 | 1542.135 | 1881.859 | 2202.14 | 2590.26 | 2983.656 | 3374.259 | 3750.247 | 4115.454 | 4469.76 | 4813.097 | 5151.085 | 5485.052 | 5801.917
System Transformation | Lct_BB006 | Number | SPD | Helensburgh |  | 13.215 | 25.692 | 42.384 | 62.942 | 88.434 | 112.469 | 139.381 | 166.553 | 194.887 | 227.796 | 261.811 | 297.374 | 335.096 | 390.21 | 762.149 | 1109.909 | 1446.044 | 1766.242 | 2068.901 | 2433.884 | 2803.932 | 3171.465 | 3525.367 | 3869.241 | 4202.437 | 4525.335 | 4843.219 | 5157.338 | 5455.391
System Transformation | Lct_BB006 | Number | SPD | Hunterston Farm |  | 3.053 | 5.936 | 9.793 | 14.546 | 20.437 | 25.993 | 32.214 | 38.496 | 45.046 | 52.642 | 60.489 | 68.69 | 77.387 | 90.094 | 175.834 | 255.855 | 333.05 | 406.419 | 475.589 | 559.41 | 644.371 | 728.728 | 809.929 | 888.801 | 965.32 | 1039.469 | 1112.463 | 1184.589 | 1253.021
System Transformation | Lct_BB006 | Number | SPD | Inverkeithing |  | 31.608 | 61.451 | 101.376 | 150.547 | 211.52 | 269.008 | 333.378 | 398.368 | 466.138 | 544.852 | 626.21 | 711.272 | 801.497 | 933.321 | 1822.939 | 2654.726 | 3458.707 | 4224.572 | 4948.483 | 5821.465 | 6706.561 | 7585.64 | 8432.118 | 9254.611 | 10051.562 | 10823.883 | 11584.211 | 12335.533 | 13048.43
System Transformation | Lct_BB006 | Number | SPD | Johnstone |  | 29.615 | 57.584 | 95.01 | 141.113 | 198.273 | 252.17 | 312.523 | 373.463 | 437.014 | 510.699 | 586.831 | 666.397 | 750.762 | 874.045 | 1705.845 | 2482.166 | 3231.066 | 3942.853 | 4613.902 | 5427.088 | 6251.326 | 7069.715 | 7857.48 | 8622.659 | 9364.997 | 10084.354 | 10792.503 | 11492.227 | 12156.119
System Transformation | Lct_BB006 | Number | SPD | Kaimes |  | 63.183 | 122.857 | 202.705 | 301.068 | 423.019 | 538.009 | 666.773 | 796.789 | 932.376 | 1089.585 | 1252.013 | 1421.769 | 1601.764 | 1864.79 | 3639.449 | 5295.743 | 6893.533 | 8412.144 | 9843.838 | 11578.784 | 13337.31 | 15083.357 | 16764.067 | 18396.589 | 19980.38 | 21515.139 | 23025.988 | 24518.861 | 25935.286
System Transformation | Lct_BB006 | Number | SPD | Kendoon |  | 0 | 0 | 0 | 0 | 0 | 0 | 0 | 0 | 0 | 0 | 0 | 0 | 0 | 0 | 0 | 0 | 0 | 0 | 0 | 0 | 0 | 0 | 0 | 0 | 0 | 0 | 0 | 0 | 0
System Transformation | Lct_BB006 | Number | SPD | Kilbowie 11 |  | 5.03 | 9.774 | 16.115 | 23.918 | 33.605 | 42.74 | 52.969 | 63.297 | 74.067 | 86.567 | 99.485 | 112.989 | 127.31 | 148.236 | 289.354 | 421.109 | 548.262 | 669.171 | 783.221 | 921.3 | 1061.267 | 1200.253 | 1334.051 | 1464.027 | 1590.046 | 1712.159 | 1832.366 | 1951.139 | 2063.824
System Transformation | Lct_BB006 | Number | SPD | Kilbowie 33 |  | 12.023 | 23.361 | 38.516 | 57.165 | 80.319 | 102.152 | 126.599 | 151.283 | 177.025 | 206.9 | 237.775 | 270.05 | 304.28 | 354.294 | 691.575 | 1006.478 | 1310.381 | 1599.36 | 1871.947 | 2201.963 | 2536.493 | 2868.678 | 3188.465 | 3499.116 | 3800.309 | 4092.167 | 4379.469 | 4663.343 | 4932.667
System Transformation | Lct_BB006 | Number | SPD | Killermont |  | 42.91 | 83.425 | 137.627 | 204.381 | 287.158 | 365.203 | 452.591 | 540.821 | 632.826 | 739.686 | 850.138 | 965.617 | 1088.106 | 1267.069 | 2474.807 | 3604.035 | 4695.512 | 5735.244 | 6718.02 | 7903.174 | 9104.771 | 10298.202 | 11447.374 | 12563.983 | 13645.918 | 14694.415 | 15726.63 | 16746.618 | 17714.441
System Transformation | Lct_BB006 | Number | SPD | Kilmarnock South |  | 25.792 | 50.151 | 82.746 | 122.898 | 172.68 | 219.62 | 272.183 | 325.256 | 380.604 | 444.778 | 511.082 | 580.378 | 653.854 | 761.223 | 1485.654 | 2161.767 | 2813.998 | 3433.908 | 4018.338 | 4726.557 | 5444.402 | 6157.153 | 6843.233 | 7509.642 | 8156.159 | 8782.661 | 9399.402 | 10008.805 | 10587.002
System Transformation | Lct_BB006 | Number | SPD | Kilmarnock Town |  | 32.82 | 63.816 | 105.293 | 156.386 | 219.732 | 279.462 | 346.347 | 413.882 | 484.311 | 565.971 | 650.342 | 738.52 | 832.016 | 968.642 | 1890.466 | 2750.807 | 3580.759 | 4369.582 | 5113.257 | 6014.453 | 6927.897 | 7834.859 | 8707.882 | 9555.875 | 10378.556 | 11175.767 | 11960.558 | 12736.012 | 13471.756
System Transformation | Lct_BB006 | Number | SPD | Kilwinning |  | 38.266 | 74.407 | 122.767 | 182.34 | 256.198 | 325.841 | 403.826 | 482.569 | 564.687 | 659.899 | 758.273 | 861.084 | 970.097 | 1129.397 | 2204.206 | 3207.328 | 4175.018 | 5094.754 | 5961.849 | 7012.606 | 8077.644 | 9135.125 | 10153.034 | 11141.76 | 12100.971 | 13030.487 | 13945.521 | 14849.669 | 15707.517
System Transformation | Lct_BB006 | Number | SPD | Lesmahagow |  | 0 | 0 | 0 | 22.946 | 32.241 | 41.005 | 50.819 | 60.729 | 71.063 | 83.045 | 95.424 | 108.363 | 122.081 | 142.128 | 277.387 | 403.624 | 525.403 | 641.146 | 750.265 | 882.497 | 1016.526 | 1149.604 | 1277.703 | 1402.128 | 1522.839 | 1639.814 | 1754.966 | 1868.748 | 1976.703
System Transformation | Lct_BB006 | Number | SPD | Leven |  | 22.214 | 43.188 | 71.247 | 105.804 | 148.656 | 189.058 | 234.297 | 279.972 | 327.601 | 382.92 | 440.099 | 499.88 | 563.29 | 655.935 | 1281.157 | 1865.734 | 2430.77 | 2969.017 | 3477.78 | 4091.31 | 4713.352 | 5331.167 | 5926.07 | 6504.115 | 7064.211 | 7606.996 | 8141.352 | 8669.379 | 9170.401
System Transformation | Lct_BB006 | Number | SPD | Linnmill |  | 37.043 | 72.029 | 118.843 | 153.564 | 215.768 | 274.42 | 340.098 | 406.415 | 475.573 | 555.76 | 638.609 | 725.196 | 817.005 | 951.166 | 1856.359 | 2701.178 | 3516.156 | 4290.748 | 5021.006 | 5905.943 | 6802.907 | 7693.506 | 8550.778 | 9383.472 | 10191.31 | 10974.139 | 11744.771 | 12506.235 | 13228.705
System Transformation | Lct_BB006 | Number | SPD | Livingston East |  | 27.598 | 53.664 | 88.542 | 131.506 | 184.775 | 235.002 | 291.247 | 348.037 | 407.262 | 475.931 | 546.879 | 621.029 | 699.651 | 814.54 | 1589.711 | 2313.181 | 3011.096 | 3674.425 | 4299.789 | 5057.613 | 5825.737 | 6588.41 | 7322.545 | 8035.63 | 8727.431 | 9397.813 | 10057.752 | 10709.839 | 11328.534
System Transformation | Lct_BB006 | Number | SPD | Maybole |  | 7.333 | 14.26 | 23.527 | 34.944 | 49.098 | 62.445 | 77.39 | 92.48 | 108.217 | 126.464 | 145.316 | 165.019 | 185.911 | 216.439 | 422.417 | 614.656 | 800.106 | 976.365 | 1142.536 | 1343.905 | 1548.01 | 1750.667 | 1945.74 | 2135.221 | 2319.045 | 2497.179 | 2672.537 | 2845.809 | 3010.208
System Transformation | Lct_BB006 | Number | SPD | Moffat |  | 0 | 18.881 | 31.152 | 46.269 | 65.01 | 82.682 | 102.471 | 122.452 | 143.289 | 167.45 | 192.412 | 218.5 | 246.162 | 286.584 | 559.317 | 813.86 | 1059.411 | 1292.794 | 1512.819 | 1779.449 | 2049.703 | 2318.038 | 2576.333 | 2827.222 | 3070.622 | 3306.487 | 3538.677 | 3768.104 | 3985.783
System Transformation | Lct_BB006 | Number | SPD | Newarthill |  | 56.604 | 110.064 | 181.598 | 269.717 | 378.969 | 481.986 | 597.342 | 713.818 | 835.287 | 976.126 | 1121.639 | 1273.718 | 1434.971 | 1670.608 | 3260.469 | 4744.291 | 6175.702 | 7536.178 | 8818.788 | 10373.072 | 11948.481 | 13512.709 | 15018.405 | 16480.931 | 17899.8 | 19274.743 | 20628.265 | 21965.684 | 23234.615
System Transformation | Lct_BB006 | Number | SPD | Newton Stewart |  | 4.003 | 7.783 | 12.842 | 19.074 | 26.799 | 34.084 | 42.242 | 50.479 | 59.069 | 69.028 | 79.319 | 90.073 | 101.476 | 118.14 | 230.569 | 335.5 | 436.725 | 532.933 | 623.635 | 733.549 | 844.956 | 955.573 | 1062.051 | 1165.476 | 1265.814 | 1363.045 | 1458.762 | 1553.339 | 1643.074
System Transformation | Lct_BB006 | Number | SPD | Paisley |  | 11.901 | 23.142 | 38.182 | 56.71 | 79.681 | 101.341 | 125.596 | 150.086 | 175.625 | 205.238 | 235.833 | 267.809 | 301.713 | 351.258 | 685.538 | 997.522 | 1298.487 | 1584.537 | 1854.216 | 2181.015 | 2512.257 | 2841.148 | 3157.731 | 3465.238 | 3763.566 | 4052.658 | 4337.246 | 4618.448 | 4885.25
System Transformation | Lct_BB006 | Number | SPD | Partick |  | 22.116 | 42.997 | 70.933 | 105.338 | 148.001 | 188.225 | 233.265 | 278.738 | 326.157 | 381.233 | 438.159 | 497.677 | 560.807 | 653.045 | 1275.511 | 1857.512 | 2420.058 | 2955.933 | 3462.454 | 4073.28 | 4692.581 | 5307.673 | 5899.954 | 6475.452 | 7033.079 | 7573.472 | 8105.474 | 8631.174 | 9129.988
System Transformation | Lct_BB006 | Number | SPD | Port Dundas |  | 16.274 | 31.64 | 52.196 | 77.513 | 108.907 | 138.506 | 171.649 | 205.111 | 240.004 | 280.532 | 322.421 | 366.218 | 412.672 | 480.546 | 938.59 | 1366.858 | 1780.809 | 2175.135 | 2547.861 | 2997.339 | 3453.055 | 3905.673 | 4341.505 | 4764.987 | 5175.319 | 5572.97 | 5964.445 | 6351.284 | 6718.338
System Transformation | Lct_BB006 | Number | SPD | Portobello |  | 53.468 | 103.967 | 171.538 | 254.776 | 357.976 | 455.286 | 564.252 | 674.276 | 789.016 | 922.053 | 1059.506 | 1203.16 | 1355.48 | 1578.064 | 3079.855 | 4481.48 | 5833.597 | 7118.709 | 8330.269 | 9798.453 | 11286.592 | 12764.17 | 14186.457 | 15567.966 | 16908.237 | 18207.014 | 19485.558 | 20748.89 | 21947.528
System Transformation | Lct_BB006 | Number | SPD | Ravenscraig |  | 3.205 | 6.232 | 10.283 | 15.273 | 21.459 | 27.292 | 33.824 | 40.419 | 47.297 | 55.272 | 63.512 | 72.123 | 81.254 | 94.597 | 184.621 | 268.642 | 349.694 | 426.73 | 499.357 | 587.367 | 676.573 | 765.146 | 850.405 | 933.22 | 1013.562 | 1091.417 | 1168.059 | 1243.789 | 1315.642
System Transformation | Lct_BB006 | Number | SPD | Redhouse |  | 18.094 | 35.178 | 58.033 | 86.182 | 121.086 | 153.996 | 190.845 | 228.049 | 266.845 | 311.905 | 358.479 | 407.173 | 458.823 | 534.287 | 1043.556 | 1519.719 | 1979.964 | 2418.389 | 2832.798 | 3332.543 | 3839.223 | 4342.459 | 4827.032 | 5297.874 | 5754.095 | 6196.216 | 6631.472 | 7061.572 | 7469.675
System Transformation | Lct_BB006 | Number | SPD | Saltcoats A |  | 5.993 | 11.707 | 19.404 | 28.952 | 40.687 | 51.756 | 64.154 | 76.678 | 89.742 | 105.029 | 120.866 | 137.461 | 155.099 | 180.846 | 354.34 | 517.746 | 676.932 | 829.931 | 976.028 | 1148.797 | 1324.137 | 1498.473 | 1666.55 | 1830.063 | 1988.022 | 2141.173 | 2292.014 | 2441.138 | 2582.723
System Transformation | Lct_BB006 | Number | SPD | Saltcoats B |  | 10.647 | 20.798 | 34.474 | 51.436 | 72.284 | 91.949 | 113.976 | 136.225 | 159.436 | 186.594 | 214.73 | 244.212 | 275.549 | 321.291 | 629.52 | 919.825 | 1202.635 | 1474.453 | 1734.009 | 2040.949 | 2352.458 | 2662.182 | 2960.787 | 3251.284 | 3531.914 | 3804.001 | 4071.986 | 4336.919 | 4588.457
System Transformation | Lct_BB006 | Number | SPD | Shrubhill |  | 29.681 | 57.714 | 95.225 | 141.432 | 198.721 | 252.74 | 313.229 | 374.306 | 438.001 | 511.853 | 588.156 | 667.902 | 752.459 | 876.02 | 1709.699 | 2487.774 | 3238.366 | 3951.761 | 4624.326 | 5439.349 | 6265.45 | 7085.687 | 7875.232 | 8642.14 | 9386.156 | 10107.137 | 10816.886 | 11518.192 | 12183.583
System Transformation | Lct_BB006 | Number | SPD | Sighthill |  | 52.916 | 102.894 | 169.768 | 252.147 | 354.282 | 450.588 | 558.429 | 667.319 | 780.874 | 912.538 | 1048.573 | 1190.745 | 1341.493 | 1561.78 | 3048.074 | 4435.236 | 5773.401 | 7045.253 | 8244.311 | 9697.344 | 11170.127 | 12632.458 | 14040.069 | 15407.323 | 16733.763 | 18019.139 | 19284.489 | 20534.786 | 21721.055
System Transformation | Lct_BB006 | Number | SPD | Spango Valley |  | 14.821 | 28.819 | 47.55 | 70.623 | 99.23 | 126.204 | 156.409 | 186.908 | 218.713 | 255.591 | 293.692 | 333.513 | 375.736 | 437.435 | 853.728 | 1242.255 | 1617.058 | 1973.288 | 2309.129 | 2716.106 | 3128.614 | 3538.195 | 3932.449 | 4315.4 | 4686.919 | 5046.937 | 5401.346 | 5751.538 | 6083.798
System Transformation | Lct_BB006 | Number | SPD | St Andrews Cross |  | 18.441 | 35.857 | 59.162 | 87.87 | 123.463 | 157.024 | 194.605 | 232.551 | 272.124 | 318.007 | 365.413 | 414.958 | 467.492 | 544.259 | 1062.212 | 1545.619 | 2011.951 | 2455.174 | 2873.03 | 3379.392 | 3892.637 | 4402.239 | 4892.772 | 5369.241 | 5831.488 | 6279.424 | 6720.381 | 7156.092 | 7569.491
System Transformation | Lct_BB006 | Number | SPD | Stirling |  | 21.054 | 40.933 | 67.528 | 100.282 | 140.897 | 179.19 | 222.068 | 265.359 | 310.502 | 362.934 | 417.129 | 473.79 | 533.89 | 621.7 | 1214.289 | 1768.356 | 2303.9 | 2814.055 | 3296.264 | 3877.771 | 4467.347 | 5052.917 | 5616.769 | 6164.644 | 6695.507 | 7209.962 | 7716.429 | 8216.896 | 8691.768
System Transformation | Lct_BB006 | Number | SPD | Strathaven |  | 29.644 | 57.641 | 95.104 | 141.254 | 198.47 | 252.421 | 312.834 | 373.834 | 437.448 | 511.207 | 587.414 | 667.059 | 751.508 | 874.914 | 1707.54 | 2484.632 | 3234.275 | 3946.77 | 4618.486 | 5432.479 | 6257.536 | 7076.738 | 7865.286 | 8631.225 | 9374.301 | 10094.372 | 10803.224 | 11503.644 | 12168.195
System Transformation | Lct_BB006 | Number | SPD | Strathleven |  | 18.366 | 35.707 | 58.905 | 87.477 | 122.906 | 156.31 | 193.713 | 231.476 | 270.855 | 316.592 | 363.866 | 413.292 | 465.718 | 542.316 | 1059.239 | 1542.558 | 2009.72 | 2454.733 | 2875.37 | 3382.626 | 3896.92 | 4407.719 | 4899.574 | 5377.492 | 5840.57 | 6289.335 | 6731.132 | 7167.696 | 7581.932
System Transformation | Lct_BB006 | Number | SPD | Telford Road |  | 22.335 | 43.43 | 71.657 | 106.428 | 149.538 | 190.188 | 235.706 | 281.667 | 329.598 | 385.172 | 442.59 | 502.599 | 566.228 | 659.209 | 1286.555 | 1872.06 | 2436.883 | 2973.716 | 3479.824 | 4093.132 | 4714.776 | 5332.009 | 5926.144 | 6503.246 | 7063.12 | 7605.662 | 8139.751 | 8667.486 | 9168.196
System Transformation | Lct_BB006 | Number | SPD | Tongland |  | 10.044 | 19.529 | 32.222 | 47.858 | 67.243 | 85.522 | 105.991 | 126.658 | 148.211 | 173.201 | 199.021 | 226.005 | 254.617 | 296.428 | 578.528 | 841.814 | 1095.799 | 1337.198 | 1564.781 | 1840.569 | 2120.105 | 2397.657 | 2664.823 | 2924.33 | 3176.09 | 3420.056 | 3660.221 | 3897.529 | 4122.685
System Transformation | Lct_BB006 | Number | SPD | West George Street |  | 8.641 | 16.799 | 27.713 | 41.155 | 57.823 | 73.538 | 91.135 | 108.901 | 127.428 | 148.945 | 171.186 | 194.439 | 219.104 | 255.141 | 498.335 | 725.719 | 945.502 | 1154.866 | 1352.76 | 1591.406 | 1833.364 | 2073.677 | 2305.077 | 2529.921 | 2747.783 | 2958.911 | 3166.761 | 3372.149 | 3567.032
System Transformation | Lct_BB006 | Number | SPD | Westfield |  | 20.701 | 40.247 | 66.395 | 98.599 | 138.533 | 176.184 | 218.342 | 260.907 | 305.293 | 356.845 | 410.13 | 465.84 | 524.932 | 611.269 | 1193.916 | 1738.686 | 2265.245 | 2766.841 | 3240.959 | 3812.71 | 4392.394 | 4968.139 | 5522.531 | 6061.214 | 6583.169 | 7088.993 | 7586.963 | 8079.033 | 8545.938
System Transformation | Lct_BB006 | Number | SPD | Whitehouse |  | 39.64 | 77.078 | 127.174 | 188.885 | 265.395 | 337.538 | 418.323 | 499.892 | 584.957 | 683.588 | 785.493 | 891.994 | 1004.921 | 1169.939 | 2283.331 | 3322.463 | 4324.89 | 5277.642 | 6175.863 | 7264.34 | 8367.61 | 9463.051 | 10517.501 | 11541.719 | 12535.364 | 13498.247 | 14446.128 | 15382.733 | 16271.375
System Transformation | Lct_BB006 | Number | SPD | Wishaw |  | 45.685 | 88.832 | 146.567 | 217.688 | 305.865 | 389.01 | 482.113 | 576.121 | 674.158 | 787.829 | 905.273 | 1028.015 | 1158.162 | 1348.344 | 2631.518 | 3829.108 | 4984.396 | 6082.433 | 7117.626 | 8372.084 | 9643.594 | 10906.08 | 12121.324 | 13301.725 | 14446.892 | 15556.605 | 16649.03 | 17728.458 | 18752.61
System Transformation | Lct_BB006 | Number | SPM | Birkenhead |  | 77.868 | 151.01 | 248.496 | 368.097 | 520.607 | 666.552 | 831.689 | 1000.711 | 1179.192 | 1388.849 | 1608.484 | 1841.05 | 2090.636 | 2453.398 | 5053.715 | 7764.19 | 10675.768 | 13768.428 | 17038.672 | 20112.507 | 23249.251 | 26386.49 | 29431.435 | 32413.309 | 35515.966 | 38585.675 | 41666.879 | 44770.605 | 47789.594
System Transformation | Lct_BB006 | Number | SPM | Capenhurst |  | 50.472 | 97.88 | 161.068 | 238.59 | 337.442 | 432.04 | 539.076 | 648.631 | 764.318 | 900.211 | 1042.572 | 1193.315 | 1355.089 | 1590.221 | 3275.67 | 5032.52 | 6919.72 | 8924.292 | 11043.968 | 13036.338 | 15069.483 | 17102.95 | 19076.595 | 21009.358 | 23020.409 | 25010.105 | 27007.251 | 29018.995 | 30975.816
System Transformation | Lct_BB006 | Number | SPM | Carrington |  | 63.019 | 123.127 | 204.122 | 304.614 | 427.267 | 542.458 | 671.078 | 800.457 | 934.902 | 1098.598 | 1269.417 | 1449.634 | 1642.395 | 1922.981 | 4033.347 | 6302.388 | 8804.704 | 11526.556 | 14467.019 | 17101.116 | 19796.177 | 22499.208 | 25130.981 | 27716.15 | 30385.445 | 33029.351 | 35685.879 | 38364.488 | 40973.242
System Transformation | Lct_BB006 | Number | SPM | Connah's Quay |  | 79.489 | 153.357 | 251.041 | 369.906 | 544.888 | 725.683 | 940.747 | 1174.733 | 1435.106 | 1697.432 | 1974.14 | 2269.008 | 2587.285 | 3048.703 | 5749.557 | 8056.114 | 10057.036 | 11713.098 | 13006.605 | 15247.369 | 17503.192 | 19726.424 | 21848.172 | 23891.432 | 26078.061 | 28223.232 | 30359.646 | 32495.247 | 34552.337
System Transformation | Lct_BB006 | Number | SPM | Fiddlers Ferry |  | 59.461 | 115.957 | 191.877 | 285.81 | 402.162 | 512.238 | 635.791 | 760.933 | 891.816 | 1052.42 | 1221.207 | 1400.464 | 1593.361 | 1873.391 | 3969.552 | 6260.572 | 8820.973 | 11638.458 | 14713.14 | 17404.884 | 20162.632 | 22932.49 | 25633.647 | 28291.091 | 31027.872 | 33740.811 | 36468.715 | 39221.26 | 41904.441
System Transformation | Lct_BB006 | Number | SPM | Frodsham |  | 97.074 | 188.256 | 309.786 | 458.886 | 649.012 | 830.954 | 1036.82 | 1247.53 | 1470.033 | 1731.4 | 2005.208 | 2295.134 | 2606.28 | 3058.514 | 6300.184 | 9679.182 | 13308.884 | 17164.331 | 21241.162 | 25073.14 | 28983.543 | 32894.564 | 36690.527 | 40407.863 | 44275.772 | 48102.607 | 51943.772 | 55813.013 | 59576.619
System Transformation | Lct_BB006 | Number | SPM | Kirkby (_D) |  | 42.09 | 82.08 | 135.821 | 202.312 | 284.672 | 362.589 | 450.046 | 538.629 | 631.275 | 744.958 | 864.435 | 991.323 | 1127.865 | 1326.085 | 2809.859 | 4431.564 | 6243.951 | 8238.317 | 10414.739 | 12320.098 | 14272.178 | 16232.83 | 18144.852 | 20025.931 | 21963.17 | 23883.532 | 25814.486 | 27762.883 | 29662.181
System Transformation | Lct_BB006 | Number | SPM | Legacy |  | 114.54 | 226.692 | 380.577 | 574.976 | 847.187 | 1128.559 | 1463.351 | 1827.708 | 2233.253 | 2631.782 | 3049.666 | 3492.534 | 3968.186 | 4659.282 | 8569.997 | 11660.846 | 14057.368 | 15693.746 | 16537.481 | 19216.884 | 21862.513 | 24413.767 | 26786.171 | 29010.063 | 31535.308 | 33987.98 | 36407.708 | 38803.904 | 41083.984
System Transformation | Lct_BB006 | Number | SPM | Lister Drive |  | 147.937 | 288.497 | 477.385 | 711.089 | 1000.57 | 1274.436 | 1581.831 | 1893.182 | 2218.815 | 2618.393 | 3038.332 | 3484.319 | 3964.242 | 4660.948 | 9876.142 | 15576.141 | 21946.353 | 28956.184 | 36605.912 | 43302.903 | 50164.107 | 57055.444 | 63775.852 | 70387.506 | 77196.547 | 83946.268 | 90733.222 | 97581.484 | 104257.17
System Transformation | Lct_BB006 | Number | SPM | Pentir |  | 65.493 | 126.517 | 207.376 | 305.972 | 450.043 | 598.541 | 774.925 | 966.499 | 1179.381 | 1389.184 | 1609.003 | 1841.793 | 2091.649 | 2454.784 | 4491.12 | 6071.408 | 7260.686 | 8023.626 | 8342.501 | 9687.962 | 11014.454 | 12291.405 | 13476.315 | 14584.529 | 15847.178 | 17072.16 | 18279.396 | 19473.605 | 20608.333
System Transformation | Lct_BB006 | Number | SPM | Rainhill |  | 32.621 | 63.615 | 105.265 | 156.798 | 220.629 | 281.018 | 348.799 | 417.453 | 489.257 | 577.365 | 669.963 | 768.305 | 874.129 | 1027.755 | 2177.724 | 3434.594 | 4839.248 | 6384.941 | 8071.732 | 9548.442 | 11061.362 | 12580.926 | 14062.8 | 15520.693 | 17022.11 | 18510.447 | 20006.995 | 21517.061 | 22989.073
System Transformation | Lct_BB006 | Number | SPM | St. Asaph |  | 18.286 | 35.325 | 57.902 | 85.431 | 125.657 | 167.119 | 216.367 | 269.857 | 329.295 | 387.875 | 449.251 | 514.248 | 584.011 | 685.401 | 1253.968 | 1695.201 | 2027.26 | 2240.281 | 2329.314 | 2704.981 | 3075.351 | 3431.889 | 3762.729 | 4072.154 | 4424.699 | 4766.726 | 5103.799 | 5437.235 | 5754.063
System Transformation | Lct_BB006 | Number | SPM | Trawsfynydd |  | 74.38 | 144.987 | 239.81 | 357.054 | 523.969 | 695.36 | 898.458 | 1118.446 | 1362.361 | 1601.656 | 1851.568 | 2115.427 | 2397.851 | 2808.823 | 5093.483 | 6810.89 | 8033.38 | 8719.303 | 8847.233 | 10234.777 | 11589.94 | 12880.297 | 14061.499 | 15150.074 | 16429.815 | 17664.972 | 18876.22 | 20068.403 | 21193.699
System Transformation | Lct_BB006 | Number | SPM | Wylfa |  | 23.54 | 45.25 | 73.797 | 108.327 | 160.756 | 215.565 | 281.228 | 353.252 | 433.925 | 511.658 | 593.245 | 679.788 | 772.813 | 907.924 | 1638.076 | 2176.517 | 2546.244 | 2733.569 | 2731.358 | 3150.237 | 3556.158 | 3939.112 | 4285.58 | 4600.727 | 4980.864 | 5346.007 | 5702.432 | 6051.593 | 6379.082
System Transformation | Lct_BB006 | Number | SPN | Beddington (_J) |  | 152.577 | 296.253 | 488.095 | 723.897 | 1024.192 | 1311.789 | 1637.382 | 1970.872 | 2323.254 | 2749.591 | 3199.731 | 3679.832 | 4198.455 | 4950.059 | 10505.105 | 16591.411 | 23406.638 | 30918.737 | 39128.413 | 46469.474 | 54043.018 | 61705.74 | 69239.367 | 76709.173 | 84299.131 | 91853.441 | 99477.427 | 107197.632 | 114756.873
System Transformation | Lct_BB006 | Number | SPN | Bolney |  | 237.514 | 462.621 | 764.586 | 1137.519 | 1613.505 | 2071.887 | 2592.809 | 3128.981 | 3698.033 | 4349.738 | 5030.93 | 5750.714 | 6521.698 | 7643.24 | 15525.628 | 23532.322 | 31936.614 | 40670.223 | 49716.748 | 58800.995 | 68104.73 | 77445.849 | 86551.485 | 95506.158 | 104767.138 | 113951.405 | 123189.98 | 132515.568 | 141610.524
System Transformation | Lct_BB006 | Number | SPN | Canterbury |  | 37.042 | 72.252 | 119.584 | 178.166 | 251.97 | 322.59 | 402.49 | 484.261 | 570.6 | 672.969 | 780.452 | 894.503 | 1017.134 | 1195.222 | 2498.535 | 3892.084 | 5421.85 | 7079.068 | 8862.952 | 10513.234 | 12212.266 | 13927.585 | 15609.982 | 17274.323 | 18970.378 | 20656.155 | 22355.364 | 24073.958 | 25754.201
System Transformation | Lct_BB006 | Number | SPN | Chessington |  | 104.15 | 202.224 | 333.176 | 494.136 | 699.118 | 895.433 | 1117.685 | 1345.327 | 1585.864 | 1876.884 | 2184.151 | 2511.871 | 2865.885 | 3378.934 | 7170.835 | 11325.376 | 15977.483 | 21105.277 | 26709.241 | 31720.285 | 36890.022 | 42120.633 | 47263.122 | 52362.048 | 57542.989 | 62699.597 | 67903.767 | 73173.616 | 78333.589
System Transformation | Lct_BB006 | Number | SPN | Kemsley |  | 35.062 | 69.728 | 117.606 | 178.473 | 253.822 | 326.789 | 410.03 | 496.125 | 587.897 | 692.893 | 803.011 | 919.735 | 1045.12 | 1227.285 | 2503.61 | 3810.55 | 5192.476 | 6638.713 | 8146.894 | 9640.347 | 11171.281 | 12709.854 | 14211.265 | 15689.33 | 17208.715 | 18715.16 | 20230.188 | 21759.169 | 23249.948
System Transformation | Lct_BB006 | Number | SPN | Kingsnorth |  | 76.188 | 146.605 | 239.351 | 351.729 | 497.779 | 637.74 | 796.262 | 958.718 | 1130.463 | 1335.578 | 1551.545 | 1781.301 | 2028.924 | 2388.151 | 5025.588 | 7876.678 | 11034.829 | 14483.426 | 18221.737 | 21626.813 | 25135.915 | 28682.307 | 32164.591 | 35613.253 | 39120.953 | 42609.357 | 46127.354 | 49687.238 | 53169.825
System Transformation | Lct_BB006 | Number | SPN | Littlebrook (_J) |  | 38.381 | 74.522 | 122.78 | 182.096 | 257.634 | 329.979 | 411.882 | 495.771 | 584.412 | 691.657 | 804.889 | 925.658 | 1056.117 | 1245.183 | 2642.549 | 4173.553 | 5887.917 | 7777.578 | 9842.714 | 11689.351 | 13594.469 | 15522.019 | 17417.096 | 19296.118 | 21205.365 | 23105.644 | 25023.451 | 26965.461 | 28866.981
System Transformation | Lct_BB006 | Number | SPN | Ninfield |  | 134.587 | 262.143 | 433.251 | 644.572 | 914.289 | 1174.03 | 1469.209 | 1773.03 | 2095.481 | 2464.768 | 2850.764 | 3258.628 | 3695.504 | 4331.023 | 8797.559 | 13334.532 | 18096.804 | 23045.681 | 28171.873 | 33319.439 | 38591.378 | 43884.499 | 49044.186 | 54118.329 | 59366.04 | 64570.283 | 69805.298 | 75089.62 | 80243.254
System Transformation | Lct_BB006 | Number | SPN | Northfleet East |  | 71.611 | 137.799 | 224.974 | 330.602 | 467.879 | 599.433 | 748.433 | 901.131 | 1062.56 | 1255.354 | 1458.348 | 1674.304 | 1907.053 | 2244.703 | 4723.717 | 7403.552 | 10372.002 | 13613.453 | 17127.216 | 20327.76 | 23626.082 | 26959.454 | 30232.568 | 33474.08 | 36771.084 | 40049.951 | 43356.634 | 46702.687 | 49976.086
System Transformation | Lct_BB006 | Number | SPN | Richborough |  | 53.921 | 105.177 | 174.078 | 259.356 | 366.792 | 469.593 | 585.903 | 704.937 | 830.621 | 979.638 | 1136.102 | 1302.125 | 1480.639 | 1739.88 | 3637.109 | 5665.693 | 7892.568 | 10304.974 | 12901.768 | 15304.078 | 17777.352 | 20274.336 | 22723.395 | 25146.171 | 27615.112 | 30069.091 | 32542.623 | 35044.375 | 37490.298
System Transformation | Lct_BB006 | Number | SPN | Sellindge |  | 61.515 | 119.099 | 195.657 | 289.34 | 411.856 | 530.718 | 666.483 | 807.125 | 957.252 | 1124.428 | 1298.762 | 1482.571 | 1679.063 | 1965.152 | 3909.238 | 5802.613 | 7711.753 | 9616.868 | 11511.666 | 13578.73 | 15685.278 | 17789.141 | 19827.805 | 21821.078 | 23906.912 | 25970.067 | 28040.459 | 30125.506 | 32153.041
System Transformation | Lct_BB006 | Number | SPN | West Weybridge |  | 74.667 | 144.977 | 238.858 | 354.253 | 501.208 | 641.949 | 801.285 | 964.484 | 1136.929 | 1345.566 | 1565.85 | 1800.797 | 2054.595 | 2422.407 | 5140.876 | 8119.328 | 11454.491 | 15130.682 | 19148.245 | 22740.736 | 26446.996 | 30196.897 | 33883.623 | 37539.117 | 41253.41 | 44950.258 | 48681.203 | 52459.234 | 56158.495
System Transformation | Lct_BB006 | Number | South Wales | Aberthaw |  | 100.29 | 194.652 | 320.572 | 475.253 | 687.624 | 900.354 | 1148.529 | 1412.411 | 1700.525 | 2008.245 | 2332.032 | 2676.282 | 3047.097 | 3585.172 | 6994.233 | 10172.898 | 13236.124 | 16144.083 | 18881.831 | 22321.758 | 25841.873 | 29373.014 | 32811.738 | 36190.209 | 39652.091 | 43076.789 | 46513.926 | 49975.808 | 53342.711
System Transformation | Lct_BB006 | Number | South Wales | Alpha Steel (Uskmouth) |  | 5.877 | 11.407 | 18.786 | 27.851 | 40.296 | 52.763 | 67.306 | 82.77 | 99.655 | 117.688 | 136.662 | 156.836 | 178.567 | 210.099 | 409.878 | 596.155 | 775.666 | 946.079 | 1106.517 | 1308.105 | 1514.391 | 1721.324 | 1922.841 | 2120.827 | 2323.701 | 2524.396 | 2725.82 | 2928.694 | 3126.002
System Transformation | Lct_BB006 | Number | South Wales | Cardiff East |  | 37.69 | 73.152 | 120.474 | 178.605 | 258.416 | 338.361 | 431.628 | 530.797 | 639.073 | 754.717 | 876.399 | 1005.772 | 1145.127 | 1347.341 | 2628.497 | 3823.069 | 4974.258 | 6067.096 | 7095.967 | 8388.723 | 9711.614 | 11038.65 | 12330.954 | 13600.615 | 14901.622 | 16188.655 | 17480.363 | 18781.37 | 20046.684
System Transformation | Lct_BB006 | Number | South Wales | Grange |  | 10.742 | 20.993 | 34.811 | 51.96 | 76.091 | 100.782 | 129.978 | 161.521 | 196.422 | 233.06 | 271.895 | 313.464 | 358.512 | 423.704 | 831.234 | 1216.18 | 1592.34 | 1955.135 | 2302.914 | 2724.385 | 3156.236 | 3590.031 | 4013.119 | 4429.411 | 4854.258 | 5274.75 | 5696.96 | 6122.396 | 6536.39
System Transformation | Lct_BB006 | Number | South Wales | Imperial Park |  | 1.259 | 2.45 | 4.046 | 6.015 | 8.935 | 11.994 | 15.661 | 19.688 | 24.203 | 28.649 | 33.345 | 38.355 | 43.768 | 51.611 | 95.836 | 131.886 | 161.193 | 183.052 | 197.126 | 230.099 | 262.992 | 295.083 | 325.346 | 354.136 | 385.744 | 416.601 | 447.19 | 477.627 | 506.772
System Transformation | Lct_BB006 | Number | South Wales | Pembroke |  | 61.875 | 120.431 | 198.896 | 295.699 | 439.283 | 589.629 | 769.926 | 967.91 | 1189.867 | 1408.462 | 1639.323 | 1885.612 | 2151.721 | 2537.336 | 4711.529 | 6483.814 | 7924.601 | 8999.251 | 9691.186 | 11312.212 | 12929.311 | 14506.973 | 15994.762 | 17410.125 | 18964.076 | 20481.056 | 21984.87 | 23481.237 | 24914.071
System Transformation | Lct_BB006 | Number | South Wales | Pyle |  | 23.265 | 45.465 | 75.391 | 112.532 | 164.793 | 218.267 | 281.497 | 349.811 | 425.398 | 504.746 | 588.852 | 678.878 | 776.44 | 917.629 | 1800.228 | 2633.916 | 3448.579 | 4234.294 | 4987.489 | 5900.281 | 6835.554 | 7775.038 | 8691.332 | 9592.907 | 10513.012 | 11423.684 | 12338.076 | 13259.456 | 14156.054
System Transformation | Lct_BB006 | Number | South Wales | Rassau |  | 85.506 | 166.426 | 274.86 | 408.633 | 607.055 | 814.823 | 1063.979 | 1337.578 | 1644.305 | 1946.387 | 2265.419 | 2605.771 | 2973.513 | 3506.404 | 6510.971 | 8960.134 | 10951.19 | 12436.274 | 13392.475 | 15632.609 | 17867.316 | 20047.524 | 22103.534 | 24059.457 | 26206.898 | 28303.248 | 30381.403 | 32449.268 | 34429.335
System Transformation | Lct_BB006 | Number | South Wales | Swansea North |  | 249.899 | 486.394 | 803.302 | 1194.267 | 1774.173 | 2381.392 | 3109.575 | 3909.19 | 4805.63 | 5688.489 | 6620.889 | 7615.599 | 8690.358 | 10247.78 | 19028.897 | 26186.793 | 32005.834 | 36346.125 | 39140.708 | 45687.699 | 52218.83 | 58590.685 | 64599.558 | 70315.917 | 76592.007 | 82718.776 | 88792.372 | 94835.89 | 100622.814
System Transformation | Lct_BB006 | Number | South Wales | Upper Boat 132kV |  | 57.307 | 111.228 | 183.181 | 271.569 | 392.921 | 514.479 | 656.291 | 807.078 | 971.712 | 1147.549 | 1332.567 | 1529.278 | 1741.168 | 2048.634 | 3996.635 | 5812.984 | 7563.368 | 9225.031 | 10789.431 | 12755.069 | 14766.529 | 16784.289 | 18749.24 | 20679.762 | 22657.945 | 24614.882 | 26578.927 | 28557.11 | 30481.022
System Transformation | Lct_BB006 | Number | South Wales | Upper Boat 33kV |  | 17.982 | 34.901 | 57.478 | 85.213 | 123.291 | 161.433 | 205.931 | 253.245 | 304.904 | 360.078 | 418.133 | 479.857 | 546.344 | 642.82 | 1254.064 | 1823.997 | 2373.233 | 2894.629 | 3385.506 | 4002.284 | 4633.44 | 5266.572 | 5883.134 | 6488.893 | 7109.607 | 7723.655 | 8339.932 | 8960.647 | 9564.331
System Transformation | Lct_BB006 | Number | South Wales | Uskmouth |  | 89.281 | 173.285 | 285.383 | 423.084 | 612.143 | 801.522 | 1022.455 | 1257.37 | 1513.857 | 1787.799 | 2076.044 | 2382.505 | 2712.616 | 3191.626 | 6226.473 | 9056.214 | 11783.188 | 14371.939 | 16809.163 | 19871.487 | 23005.197 | 26148.724 | 29209.977 | 32217.592 | 35299.461 | 38348.229 | 41408.069 | 44489.939 | 47487.255
System Transformation | Lct_BB006 | Number | South Western | Abham |  | 142.421 | 276.422 | 455.239 | 674.897 | 962.587 | 1242.849 | 1563.861 | 1897.573 | 2254.898 | 2633.187 | 3023.499 | 3430.887 | 3862.32 | 4493.116 | 8519.745 | 12011.499 | 15101.165 | 17732.18 | 19879.632 | 23248.76 | 26623.526 | 29931.093 | 33067.191 | 36067.327 | 39358.853 | 42586.168 | 45798.633 | 49008.224 | 52097.774
System Transformation | Lct_BB006 | Number | South Western | Alverdiscott |  | 114.64 | 222.502 | 366.438 | 543.249 | 774.821 | 1000.414 | 1258.808 | 1527.425 | 1815.049 | 2119.548 | 2433.724 | 2761.645 | 3108.922 | 3616.672 | 6857.852 | 9668.491 | 12155.475 | 14273.276 | 16001.837 | 18713.77 | 21430.242 | 24092.623 | 26616.982 | 29031.9 | 31681.369 | 34279.152 | 36864.982 | 39448.498 | 41935.389
System Transformation | Lct_BB006 | Number | South Western | Axminster |  | 82.88 | 161.099 | 265.708 | 394.5 | 560.786 | 721.657 | 905.052 | 1094.572 | 1296.435 | 1520.402 | 1753.301 | 1998.206 | 2259.369 | 2640.032 | 5224.859 | 7714.613 | 10197.366 | 12645.804 | 15050.796 | 17741.051 | 20479.09 | 23209.778 | 25851.611 | 28430.563 | 31137.978 | 33814.095 | 36497.888 | 39199.003 | 41823.553
System Transformation | Lct_BB006 | Number | South Western | Bridgewater |  | 95.09 | 188.674 | 317.524 | 480.841 | 688.128 | 891.449 | 1125.402 | 1370.007 | 1633.238 | 1910.976 | 2198.589 | 2499.834 | 2819.902 | 3287.188 | 6243.009 | 8817.443 | 11108.095 | 13073.85 | 14696.732 | 17193.028 | 19695.223 | 22149.469 | 24478.58 | 26708.769 | 29146.524 | 31536.78 | 33916.091 | 36293.324 | 38581.712
System Transformation | Lct_BB006 | Number | South Western | Exeter |  | 104.702 | 203.215 | 334.675 | 496.16 | 707.658 | 913.696 | 1149.693 | 1395.025 | 1657.718 | 1935.822 | 2222.765 | 2522.261 | 2839.435 | 3303.173 | 6263.402 | 8830.411 | 11101.819 | 13036.045 | 14614.772 | 17091.63 | 19572.633 | 22004.235 | 24309.778 | 26515.367 | 28935.176 | 31307.779 | 33669.465 | 36029.038 | 38300.361
System Transformation | Lct_BB006 | Number | South Western | Indian Queens |  | 229.6 | 445.628 | 733.904 | 1088.021 | 1551.813 | 2003.631 | 2521.144 | 3059.131 | 3635.185 | 4245.035 | 4874.268 | 5531.029 | 6226.556 | 7243.48 | 13734.922 | 19364.078 | 24345.015 | 28586.55 | 32048.517 | 37479.983 | 42920.539 | 48252.762 | 53308.555 | 58145.158 | 63451.521 | 68654.367 | 73833.273 | 79007.546 | 83988.297
System Transformation | Lct_BB006 | Number | South Western | Landulph |  | 80.624 | 156.482 | 257.71 | 382.059 | 544.919 | 703.575 | 885.299 | 1074.213 | 1276.495 | 1490.643 | 1711.599 | 1942.22 | 2186.454 | 2543.547 | 4823.016 | 6799.693 | 8548.749 | 10038.163 | 11253.832 | 13161.091 | 15071.542 | 16943.951 | 18719.292 | 20417.664 | 22280.993 | 24107.972 | 25926.544 | 27743.489 | 29492.479
System Transformation | Lct_BB006 | Number | South Western | Seabank |  | 71.109 | 137.999 | 227.243 | 336.852 | 477.93 | 613.865 | 768.406 | 927.549 | 1096.526 | 1290.929 | 1494.438 | 1709.784 | 1940.748 | 2276.534 | 4647.259 | 7078.002 | 9651.218 | 12347.19 | 15161.611 | 17941.848 | 20792.109 | 23656.862 | 26452.711 | 29205.366 | 32042.898 | 34857.924 | 37690.513 | 40550.676 | 43341.204
System Transformation | Lct_BB006 | Number | South Western | Taunton |  | 53.249 | 103.447 | 170.527 | 253.047 | 361.204 | 466.743 | 587.762 | 713.743 | 848.804 | 992.218 | 1140.474 | 1295.501 | 1459.961 | 1700.231 | 3239.702 | 4592.555 | 5809.763 | 6870.348 | 7765.279 | 9090.976 | 10421.891 | 11729.573 | 12973.115 | 14166.323 | 15467.199 | 16744.233 | 18016.817 | 19289.669 | 20516.66
System Transformation | Lct_BB006 | Number | West Midlands | Bishops Wood |  | 206.841 | 402.223 | 663.687 | 985.811 | 1402.707 | 1806.855 | 2268.23 | 2745.857 | 3255.391 | 3824.058 | 4417.114 | 5042.44 | 5710.949 | 6684.262 | 13487.797 | 20310.041 | 27385.874 | 34653.147 | 42095.26 | 49735.789 | 57546.214 | 65372.341 | 72984.074 | 80453.308 | 88166.651 | 95800.305 | 103464.588 | 111186.893 | 118700.83
System Transformation | Lct_BB006 | Number | West Midlands | Bushbury |  | 49.238 | 95.749 | 157.99 | 234.672 | 333.914 | 430.121 | 539.951 | 653.65 | 774.944 | 910.315 | 1051.491 | 1200.35 | 1359.488 | 1591.185 | 3210.762 | 4834.794 | 6519.192 | 8249.162 | 10020.753 | 11839.577 | 13698.844 | 15561.849 | 17373.818 | 19151.865 | 20988.022 | 22805.209 | 24629.687 | 26467.977 | 28256.666
System Transformation | Lct_BB006 | Number | West Midlands | Bustleholme |  | 62.387 | 121.344 | 200.266 | 297.529 | 421.364 | 540.214 | 674.966 | 813.246 | 959.611 | 1127.773 | 1303.29 | 1488.499 | 1686.638 | 1975.027 | 4071.6 | 6260.131 | 8613.983 | 11117.126 | 13766.828 | 16305.224 | 18911.547 | 21535.374 | 24100.724 | 26630.853 | 29212.789 | 31773.267 | 34348.823 | 36948.573 | 39483.952
System Transformation | Lct_BB006 | Number | West Midlands | Cellarhead |  | 130.556 | 252.189 | 413.336 | 609.813 | 869.018 | 1121.087 | 1409.466 | 1708.808 | 2028.909 | 2386.859 | 2761.11 | 3156.668 | 3580.465 | 4196.892 | 8502.258 | 12853.004 | 17398.148 | 22099.577 | 26947.711 | 31850.047 | 36864.628 | 41892.748 | 46786.902 | 51593.041 | 56547.442 | 61452.107 | 66377.789 | 71342.066 | 76174
System Transformation | Lct_BB006 | Number | West Midlands | Feckenham |  | 139.859 | 272.026 | 448.952 | 666.993 | 944.603 | 1211.04 | 1513.121 | 1823.116 | 2151.233 | 2528.214 | 2921.684 | 3336.882 | 3781.064 | 4427.567 | 9127.614 | 14033.809 | 19310.616 | 24922.103 | 30862.14 | 36552.654 | 42395.446 | 48277.476 | 54028.416 | 59700.398 | 65488.518 | 71228.537 | 77002.354 | 82830.411 | 88514.162
System Transformation | Lct_BB006 | Number | West Midlands | Hams Hall |  | 58.875 | 114.513 | 188.992 | 280.779 | 397.642 | 509.802 | 636.967 | 767.463 | 905.588 | 1064.283 | 1229.919 | 1404.702 | 1591.686 | 1863.839 | 3842.382 | 5907.706 | 8129.043 | 10491.268 | 12991.8 | 15387.292 | 17846.888 | 20323.001 | 22743.931 | 25131.622 | 27568.203 | 29984.535 | 32415.094 | 34868.487 | 37261.133
System Transformation | Lct_BB006 | Number | West Midlands | Iron Acton |  | 183.475 | 358.453 | 594.216 | 886.703 | 1255.948 | 1610.449 | 2012.466 | 2425.134 | 2862.042 | 3361.749 | 3882.821 | 4432.181 | 5019.412 | 5874.431 | 11972.894 | 18207.181 | 24789.187 | 31667.52 | 38830.588 | 45939.469 | 53224.068 | 60542.157 | 67680.364 | 74704.612 | 81945.939 | 89126.82 | 96349.736 | 103640.266 | 110749.982
System Transformation | Lct_BB006 | Number | West Midlands | Ironbridge |  | 45.247 | 87.401 | 143.25 | 211.344 | 301.176 | 388.536 | 488.48 | 592.223 | 703.161 | 827.216 | 956.921 | 1094.01 | 1240.885 | 1454.521 | 2946.636 | 4454.478 | 6029.693 | 7659.072 | 9339.295 | 11038.302 | 12776.211 | 14518.811 | 16214.983 | 17880.651 | 19597.702 | 21297.517 | 23004.616 | 24725.09 | 26399.698
System Transformation | Lct_BB006 | Number | West Midlands | Kitwell |  | 55.495 | 107.915 | 178.066 | 264.49 | 376.343 | 484.774 | 608.56 | 736.706 | 873.412 | 1025.984 | 1185.099 | 1352.873 | 1532.232 | 1793.369 | 3618.739 | 5449.128 | 7347.555 | 9297.344 | 11294.042 | 13343.975 | 15439.491 | 17539.219 | 19581.426 | 21585.401 | 23654.87 | 25702.958 | 27759.264 | 29831.138 | 31847.106
System Transformation | Lct_BB006 | Number | West Midlands | Nechells |  | 156.546 | 304.483 | 502.518 | 746.575 | 1057.308 | 1355.535 | 1693.659 | 2040.641 | 2407.907 | 2829.868 | 3270.284 | 3735.021 | 4232.201 | 4955.841 | 10216.673 | 15708.251 | 21614.659 | 27895.679 | 34544.45 | 40913.928 | 47453.851 | 54037.695 | 60474.807 | 66823.54 | 73302.269 | 79727.157 | 86189.876 | 92713.307 | 99075.214
System Transformation | Lct_BB006 | Number | West Midlands | Ocker Hill |  | 21.009 | 40.853 | 67.41 | 100.128 | 142.472 | 183.52 | 230.382 | 278.894 | 330.647 | 388.406 | 448.642 | 512.155 | 580.055 | 678.913 | 1369.941 | 2062.87 | 2781.554 | 3519.684 | 4275.571 | 5051.612 | 5844.909 | 6639.8 | 7412.916 | 8171.558 | 8954.994 | 9730.336 | 10508.79 | 11293.136 | 12056.319
System Transformation | Lct_BB006 | Number | West Midlands | Oldbury |  | 33.095 | 64.357 | 106.192 | 157.732 | 224.437 | 289.101 | 362.923 | 439.344 | 520.871 | 611.859 | 706.75 | 806.804 | 913.767 | 1069.499 | 2158.083 | 3249.66 | 4381.811 | 5544.594 | 6735.352 | 7957.856 | 9207.545 | 10459.746 | 11677.643 | 12872.74 | 14106.895 | 15328.299 | 16554.605 | 17790.194 | 18992.443
System Transformation | Lct_BB006 | Number | West Midlands | Penn |  | 35.437 | 69.007 | 114.023 | 169.599 | 239.965 | 307.363 | 383.671 | 461.836 | 544.436 | 641.908 | 744.198 | 852.685 | 969.283 | 1138.642 | 2403.13 | 3776.485 | 5303.564 | 6976.635 | 8795.523 | 10438.84 | 12132.278 | 13843.625 | 15523.941 | 17187.943 | 18871.851 | 20544.904 | 22230.692 | 23935.132 | 25600.825
System Transformation | Lct_BB006 | Number | West Midlands | Rugeley |  | 28.889 | 55.803 | 91.461 | 134.937 | 192.293 | 248.07 | 311.881 | 378.118 | 448.949 | 528.155 | 610.968 | 698.496 | 792.272 | 928.672 | 1881.347 | 2844.064 | 3849.796 | 4890.11 | 5962.887 | 7047.657 | 8157.265 | 9269.868 | 10352.828 | 11416.312 | 12512.603 | 13597.889 | 14687.825 | 15786.301 | 16855.493
System Transformation | Lct_BB006 | Number | West Midlands | Shrewsbury |  | 47.207 | 91.188 | 149.456 | 220.499 | 314.223 | 405.368 | 509.641 | 617.878 | 733.622 | 863.051 | 998.375 | 1141.402 | 1294.641 | 1517.531 | 3074.284 | 4647.447 | 6290.9 | 7990.863 | 9743.873 | 11516.482 | 13329.676 | 15147.766 | 16917.416 | 18655.241 | 20446.676 | 22220.126 | 24001.176 | 25796.182 | 27543.334
System Transformation | Lct_BB006 | Number | West Midlands | Walham |  | 104.469 | 203.738 | 337.149 | 502.227 | 713.997 | 918.919 | 1152.568 | 1394.069 | 1651.343 | 1937.342 | 2234.942 | 2548.08 | 2882.195 | 3369.068 | 6765.427 | 10138.341 | 13604.69 | 17132.263 | 20711.864 | 24457.47 | 28282.391 | 32110.759 | 35829.613 | 39474.415 | 43247.481 | 46979.481 | 50724.537 | 54496.067 | 58163.522
System Transformation | Lct_BB006 | Number | West Midlands | Willenhall |  | 54.908 | 106.774 | 176.183 | 261.694 | 372.364 | 479.649 | 602.126 | 728.917 | 864.178 | 1015.137 | 1172.57 | 1338.57 | 1516.033 | 1774.409 | 3580.48 | 5391.518 | 7269.874 | 9199.049 | 11174.638 | 13202.898 | 15276.259 | 17353.789 | 19374.405 | 21357.193 | 23404.783 | 25431.218 | 27465.784 | 29515.753 | 31510.408
System Transformation | Lct_BB007 | Number | ENW | Bredbury |  | 111.386 | 163.346 | 217.154 | 271.759 | 352.978 | 459.784 | 586.116 | 729.938 | 888.08 | 1009.017 | 1134.307 | 1263.429 | 1396.321 | 1534.695 | 1664.16 | 1812.752 | 1960.871 | 2107.106 | 2252.031 | 2369.05 | 2466.875 | 2554.096 | 2631.572 | 2701.859 | 2780.041 | 2847.172 | 2907.629 | 2963.18 | 3014.149
System Transformation | Lct_BB007 | Number | ENW | Harker |  | 114.071 | 177.716 | 251.131 | 334.294 | 414.018 | 514.665 | 626.604 | 745.84 | 867.854 | 973.847 | 1081.203 | 1189.319 | 1298.044 | 1408.86 | 1510.476 | 1626.75 | 1739.748 | 1848.284 | 1952.954 | 2040.177 | 2109.616 | 2168.917 | 2218.999 | 2262.18 | 2322.235 | 2372.772 | 2417.495 | 2457.909 | 2494.312
System Transformation | Lct_BB007 | Number | ENW | Heysham (Barrow WF) |  | 2.137 | 3.276 | 4.559 | 5.978 | 7.444 | 9.306 | 11.395 | 13.644 | 15.972 | 17.956 | 19.973 | 22.012 | 24.07 | 26.176 | 28.115 | 30.335 | 32.503 | 34.596 | 36.625 | 38.31 | 39.664 | 40.832 | 41.829 | 42.699 | 43.854 | 44.83 | 45.697 | 46.484 | 47.196
System Transformation | Lct_BB007 | Number | ENW | Heysham (NGET) |  | 68.36 | 104.797 | 145.805 | 191.196 | 238.098 | 297.648 | 364.478 | 436.401 | 510.87 | 574.323 | 638.83 | 704.044 | 769.883 | 837.238 | 899.264 | 970.278 | 1039.616 | 1106.561 | 1171.463 | 1225.328 | 1268.65 | 1305.992 | 1337.887 | 1365.716 | 1402.651 | 1433.874 | 1461.615 | 1486.78 | 1509.545
System Transformation | Lct_BB007 | Number | ENW | Hutton |  | 61.366 | 96.948 | 138.801 | 187.047 | 231.242 | 286.926 | 348.669 | 414.204 | 480.988 | 539.244 | 598.14 | 657.336 | 716.748 | 777.188 | 832.413 | 895.585 | 956.812 | 1015.447 | 1071.82 | 1118.907 | 1156.171 | 1187.819 | 1214.365 | 1237.087 | 1269.63 | 1296.954 | 1321.086 | 1342.85 | 1362.412
System Transformation | Lct_BB007 | Number | ENW | Kearsley 132kV |  | 180.636 | 266.08 | 355.415 | 447.051 | 578.198 | 750.147 | 952.665 | 1182.221 | 1433.525 | 1628.365 | 1830.145 | 2038.017 | 2251.882 | 2474.496 | 2683.512 | 2923.412 | 3162.596 | 3398.782 | 3632.9 | 3821.266 | 3978.635 | 4118.871 | 4243.364 | 4356.243 | 4481.417 | 4588.73 | 4685.245 | 4773.817 | 4854.975
System Transformation | Lct_BB007 | Number | ENW | Kearsley 33kV |  | 28.3 | 41.687 | 55.683 | 70.04 | 90.587 | 117.526 | 149.255 | 185.22 | 224.592 | 255.118 | 286.731 | 319.298 | 352.805 | 387.682 | 420.429 | 458.014 | 495.487 | 532.491 | 569.171 | 598.682 | 623.337 | 645.308 | 664.813 | 682.497 | 702.109 | 718.921 | 734.043 | 747.919 | 760.634
System Transformation | Lct_BB007 | Number | ENW | Kirkby (_G) |  | 60.104 | 86.871 | 113.674 | 139.818 | 179.207 | 230.505 | 290.338 | 357.479 | 430.226 | 487.268 | 546.052 | 606.314 | 668.013 | 731.954 | 791.173 | 859.089 | 926.363 | 992.337 | 1057.295 | 1110.269 | 1154.075 | 1192.773 | 1226.789 | 1257.339 | 1292.925 | 1323.33 | 1350.595 | 1375.548 | 1398.343
System Transformation | Lct_BB007 | Number | ENW | Macclesfield |  | 44.428 | 66.918 | 91.477 | 117.865 | 150.492 | 192.859 | 242.056 | 297.009 | 356.263 | 403.805 | 452.863 | 503.22 | 554.844 | 608.407 | 658.41 | 715.772 | 772.73 | 828.73 | 884.008 | 929.027 | 966.438 | 999.627 | 1028.941 | 1055.39 | 1085.542 | 1111.359 | 1134.553 | 1155.816 | 1175.277
System Transformation | Lct_BB007 | Number | ENW | Ormonde |  | 9.697 | 14.866 | 20.683 | 27.122 | 33.775 | 42.222 | 51.702 | 61.905 | 72.469 | 81.47 | 90.62 | 99.871 | 109.21 | 118.765 | 127.563 | 137.637 | 147.473 | 156.969 | 166.176 | 173.817 | 179.962 | 185.259 | 189.783 | 193.731 | 198.97 | 203.399 | 207.335 | 210.904 | 214.134
System Transformation | Lct_BB007 | Number | ENW | Padiham |  | 157.248 | 232.775 | 312.552 | 395.314 | 510.18 | 660.549 | 837.254 | 1037.09 | 1255.346 | 1425.089 | 1600.701 | 1781.432 | 1967.19 | 2160.373 | 2341.449 | 2549.252 | 2756.198 | 2960.305 | 3162.387 | 3324.475 | 3459.431 | 3579.348 | 3685.461 | 3781.374 | 3888.794 | 3980.65 | 4063.081 | 4138.572 | 4207.586
System Transformation | Lct_BB007 | Number | ENW | Penwortham East |  | 85.083 | 124.171 | 164.216 | 204.355 | 264.4 | 343.148 | 435.93 | 541.141 | 656.362 | 745.235 | 837.203 | 931.879 | 1029.213 | 1130.462 | 1225.215 | 1333.952 | 1442.242 | 1549.045 | 1654.79 | 1740.031 | 1811.107 | 1874.343 | 1930.378 | 1981.096 | 2037.961 | 2086.701 | 2130.528 | 2170.74 | 2207.579
System Transformation | Lct_BB007 | Number | ENW | Penwortham West |  | 108.213 | 157.927 | 208.859 | 259.91 | 336.279 | 436.435 | 554.441 | 688.253 | 834.798 | 947.831 | 1064.802 | 1185.216 | 1309.011 | 1437.785 | 1558.296 | 1696.595 | 1834.324 | 1970.162 | 2104.654 | 2213.068 | 2303.467 | 2383.894 | 2455.162 | 2519.668 | 2591.993 | 2653.983 | 2709.724 | 2760.868 | 2807.722
System Transformation | Lct_BB007 | Number | ENW | Robin Rigg |  | 4.544 | 7.079 | 10.003 | 13.316 | 16.491 | 20.501 | 24.959 | 29.709 | 34.569 | 38.791 | 43.067 | 47.374 | 51.705 | 56.119 | 60.166 | 64.798 | 69.299 | 73.622 | 77.792 | 81.266 | 84.032 | 86.394 | 88.389 | 90.109 | 92.501 | 94.514 | 96.295 | 97.905 | 99.355
System Transformation | Lct_BB007 | Number | ENW | Rochdale |  | 59.739 | 87.996 | 117.54 | 147.845 | 191.217 | 248.083 | 315.058 | 390.976 | 474.085 | 538.521 | 605.252 | 673.998 | 744.726 | 818.348 | 887.472 | 966.81 | 1045.911 | 1124.021 | 1201.447 | 1263.742 | 1315.786 | 1362.163 | 1403.335 | 1440.665 | 1482.062 | 1517.552 | 1549.471 | 1578.763 | 1605.603
System Transformation | Lct_BB007 | Number | ENW | South Manchester |  | 239.288 | 350.913 | 466.508 | 583.815 | 758.297 | 987.746 | 1259.142 | 1568.113 | 1907.847 | 2167.653 | 2436.812 | 2714.201 | 2999.691 | 3296.958 | 3575.086 | 3894.302 | 4212.505 | 4526.657 | 4837.997 | 5089.388 | 5299.544 | 5486.919 | 5653.359 | 5804.355 | 5972.313 | 6116.529 | 6246.407 | 6365.746 | 6475.243
System Transformation | Lct_BB007 | Number | ENW | Stalybridge |  | 73.161 | 108.415 | 145.734 | 184.54 | 236.313 | 303.695 | 382.205 | 470.211 | 565.458 | 641.506 | 720.1 | 800.9 | 883.86 | 970.054 | 1050.891 | 1143.65 | 1235.947 | 1326.893 | 1416.859 | 1489.893 | 1550.804 | 1605.004 | 1653.042 | 1696.529 | 1745.286 | 1787.088 | 1824.685 | 1859.189 | 1890.806
System Transformation | Lct_BB007 | Number | ENW | Stanah |  | 61.76 | 90.134 | 119.203 | 148.339 | 191.925 | 249.087 | 316.437 | 392.808 | 476.446 | 540.957 | 607.716 | 676.44 | 747.094 | 820.589 | 889.369 | 968.301 | 1046.907 | 1124.434 | 1201.193 | 1263.068 | 1314.662 | 1360.564 | 1401.239 | 1438.054 | 1479.333 | 1514.712 | 1546.526 | 1575.715 | 1602.456
System Transformation | Lct_BB007 | Number | ENW | Walney 2 |  | 12.177 | 17.771 | 23.502 | 29.247 | 37.841 | 49.111 | 62.39 | 77.447 | 93.938 | 106.657 | 119.819 | 133.369 | 147.3 | 161.79 | 175.351 | 190.913 | 206.412 | 221.697 | 236.831 | 249.031 | 259.203 | 268.253 | 276.273 | 283.532 | 291.67 | 298.646 | 304.918 | 310.673 | 315.946
System Transformation | Lct_BB007 | Number | ENW | Washway Farm |  | 26.312 | 38.029 | 49.763 | 61.208 | 78.451 | 100.907 | 127.1 | 156.492 | 188.338 | 213.309 | 239.043 | 265.424 | 292.434 | 320.425 | 346.349 | 376.08 | 405.53 | 434.411 | 462.848 | 486.038 | 505.215 | 522.155 | 537.047 | 550.42 | 565.999 | 579.309 | 591.245 | 602.168 | 612.147
System Transformation | Lct_BB007 | Number | ENW | Whitegate |  | 87.58 | 129.007 | 172.32 | 216.749 | 280.334 | 363.702 | 461.891 | 573.189 | 695.032 | 789.498 | 887.329 | 988.114 | 1091.805 | 1199.737 | 1301.076 | 1417.39 | 1533.356 | 1647.869 | 1761.379 | 1852.706 | 1929.005 | 1996.997 | 2057.357 | 2112.085 | 2172.774 | 2224.804 | 2271.599 | 2314.542 | 2353.891
System Transformation | Lct_BB007 | Number | EPN | Amersham Main |  | 103.317 | 157.121 | 216.876 | 282.171 | 359.956 | 460.887 | 577.963 | 708.591 | 849.274 | 964.939 | 1084.771 | 1208.269 | 1335.376 | 1467.73 | 1591.232 | 1732.972 | 1874.209 | 2013.594 | 2151.677 | 2267.323 | 2364.936 | 2452.671 | 2531.303 | 2603.246 | 2682.038 | 2750.352 | 2812.381 | 2869.811 | 2922.941
System Transformation | Lct_BB007 | Number | EPN | Braintree |  | 145.909 | 230.385 | 329.677 | 444.062 | 543.892 | 668.338 | 803.955 | 944.988 | 1085.245 | 1216.587 | 1349.349 | 1482.766 | 1616.643 | 1752.814 | 1876.7 | 2018.397 | 2155.6 | 2286.849 | 2412.896 | 2522.786 | 2610.873 | 2686.576 | 2751.002 | 2807.001 | 2884.76 | 2950.868 | 3009.897 | 3063.7 | 3112.631
System Transformation | Lct_BB007 | Number | EPN | Bramford |  | 276.674 | 429.543 | 604.982 | 802.779 | 984.454 | 1211.257 | 1459.014 | 1717.409 | 1975.284 | 2215.495 | 2458.565 | 2703.109 | 2948.779 | 3198.934 | 3426.763 | 3687.388 | 3940.097 | 4182.215 | 4415.107 | 4618.606 | 4782.404 | 4923.701 | 5044.494 | 5149.983 | 5294.226 | 5417.17 | 5527.193 | 5627.686 | 5719.292
System Transformation | Lct_BB007 | Number | EPN | Brimsdown |  | 62.271 | 93.161 | 126.475 | 161.811 | 206.402 | 264.257 | 331.361 | 406.225 | 486.845 | 553.3 | 622.179 | 693.196 | 766.321 | 842.493 | 913.781 | 995.606 | 1077.207 | 1157.807 | 1237.722 | 1304.616 | 1361.167 | 1412.061 | 1457.738 | 1499.584 | 1545.139 | 1584.666 | 1620.58 | 1653.85 | 1684.649
System Transformation | Lct_BB007 | Number | EPN | Burwell Main |  | 198.406 | 302.902 | 419.712 | 548.166 | 681.002 | 849.245 | 1037.332 | 1238.869 | 1446.507 | 1629.99 | 1817.363 | 2007.671 | 2200.714 | 2399.071 | 2581.221 | 2789.866 | 2994.437 | 3192.853 | 3386.095 | 3551.254 | 3686.69 | 3805.47 | 3909.016 | 4001.248 | 4116.015 | 4214.366 | 4302.791 | 4383.912 | 4458.217
System Transformation | Lct_BB007 | Number | EPN | Clacton |  | 12.94 | 20.09 | 28.295 | 37.546 | 46.043 | 56.651 | 68.238 | 80.323 | 92.384 | 103.619 | 114.987 | 126.424 | 137.914 | 149.614 | 160.27 | 172.459 | 184.278 | 195.602 | 206.495 | 216.012 | 223.673 | 230.281 | 235.931 | 240.865 | 247.611 | 253.361 | 258.507 | 263.207 | 267.491
System Transformation | Lct_BB007 | Number | EPN | Eaton Socon |  | 216.062 | 330.652 | 459.25 | 601.207 | 753.22 | 947.372 | 1167.276 | 1406.387 | 1656.837 | 1872.204 | 2093.262 | 2318.955 | 2549.096 | 2786.717 | 3005.873 | 3257.08 | 3504.803 | 3746.578 | 3983.514 | 4184.424 | 4350.895 | 4498.208 | 4627.955 | 4744.702 | 4883.194 | 5002.337 | 5109.81 | 5208.712 | 5299.608
System Transformation | Lct_BB007 | Number | EPN | Elstree |  | 100.819 | 153.323 | 211.633 | 275.35 | 351.255 | 449.746 | 563.992 | 691.462 | 828.745 | 941.614 | 1058.549 | 1179.062 | 1303.097 | 1432.251 | 1552.767 | 1691.081 | 1828.904 | 1964.919 | 2099.665 | 2212.515 | 2307.769 | 2393.383 | 2470.114 | 2540.318 | 2617.206 | 2683.869 | 2744.398 | 2800.44 | 2852.285
System Transformation | Lct_BB007 | Number | EPN | Loudwater |  | 14.847 | 22.579 | 31.166 | 40.549 | 51.727 | 66.232 | 83.056 | 101.828 | 122.045 | 138.666 | 155.886 | 173.634 | 191.9 | 210.919 | 228.667 | 249.036 | 269.332 | 289.363 | 309.206 | 325.825 | 339.852 | 352.46 | 363.76 | 374.098 | 385.421 | 395.238 | 404.152 | 412.405 | 420.04
System Transformation | Lct_BB007 | Number | EPN | Mill Hill |  | 209.991 | 319.348 | 440.8 | 573.512 | 731.612 | 936.752 | 1174.711 | 1440.211 | 1726.151 | 1961.24 | 2204.797 | 2455.807 | 2714.153 | 2983.162 | 3234.179 | 3522.266 | 3809.331 | 4092.63 | 4373.285 | 4608.336 | 4806.734 | 4985.056 | 5144.875 | 5291.098 | 5451.244 | 5590.093 | 5716.166 | 5832.894 | 5940.879
System Transformation | Lct_BB007 | Number | EPN | Norwich Main |  | 328.561 | 509.402 | 716.52 | 949.592 | 1154.947 | 1408.695 | 1681.209 | 1959.584 | 2230.328 | 2493.671 | 2758.372 | 3022.806 | 3286.523 | 3553.192 | 3794.425 | 4070.096 | 4335.024 | 4586.315 | 4825.529 | 5036.84 | 5203.874 | 5345.58 | 5464.28 | 5565.731 | 5716.785 | 5844.584 | 5958.217 | 6061.37 | 6154.762
System Transformation | Lct_BB007 | Number | EPN | Pelham |  | 82.786 | 129.954 | 184.955 | 247.867 | 308.833 | 386.281 | 473.269 | 566.974 | 664.1 | 749.055 | 835.965 | 924.397 | 1014.267 | 1106.768 | 1192.088 | 1289.848 | 1385.941 | 1479.4 | 1570.67 | 1648.303 | 1712.231 | 1768.5 | 1817.758 | 1861.816 | 1915.595 | 1961.753 | 2003.309 | 2041.48 | 2076.491
System Transformation | Lct_BB007 | Number | EPN | Rayleigh |  | 196.536 | 301.029 | 418.459 | 548.262 | 685.435 | 860.275 | 1057.683 | 1271.582 | 1494.754 | 1687.639 | 1885.321 | 2086.839 | 2292.013 | 2503.556 | 2698.457 | 2921.818 | 3141.721 | 3355.966 | 3565.556 | 3744.921 | 3893.424 | 4024.748 | 4140.324 | 4244.242 | 4369.02 | 4476.534 | 4573.646 | 4663.124 | 4745.47
System Transformation | Lct_BB007 | Number | EPN | Rye House |  | 88.715 | 138.158 | 195.16 | 259.697 | 325.339 | 409.172 | 504.115 | 607.34 | 715.448 | 808.396 | 903.789 | 1001.171 | 1100.461 | 1202.968 | 1297.686 | 1406.258 | 1513.346 | 1617.883 | 1720.349 | 1807.496 | 1879.8 | 1943.855 | 2000.345 | 2051.238 | 2111.55 | 2163.518 | 2210.459 | 2253.711 | 2293.517
System Transformation | Lct_BB007 | Number | EPN | Sheringham Shoal |  | 61.998 | 96.122 | 135.205 | 179.185 | 217.934 | 265.816 | 317.238 | 369.767 | 420.855 | 470.547 | 520.495 | 570.393 | 620.155 | 670.475 | 715.994 | 768.013 | 818.004 | 865.421 | 910.56 | 950.434 | 981.953 | 1008.692 | 1031.09 | 1050.234 | 1078.737 | 1102.852 | 1124.294 | 1143.759 | 1161.382
System Transformation | Lct_BB007 | Number | EPN | Sundon |  | 140.113 | 215.533 | 300.875 | 395.831 | 497.394 | 627.475 | 775.442 | 937.097 | 1107.306 | 1252.888 | 1402.663 | 1555.94 | 1712.604 | 1874.709 | 2025.103 | 2197.555 | 2368.152 | 2535.217 | 2699.484 | 2838.023 | 2953.415 | 3055.981 | 3146.773 | 3228.867 | 3323.851 | 3405.703 | 3479.645 | 3547.781 | 3610.493
System Transformation | Lct_BB007 | Number | EPN | Tilbury |  | 18.583 | 29.39 | 42.12 | 56.813 | 70.48 | 87.765 | 107.043 | 127.645 | 148.805 | 167.531 | 186.621 | 205.976 | 225.576 | 245.681 | 264.287 | 285.598 | 306.484 | 326.732 | 346.443 | 363.597 | 377.731 | 390.178 | 401.079 | 410.836 | 423.065 | 433.63 | 443.195 | 452.026 | 460.172
System Transformation | Lct_BB007 | Number | EPN | Tottenham |  | 146.912 | 214.834 | 284.734 | 355.163 | 443.777 | 556.664 | 684.016 | 821.877 | 965.565 | 1091.089 | 1219.932 | 1351.479 | 1485.621 | 1624.126 | 1751.842 | 1898.236 | 2042.597 | 2183.49 | 2321.561 | 2440.577 | 2539.677 | 2627.738 | 2705.666 | 2776.107 | 2858.832 | 2930.319 | 2995.049 | 3054.827 | 3109.976
System Transformation | Lct_BB007 | Number | EPN | Walpole (_A) |  | 117.185 | 184.222 | 262.546 | 352.3 | 426.407 | 517.381 | 614.006 | 711.34 | 804.314 | 897.736 | 991.282 | 1084.352 | 1176.774 | 1269.846 | 1353.804 | 1449.69 | 1541.365 | 1627.809 | 1709.589 | 1782.069 | 1838.673 | 1886.146 | 1925.339 | 1958.311 | 2010.134 | 2053.711 | 2092.247 | 2127.047 | 2158.369
System Transformation | Lct_BB007 | Number | EPN | Warley |  | 128.049 | 197.938 | 277.623 | 366.919 | 459.858 | 578.601 | 713.164 | 859.565 | 1013.008 | 1144.815 | 1280.132 | 1418.315 | 1559.25 | 1704.792 | 1839.666 | 1994.281 | 2146.897 | 2296.002 | 2442.271 | 2567.004 | 2670.748 | 2762.849 | 2844.264 | 2917.782 | 3004.437 | 3079.267 | 3146.983 | 3209.483 | 3267.109
System Transformation | Lct_BB007 | Number | EPN | Watford South |  | 123.835 | 188.324 | 259.946 | 338.208 | 431.442 | 552.416 | 692.744 | 849.313 | 1017.936 | 1156.571 | 1300.2 | 1448.224 | 1600.575 | 1759.213 | 1907.241 | 2077.13 | 2246.417 | 2413.482 | 2578.988 | 2717.601 | 2834.599 | 2939.758 | 3034.005 | 3120.236 | 3214.676 | 3296.557 | 3370.904 | 3439.74 | 3503.42
System Transformation | Lct_BB007 | Number | EPN | West Thurrock |  | 29.291 | 42.834 | 56.771 | 70.813 | 88.481 | 110.988 | 136.38 | 163.866 | 192.515 | 217.542 | 243.231 | 269.459 | 296.204 | 323.819 | 349.283 | 378.471 | 407.254 | 435.346 | 462.874 | 486.604 | 506.362 | 523.92 | 539.457 | 553.502 | 569.996 | 584.249 | 597.155 | 609.073 | 620.069
System Transformation | Lct_BB007 | Number | EPN | Wymondley |  | 96.29 | 151.153 | 215.125 | 288.3 | 359.211 | 449.292 | 550.47 | 659.46 | 772.43 | 871.242 | 972.329 | 1075.187 | 1179.716 | 1287.306 | 1386.544 | 1500.251 | 1612.019 | 1720.722 | 1826.881 | 1917.178 | 1991.534 | 2056.982 | 2114.275 | 2165.52 | 2228.071 | 2281.759 | 2330.093 | 2374.491 | 2415.213
System Transformation | Lct_BB007 | Number | East Midlands | Berkswell |  | 163.043 | 243.838 | 330.916 | 423.216 | 533.927 | 676.237 | 839.009 | 1017.909 | 1207.514 | 1367.171 | 1531.615 | 1700.098 | 1872.502 | 2051.079 | 2216.674 | 2406.581 | 2594.631 | 2778.983 | 2960.437 | 3112.89 | 3240.001 | 3353.081 | 3453.276 | 3543.957 | 3648.346 | 3738.33 | 3819.636 | 3894.576 | 3963.567
System Transformation | Lct_BB007 | Number | East Midlands | Bicker Fen |  | 86.052 | 136.693 | 196.692 | 266.296 | 322.6 | 391.804 | 465.462 | 539.859 | 611.172 | 682.252 | 753.448 | 824.306 | 894.694 | 965.6 | 1029.464 | 1102.401 | 1172.139 | 1237.903 | 1300.124 | 1355.228 | 1398.256 | 1434.34 | 1464.127 | 1489.18 | 1528.62 | 1561.789 | 1591.126 | 1617.624 | 1641.478
System Transformation | Lct_BB007 | Number | East Midlands | Chesterfield |  | 187.734 | 278.826 | 375.688 | 476.903 | 610.44 | 784.176 | 986.506 | 1213.195 | 1458.403 | 1654.054 | 1856.154 | 2063.824 | 2276.942 | 2498.272 | 2704.923 | 2942.019 | 3177.671 | 3409.603 | 3638.77 | 3826.514 | 3983.137 | 4122.538 | 4246.122 | 4358.028 | 4484.624 | 4593.418 | 4691.468 | 4781.623 | 4864.404
System Transformation | Lct_BB007 | Number | East Midlands | Coventry |  | 207.73 | 310.669 | 421.614 | 539.211 | 680.265 | 861.58 | 1068.965 | 1296.898 | 1538.47 | 1741.886 | 1951.4 | 2166.06 | 2385.717 | 2613.239 | 2824.22 | 3066.176 | 3305.767 | 3540.647 | 3771.834 | 3966.071 | 4128.02 | 4272.093 | 4399.749 | 4515.284 | 4648.284 | 4762.931 | 4866.522 | 4962.001 | 5049.901
System Transformation | Lct_BB007 | Number | East Midlands | Drakelow |  | 74.891 | 114.065 | 157.682 | 205.463 | 258.033 | 325.328 | 401.814 | 485.301 | 573.119 | 646.222 | 720.962 | 796.965 | 874.153 | 953.556 | 1026.954 | 1111.052 | 1193.695 | 1274.051 | 1352.504 | 1417.441 | 1470.423 | 1516.683 | 1556.803 | 1592.356 | 1637.28 | 1675.635 | 1710.008 | 1741.447 | 1770.148
System Transformation | Lct_BB007 | Number | East Midlands | East Claydon (_B) |  | 129.865 | 199.769 | 278.869 | 366.88 | 461.015 | 581.581 | 718.726 | 868.558 | 1026.317 | 1161.251 | 1300.072 | 1442.138 | 1587.344 | 1737.593 | 1876.986 | 2036.826 | 2194.945 | 2349.791 | 2502.043 | 2630.449 | 2737.402 | 2832.466 | 2916.618 | 2992.708 | 3080.744 | 3156.61 | 3225.143 | 3288.295 | 3346.421
System Transformation | Lct_BB007 | Number | East Midlands | Enderby |  | 207.6 | 303.999 | 403.508 | 504.121 | 643.343 | 824.046 | 1033.754 | 1267.849 | 1520.095 | 1728.571 | 1944.847 | 2168.042 | 2398.063 | 2637.862 | 2861.595 | 3118.406 | 3374.605 | 3627.754 | 3878.84 | 4088.872 | 4266.52 | 4426.464 | 4570.081 | 4701.713 | 4843.793 | 4966.936 | 5078.718 | 5182.186 | 5277.879
System Transformation | Lct_BB007 | Number | East Midlands | Grendon |  | 275.919 | 422.047 | 585.907 | 766.649 | 959.539 | 1205.664 | 1484.026 | 1786.205 | 2102.144 | 2375.81 | 2656.794 | 2943.761 | 3236.475 | 3538.791 | 3818.538 | 4139.228 | 4455.732 | 4764.913 | 5068.171 | 5324.468 | 5537.005 | 5725.211 | 5891.106 | 6040.492 | 6216.23 | 6367.306 | 6503.501 | 6628.762 | 6743.813
System Transformation | Lct_BB007 | Number | East Midlands | Ratcliffe |  | 190.764 | 279.445 | 371.06 | 463.776 | 591.33 | 756.77 | 948.563 | 1162.42 | 1392.588 | 1583.238 | 1780.954 | 1984.926 | 2195.065 | 2414.072 | 2618.566 | 2853.288 | 3087.408 | 3318.696 | 3548.055 | 3740.04 | 3902.392 | 4048.541 | 4179.748 | 4299.986 | 4430.058 | 4542.82 | 4645.195 | 4739.973 | 4827.644
System Transformation | Lct_BB007 | Number | East Midlands | Staythorpe |  | 87.575 | 134.369 | 187.103 | 245.55 | 301.34 | 371.049 | 447.306 | 526.971 | 606.64 | 680.6 | 755.483 | 830.864 | 906.639 | 983.841 | 1054.034 | 1134.334 | 1212.219 | 1286.867 | 1358.697 | 1420.984 | 1471.027 | 1514.122 | 1550.891 | 1582.933 | 1626.69 | 1663.873 | 1697.059 | 1727.295 | 1754.781
System Transformation | Lct_BB007 | Number | East Midlands | Stoke Bardolph |  | 83.875 | 122.866 | 163.148 | 203.913 | 259.996 | 332.737 | 417.064 | 511.093 | 612.293 | 696.118 | 783.05 | 872.732 | 965.126 | 1061.419 | 1151.331 | 1254.534 | 1357.472 | 1459.164 | 1560.009 | 1644.421 | 1715.804 | 1780.063 | 1837.752 | 1890.618 | 1947.808 | 1997.387 | 2042.4 | 2084.071 | 2122.619
System Transformation | Lct_BB007 | Number | East Midlands | Walpole (_B) |  | 115.189 | 181.084 | 258.074 | 346.299 | 419.144 | 508.568 | 603.547 | 699.224 | 790.615 | 882.446 | 974.397 | 1065.883 | 1156.73 | 1248.217 | 1330.745 | 1424.998 | 1515.112 | 1600.083 | 1680.47 | 1751.716 | 1807.355 | 1854.02 | 1892.545 | 1924.955 | 1975.896 | 2018.73 | 2056.61 | 2090.818 | 2121.607
System Transformation | Lct_BB007 | Number | East Midlands | West Burton |  | 101.233 | 152.539 | 208.609 | 268.898 | 332.484 | 412.616 | 501.489 | 595.85 | 692.047 | 778.833 | 867.245 | 956.816 | 1047.445 | 1140.348 | 1225.594 | 1323.208 | 1418.665 | 1510.985 | 1600.639 | 1677.887 | 1741.02 | 1796.225 | 1844.183 | 1886.756 | 1940.737 | 1986.972 | 2028.519 | 2066.618 | 2101.498
System Transformation | Lct_BB007 | Number | East Midlands | Willington |  | 208.628 | 312.011 | 423.435 | 541.54 | 683.203 | 865.301 | 1073.582 | 1302.499 | 1545.114 | 1749.409 | 1959.828 | 2175.416 | 2396.021 | 2624.526 | 2836.418 | 3079.419 | 3320.045 | 3555.939 | 3788.125 | 3983.201 | 4145.85 | 4290.545 | 4418.753 | 4534.786 | 4668.361 | 4783.503 | 4887.541 | 4983.433 | 5071.712
System Transformation | Lct_BB007 | Number | IDNO - Refer to Comment Field | Tynemouth 2 |  | 22.795 | 33.867 | 45.647 | 57.965 | 74.541 | 96.182 | 121.517 | 150.055 | 181.098 | 205.345 | 230.382 | 256.099 | 282.48 | 309.869 | 335.479 | 364.862 | 394.063 | 422.799 | 451.188 | 474.16 | 493.249 | 510.182 | 525.137 | 538.63 | 554.018 | 567.192 | 579.028 | 589.878 | 599.809 | Note: TYNE2 is operated by an IDNO allocated to GSP Group/licence area F
System Transformation | Lct_BB007 | Number | LPN | Acton Lane 22kV |  | 33.308 | 49.173 | 65.838 | 83.021 | 105.275 | 134.007 | 167.092 | 203.717 | 242.837 | 275.874 | 310.093 | 345.352 | 381.634 | 419.407 | 454.01 | 493.709 | 533.151 | 571.954 | 610.279 | 643.111 | 670.832 | 695.753 | 718.093 | 738.538 | 760.907 | 780.305 | 797.92 | 814.231 | 829.322
System Transformation | Lct_BB007 | Number | LPN | Barking |  | 60.22 | 88.062 | 116.715 | 145.584 | 181.907 | 228.181 | 280.383 | 336.893 | 395.792 | 447.245 | 500.058 | 553.98 | 608.966 | 665.74 | 718.092 | 778.1 | 837.274 | 895.028 | 951.624 | 1000.409 | 1041.031 | 1077.128 | 1109.071 | 1137.945 | 1171.855 | 1201.158 | 1227.691 | 1252.194 | 1274.8
System Transformation | Lct_BB007 | Number | LPN | Barking West |  | 84.299 | 123.274 | 163.383 | 203.795 | 254.643 | 319.418 | 392.494 | 471.599 | 554.049 | 626.075 | 700.006 | 775.489 | 852.461 | 931.936 | 1005.22 | 1089.222 | 1172.057 | 1252.903 | 1332.129 | 1400.421 | 1457.285 | 1507.815 | 1552.531 | 1592.951 | 1640.419 | 1681.439 | 1718.581 | 1752.882 | 1784.527
System Transformation | Lct_BB007 | Number | LPN | Beddington (_C) |  | 146.551 | 221.049 | 302.611 | 390.472 | 497.108 | 635.245 | 795.093 | 972.983 | 1164.051 | 1322.102 | 1485.749 | 1654.304 | 1827.684 | 2008.124 | 2176.643 | 2370.041 | 2562.675 | 2752.702 | 2940.88 | 3099.203 | 3232.9 | 3353.114 | 3460.899 | 3559.554 | 3667.858 | 3761.862 | 3847.295 | 3926.462 | 3999.766
System Transformation | Lct_BB007 | Number | LPN | Canal Bank |  | 23.69 | 34.974 | 46.827 | 59.049 | 74.877 | 95.313 | 118.844 | 144.894 | 172.718 | 196.215 | 220.554 | 245.632 | 271.438 | 298.304 | 322.915 | 351.151 | 379.204 | 406.803 | 434.061 | 457.413 | 477.13 | 494.855 | 510.744 | 525.286 | 541.196 | 554.992 | 567.521 | 579.122 | 589.856
System Transformation | Lct_BB007 | Number | LPN | City Road |  | 274.402 | 405.103 | 542.394 | 683.956 | 867.289 | 1103.998 | 1376.559 | 1678.293 | 2000.573 | 2272.74 | 2554.652 | 2845.13 | 3144.035 | 3455.218 | 3740.289 | 4067.342 | 4392.277 | 4711.951 | 5027.687 | 5298.172 | 5526.541 | 5731.848 | 5915.896 | 6084.328 | 6268.615 | 6428.418 | 6573.537 | 6707.912 | 6832.24
System Transformation | Lct_BB007 | Number | LPN | Greenford |  | 30.025 | 44.326 | 59.349 | 74.838 | 94.898 | 120.799 | 150.622 | 183.638 | 218.902 | 248.682 | 279.529 | 311.313 | 344.019 | 378.068 | 409.261 | 445.047 | 480.601 | 515.579 | 550.127 | 579.723 | 604.712 | 627.176 | 647.315 | 665.744 | 685.909 | 703.394 | 719.273 | 733.977 | 747.581
System Transformation | Lct_BB007 | Number | LPN | Hackney 132kV |  | 54.933 | 80.33 | 106.467 | 132.802 | 165.936 | 208.147 | 255.766 | 307.315 | 361.042 | 407.978 | 456.154 | 505.342 | 555.5 | 607.29 | 655.045 | 709.784 | 763.763 | 816.446 | 868.073 | 912.575 | 949.63 | 982.558 | 1011.697 | 1038.036 | 1068.968 | 1095.699 | 1119.902 | 1142.254 | 1162.875
System Transformation | Lct_BB007 | Number | LPN | Hackney 66kV |  | 66.653 | 97.469 | 129.183 | 161.136 | 201.34 | 252.556 | 310.335 | 372.883 | 438.073 | 495.023 | 553.478 | 613.161 | 674.021 | 736.86 | 794.804 | 861.222 | 926.718 | 990.641 | 1053.284 | 1107.281 | 1152.242 | 1192.195 | 1227.55 | 1259.509 | 1297.041 | 1329.475 | 1358.842 | 1385.963 | 1410.984
System Transformation | Lct_BB007 | Number | LPN | Hurst |  | 59.309 | 89.458 | 122.466 | 158.023 | 201.178 | 257.082 | 321.772 | 393.764 | 471.088 | 535.051 | 601.279 | 669.492 | 739.659 | 812.682 | 880.882 | 959.149 | 1037.108 | 1114.011 | 1190.166 | 1254.239 | 1308.346 | 1356.996 | 1400.616 | 1440.542 | 1484.372 | 1522.415 | 1556.99 | 1589.028 | 1618.694
System Transformation | Lct_BB007 | Number | LPN | Islington |  | 160.931 | 236.231 | 314.373 | 393.86 | 495.091 | 624.787 | 772.39 | 933.735 | 1103.717 | 1250.023 | 1400.793 | 1555.346 | 1713.577 | 1877.551 | 2028.315 | 2201.196 | 2372.242 | 2539.773 | 2704.524 | 2846.146 | 2964.804 | 3070.799 | 3165.15 | 3250.919 | 3348.489 | 3432.932 | 3509.492 | 3580.279 | 3645.668
System Transformation | Lct_BB007 | Number | LPN | Littlebrook (_C) |  | 15.29 | 23.062 | 31.571 | 40.738 | 51.863 | 66.275 | 82.951 | 101.51 | 121.444 | 137.934 | 155.007 | 172.592 | 190.681 | 209.506 | 227.087 | 247.264 | 267.362 | 287.187 | 306.819 | 323.337 | 337.286 | 349.827 | 361.072 | 371.365 | 382.664 | 392.472 | 401.385 | 409.644 | 417.292
System Transformation | Lct_BB007 | Number | LPN | Lodge Road |  | 192.173 | 283.707 | 379.856 | 478.996 | 607.391 | 773.166 | 964.049 | 1175.364 | 1401.066 | 1591.674 | 1789.106 | 1992.538 | 2201.871 | 2419.802 | 2619.447 | 2848.493 | 3076.055 | 3299.933 | 3521.054 | 3710.483 | 3870.418 | 4014.201 | 4143.096 | 4261.054 | 4390.116 | 4502.032 | 4603.663 | 4697.771 | 4784.842
System Transformation | Lct_BB007 | Number | LPN | New Cross |  | 192.178 | 276.649 | 360.399 | 441.089 | 550.981 | 690.933 | 848.748 | 1019.5 | 1197.37 | 1353.748 | 1514.411 | 1678.605 | 1846.198 | 2019.393 | 2179.42 | 2362.875 | 2544.007 | 2721.021 | 2894.716 | 3044.867 | 3170.325 | 3282.135 | 3381.405 | 3471.423 | 3575.67 | 3665.905 | 3747.723 | 3823.379 | 3893.273
System Transformation | Lct_BB007 | Number | LPN | Perivale |  | 27.35 | 40.377 | 54.06 | 68.17 | 86.443 | 110.035 | 137.201 | 167.275 | 199.397 | 226.524 | 254.622 | 283.574 | 313.366 | 344.381 | 372.794 | 405.392 | 437.778 | 469.64 | 501.109 | 528.068 | 550.83 | 571.293 | 589.637 | 606.424 | 624.792 | 640.72 | 655.184 | 668.577 | 680.969
System Transformation | Lct_BB007 | Number | LPN | Redbridge |  | 54.018 | 78.993 | 104.694 | 130.59 | 163.173 | 204.681 | 251.507 | 302.198 | 355.03 | 401.184 | 448.559 | 496.928 | 546.251 | 597.178 | 644.138 | 697.966 | 751.046 | 802.851 | 853.619 | 897.38 | 933.818 | 966.197 | 994.851 | 1020.752 | 1051.169 | 1077.454 | 1101.255 | 1123.235 | 1143.512
System Transformation | Lct_BB007 | Number | LPN | St John's Wood |  | 265.914 | 392.572 | 525.617 | 662.799 | 840.462 | 1069.848 | 1333.978 | 1626.379 | 1938.69 | 2202.438 | 2475.63 | 2757.123 | 3046.782 | 3348.339 | 3624.592 | 3941.529 | 4256.412 | 4566.198 | 4872.167 | 5134.286 | 5355.591 | 5554.547 | 5732.902 | 5896.124 | 6074.711 | 6229.571 | 6370.2 | 6500.419 | 6620.902
System Transformation | Lct_BB007 | Number | LPN | West Ham |  | 118.401 | 173.142 | 229.477 | 286.238 | 357.655 | 448.635 | 551.272 | 662.379 | 778.182 | 879.346 | 983.185 | 1089.203 | 1197.313 | 1308.939 | 1411.87 | 1529.853 | 1646.199 | 1759.75 | 1871.026 | 1966.945 | 2046.813 | 2117.784 | 2180.589 | 2237.36 | 2304.031 | 2361.645 | 2413.813 | 2461.99 | 2506.436
System Transformation | Lct_BB007 | Number | LPN | Willesden 132kV |  | 182.982 | 270.139 | 361.69 | 456.089 | 578.343 | 736.19 | 917.944 | 1119.153 | 1334.062 | 1515.554 | 1703.544 | 1897.246 | 2096.568 | 2304.077 | 2494.174 | 2712.266 | 2928.945 | 3142.117 | 3352.662 | 3533.032 | 3685.318 | 3822.225 | 3944.956 | 4057.273 | 4180.163 | 4286.726 | 4383.497 | 4473.104 | 4556.011
System Transformation | Lct_BB007 | Number | LPN | Willesden 66kV |  | 54.384 | 80.288 | 107.498 | 135.554 | 171.89 | 218.803 | 272.823 | 332.624 | 396.497 | 450.439 | 506.311 | 563.882 | 623.122 | 684.796 | 741.295 | 806.114 | 870.514 | 933.871 | 996.447 | 1050.055 | 1095.316 | 1136.006 | 1172.483 | 1205.865 | 1242.389 | 1274.061 | 1302.822 | 1329.454 | 1354.095
System Transformation | Lct_BB007 | Number | LPN | Wimbledon North |  | 66.79 | 96.147 | 125.254 | 153.297 | 191.489 | 240.129 | 294.976 | 354.32 | 416.137 | 470.485 | 526.322 | 583.386 | 641.632 | 701.825 | 757.441 | 821.199 | 884.15 | 945.67 | 1006.036 | 1058.22 | 1101.822 | 1140.681 | 1175.181 | 1206.466 | 1242.697 | 1274.057 | 1302.492 | 1328.786 | 1353.077
System Transformation | Lct_BB007 | Number | LPN | Wimbledon South |  | 293.786 | 422.918 | 550.947 | 674.3 | 842.294 | 1056.242 | 1297.495 | 1558.527 | 1830.44 | 2069.497 | 2315.106 | 2566.112 | 2822.314 | 3087.081 | 3331.716 | 3612.168 | 3889.067 | 4159.671 | 4425.201 | 4654.74 | 4846.53 | 5017.456 | 5169.211 | 5306.823 | 5466.188 | 5604.131 | 5729.208 | 5844.864 | 5951.712
System Transformation | Lct_BB007 | Number | NPgN | Blyth 132kV |  | 26.572 | 40.666 | 56.482 | 73.942 | 93.029 | 117.502 | 145.389 | 175.913 | 208.119 | 234.618 | 261.699 | 289.227 | 317.174 | 345.912 | 372.503 | 402.97 | 432.903 | 462.001 | 490.403 | 513.739 | 532.722 | 549.255 | 563.55 | 576.179 | 592.058 | 605.54 | 617.567 | 628.517 | 638.465
System Transformation | Lct_BB007 | Number | NPgN | Blyth 66kV |  | 56.415 | 86.336 | 119.915 | 156.984 | 197.506 | 249.465 | 308.67 | 373.475 | 441.851 | 498.108 | 555.604 | 614.047 | 673.38 | 734.392 | 790.847 | 855.53 | 919.08 | 980.857 | 1041.157 | 1090.699 | 1131.003 | 1166.103 | 1196.452 | 1223.265 | 1256.975 | 1285.6 | 1311.132 | 1334.381 | 1355.5
System Transformation | Lct_BB007 | Number | NPgN | Fourstones |  | 8.236 | 12.83 | 18.131 | 24.135 | 29.891 | 37.157 | 45.239 | 53.847 | 62.656 | 70.309 | 78.059 | 85.865 | 93.715 | 101.715 | 109.051 | 117.446 | 125.604 | 133.44 | 140.997 | 147.294 | 152.307 | 156.589 | 160.205 | 163.322 | 167.658 | 171.306 | 174.535 | 177.453 | 180.081
System Transformation | Lct_BB007 | Number | NPgN | Hart Moor |  | 37.848 | 56.23 | 75.79 | 96.242 | 123.763 | 159.696 | 201.76 | 249.143 | 300.685 | 340.944 | 382.514 | 425.213 | 469.015 | 514.489 | 557.012 | 605.798 | 654.281 | 701.992 | 749.129 | 787.27 | 818.964 | 847.079 | 871.91 | 894.312 | 919.861 | 941.735 | 961.387 | 979.402 | 995.89
System Transformation | Lct_BB007 | Number | NPgN | Hawthorn Pit |  | 51.652 | 76.739 | 103.432 | 131.344 | 168.903 | 217.941 | 275.347 | 340.012 | 410.352 | 465.295 | 522.026 | 580.299 | 640.077 | 702.137 | 760.168 | 826.748 | 892.913 | 958.026 | 1022.355 | 1074.408 | 1117.661 | 1156.03 | 1189.917 | 1220.491 | 1255.358 | 1285.21 | 1312.029 | 1336.615 | 1359.117
System Transformation | Lct_BB007 | Number | NPgN | Knaresborough |  | 73.006 | 111.321 | 154.065 | 200.978 | 254.315 | 323.057 | 401.996 | 489.132 | 581.912 | 656.957 | 733.859 | 812.244 | 892.04 | 974.304 | 1050.49 | 1137.808 | 1223.836 | 1307.716 | 1389.836 | 1457.116 | 1512.156 | 1560.325 | 1602.214 | 1639.436 | 1685.077 | 1723.923 | 1758.645 | 1790.323 | 1819.163
System Transformation | Lct_BB007 | Number | NPgN | Lackenby |  | 40.345 | 62.336 | 87.392 | 115.452 | 142.287 | 175.982 | 213.137 | 252.319 | 291.947 | 327.259 | 362.949 | 398.809 | 434.788 | 471.379 | 505.038 | 543.545 | 580.9 | 616.708 | 651.17 | 680.036 | 702.954 | 722.478 | 738.916 | 753.043 | 772.976 | 789.738 | 804.562 | 817.95 | 830
System Transformation | Lct_BB007 | Number | NPgN | Norton |  | 160 | 237.711 | 320.398 | 406.859 | 523.203 | 675.107 | 852.931 | 1053.242 | 1271.131 | 1441.324 | 1617.06 | 1797.568 | 1982.74 | 2174.981 | 2354.742 | 2560.983 | 2765.942 | 2967.64 | 3166.908 | 3328.15 | 3462.135 | 3580.989 | 3685.96 | 3780.667 | 3888.672 | 3981.145 | 4064.22 | 4140.379 | 4210.082
System Transformation | Lct_BB007 | Number | NPgN | Offerton |  | 21.486 | 31.922 | 43.026 | 54.636 | 70.26 | 90.659 | 114.538 | 141.438 | 170.697 | 193.552 | 217.151 | 241.392 | 266.258 | 292.073 | 316.213 | 343.909 | 371.432 | 398.518 | 425.277 | 446.93 | 464.922 | 480.883 | 494.979 | 507.697 | 522.201 | 534.619 | 545.775 | 556.002 | 565.363
System Transformation | Lct_BB007 | Number | NPgN | Osbaldwick |  | 139.825 | 213.714 | 296.465 | 387.631 | 486.318 | 612.527 | 755.766 | 911.863 | 1075.769 | 1211.677 | 1350.348 | 1491.068 | 1633.684 | 1780.105 | 1915.235 | 2070.021 | 2221.779 | 2368.967 | 2512.312 | 2630.52 | 2726.33 | 2809.495 | 2881.124 | 2944.156 | 3024.85 | 3093.281 | 3154.251 | 3209.707 | 3260.026
System Transformation | Lct_BB007 | Number | NPgN | Poppleton |  | 27.368 | 41.731 | 57.755 | 75.341 | 95.336 | 121.105 | 150.698 | 183.362 | 218.143 | 246.275 | 275.104 | 304.488 | 334.402 | 365.24 | 393.801 | 426.534 | 458.783 | 490.227 | 521.012 | 546.233 | 566.866 | 584.924 | 600.627 | 614.58 | 631.69 | 646.252 | 659.269 | 671.144 | 681.955
System Transformation | Lct_BB007 | Number | NPgN | Saltholme |  | 19.146 | 29.582 | 41.473 | 54.789 | 67.524 | 83.514 | 101.146 | 119.74 | 138.546 | 155.303 | 172.24 | 189.258 | 206.332 | 223.696 | 239.67 | 257.944 | 275.671 | 292.664 | 309.018 | 322.716 | 333.592 | 342.858 | 350.658 | 357.363 | 366.822 | 374.776 | 381.811 | 388.164 | 393.883
System Transformation | Lct_BB007 | Number | NPgN | South Shields |  | 31.028 | 46.099 | 62.134 | 78.901 | 101.463 | 130.921 | 165.406 | 204.252 | 246.507 | 279.512 | 313.592 | 348.597 | 384.507 | 421.787 | 456.648 | 496.644 | 536.391 | 575.505 | 614.149 | 645.418 | 671.401 | 694.45 | 714.807 | 733.173 | 754.118 | 772.051 | 788.162 | 802.931 | 816.448
System Transformation | Lct_BB007 | Number | NPgN | Spennymoor |  | 93.409 | 143.303 | 199.518 | 261.812 | 329.007 | 415.073 | 512.983 | 619.958 | 732.604 | 825.988 | 921.45 | 1018.511 | 1117.072 | 1218.447 | 1312.489 | 1420.246 | 1526.185 | 1629.242 | 1729.908 | 1812.216 | 1879.174 | 1937.486 | 1987.904 | 2032.445 | 2088.082 | 2135.251 | 2177.266 | 2215.473 | 2250.13
System Transformation | Lct_BB007 | Number | NPgN | Stella North |  | 109.755 | 162.674 | 218.714 | 277.011 | 358.616 | 465.683 | 591.907 | 735.125 | 892.069 | 1012.723 | 1137.554 | 1266.032 | 1398.088 | 1535.431 | 1663.827 | 1811.168 | 1957.85 | 2102.467 | 2245.6 | 2360.976 | 2457.109 | 2542.581 | 2618.265 | 2686.72 | 2763.797 | 2829.853 | 2889.244 | 2943.731 | 2993.642
System Transformation | Lct_BB007 | Number | NPgN | Stella South |  | 67.165 | 99.55 | 133.844 | 169.519 | 219.458 | 284.978 | 362.222 | 449.865 | 545.908 | 619.743 | 696.135 | 774.758 | 855.571 | 939.618 | 1018.191 | 1108.358 | 1198.121 | 1286.621 | 1374.211 | 1444.817 | 1503.646 | 1555.951 | 1602.267 | 1644.158 | 1691.326 | 1731.75 | 1768.094 | 1801.438 | 1831.981
System Transformation | Lct_BB007 | Number | NPgN | Tynemouth 1 |  | 52.116 | 77.428 | 104.361 | 132.523 | 170.419 | 219.898 | 277.819 | 343.065 | 414.036 | 469.472 | 526.713 | 585.509 | 645.823 | 708.44 | 766.993 | 834.17 | 900.93 | 966.627 | 1031.533 | 1084.054 | 1127.695 | 1166.409 | 1200.6 | 1231.448 | 1266.628 | 1296.749 | 1323.808 | 1348.615 | 1371.319
System Transformation | Lct_BB007 | Number | NPgN | West Boldon |  | 91.216 | 135.519 | 182.659 | 231.951 | 298.279 | 384.879 | 486.257 | 600.455 | 724.673 | 821.701 | 921.888 | 1024.796 | 1130.363 | 1239.959 | 1342.441 | 1460.019 | 1576.867 | 1691.855 | 1805.458 | 1897.382 | 1973.767 | 2041.526 | 2101.37 | 2155.362 | 2216.936 | 2269.655 | 2317.017 | 2360.435 | 2400.173
System Transformation | Lct_BB007 | Number | NPgY | Bradford West |  | 172.704 | 253.812 | 338.197 | 424.282 | 550.437 | 716.2 | 912.039 | 1134.729 | 1379.299 | 1567.054 | 1761.553 | 1961.985 | 2168.254 | 2383.018 | 2584.297 | 2815.317 | 3045.646 | 3273.086 | 3498.533 | 3680.028 | 3831.68 | 3966.84 | 4086.845 | 4195.669 | 4316.613 | 4420.374 | 4513.751 | 4599.492 | 4678.105
System Transformation | Lct_BB007 | Number | NPgY | Camblesforth |  | 13.34 | 20.676 | 29.072 | 38.516 | 47.157 | 57.923 | 69.646 | 81.826 | 93.925 | 104.981 | 116.085 | 127.17 | 138.216 | 149.376 | 159.52 | 171.112 | 182.252 | 192.819 | 202.879 | 211.417 | 218.065 | 223.625 | 228.2 | 232.033 | 238.005 | 242.992 | 247.375 | 251.309 | 254.825
System Transformation | Lct_BB007 | Number | NPgY | Creyke Beck |  | 189.148 | 284.281 | 387.765 | 498.507 | 626.665 | 790.867 | 977.754 | 1182.054 | 1397.31 | 1575.545 | 1757.774 | 1943.08 | 2131.28 | 2324.879 | 2503.913 | 2709.046 | 2910.645 | 3106.68 | 3298.09 | 3455.89 | 3584.495 | 3696.674 | 3793.849 | 3879.862 | 3987.34 | 4078.713 | 4160.302 | 4234.667 | 4302.298
System Transformation | Lct_BB007 | Number | NPgY | Drax |  | 23.573 | 36.535 | 51.372 | 68.06 | 83.328 | 102.352 | 123.067 | 144.59 | 165.971 | 185.506 | 205.128 | 224.715 | 244.233 | 263.955 | 281.879 | 302.362 | 322.048 | 340.721 | 358.498 | 373.583 | 385.331 | 395.156 | 403.239 | 410.012 | 420.566 | 429.378 | 437.123 | 444.074 | 450.288
System Transformation | Lct_BB007 | Number | NPgY | Elland |  | 130.431 | 191.686 | 255.415 | 320.429 | 415.705 | 540.893 | 688.796 | 856.977 | 1041.683 | 1183.481 | 1330.372 | 1481.743 | 1637.524 | 1799.719 | 1951.73 | 2126.202 | 2300.153 | 2471.922 | 2642.185 | 2779.255 | 2893.787 | 2995.864 | 3086.495 | 3168.681 | 3260.022 | 3338.384 | 3408.905 | 3473.659 | 3533.03
System Transformation | Lct_BB007 | Number | NPgY | Ferrybridge A |  | 20.683 | 31.347 | 43.12 | 55.91 | 70.989 | 90.48 | 112.959 | 137.888 | 164.564 | 185.939 | 207.876 | 230.268 | 253.099 | 276.668 | 298.552 | 323.64 | 348.402 | 372.594 | 396.325 | 415.76 | 431.724 | 445.745 | 457.989 | 468.914 | 482.114 | 493.377 | 503.467 | 512.692 | 521.11
System Transformation | Lct_BB007 | Number | NPgY | Ferrybridge B (_M) |  | 94.186 | 142.745 | 196.358 | 254.601 | 323.267 | 412.021 | 514.385 | 627.906 | 749.383 | 846.719 | 946.612 | 1048.583 | 1152.548 | 1259.876 | 1359.531 | 1473.773 | 1586.534 | 1696.697 | 1804.761 | 1893.262 | 1965.96 | 2029.81 | 2085.567 | 2135.315 | 2195.423 | 2246.714 | 2292.661 | 2334.667 | 2372.999
System Transformation | Lct_BB007 | Number | NPgY | Grimsby West |  | 64.07 | 96.824 | 132.807 | 171.702 | 215.678 | 271.983 | 335.996 | 405.889 | 479.435 | 540.315 | 602.499 | 665.673 | 729.77 | 795.645 | 856.558 | 926.342 | 994.858 | 1061.412 | 1126.329 | 1179.848 | 1223.367 | 1261.252 | 1293.993 | 1322.905 | 1359.405 | 1390.407 | 1418.067 | 1443.259 | 1466.149
System Transformation | Lct_BB007 | Number | NPgY | Jordanthorpe |  | 15.305 | 22.731 | 30.627 | 38.878 | 49.765 | 63.928 | 80.422 | 98.903 | 118.893 | 134.843 | 151.318 | 168.248 | 185.622 | 203.665 | 220.512 | 239.841 | 259.052 | 277.959 | 296.641 | 311.947 | 324.715 | 336.079 | 346.154 | 355.277 | 365.598 | 374.467 | 382.46 | 389.81 | 396.558
System Transformation | Lct_BB007 | Number | NPgY | Keadby |  | 97.737 | 146.894 | 200.366 | 257.589 | 323.811 | 408.658 | 505.226 | 610.792 | 722.019 | 814.117 | 908.279 | 1004.03 | 1101.277 | 1201.314 | 1293.825 | 1399.821 | 1503.992 | 1605.287 | 1704.193 | 1785.731 | 1852.184 | 1910.149 | 1960.362 | 2004.806 | 2060.342 | 2107.557 | 2149.716 | 2188.142 | 2223.088
System Transformation | Lct_BB007 | Number | NPgY | Kirkstall B |  | 119.366 | 175.425 | 233.748 | 293.247 | 380.441 | 495.01 | 630.366 | 784.28 | 953.318 | 1083.087 | 1217.517 | 1356.048 | 1498.613 | 1647.049 | 1786.166 | 1945.838 | 2105.032 | 2262.23 | 2418.05 | 2543.493 | 2648.309 | 2741.726 | 2824.669 | 2899.883 | 2983.476 | 3055.191 | 3119.73 | 3178.99 | 3233.324
System Transformation | Lct_BB007 | Number | NPgY | Neepsend |  | 27.795 | 41.282 | 55.623 | 70.608 | 90.379 | 116.101 | 146.057 | 179.62 | 215.924 | 244.891 | 274.813 | 305.56 | 337.113 | 369.882 | 400.478 | 435.581 | 470.471 | 504.81 | 538.739 | 566.536 | 589.724 | 610.363 | 628.661 | 645.229 | 663.972 | 680.08 | 694.597 | 707.944 | 720.201
System Transformation | Lct_BB007 | Number | NPgY | Norton Lees |  | 20.764 | 30.839 | 41.552 | 52.747 | 67.516 | 86.732 | 109.11 | 134.183 | 161.303 | 182.943 | 205.296 | 228.264 | 251.836 | 276.316 | 299.172 | 325.395 | 351.459 | 377.111 | 402.458 | 423.223 | 440.545 | 455.964 | 469.632 | 482.009 | 496.011 | 508.044 | 518.889 | 528.86 | 538.016
System Transformation | Lct_BB007 | Number | NPgY | Pitsmoor |  | 25.238 | 37.483 | 50.505 | 64.111 | 82.063 | 105.419 | 132.618 | 163.093 | 196.056 | 222.358 | 249.527 | 277.445 | 306.095 | 335.849 | 363.629 | 395.502 | 427.182 | 458.361 | 489.168 | 514.407 | 535.462 | 554.202 | 570.816 | 585.86 | 602.878 | 617.504 | 630.685 | 642.805 | 653.933
System Transformation | Lct_BB007 | Number | NPgY | Saltend North |  | 24.688 | 37.106 | 50.613 | 65.067 | 81.795 | 103.228 | 127.621 | 154.287 | 182.383 | 205.647 | 229.433 | 253.62 | 278.185 | 303.454 | 326.822 | 353.597 | 379.911 | 405.498 | 430.482 | 451.079 | 467.865 | 482.507 | 495.191 | 506.418 | 520.446 | 532.373 | 543.022 | 552.728 | 561.556
System Transformation | Lct_BB007 | Number | NPgY | Sheffield City |  | 46.126 | 68.506 | 92.305 | 117.173 | 149.983 | 192.669 | 242.38 | 298.077 | 358.323 | 406.394 | 456.049 | 507.073 | 559.435 | 613.815 | 664.588 | 722.842 | 780.74 | 837.725 | 894.031 | 940.159 | 978.64 | 1012.89 | 1043.254 | 1070.749 | 1101.853 | 1128.584 | 1152.674 | 1174.825 | 1195.164
System Transformation | Lct_BB007 | Number | NPgY | Skelton Grange |  | 180.057 | 264.618 | 352.596 | 442.346 | 573.872 | 746.692 | 950.869 | 1183.04 | 1438.023 | 1633.772 | 1836.552 | 2045.517 | 2260.568 | 2484.475 | 2694.324 | 2935.18 | 3175.315 | 3412.439 | 3647.484 | 3836.706 | 3994.815 | 4135.729 | 4260.843 | 4374.3 | 4500.394 | 4608.572 | 4705.925 | 4795.316 | 4877.276
System Transformation | Lct_BB007 | Number | NPgY | Templeborough |  | 21.498 | 31.93 | 43.022 | 54.613 | 69.905 | 89.8 | 112.97 | 138.929 | 167.009 | 189.414 | 212.558 | 236.339 | 260.744 | 286.09 | 309.755 | 336.906 | 363.891 | 390.451 | 416.694 | 438.194 | 456.129 | 472.093 | 486.245 | 499.06 | 513.557 | 526.016 | 537.244 | 547.568 | 557.048
System Transformation | Lct_BB007 | Number | NPgY | Thorpe Marsh |  | 122.896 | 187.838 | 260.57 | 340.698 | 427.436 | 538.364 | 664.259 | 801.457 | 945.517 | 1064.97 | 1186.851 | 1310.532 | 1435.881 | 1564.573 | 1683.342 | 1819.387 | 1952.77 | 2082.137 | 2208.126 | 2312.022 | 2396.232 | 2469.327 | 2532.284 | 2587.684 | 2658.608 | 2718.753 | 2772.341 | 2821.083 | 2865.309
System Transformation | Lct_BB007 | Number | NPgY | Thurcroft |  | 49.876 | 74.076 | 99.81 | 126.7 | 162.177 | 208.334 | 262.087 | 322.312 | 387.457 | 439.436 | 493.128 | 548.3 | 604.92 | 663.721 | 718.623 | 781.612 | 844.218 | 905.836 | 966.72 | 1016.598 | 1058.208 | 1095.243 | 1128.076 | 1157.806 | 1191.439 | 1220.343 | 1246.392 | 1270.343 | 1292.336
System Transformation | Lct_BB007 | Number | NPgY | West Melton |  | 118.127 | 175.444 | 236.392 | 300.079 | 384.104 | 493.423 | 620.734 | 763.372 | 917.663 | 1040.771 | 1167.938 | 1298.609 | 1432.708 | 1571.974 | 1702.004 | 1851.191 | 1999.468 | 2145.406 | 2289.604 | 2407.737 | 2506.288 | 2594.002 | 2671.764 | 2742.178 | 2821.836 | 2890.292 | 2951.987 | 3008.715 | 3060.803
System Transformation | Lct_BB007 | Number | NPgY | Wincobank |  | 8.295 | 12.319 | 16.599 | 21.071 | 26.971 | 34.647 | 43.586 | 53.602 | 64.436 | 73.08 | 82.01 | 91.185 | 100.601 | 110.38 | 119.51 | 129.986 | 140.397 | 150.645 | 160.77 | 169.065 | 175.985 | 182.144 | 187.604 | 192.549 | 198.142 | 202.949 | 207.281 | 211.264 | 214.922
System Transformation | Lct_BB007 | Number | SEPD | Acton Lane 66kV |  | 19.199 | 28.344 | 37.95 | 47.854 | 60.681 | 77.243 | 96.313 | 117.425 | 139.974 | 159.016 | 178.741 | 199.065 | 219.978 | 241.751 | 261.696 | 284.579 | 307.314 | 329.68 | 351.771 | 370.696 | 386.675 | 401.039 | 413.916 | 425.701 | 438.595 | 449.776 | 459.929 | 469.331 | 478.03
System Transformation | Lct_BB007 | Number | SEPD | Botley Wood |  | 49.794 | 76.099 | 105.555 | 138.002 | 173.862 | 219.9 | 272.459 | 330.109 | 391.072 | 442.649 | 495.746 | 550.119 | 605.73 | 663.305 | 716.653 | 777.83 | 838.373 | 897.688 | 956.034 | 1005.516 | 1046.835 | 1083.639 | 1116.295 | 1145.891 | 1180.049 | 1209.57 | 1236.301 | 1260.989 | 1283.767
System Transformation | Lct_BB007 | Number | SEPD | Bramley |  | 95.553 | 152.741 | 221.041 | 300.823 | 371.987 | 461.675 | 561.161 | 666.807 | 774.527 | 871.149 | 969.47 | 1068.964 | 1169.514 | 1272.475 | 1366.705 | 1474.588 | 1579.916 | 1681.602 | 1780.176 | 1864.39 | 1932.769 | 1992.218 | 2043.518 | 2088.747 | 2147.338 | 2197.295 | 2242.015 | 2282.874 | 2320.131
System Transformation | Lct_BB007 | Number | SEPD | Chickerell |  | 53.13 | 80.643 | 111.097 | 144.266 | 181.694 | 229.73 | 284.545 | 344.639 | 408.153 | 459.667 | 512.217 | 565.532 | 619.554 | 675.006 | 726.089 | 784.599 | 841.935 | 897.514 | 951.61 | 995.833 | 1031.527 | 1062.395 | 1088.864 | 1112.051 | 1142.842 | 1169.016 | 1192.386 | 1213.684 | 1233.052
System Transformation | Lct_BB007 | Number | SEPD | Cowley |  | 253.453 | 387.685 | 538.205 | 704.234 | 885.964 | 1118.972 | 1384.456 | 1675.02 | 1981.564 | 2242.117 | 2510.182 | 2784.521 | 3064.929 | 3355.081 | 3623.361 | 3930.973 | 4235.12 | 4532.808 | 4825.353 | 5072.184 | 5277.574 | 5459.986 | 5621.306 | 5767.042 | 5936.393 | 6082.276 | 6214.017 | 6335.378 | 6447.042
System Transformation | Lct_BB007 | Number | SEPD | Ealing |  | 167.588 | 247.413 | 331.262 | 417.719 | 529.688 | 674.256 | 840.72 | 1025.001 | 1221.83 | 1388.054 | 1560.229 | 1737.636 | 1920.189 | 2110.241 | 2284.345 | 2484.09 | 2682.541 | 2877.778 | 3070.611 | 3235.807 | 3375.282 | 3500.671 | 3613.077 | 3715.945 | 3828.496 | 3926.095 | 4014.724 | 4096.793 | 4172.725
System Transformation | Lct_BB007 | Number | SEPD | Fawley |  | 64.131 | 98.011 | 135.948 | 177.738 | 223.924 | 283.219 | 350.912 | 425.16 | 503.677 | 570.106 | 638.492 | 708.521 | 780.144 | 854.297 | 923.008 | 1001.8 | 1079.775 | 1156.169 | 1231.315 | 1295.046 | 1348.262 | 1395.663 | 1437.723 | 1475.84 | 1519.834 | 1557.855 | 1592.284 | 1624.08 | 1653.417
System Transformation | Lct_BB007 | Number | SEPD | Fleet |  | 420.04 | 652.09 | 918.38 | 1218.587 | 1545.462 | 1967.556 | 2453.674 | 2991.934 | 3566.971 | 4045.958 | 4540.831 | 5049.438 | 5571.486 | 6113.743 | 6618.377 | 7197.333 | 7772.578 | 8338.549 | 8897.587 | 9365.288 | 9757.581 | 10108.333 | 10420.873 | 10705.261 | 11023.674 | 11298.723 | 11547.689 | 11777.537 | 11989.517
System Transformation | Lct_BB007 | Number | SEPD | Iver 132kV |  | 97.218 | 147.846 | 204.073 | 265.513 | 338.707 | 433.679 | 543.844 | 666.76 | 799.139 | 907.976 | 1020.733 | 1136.941 | 1256.545 | 1381.085 | 1497.296 | 1630.669 | 1763.569 | 1894.725 | 2024.657 | 2133.476 | 2225.327 | 2307.883 | 2381.872 | 2449.568 | 2523.709 | 2587.991 | 2646.358 | 2700.398 | 2750.391
System Transformation | Lct_BB007 | Number | SEPD | Iver 66kV |  | 41.295 | 62.801 | 86.684 | 112.783 | 143.873 | 184.215 | 231.01 | 283.221 | 339.452 | 385.683 | 433.579 | 482.941 | 533.745 | 586.647 | 636.01 | 692.663 | 749.115 | 804.826 | 860.018 | 906.241 | 945.257 | 980.324 | 1011.753 | 1040.508 | 1072.001 | 1099.306 | 1124.099 | 1147.054 | 1168.289
System Transformation | Lct_BB007 | Number | SEPD | Laleham |  | 55.814 | 84.88 | 117.161 | 152.435 | 194.456 | 248.981 | 312.228 | 382.796 | 458.797 | 521.281 | 586.017 | 652.733 | 721.399 | 792.9 | 859.618 | 936.189 | 1012.489 | 1087.787 | 1162.383 | 1224.857 | 1277.59 | 1324.987 | 1367.465 | 1406.33 | 1448.896 | 1485.8 | 1519.31 | 1550.335 | 1579.036
System Transformation | Lct_BB007 | Number | SEPD | Lovedean |  | 241.877 | 369.658 | 512.743 | 670.356 | 844.55 | 1068.187 | 1323.499 | 1603.534 | 1899.668 | 2150.211 | 2408.134 | 2672.257 | 2942.39 | 3222.067 | 3481.214 | 3778.386 | 4072.478 | 4360.606 | 4644.027 | 4884.393 | 5085.102 | 5263.881 | 5422.513 | 5566.277 | 5732.204 | 5875.603 | 6005.455 | 6125.38 | 6236.025
System Transformation | Lct_BB007 | Number | SEPD | Mannington |  | 315.641 | 479.088 | 660.012 | 857.066 | 1079.42 | 1364.799 | 1690.45 | 2047.459 | 2424.786 | 2730.825 | 3043.02 | 3359.758 | 3680.696 | 4010.13 | 4313.611 | 4661.212 | 5001.839 | 5332.023 | 5653.405 | 5916.124 | 6128.18 | 6311.565 | 6468.812 | 6606.562 | 6789.488 | 6944.987 | 7083.823 | 7210.354 | 7325.417
System Transformation | Lct_BB007 | Number | SEPD | Melksham |  | 199.75 | 304.822 | 422.19 | 551.167 | 690.395 | 868.186 | 1069.502 | 1288.333 | 1517.463 | 1708.426 | 1903.109 | 2100.498 | 2300.375 | 2505.418 | 2694.157 | 2910.317 | 3121.976 | 3326.973 | 3526.337 | 3691.118 | 3824.37 | 3939.798 | 4038.972 | 4126.026 | 4240.701 | 4338.269 | 4425.447 | 4504.957 | 4577.319
System Transformation | Lct_BB007 | Number | SEPD | Minety |  | 115.901 | 176.867 | 244.967 | 319.803 | 400.588 | 503.748 | 620.557 | 747.529 | 880.477 | 991.28 | 1104.241 | 1218.772 | 1334.746 | 1453.718 | 1563.231 | 1688.653 | 1811.464 | 1930.409 | 2046.086 | 2141.697 | 2219.014 | 2285.988 | 2343.532 | 2394.044 | 2460.581 | 2517.193 | 2567.776 | 2613.911 | 2655.897
System Transformation | Lct_BB007 | Number | SEPD | North Hyde |  | 53.695 | 81.658 | 112.714 | 146.649 | 187.075 | 239.53 | 300.377 | 368.266 | 441.381 | 501.494 | 563.772 | 627.956 | 694.016 | 762.802 | 826.988 | 900.653 | 974.056 | 1046.496 | 1118.261 | 1178.364 | 1229.095 | 1274.692 | 1315.558 | 1352.948 | 1393.898 | 1429.402 | 1461.639 | 1491.486 | 1519.099
System Transformation | Lct_BB007 | Number | SEPD | Nursling |  | 160.973 | 246.014 | 341.24 | 446.134 | 562.063 | 710.897 | 880.812 | 1067.181 | 1264.263 | 1431.004 | 1602.656 | 1778.435 | 1958.213 | 2144.343 | 2316.81 | 2514.583 | 2710.307 | 2902.061 | 3090.683 | 3250.651 | 3384.226 | 3503.207 | 3608.779 | 3704.456 | 3814.884 | 3910.318 | 3996.737 | 4076.549 | 4150.186
System Transformation | Lct_BB007 | Number | SHEPD | Abernethy |  | 4.442 | 7.536 | 11.475 | 16.321 | 19.565 | 23.492 | 27.561 | 31.529 | 35.157 | 39.811 | 44.605 | 49.519 | 54.548 | 59.758 | 64.4 | 69.72 | 74.956 | 80.056 | 85.042 | 89.951 | 94.174 | 98.029 | 101.542 | 104.807 | 108.404 | 111.6 | 114.56 | 117.351 | 119.983
System Transformation | Lct_BB007 | Number | SHEPD | Alness |  | 11.793 | 21.813 | 35.44 | 53.019 | 62.503 | 73.653 | 84.602 | 94.482 | 102.479 | 113.143 | 123.528 | 133.549 | 143.175 | 152.552 | 160.386 | 169.275 | 177.286 | 184.311 | 190.428 | 196.532 | 200.709 | 203.739 | 205.741 | 206.957 | 211.581 | 215.291 | 218.432 | 221.147 | 223.467
System Transformation | Lct_BB007 | Number | SHEPD | Arbroath |  | 8.888 | 15.078 | 22.961 | 32.657 | 39.148 | 47.004 | 55.145 | 63.086 | 70.344 | 79.655 | 89.249 | 99.08 | 109.142 | 119.567 | 128.856 | 139.5 | 149.976 | 160.179 | 170.157 | 179.979 | 188.428 | 196.141 | 203.171 | 209.704 | 216.9 | 223.294 | 229.218 | 234.802 | 240.068
System Transformation | Lct_BB007 | Number | SHEPD | Ardkinglas |  | 0 | 0 | 0 | 0 | 0 | 0 | 0 | 0 | 0 | 0 | 0 | 0 | 0 | 0 | 0 | 0 | 0 | 0 | 0 | 0 | 0 | 0 | 0 | 0 | 0 | 0 | 0 | 0 | 0
System Transformation | Lct_BB007 | Number | SHEPD | Ardmore |  | 12.37 | 21.841 | 34.312 | 50.041 | 59.391 | 70.521 | 81.711 | 92.174 | 101.152 | 112.823 | 124.49 | 136.079 | 147.567 | 159.115 | 169.079 | 180.444 | 191.19 | 201.192 | 210.524 | 219.746 | 227.036 | 233.222 | 238.403 | 242.833 | 249.674 | 255.513 | 260.745 | 265.528 | 269.894
System Transformation | Lct_BB007 | Number | SHEPD | Beauly |  | 9.277 | 16.38 | 25.734 | 37.53 | 44.542 | 52.889 | 61.282 | 69.129 | 75.862 | 84.615 | 93.365 | 102.057 | 110.672 | 119.333 | 126.806 | 135.33 | 143.389 | 150.891 | 157.889 | 164.805 | 170.273 | 174.912 | 178.798 | 182.12 | 187.251 | 191.63 | 195.554 | 199.141 | 202.415
System Transformation | Lct_BB007 | Number | SHEPD | Berryburn |  | 0 | 0 | 0 | 0 | 0 | 0 | 0 | 0 | 0 | 0 | 0 | 0 | 0 | 0 | 0 | 0 | 0 | 0 | 0 | 0 | 0 | 0 | 0 | 0 | 0 | 0 | 0 | 0 | 0
System Transformation | Lct_BB007 | Number | SHEPD | Boat of Garten |  | 5.251 | 9.272 | 14.567 | 21.244 | 25.213 | 29.938 | 34.689 | 39.131 | 42.942 | 47.897 | 52.85 | 57.77 | 62.647 | 67.55 | 71.78 | 76.605 | 81.167 | 85.413 | 89.375 | 93.29 | 96.385 | 99.011 | 101.21 | 103.091 | 105.995 | 108.474 | 110.695 | 112.726 | 114.579
System Transformation | Lct_BB007 | Number | SHEPD | Braco West |  | 10.441 | 17.714 | 26.974 | 38.365 | 45.99 | 55.22 | 64.784 | 74.113 | 82.639 | 93.579 | 104.849 | 116.398 | 128.219 | 140.466 | 151.378 | 163.884 | 176.191 | 188.177 | 199.899 | 211.437 | 221.364 | 230.425 | 238.684 | 246.358 | 254.813 | 262.324 | 269.283 | 275.844 | 282.03
System Transformation | Lct_BB007 | Number | SHEPD | Bridge of Dun |  | 8.788 | 14.908 | 22.702 | 32.288 | 38.706 | 46.474 | 54.523 | 62.374 | 69.55 | 78.757 | 88.242 | 97.962 | 107.911 | 118.218 | 127.402 | 137.926 | 148.284 | 158.372 | 168.237 | 177.948 | 186.302 | 193.928 | 200.879 | 207.338 | 214.453 | 220.775 | 226.631 | 232.153 | 237.359
System Transformation | Lct_BB007 | Number | SHEPD | Broadford-Skye |  | 3.167 | 5.592 | 8.785 | 12.813 | 15.207 | 18.056 | 20.922 | 23.6 | 25.899 | 28.887 | 31.875 | 34.842 | 37.783 | 40.74 | 43.292 | 46.201 | 48.953 | 51.514 | 53.903 | 56.264 | 58.131 | 59.715 | 61.041 | 62.176 | 63.927 | 65.422 | 66.762 | 67.987 | 69.104
System Transformation | Lct_BB007 | Number | SHEPD | Brora |  | 2.368 | 4.38 | 7.117 | 10.647 | 12.552 | 14.791 | 16.989 | 18.973 | 20.579 | 22.721 | 24.806 | 26.819 | 28.752 | 30.635 | 32.208 | 33.993 | 35.602 | 37.012 | 38.241 | 39.467 | 40.305 | 40.914 | 41.316 | 41.56 | 42.489 | 43.234 | 43.865 | 44.41 | 44.876
System Transformation | Lct_BB007 | Number | SHEPD | Burghmuir |  | 19.337 | 32.807 | 49.956 | 71.053 | 85.175 | 102.268 | 119.982 | 137.258 | 153.049 | 173.309 | 194.181 | 215.571 | 237.464 | 260.146 | 280.356 | 303.516 | 326.309 | 348.508 | 370.217 | 391.586 | 409.97 | 426.752 | 442.047 | 456.26 | 471.918 | 485.83 | 498.717 | 510.868 | 522.324
System Transformation | Lct_BB007 | Number | SHEPD | Carradale |  | 7.42 | 13.732 | 22.32 | 33.403 | 39.329 | 46.28 | 53.073 | 59.158 | 64.021 | 70.705 | 77.221 | 83.515 | 89.567 | 95.47 | 100.403 | 106 | 111.054 | 115.495 | 119.373 | 123.271 | 125.967 | 127.949 | 129.291 | 130.143 | 133.092 | 135.468 | 137.488 | 139.242 | 140.748
System Transformation | Lct_BB007 | Number | SHEPD | Cassley |  | 0.296 | 0.547 | 0.889 | 1.329 | 1.567 | 1.847 | 2.121 | 2.369 | 2.57 | 2.837 | 3.097 | 3.349 | 3.59 | 3.825 | 4.022 | 4.245 | 4.445 | 4.622 | 4.775 | 4.928 | 5.033 | 5.109 | 5.159 | 5.189 | 5.305 | 5.398 | 5.477 | 5.545 | 5.603
System Transformation | Lct_BB007 | Number | SHEPD | Ceannacroc |  | 0.472 | 0.833 | 1.308 | 1.908 | 2.264 | 2.688 | 3.115 | 3.514 | 3.856 | 4.301 | 4.746 | 5.188 | 5.625 | 6.066 | 6.446 | 6.879 | 7.288 | 7.67 | 8.026 | 8.377 | 8.655 | 8.891 | 9.088 | 9.257 | 9.518 | 9.741 | 9.94 | 10.122 | 10.289
System Transformation | Lct_BB007 | Number | SHEPD | Charleston |  | 2.764 | 4.689 | 7.141 | 10.156 | 12.175 | 14.618 | 17.15 | 19.619 | 21.876 | 24.772 | 27.756 | 30.813 | 33.942 | 37.185 | 40.073 | 43.384 | 46.642 | 49.815 | 52.918 | 55.972 | 58.6 | 60.999 | 63.185 | 65.217 | 67.455 | 69.443 | 71.285 | 73.022 | 74.66
System Transformation | Lct_BB007 | Number | SHEPD | Clachan |  | 1.379 | 2.553 | 4.149 | 6.209 | 7.311 | 8.603 | 9.866 | 10.997 | 11.901 | 13.144 | 14.355 | 15.525 | 16.65 | 17.747 | 18.664 | 19.705 | 20.644 | 21.47 | 22.191 | 22.915 | 23.417 | 23.785 | 24.034 | 24.193 | 24.741 | 25.183 | 25.558 | 25.884 | 26.164
System Transformation | Lct_BB007 | Number | SHEPD | Clayhills |  | 3.506 | 5.951 | 9.065 | 12.898 | 15.462 | 18.565 | 21.78 | 24.916 | 27.782 | 31.471 | 35.272 | 39.171 | 43.164 | 47.302 | 50.99 | 55.217 | 59.38 | 63.436 | 67.405 | 71.315 | 74.682 | 77.759 | 80.566 | 83.177 | 86.041 | 88.587 | 90.946 | 93.172 | 95.271
System Transformation | Lct_BB007 | Number | SHEPD | Coupar Angus |  | 7.154 | 12.136 | 18.48 | 26.285 | 31.509 | 37.832 | 44.385 | 50.776 | 56.618 | 64.113 | 71.834 | 79.747 | 87.846 | 96.237 | 103.713 | 112.28 | 120.712 | 128.925 | 136.955 | 144.861 | 151.661 | 157.87 | 163.528 | 168.786 | 174.578 | 179.724 | 184.492 | 188.987 | 193.225
System Transformation | Lct_BB007 | Number | SHEPD | Craigiebuckler |  | 10.277 | 17.444 | 26.574 | 37.809 | 45.324 | 54.419 | 63.845 | 73.037 | 81.439 | 92.251 | 103.396 | 114.824 | 126.527 | 138.659 | 149.47 | 161.86 | 174.062 | 185.953 | 197.589 | 209.048 | 218.919 | 227.938 | 236.166 | 243.82 | 252.215 | 259.678 | 266.595 | 273.119 | 279.274
System Transformation | Lct_BB007 | Number | SHEPD | Dallas |  | 0 | 0 | 0 | 0 | 0 | 0 | 0 | 0 | 0 | 0 | 0 | 0 | 0 | 0 | 0 | 0 | 0 | 0 | 0 | 0 | 0 | 0 | 0 | 0 | 0 | 0 | 0 | 0 | 0
System Transformation | Lct_BB007 | Number | SHEPD | Dounreay |  | 2.701 | 4.995 | 8.116 | 12.142 | 14.314 | 16.868 | 19.375 | 21.638 | 23.469 | 25.911 | 28.29 | 30.585 | 32.789 | 34.936 | 36.731 | 38.766 | 40.601 | 42.21 | 43.611 | 45.008 | 45.965 | 46.659 | 47.117 | 47.396 | 48.455 | 49.304 | 50.024 | 50.646 | 51.177
System Transformation | Lct_BB007 | Number | SHEPD | Dudhope |  | 17.635 | 29.918 | 45.557 | 64.796 | 77.675 | 93.263 | 109.417 | 125.172 | 139.573 | 158.049 | 177.083 | 196.59 | 216.555 | 237.24 | 255.67 | 276.79 | 297.577 | 317.821 | 337.618 | 357.106 | 373.871 | 389.176 | 403.124 | 416.085 | 430.364 | 443.051 | 454.804 | 465.885 | 476.333
System Transformation | Lct_BB007 | Number | SHEPD | Dunbeath |  | 0.002 | 0.003 | 0.005 | 0.007 | 0.009 | 0.01 | 0.012 | 0.013 | 0.014 | 0.016 | 0.017 | 0.019 | 0.02 | 0.021 | 0.022 | 0.024 | 0.025 | 0.026 | 0.026 | 0.027 | 0.028 | 0.028 | 0.029 | 0.029 | 0.029 | 0.03 | 0.03 | 0.031 | 0.031
System Transformation | Lct_BB007 | Number | SHEPD | Dunoon |  | 2.268 | 3.634 | 5.27 | 7.185 | 8.702 | 10.567 | 12.551 | 14.554 | 16.473 | 18.866 | 21.375 | 23.992 | 26.716 | 29.583 | 32.178 | 35.158 | 38.146 | 41.113 | 44.071 | 46.97 | 49.542 | 51.947 | 54.194 | 56.329 | 58.443 | 60.351 | 62.14 | 63.844 | 65.469
System Transformation | Lct_BB007 | Number | SHEPD | Dunvegan |  | 1.712 | 3.022 | 4.748 | 6.924 | 8.218 | 9.758 | 11.306 | 12.754 | 13.996 | 15.611 | 17.225 | 18.829 | 20.418 | 22.016 | 23.395 | 24.967 | 26.454 | 27.838 | 29.129 | 30.405 | 31.414 | 32.27 | 32.987 | 33.6 | 34.546 | 35.354 | 36.078 | 36.74 | 37.344
System Transformation | Lct_BB007 | Number | SHEPD | Dyce |  | 9.419 | 15.988 | 24.356 | 34.654 | 41.541 | 49.877 | 58.516 | 66.941 | 74.642 | 84.552 | 94.766 | 105.24 | 115.967 | 127.086 | 136.995 | 148.351 | 159.535 | 170.433 | 181.098 | 191.601 | 200.648 | 208.914 | 216.456 | 223.471 | 231.165 | 238.005 | 244.345 | 250.325 | 255.965
System Transformation | Lct_BB007 | Number | SHEPD | Elgin |  | 14.202 | 25.076 | 39.395 | 57.454 | 68.188 | 80.967 | 93.815 | 105.827 | 116.135 | 129.535 | 142.931 | 156.236 | 169.425 | 182.684 | 194.124 | 207.173 | 219.511 | 230.994 | 241.709 | 252.296 | 260.666 | 267.768 | 273.717 | 278.803 | 286.658 | 293.362 | 299.368 | 304.86 | 309.872
System Transformation | Lct_BB007 | Number | SHEPD | Fasnakyle |  | 0.228 | 0.402 | 0.632 | 0.922 | 1.094 | 1.299 | 1.506 | 1.698 | 1.864 | 2.079 | 2.294 | 2.507 | 2.719 | 2.932 | 3.116 | 3.325 | 3.523 | 3.707 | 3.879 | 4.049 | 4.183 | 4.297 | 4.393 | 4.475 | 4.601 | 4.708 | 4.805 | 4.893 | 4.973
System Transformation | Lct_BB007 | Number | SHEPD | Fetteresso |  | 0 | 0 | 0 | 0 | 0 | 0 | 0 | 0 | 0 | 0 | 0 | 0 | 0 | 0 | 0 | 0 | 0 | 0 | 0 | 0 | 0 | 0 | 0 | 0 | 0 | 0 | 0 | 0 | 0
System Transformation | Lct_BB007 | Number | SHEPD | Fiddes |  | 4.768 | 8.093 | 12.329 | 17.542 | 21.028 | 25.248 | 29.621 | 33.886 | 37.784 | 42.8 | 47.971 | 53.273 | 58.702 | 64.331 | 69.347 | 75.095 | 80.756 | 86.273 | 91.672 | 96.988 | 101.568 | 105.752 | 109.57 | 113.121 | 117.015 | 120.478 | 123.687 | 126.714 | 129.569
System Transformation | Lct_BB007 | Number | SHEPD | Finstown |  | 0 | 0 | 0 | 0 | 0 | 0 | 0 | 0 | 0 | 0 | 0 | 0 | 0 | 0 | 0 | 0 | 0 | 0 | 0 | 0 | 0 | 0 | 0 | 0 | 0 | 0 | 0 | 0 | 0
System Transformation | Lct_BB007 | Number | SHEPD | Fort Augustus |  | 1.083 | 1.913 | 3.005 | 4.382 | 5.201 | 6.176 | 7.156 | 8.072 | 8.859 | 9.881 | 10.902 | 11.917 | 12.923 | 13.935 | 14.807 | 15.803 | 16.744 | 17.62 | 18.437 | 19.245 | 19.883 | 20.425 | 20.879 | 21.267 | 21.866 | 22.377 | 22.835 | 23.254 | 23.636
System Transformation | Lct_BB007 | Number | SHEPD | Fort William |  | 6.968 | 12.304 | 19.33 | 28.191 | 33.458 | 39.728 | 46.032 | 51.926 | 56.984 | 63.558 | 70.131 | 76.66 | 83.131 | 89.637 | 95.25 | 101.653 | 107.707 | 113.341 | 118.598 | 123.793 | 127.9 | 131.385 | 134.304 | 136.799 | 140.653 | 143.943 | 146.89 | 149.585 | 152.044
System Transformation | Lct_BB007 | Number | SHEPD | Fraserburgh |  | 5.418 | 9.196 | 14.009 | 19.932 | 23.893 | 28.688 | 33.657 | 38.503 | 42.932 | 48.632 | 54.507 | 60.531 | 66.701 | 73.096 | 78.796 | 85.328 | 91.76 | 98.028 | 104.162 | 110.203 | 115.407 | 120.162 | 124.499 | 128.534 | 132.959 | 136.894 | 140.54 | 143.98 | 147.224
System Transformation | Lct_BB007 | Number | SHEPD | Glenfarclas |  | 0 | 0 | 0 | 0 | 0 | 0 | 0 | 0 | 0 | 0 | 0 | 0 | 0 | 0 | 0 | 0 | 0 | 0 | 0 | 0 | 0 | 0 | 0 | 0 | 0 | 0 | 0 | 0 | 0
System Transformation | Lct_BB007 | Number | SHEPD | Grudie Bridge |  | 0.624 | 1.101 | 1.73 | 2.524 | 2.995 | 3.556 | 4.121 | 4.648 | 5.101 | 5.69 | 6.278 | 6.863 | 7.442 | 8.024 | 8.527 | 9.1 | 9.642 | 10.146 | 10.617 | 11.082 | 11.45 | 11.762 | 12.023 | 12.246 | 12.591 | 12.886 | 13.15 | 13.391 | 13.611
System Transformation | Lct_BB007 | Number | SHEPD | Inverness |  | 26.208 | 46.274 | 72.698 | 106.022 | 125.831 | 149.412 | 173.122 | 195.289 | 214.311 | 239.038 | 263.758 | 288.311 | 312.65 | 337.117 | 358.228 | 382.308 | 405.075 | 426.267 | 446.038 | 465.576 | 481.022 | 494.127 | 505.106 | 514.49 | 528.985 | 541.356 | 552.44 | 562.575 | 571.825
System Transformation | Lct_BB007 | Number | SHEPD | Keith |  | 11.278 | 19.913 | 31.284 | 45.625 | 54.149 | 64.297 | 74.5 | 84.039 | 92.225 | 102.866 | 113.504 | 124.07 | 134.544 | 145.073 | 154.158 | 164.52 | 174.317 | 183.437 | 191.945 | 200.353 | 207 | 212.639 | 217.364 | 221.403 | 227.64 | 232.964 | 237.733 | 242.095 | 246.075
System Transformation | Lct_BB007 | Number | SHEPD | Killin |  | 2.65 | 4.496 | 6.846 | 9.737 | 11.672 | 14.014 | 16.442 | 18.809 | 20.973 | 23.749 | 26.61 | 29.541 | 32.541 | 35.649 | 38.418 | 41.592 | 44.716 | 47.758 | 50.732 | 53.661 | 56.18 | 58.48 | 60.576 | 62.523 | 64.669 | 66.575 | 68.341 | 70.006 | 71.576
System Transformation | Lct_BB007 | Number | SHEPD | Kinlochleven |  | 0.626 | 1.105 | 1.735 | 2.531 | 3.004 | 3.567 | 4.133 | 4.662 | 5.116 | 5.706 | 6.296 | 6.882 | 7.463 | 8.047 | 8.551 | 9.126 | 9.67 | 10.176 | 10.648 | 11.114 | 11.483 | 11.795 | 12.058 | 12.282 | 12.628 | 12.923 | 13.187 | 13.429 | 13.65
System Transformation | Lct_BB007 | Number | SHEPD | Kintore |  | 17.972 | 30.506 | 46.473 | 66.121 | 79.263 | 95.169 | 111.652 | 127.728 | 142.422 | 161.33 | 180.82 | 200.805 | 221.272 | 242.488 | 261.395 | 283.064 | 304.402 | 325.197 | 345.546 | 365.587 | 382.849 | 398.621 | 413.011 | 426.396 | 441.077 | 454.129 | 466.225 | 477.635 | 488.398
System Transformation | Lct_BB007 | Number | SHEPD | Lairg |  | 0.387 | 0.717 | 1.164 | 1.742 | 2.053 | 2.42 | 2.779 | 3.104 | 3.367 | 3.717 | 4.058 | 4.387 | 4.704 | 5.012 | 5.269 | 5.561 | 5.824 | 6.055 | 6.256 | 6.456 | 6.594 | 6.693 | 6.759 | 6.799 | 6.951 | 7.073 | 7.176 | 7.265 | 7.341
System Transformation | Lct_BB007 | Number | SHEPD | Lunanhead |  | 8.319 | 14.114 | 21.492 | 30.568 | 36.644 | 43.998 | 51.619 | 59.051 | 65.845 | 74.561 | 83.541 | 92.744 | 102.162 | 111.921 | 120.615 | 130.579 | 140.385 | 149.936 | 159.275 | 168.469 | 176.378 | 183.598 | 190.178 | 196.293 | 203.029 | 209.015 | 214.559 | 219.786 | 224.715
System Transformation | Lct_BB007 | Number | SHEPD | Lyndhurst |  | 5.568 | 9.446 | 14.383 | 20.457 | 24.523 | 29.445 | 34.545 | 39.519 | 44.066 | 49.899 | 55.909 | 62.067 | 68.371 | 74.901 | 80.72 | 87.388 | 93.951 | 100.342 | 106.592 | 112.745 | 118.038 | 122.87 | 127.274 | 131.366 | 135.874 | 139.88 | 143.59 | 147.089 | 150.387
System Transformation | Lct_BB007 | Number | SHEPD | Macduff |  | 5.428 | 9.584 | 15.056 | 21.957 | 26.06 | 30.943 | 35.854 | 40.445 | 44.384 | 49.505 | 54.625 | 59.71 | 64.75 | 69.818 | 74.19 | 79.177 | 83.892 | 88.281 | 92.375 | 96.422 | 99.621 | 102.335 | 104.608 | 106.552 | 109.554 | 112.116 | 114.411 | 116.51 | 118.426
System Transformation | Lct_BB007 | Number | SHEPD | Milton of Craigie |  | 8.638 | 14.655 | 22.316 | 31.74 | 38.048 | 45.684 | 53.597 | 61.314 | 68.368 | 77.419 | 86.742 | 96.297 | 106.077 | 116.209 | 125.237 | 135.583 | 145.765 | 155.681 | 165.379 | 174.925 | 183.137 | 190.634 | 197.466 | 203.815 | 210.809 | 217.024 | 222.781 | 228.209 | 233.326
System Transformation | Lct_BB007 | Number | SHEPD | Mybster |  | 3.524 | 6.519 | 10.591 | 15.845 | 18.679 | 22.011 | 25.283 | 28.236 | 30.626 | 33.813 | 36.917 | 39.911 | 42.788 | 45.59 | 47.932 | 50.588 | 52.982 | 55.082 | 56.91 | 58.734 | 59.982 | 60.888 | 61.486 | 61.849 | 63.231 | 64.34 | 65.279 | 66.09 | 66.783
System Transformation | Lct_BB007 | Number | SHEPD | Nairn |  | 8.349 | 14.742 | 23.16 | 33.776 | 40.087 | 47.599 | 55.152 | 62.214 | 68.274 | 76.152 | 84.027 | 91.849 | 99.603 | 107.398 | 114.123 | 121.794 | 129.047 | 135.798 | 142.097 | 148.321 | 153.242 | 157.417 | 160.915 | 163.904 | 168.522 | 172.463 | 175.994 | 179.223 | 182.17
System Transformation | Lct_BB007 | Number | SHEPD | Orrin |  | 0 | 0 | 0 | 0 | 0 | 0 | 0 | 0 | 0 | 0 | 0 | 0 | 0 | 0 | 0 | 0 | 0 | 0 | 0 | 0 | 0 | 0 | 0 | 0 | 0 | 0 | 0 | 0 | 0
System Transformation | Lct_BB007 | Number | SHEPD | Persley |  | 13.63 | 23.137 | 35.246 | 50.148 | 60.115 | 72.178 | 84.68 | 96.872 | 108.016 | 122.356 | 137.138 | 152.295 | 167.818 | 183.909 | 198.248 | 214.682 | 230.866 | 246.637 | 262.07 | 277.27 | 290.361 | 302.324 | 313.237 | 323.389 | 334.523 | 344.422 | 353.596 | 362.249 | 370.412
System Transformation | Lct_BB007 | Number | SHEPD | Peterhead Grange |  | 0.977 | 1.658 | 2.526 | 3.594 | 4.308 | 5.172 | 6.068 | 6.942 | 7.74 | 8.768 | 9.827 | 10.913 | 12.026 | 13.179 | 14.206 | 15.384 | 16.544 | 17.674 | 18.78 | 19.869 | 20.807 | 21.664 | 22.446 | 23.174 | 23.972 | 24.681 | 25.338 | 25.959 | 26.543
System Transformation | Lct_BB007 | Number | SHEPD | Peterhead Shell |  | 2.496 | 4.238 | 6.455 | 9.185 | 11.01 | 13.22 | 15.51 | 17.743 | 19.784 | 22.41 | 25.118 | 27.894 | 30.737 | 33.684 | 36.31 | 39.32 | 42.284 | 45.173 | 47.999 | 50.783 | 53.181 | 55.372 | 57.371 | 59.23 | 61.27 | 63.083 | 64.763 | 66.348 | 67.843
System Transformation | Lct_BB007 | Number | SHEPD | Port Ann |  | 6.036 | 11.17 | 18.157 | 27.172 | 31.993 | 37.647 | 43.172 | 48.122 | 52.078 | 57.516 | 62.816 | 67.936 | 72.859 | 77.661 | 81.674 | 86.227 | 90.338 | 93.951 | 97.105 | 100.276 | 102.469 | 104.082 | 105.173 | 105.866 | 108.265 | 110.197 | 111.841 | 113.267 | 114.493
System Transformation | Lct_BB007 | Number | SHEPD | Quoich |  | 0.017 | 0.029 | 0.046 | 0.067 | 0.08 | 0.095 | 0.11 | 0.124 | 0.136 | 0.152 | 0.167 | 0.183 | 0.199 | 0.214 | 0.227 | 0.243 | 0.257 | 0.271 | 0.283 | 0.296 | 0.305 | 0.314 | 0.321 | 0.327 | 0.336 | 0.344 | 0.351 | 0.357 | 0.363
System Transformation | Lct_BB007 | Number | SHEPD | Rannoch |  | 0.441 | 0.748 | 1.139 | 1.619 | 1.941 | 2.331 | 2.734 | 3.128 | 3.488 | 3.95 | 4.425 | 4.913 | 5.412 | 5.929 | 6.389 | 6.917 | 7.437 | 7.943 | 8.437 | 8.924 | 9.343 | 9.726 | 10.074 | 10.398 | 10.755 | 11.072 | 11.366 | 11.643 | 11.904
System Transformation | Lct_BB007 | Number | SHEPD | Redmoss |  | 11.591 | 19.674 | 29.971 | 42.643 | 51.118 | 61.376 | 72.007 | 82.375 | 91.851 | 104.045 | 116.615 | 129.504 | 142.703 | 156.386 | 168.579 | 182.554 | 196.315 | 209.727 | 222.85 | 235.775 | 246.907 | 257.079 | 266.36 | 274.992 | 284.46 | 292.877 | 300.679 | 308.037 | 314.978
System Transformation | Lct_BB007 | Number | SHEPD | Rothienorman |  | 4.274 | 7.384 | 11.409 | 16.421 | 19.593 | 23.403 | 27.299 | 31.029 | 34.348 | 38.637 | 43.003 | 47.421 | 51.887 | 56.462 | 60.488 | 65.093 | 69.56 | 73.841 | 77.959 | 82.02 | 85.418 | 88.449 | 91.143 | 93.588 | 96.577 | 99.196 | 101.595 | 103.835 | 105.926
System Transformation | Lct_BB007 | Number | SHEPD | Shin |  | 0.469 | 0.868 | 1.41 | 2.11 | 2.487 | 2.931 | 3.367 | 3.76 | 4.078 | 4.502 | 4.916 | 5.314 | 5.697 | 6.07 | 6.382 | 6.736 | 7.055 | 7.334 | 7.578 | 7.821 | 7.987 | 8.107 | 8.187 | 8.235 | 8.419 | 8.567 | 8.692 | 8.8 | 8.892
System Transformation | Lct_BB007 | Number | SHEPD | Sloy |  | 0.982 | 1.817 | 2.953 | 4.419 | 5.204 | 6.123 | 7.022 | 7.827 | 8.47 | 9.355 | 10.217 | 11.05 | 11.85 | 12.631 | 13.284 | 14.025 | 14.693 | 15.281 | 15.794 | 16.31 | 16.666 | 16.929 | 17.106 | 17.219 | 17.609 | 17.923 | 18.191 | 18.423 | 18.622
System Transformation | Lct_BB007 | Number | SHEPD | St Fergus Gas Terminal |  | 1.334 | 2.264 | 3.448 | 4.906 | 5.882 | 7.062 | 8.285 | 9.478 | 10.568 | 11.971 | 13.417 | 14.9 | 16.419 | 17.993 | 19.396 | 21.004 | 22.588 | 24.131 | 25.641 | 27.128 | 28.408 | 29.579 | 30.647 | 31.64 | 32.729 | 33.698 | 34.595 | 35.442 | 36.241
System Transformation | Lct_BB007 | Number | SHEPD | St Fillans |  | 1.057 | 1.792 | 2.729 | 3.882 | 4.654 | 5.588 | 6.555 | 7.499 | 8.362 | 9.469 | 10.609 | 11.778 | 12.974 | 14.213 | 15.318 | 16.583 | 17.828 | 19.041 | 20.227 | 21.395 | 22.399 | 23.316 | 24.152 | 24.928 | 25.784 | 26.544 | 27.248 | 27.912 | 28.538
System Transformation | Lct_BB007 | Number | SHEPD | Strichen |  | 4.959 | 8.417 | 12.822 | 18.243 | 21.869 | 26.258 | 30.806 | 35.241 | 39.296 | 44.512 | 49.89 | 55.404 | 61.051 | 66.905 | 72.121 | 78.1 | 83.987 | 89.725 | 95.339 | 100.869 | 105.632 | 109.983 | 113.954 | 117.647 | 121.697 | 125.298 | 128.636 | 131.784 | 134.754
System Transformation | Lct_BB007 | Number | SHEPD | Tarland |  | 5.584 | 9.478 | 14.439 | 20.544 | 24.627 | 29.569 | 34.69 | 39.685 | 44.25 | 50.124 | 56.18 | 62.389 | 68.748 | 75.34 | 81.214 | 87.947 | 94.576 | 101.037 | 107.36 | 113.586 | 118.949 | 123.85 | 128.321 | 132.479 | 137.041 | 141.096 | 144.854 | 148.399 | 151.743
System Transformation | Lct_BB007 | Number | SHEPD | Taynuilt |  | 10.359 | 19.173 | 31.164 | 46.638 | 54.912 | 64.617 | 74.101 | 82.597 | 89.387 | 98.72 | 107.817 | 116.605 | 125.055 | 133.297 | 140.184 | 148 | 155.055 | 161.257 | 166.671 | 172.113 | 175.878 | 178.645 | 180.518 | 181.708 | 185.825 | 189.142 | 191.963 | 194.412 | 196.515
System Transformation | Lct_BB007 | Number | SHEPD | Thurso |  | 15.309 | 28.316 | 46.006 | 68.826 | 81.138 | 95.612 | 109.825 | 122.651 | 133.032 | 146.875 | 160.357 | 173.366 | 185.861 | 198.034 | 208.204 | 219.742 | 230.141 | 239.261 | 247.202 | 255.125 | 260.548 | 264.482 | 267.08 | 268.66 | 274.661 | 279.477 | 283.555 | 287.08 | 290.091
System Transformation | Lct_BB007 | Number | SHEPD | Tummel Bridge |  | 5.336 | 9.052 | 13.784 | 19.605 | 23.502 | 28.218 | 33.106 | 37.873 | 42.23 | 47.82 | 53.58 | 59.482 | 65.522 | 71.781 | 77.357 | 83.748 | 90.037 | 96.162 | 102.152 | 108.048 | 113.121 | 117.752 | 121.972 | 125.894 | 130.214 | 134.053 | 137.609 | 140.961 | 144.122
System Transformation | Lct_BB007 | Number | SHEPD | Willowdale |  | 7.796 | 13.233 | 20.159 | 28.682 | 34.382 | 41.282 | 48.432 | 55.406 | 61.78 | 69.981 | 78.436 | 87.105 | 95.983 | 105.186 | 113.387 | 122.787 | 132.043 | 141.063 | 149.89 | 158.583 | 166.071 | 172.913 | 179.155 | 184.961 | 191.329 | 196.991 | 202.238 | 207.187 | 211.856
System Transformation | Lct_BB007 | Number | SHEPD | Woodhill |  | 12.481 | 21.185 | 32.273 | 45.918 | 55.045 | 66.091 | 77.538 | 88.702 | 98.906 | 112.037 | 125.572 | 139.451 | 153.665 | 168.398 | 181.528 | 196.576 | 211.395 | 225.836 | 239.967 | 253.885 | 265.873 | 276.826 | 286.819 | 296.114 | 306.31 | 315.374 | 323.774 | 331.698 | 339.172
System Transformation | Lct_BB007 | Number | SPD | Ayr |  | 10.445 | 16.68 | 24.117 | 32.794 | 39.76 | 48.331 | 57.471 | 66.725 | 75.622 | 86.604 | 98.118 | 110.127 | 122.628 | 135.78 | 147.629 | 161.237 | 174.868 | 188.395 | 201.867 | 215.038 | 226.703 | 237.595 | 247.757 | 257.401 | 266.979 | 275.61 | 283.693 | 291.388 | 298.716
System Transformation | Lct_BB007 | Number | SPD | Bainsford |  | 5.863 | 9.392 | 13.62 | 18.569 | 22.492 | 27.312 | 32.439 | 37.616 | 42.575 | 48.76 | 55.245 | 62.008 | 69.05 | 76.459 | 83.166 | 90.869 | 98.591 | 106.26 | 113.903 | 121.397 | 128.045 | 134.261 | 140.068 | 145.586 | 151.051 | 155.981 | 160.604 | 165.009 | 169.208
System Transformation | Lct_BB007 | Number | SPD | Bathgate |  | 8.767 | 14.046 | 20.368 | 27.77 | 33.635 | 40.843 | 48.512 | 56.254 | 63.67 | 72.919 | 82.617 | 92.731 | 103.262 | 114.341 | 124.371 | 135.891 | 147.439 | 158.908 | 170.339 | 181.544 | 191.486 | 200.782 | 209.467 | 217.719 | 225.891 | 233.264 | 240.177 | 246.765 | 253.044
System Transformation | Lct_BB007 | Number | SPD | Berwick |  | 4.087 | 6.526 | 9.435 | 12.83 | 15.556 | 18.909 | 22.485 | 26.105 | 29.586 | 33.883 | 38.388 | 43.086 | 47.977 | 53.123 | 57.759 | 63.083 | 68.416 | 73.708 | 78.979 | 84.132 | 88.696 | 92.957 | 96.933 | 100.706 | 104.454 | 107.83 | 110.993 | 114.003 | 116.87
System Transformation | Lct_BB007 | Number | SPD | Bonnybridge |  | 14.573 | 23.347 | 33.855 | 46.158 | 55.908 | 67.889 | 80.636 | 93.504 | 105.83 | 121.204 | 137.324 | 154.136 | 171.64 | 190.056 | 206.728 | 225.876 | 245.071 | 264.134 | 283.134 | 301.76 | 318.285 | 333.736 | 348.173 | 361.889 | 375.472 | 387.727 | 399.218 | 410.168 | 420.606
System Transformation | Lct_BB007 | Number | SPD | Braehead Park |  | 7.572 | 12.092 | 17.483 | 23.774 | 28.824 | 35.038 | 41.664 | 48.372 | 54.822 | 62.783 | 71.131 | 79.836 | 88.9 | 98.434 | 107.024 | 116.889 | 126.771 | 136.577 | 146.344 | 155.892 | 164.349 | 172.245 | 179.612 | 186.603 | 193.547 | 199.804 | 205.664 | 211.242 | 216.555
System Transformation | Lct_BB007 | Number | SPD | Broxburn |  | 13.199 | 21.077 | 30.475 | 41.44 | 50.242 | 61.073 | 72.623 | 84.316 | 95.558 | 109.435 | 123.986 | 139.16 | 154.957 | 171.577 | 186.549 | 203.745 | 220.969 | 238.062 | 255.086 | 271.73 | 286.47 | 300.233 | 313.075 | 325.261 | 337.365 | 348.27 | 358.484 | 368.208 | 377.468
System Transformation | Lct_BB007 | Number | SPD | Carntyne |  | 5.097 | 8.139 | 11.768 | 16.002 | 19.401 | 23.583 | 28.043 | 32.558 | 36.9 | 42.258 | 47.877 | 53.736 | 59.836 | 66.254 | 72.036 | 78.675 | 85.327 | 91.927 | 98.501 | 104.928 | 110.619 | 115.934 | 120.893 | 125.598 | 130.272 | 134.483 | 138.428 | 142.182 | 145.758
System Transformation | Lct_BB007 | Number | SPD | Carsfad |  | 0 | 0 | 0 | 0 | 0 | 0 | 0 | 0 | 0 | 0 | 0 | 0 | 0 | 0 | 0 | 0 | 0 | 0 | 0 | 0 | 0 | 0 | 0 | 0 | 0 | 0 | 0 | 0 | 0
System Transformation | Lct_BB007 | Number | SPD | Chapelcross |  | 9.933 | 9.2 | 13.302 | 18.088 | 21.93 | 26.658 | 31.699 | 36.803 | 41.71 | 47.767 | 54.118 | 60.741 | 67.637 | 74.891 | 81.427 | 88.932 | 96.45 | 103.911 | 111.342 | 118.607 | 125.041 | 131.048 | 136.653 | 141.972 | 147.255 | 152.015 | 156.474 | 160.718 | 164.76
System Transformation | Lct_BB007 | Number | SPD | Charlotte Street |  | 5.082 | 8.116 | 11.735 | 15.957 | 19.346 | 23.517 | 27.964 | 32.467 | 36.796 | 42.139 | 47.742 | 53.585 | 59.668 | 66.067 | 71.833 | 78.454 | 85.086 | 91.668 | 98.223 | 104.632 | 110.308 | 115.608 | 120.553 | 125.245 | 129.906 | 134.105 | 138.038 | 141.782 | 145.348
System Transformation | Lct_BB007 | Number | SPD | Clyde’s Mill |  | 16.897 | 26.983 | 39.013 | 53.051 | 64.319 | 78.185 | 92.97 | 107.94 | 122.333 | 140.098 | 158.725 | 178.15 | 198.374 | 219.65 | 238.818 | 260.831 | 282.882 | 304.764 | 326.557 | 347.864 | 366.734 | 384.354 | 400.793 | 416.394 | 431.889 | 445.85 | 458.926 | 471.375 | 483.229 | GSP also referred to as Westburn Road
System Transformation | Lct_BB007 | Number | SPD | Coatbridge |  | 14.267 | 22.783 | 32.94 | 44.793 | 54.307 | 66.014 | 78.498 | 91.137 | 103.29 | 118.29 | 134.017 | 150.419 | 167.495 | 185.459 | 201.643 | 220.229 | 238.848 | 257.324 | 275.725 | 293.715 | 309.648 | 324.524 | 338.405 | 351.577 | 364.66 | 376.448 | 387.489 | 398 | 408.009
System Transformation | Lct_BB007 | Number | SPD | Cockenzie |  | 11.777 | 18.807 | 27.192 | 36.976 | 44.831 | 54.495 | 64.8 | 75.234 | 85.266 | 97.648 | 110.631 | 124.171 | 138.267 | 153.096 | 166.456 | 181.799 | 197.169 | 212.421 | 227.611 | 242.462 | 255.614 | 267.895 | 279.354 | 290.227 | 301.027 | 310.758 | 319.872 | 328.549 | 336.812
System Transformation | Lct_BB007 | Number | SPD | Coylton |  | 9.468 | 15.119 | 21.86 | 29.725 | 36.039 | 43.808 | 52.093 | 60.48 | 68.545 | 78.499 | 88.936 | 99.82 | 111.152 | 123.073 | 133.813 | 146.147 | 158.503 | 170.764 | 182.975 | 194.914 | 205.487 | 215.359 | 224.571 | 233.312 | 241.994 | 249.816 | 257.143 | 264.118 | 270.761
System Transformation | Lct_BB007 | Number | SPD | Crookston A |  | 2.948 | 4.763 | 6.958 | 9.55 | 11.674 | 14.315 | 17.183 | 20.15 | 23.084 | 26.752 | 30.656 | 34.789 | 39.151 | 43.796 | 48.135 | 53.127 | 58.211 | 63.344 | 68.54 | 73.639 | 78.277 | 82.694 | 86.897 | 90.953 | 94.684 | 98.097 | 101.331 | 104.441 | 107.432
System Transformation | Lct_BB007 | Number | SPD | Crookston B |  | 2.112 | 3.412 | 4.984 | 6.841 | 8.363 | 10.255 | 12.309 | 14.435 | 16.537 | 19.164 | 21.962 | 24.922 | 28.047 | 31.375 | 34.483 | 38.059 | 41.702 | 45.379 | 49.101 | 52.754 | 56.076 | 59.241 | 62.252 | 65.157 | 67.83 | 70.275 | 72.592 | 74.82 | 76.963
System Transformation | Lct_BB007 | Number | SPD | Cumbernauld |  | 7.917 | 12.683 | 18.392 | 25.076 | 30.372 | 36.881 | 43.806 | 50.796 | 57.493 | 65.844 | 74.602 | 83.735 | 93.244 | 103.249 | 112.306 | 122.708 | 133.136 | 143.492 | 153.814 | 163.932 | 172.91 | 181.304 | 189.146 | 196.598 | 203.977 | 210.634 | 216.877 | 222.826 | 228.496
System Transformation | Lct_BB007 | Number | SPD | Cupar |  | 9.751 | 15.621 | 22.652 | 30.885 | 37.408 | 45.425 | 53.954 | 62.564 | 70.811 | 81.098 | 91.884 | 103.133 | 114.845 | 127.167 | 138.322 | 151.134 | 163.978 | 176.733 | 189.445 | 201.908 | 212.965 | 223.303 | 232.963 | 242.14 | 251.229 | 259.429 | 267.118 | 274.444 | 281.428
System Transformation | Lct_BB007 | Number | SPD | Currie |  | 3.902 | 6.231 | 9.009 | 12.25 | 14.853 | 18.054 | 21.469 | 24.925 | 28.249 | 32.351 | 36.653 | 41.138 | 45.809 | 50.721 | 55.148 | 60.231 | 65.323 | 70.376 | 75.409 | 80.329 | 84.686 | 88.755 | 92.551 | 96.154 | 99.732 | 102.956 | 105.975 | 108.85 | 111.587
System Transformation | Lct_BB007 | Number | SPD | Dalmarnock |  | 7.32 | 11.689 | 16.901 | 22.982 | 27.863 | 33.87 | 40.275 | 46.759 | 52.994 | 60.69 | 68.759 | 77.175 | 85.936 | 95.152 | 103.456 | 112.992 | 122.544 | 132.024 | 141.465 | 150.695 | 158.869 | 166.502 | 173.624 | 180.382 | 187.094 | 193.142 | 198.807 | 204.2 | 209.335
System Transformation | Lct_BB007 | Number | SPD | Devol Moor |  | 4.552 | 7.269 | 10.51 | 14.292 | 17.328 | 21.063 | 25.046 | 29.079 | 32.957 | 37.743 | 42.761 | 47.994 | 53.443 | 59.174 | 64.338 | 70.268 | 76.209 | 82.104 | 87.975 | 93.716 | 98.799 | 103.546 | 107.975 | 112.178 | 116.352 | 120.113 | 123.636 | 126.99 | 130.183
System Transformation | Lct_BB007 | Number | SPD | Devonside |  | 13.847 | 22.184 | 32.168 | 43.859 | 53.123 | 64.507 | 76.619 | 88.846 | 100.558 | 115.166 | 130.483 | 146.458 | 163.09 | 180.588 | 196.429 | 214.623 | 232.862 | 250.976 | 269.029 | 286.727 | 302.429 | 317.11 | 330.828 | 343.86 | 356.767 | 368.411 | 379.33 | 389.735 | 399.652
System Transformation | Lct_BB007 | Number | SPD | Dewar Place |  | 8.302 | 13.258 | 19.168 | 26.065 | 31.602 | 38.414 | 45.679 | 53.034 | 60.105 | 68.834 | 77.986 | 87.53 | 97.467 | 107.92 | 117.338 | 128.153 | 138.988 | 149.739 | 160.447 | 170.915 | 180.187 | 188.844 | 196.921 | 204.586 | 212.199 | 219.058 | 225.483 | 231.599 | 237.424
System Transformation | Lct_BB007 | Number | SPD | Drumchapel |  | 21.645 | 34.676 | 50.283 | 68.558 | 83.039 | 100.834 | 119.766 | 138.879 | 157.187 | 180.02 | 203.963 | 228.934 | 254.932 | 282.284 | 307.046 | 335.487 | 363.997 | 392.31 | 420.53 | 448.195 | 472.739 | 495.688 | 517.13 | 537.502 | 557.677 | 575.879 | 592.947 | 609.21 | 624.713
System Transformation | Lct_BB007 | Number | SPD | Drumcross |  | 4.281 | 6.859 | 9.946 | 13.561 | 16.425 | 19.945 | 23.69 | 27.471 | 31.092 | 35.609 | 40.345 | 45.284 | 50.427 | 55.837 | 60.735 | 66.361 | 72 | 77.601 | 83.183 | 88.655 | 93.51 | 98.049 | 102.291 | 106.32 | 110.311 | 113.911 | 117.287 | 120.504 | 123.571
System Transformation | Lct_BB007 | Number | SPD | Dumfries 11 |  | 0 | 0 | 0 | 0 | 0 | 0 | 0 | 0 | 0 | 0 | 0 | 0 | 0 | 0 | 0 | 0 | 0 | 0 | 0 | 0 | 0 | 0 | 0 | 0 | 0 | 0 | 0 | 0 | 0
System Transformation | Lct_BB007 | Number | SPD | Dumfries 33 |  | 16.593 | 28.226 | 43.073 | 61.37 | 73.205 | 87.416 | 101.933 | 115.817 | 128.152 | 143.892 | 159.855 | 175.951 | 192.16 | 208.701 | 222.938 | 239.209 | 254.86 | 269.72 | 283.882 | 297.775 | 309.181 | 319.193 | 327.93 | 335.721 | 345.868 | 354.664 | 362.648 | 370.039 | 376.875
System Transformation | Lct_BB007 | Number | SPD | Dumfries ICI |  | 2.832 | 4.818 | 7.352 | 10.475 | 12.495 | 14.921 | 17.399 | 19.768 | 21.874 | 24.56 | 27.285 | 30.033 | 32.799 | 35.623 | 38.053 | 40.83 | 43.501 | 46.038 | 48.455 | 50.826 | 52.773 | 54.482 | 55.973 | 57.303 | 59.035 | 60.536 | 61.899 | 63.161 | 64.328
System Transformation | Lct_BB007 | Number | SPD | Dunbar |  | 0 | 0 | 0 | 0 | 0 | 0 | 0 | 0 | 0 | 0 | 0 | 0 | 0 | 0 | 0 | 0 | 0 | 0 | 0 | 0 | 0 | 0 | 0 | 0 | 0 | 0 | 0 | 0 | 0
System Transformation | Lct_BB007 | Number | SPD | Dunbar A |  | 3.789 | 6.051 | 8.749 | 11.897 | 14.425 | 17.534 | 20.85 | 24.207 | 27.435 | 31.419 | 35.596 | 39.953 | 44.488 | 49.26 | 53.558 | 58.495 | 63.44 | 68.348 | 73.235 | 78.014 | 82.246 | 86.197 | 89.884 | 93.383 | 96.858 | 99.988 | 102.921 | 105.713 | 108.371
System Transformation | Lct_BB007 | Number | SPD | Dunbar B |  | 1.548 | 2.472 | 3.574 | 4.859 | 5.892 | 7.162 | 8.516 | 9.887 | 11.206 | 12.833 | 14.539 | 16.319 | 18.171 | 20.12 | 21.876 | 23.892 | 25.912 | 27.917 | 29.913 | 31.865 | 33.593 | 35.207 | 36.713 | 38.142 | 39.562 | 40.84 | 42.038 | 43.178 | 44.264
System Transformation | Lct_BB007 | Number | SPD | Dunfermline |  | 9.812 | 15.72 | 22.796 | 31.08 | 37.645 | 45.712 | 54.295 | 62.96 | 71.259 | 81.611 | 92.465 | 103.785 | 115.572 | 127.971 | 139.197 | 152.09 | 165.015 | 177.851 | 190.644 | 203.185 | 214.313 | 224.716 | 234.437 | 243.672 | 252.818 | 261.07 | 268.808 | 276.181 | 283.209
System Transformation | Lct_BB007 | Number | SPD | Earlstoun |  | 0 | 0 | 0 | 0 | 0 | 0 | 0 | 0 | 0 | 0 | 0 | 0 | 0 | 0 | 0 | 0 | 0 | 0 | 0 | 0 | 0 | 0 | 0 | 0 | 0 | 0 | 0 | 0 | 0
System Transformation | Lct_BB007 | Number | SPD | East Kilbride |  | 13.146 | 20.993 | 30.352 | 41.273 | 50.04 | 60.827 | 72.33 | 83.976 | 95.174 | 108.995 | 123.486 | 138.599 | 154.334 | 170.886 | 185.798 | 202.924 | 220.08 | 237.104 | 254.059 | 270.636 | 285.316 | 299.024 | 311.814 | 323.951 | 336.006 | 346.868 | 357.041 | 366.726 | 375.948
System Transformation | Lct_BB007 | Number | SPD | East Kilbride South |  | 12.71 | 20.296 | 29.345 | 39.903 | 48.379 | 58.808 | 69.93 | 81.189 | 92.015 | 105.378 | 119.388 | 134 | 149.212 | 165.215 | 179.632 | 196.19 | 212.776 | 229.235 | 245.627 | 261.654 | 275.848 | 289.1 | 301.466 | 313.2 | 324.855 | 335.356 | 345.192 | 354.555 | 363.472
System Transformation | Lct_BB007 | Number | SPD | Easterhouse |  | 20.592 | 32.882 | 47.543 | 64.649 | 78.382 | 95.279 | 113.297 | 131.539 | 149.079 | 170.728 | 193.427 | 217.1 | 241.746 | 267.673 | 291.032 | 317.858 | 344.729 | 371.396 | 397.954 | 423.92 | 446.915 | 468.387 | 488.421 | 507.432 | 526.315 | 543.328 | 559.264 | 574.434 | 588.88
System Transformation | Lct_BB007 | Number | SPD | Eccles |  | 6.667 | 10.647 | 15.393 | 20.932 | 25.378 | 30.849 | 36.683 | 42.589 | 48.268 | 55.278 | 62.627 | 70.292 | 78.272 | 86.666 | 94.229 | 102.915 | 111.615 | 120.249 | 128.848 | 137.255 | 144.701 | 151.653 | 158.139 | 164.295 | 170.409 | 175.917 | 181.077 | 185.988 | 190.666
System Transformation | Lct_BB007 | Number | SPD | Elderslie |  | 12.354 | 19.728 | 28.524 | 38.787 | 47.026 | 57.164 | 67.974 | 78.919 | 89.442 | 102.431 | 116.05 | 130.253 | 145.039 | 160.595 | 174.609 | 190.704 | 206.826 | 222.825 | 238.759 | 254.338 | 268.134 | 281.016 | 293.036 | 304.443 | 315.772 | 325.979 | 335.54 | 344.641 | 353.309
System Transformation | Lct_BB007 | Number | SPD | Erskine |  | 6.87 | 10.97 | 15.861 | 21.568 | 26.149 | 31.786 | 37.798 | 43.883 | 49.735 | 56.957 | 64.53 | 72.428 | 80.65 | 89.3 | 97.093 | 106.042 | 115.007 | 123.903 | 132.763 | 141.426 | 149.098 | 156.261 | 162.945 | 169.287 | 175.587 | 181.263 | 186.579 | 191.64 | 196.459
System Transformation | Lct_BB007 | Number | SPD | Finnieston |  | 3.573 | 5.724 | 8.301 | 11.318 | 13.708 | 16.646 | 19.771 | 22.926 | 25.948 | 29.718 | 33.67 | 37.793 | 42.084 | 46.6 | 50.687 | 55.382 | 60.089 | 64.763 | 69.421 | 73.988 | 78.04 | 81.828 | 85.368 | 88.731 | 92.061 | 95.066 | 97.884 | 100.569 | 103.128
System Transformation | Lct_BB007 | Number | SPD | Galashiels |  | 7.289 | 11.639 | 16.829 | 22.884 | 27.745 | 33.726 | 40.104 | 46.561 | 52.77 | 60.433 | 68.468 | 76.847 | 85.571 | 94.748 | 103.017 | 112.512 | 122.024 | 131.463 | 140.864 | 150.055 | 158.195 | 165.795 | 172.887 | 179.616 | 186.3 | 192.322 | 197.963 | 203.333 | 208.446
System Transformation | Lct_BB007 | Number | SPD | Giffnock |  | 21.335 | 34.069 | 49.259 | 66.983 | 81.211 | 98.717 | 117.386 | 136.286 | 154.459 | 176.89 | 200.408 | 224.935 | 250.471 | 277.334 | 301.535 | 329.329 | 357.171 | 384.8 | 412.317 | 439.219 | 463.045 | 485.291 | 506.049 | 525.746 | 545.31 | 562.938 | 579.448 | 595.166 | 610.134
System Transformation | Lct_BB007 | Number | SPD | Glenlee |  | 0 | 0 | 0 | 0 | 0 | 0 | 0 | 0 | 0 | 0 | 0 | 0 | 0 | 0 | 0 | 0 | 0 | 0 | 0 | 0 | 0 | 0 | 0 | 0 | 0 | 0 | 0 | 0 | 0
System Transformation | Lct_BB007 | Number | SPD | Glenluce |  | 3.7 | 5.909 | 8.544 | 11.618 | 14.086 | 17.122 | 20.36 | 23.638 | 26.79 | 30.681 | 34.76 | 39.014 | 43.443 | 48.103 | 52.3 | 57.121 | 61.95 | 66.742 | 71.515 | 76.181 | 80.314 | 84.172 | 87.773 | 91.189 | 94.582 | 97.64 | 100.503 | 103.23 | 105.826
System Transformation | Lct_BB007 | Number | SPD | Glenniston |  | 5.683 | 9.104 | 13.202 | 18 | 21.802 | 26.475 | 31.445 | 36.464 | 41.271 | 47.266 | 53.552 | 60.108 | 66.934 | 74.116 | 80.617 | 88.084 | 95.57 | 103.004 | 110.413 | 117.677 | 124.121 | 130.147 | 135.776 | 141.125 | 146.422 | 151.201 | 155.683 | 159.953 | 164.023
System Transformation | Lct_BB007 | Number | SPD | Glenrothes |  | 8.544 | 13.687 | 19.848 | 27.061 | 32.777 | 39.801 | 47.274 | 54.818 | 62.045 | 71.058 | 80.508 | 90.365 | 100.627 | 111.423 | 121.197 | 132.423 | 143.677 | 154.853 | 165.992 | 176.912 | 186.6 | 195.658 | 204.122 | 212.163 | 220.126 | 227.311 | 234.048 | 240.468 | 246.587
System Transformation | Lct_BB007 | Number | SPD | Gorgie |  | 8.404 | 13.421 | 19.405 | 26.387 | 31.991 | 38.888 | 46.242 | 53.688 | 60.847 | 69.683 | 78.947 | 88.609 | 98.669 | 109.251 | 118.785 | 129.734 | 140.701 | 151.585 | 162.425 | 173.023 | 182.409 | 191.172 | 199.349 | 207.109 | 214.816 | 221.76 | 228.264 | 234.455 | 240.352
System Transformation | Lct_BB007 | Number | SPD | Govan |  | 7.731 | 12.346 | 17.85 | 24.273 | 29.429 | 35.773 | 42.538 | 49.387 | 55.972 | 64.1 | 72.623 | 81.511 | 90.764 | 100.499 | 109.269 | 119.341 | 129.43 | 139.442 | 149.413 | 159.162 | 167.796 | 175.858 | 183.38 | 190.517 | 197.607 | 203.995 | 209.978 | 215.673 | 221.097
System Transformation | Lct_BB007 | Number | SPD | Grangemouth A |  | 4.674 | 7.287 | 10.305 | 13.727 | 16.731 | 20.454 | 24.471 | 28.597 | 32.64 | 37.457 | 42.522 | 47.82 | 53.349 | 59.181 | 64.523 | 70.662 | 76.841 | 83.002 | 89.168 | 95.177 | 100.536 | 105.566 | 110.284 | 114.782 | 119.175 | 123.151 | 126.888 | 130.457 | 133.866
System Transformation | Lct_BB007 | Number | SPD | Grangemouth C |  | 3.377 | 5.265 | 7.445 | 9.917 | 12.088 | 14.778 | 17.679 | 20.661 | 23.581 | 27.062 | 30.721 | 34.548 | 38.544 | 42.757 | 46.616 | 51.052 | 55.516 | 59.967 | 64.421 | 68.763 | 72.635 | 76.269 | 79.678 | 82.927 | 86.101 | 88.974 | 91.674 | 94.252 | 96.715
System Transformation | Lct_BB007 | Number | SPD | Haggs Road |  | 10.782 | 17.218 | 24.894 | 33.851 | 41.041 | 49.889 | 59.323 | 68.875 | 78.059 | 89.395 | 101.28 | 113.676 | 126.581 | 140.156 | 152.387 | 166.433 | 180.504 | 194.466 | 208.373 | 221.969 | 234.009 | 245.252 | 255.742 | 265.697 | 275.584 | 284.492 | 292.836 | 300.779 | 308.344
System Transformation | Lct_BB007 | Number | SPD | Hawick |  | 6.073 | 9.698 | 14.021 | 19.066 | 23.116 | 28.1 | 33.414 | 38.793 | 43.966 | 50.351 | 57.046 | 64.027 | 71.296 | 78.942 | 85.831 | 93.743 | 101.668 | 109.532 | 117.365 | 125.022 | 131.804 | 138.137 | 144.045 | 149.652 | 155.221 | 160.239 | 164.938 | 169.412 | 173.673
System Transformation | Lct_BB007 | Number | SPD | Helensburgh |  | 5.81 | 9.308 | 13.498 | 18.403 | 22.29 | 27.067 | 32.149 | 37.28 | 42.194 | 48.324 | 54.751 | 61.454 | 68.432 | 75.774 | 82.422 | 90.056 | 97.709 | 105.309 | 112.884 | 120.311 | 126.899 | 133.059 | 138.815 | 144.284 | 149.699 | 154.585 | 159.167 | 163.533 | 167.694
System Transformation | Lct_BB007 | Number | SPD | Hunterston Farm |  | 1.312 | 2.094 | 3.028 | 4.118 | 4.992 | 6.069 | 7.216 | 8.378 | 9.495 | 10.874 | 12.32 | 13.828 | 15.398 | 17.049 | 18.537 | 20.245 | 21.957 | 23.655 | 25.347 | 27.001 | 28.465 | 29.833 | 31.109 | 32.32 | 33.523 | 34.606 | 35.621 | 36.587 | 37.508
System Transformation | Lct_BB007 | Number | SPD | Inverkeithing |  | 13.897 | 22.264 | 32.284 | 44.017 | 53.315 | 64.74 | 76.896 | 89.167 | 100.922 | 115.582 | 130.955 | 146.987 | 163.68 | 181.241 | 197.139 | 215.399 | 233.704 | 251.883 | 270.001 | 287.764 | 303.523 | 318.257 | 332.024 | 345.104 | 358.057 | 369.743 | 380.702 | 391.144 | 401.097
System Transformation | Lct_BB007 | Number | SPD | Johnstone |  | 12.724 | 20.319 | 29.377 | 39.948 | 48.433 | 58.874 | 70.008 | 81.28 | 92.118 | 105.495 | 119.521 | 134.149 | 149.378 | 165.399 | 179.833 | 196.409 | 213.013 | 229.491 | 245.901 | 261.946 | 276.155 | 289.423 | 301.802 | 313.55 | 325.218 | 335.73 | 345.577 | 354.951 | 363.877
System Transformation | Lct_BB007 | Number | SPD | Kaimes |  | 27.147 | 43.35 | 62.677 | 85.229 | 103.333 | 125.609 | 149.363 | 173.412 | 196.535 | 225.076 | 255.001 | 286.21 | 318.701 | 352.881 | 383.676 | 419.041 | 454.467 | 489.622 | 524.635 | 558.866 | 589.182 | 617.488 | 643.9 | 668.963 | 693.857 | 716.286 | 737.294 | 757.293 | 776.339
System Transformation | Lct_BB007 | Number | SPD | Kendoon |  | 0 | 0 | 0 | 0 | 0 | 0 | 0 | 0 | 0 | 0 | 0 | 0 | 0 | 0 | 0 | 0 | 0 | 0 | 0 | 0 | 0 | 0 | 0 | 0 | 0 | 0 | 0 | 0 | 0
System Transformation | Lct_BB007 | Number | SPD | Kilbowie 11 |  | 2.045 | 3.228 | 4.618 | 6.218 | 7.533 | 9.15 | 10.871 | 12.61 | 14.277 | 16.341 | 18.504 | 20.758 | 23.103 | 25.568 | 27.808 | 30.382 | 32.961 | 35.523 | 38.075 | 40.575 | 42.792 | 44.864 | 46.799 | 48.638 | 50.464 | 52.112 | 53.657 | 55.13 | 56.533
System Transformation | Lct_BB007 | Number | SPD | Kilbowie 33 |  | 4.888 | 7.716 | 11.037 | 14.861 | 18.005 | 21.869 | 25.983 | 30.138 | 34.123 | 39.057 | 44.226 | 49.612 | 55.216 | 61.108 | 66.464 | 72.615 | 78.78 | 84.902 | 91.003 | 96.977 | 102.276 | 107.228 | 111.853 | 116.247 | 120.612 | 124.55 | 128.244 | 131.763 | 135.118
System Transformation | Lct_BB007 | Number | SPD | Killermont |  | 18.866 | 30.225 | 43.829 | 59.758 | 72.38 | 87.891 | 104.393 | 121.053 | 137.011 | 156.913 | 177.783 | 199.549 | 222.21 | 246.051 | 267.635 | 292.424 | 317.275 | 341.954 | 366.552 | 390.666 | 412.06 | 432.063 | 450.753 | 468.51 | 486.095 | 501.961 | 516.838 | 531.014 | 544.527
System Transformation | Lct_BB007 | Number | SPD | Kilmarnock South |  | 11.081 | 17.696 | 25.585 | 34.791 | 42.181 | 51.275 | 60.971 | 70.788 | 80.227 | 91.878 | 104.094 | 116.833 | 130.096 | 144.049 | 156.62 | 171.056 | 185.517 | 199.868 | 214.16 | 228.134 | 240.509 | 252.064 | 262.845 | 273.076 | 283.238 | 292.394 | 300.97 | 309.134 | 316.908
System Transformation | Lct_BB007 | Number | SPD | Kilmarnock Town |  | 14.101 | 22.518 | 32.557 | 44.271 | 53.675 | 65.246 | 77.585 | 90.076 | 102.088 | 116.913 | 132.457 | 148.668 | 165.545 | 183.3 | 199.296 | 217.666 | 236.067 | 254.328 | 272.515 | 290.296 | 306.043 | 320.746 | 334.466 | 347.484 | 360.415 | 372.066 | 382.978 | 393.366 | 403.259
System Transformation | Lct_BB007 | Number | SPD | Kilwinning |  | 16.441 | 26.255 | 37.96 | 51.618 | 62.583 | 76.074 | 90.46 | 105.026 | 119.03 | 136.315 | 154.439 | 173.341 | 193.019 | 213.72 | 232.371 | 253.789 | 275.245 | 296.536 | 317.741 | 338.473 | 356.834 | 373.977 | 389.973 | 405.153 | 420.23 | 433.813 | 446.537 | 458.649 | 470.184
System Transformation | Lct_BB007 | Number | SPD | Lesmahagow |  | 0 | 0 | 0 | 6.496 | 7.876 | 9.573 | 11.384 | 13.217 | 14.979 | 17.155 | 19.435 | 21.814 | 24.29 | 26.895 | 29.243 | 31.938 | 34.638 | 37.317 | 39.986 | 42.595 | 44.906 | 47.063 | 49.076 | 50.986 | 52.884 | 54.593 | 56.194 | 57.718 | 59.17
System Transformation | Lct_BB007 | Number | SPD | Leven |  | 9.767 | 15.647 | 22.689 | 30.935 | 37.47 | 45.499 | 54.042 | 62.666 | 70.928 | 81.231 | 92.035 | 103.302 | 115.034 | 127.375 | 138.549 | 151.382 | 164.247 | 177.023 | 189.756 | 202.24 | 213.315 | 223.67 | 233.345 | 242.538 | 251.641 | 259.855 | 267.556 | 274.895 | 281.89
System Transformation | Lct_BB007 | Number | SPD | Linnmill |  | 15.916 | 25.415 | 36.747 | 43.472 | 52.707 | 64.069 | 76.185 | 88.451 | 100.246 | 114.803 | 130.067 | 145.986 | 162.558 | 179.993 | 195.7 | 213.739 | 231.808 | 249.74 | 267.598 | 285.059 | 300.522 | 314.96 | 328.431 | 341.215 | 353.913 | 365.353 | 376.069 | 386.269 | 395.984
System Transformation | Lct_BB007 | Number | SPD | Livingston East |  | 11.858 | 18.935 | 27.377 | 37.228 | 45.136 | 54.866 | 65.242 | 75.746 | 85.846 | 98.313 | 111.384 | 125.016 | 139.209 | 154.139 | 167.59 | 183.037 | 198.511 | 213.867 | 229.16 | 244.113 | 257.355 | 269.719 | 281.256 | 292.203 | 303.077 | 312.874 | 322.05 | 330.786 | 339.105
System Transformation | Lct_BB007 | Number | SPD | Maybole |  | 3.151 | 5.031 | 7.275 | 9.892 | 11.993 | 14.579 | 17.336 | 20.127 | 22.811 | 26.124 | 29.597 | 33.219 | 36.99 | 40.958 | 44.532 | 48.636 | 52.748 | 56.829 | 60.892 | 64.865 | 68.384 | 71.669 | 74.735 | 77.644 | 80.533 | 83.137 | 85.575 | 87.896 | 90.107
System Transformation | Lct_BB007 | Number | SPD | Moffat |  | 0 | 6.662 | 9.632 | 13.098 | 15.88 | 19.304 | 22.954 | 26.65 | 30.204 | 34.59 | 39.189 | 43.985 | 48.979 | 54.231 | 58.964 | 64.399 | 69.843 | 75.246 | 80.627 | 85.888 | 90.547 | 94.897 | 98.956 | 102.808 | 106.633 | 110.08 | 113.309 | 116.382 | 119.309
System Transformation | Lct_BB007 | Number | SPD | Newarthill |  | 24.32 | 38.836 | 56.151 | 76.354 | 92.573 | 112.529 | 133.809 | 155.354 | 176.07 | 201.638 | 228.447 | 256.406 | 285.514 | 316.135 | 343.723 | 375.406 | 407.143 | 438.637 | 470.004 | 500.671 | 527.83 | 553.188 | 576.85 | 599.303 | 621.605 | 641.698 | 660.519 | 678.436 | 695.498
System Transformation | Lct_BB007 | Number | SPD | Newton Stewart |  | 1.72 | 2.746 | 3.971 | 5.4 | 6.546 | 7.958 | 9.463 | 10.986 | 12.451 | 14.259 | 16.155 | 18.132 | 20.191 | 22.356 | 24.307 | 26.547 | 28.792 | 31.019 | 33.237 | 35.406 | 37.326 | 39.12 | 40.793 | 42.381 | 43.958 | 45.379 | 46.71 | 47.977 | 49.183
System Transformation | Lct_BB007 | Number | SPD | Paisley |  | 5.113 | 8.166 | 11.806 | 16.054 | 19.464 | 23.66 | 28.134 | 32.664 | 37.02 | 42.396 | 48.033 | 53.911 | 60.031 | 66.47 | 72.27 | 78.932 | 85.605 | 92.227 | 98.822 | 105.27 | 110.98 | 116.312 | 121.287 | 126.008 | 130.697 | 134.922 | 138.879 | 142.646 | 146.234
System Transformation | Lct_BB007 | Number | SPD | Partick |  | 9.724 | 15.578 | 22.589 | 30.799 | 37.305 | 45.299 | 53.804 | 62.39 | 70.615 | 80.873 | 91.629 | 102.847 | 114.527 | 126.814 | 137.938 | 150.715 | 163.523 | 176.243 | 188.92 | 201.348 | 212.375 | 222.684 | 232.317 | 241.469 | 250.532 | 258.709 | 266.377 | 273.683 | 280.648
System Transformation | Lct_BB007 | Number | SPD | Port Dundas |  | 7.155 | 11.463 | 16.623 | 22.664 | 27.451 | 33.333 | 39.592 | 45.91 | 51.962 | 59.511 | 67.426 | 75.68 | 84.275 | 93.317 | 101.503 | 110.904 | 120.329 | 129.689 | 139.018 | 148.163 | 156.277 | 163.863 | 170.951 | 177.686 | 184.355 | 190.372 | 196.015 | 201.391 | 206.516
System Transformation | Lct_BB007 | Number | SPD | Portobello |  | 22.973 | 36.685 | 53.04 | 72.124 | 87.445 | 106.295 | 126.397 | 146.748 | 166.316 | 190.468 | 215.793 | 242.203 | 269.698 | 298.623 | 324.683 | 354.61 | 384.589 | 414.339 | 443.968 | 472.936 | 498.59 | 522.544 | 544.895 | 566.105 | 587.171 | 606.151 | 623.929 | 640.853 | 656.97
System Transformation | Lct_BB007 | Number | SPD | Ravenscraig |  | 1.377 | 2.199 | 3.179 | 4.323 | 5.242 | 6.372 | 7.577 | 8.797 | 9.97 | 11.418 | 12.936 | 14.519 | 16.167 | 17.901 | 19.463 | 21.257 | 23.054 | 24.837 | 26.614 | 28.35 | 29.888 | 31.324 | 32.664 | 33.935 | 35.198 | 36.336 | 37.401 | 38.416 | 39.382
System Transformation | Lct_BB007 | Number | SPD | Redhouse |  | 7.955 | 12.745 | 18.481 | 25.198 | 30.521 | 37.061 | 44.02 | 51.044 | 57.774 | 66.166 | 74.966 | 84.144 | 93.7 | 103.753 | 112.854 | 123.307 | 133.786 | 144.192 | 154.564 | 164.733 | 173.754 | 182.189 | 190.07 | 197.557 | 204.972 | 211.662 | 217.936 | 223.913 | 229.611
System Transformation | Lct_BB007 | Number | SPD | Saltcoats A |  | 1.869 | 2.904 | 4.094 | 5.436 | 6.65 | 8.162 | 9.806 | 11.511 | 13.201 | 15.165 | 17.233 | 19.398 | 21.662 | 24.051 | 26.248 | 28.774 | 31.32 | 33.864 | 36.413 | 38.888 | 41.1 | 43.179 | 45.132 | 46.996 | 48.806 | 50.447 | 51.99 | 53.464 | 54.874
System Transformation | Lct_BB007 | Number | SPD | Saltcoats B |  | 3.321 | 5.16 | 7.273 | 9.657 | 11.815 | 14.501 | 17.422 | 20.451 | 23.453 | 26.942 | 30.616 | 34.463 | 38.484 | 42.729 | 46.633 | 51.12 | 55.644 | 60.162 | 64.691 | 69.089 | 73.019 | 76.712 | 80.181 | 83.493 | 86.709 | 89.623 | 92.365 | 94.985 | 97.489
System Transformation | Lct_BB007 | Number | SPD | Shrubhill |  | 12.753 | 20.364 | 29.444 | 40.038 | 48.543 | 59.007 | 70.166 | 81.463 | 92.326 | 105.733 | 119.791 | 134.452 | 149.716 | 165.773 | 180.239 | 196.852 | 213.494 | 230.009 | 246.457 | 262.538 | 276.779 | 290.077 | 302.484 | 314.258 | 325.952 | 336.489 | 346.358 | 355.753 | 364.699
System Transformation | Lct_BB007 | Number | SPD | Sighthill |  | 22.736 | 36.306 | 52.493 | 71.38 | 86.542 | 105.199 | 125.093 | 145.234 | 164.6 | 188.503 | 213.566 | 239.703 | 266.915 | 295.541 | 321.332 | 350.951 | 380.621 | 410.063 | 439.387 | 468.056 | 493.446 | 517.152 | 539.273 | 560.263 | 581.112 | 599.897 | 617.491 | 634.241 | 650.191
System Transformation | Lct_BB007 | Number | SPD | Spango Valley |  | 6.368 | 10.169 | 14.703 | 19.993 | 24.239 | 29.465 | 35.037 | 40.678 | 46.102 | 52.797 | 59.817 | 67.138 | 74.76 | 82.777 | 90.001 | 98.297 | 106.607 | 114.854 | 123.067 | 131.097 | 138.208 | 144.848 | 151.044 | 156.923 | 162.762 | 168.024 | 172.952 | 177.643 | 182.11
System Transformation | Lct_BB007 | Number | SPD | St Andrews Cross |  | 7.923 | 12.652 | 18.293 | 24.875 | 30.159 | 36.66 | 43.593 | 50.612 | 57.361 | 65.691 | 74.425 | 83.533 | 93.016 | 102.992 | 111.98 | 122.302 | 132.641 | 142.901 | 153.12 | 163.111 | 171.959 | 180.221 | 187.929 | 195.244 | 202.51 | 209.056 | 215.187 | 221.024 | 226.583
System Transformation | Lct_BB007 | Number | SPD | Stirling |  | 9.257 | 14.83 | 21.505 | 29.321 | 35.514 | 43.125 | 51.222 | 59.396 | 67.226 | 76.991 | 87.231 | 97.911 | 109.03 | 120.727 | 131.318 | 143.481 | 155.674 | 167.783 | 179.852 | 191.684 | 202.181 | 211.996 | 221.166 | 229.879 | 238.507 | 246.292 | 253.592 | 260.547 | 267.177
System Transformation | Lct_BB007 | Number | SPD | Strathaven |  | 12.737 | 20.339 | 29.407 | 39.987 | 48.481 | 58.933 | 70.077 | 81.36 | 92.209 | 105.6 | 119.64 | 134.282 | 149.527 | 165.563 | 180.011 | 196.604 | 213.225 | 229.719 | 246.146 | 262.206 | 276.43 | 289.71 | 302.102 | 313.861 | 325.541 | 336.064 | 345.92 | 355.303 | 364.239
System Transformation | Lct_BB007 | Number | SPD | Strathleven |  | 8.075 | 12.937 | 18.759 | 25.577 | 30.979 | 37.618 | 44.681 | 51.812 | 58.642 | 67.16 | 76.093 | 85.409 | 95.108 | 105.312 | 114.55 | 125.16 | 135.796 | 146.359 | 156.887 | 167.208 | 176.365 | 184.927 | 192.926 | 200.526 | 208.053 | 214.843 | 221.211 | 227.278 | 233.062
System Transformation | Lct_BB007 | Number | SPD | Telford Road |  | 9.596 | 15.324 | 22.157 | 30.129 | 36.528 | 44.403 | 52.8 | 61.302 | 69.476 | 79.565 | 90.144 | 101.176 | 112.662 | 124.745 | 135.631 | 148.132 | 160.655 | 173.083 | 185.46 | 197.561 | 208.277 | 218.284 | 227.62 | 236.48 | 245.28 | 253.209 | 260.636 | 267.705 | 274.438
System Transformation | Lct_BB007 | Number | SPD | Tongland |  | 4.315 | 6.891 | 9.963 | 13.548 | 16.426 | 19.967 | 23.743 | 27.566 | 31.241 | 35.778 | 40.535 | 45.496 | 50.661 | 56.094 | 60.989 | 66.611 | 72.242 | 77.831 | 83.396 | 88.838 | 93.657 | 98.156 | 102.355 | 106.339 | 110.296 | 113.861 | 117.201 | 120.38 | 123.407
System Transformation | Lct_BB007 | Number | SPD | West George Street |  | 3.799 | 6.086 | 8.826 | 12.033 | 14.575 | 17.698 | 21.021 | 24.375 | 27.589 | 31.597 | 35.799 | 40.182 | 44.745 | 49.545 | 53.892 | 58.883 | 63.887 | 68.857 | 73.81 | 78.666 | 82.974 | 87.001 | 90.765 | 94.341 | 97.881 | 101.076 | 104.072 | 106.926 | 109.647
System Transformation | Lct_BB007 | Number | SPD | Westfield |  | 9.102 | 14.581 | 21.144 | 28.829 | 34.918 | 42.401 | 50.362 | 58.399 | 66.098 | 75.699 | 85.767 | 96.268 | 107.2 | 118.702 | 129.114 | 141.074 | 153.062 | 164.968 | 176.835 | 188.468 | 198.789 | 208.439 | 217.456 | 226.022 | 234.506 | 242.16 | 249.337 | 256.176 | 262.695
System Transformation | Lct_BB007 | Number | SPD | Whitehouse |  | 17.031 | 27.197 | 39.323 | 53.471 | 64.829 | 78.805 | 93.708 | 108.796 | 123.303 | 141.209 | 159.983 | 179.563 | 199.948 | 221.392 | 240.712 | 262.9 | 285.125 | 307.181 | 329.147 | 350.623 | 369.643 | 387.402 | 403.972 | 419.697 | 435.315 | 449.386 | 462.566 | 475.113 | 487.062
System Transformation | Lct_BB007 | Number | SPD | Wishaw |  | 19.628 | 31.344 | 45.319 | 61.625 | 74.715 | 90.822 | 107.997 | 125.386 | 142.105 | 162.742 | 184.379 | 206.945 | 230.438 | 255.152 | 277.418 | 302.989 | 328.604 | 354.023 | 379.339 | 404.09 | 426.01 | 446.477 | 465.574 | 483.696 | 501.696 | 517.913 | 533.103 | 547.564 | 561.335
System Transformation | Lct_BB007 | Number | SPM | Birkenhead |  | 102.163 | 153.031 | 208.019 | 266.486 | 337.339 | 428.687 | 533.639 | 649.552 | 773.044 | 872.877 | 975.209 | 1079.545 | 1185.791 | 1295.352 | 1396.313 | 1512.018 | 1625.954 | 1736.981 | 1845.618 | 1934.437 | 2006.96 | 2070.325 | 2125.322 | 2174.096 | 2234.003 | 2284.87 | 2330.242 | 2371.554 | 2409.082
System Transformation | Lct_BB007 | Number | SPM | Capenhurst |  | 96.37 | 144.354 | 196.224 | 251.376 | 318.212 | 404.38 | 503.382 | 612.722 | 729.212 | 823.384 | 919.914 | 1018.334 | 1118.556 | 1221.905 | 1317.141 | 1426.286 | 1533.762 | 1638.494 | 1740.971 | 1824.754 | 1893.165 | 1952.937 | 2004.815 | 2050.823 | 2107.334 | 2155.317 | 2198.116 | 2237.085 | 2272.486
System Transformation | Lct_BB007 | Number | SPM | Carrington |  | 93.607 | 137.273 | 182.493 | 228.382 | 296.638 | 386.395 | 492.562 | 613.428 | 746.329 | 847.962 | 953.254 | 1061.766 | 1173.446 | 1289.734 | 1398.534 | 1523.408 | 1647.885 | 1770.778 | 1892.571 | 1990.912 | 2073.123 | 2146.422 | 2211.531 | 2270.6 | 2336.303 | 2392.719 | 2443.525 | 2490.209 | 2533.044
System Transformation | Lct_BB007 | Number | SPM | Connah's Quay |  | 93.287 | 151.155 | 221.409 | 304.617 | 375.908 | 465.555 | 564.636 | 669.412 | 775.721 | 868.101 | 961.141 | 1054.28 | 1147.369 | 1241.695 | 1328.733 | 1428.266 | 1524.496 | 1616.394 | 1704.495 | 1778.518 | 1836.852 | 1886.2 | 1927.387 | 1962.453 | 2016.796 | 2062.991 | 2104.238 | 2141.829 | 2176.014
System Transformation | Lct_BB007 | Number | SPM | Fiddlers Ferry |  | 114.509 | 165.503 | 216.568 | 266.377 | 341.419 | 439.152 | 553.142 | 681.059 | 819.652 | 928.327 | 1040.321 | 1155.131 | 1272.678 | 1394.496 | 1507.319 | 1636.709 | 1764.877 | 1890.568 | 2014.326 | 2115.25 | 2198.708 | 2272.433 | 2337.24 | 2395.442 | 2463.241 | 2521.166 | 2573.112 | 2620.65 | 2664.079
System Transformation | Lct_BB007 | Number | SPM | Frodsham |  | 109.946 | 164.689 | 223.866 | 286.786 | 363.038 | 461.344 | 574.291 | 699.034 | 831.933 | 939.371 | 1049.499 | 1161.783 | 1276.123 | 1394.03 | 1502.682 | 1627.202 | 1749.817 | 1869.302 | 1986.215 | 2081.8 | 2159.848 | 2228.04 | 2287.226 | 2339.715 | 2404.186 | 2458.929 | 2507.757 | 2552.216 | 2592.602
System Transformation | Lct_BB007 | Number | SPM | Kirkby (_D) |  | 69.477 | 100.417 | 131.4 | 161.622 | 207.152 | 266.451 | 335.613 | 413.225 | 497.315 | 563.252 | 631.204 | 700.863 | 772.184 | 846.096 | 914.549 | 993.056 | 1070.82 | 1147.082 | 1222.17 | 1283.405 | 1334.042 | 1378.774 | 1418.095 | 1453.409 | 1494.544 | 1529.69 | 1561.207 | 1590.051 | 1616.401
System Transformation | Lct_BB007 | Number | SPM | Legacy |  | 125.733 | 203.224 | 297.03 | 407.863 | 498.567 | 611.364 | 733.799 | 860.512 | 985.787 | 1100.107 | 1214.536 | 1328.339 | 1441.301 | 1555.012 | 1658.951 | 1777.686 | 1891.45 | 1998.987 | 2100.986 | 2187.799 | 2254.921 | 2310.671 | 2356.126 | 2393.827 | 2457.714 | 2511.546 | 2559.239 | 2602.385 | 2641.297
System Transformation | Lct_BB007 | Number | SPM | Lister Drive |  | 249.255 | 360.255 | 471.409 | 579.831 | 743.176 | 955.913 | 1204.039 | 1482.478 | 1784.159 | 2020.713 | 2264.494 | 2514.403 | 2770.272 | 3035.437 | 3281.019 | 3562.668 | 3841.654 | 4115.249 | 4384.635 | 4604.321 | 4785.985 | 4946.464 | 5087.532 | 5214.222 | 5361.8 | 5487.888 | 5600.959 | 5704.438 | 5798.969
System Transformation | Lct_BB007 | Number | SPM | Pentir |  | 63.465 | 102.605 | 149.998 | 206.007 | 254.884 | 316.521 | 384.958 | 457.714 | 531.994 | 595.792 | 660.146 | 724.677 | 789.286 | 854.862 | 915.506 | 984.874 | 1052.087 | 1116.432 | 1178.275 | 1230.008 | 1270.941 | 1305.699 | 1334.846 | 1359.788 | 1397.749 | 1430.08 | 1458.994 | 1485.387 | 1509.43
System Transformation | Lct_BB007 | Number | SPM | Rainhill |  | 39.927 | 57.708 | 75.514 | 92.881 | 119.047 | 153.125 | 192.872 | 237.474 | 285.799 | 323.692 | 362.743 | 402.775 | 443.762 | 486.238 | 525.577 | 570.694 | 615.384 | 659.21 | 702.362 | 737.553 | 766.654 | 792.36 | 814.957 | 835.252 | 858.892 | 879.09 | 897.202 | 913.778 | 928.921
System Transformation | Lct_BB007 | Number | SPM | St. Asaph |  | 17.72 | 28.648 | 41.881 | 57.519 | 71.166 | 88.376 | 107.484 | 127.798 | 148.538 | 166.351 | 184.32 | 202.338 | 220.377 | 238.686 | 255.619 | 274.987 | 293.754 | 311.72 | 328.987 | 343.431 | 354.86 | 364.565 | 372.703 | 379.667 | 390.266 | 399.293 | 407.367 | 414.736 | 421.449
System Transformation | Lct_BB007 | Number | SPM | Trawsfynydd |  | 81.008 | 133.346 | 198.014 | 275.717 | 336.967 | 413.117 | 495.74 | 581.209 | 665.656 | 742.603 | 819.566 | 896.044 | 971.894 | 1048.182 | 1117.945 | 1197.633 | 1273.92 | 1345.962 | 1414.225 | 1472.33 | 1517.154 | 1554.301 | 1584.5 | 1609.466 | 1652.506 | 1688.789 | 1720.949 | 1750.056 | 1776.318
System Transformation | Lct_BB007 | Number | SPM | Wylfa |  | 19.435 | 31.91 | 47.282 | 65.711 | 79.358 | 96.059 | 113.703 | 131.356 | 148.066 | 164.655 | 181.122 | 197.353 | 213.31 | 229.224 | 243.627 | 260.057 | 275.601 | 290.083 | 303.606 | 315.772 | 325.062 | 332.684 | 338.798 | 343.773 | 352.988 | 360.761 | 367.654 | 373.895 | 379.53
System Transformation | Lct_BB007 | Number | SPN | Beddington (_J) |  | 258.922 | 390.542 | 534.644 | 689.874 | 878.274 | 1122.331 | 1404.744 | 1719.035 | 2056.608 | 2335.847 | 2624.973 | 2922.77 | 3229.092 | 3547.887 | 3845.622 | 4187.31 | 4527.651 | 4863.385 | 5195.851 | 5475.571 | 5711.782 | 5924.172 | 6114.602 | 6288.903 | 6480.251 | 6646.334 | 6797.275 | 6937.145 | 7066.656
System Transformation | Lct_BB007 | Number | SPN | Bolney |  | 394.68 | 597.191 | 820.149 | 1061.68 | 1327.934 | 1667.46 | 2051.082 | 2467.079 | 2901.495 | 3277.84 | 3663.958 | 4057.996 | 4459.617 | 4874.121 | 5255.952 | 5693.589 | 6124.889 | 6545.549 | 6957.516 | 7309.92 | 7602.295 | 7861.307 | 8089.721 | 8295.499 | 8539.661 | 8750.095 | 8940.209 | 9115.413 | 9276.687
System Transformation | Lct_BB007 | Number | SPN | Canterbury |  | 56.872 | 87.051 | 120.928 | 158.335 | 199.323 | 251.909 | 311.878 | 377.578 | 446.966 | 505.737 | 566.203 | 628.083 | 691.333 | 756.78 | 817.456 | 887.031 | 955.851 | 1023.24 | 1089.494 | 1145.757 | 1192.706 | 1234.501 | 1271.564 | 1305.132 | 1344.081 | 1377.749 | 1408.243 | 1436.411 | 1462.405
System Transformation | Lct_BB007 | Number | SPN | Chessington |  | 182.729 | 275.617 | 377.313 | 486.863 | 619.823 | 792.06 | 991.367 | 1213.171 | 1451.405 | 1648.473 | 1852.517 | 2062.681 | 2278.86 | 2503.843 | 2713.963 | 2955.102 | 3195.289 | 3432.226 | 3666.857 | 3864.263 | 4030.964 | 4180.853 | 4315.246 | 4438.254 | 4573.294 | 4690.504 | 4797.027 | 4895.737 | 4987.137
System Transformation | Lct_BB007 | Number | SPN | Kemsley |  | 59.463 | 93.458 | 133.166 | 178.654 | 220.131 | 272.198 | 329.587 | 390.081 | 451.228 | 507.225 | 564.143 | 621.672 | 679.742 | 739.138 | 793.595 | 855.936 | 916.747 | 975.399 | 1032.2 | 1081.053 | 1120.727 | 1155.224 | 1184.997 | 1211.252 | 1245.339 | 1274.424 | 1300.478 | 1324.295 | 1346.028
System Transformation | Lct_BB007 | Number | SPN | Kingsnorth |  | 139.05 | 213.473 | 297.422 | 390.549 | 489.965 | 617.104 | 761.393 | 918.628 | 1083.72 | 1225.708 | 1371.684 | 1520.966 | 1673.439 | 1831.104 | 1977.208 | 2144.725 | 2310.3 | 2472.298 | 2631.442 | 2766.281 | 2878.54 | 2978.283 | 3066.537 | 3146.302 | 3239.037 | 3318.985 | 3391.232 | 3457.829 | 3519.147
System Transformation | Lct_BB007 | Number | SPN | Littlebrook (_J) |  | 68.148 | 102.791 | 140.718 | 181.574 | 231.161 | 295.397 | 369.728 | 452.449 | 541.298 | 614.794 | 690.892 | 769.272 | 849.895 | 933.802 | 1012.166 | 1102.098 | 1191.675 | 1280.04 | 1367.545 | 1441.168 | 1503.338 | 1559.239 | 1609.36 | 1655.236 | 1705.599 | 1749.312 | 1789.039 | 1825.853 | 1859.94
System Transformation | Lct_BB007 | Number | SPN | Ninfield |  | 187.594 | 283.849 | 389.822 | 504.623 | 631.176 | 792.554 | 974.892 | 1172.618 | 1379.098 | 1557.978 | 1741.502 | 1928.791 | 2119.684 | 2316.7 | 2498.187 | 2706.199 | 2911.198 | 3111.141 | 3306.951 | 3474.451 | 3613.418 | 3736.528 | 3845.095 | 3942.902 | 4058.954 | 4158.975 | 4249.337 | 4332.613 | 4409.267
System Transformation | Lct_BB007 | Number | SPN | Northfleet East |  | 107.609 | 165.204 | 230.172 | 302.242 | 379.179 | 477.571 | 589.234 | 710.917 | 838.68 | 948.563 | 1061.532 | 1177.06 | 1295.057 | 1417.073 | 1530.141 | 1659.781 | 1787.917 | 1913.287 | 2036.446 | 2140.797 | 2227.672 | 2304.863 | 2373.162 | 2434.891 | 2506.658 | 2568.529 | 2624.44 | 2675.979 | 2723.432
System Transformation | Lct_BB007 | Number | SPN | Richborough |  | 87.515 | 133.952 | 186.082 | 243.643 | 306.716 | 387.634 | 479.914 | 581.012 | 687.786 | 778.222 | 871.266 | 966.487 | 1063.815 | 1164.524 | 1257.892 | 1364.952 | 1470.852 | 1574.549 | 1676.5 | 1763.076 | 1835.321 | 1899.635 | 1956.667 | 2008.322 | 2068.255 | 2120.063 | 2166.987 | 2210.331 | 2250.33
System Transformation | Lct_BB007 | Number | SPN | Sellindge |  | 102.308 | 159.63 | 225.896 | 301.109 | 371.394 | 459.727 | 557.27 | 660.311 | 764.733 | 859.466 | 955.717 | 1052.963 | 1151.083 | 1251.404 | 1342.978 | 1447.794 | 1549.917 | 1648.286 | 1743.423 | 1825.905 | 1892.881 | 1951.111 | 2001.36 | 2045.664 | 2103.698 | 2153.307 | 2197.814 | 2238.564 | 2275.807
System Transformation | Lct_BB007 | Number | SPN | West Weybridge |  | 123.236 | 185.882 | 254.468 | 328.351 | 418.022 | 534.183 | 668.6 | 818.19 | 978.86 | 1111.767 | 1249.379 | 1391.118 | 1536.914 | 1688.648 | 1830.357 | 1992.986 | 2154.974 | 2314.77 | 2473.01 | 2606.145 | 2718.572 | 2819.661 | 2910.298 | 2993.257 | 3084.331 | 3163.38 | 3235.222 | 3301.794 | 3363.436
System Transformation | Lct_BB007 | Number | South Wales | Aberthaw |  | 125.509 | 190.759 | 263.152 | 342.18 | 435.265 | 555.765 | 695.062 | 849.914 | 1016.048 | 1145.442 | 1277.69 | 1412.125 | 1548.611 | 1688.966 | 1821.034 | 1972.399 | 2121.528 | 2266.932 | 2409.285 | 2524.257 | 2617.878 | 2699.479 | 2770.104 | 2832.56 | 2915.452 | 2986.804 | 3051.197 | 3110.482 | 3164.994
System Transformation | Lct_BB007 | Number | South Wales | Alpha Steel (Uskmouth) |  | 7.355 | 11.179 | 15.421 | 20.053 | 25.507 | 32.569 | 40.732 | 49.807 | 59.543 | 67.125 | 74.875 | 82.754 | 90.752 | 98.977 | 106.717 | 115.587 | 124.326 | 132.847 | 141.19 | 147.927 | 153.414 | 158.196 | 162.334 | 165.994 | 170.852 | 175.033 | 178.807 | 182.281 | 185.476
System Transformation | Lct_BB007 | Number | South Wales | Cardiff East |  | 47.168 | 71.689 | 98.895 | 128.594 | 163.576 | 208.862 | 261.211 | 319.406 | 381.84 | 430.468 | 480.168 | 530.689 | 581.982 | 634.729 | 684.361 | 741.246 | 797.29 | 851.934 | 905.432 | 948.639 | 983.823 | 1014.489 | 1041.031 | 1064.502 | 1095.654 | 1122.468 | 1146.668 | 1168.948 | 1189.434
System Transformation | Lct_BB007 | Number | South Wales | Grange |  | 10.28 | 16.524 | 24.032 | 32.854 | 41.361 | 52.275 | 64.723 | 78.36 | 92.765 | 104.337 | 116.112 | 128.028 | 140.07 | 152.401 | 163.941 | 177.16 | 190.115 | 202.674 | 214.899 | 224.879 | 232.932 | 239.895 | 245.865 | 251.092 | 258.331 | 264.541 | 270.13 | 275.261 | 279.967
System Transformation | Lct_BB007 | Number | South Wales | Imperial Park |  | 2.682 | 4.309 | 6.264 | 8.561 | 10.561 | 13.075 | 15.851 | 18.785 | 21.759 | 24.351 | 26.962 | 29.575 | 32.188 | 34.835 | 37.284 | 40.085 | 42.794 | 45.382 | 47.866 | 49.954 | 51.603 | 52.999 | 54.167 | 55.164 | 56.7 | 58.007 | 59.175 | 60.241 | 61.212
System Transformation | Lct_BB007 | Number | South Wales | Pembroke |  | 64.58 | 103.764 | 150.86 | 206.174 | 254.333 | 314.868 | 381.729 | 452.38 | 524.001 | 586.422 | 649.292 | 712.234 | 775.147 | 838.9 | 897.876 | 965.322 | 1030.565 | 1092.908 | 1152.713 | 1203.003 | 1242.7 | 1276.336 | 1304.465 | 1328.465 | 1365.451 | 1396.931 | 1425.069 | 1450.741 | 1474.113
System Transformation | Lct_BB007 | Number | South Wales | Pyle |  | 38.964 | 62.629 | 91.087 | 124.523 | 156.766 | 198.132 | 245.31 | 296.999 | 351.594 | 395.454 | 440.085 | 485.248 | 530.89 | 577.625 | 621.366 | 671.467 | 720.567 | 768.168 | 814.505 | 852.33 | 882.854 | 909.245 | 931.869 | 951.683 | 979.118 | 1002.655 | 1023.838 | 1043.288 | 1061.121
System Transformation | Lct_BB007 | Number | South Wales | Rassau |  | 101.75 | 163.486 | 237.689 | 324.839 | 400.717 | 496.092 | 601.437 | 712.752 | 825.595 | 923.942 | 1022.998 | 1122.167 | 1221.289 | 1321.736 | 1414.655 | 1520.921 | 1623.715 | 1721.941 | 1816.167 | 1895.401 | 1957.947 | 2010.941 | 2055.261 | 2093.074 | 2151.347 | 2200.947 | 2245.28 | 2285.727 | 2322.551
System Transformation | Lct_BB007 | Number | South Wales | Swansea North |  | 272.285 | 437.493 | 636.064 | 869.279 | 1072.331 | 1327.558 | 1609.463 | 1907.345 | 2209.316 | 2472.496 | 2737.572 | 3002.951 | 3268.206 | 3537.005 | 3785.66 | 4070.03 | 4345.11 | 4607.965 | 4860.116 | 5072.149 | 5239.525 | 5381.339 | 5499.938 | 5601.129 | 5757.069 | 5889.799 | 6008.436 | 6116.674 | 6215.216
System Transformation | Lct_BB007 | Number | South Wales | Upper Boat 132kV |  | 71.718 | 109.003 | 150.37 | 195.528 | 248.718 | 317.575 | 397.171 | 485.657 | 580.589 | 654.527 | 730.096 | 806.914 | 884.905 | 965.107 | 1040.573 | 1127.066 | 1212.281 | 1295.367 | 1376.711 | 1442.408 | 1495.904 | 1542.533 | 1582.889 | 1618.578 | 1665.944 | 1706.715 | 1743.511 | 1777.387 | 1808.537
System Transformation | Lct_BB007 | Number | South Wales | Upper Boat 33kV |  | 22.504 | 34.203 | 47.183 | 61.353 | 78.043 | 99.648 | 124.624 | 152.389 | 182.177 | 205.377 | 229.089 | 253.193 | 277.665 | 302.831 | 326.511 | 353.651 | 380.389 | 406.46 | 431.984 | 452.599 | 469.385 | 484.016 | 496.679 | 507.877 | 522.74 | 535.533 | 547.079 | 557.708 | 567.482
System Transformation | Lct_BB007 | Number | South Wales | Uskmouth |  | 111.732 | 169.819 | 234.266 | 304.619 | 387.485 | 494.758 | 618.765 | 756.619 | 904.516 | 1019.706 | 1137.437 | 1257.115 | 1378.619 | 1503.568 | 1621.138 | 1755.888 | 1888.647 | 2018.09 | 2144.817 | 2247.168 | 2330.512 | 2403.156 | 2466.028 | 2521.628 | 2595.421 | 2658.941 | 2716.266 | 2769.042 | 2817.571
System Transformation | Lct_BB007 | Number | South Western | Abham |  | 202.633 | 310.693 | 432.338 | 567.019 | 705.597 | 881.413 | 1078.496 | 1290.319 | 1509.315 | 1693.236 | 1879.43 | 2066.842 | 2255.21 | 2447.105 | 2621.671 | 2821.372 | 3015.064 | 3200.7 | 3379.321 | 3528.018 | 3645.766 | 3745.824 | 3829.809 | 3901.749 | 4007.557 | 4097.058 | 4176.625 | 4248.842 | 4314.214
System Transformation | Lct_BB007 | Number | South Western | Alverdiscott |  | 118.004 | 180.934 | 251.774 | 330.206 | 410.908 | 513.295 | 628.068 | 751.424 | 878.957 | 986.065 | 1094.496 | 1203.636 | 1313.333 | 1425.084 | 1526.743 | 1643.04 | 1755.838 | 1863.943 | 1967.964 | 2054.559 | 2123.13 | 2181.399 | 2230.309 | 2272.203 | 2333.821 | 2385.942 | 2432.278 | 2474.334 | 2512.404
System Transformation | Lct_BB007 | Number | South Western | Axminster |  | 90.675 | 137.629 | 189.604 | 246.212 | 310.089 | 392.071 | 485.622 | 588.181 | 696.577 | 784.494 | 874.179 | 965.17 | 1057.367 | 1152.004 | 1239.186 | 1339.043 | 1436.896 | 1531.749 | 1624.074 | 1699.546 | 1760.464 | 1813.146 | 1858.319 | 1897.891 | 1950.44 | 1995.111 | 2034.995 | 2071.344 | 2104.399
System Transformation | Lct_BB007 | Number | South Western | Bridgewater |  | 106.793 | 165.21 | 231.893 | 306.701 | 378.92 | 469.851 | 570.559 | 677.311 | 785.931 | 879.957 | 974.753 | 1069.755 | 1164.815 | 1261.245 | 1348.624 | 1448.522 | 1544.896 | 1636.706 | 1724.501 | 1798.149 | 1855.824 | 1904.325 | 1944.504 | 1978.43 | 2031.077 | 2075.406 | 2114.655 | 2150.14 | 2182.121
System Transformation | Lct_BB007 | Number | South Western | Exeter |  | 132.412 | 203.024 | 282.514 | 370.522 | 461.077 | 575.965 | 704.751 | 843.168 | 986.272 | 1106.457 | 1228.127 | 1350.592 | 1473.683 | 1599.078 | 1713.149 | 1843.645 | 1970.214 | 2091.519 | 2208.24 | 2305.408 | 2382.351 | 2447.734 | 2502.615 | 2549.624 | 2618.765 | 2677.251 | 2729.244 | 2776.435 | 2819.152
System Transformation | Lct_BB007 | Number | South Western | Indian Queens |  | 214.49 | 328.872 | 457.635 | 600.197 | 746.883 | 932.987 | 1141.602 | 1365.819 | 1597.63 | 1792.313 | 1989.402 | 2187.78 | 2387.17 | 2590.293 | 2775.073 | 2986.459 | 3191.485 | 3387.983 | 3577.056 | 3734.454 | 3859.091 | 3965.004 | 4053.903 | 4130.052 | 4242.052 | 4336.79 | 4421.012 | 4497.455 | 4566.652
System Transformation | Lct_BB007 | Number | South Western | Landulph |  | 78.534 | 120.415 | 167.561 | 219.759 | 273.468 | 341.609 | 417.992 | 500.088 | 584.964 | 656.247 | 728.41 | 801.045 | 874.05 | 948.423 | 1016.079 | 1093.477 | 1168.547 | 1240.493 | 1309.721 | 1367.352 | 1412.987 | 1451.767 | 1484.317 | 1512.198 | 1553.206 | 1587.894 | 1618.732 | 1646.721 | 1672.057
System Transformation | Lct_BB007 | Number | South Western | Seabank |  | 104.356 | 157.168 | 214.833 | 276.78 | 350.279 | 445.016 | 553.825 | 673.952 | 801.885 | 903.743 | 1007.791 | 1113.501 | 1220.764 | 1331.01 | 1432.89 | 1549.608 | 1664.2 | 1775.509 | 1884.074 | 1971.869 | 2042.799 | 2104.19 | 2156.883 | 2203.089 | 2263.922 | 2315.601 | 2361.717 | 2403.723 | 2441.899
System Transformation | Lct_BB007 | Number | South Western | Taunton |  | 62.425 | 95.643 | 132.991 | 174.293 | 217.716 | 273.018 | 335.378 | 402.85 | 473.135 | 531.389 | 590.498 | 650.134 | 710.222 | 771.576 | 827.594 | 891.702 | 954.077 | 1014.067 | 1071.996 | 1119.879 | 1158.001 | 1190.559 | 1218.057 | 1241.767 | 1275.61 | 1304.272 | 1329.778 | 1352.953 | 1373.954
System Transformation | Lct_BB007 | Number | West Midlands | Bishops Wood |  | 269.908 | 411.089 | 568.285 | 740.487 | 929.95 | 1172.481 | 1448.139 | 1749.025 | 2065.521 | 2328.984 | 2598.347 | 2872.259 | 3150.447 | 3436.613 | 3701.142 | 4004.231 | 4302.076 | 4591.678 | 4874.425 | 5108.455 | 5299.402 | 5466.125 | 5610.717 | 5738.849 | 5900.756 | 6038.987 | 6162.868 | 6276.172 | 6379.613
System Transformation | Lct_BB007 | Number | West Midlands | Bushbury |  | 79.504 | 121.09 | 167.393 | 218.117 | 273.925 | 345.365 | 426.562 | 515.191 | 608.417 | 686.023 | 765.366 | 846.049 | 927.992 | 1012.285 | 1090.204 | 1179.481 | 1267.214 | 1352.519 | 1435.805 | 1504.74 | 1560.985 | 1610.095 | 1652.686 | 1690.428 | 1738.12 | 1778.837 | 1815.327 | 1848.702 | 1879.171
System Transformation | Lct_BB007 | Number | West Midlands | Bustleholme |  | 91.254 | 136.474 | 185.211 | 236.87 | 298.834 | 378.483 | 469.585 | 569.714 | 675.834 | 765.193 | 857.23 | 951.528 | 1048.021 | 1147.97 | 1240.652 | 1346.94 | 1452.19 | 1555.371 | 1656.929 | 1742.255 | 1813.398 | 1876.687 | 1932.766 | 1983.519 | 2041.945 | 2092.308 | 2137.814 | 2179.757 | 2218.371
System Transformation | Lct_BB007 | Number | West Midlands | Cellarhead |  | 199.744 | 304.049 | 420.072 | 547.05 | 689.784 | 873.168 | 1082.768 | 1312.953 | 1556.702 | 1759.484 | 1967.714 | 2180.406 | 2397.386 | 2621.508 | 2829.318 | 3067.555 | 3302.786 | 3532.682 | 3758.28 | 3945.468 | 4099.975 | 4236.251 | 4355.828 | 4463.029 | 4591.412 | 4701.504 | 4800.539 | 4891.442 | 4974.753
System Transformation | Lct_BB007 | Number | West Midlands | Feckenham |  | 188.281 | 281.582 | 382.139 | 488.726 | 616.574 | 780.912 | 968.88 | 1175.473 | 1394.427 | 1578.797 | 1768.695 | 1963.258 | 2162.348 | 2368.568 | 2559.796 | 2779.098 | 2996.256 | 3209.145 | 3418.687 | 3594.738 | 3741.524 | 3872.108 | 3987.812 | 4092.53 | 4213.078 | 4316.99 | 4410.882 | 4497.422 | 4577.092
System Transformation | Lct_BB007 | Number | West Midlands | Hams Hall |  | 96.255 | 143.954 | 195.362 | 249.852 | 315.212 | 399.227 | 495.322 | 600.939 | 712.875 | 807.132 | 904.214 | 1003.68 | 1105.461 | 1210.888 | 1308.649 | 1420.764 | 1531.782 | 1640.617 | 1747.742 | 1837.745 | 1912.787 | 1979.545 | 2038.697 | 2092.232 | 2153.86 | 2206.983 | 2254.984 | 2299.226 | 2339.955
System Transformation | Lct_BB007 | Number | West Midlands | Iron Acton |  | 269.464 | 394.992 | 524.861 | 656.509 | 848.918 | 1101.151 | 1398.159 | 1734.744 | 2103.13 | 2381.204 | 2667.613 | 2961.057 | 3261.331 | 3572.356 | 3862.575 | 4195.441 | 4525.37 | 4849.145 | 5168.151 | 5421.42 | 5629.42 | 5812.075 | 5971.543 | 6113.799 | 6286.716 | 6434.43 | 6566.876 | 6688.07 | 6798.769
System Transformation | Lct_BB007 | Number | West Midlands | Ironbridge |  | 64.241 | 97.787 | 135.102 | 175.94 | 221.845 | 280.824 | 348.235 | 422.266 | 500.659 | 565.877 | 632.847 | 701.252 | 771.036 | 843.117 | 909.952 | 986.573 | 1062.226 | 1136.165 | 1208.721 | 1268.923 | 1318.615 | 1362.443 | 1400.901 | 1435.378 | 1476.669 | 1512.076 | 1543.927 | 1573.163 | 1599.957
System Transformation | Lct_BB007 | Number | West Midlands | Kitwell |  | 71.047 | 108.21 | 149.589 | 194.917 | 244.789 | 308.631 | 381.191 | 460.393 | 543.704 | 613.055 | 683.959 | 756.061 | 829.288 | 904.615 | 974.246 | 1054.028 | 1132.429 | 1208.661 | 1283.088 | 1344.691 | 1394.954 | 1438.84 | 1476.901 | 1510.629 | 1553.247 | 1589.634 | 1622.243 | 1652.068 | 1679.296
System Transformation | Lct_BB007 | Number | West Midlands | Nechells |  | 367.382 | 549.435 | 745.646 | 953.623 | 1203.085 | 1523.749 | 1890.521 | 2293.633 | 2720.865 | 3080.617 | 3451.154 | 3830.793 | 4219.267 | 4621.652 | 4994.783 | 5422.695 | 5846.425 | 6261.822 | 6670.688 | 7014.208 | 7300.623 | 7555.423 | 7781.191 | 7985.52 | 8220.738 | 8423.497 | 8606.703 | 8775.562 | 8931.018
System Transformation | Lct_BB007 | Number | West Midlands | Ocker Hill |  | 53.478 | 81.452 | 112.598 | 146.717 | 184.256 | 232.311 | 286.928 | 346.545 | 409.254 | 461.455 | 514.826 | 569.098 | 624.217 | 680.916 | 733.329 | 793.382 | 852.396 | 909.776 | 965.798 | 1012.168 | 1050.002 | 1083.035 | 1111.684 | 1137.072 | 1169.151 | 1196.54 | 1221.085 | 1243.535 | 1264.03
System Transformation | Lct_BB007 | Number | West Midlands | Oldbury |  | 80.22 | 122.182 | 168.902 | 220.083 | 276.394 | 348.478 | 430.408 | 519.835 | 613.902 | 692.207 | 772.266 | 853.676 | 936.358 | 1021.41 | 1100.032 | 1190.114 | 1278.638 | 1364.712 | 1448.748 | 1518.305 | 1575.058 | 1624.61 | 1667.585 | 1705.668 | 1753.789 | 1794.873 | 1831.692 | 1865.368 | 1896.112
System Transformation | Lct_BB007 | Number | West Midlands | Penn |  | 59.019 | 86.64 | 115.309 | 144.477 | 186.952 | 242.66 | 308.306 | 382.753 | 464.296 | 526.856 | 591.534 | 658.052 | 726.374 | 797.383 | 864.029 | 940.508 | 1016.64 | 1091.694 | 1165.972 | 1225.63 | 1275.277 | 1319.372 | 1358.371 | 1393.605 | 1434.135 | 1468.975 | 1500.38 | 1529.263 | 1555.789
System Transformation | Lct_BB007 | Number | West Midlands | Rugeley |  | 48.651 | 74.056 | 102.315 | 133.243 | 168.008 | 212.674 | 263.725 | 319.79 | 379.159 | 428.55 | 479.267 | 531.072 | 583.921 | 638.509 | 689.125 | 747.151 | 804.445 | 860.44 | 915.388 | 960.98 | 998.613 | 1031.805 | 1060.93 | 1087.04 | 1118.31 | 1145.125 | 1169.246 | 1191.387 | 1211.679
System Transformation | Lct_BB007 | Number | West Midlands | Shrewsbury |  | 63.996 | 97.415 | 134.587 | 175.27 | 221.001 | 279.756 | 346.909 | 420.659 | 498.754 | 563.723 | 630.438 | 698.583 | 768.101 | 839.908 | 906.489 | 982.818 | 1058.184 | 1131.84 | 1204.12 | 1264.093 | 1313.596 | 1357.258 | 1395.569 | 1429.915 | 1471.048 | 1506.321 | 1538.051 | 1567.175 | 1593.867
System Transformation | Lct_BB007 | Number | West Midlands | Walham |  | 149.161 | 215.159 | 280.925 | 344.69 | 441.323 | 567.07 | 713.557 | 877.733 | 1055.378 | 1192.798 | 1333.899 | 1478.01 | 1625.013 | 1776.844 | 1918.041 | 2079.918 | 2239.814 | 2396.15 | 2549.625 | 2672.528 | 2772.936 | 2860.704 | 2936.924 | 3004.557 | 3088.924 | 3160.876 | 3225.298 | 3284.168 | 3337.861
System Transformation | Lct_BB007 | Number | West Midlands | Willenhall |  | 117.787 | 179.398 | 247.997 | 323.145 | 405.826 | 511.666 | 631.962 | 763.268 | 901.385 | 1016.359 | 1133.908 | 1253.442 | 1374.842 | 1499.724 | 1615.164 | 1747.43 | 1877.409 | 2003.79 | 2127.179 | 2229.309 | 2312.638 | 2385.395 | 2448.494 | 2504.411 | 2575.066 | 2635.39 | 2689.451 | 2738.896 | 2784.037
System Transformation | Lct_BB008 | Number | ENW | Bredbury |  | 32.839 | 56.482 | 83.695 | 112.991 | 144.2 | 175.584 | 210.025 | 252.717 | 299.982 | 382.384 | 466.889 | 553.737 | 643.497 | 737.823 | 841.294 | 942.331 | 1042.294 | 1138.98 | 1233.684 | 1328.098 | 1420.268 | 1507.848 | 1586.376 | 1661.062 | 1701.597 | 1746.518 | 1793.652 | 1841.316 | 1886.678
System Transformation | Lct_BB008 | Number | ENW | Harker |  | 34.501 | 59.414 | 88.149 | 119.154 | 149.876 | 179.874 | 212.073 | 251.535 | 294.323 | 368.83 | 442.823 | 516.535 | 590.485 | 666.138 | 751.287 | 832.41 | 910.81 | 984.658 | 1055.194 | 1132.12 | 1206.62 | 1276.731 | 1338.732 | 1397.085 | 1430.447 | 1467.46 | 1506.293 | 1545.531 | 1582.797
System Transformation | Lct_BB008 | Number | ENW | Heysham (Barrow WF) |  | 0.622 | 1.071 | 1.59 | 2.15 | 2.71 | 3.259 | 3.851 | 4.578 | 5.369 | 6.745 | 8.118 | 9.494 | 10.88 | 12.306 | 13.905 | 15.435 | 16.92 | 18.327 | 19.677 | 21.126 | 22.531 | 23.856 | 25.031 | 26.14 | 26.77 | 27.47 | 28.203 | 28.945 | 29.65
System Transformation | Lct_BB008 | Number | ENW | Heysham (NGET) |  | 19.884 | 34.256 | 50.844 | 68.756 | 86.67 | 104.245 | 123.176 | 146.42 | 171.712 | 215.724 | 259.658 | 303.649 | 348.004 | 393.591 | 444.735 | 493.683 | 541.2 | 586.188 | 629.373 | 675.705 | 720.65 | 763.031 | 800.618 | 836.072 | 856.244 | 878.611 | 902.08 | 925.802 | 948.354
System Transformation | Lct_BB008 | Number | ENW | Hutton |  | 19.94 | 34.175 | 50.461 | 67.882 | 85.329 | 102.343 | 120.584 | 142.928 | 167.129 | 208.971 | 250.332 | 291.342 | 332.295 | 374.01 | 421.178 | 465.943 | 509.044 | 549.465 | 587.91 | 630.258 | 671.188 | 709.61 | 743.465 | 775.239 | 793.601 | 813.981 | 835.363 | 856.961 | 877.458
System Transformation | Lct_BB008 | Number | ENW | Kearsley 132kV |  | 49.864 | 85.501 | 126.305 | 169.986 | 216.934 | 264.143 | 315.947 | 380.163 | 451.256 | 578.512 | 710.274 | 846.903 | 989.277 | 1139.965 | 1303.386 | 1463.835 | 1623.377 | 1778.541 | 1931.299 | 2082.386 | 2230.396 | 2371.617 | 2498.985 | 2620.649 | 2684.768 | 2755.814 | 2830.361 | 2905.754 | 2977.523
System Transformation | Lct_BB008 | Number | ENW | Kearsley 33kV |  | 7.812 | 13.396 | 19.788 | 26.632 | 33.987 | 41.384 | 49.5 | 59.561 | 70.699 | 90.636 | 111.279 | 132.685 | 154.991 | 178.6 | 204.203 | 229.341 | 254.336 | 278.646 | 302.579 | 326.25 | 349.439 | 371.564 | 391.519 | 410.58 | 420.626 | 431.757 | 443.436 | 455.248 | 466.492
System Transformation | Lct_BB008 | Number | ENW | Kirkby (_G) |  | 18.204 | 31.403 | 46.671 | 63.197 | 80.265 | 97.27 | 115.803 | 138.698 | 163.885 | 207.245 | 251.081 | 295.522 | 340.869 | 387.985 | 440.288 | 490.845 | 540.39 | 587.806 | 633.792 | 680.994 | 726.871 | 770.233 | 808.819 | 845.308 | 865.562 | 888.028 | 911.598 | 935.418 | 958.048
System Transformation | Lct_BB008 | Number | ENW | Macclesfield |  | 13.36 | 22.718 | 33.273 | 44.391 | 56.421 | 68.425 | 81.522 | 97.709 | 115.535 | 147.188 | 179.617 | 212.914 | 247.298 | 283.404 | 322.919 | 361.45 | 399.52 | 436.286 | 472.25 | 508.572 | 544.06 | 577.813 | 608.118 | 636.969 | 652.397 | 669.5 | 687.445 | 705.587 | 722.841
System Transformation | Lct_BB008 | Number | ENW | Ormonde |  | 2.821 | 4.859 | 7.212 | 9.753 | 12.294 | 14.787 | 17.473 | 20.77 | 24.358 | 30.601 | 36.833 | 43.074 | 49.365 | 55.832 | 63.087 | 70.031 | 76.771 | 83.153 | 89.278 | 95.851 | 102.226 | 108.238 | 113.57 | 118.599 | 121.461 | 124.634 | 127.963 | 131.328 | 134.527
System Transformation | Lct_BB008 | Number | ENW | Padiham |  | 43.947 | 75.453 | 111.608 | 150.406 | 191.736 | 233.211 | 278.654 | 334.941 | 397.17 | 509.158 | 625.108 | 745.336 | 870.614 | 1003.202 | 1146.571 | 1287.225 | 1426.987 | 1562.809 | 1696.432 | 1828.911 | 1958.657 | 2082.411 | 2193.974 | 2300.504 | 2356.054 | 2417.648 | 2482.272 | 2547.598 | 2609.708
System Transformation | Lct_BB008 | Number | ENW | Penwortham East |  | 24.078 | 41.3 | 61.03 | 82.163 | 104.782 | 127.497 | 152.398 | 183.251 | 217.378 | 277.452 | 339.199 | 402.79 | 468.643 | 537.963 | 613.697 | 687.721 | 761.024 | 831.994 | 901.572 | 970.941 | 1038.719 | 1103.188 | 1161.078 | 1216.195 | 1245.775 | 1278.56 | 1312.961 | 1347.744 | 1380.837
System Transformation | Lct_BB008 | Number | ENW | Penwortham West |  | 30.624 | 52.528 | 77.621 | 104.5 | 133.268 | 162.157 | 193.829 | 233.069 | 276.473 | 352.879 | 431.412 | 512.291 | 596.046 | 684.211 | 780.534 | 874.682 | 967.913 | 1058.176 | 1146.67 | 1234.896 | 1321.101 | 1403.096 | 1476.723 | 1546.825 | 1584.446 | 1626.145 | 1669.897 | 1714.136 | 1756.225
System Transformation | Lct_BB008 | Number | ENW | Robin Rigg |  | 1.374 | 2.367 | 3.511 | 4.746 | 5.97 | 7.165 | 8.447 | 10.019 | 11.724 | 14.691 | 17.639 | 20.575 | 23.521 | 26.534 | 29.926 | 33.157 | 36.28 | 39.222 | 42.031 | 45.095 | 48.063 | 50.856 | 53.325 | 55.65 | 56.979 | 58.453 | 60 | 61.563 | 63.047
System Transformation | Lct_BB008 | Number | ENW | Rochdale |  | 16.491 | 28.276 | 41.771 | 56.217 | 71.743 | 87.355 | 104.488 | 125.725 | 149.236 | 191.321 | 234.897 | 280.082 | 327.167 | 377.001 | 431.047 | 484.109 | 536.872 | 588.186 | 638.705 | 688.672 | 737.621 | 784.324 | 826.447 | 866.682 | 887.887 | 911.383 | 936.037 | 960.97 | 984.705
System Transformation | Lct_BB008 | Number | ENW | South Manchester |  | 70.408 | 121.098 | 179.443 | 242.254 | 309.167 | 376.455 | 450.296 | 541.829 | 643.167 | 819.836 | 1001.017 | 1187.22 | 1379.668 | 1581.904 | 1803.747 | 2020.372 | 2234.694 | 2441.991 | 2645.039 | 2847.462 | 3045.077 | 3232.849 | 3401.215 | 3561.343 | 3648.251 | 3744.562 | 3845.618 | 3947.809 | 4045.066
System Transformation | Lct_BB008 | Number | ENW | Stalybridge |  | 19.808 | 33.755 | 49.551 | 66.262 | 84.416 | 102.61 | 122.528 | 147.186 | 174.425 | 223.317 | 273.831 | 326.105 | 380.477 | 437.932 | 500.362 | 561.572 | 622.359 | 681.396 | 739.444 | 797.288 | 853.952 | 908.017 | 956.778 | 1003.354 | 1027.917 | 1055.134 | 1083.691 | 1112.573 | 1140.069
System Transformation | Lct_BB008 | Number | ENW | Stanah |  | 17.478 | 29.979 | 44.301 | 59.641 | 76.06 | 92.548 | 110.624 | 133.02 | 157.792 | 201.399 | 246.22 | 292.381 | 340.182 | 390.501 | 445.475 | 499.209 | 552.418 | 603.935 | 654.441 | 704.795 | 753.994 | 800.791 | 842.813 | 882.822 | 904.293 | 928.092 | 953.063 | 978.312 | 1002.333
System Transformation | Lct_BB008 | Number | ENW | Walney 2 |  | 3.446 | 5.911 | 8.734 | 11.759 | 14.996 | 18.247 | 21.811 | 26.227 | 31.111 | 39.709 | 48.546 | 57.647 | 67.071 | 76.992 | 87.831 | 98.426 | 108.917 | 119.074 | 129.032 | 138.96 | 148.66 | 157.887 | 166.172 | 174.06 | 178.293 | 182.986 | 187.909 | 192.887 | 197.623
System Transformation | Lct_BB008 | Number | ENW | Washway Farm |  | 7.703 | 13.288 | 19.748 | 26.741 | 33.963 | 41.159 | 49.001 | 58.688 | 69.346 | 87.693 | 106.242 | 125.046 | 144.235 | 164.171 | 186.302 | 207.695 | 228.66 | 248.723 | 268.181 | 288.154 | 307.567 | 325.915 | 342.242 | 357.682 | 366.252 | 375.758 | 385.732 | 395.811 | 405.386
System Transformation | Lct_BB008 | Number | ENW | Whitegate |  | 24.176 | 41.455 | 61.238 | 82.416 | 105.178 | 128.067 | 153.184 | 184.319 | 218.788 | 280.486 | 344.37 | 410.613 | 479.642 | 552.702 | 631.935 | 709.727 | 787.08 | 862.31 | 936.373 | 1009.626 | 1081.387 | 1149.857 | 1211.61 | 1270.598 | 1301.685 | 1336.132 | 1372.275 | 1408.828 | 1443.625
System Transformation | Lct_BB008 | Number | EPN | Amersham Main |  | 32.218 | 55.533 | 82.467 | 111.576 | 142.183 | 172.875 | 206.486 | 248.106 | 294.098 | 372.552 | 452.122 | 533.039 | 615.849 | 702.113 | 798.533 | 892.184 | 984.38 | 1073.064 | 1159.486 | 1247.166 | 1332.598 | 1413.588 | 1485.969 | 1554.64 | 1593.099 | 1635.69 | 1680.381 | 1725.597 | 1768.685
System Transformation | Lct_BB008 | Number | EPN | Braintree |  | 46.092 | 79.508 | 118.162 | 159.994 | 200.632 | 240.045 | 282.126 | 333.557 | 389.034 | 482.679 | 573.678 | 662.335 | 749.308 | 836.413 | 938.09 | 1033.552 | 1124.485 | 1208.693 | 1287.779 | 1378.378 | 1465.584 | 1547.036 | 1618.274 | 1684.749 | 1725.63 | 1770.947 | 1818.495 | 1866.568 | 1912.295
System Transformation | Lct_BB008 | Number | EPN | Bramford |  | 83.914 | 144.745 | 215.104 | 291.244 | 365.475 | 437.581 | 514.666 | 608.938 | 710.75 | 881.632 | 1047.598 | 1209.201 | 1367.644 | 1526.239 | 1712.008 | 1886.489 | 2052.756 | 2206.796 | 2351.533 | 2516.958 | 2676.183 | 2824.9 | 2954.965 | 3076.333 | 3151.749 | 3235.306 | 3322.98 | 3411.655 | 3496.085
System Transformation | Lct_BB008 | Number | EPN | Brimsdown |  | 18.121 | 30.841 | 45.216 | 60.385 | 77.034 | 93.763 | 112.111 | 134.848 | 160.009 | 203.186 | 247.169 | 292.086 | 338.236 | 386.481 | 440.236 | 492.618 | 544.342 | 594.265 | 643.068 | 692.249 | 740.257 | 785.868 | 826.758 | 865.642 | 887.315 | 911.301 | 936.472 | 961.949 | 986.254
System Transformation | Lct_BB008 | Number | EPN | Burwell Main |  | 61.258 | 104.532 | 153.66 | 205.77 | 259.534 | 312.343 | 369.284 | 439.233 | 515.411 | 644.397 | 771.878 | 898.259 | 1024.442 | 1152.955 | 1300.048 | 1440.108 | 1575.397 | 1702.752 | 1824.323 | 1956.243 | 2083.828 | 2203.693 | 2309.434 | 2408.765 | 2467.24 | 2532.06 | 2600.071 | 2668.833 | 2734.243
System Transformation | Lct_BB008 | Number | EPN | Clacton |  | 3.925 | 6.77 | 10.06 | 13.621 | 17.093 | 20.466 | 24.071 | 28.48 | 33.242 | 41.234 | 48.996 | 56.554 | 63.965 | 71.382 | 80.071 | 88.231 | 96.007 | 103.212 | 109.981 | 117.718 | 125.165 | 132.121 | 138.204 | 143.88 | 147.407 | 151.315 | 155.416 | 159.563 | 163.512
System Transformation | Lct_BB008 | Number | EPN | Eaton Socon |  | 67.628 | 116.575 | 173.126 | 234.25 | 296.279 | 357.562 | 423.933 | 505.655 | 595.031 | 746.665 | 897.669 | 1048.511 | 1200.249 | 1355.87 | 1532.485 | 1701.634 | 1865.941 | 2021.619 | 2171.164 | 2329.965 | 2483.844 | 2628.754 | 2757.027 | 2877.842 | 2947.528 | 3024.784 | 3105.844 | 3187.791 | 3265.725
System Transformation | Lct_BB008 | Number | EPN | Elstree |  | 31.771 | 54.762 | 81.322 | 110.027 | 140.209 | 170.475 | 203.619 | 244.662 | 290.015 | 367.38 | 445.845 | 525.639 | 607.299 | 692.366 | 787.446 | 879.798 | 970.714 | 1058.166 | 1143.388 | 1229.851 | 1314.097 | 1393.963 | 1465.339 | 1533.056 | 1570.981 | 1612.981 | 1657.051 | 1701.64 | 1744.129
System Transformation | Lct_BB008 | Number | EPN | Loudwater |  | 4.86 | 8.377 | 12.44 | 16.831 | 21.448 | 26.078 | 31.149 | 37.427 | 44.365 | 56.2 | 68.203 | 80.41 | 92.901 | 105.915 | 120.46 | 134.587 | 148.495 | 161.873 | 174.91 | 188.136 | 201.024 | 213.241 | 224.16 | 234.519 | 240.321 | 246.746 | 253.487 | 260.308 | 266.808
System Transformation | Lct_BB008 | Number | EPN | Mill Hill |  | 59.518 | 102.588 | 152.345 | 206.119 | 262.66 | 319.358 | 381.449 | 458.336 | 543.299 | 688.231 | 835.222 | 984.704 | 1137.682 | 1297.042 | 1475.162 | 1648.168 | 1818.485 | 1982.314 | 2141.965 | 2303.939 | 2461.762 | 2611.378 | 2745.091 | 2871.949 | 2942.995 | 3021.675 | 3104.235 | 3187.764 | 3267.362
System Transformation | Lct_BB008 | Number | EPN | Norwich Main |  | 95.828 | 165.105 | 245.078 | 331.444 | 414.394 | 494.293 | 579.144 | 682.55 | 793.493 | 981.008 | 1161.707 | 1336.209 | 1505.835 | 1674.202 | 1872.761 | 2057.782 | 2232.686 | 2393.172 | 2542.492 | 2719.204 | 2888.928 | 3047.032 | 3184.762 | 3312.885 | 3393.438 | 3482.722 | 3576.403 | 3671.125 | 3761.242
System Transformation | Lct_BB008 | Number | EPN | Pelham |  | 25.94 | 44.82 | 66.719 | 90.489 | 114.284 | 137.723 | 163.05 | 194.198 | 228.189 | 285.969 | 343.358 | 400.533 | 457.9 | 516.593 | 583.449 | 647.363 | 709.341 | 767.947 | 824.136 | 884.342 | 942.672 | 997.588 | 1046.182 | 1091.939 | 1118.627 | 1148.2 | 1179.23 | 1210.611 | 1240.481
System Transformation | Lct_BB008 | Number | EPN | Rayleigh |  | 62.23 | 107.413 | 159.732 | 216.413 | 273.55 | 329.928 | 390.928 | 465.999 | 548.025 | 685.179 | 820.737 | 955.128 | 1089.311 | 1225.975 | 1383.133 | 1532.98 | 1677.91 | 1814.55 | 1945.177 | 2085.682 | 2221.544 | 2349.158 | 2461.695 | 2567.384 | 2630.513 | 2700.446 | 2773.826 | 2848.052 | 2918.743
System Transformation | Lct_BB008 | Number | EPN | Rye House |  | 28.512 | 49.28 | 73.382 | 99.556 | 125.995 | 152.15 | 180.503 | 215.431 | 253.665 | 318.142 | 382.283 | 446.288 | 510.606 | 576.507 | 651.658 | 723.647 | 793.589 | 859.873 | 923.559 | 991.151 | 1056.655 | 1118.349 | 1172.969 | 1224.422 | 1254.567 | 1287.96 | 1322.999 | 1358.443 | 1392.203
System Transformation | Lct_BB008 | Number | EPN | Sheringham Shoal |  | 18.082 | 31.155 | 46.245 | 62.542 | 78.195 | 93.271 | 109.282 | 128.795 | 149.729 | 185.113 | 219.21 | 252.138 | 284.146 | 315.916 | 353.383 | 388.296 | 421.3 | 451.583 | 479.759 | 513.104 | 545.131 | 574.964 | 600.953 | 625.13 | 640.33 | 657.177 | 674.855 | 692.728 | 709.733
System Transformation | Lct_BB008 | Number | EPN | Sundon |  | 38.864 | 66.86 | 99.096 | 133.816 | 169.558 | 205.001 | 243.495 | 290.961 | 343.009 | 432.452 | 522.358 | 612.998 | 704.995 | 800.12 | 907.037 | 1010.144 | 1110.965 | 1207.213 | 1300.338 | 1397.485 | 1491.955 | 1581.299 | 1660.876 | 1736.179 | 1778.718 | 1825.85 | 1875.304 | 1925.322 | 1972.943
System Transformation | Lct_BB008 | Number | EPN | Tilbury |  | 5.955 | 10.215 | 15.094 | 20.32 | 25.685 | 30.978 | 36.704 | 43.752 | 51.452 | 63.993 | 76.248 | 88.257 | 100.107 | 112.043 | 126.155 | 139.542 | 152.427 | 164.505 | 175.988 | 188.569 | 200.712 | 212.092 | 222.096 | 231.468 | 237.533 | 244.231 | 251.26 | 258.387 | 265.213
System Transformation | Lct_BB008 | Number | EPN | Tottenham |  | 39.215 | 67.799 | 100.989 | 137.052 | 173.232 | 208.93 | 247.554 | 295.086 | 347.02 | 434.24 | 520.599 | 606.369 | 692.161 | 779.686 | 880.41 | 976.655 | 1069.939 | 1158.099 | 1242.578 | 1333.357 | 1421.307 | 1504.11 | 1577.382 | 1646.376 | 1687.606 | 1733.239 | 1781.123 | 1829.592 | 1875.831
System Transformation | Lct_BB008 | Number | EPN | Walpole (_A) |  | 32.963 | 56.754 | 84.187 | 113.776 | 141.855 | 168.723 | 197.107 | 231.601 | 268.412 | 331.707 | 392.643 | 451.427 | 508.507 | 565.102 | 631.61 | 693.436 | 751.738 | 805.075 | 854.548 | 914.124 | 971.375 | 1024.743 | 1071.28 | 1114.606 | 1141.456 | 1171.231 | 1202.471 | 1234.048 | 1264.062
System Transformation | Lct_BB008 | Number | EPN | Warley |  | 39.819 | 68.605 | 101.836 | 137.722 | 174.457 | 210.864 | 250.387 | 299.11 | 352.515 | 442.101 | 531.214 | 620.13 | 709.475 | 801.012 | 905.821 | 1006.323 | 1104.065 | 1196.799 | 1285.997 | 1380.402 | 1471.938 | 1558.204 | 1634.649 | 1706.709 | 1749.527 | 1796.913 | 1846.638 | 1896.973 | 1945
System Transformation | Lct_BB008 | Number | EPN | Watford South |  | 40.405 | 69.644 | 103.423 | 139.928 | 178.313 | 216.804 | 258.956 | 311.152 | 368.831 | 467.221 | 567.01 | 668.489 | 772.342 | 880.527 | 1001.448 | 1118.897 | 1234.521 | 1345.74 | 1454.123 | 1564.083 | 1671.224 | 1772.794 | 1863.569 | 1949.689 | 1997.921 | 2051.334 | 2107.382 | 2164.088 | 2218.125
System Transformation | Lct_BB008 | Number | EPN | West Thurrock |  | 7.819 | 13.518 | 20.135 | 27.325 | 34.539 | 41.657 | 49.357 | 58.834 | 69.189 | 86.579 | 103.797 | 120.898 | 138.004 | 155.454 | 175.537 | 194.726 | 213.325 | 230.902 | 247.746 | 265.846 | 283.381 | 299.89 | 314.499 | 328.256 | 336.476 | 345.574 | 355.121 | 364.785 | 374.004
System Transformation | Lct_BB008 | Number | EPN | Wymondley |  | 30.899 | 53.388 | 79.474 | 107.787 | 136.132 | 164.051 | 194.22 | 231.323 | 271.812 | 340.638 | 408.998 | 477.104 | 545.437 | 615.351 | 694.988 | 771.121 | 844.947 | 914.756 | 981.687 | 1053.404 | 1122.884 | 1188.299 | 1246.183 | 1300.687 | 1332.477 | 1367.704 | 1404.666 | 1442.046 | 1477.626
System Transformation | Lct_BB008 | Number | East Midlands | Berkswell |  | 45.166 | 77.732 | 115.257 | 155.702 | 197.416 | 238.837 | 283.866 | 339.417 | 400.387 | 504.441 | 608.892 | 714.057 | 820.66 | 930.76 | 1054.777 | 1174.284 | 1291.055 | 1402.437 | 1510.121 | 1622.218 | 1731.111 | 1833.965 | 1925.405 | 2011.813 | 2060.846 | 2115.187 | 2172.205 | 2229.861 | 2284.726
System Transformation | Lct_BB008 | Number | East Midlands | Bicker Fen |  | 25.982 | 44.916 | 66.897 | 90.775 | 113.257 | 134.805 | 157.599 | 185.32 | 214.943 | 265.517 | 314.155 | 361.025 | 406.484 | 451.504 | 504.505 | 553.734 | 600.118 | 642.509 | 681.788 | 729.03 | 774.379 | 816.593 | 853.331 | 887.479 | 908.77 | 932.385 | 957.161 | 982.2 | 1005.991
System Transformation | Lct_BB008 | Number | East Midlands | Chesterfield |  | 53.974 | 92.522 | 136.637 | 183.838 | 234.036 | 284.278 | 339.222 | 407.211 | 482.245 | 612.8 | 745.962 | 882.111 | 1022.153 | 1168.697 | 1330.46 | 1487.897 | 1643.181 | 1792.863 | 1939.013 | 2086.65 | 2230.662 | 2367.368 | 2489.775 | 2606.071 | 2669.777 | 2740.369 | 2814.439 | 2889.346 | 2960.648
System Transformation | Lct_BB008 | Number | East Midlands | Coventry |  | 59.176 | 101.845 | 151.01 | 204 | 258.655 | 312.924 | 371.921 | 444.705 | 524.588 | 660.919 | 797.771 | 935.559 | 1075.23 | 1219.484 | 1381.971 | 1538.548 | 1691.542 | 1837.475 | 1978.563 | 2125.433 | 2268.105 | 2402.863 | 2522.668 | 2635.881 | 2700.124 | 2771.322 | 2846.026 | 2921.567 | 2993.452
System Transformation | Lct_BB008 | Number | East Midlands | Drakelow |  | 24.494 | 42.13 | 62.43 | 84.286 | 106.634 | 128.725 | 152.662 | 182.14 | 214.393 | 268.317 | 321.726 | 374.787 | 427.877 | 482.055 | 544.117 | 603.363 | 660.733 | 714.894 | 766.74 | 821.716 | 874.808 | 924.599 | 968.408 | 1009.48 | 1033.838 | 1060.848 | 1089.186 | 1117.831 | 1145.065
System Transformation | Lct_BB008 | Number | East Midlands | East Claydon (_B) |  | 43.228 | 74.367 | 110.224 | 148.842 | 188.598 | 228.021 | 270.838 | 323.633 | 381.525 | 481.012 | 581.014 | 681.833 | 784.16 | 889.966 | 1008.889 | 1123.574 | 1235.717 | 1342.772 | 1446.354 | 1554.41 | 1659.488 | 1758.865 | 1847.377 | 1931.136 | 1978.452 | 2030.876 | 2085.884 | 2141.518 | 2194.486
System Transformation | Lct_BB008 | Number | East Midlands | Enderby |  | 57.169 | 98.184 | 145.274 | 195.835 | 249.353 | 302.938 | 361.551 | 434.09 | 514.163 | 653.156 | 794.843 | 939.633 | 1088.488 | 1244.186 | 1416.738 | 1584.758 | 1750.558 | 1910.459 | 2066.664 | 2224.723 | 2379.012 | 2525.597 | 2657.01 | 2781.978 | 2850.18 | 2925.744 | 3005.032 | 3085.225 | 3161.579
System Transformation | Lct_BB008 | Number | East Midlands | Grendon |  | 81.771 | 140.834 | 208.972 | 282.506 | 357.243 | 431.051 | 510.963 | 609.341 | 716.902 | 902.608 | 1088.78 | 1275.985 | 1465.515 | 1661.042 | 1880.963 | 2092.524 | 2298.906 | 2495.402 | 2685.04 | 2884.829 | 3078.982 | 3262.455 | 3425.681 | 3580.006 | 3667.051 | 3763.533 | 3864.766 | 3967.123 | 4064.504
System Transformation | Lct_BB008 | Number | East Midlands | Ratcliffe |  | 52.044 | 89.167 | 131.61 | 176.977 | 225.391 | 273.885 | 326.947 | 392.627 | 465.148 | 590.953 | 719.22 | 850.32 | 985.123 | 1126.144 | 1282.53 | 1434.86 | 1585.223 | 1730.287 | 1872.043 | 2015.416 | 2155.398 | 2288.427 | 2407.732 | 2521.216 | 2583.338 | 2652.147 | 2724.349 | 2797.388 | 2866.963
System Transformation | Lct_BB008 | Number | East Midlands | Staythorpe |  | 25.507 | 44.234 | 66.088 | 89.956 | 112.839 | 135.048 | 158.774 | 187.779 | 219.083 | 272.268 | 324.145 | 374.886 | 424.864 | 475.113 | 533.327 | 588.111 | 640.42 | 688.997 | 734.749 | 786.712 | 836.775 | 883.588 | 924.599 | 962.919 | 986.006 | 1011.615 | 1038.483 | 1065.636 | 1091.434
System Transformation | Lct_BB008 | Number | East Midlands | Stoke Bardolph |  | 22.979 | 39.37 | 58.11 | 78.141 | 99.517 | 120.929 | 144.358 | 173.357 | 205.378 | 260.924 | 317.559 | 375.443 | 434.963 | 497.228 | 566.278 | 633.536 | 699.926 | 763.977 | 826.567 | 889.87 | 951.677 | 1010.413 | 1063.09 | 1113.197 | 1140.625 | 1171.007 | 1202.886 | 1235.136 | 1265.855
System Transformation | Lct_BB008 | Number | East Midlands | Walpole (_B) |  | 34.675 | 59.703 | 88.56 | 119.687 | 149.225 | 177.489 | 207.348 | 243.634 | 282.357 | 348.941 | 413.042 | 474.881 | 534.926 | 594.461 | 664.425 | 729.463 | 790.794 | 846.902 | 898.946 | 961.617 | 1021.842 | 1077.982 | 1126.938 | 1172.514 | 1200.76 | 1232.082 | 1264.945 | 1298.161 | 1329.736
System Transformation | Lct_BB008 | Number | East Midlands | West Burton |  | 28.679 | 49.253 | 72.873 | 98.234 | 123.673 | 148.562 | 175.318 | 208.134 | 243.769 | 304.198 | 363.68 | 422.408 | 480.803 | 540.048 | 608.258 | 673.022 | 735.405 | 793.939 | 849.637 | 910.945 | 970.216 | 1025.875 | 1074.944 | 1121.016 | 1148.494 | 1178.938 | 1210.882 | 1243.19 | 1273.952
System Transformation | Lct_BB008 | Number | East Midlands | Willington |  | 61.427 | 105.719 | 156.754 | 211.76 | 268.494 | 324.827 | 386.069 | 461.62 | 544.542 | 686.059 | 828.117 | 971.146 | 1116.13 | 1265.871 | 1434.539 | 1597.072 | 1755.886 | 1907.37 | 2053.824 | 2206.281 | 2354.38 | 2494.264 | 2618.627 | 2736.146 | 2802.832 | 2876.738 | 2954.285 | 3032.699 | 3107.319
System Transformation | Lct_BB008 | Number | IDNO - Refer to Comment Field | Tynemouth 2 |  | 6.681 | 11.44 | 16.878 | 22.685 | 28.886 | 35.095 | 41.886 | 50.292 | 59.571 | 75.894 | 92.617 | 109.79 | 127.523 | 146.146 | 166.559 | 186.471 | 206.154 | 225.171 | 243.781 | 262.476 | 280.733 | 298.088 | 313.657 | 328.471 | 336.489 | 345.374 | 354.696 | 364.124 | 373.096 | Note: TYNE2 is operated by an IDNO allocated to GSP Group/licence area F
System Transformation | Lct_BB008 | Number | LPN | Acton Lane 22kV |  | 10.887 | 18.868 | 28.172 | 38.322 | 48.507 | 58.584 | 69.511 | 82.973 | 97.712 | 122.676 | 147.562 | 172.447 | 197.505 | 223.229 | 252.378 | 280.314 | 307.468 | 333.215 | 357.966 | 384.171 | 409.568 | 433.489 | 454.67 | 474.623 | 485.948 | 498.514 | 511.697 | 525.017 | 537.667
System Transformation | Lct_BB008 | Number | LPN | Barking |  | 16.074 | 27.791 | 41.396 | 56.178 | 71.009 | 85.642 | 101.474 | 120.958 | 142.246 | 177.998 | 213.397 | 248.555 | 283.722 | 319.599 | 360.886 | 400.338 | 438.575 | 474.713 | 509.341 | 546.552 | 582.603 | 616.545 | 646.58 | 674.861 | 691.761 | 710.466 | 730.095 | 749.962 | 768.916
System Transformation | Lct_BB008 | Number | LPN | Barking West |  | 22.502 | 38.904 | 57.948 | 78.641 | 99.402 | 119.886 | 142.048 | 169.323 | 199.123 | 249.17 | 298.723 | 347.939 | 397.167 | 447.389 | 505.186 | 560.412 | 613.939 | 664.526 | 713 | 765.09 | 815.556 | 863.07 | 905.114 | 944.703 | 968.361 | 994.545 | 1022.022 | 1049.834 | 1076.366
System Transformation | Lct_BB008 | Number | LPN | Beddington (_C) |  | 34.313 | 59.089 | 87.666 | 118.5 | 151.013 | 183.619 | 219.328 | 263.547 | 312.414 | 395.456 | 479.56 | 564.975 | 652.277 | 743.118 | 845.127 | 944.198 | 1041.719 | 1135.515 | 1226.909 | 1319.817 | 1410.363 | 1496.224 | 1572.989 | 1645.839 | 1687.228 | 1733.026 | 1781.085 | 1829.738 | 1876.17
System Transformation | Lct_BB008 | Number | LPN | Canal Bank |  | 7.743 | 13.42 | 20.037 | 27.257 | 34.5 | 41.668 | 49.44 | 59.014 | 69.498 | 87.253 | 104.953 | 122.653 | 140.476 | 158.771 | 179.504 | 199.373 | 218.687 | 236.999 | 254.603 | 273.242 | 291.305 | 308.319 | 323.384 | 337.576 | 345.631 | 354.568 | 363.945 | 373.419 | 382.416
System Transformation | Lct_BB008 | Number | LPN | City Road |  | 89.692 | 155.443 | 232.09 | 315.712 | 399.613 | 482.634 | 572.653 | 683.558 | 804.985 | 1010.643 | 1215.662 | 1420.674 | 1627.113 | 1839.033 | 2079.175 | 2309.321 | 2533.025 | 2745.138 | 2949.042 | 3164.931 | 3374.161 | 3571.231 | 3745.723 | 3910.103 | 4003.407 | 4106.926 | 4215.534 | 4325.271 | 4429.488
System Transformation | Lct_BB008 | Number | LPN | Greenford |  | 9.814 | 17.008 | 25.395 | 34.545 | 43.725 | 52.81 | 62.659 | 74.795 | 88.081 | 110.584 | 133.017 | 155.449 | 178.038 | 201.226 | 227.502 | 252.685 | 277.162 | 300.372 | 322.683 | 346.305 | 369.199 | 390.762 | 409.855 | 427.842 | 438.051 | 449.378 | 461.262 | 473.269 | 484.672
System Transformation | Lct_BB008 | Number | LPN | Hackney 132kV |  | 14.663 | 25.351 | 37.762 | 51.246 | 64.775 | 78.123 | 92.565 | 110.338 | 129.757 | 162.37 | 194.661 | 226.732 | 258.811 | 291.538 | 329.201 | 365.189 | 400.069 | 433.034 | 464.622 | 498.566 | 531.452 | 562.414 | 589.811 | 615.61 | 631.026 | 648.089 | 665.994 | 684.117 | 701.407
System Transformation | Lct_BB008 | Number | LPN | Hackney 66kV |  | 17.792 | 30.76 | 45.818 | 62.18 | 78.595 | 94.791 | 112.314 | 133.879 | 157.442 | 197.013 | 236.194 | 275.107 | 314.031 | 353.74 | 399.439 | 443.105 | 485.427 | 525.425 | 563.753 | 604.939 | 644.841 | 682.409 | 715.652 | 746.955 | 765.661 | 786.364 | 808.089 | 830.079 | 851.058
System Transformation | Lct_BB008 | Number | LPN | Hurst |  | 18.017 | 31.026 | 46.031 | 62.221 | 79.293 | 96.413 | 115.163 | 138.381 | 164.04 | 207.643 | 251.804 | 296.653 | 342.492 | 390.19 | 443.753 | 495.772 | 546.977 | 596.227 | 644.216 | 692.999 | 740.542 | 785.625 | 825.932 | 864.184 | 885.916 | 909.963 | 935.198 | 960.744 | 985.124
System Transformation | Lct_BB008 | Number | LPN | Islington |  | 46.796 | 80.994 | 120.772 | 164.073 | 207.517 | 250.437 | 296.92 | 354.153 | 416.745 | 522.267 | 627.073 | 731.489 | 836.252 | 943.437 | 1065.914 | 1183.105 | 1296.839 | 1404.488 | 1507.794 | 1618.052 | 1724.889 | 1825.495 | 1914.545 | 1998.413 | 2047.381 | 2101.637 | 2158.566 | 2216.144 | 2270.963
System Transformation | Lct_BB008 | Number | LPN | Littlebrook (_C) |  | 5.309 | 9.143 | 13.565 | 18.336 | 23.367 | 28.413 | 33.938 | 40.78 | 48.342 | 61.192 | 74.206 | 87.422 | 100.931 | 114.988 | 130.772 | 146.102 | 161.192 | 175.706 | 189.848 | 204.224 | 218.235 | 231.521 | 243.399 | 254.672 | 261.076 | 268.163 | 275.599 | 283.128 | 290.313
System Transformation | Lct_BB008 | Number | LPN | Lodge Road |  | 62.814 | 108.862 | 162.54 | 221.104 | 279.862 | 338.004 | 401.047 | 478.718 | 563.757 | 707.787 | 851.368 | 994.944 | 1139.521 | 1287.935 | 1456.114 | 1617.293 | 1773.96 | 1922.51 | 2065.311 | 2216.505 | 2363.035 | 2501.05 | 2623.252 | 2738.373 | 2803.717 | 2876.215 | 2952.276 | 3029.129 | 3102.115
System Transformation | Lct_BB008 | Number | LPN | New Cross |  | 46.271 | 80.234 | 119.858 | 163.127 | 206.29 | 248.921 | 295.079 | 351.906 | 414.04 | 518.943 | 623.161 | 727.018 | 831.248 | 937.913 | 1060.537 | 1178.098 | 1292.405 | 1400.829 | 1505.095 | 1616.514 | 1724.697 | 1826.825 | 1917.547 | 2003.226 | 2054.377 | 2110.936 | 2170.291 | 2230.412 | 2287.868
System Transformation | Lct_BB008 | Number | LPN | Perivale |  | 8.94 | 15.493 | 23.132 | 31.467 | 39.829 | 48.104 | 57.076 | 68.13 | 80.233 | 100.731 | 121.165 | 141.598 | 162.174 | 183.296 | 207.231 | 230.17 | 252.466 | 273.608 | 293.931 | 315.448 | 336.302 | 355.944 | 373.336 | 389.719 | 399.019 | 409.337 | 420.162 | 431.099 | 441.487
System Transformation | Lct_BB008 | Number | LPN | Redbridge |  | 14.419 | 24.929 | 37.133 | 50.393 | 63.696 | 76.822 | 91.024 | 108.501 | 127.597 | 159.666 | 191.42 | 222.957 | 254.502 | 286.684 | 323.719 | 359.108 | 393.408 | 425.823 | 456.886 | 490.265 | 522.603 | 553.049 | 579.99 | 605.359 | 620.519 | 637.298 | 654.904 | 672.726 | 689.728
System Transformation | Lct_BB008 | Number | LPN | St John's Wood |  | 86.917 | 150.635 | 224.91 | 305.947 | 387.252 | 467.705 | 554.939 | 662.414 | 780.084 | 979.382 | 1178.059 | 1376.729 | 1576.783 | 1782.147 | 2014.861 | 2237.888 | 2454.672 | 2660.224 | 2857.821 | 3067.032 | 3269.789 | 3460.764 | 3629.858 | 3789.153 | 3879.572 | 3979.888 | 4085.137 | 4191.479 | 4292.472
System Transformation | Lct_BB008 | Number | LPN | West Ham |  | 31.604 | 54.642 | 81.391 | 110.455 | 139.614 | 168.384 | 199.512 | 237.82 | 279.676 | 349.969 | 419.568 | 488.694 | 557.836 | 628.376 | 709.552 | 787.12 | 862.3 | 933.352 | 1001.436 | 1074.599 | 1145.48 | 1212.214 | 1271.267 | 1326.871 | 1360.1 | 1396.877 | 1435.468 | 1474.531 | 1511.797
System Transformation | Lct_BB008 | Number | LPN | Willesden 132kV |  | 59.81 | 103.656 | 154.767 | 210.53 | 266.478 | 321.84 | 381.868 | 455.824 | 536.796 | 673.937 | 810.652 | 947.362 | 1085.024 | 1226.341 | 1386.477 | 1539.947 | 1689.122 | 1830.568 | 1966.539 | 2110.502 | 2250.025 | 2381.44 | 2497.797 | 2607.413 | 2669.632 | 2738.662 | 2811.086 | 2884.263 | 2953.759
System Transformation | Lct_BB008 | Number | LPN | Willesden 66kV |  | 17.776 | 30.808 | 45.998 | 62.572 | 79.2 | 95.654 | 113.495 | 135.476 | 159.541 | 200.301 | 240.934 | 281.566 | 322.481 | 364.482 | 412.076 | 457.689 | 502.025 | 544.064 | 584.476 | 627.264 | 668.731 | 707.789 | 742.372 | 774.951 | 793.443 | 813.96 | 835.485 | 857.234 | 877.889
System Transformation | Lct_BB008 | Number | LPN | Wimbledon North |  | 16.081 | 27.885 | 41.656 | 56.694 | 71.695 | 86.51 | 102.552 | 122.302 | 143.896 | 180.355 | 216.575 | 252.67 | 288.894 | 325.964 | 368.582 | 409.439 | 449.165 | 486.848 | 523.084 | 561.807 | 599.405 | 634.899 | 666.429 | 696.206 | 713.983 | 733.64 | 754.268 | 775.163 | 795.131
System Transformation | Lct_BB008 | Number | LPN | Wimbledon South |  | 70.736 | 122.655 | 183.23 | 249.376 | 315.36 | 380.529 | 451.092 | 537.964 | 632.949 | 793.317 | 952.637 | 1111.405 | 1270.743 | 1433.803 | 1621.261 | 1800.978 | 1975.721 | 2141.472 | 2300.865 | 2471.192 | 2636.574 | 2792.698 | 2931.387 | 3062.366 | 3140.561 | 3227.024 | 3317.76 | 3409.668 | 3497.502
System Transformation | Lct_BB008 | Number | NPgN | Blyth 132kV |  | 8.079 | 13.729 | 20.094 | 26.79 | 33.88 | 40.883 | 48.466 | 57.802 | 68.011 | 85.766 | 103.621 | 121.63 | 139.916 | 158.832 | 179.908 | 200.194 | 219.995 | 238.86 | 257.077 | 276.185 | 294.75 | 312.29 | 327.889 | 342.634 | 350.905 | 360.076 | 369.699 | 379.426 | 388.674
System Transformation | Lct_BB008 | Number | NPgN | Blyth 66kV |  | 18.077 | 30.717 | 44.959 | 59.94 | 75.803 | 91.472 | 108.439 | 129.327 | 152.168 | 191.894 | 231.843 | 272.137 | 313.051 | 355.373 | 402.528 | 447.918 | 492.221 | 534.429 | 575.189 | 617.94 | 659.478 | 698.722 | 733.624 | 766.615 | 785.121 | 805.641 | 827.171 | 848.934 | 869.625
System Transformation | Lct_BB008 | Number | NPgN | Fourstones |  | 2.491 | 4.289 | 6.364 | 8.603 | 10.821 | 12.986 | 15.311 | 18.16 | 21.249 | 26.628 | 31.97 | 37.292 | 42.631 | 48.093 | 54.24 | 60.097 | 65.758 | 71.089 | 76.182 | 81.735 | 87.114 | 92.176 | 96.652 | 100.865 | 103.274 | 105.946 | 108.749 | 111.582 | 114.273
System Transformation | Lct_BB008 | Number | NPgN | Hart Moor |  | 11.092 | 18.995 | 28.024 | 37.665 | 47.96 | 58.269 | 69.546 | 83.502 | 98.909 | 126.01 | 153.777 | 182.289 | 211.733 | 242.652 | 276.545 | 309.607 | 342.286 | 373.862 | 404.761 | 435.801 | 466.114 | 494.929 | 520.78 | 545.376 | 558.688 | 573.44 | 588.919 | 604.572 | 619.469
System Transformation | Lct_BB008 | Number | NPgN | Hawthorn Pit |  | 15.138 | 25.923 | 38.244 | 51.403 | 65.453 | 79.521 | 94.911 | 113.958 | 134.983 | 171.969 | 209.864 | 248.774 | 288.957 | 331.154 | 377.408 | 422.528 | 467.127 | 510.219 | 552.387 | 594.749 | 636.118 | 675.442 | 710.721 | 744.289 | 762.456 | 782.588 | 803.713 | 825.075 | 845.405
System Transformation | Lct_BB008 | Number | NPgN | Knaresborough |  | 23.101 | 39.459 | 58.061 | 77.83 | 98.586 | 119.155 | 141.483 | 169.008 | 199.175 | 251.395 | 303.999 | 357.144 | 411.194 | 467.184 | 529.522 | 589.617 | 648.357 | 704.41 | 758.623 | 815.033 | 869.845 | 921.635 | 967.701 | 1011.249 | 1035.653 | 1062.713 | 1091.105 | 1119.805 | 1147.089
System Transformation | Lct_BB008 | Number | NPgN | Lackenby |  | 10.88 | 18.843 | 28.117 | 38.223 | 48 | 57.513 | 67.695 | 80.157 | 93.632 | 117.427 | 141.097 | 164.716 | 188.448 | 212.763 | 240.094 | 266.168 | 291.402 | 315.207 | 337.979 | 362.925 | 387.134 | 409.974 | 430.246 | 449.379 | 460.272 | 472.347 | 485.017 | 497.826 | 510.009
System Transformation | Lct_BB008 | Number | NPgN | Norton |  | 46.892 | 80.301 | 118.468 | 159.228 | 202.751 | 246.33 | 294.002 | 353.002 | 418.133 | 532.701 | 650.086 | 770.618 | 895.092 | 1025.802 | 1169.081 | 1308.849 | 1447.001 | 1580.485 | 1711.108 | 1842.329 | 1970.476 | 2092.289 | 2201.573 | 2305.554 | 2361.829 | 2424.193 | 2489.628 | 2555.8 | 2618.778
System Transformation | Lct_BB008 | Number | NPgN | Offerton |  | 6.297 | 10.783 | 15.909 | 21.382 | 27.227 | 33.079 | 39.481 | 47.404 | 56.15 | 71.535 | 87.299 | 103.485 | 120.2 | 137.753 | 156.993 | 175.762 | 194.315 | 212.24 | 229.781 | 247.402 | 264.611 | 280.969 | 295.644 | 309.608 | 317.165 | 325.54 | 334.327 | 343.213 | 351.67
System Transformation | Lct_BB008 | Number | NPgN | Osbaldwick |  | 42.334 | 72.605 | 107.278 | 144.412 | 182.451 | 219.947 | 260.485 | 310.355 | 364.806 | 459.042 | 553.41 | 648.196 | 744.056 | 842.854 | 953.424 | 1059.526 | 1162.783 | 1260.827 | 1355.202 | 1455.099 | 1552.028 | 1643.452 | 1724.566 | 1801.099 | 1844.454 | 1892.535 | 1942.981 | 1993.968 | 2042.43
System Transformation | Lct_BB008 | Number | NPgN | Poppleton |  | 8.903 | 15.207 | 22.376 | 29.995 | 37.994 | 45.921 | 54.526 | 65.134 | 76.76 | 96.885 | 117.158 | 137.64 | 158.47 | 180.048 | 204.072 | 227.232 | 249.87 | 271.472 | 292.365 | 314.105 | 335.229 | 355.189 | 372.942 | 389.725 | 399.13 | 409.559 | 420.5 | 431.561 | 442.076
System Transformation | Lct_BB008 | Number | NPgN | Saltholme |  | 5.163 | 8.942 | 13.343 | 18.139 | 22.779 | 27.293 | 32.125 | 38.039 | 44.434 | 55.726 | 66.959 | 78.167 | 89.43 | 100.968 | 113.938 | 126.312 | 138.287 | 149.584 | 160.391 | 172.229 | 183.717 | 194.556 | 204.177 | 213.256 | 218.425 | 224.156 | 230.168 | 236.247 | 242.029
System Transformation | Lct_BB008 | Number | NPgN | South Shields |  | 9.094 | 15.573 | 22.974 | 30.879 | 39.319 | 47.77 | 57.015 | 68.457 | 81.087 | 103.305 | 126.069 | 149.444 | 173.582 | 198.931 | 226.716 | 253.821 | 280.612 | 306.499 | 331.83 | 357.277 | 382.128 | 405.751 | 426.944 | 447.109 | 458.022 | 470.116 | 482.806 | 495.639 | 507.852
System Transformation | Lct_BB008 | Number | NPgN | Spennymoor |  | 27.103 | 46.636 | 69.136 | 93.376 | 118.052 | 142.41 | 168.773 | 201.222 | 236.688 | 299.654 | 363.447 | 428.253 | 494.511 | 563.473 | 639.511 | 713.03 | 785.097 | 854.087 | 921.014 | 990.648 | 1058.495 | 1122.812 | 1180.289 | 1234.818 | 1264.55 | 1297.522 | 1332.116 | 1367.081 | 1400.316
System Transformation | Lct_BB008 | Number | NPgN | Stella North |  | 33.331 | 57.223 | 84.634 | 114.046 | 145.426 | 176.934 | 211.469 | 254.256 | 301.575 | 384.365 | 469.25 | 556.47 | 646.597 | 741.292 | 844.999 | 946.207 | 1046.281 | 1143.015 | 1237.713 | 1332.345 | 1424.716 | 1512.47 | 1591.134 | 1665.936 | 1706.324 | 1751.098 | 1798.076 | 1845.57 | 1890.744
System Transformation | Lct_BB008 | Number | NPgN | Stella South |  | 20.331 | 34.904 | 51.625 | 69.565 | 88.706 | 107.925 | 128.991 | 155.09 | 183.954 | 234.453 | 286.231 | 339.433 | 394.408 | 452.17 | 515.429 | 577.163 | 638.206 | 697.212 | 754.975 | 812.698 | 869.042 | 922.57 | 970.553 | 1016.181 | 1040.817 | 1068.127 | 1096.783 | 1125.753 | 1153.308
System Transformation | Lct_BB008 | Number | NPgN | Tynemouth 1 |  | 15.274 | 26.156 | 38.588 | 51.864 | 66.04 | 80.235 | 95.763 | 114.981 | 136.195 | 173.513 | 211.748 | 251.008 | 291.552 | 334.127 | 380.796 | 426.322 | 471.321 | 514.8 | 557.346 | 600.088 | 641.829 | 681.506 | 717.102 | 750.971 | 769.301 | 789.614 | 810.928 | 832.482 | 852.995
System Transformation | Lct_BB008 | Number | NPgN | West Boldon |  | 26.733 | 45.78 | 67.539 | 90.776 | 115.588 | 140.433 | 167.611 | 201.247 | 238.378 | 303.694 | 370.615 | 439.33 | 510.293 | 584.811 | 666.495 | 746.176 | 824.937 | 901.036 | 975.504 | 1050.314 | 1123.371 | 1192.816 | 1255.119 | 1314.399 | 1346.482 | 1382.035 | 1419.34 | 1457.065 | 1492.968
System Transformation | Lct_BB008 | Number | NPgY | Bradford West |  | 47.634 | 81.633 | 120.522 | 162.111 | 206.935 | 252.03 | 301.531 | 362.902 | 430.867 | 550.692 | 674.138 | 801.547 | 933.748 | 1073.15 | 1225.194 | 1374.041 | 1521.653 | 1664.797 | 1805.344 | 1944.813 | 2081.173 | 2210.973 | 2327.653 | 2438.835 | 2498.311 | 2564.226 | 2633.387 | 2703.324 | 2769.879
System Transformation | Lct_BB008 | Number | NPgY | Camblesforth |  | 3.981 | 6.865 | 10.199 | 13.805 | 17.295 | 20.672 | 24.272 | 28.668 | 33.402 | 41.594 | 49.62 | 57.507 | 65.312 | 73.194 | 82.197 | 90.678 | 98.786 | 106.325 | 113.435 | 121.518 | 129.315 | 136.618 | 143.031 | 149.034 | 152.579 | 156.513 | 160.64 | 164.809 | 168.768
System Transformation | Lct_BB008 | Number | NPgY | Creyke Beck |  | 55.111 | 94.249 | 138.855 | 186.369 | 235.603 | 284.197 | 336.784 | 401.509 | 472.243 | 595.198 | 718.714 | 843.164 | 969.404 | 1099.868 | 1245.48 | 1385.554 | 1522.197 | 1652.292 | 1777.843 | 1909.84 | 2038.066 | 2159.186 | 2266.871 | 2368.636 | 2425.809 | 2489.203 | 2555.717 | 2622.951 | 2686.873
System Transformation | Lct_BB008 | Number | NPgY | Drax |  | 6.612 | 11.402 | 16.94 | 22.929 | 28.726 | 34.336 | 40.315 | 47.617 | 55.479 | 69.086 | 82.417 | 95.517 | 108.48 | 121.573 | 136.525 | 150.613 | 164.079 | 176.601 | 188.411 | 201.836 | 214.787 | 226.917 | 237.569 | 247.54 | 253.428 | 259.962 | 266.817 | 273.742 | 280.317
System Transformation | Lct_BB008 | Number | NPgY | Elland |  | 37.478 | 64.227 | 94.824 | 127.546 | 162.812 | 198.291 | 237.238 | 285.523 | 338.996 | 433.272 | 530.397 | 630.64 | 734.652 | 844.331 | 963.956 | 1081.065 | 1197.203 | 1309.826 | 1420.405 | 1530.136 | 1637.421 | 1739.545 | 1831.346 | 1918.821 | 1965.616 | 2017.476 | 2071.891 | 2126.915 | 2179.28
System Transformation | Lct_BB008 | Number | NPgY | Ferrybridge A |  | 6.163 | 10.61 | 15.735 | 21.261 | 26.968 | 32.641 | 38.811 | 46.425 | 54.787 | 69.207 | 83.754 | 98.473 | 113.463 | 129.012 | 146.335 | 163.063 | 179.439 | 195.095 | 210.262 | 225.942 | 241.186 | 255.597 | 268.426 | 280.562 | 287.401 | 294.981 | 302.934 | 310.976 | 318.629
System Transformation | Lct_BB008 | Number | NPgY | Ferrybridge B (_M) |  | 29.089 | 50.075 | 74.265 | 100.348 | 127.286 | 154.057 | 183.179 | 219.118 | 258.586 | 326.643 | 395.304 | 464.774 | 535.526 | 608.911 | 690.673 | 769.624 | 846.919 | 920.81 | 992.397 | 1066.405 | 1138.351 | 1206.37 | 1266.921 | 1324.198 | 1356.478 | 1392.252 | 1429.788 | 1467.745 | 1503.866
System Transformation | Lct_BB008 | Number | NPgY | Grimsby West |  | 18.453 | 31.847 | 47.352 | 64.146 | 81.088 | 97.809 | 115.903 | 138.172 | 162.507 | 204.734 | 247.121 | 289.794 | 333.049 | 377.722 | 427.641 | 475.64 | 522.442 | 566.978 | 609.938 | 655.178 | 699.119 | 740.616 | 777.5 | 812.348 | 832.032 | 853.854 | 876.75 | 899.897 | 921.912
System Transformation | Lct_BB008 | Number | NPgY | Jordanthorpe |  | 4.194 | 7.189 | 10.617 | 14.284 | 18.185 | 22.089 | 26.358 | 31.641 | 37.471 | 47.615 | 57.962 | 68.541 | 79.422 | 90.809 | 103.378 | 115.611 | 127.677 | 139.307 | 150.663 | 162.135 | 173.325 | 183.947 | 193.458 | 202.494 | 207.444 | 212.929 | 218.684 | 224.505 | 230.045
System Transformation | Lct_BB008 | Number | NPgY | Keadby |  | 29.123 | 49.805 | 73.377 | 98.486 | 124.503 | 150.182 | 177.972 | 212.175 | 249.555 | 314.529 | 379.801 | 445.566 | 512.277 | 581.22 | 658.168 | 732.189 | 804.398 | 873.146 | 939.493 | 1009.246 | 1077.006 | 1141.012 | 1197.917 | 1251.694 | 1281.907 | 1315.407 | 1350.556 | 1386.086 | 1419.865
System Transformation | Lct_BB008 | Number | NPgY | Kirkstall B |  | 36.712 | 62.914 | 92.886 | 124.939 | 159.485 | 194.239 | 232.389 | 279.688 | 332.068 | 424.417 | 519.557 | 617.751 | 719.638 | 827.075 | 944.255 | 1058.971 | 1172.735 | 1283.056 | 1391.375 | 1498.863 | 1603.956 | 1703.992 | 1793.918 | 1879.605 | 1925.444 | 1976.244 | 2029.546 | 2083.446 | 2134.74
System Transformation | Lct_BB008 | Number | NPgY | Neepsend |  | 7.673 | 13.153 | 19.425 | 26.135 | 33.272 | 40.414 | 48.226 | 57.891 | 68.558 | 87.119 | 106.05 | 125.405 | 145.314 | 166.148 | 189.145 | 211.527 | 233.603 | 254.882 | 275.66 | 296.649 | 317.122 | 336.557 | 353.959 | 370.492 | 379.549 | 389.585 | 400.115 | 410.764 | 420.901
System Transformation | Lct_BB008 | Number | NPgY | Norton Lees |  | 5.721 | 9.807 | 14.483 | 19.486 | 24.807 | 30.132 | 35.956 | 43.162 | 51.116 | 64.954 | 79.068 | 93.5 | 108.343 | 123.876 | 141.023 | 157.71 | 174.169 | 190.035 | 205.526 | 221.175 | 236.44 | 250.93 | 263.905 | 276.231 | 282.984 | 290.466 | 298.317 | 306.257 | 313.815
System Transformation | Lct_BB008 | Number | NPgY | Pitsmoor |  | 6.994 | 11.99 | 17.706 | 23.823 | 30.328 | 36.839 | 43.959 | 52.769 | 62.493 | 79.411 | 96.667 | 114.31 | 132.458 | 151.448 | 172.41 | 192.812 | 212.935 | 232.332 | 251.271 | 270.403 | 289.065 | 306.78 | 322.642 | 337.713 | 345.968 | 355.116 | 364.715 | 374.422 | 383.662
System Transformation | Lct_BB008 | Number | NPgY | Saltend North |  | 7.184 | 12.286 | 18.1 | 24.294 | 30.712 | 37.046 | 43.901 | 52.338 | 61.559 | 77.586 | 93.687 | 109.909 | 126.365 | 143.372 | 162.353 | 180.612 | 198.424 | 215.382 | 231.748 | 248.954 | 265.669 | 281.457 | 295.495 | 308.76 | 316.213 | 324.476 | 333.147 | 341.911 | 350.243
System Transformation | Lct_BB008 | Number | NPgY | Sheffield City |  | 13.626 | 23.359 | 34.496 | 46.413 | 59.086 | 71.77 | 85.642 | 102.807 | 121.75 | 154.711 | 188.329 | 222.702 | 258.058 | 295.055 | 335.895 | 375.642 | 414.846 | 452.636 | 489.533 | 526.807 | 563.165 | 597.678 | 628.582 | 657.943 | 674.026 | 691.848 | 710.548 | 729.46 | 747.461
System Transformation | Lct_BB008 | Number | NPgY | Skelton Grange |  | 53.015 | 90.855 | 134.137 | 180.424 | 230.312 | 280.5 | 335.593 | 403.897 | 479.539 | 612.901 | 750.292 | 892.094 | 1039.229 | 1194.379 | 1363.598 | 1529.259 | 1693.547 | 1852.861 | 2009.285 | 2164.509 | 2316.273 | 2460.735 | 2590.597 | 2714.338 | 2780.533 | 2853.893 | 2930.867 | 3008.704 | 3082.779
System Transformation | Lct_BB008 | Number | NPgY | Templeborough |  | 6.352 | 10.889 | 16.08 | 21.635 | 27.543 | 33.455 | 39.922 | 47.923 | 56.753 | 72.118 | 87.789 | 103.812 | 120.293 | 137.539 | 156.576 | 175.104 | 193.379 | 210.994 | 228.194 | 245.569 | 262.517 | 278.605 | 293.011 | 306.697 | 314.194 | 322.502 | 331.219 | 340.035 | 348.426
System Transformation | Lct_BB008 | Number | NPgY | Thorpe Marsh |  | 38.332 | 65.741 | 97.137 | 130.76 | 165.203 | 199.153 | 235.86 | 281.015 | 330.318 | 415.646 | 501.092 | 586.917 | 673.715 | 763.173 | 863.29 | 959.361 | 1052.857 | 1141.632 | 1227.085 | 1317.538 | 1405.304 | 1488.085 | 1561.53 | 1630.828 | 1670.085 | 1713.62 | 1759.297 | 1805.464 | 1849.345
System Transformation | Lct_BB008 | Number | NPgY | Thurcroft |  | 14.491 | 24.84 | 36.684 | 49.356 | 62.833 | 76.322 | 91.073 | 109.327 | 129.471 | 164.522 | 200.273 | 236.826 | 274.424 | 313.767 | 357.197 | 399.465 | 441.155 | 481.341 | 520.579 | 560.216 | 598.88 | 635.582 | 668.445 | 699.668 | 716.772 | 735.724 | 755.61 | 775.721 | 794.863
System Transformation | Lct_BB008 | Number | NPgY | West Melton |  | 35.606 | 61.036 | 90.139 | 121.277 | 154.392 | 187.537 | 223.783 | 268.636 | 318.135 | 404.262 | 492.108 | 581.925 | 674.31 | 770.984 | 877.699 | 981.559 | 1083.999 | 1182.744 | 1279.159 | 1376.554 | 1471.558 | 1561.742 | 1642.494 | 1719.214 | 1761.24 | 1807.809 | 1856.673 | 1906.089 | 1953.127
System Transformation | Lct_BB008 | Number | NPgY | Wincobank |  | 2.381 | 4.082 | 6.029 | 8.111 | 10.326 | 12.543 | 14.967 | 17.967 | 21.277 | 27.037 | 32.913 | 38.92 | 45.099 | 51.564 | 58.701 | 65.648 | 72.499 | 79.103 | 85.552 | 92.065 | 98.419 | 104.451 | 109.852 | 114.983 | 117.794 | 120.908 | 124.176 | 127.481 | 130.627
System Transformation | Lct_BB008 | Number | SEPD | Acton Lane 66kV |  | 6.275 | 10.876 | 16.239 | 22.089 | 27.96 | 33.768 | 40.067 | 47.826 | 56.322 | 70.712 | 85.056 | 99.4 | 113.844 | 128.671 | 145.473 | 161.576 | 177.228 | 192.069 | 206.335 | 221.44 | 236.079 | 249.868 | 262.076 | 273.577 | 280.106 | 287.349 | 294.948 | 302.625 | 309.917
System Transformation | Lct_BB008 | Number | SEPD | Botley Wood |  | 15.882 | 27.372 | 40.645 | 54.986 | 69.748 | 84.419 | 100.378 | 120.074 | 141.704 | 178.072 | 214.395 | 250.784 | 287.493 | 325.239 | 368.171 | 409.439 | 449.665 | 487.93 | 524.829 | 563.482 | 600.981 | 636.344 | 667.711 | 697.301 | 714.574 | 733.702 | 753.772 | 774.08 | 793.434
System Transformation | Lct_BB008 | Number | SEPD | Bramley |  | 31.777 | 55.093 | 82.289 | 111.979 | 140.906 | 169.175 | 199.539 | 236.764 | 277.152 | 345.922 | 413.642 | 480.531 | 547.07 | 614.602 | 691.938 | 765.287 | 835.865 | 902.006 | 964.866 | 1034.071 | 1100.908 | 1163.594 | 1218.755 | 1270.472 | 1300.842 | 1334.534 | 1369.882 | 1405.6 | 1439.527
System Transformation | Lct_BB008 | Number | SEPD | Chickerell |  | 18.238 | 31.444 | 46.705 | 63.206 | 80.013 | 96.649 | 114.69 | 136.92 | 161.264 | 201.006 | 240.028 | 278.456 | 316.568 | 355.139 | 399.912 | 442.401 | 483.306 | 521.665 | 558.143 | 597.019 | 634.372 | 669.184 | 699.532 | 727.778 | 745.161 | 764.445 | 784.678 | 805.122 | 824.539
System Transformation | Lct_BB008 | Number | SEPD | Cowley |  | 79.246 | 136.501 | 202.566 | 273.879 | 346.99 | 419.474 | 498.181 | 595.223 | 701.616 | 882.75 | 1064.092 | 1246.195 | 1430.321 | 1620.048 | 1834.13 | 2039.969 | 2240.67 | 2431.649 | 2615.864 | 2808.945 | 2996.329 | 3173.12 | 3330.034 | 3478.129 | 3562.476 | 3655.979 | 3754.086 | 3853.273 | 3947.614
System Transformation | Lct_BB008 | Number | SEPD | Ealing |  | 54.778 | 94.935 | 141.746 | 192.818 | 244.06 | 294.764 | 349.742 | 417.477 | 491.637 | 617.241 | 742.454 | 867.663 | 993.744 | 1123.172 | 1269.836 | 1410.396 | 1547.021 | 1676.567 | 1801.099 | 1932.951 | 2060.736 | 2181.095 | 2287.664 | 2388.058 | 2445.042 | 2508.265 | 2574.597 | 2641.618 | 2705.267
System Transformation | Lct_BB008 | Number | SEPD | Fawley |  | 20.428 | 35.207 | 52.278 | 70.725 | 89.712 | 108.583 | 129.11 | 154.443 | 182.264 | 229.043 | 275.763 | 322.568 | 369.784 | 418.334 | 473.556 | 526.635 | 578.375 | 627.594 | 675.054 | 724.771 | 773.004 | 818.489 | 858.835 | 896.895 | 919.112 | 943.714 | 969.53 | 995.651 | 1020.545
System Transformation | Lct_BB008 | Number | SEPD | Fleet |  | 136.3 | 234.281 | 346.937 | 468.08 | 595.007 | 721.68 | 859.911 | 1030.775 | 1218.97 | 1542.415 | 1869.778 | 2202.022 | 2541.395 | 2894.331 | 3288.13 | 3669.707 | 4044.505 | 4404.117 | 4753.729 | 5111.641 | 5460.13 | 5790.217 | 6084.86 | 6364.142 | 6519.333 | 6691.323 | 6871.783 | 7054.268 | 7227.93
System Transformation | Lct_BB008 | Number | SEPD | Iver 132kV |  | 32.408 | 55.86 | 82.952 | 112.232 | 143.019 | 173.892 | 207.7 | 249.566 | 295.828 | 374.744 | 454.782 | 536.175 | 619.472 | 706.244 | 803.231 | 897.434 | 990.172 | 1079.378 | 1166.308 | 1254.504 | 1340.439 | 1421.905 | 1494.712 | 1563.787 | 1602.472 | 1645.313 | 1690.268 | 1735.75 | 1779.091
System Transformation | Lct_BB008 | Number | SEPD | Iver 66kV |  | 12.667 | 21.834 | 32.424 | 43.869 | 55.902 | 67.97 | 81.184 | 97.548 | 115.631 | 146.477 | 177.762 | 209.576 | 242.135 | 276.051 | 313.961 | 350.782 | 387.031 | 421.899 | 455.878 | 490.351 | 523.94 | 555.783 | 584.242 | 611.241 | 626.362 | 643.108 | 660.679 | 678.457 | 695.398
System Transformation | Lct_BB008 | Number | SEPD | Laleham |  | 17.115 | 29.5 | 43.808 | 59.272 | 75.531 | 91.835 | 109.69 | 131.8 | 156.232 | 197.909 | 240.178 | 283.163 | 327.153 | 372.979 | 424.2 | 473.949 | 522.926 | 570.037 | 615.946 | 662.524 | 707.908 | 750.931 | 789.382 | 825.862 | 846.292 | 868.917 | 892.658 | 916.678 | 939.567
System Transformation | Lct_BB008 | Number | SEPD | Lovedean |  | 74.099 | 127.71 | 189.632 | 256.544 | 325.418 | 393.867 | 468.327 | 560.219 | 661.137 | 830.818 | 1000.287 | 1170.065 | 1341.335 | 1517.445 | 1717.752 | 1910.29 | 2097.969 | 2276.501 | 2448.657 | 2628.999 | 2803.955 | 2968.947 | 3115.295 | 3253.351 | 3333.94 | 3423.182 | 3516.825 | 3611.573 | 3701.872
System Transformation | Lct_BB008 | Number | SEPD | Mannington |  | 104.805 | 180.692 | 268.392 | 363.214 | 459.798 | 555.395 | 659.071 | 786.817 | 926.707 | 1155.09 | 1379.332 | 1600.158 | 1819.167 | 2040.819 | 2298.11 | 2542.274 | 2777.338 | 2997.766 | 3207.391 | 3430.794 | 3645.444 | 3845.492 | 4019.886 | 4182.205 | 4282.095 | 4392.914 | 4509.183 | 4626.665 | 4738.246
System Transformation | Lct_BB008 | Number | SEPD | Melksham |  | 68.598 | 118.203 | 175.478 | 237.344 | 299.934 | 361.663 | 428.426 | 510.574 | 600.3 | 748.396 | 893.872 | 1037.197 | 1179.409 | 1323.4 | 1490.217 | 1648.516 | 1800.909 | 1943.805 | 2079.691 | 2225.756 | 2366.306 | 2497.535 | 2612.245 | 2719.24 | 2784.493 | 2856.868 | 2932.803 | 3009.544 | 3082.463
System Transformation | Lct_BB008 | Number | SEPD | Minety |  | 33.705 | 58.078 | 86.22 | 116.617 | 147.37 | 177.7 | 210.504 | 250.867 | 294.953 | 367.719 | 439.197 | 509.619 | 579.494 | 650.243 | 732.207 | 809.986 | 884.863 | 955.074 | 1021.841 | 1093.609 | 1162.667 | 1227.145 | 1283.507 | 1336.078 | 1368.14 | 1403.701 | 1441.011 | 1478.717 | 1514.546
System Transformation | Lct_BB008 | Number | SEPD | North Hyde |  | 15.897 | 27.401 | 40.69 | 55.053 | 70.155 | 85.299 | 101.883 | 122.419 | 145.112 | 183.822 | 223.083 | 263.009 | 303.868 | 346.432 | 394.007 | 440.216 | 485.707 | 529.464 | 572.106 | 615.369 | 657.522 | 697.483 | 733.197 | 767.081 | 786.057 | 807.071 | 829.123 | 851.433 | 872.693
System Transformation | Lct_BB008 | Number | SEPD | Nursling |  | 50.757 | 87.479 | 129.896 | 175.729 | 222.907 | 269.794 | 320.798 | 383.743 | 452.87 | 569.099 | 685.183 | 801.479 | 918.797 | 1039.429 | 1176.637 | 1308.523 | 1437.081 | 1559.373 | 1677.297 | 1800.829 | 1920.672 | 2033.689 | 2133.936 | 2228.502 | 2283.704 | 2344.834 | 2408.978 | 2473.88 | 2535.733
System Transformation | Lct_BB008 | Number | SHEPD | Abernethy |  | 1.687 | 3.019 | 4.65 | 6.516 | 8.115 | 9.64 | 11.248 | 13.2 | 15.277 | 18.799 | 22.153 | 25.352 | 28.421 | 31.426 | 34.767 | 37.769 | 40.499 | 42.883 | 44.988 | 47.954 | 50.776 | 53.373 | 55.594 | 57.63 | 58.701 | 59.906 | 61.17 | 62.433 | 63.599
System Transformation | Lct_BB008 | Number | SHEPD | Alness |  | 4.648 | 8.715 | 13.988 | 20.342 | 25.19 | 29.75 | 34.501 | 40.231 | 46.258 | 55.373 | 63.353 | 70.231 | 76.076 | 81.051 | 87.807 | 93.275 | 97.647 | 100.771 | 102.829 | 107.878 | 112.368 | 116.133 | 118.873 | 121.026 | 123.288 | 125.832 | 128.499 | 131.166 | 133.631
System Transformation | Lct_BB008 | Number | SHEPD | Arbroath |  | 3.278 | 5.867 | 9.036 | 12.663 | 15.77 | 18.735 | 21.859 | 25.651 | 29.689 | 36.533 | 43.051 | 49.268 | 55.231 | 61.071 | 67.564 | 73.397 | 78.703 | 83.337 | 87.426 | 93.192 | 98.676 | 103.722 | 108.039 | 111.995 | 114.076 | 116.419 | 118.874 | 121.328 | 123.596
System Transformation | Lct_BB008 | Number | SHEPD | Ardkinglas |  | 0 | 0 | 0 | 0 | 0 | 0 | 0 | 0 | 0 | 0 | 0 | 0 | 0 | 0 | 0 | 0 | 0 | 0 | 0 | 0 | 0 | 0 | 0 | 0 | 0 | 0 | 0 | 0 | 0
System Transformation | Lct_BB008 | Number | SHEPD | Ardmore |  | 4.752 | 8.646 | 13.517 | 19.204 | 23.844 | 28.238 | 32.842 | 38.411 | 44.303 | 53.579 | 61.99 | 69.568 | 76.381 | 82.602 | 90.26 | 96.776 | 102.341 | 106.781 | 110.278 | 116.479 | 122.183 | 127.206 | 131.204 | 134.648 | 137.15 | 139.967 | 142.918 | 145.869 | 148.595
System Transformation | Lct_BB008 | Number | SHEPD | Beauly |  | 3.564 | 6.485 | 10.137 | 14.403 | 17.883 | 21.178 | 24.631 | 28.808 | 33.227 | 40.183 | 46.491 | 52.175 | 57.285 | 61.95 | 67.693 | 72.58 | 76.754 | 80.084 | 82.706 | 87.357 | 91.635 | 95.402 | 98.401 | 100.984 | 102.86 | 104.972 | 107.186 | 109.399 | 111.444
System Transformation | Lct_BB008 | Number | SHEPD | Berryburn |  | 0 | 0 | 0 | 0 | 0 | 0 | 0 | 0 | 0 | 0 | 0 | 0 | 0 | 0 | 0 | 0 | 0 | 0 | 0 | 0 | 0 | 0 | 0 | 0 | 0 | 0 | 0 | 0 | 0
System Transformation | Lct_BB008 | Number | SHEPD | Boat of Garten |  | 2.017 | 3.671 | 5.738 | 8.153 | 10.123 | 11.988 | 13.942 | 16.307 | 18.808 | 22.746 | 26.317 | 29.534 | 32.426 | 35.067 | 38.318 | 41.085 | 43.447 | 45.332 | 46.817 | 49.449 | 51.871 | 54.003 | 55.701 | 57.163 | 58.225 | 59.421 | 60.674 | 61.927 | 63.084
System Transformation | Lct_BB008 | Number | SHEPD | Braco West |  | 3.892 | 6.966 | 10.729 | 15.036 | 18.724 | 22.244 | 25.954 | 30.457 | 35.251 | 43.377 | 51.117 | 58.498 | 65.578 | 72.512 | 80.222 | 87.148 | 93.447 | 98.95 | 103.805 | 110.65 | 117.162 | 123.154 | 128.278 | 132.976 | 135.447 | 138.228 | 141.144 | 144.058 | 146.75
System Transformation | Lct_BB008 | Number | SHEPD | Bridge of Dun |  | 3.245 | 5.808 | 8.945 | 12.535 | 15.61 | 18.545 | 21.638 | 25.392 | 29.388 | 36.163 | 42.615 | 48.769 | 54.672 | 60.453 | 66.88 | 72.654 | 77.905 | 82.493 | 86.541 | 92.248 | 97.676 | 102.672 | 106.944 | 110.861 | 112.921 | 115.24 | 117.67 | 120.099 | 122.344
System Transformation | Lct_BB008 | Number | SHEPD | Broadford-Skye |  | 1.217 | 2.214 | 3.461 | 4.917 | 6.105 | 7.23 | 8.409 | 9.835 | 11.344 | 13.719 | 15.872 | 17.812 | 19.557 | 21.15 | 23.11 | 24.779 | 26.204 | 27.341 | 28.236 | 29.824 | 31.284 | 32.57 | 33.594 | 34.476 | 35.116 | 35.837 | 36.593 | 37.349 | 38.047
System Transformation | Lct_BB008 | Number | SHEPD | Brora |  | 0.933 | 1.75 | 2.809 | 4.085 | 5.058 | 5.974 | 6.928 | 8.079 | 9.289 | 11.12 | 12.722 | 14.104 | 15.277 | 16.276 | 17.633 | 18.731 | 19.609 | 20.236 | 20.65 | 21.664 | 22.565 | 23.321 | 23.872 | 24.304 | 24.758 | 25.269 | 25.805 | 26.34 | 26.835
System Transformation | Lct_BB008 | Number | SHEPD | Burghmuir |  | 7.325 | 13.112 | 20.194 | 28.3 | 35.243 | 41.868 | 48.85 | 57.326 | 66.349 | 81.643 | 96.211 | 110.104 | 123.429 | 136.481 | 150.992 | 164.028 | 175.884 | 186.241 | 195.38 | 208.264 | 220.519 | 231.798 | 241.443 | 250.285 | 254.936 | 260.171 | 265.658 | 271.143 | 276.21
System Transformation | Lct_BB008 | Number | SHEPD | Carradale |  | 2.775 | 5.279 | 8.578 | 12.606 | 15.587 | 18.379 | 21.278 | 24.769 | 28.427 | 34.048 | 38.979 | 43.242 | 46.878 | 49.987 | 54.173 | 57.569 | 60.293 | 62.251 | 63.555 | 66.739 | 69.585 | 71.991 | 73.769 | 75.191 | 76.595 | 78.174 | 79.83 | 81.486 | 83.016
System Transformation | Lct_BB008 | Number | SHEPD | Cassley |  | 0.117 | 0.219 | 0.351 | 0.51 | 0.632 | 0.746 | 0.865 | 1.009 | 1.16 | 1.388 | 1.589 | 1.761 | 1.908 | 2.032 | 2.202 | 2.339 | 2.448 | 2.527 | 2.578 | 2.705 | 2.818 | 2.912 | 2.981 | 3.035 | 3.091 | 3.155 | 3.222 | 3.289 | 3.351
System Transformation | Lct_BB008 | Number | SHEPD | Ceannacroc |  | 0.181 | 0.33 | 0.515 | 0.732 | 0.909 | 1.076 | 1.252 | 1.464 | 1.689 | 2.043 | 2.363 | 2.652 | 2.912 | 3.149 | 3.441 | 3.689 | 3.901 | 4.071 | 4.204 | 4.44 | 4.658 | 4.849 | 5.002 | 5.133 | 5.228 | 5.336 | 5.448 | 5.561 | 5.665
System Transformation | Lct_BB008 | Number | SHEPD | Charleston |  | 0.93 | 1.665 | 2.564 | 3.593 | 4.474 | 5.315 | 6.202 | 7.278 | 8.423 | 10.365 | 12.214 | 13.978 | 15.67 | 17.327 | 19.169 | 20.824 | 22.329 | 23.644 | 24.804 | 26.44 | 27.996 | 29.428 | 30.652 | 31.775 | 32.365 | 33.03 | 33.726 | 34.423 | 35.066
System Transformation | Lct_BB008 | Number | SHEPD | Clachan |  | 0.516 | 0.981 | 1.595 | 2.343 | 2.897 | 3.417 | 3.956 | 4.604 | 5.284 | 6.329 | 7.246 | 8.038 | 8.714 | 9.292 | 10.07 | 10.702 | 11.208 | 11.572 | 11.814 | 12.406 | 12.935 | 13.383 | 13.713 | 13.977 | 14.238 | 14.532 | 14.84 | 15.148 | 15.432
System Transformation | Lct_BB008 | Number | SHEPD | Clayhills |  | 1.255 | 2.245 | 3.457 | 4.842 | 6.029 | 7.162 | 8.355 | 9.803 | 11.344 | 13.968 | 16.47 | 18.86 | 21.156 | 23.409 | 25.906 | 28.152 | 30.198 | 31.987 | 33.57 | 35.794 | 37.91 | 39.861 | 41.531 | 43.065 | 43.863 | 44.762 | 45.704 | 46.645 | 47.514
System Transformation | Lct_BB008 | Number | SHEPD | Coupar Angus |  | 2.696 | 4.827 | 7.433 | 10.417 | 12.973 | 15.412 | 17.982 | 21.102 | 24.423 | 30.053 | 35.415 | 40.529 | 45.435 | 50.239 | 55.58 | 60.379 | 64.743 | 68.556 | 71.92 | 76.662 | 81.174 | 85.325 | 88.876 | 92.131 | 93.842 | 95.77 | 97.789 | 99.808 | 101.674
System Transformation | Lct_BB008 | Number | SHEPD | Craigiebuckler |  | 3.678 | 6.581 | 10.132 | 14.194 | 17.675 | 20.994 | 24.492 | 28.736 | 33.255 | 40.944 | 48.278 | 55.284 | 62.016 | 68.621 | 75.94 | 82.524 | 88.52 | 93.766 | 98.405 | 104.923 | 111.129 | 116.846 | 121.743 | 126.238 | 128.578 | 131.212 | 133.973 | 136.733 | 139.281
System Transformation | Lct_BB008 | Number | SHEPD | Dallas |  | 0 | 0 | 0 | 0 | 0 | 0 | 0 | 0 | 0 | 0 | 0 | 0 | 0 | 0 | 0 | 0 | 0 | 0 | 0 | 0 | 0 | 0 | 0 | 0 | 0 | 0 | 0 | 0 | 0
System Transformation | Lct_BB008 | Number | SHEPD | Dounreay |  | 1.064 | 1.996 | 3.203 | 4.658 | 5.769 | 6.813 | 7.901 | 9.213 | 10.594 | 12.681 | 14.509 | 16.084 | 17.422 | 18.562 | 20.109 | 21.361 | 22.363 | 23.078 | 23.549 | 24.706 | 25.734 | 26.596 | 27.224 | 27.717 | 28.234 | 28.817 | 29.428 | 30.039 | 30.603
System Transformation | Lct_BB008 | Number | SHEPD | Dudhope |  | 5.739 | 10.272 | 15.82 | 22.17 | 27.609 | 32.799 | 38.269 | 44.908 | 51.977 | 63.959 | 75.371 | 86.254 | 96.694 | 106.919 | 118.286 | 128.498 | 137.786 | 145.9 | 153.059 | 163.153 | 172.753 | 181.589 | 189.145 | 196.072 | 199.715 | 203.816 | 208.115 | 212.412 | 216.381
System Transformation | Lct_BB008 | Number | SHEPD | Dunbeath |  | 0.001 | 0.001 | 0.002 | 0.003 | 0.003 | 0.004 | 0.005 | 0.006 | 0.006 | 0.008 | 0.009 | 0.01 | 0.011 | 0.011 | 0.012 | 0.013 | 0.014 | 0.014 | 0.014 | 0.015 | 0.016 | 0.016 | 0.017 | 0.017 | 0.017 | 0.017 | 0.018 | 0.018 | 0.019
System Transformation | Lct_BB008 | Number | SHEPD | Dunoon |  | 0.76 | 1.32 | 1.976 | 2.695 | 3.372 | 4.024 | 4.718 | 5.564 | 6.473 | 8.073 | 9.647 | 11.199 | 12.74 | 14.303 | 15.957 | 17.486 | 18.919 | 20.222 | 21.421 | 22.95 | 24.426 | 25.808 | 27.023 | 28.161 | 28.686 | 29.278 | 29.898 | 30.518 | 31.091
System Transformation | Lct_BB008 | Number | SHEPD | Dunvegan |  | 0.658 | 1.196 | 1.87 | 2.657 | 3.299 | 3.907 | 4.544 | 5.315 | 6.13 | 7.413 | 8.577 | 9.626 | 10.568 | 11.429 | 12.489 | 13.39 | 14.16 | 14.775 | 15.259 | 16.117 | 16.906 | 17.601 | 18.154 | 18.631 | 18.977 | 19.366 | 19.775 | 20.183 | 20.56
System Transformation | Lct_BB008 | Number | SHEPD | Dyce |  | 3.371 | 6.032 | 9.287 | 13.01 | 16.199 | 19.242 | 22.448 | 26.338 | 30.479 | 37.527 | 44.249 | 50.67 | 56.84 | 62.894 | 69.602 | 75.637 | 81.132 | 85.941 | 90.192 | 96.166 | 101.854 | 107.094 | 111.582 | 115.703 | 117.847 | 120.261 | 122.792 | 125.321 | 127.657
System Transformation | Lct_BB008 | Number | SHEPD | Elgin |  | 5.456 | 9.927 | 15.519 | 22.049 | 27.376 | 32.421 | 37.707 | 44.101 | 50.866 | 61.516 | 71.172 | 79.873 | 87.695 | 94.837 | 103.629 | 111.111 | 117.5 | 122.599 | 126.613 | 133.732 | 140.281 | 146.049 | 150.639 | 154.593 | 157.466 | 160.699 | 164.089 | 167.477 | 170.606
System Transformation | Lct_BB008 | Number | SHEPD | Fasnakyle |  | 0.088 | 0.159 | 0.249 | 0.354 | 0.439 | 0.52 | 0.605 | 0.708 | 0.816 | 0.987 | 1.142 | 1.282 | 1.407 | 1.522 | 1.663 | 1.783 | 1.886 | 1.968 | 2.032 | 2.146 | 2.251 | 2.344 | 2.418 | 2.481 | 2.527 | 2.579 | 2.633 | 2.688 | 2.738
System Transformation | Lct_BB008 | Number | SHEPD | Fetteresso |  | 0 | 0 | 0 | 0 | 0 | 0 | 0 | 0 | 0 | 0 | 0 | 0 | 0 | 0 | 0 | 0 | 0 | 0 | 0 | 0 | 0 | 0 | 0 | 0 | 0 | 0 | 0 | 0 | 0
System Transformation | Lct_BB008 | Number | SHEPD | Fiddes |  | 1.707 | 3.053 | 4.701 | 6.586 | 8.2 | 9.74 | 11.363 | 13.332 | 15.429 | 18.996 | 22.399 | 25.649 | 28.772 | 31.837 | 35.233 | 38.287 | 41.069 | 43.503 | 45.655 | 48.679 | 51.558 | 54.211 | 56.483 | 58.569 | 59.654 | 60.876 | 62.157 | 63.437 | 64.62
System Transformation | Lct_BB008 | Number | SHEPD | Finstown |  | 0 | 0 | 0 | 0 | 0 | 0 | 0 | 0 | 0 | 0 | 0 | 0 | 0 | 0 | 0 | 0 | 0 | 0 | 0 | 0 | 0 | 0 | 0 | 0 | 0 | 0 | 0 | 0 | 0
System Transformation | Lct_BB008 | Number | SHEPD | Fort Augustus |  | 0.416 | 0.757 | 1.184 | 1.682 | 2.088 | 2.473 | 2.876 | 3.364 | 3.88 | 4.692 | 5.429 | 6.093 | 6.689 | 7.234 | 7.905 | 8.475 | 8.963 | 9.352 | 9.658 | 10.201 | 10.7 | 11.14 | 11.49 | 11.792 | 12.011 | 12.258 | 12.516 | 12.775 | 13.014
System Transformation | Lct_BB008 | Number | SHEPD | Fort William |  | 2.677 | 4.871 | 7.615 | 10.819 | 13.433 | 15.908 | 18.501 | 21.639 | 24.958 | 30.184 | 34.922 | 39.191 | 43.029 | 46.533 | 50.848 | 54.519 | 57.653 | 60.155 | 62.125 | 65.618 | 68.831 | 71.661 | 73.914 | 75.854 | 77.263 | 78.85 | 80.513 | 82.175 | 83.711
System Transformation | Lct_BB008 | Number | SHEPD | Fraserburgh |  | 1.939 | 3.47 | 5.341 | 7.483 | 9.317 | 11.067 | 12.911 | 15.149 | 17.531 | 21.584 | 25.451 | 29.144 | 32.693 | 36.175 | 40.033 | 43.504 | 46.665 | 49.431 | 51.876 | 55.312 | 58.583 | 61.597 | 64.179 | 66.549 | 67.782 | 69.171 | 70.626 | 72.081 | 73.425
System Transformation | Lct_BB008 | Number | SHEPD | Glenfarclas |  | 0 | 0 | 0 | 0 | 0 | 0 | 0 | 0 | 0 | 0 | 0 | 0 | 0 | 0 | 0 | 0 | 0 | 0 | 0 | 0 | 0 | 0 | 0 | 0 | 0 | 0 | 0 | 0 | 0
System Transformation | Lct_BB008 | Number | SHEPD | Grudie Bridge |  | 0.24 | 0.436 | 0.682 | 0.969 | 1.203 | 1.424 | 1.656 | 1.937 | 2.234 | 2.702 | 3.126 | 3.508 | 3.852 | 4.166 | 4.552 | 4.881 | 5.161 | 5.385 | 5.561 | 5.874 | 6.162 | 6.415 | 6.617 | 6.791 | 6.917 | 7.059 | 7.208 | 7.356 | 7.494
System Transformation | Lct_BB008 | Number | SHEPD | Inverness |  | 10.069 | 18.319 | 28.638 | 40.688 | 50.519 | 59.829 | 69.582 | 81.381 | 93.865 | 113.518 | 131.337 | 147.394 | 161.829 | 175.008 | 191.233 | 205.04 | 216.829 | 226.238 | 233.646 | 246.784 | 258.869 | 269.511 | 277.983 | 285.279 | 290.58 | 296.547 | 302.802 | 309.054 | 314.829
System Transformation | Lct_BB008 | Number | SHEPD | Keith |  | 4.333 | 7.883 | 12.324 | 17.51 | 21.74 | 25.746 | 29.943 | 35.021 | 40.393 | 48.851 | 56.519 | 63.429 | 69.641 | 75.312 | 82.294 | 88.236 | 93.309 | 97.358 | 100.546 | 106.199 | 111.4 | 115.98 | 119.626 | 122.765 | 125.046 | 127.614 | 130.306 | 132.996 | 135.482
System Transformation | Lct_BB008 | Number | SHEPD | Killin |  | 0.931 | 1.666 | 2.565 | 3.595 | 4.477 | 5.318 | 6.205 | 7.282 | 8.428 | 10.371 | 12.222 | 13.986 | 15.679 | 17.337 | 19.181 | 20.837 | 22.343 | 23.658 | 24.819 | 26.456 | 28.013 | 29.445 | 30.671 | 31.794 | 32.385 | 33.05 | 33.747 | 34.443 | 35.087
System Transformation | Lct_BB008 | Number | SHEPD | Kinlochleven |  | 0.24 | 0.437 | 0.684 | 0.971 | 1.206 | 1.428 | 1.661 | 1.943 | 2.241 | 2.71 | 3.135 | 3.518 | 3.863 | 4.178 | 4.565 | 4.895 | 5.176 | 5.401 | 5.577 | 5.891 | 6.18 | 6.434 | 6.636 | 6.81 | 6.937 | 7.079 | 7.228 | 7.378 | 7.515
System Transformation | Lct_BB008 | Number | SHEPD | Kintore |  | 6.433 | 11.51 | 17.719 | 24.824 | 30.909 | 36.714 | 42.831 | 50.255 | 58.156 | 71.603 | 84.43 | 96.682 | 108.454 | 120.005 | 132.806 | 144.319 | 154.804 | 163.98 | 172.092 | 183.491 | 194.343 | 204.341 | 212.906 | 220.768 | 224.859 | 229.466 | 234.294 | 239.12 | 243.577
System Transformation | Lct_BB008 | Number | SHEPD | Lairg |  | 0.153 | 0.286 | 0.46 | 0.668 | 0.828 | 0.977 | 1.133 | 1.322 | 1.52 | 1.819 | 2.081 | 2.307 | 2.499 | 2.663 | 2.885 | 3.064 | 3.208 | 3.311 | 3.378 | 3.544 | 3.691 | 3.815 | 3.905 | 3.976 | 4.05 | 4.134 | 4.221 | 4.309 | 4.39
System Transformation | Lct_BB008 | Number | SHEPD | Lunanhead |  | 3.067 | 5.491 | 8.456 | 11.85 | 14.758 | 17.532 | 20.456 | 24.004 | 27.783 | 34.187 | 40.287 | 46.105 | 51.685 | 57.15 | 63.226 | 68.685 | 73.649 | 77.986 | 81.813 | 87.208 | 92.34 | 97.063 | 101.102 | 104.804 | 106.752 | 108.944 | 111.241 | 113.538 | 115.66
System Transformation | Lct_BB008 | Number | SHEPD | Lyndhurst |  | 1.749 | 3.13 | 4.82 | 6.755 | 8.413 | 9.994 | 11.661 | 13.684 | 15.838 | 19.489 | 22.967 | 26.283 | 29.464 | 32.58 | 36.043 | 39.155 | 41.985 | 44.458 | 46.639 | 49.715 | 52.64 | 55.333 | 57.635 | 59.746 | 60.856 | 62.106 | 63.415 | 64.725 | 65.934
System Transformation | Lct_BB008 | Number | SHEPD | Macduff |  | 2.085 | 3.794 | 5.931 | 8.427 | 10.463 | 12.391 | 14.411 | 16.854 | 19.44 | 23.51 | 27.2 | 30.526 | 33.515 | 36.245 | 39.605 | 42.464 | 44.906 | 46.854 | 48.388 | 51.109 | 53.612 | 55.816 | 57.571 | 59.082 | 60.18 | 61.416 | 62.711 | 64.006 | 65.202
System Transformation | Lct_BB008 | Number | SHEPD | Milton of Craigie |  | 2.773 | 4.963 | 7.643 | 10.711 | 13.339 | 15.847 | 18.49 | 21.698 | 25.113 | 30.902 | 36.416 | 41.674 | 46.718 | 51.658 | 57.15 | 62.084 | 66.571 | 70.492 | 73.951 | 78.827 | 83.466 | 87.735 | 91.386 | 94.732 | 96.492 | 98.474 | 100.551 | 102.627 | 104.545
System Transformation | Lct_BB008 | Number | SHEPD | Mybster |  | 1.389 | 2.604 | 4.18 | 6.079 | 7.528 | 8.891 | 10.311 | 12.023 | 13.824 | 16.548 | 18.933 | 20.989 | 22.735 | 24.222 | 26.241 | 27.875 | 29.182 | 30.116 | 30.731 | 32.24 | 33.581 | 34.707 | 35.525 | 36.169 | 36.845 | 37.605 | 38.402 | 39.199 | 39.936
System Transformation | Lct_BB008 | Number | SHEPD | Nairn |  | 3.208 | 5.836 | 9.123 | 12.962 | 16.094 | 19.06 | 22.167 | 25.926 | 29.903 | 36.164 | 41.841 | 46.956 | 51.555 | 55.753 | 60.922 | 65.321 | 69.077 | 72.074 | 74.434 | 78.619 | 82.469 | 85.86 | 88.559 | 90.883 | 92.572 | 94.473 | 96.465 | 98.457 | 100.297
System Transformation | Lct_BB008 | Number | SHEPD | Orrin |  | 0 | 0 | 0 | 0 | 0 | 0 | 0 | 0 | 0 | 0 | 0 | 0 | 0 | 0 | 0 | 0 | 0 | 0 | 0 | 0 | 0 | 0 | 0 | 0 | 0 | 0 | 0 | 0 | 0
System Transformation | Lct_BB008 | Number | SHEPD | Persley |  | 4.879 | 8.729 | 13.439 | 18.827 | 23.442 | 27.845 | 32.484 | 38.114 | 44.107 | 54.305 | 64.034 | 73.326 | 82.254 | 91.014 | 100.723 | 109.455 | 117.407 | 124.366 | 130.518 | 139.164 | 147.395 | 154.977 | 161.473 | 167.435 | 170.539 | 174.033 | 177.694 | 181.354 | 184.735
System Transformation | Lct_BB008 | Number | SHEPD | Peterhead Grange |  | 0.35 | 0.626 | 0.963 | 1.349 | 1.68 | 1.995 | 2.328 | 2.731 | 3.161 | 3.891 | 4.589 | 5.254 | 5.894 | 6.522 | 7.218 | 7.843 | 8.413 | 8.912 | 9.353 | 9.972 | 10.562 | 11.106 | 11.571 | 11.998 | 12.221 | 12.471 | 12.733 | 12.996 | 13.238
System Transformation | Lct_BB008 | Number | SHEPD | Peterhead Shell |  | 0.894 | 1.599 | 2.461 | 3.448 | 4.294 | 5.1 | 5.95 | 6.981 | 8.078 | 9.946 | 11.728 | 13.43 | 15.065 | 16.67 | 18.448 | 20.047 | 21.504 | 22.778 | 23.905 | 25.489 | 26.996 | 28.385 | 29.575 | 30.667 | 31.235 | 31.875 | 32.546 | 33.216 | 33.835
System Transformation | Lct_BB008 | Number | SHEPD | Port Ann |  | 2.257 | 4.295 | 6.978 | 10.255 | 12.679 | 14.951 | 17.309 | 20.148 | 23.124 | 27.697 | 31.708 | 35.176 | 38.133 | 40.663 | 44.068 | 46.83 | 49.046 | 50.639 | 51.699 | 54.289 | 56.604 | 58.562 | 60.008 | 61.165 | 62.307 | 63.592 | 64.939 | 66.285 | 67.53
System Transformation | Lct_BB008 | Number | SHEPD | Quoich |  | 0.006 | 0.012 | 0.018 | 0.026 | 0.032 | 0.038 | 0.044 | 0.052 | 0.06 | 0.072 | 0.083 | 0.094 | 0.103 | 0.111 | 0.121 | 0.13 | 0.138 | 0.144 | 0.148 | 0.157 | 0.164 | 0.171 | 0.177 | 0.181 | 0.185 | 0.188 | 0.192 | 0.196 | 0.2
System Transformation | Lct_BB008 | Number | SHEPD | Rannoch |  | 0.15 | 0.269 | 0.414 | 0.58 | 0.722 | 0.858 | 1.001 | 1.175 | 1.36 | 1.673 | 1.972 | 2.257 | 2.53 | 2.797 | 3.095 | 3.362 | 3.605 | 3.817 | 4.004 | 4.268 | 4.519 | 4.751 | 4.948 | 5.13 | 5.225 | 5.332 | 5.445 | 5.557 | 5.661
System Transformation | Lct_BB008 | Number | SHEPD | Redmoss |  | 4.149 | 7.423 | 11.428 | 16.009 | 19.934 | 23.678 | 27.623 | 32.41 | 37.506 | 46.178 | 54.451 | 62.352 | 69.945 | 77.394 | 85.649 | 93.074 | 99.836 | 105.754 | 110.985 | 118.337 | 125.336 | 131.784 | 137.308 | 142.378 | 145.017 | 147.988 | 151.101 | 154.214 | 157.088
System Transformation | Lct_BB008 | Number | SHEPD | Rothienorman |  | 1.58 | 2.849 | 4.417 | 6.229 | 7.746 | 9.188 | 10.703 | 12.539 | 14.488 | 17.688 | 20.674 | 23.456 | 26.057 | 28.537 | 31.403 | 33.924 | 36.162 | 38.055 | 39.663 | 42.12 | 44.429 | 46.52 | 48.264 | 49.83 | 50.755 | 51.796 | 52.887 | 53.977 | 54.984
System Transformation | Lct_BB008 | Number | SHEPD | Shin |  | 0.185 | 0.347 | 0.557 | 0.809 | 1.002 | 1.184 | 1.373 | 1.601 | 1.841 | 2.203 | 2.521 | 2.795 | 3.027 | 3.225 | 3.494 | 3.712 | 3.886 | 4.01 | 4.092 | 4.293 | 4.471 | 4.621 | 4.73 | 4.816 | 4.906 | 5.007 | 5.113 | 5.219 | 5.318
System Transformation | Lct_BB008 | Number | SHEPD | Sloy |  | 0.367 | 0.698 | 1.135 | 1.668 | 2.062 | 2.432 | 2.815 | 3.277 | 3.761 | 4.505 | 5.157 | 5.721 | 6.202 | 6.614 | 7.167 | 7.617 | 7.977 | 8.236 | 8.409 | 8.83 | 9.207 | 9.525 | 9.76 | 9.948 | 10.134 | 10.343 | 10.562 | 10.781 | 10.984
System Transformation | Lct_BB008 | Number | SHEPD | St Fergus Gas Terminal |  | 0.477 | 0.854 | 1.315 | 1.842 | 2.294 | 2.724 | 3.178 | 3.729 | 4.315 | 5.313 | 6.265 | 7.174 | 8.048 | 8.905 | 9.855 | 10.709 | 11.487 | 12.168 | 12.77 | 13.616 | 14.421 | 15.163 | 15.798 | 16.382 | 16.685 | 17.027 | 17.385 | 17.743 | 18.074
System Transformation | Lct_BB008 | Number | SHEPD | St Fillans |  | 0.407 | 0.729 | 1.122 | 1.573 | 1.959 | 2.327 | 2.715 | 3.186 | 3.687 | 4.537 | 5.347 | 6.119 | 6.86 | 7.585 | 8.392 | 9.116 | 9.775 | 10.351 | 10.859 | 11.575 | 12.256 | 12.883 | 13.419 | 13.91 | 14.169 | 14.46 | 14.764 | 15.069 | 15.351
System Transformation | Lct_BB008 | Number | SHEPD | Strichen |  | 1.775 | 3.176 | 4.889 | 6.849 | 8.528 | 10.13 | 11.818 | 13.866 | 16.046 | 19.756 | 23.295 | 26.676 | 29.924 | 33.11 | 36.642 | 39.819 | 42.712 | 45.244 | 47.482 | 50.627 | 53.621 | 56.38 | 58.743 | 60.912 | 62.041 | 63.312 | 64.644 | 65.976 | 67.205
System Transformation | Lct_BB008 | Number | SHEPD | Tarland |  | 1.999 | 3.576 | 5.505 | 7.713 | 9.603 | 11.407 | 13.308 | 15.614 | 18.069 | 22.247 | 26.232 | 30.039 | 33.696 | 37.285 | 41.262 | 44.839 | 48.097 | 50.948 | 53.468 | 57.01 | 60.382 | 63.488 | 66.149 | 68.592 | 69.863 | 71.294 | 72.794 | 74.294 | 75.678
System Transformation | Lct_BB008 | Number | SHEPD | Taynuilt |  | 3.874 | 7.371 | 11.977 | 17.601 | 21.762 | 25.661 | 29.709 | 34.583 | 39.69 | 47.539 | 54.424 | 60.376 | 65.451 | 69.793 | 75.637 | 80.379 | 84.182 | 86.916 | 88.736 | 93.182 | 97.155 | 100.515 | 102.998 | 104.983 | 106.943 | 109.149 | 111.46 | 113.772 | 115.909
System Transformation | Lct_BB008 | Number | SHEPD | Thurso |  | 6.034 | 11.313 | 18.158 | 26.406 | 32.7 | 38.62 | 44.787 | 52.226 | 60.049 | 71.882 | 82.241 | 91.17 | 98.757 | 105.215 | 113.985 | 121.083 | 126.76 | 130.815 | 133.486 | 140.041 | 145.869 | 150.757 | 154.314 | 157.109 | 160.044 | 163.348 | 166.809 | 170.271 | 173.471
System Transformation | Lct_BB008 | Number | SHEPD | Tummel Bridge |  | 1.988 | 3.558 | 5.48 | 7.68 | 9.564 | 11.362 | 13.256 | 15.556 | 18.005 | 22.155 | 26.109 | 29.879 | 33.495 | 37.037 | 40.974 | 44.512 | 47.729 | 50.54 | 53.02 | 56.516 | 59.842 | 62.902 | 65.52 | 67.919 | 69.181 | 70.602 | 72.091 | 73.579 | 74.955
System Transformation | Lct_BB008 | Number | SHEPD | Willowdale |  | 2.79 | 4.993 | 7.686 | 10.768 | 13.408 | 15.926 | 18.579 | 21.799 | 25.227 | 31.06 | 36.624 | 41.939 | 47.045 | 52.055 | 57.608 | 62.602 | 67.151 | 71.131 | 74.649 | 79.594 | 84.302 | 88.639 | 92.354 | 95.764 | 97.539 | 99.537 | 101.632 | 103.725 | 105.658
System Transformation | Lct_BB008 | Number | SHEPD | Woodhill |  | 4.467 | 7.993 | 12.305 | 17.239 | 21.465 | 25.497 | 29.745 | 34.9 | 40.387 | 49.725 | 58.633 | 67.142 | 75.317 | 83.338 | 92.228 | 100.224 | 107.505 | 113.877 | 119.51 | 127.427 | 134.963 | 141.907 | 147.855 | 153.314 | 156.156 | 159.355 | 162.708 | 166.059 | 169.154
System Transformation | Lct_BB008 | Number | SPD | Ayr |  | 3.58 | 6.243 | 9.378 | 12.833 | 16.06 | 19.174 | 22.487 | 26.528 | 30.871 | 38.453 | 45.887 | 53.196 | 60.434 | 67.748 | 75.514 | 82.673 | 89.366 | 95.424 | 100.98 | 108.085 | 114.925 | 121.313 | 126.9 | 132.114 | 134.529 | 137.25 | 140.102 | 142.95 | 145.576
System Transformation | Lct_BB008 | Number | SPD | Bainsford |  | 1.963 | 3.412 | 5.108 | 6.966 | 8.715 | 10.401 | 12.194 | 14.381 | 16.729 | 20.865 | 24.933 | 28.944 | 32.928 | 36.966 | 41.241 | 45.193 | 48.898 | 52.265 | 55.364 | 59.316 | 63.13 | 66.703 | 69.843 | 72.783 | 74.142 | 75.671 | 77.273 | 78.876 | 80.357
System Transformation | Lct_BB008 | Number | SPD | Bathgate |  | 2.936 | 5.102 | 7.638 | 10.418 | 13.033 | 15.555 | 18.236 | 21.506 | 25.017 | 31.203 | 37.286 | 43.285 | 49.243 | 55.281 | 61.674 | 67.584 | 73.126 | 78.16 | 82.795 | 88.705 | 94.408 | 99.752 | 104.447 | 108.844 | 110.876 | 113.163 | 115.559 | 117.956 | 120.171
System Transformation | Lct_BB008 | Number | SPD | Berwick |  | 1.401 | 2.443 | 3.669 | 5.021 | 6.283 | 7.502 | 8.798 | 10.379 | 12.078 | 15.044 | 17.953 | 20.812 | 23.644 | 26.506 | 29.544 | 32.345 | 34.964 | 37.334 | 39.508 | 42.288 | 44.963 | 47.463 | 49.649 | 51.689 | 52.633 | 53.698 | 54.814 | 55.928 | 56.955
System Transformation | Lct_BB008 | Number | SPD | Bonnybridge |  | 4.88 | 8.48 | 12.696 | 17.316 | 21.663 | 25.855 | 30.312 | 35.746 | 41.583 | 51.865 | 61.976 | 71.947 | 81.85 | 91.887 | 102.514 | 112.338 | 121.548 | 129.916 | 137.62 | 147.444 | 156.924 | 165.806 | 173.61 | 180.919 | 184.296 | 188.097 | 192.081 | 196.063 | 199.745
System Transformation | Lct_BB008 | Number | SPD | Braehead Park |  | 2.596 | 4.526 | 6.799 | 9.304 | 11.643 | 13.9 | 16.302 | 19.232 | 22.38 | 27.877 | 33.266 | 38.564 | 43.811 | 49.114 | 54.744 | 59.934 | 64.786 | 69.178 | 73.206 | 78.357 | 83.315 | 87.946 | 91.996 | 95.776 | 97.527 | 99.5 | 101.567 | 103.632 | 105.535
System Transformation | Lct_BB008 | Number | SPD | Broxburn |  | 4.524 | 7.889 | 11.851 | 16.217 | 20.294 | 24.229 | 28.416 | 33.522 | 39.01 | 48.591 | 57.984 | 67.22 | 76.366 | 85.609 | 95.423 | 104.469 | 112.926 | 120.581 | 127.602 | 136.58 | 145.223 | 153.295 | 160.355 | 166.944 | 169.995 | 173.434 | 177.037 | 180.636 | 183.955
System Transformation | Lct_BB008 | Number | SPD | Carntyne |  | 1.747 | 3.046 | 4.576 | 6.262 | 7.836 | 9.356 | 10.973 | 12.944 | 15.063 | 18.763 | 22.39 | 25.957 | 29.488 | 33.058 | 36.847 | 40.34 | 43.606 | 46.562 | 49.273 | 52.74 | 56.077 | 59.194 | 61.921 | 64.465 | 65.643 | 66.971 | 68.362 | 69.752 | 71.034
System Transformation | Lct_BB008 | Number | SPD | Carsfad |  | 0 | 0 | 0 | 0 | 0 | 0 | 0 | 0 | 0 | 0 | 0 | 0 | 0 | 0 | 0 | 0 | 0 | 0 | 0 | 0 | 0 | 0 | 0 | 0 | 0 | 0 | 0 | 0 | 0
System Transformation | Lct_BB008 | Number | SPD | Chapelcross |  | 3.405 | 3.444 | 5.173 | 7.078 | 8.858 | 10.576 | 12.403 | 14.632 | 17.027 | 21.209 | 25.309 | 29.341 | 33.333 | 37.367 | 41.651 | 45.599 | 49.291 | 52.632 | 55.697 | 59.616 | 63.388 | 66.911 | 69.993 | 72.869 | 74.201 | 75.702 | 77.275 | 78.846 | 80.294
System Transformation | Lct_BB008 | Number | SPD | Charlotte Street |  | 1.742 | 3.038 | 4.563 | 6.244 | 7.814 | 9.33 | 10.942 | 12.908 | 15.021 | 18.71 | 22.327 | 25.884 | 29.406 | 32.965 | 36.743 | 40.227 | 43.483 | 46.431 | 49.134 | 52.592 | 55.919 | 59.028 | 61.746 | 64.283 | 65.458 | 66.782 | 68.17 | 69.556 | 70.834
System Transformation | Lct_BB008 | Number | SPD | Clyde’s Mill |  | 5.792 | 10.1 | 15.171 | 20.76 | 25.98 | 31.018 | 36.377 | 42.914 | 49.94 | 62.205 | 74.23 | 86.054 | 97.763 | 109.595 | 122.159 | 133.74 | 144.567 | 154.366 | 163.354 | 174.848 | 185.912 | 196.246 | 205.285 | 213.719 | 217.625 | 222.027 | 226.64 | 231.248 | 235.496 | GSP also referred to as Westburn Road
System Transformation | Lct_BB008 | Number | SPD | Coatbridge |  | 4.89 | 8.527 | 12.809 | 17.529 | 21.936 | 26.189 | 30.715 | 36.234 | 42.166 | 52.522 | 62.675 | 72.659 | 82.545 | 92.535 | 103.143 | 112.922 | 122.063 | 130.337 | 137.926 | 147.631 | 156.973 | 165.698 | 173.33 | 180.451 | 183.749 | 187.466 | 191.361 | 195.252 | 198.838
System Transformation | Lct_BB008 | Number | SPD | Cockenzie |  | 4.037 | 7.039 | 10.574 | 14.47 | 18.108 | 21.619 | 25.355 | 29.911 | 34.808 | 43.357 | 51.738 | 59.98 | 68.141 | 76.388 | 85.145 | 93.217 | 100.763 | 107.593 | 113.858 | 121.869 | 129.581 | 136.784 | 143.084 | 148.963 | 151.685 | 154.753 | 157.969 | 161.18 | 164.141
System Transformation | Lct_BB008 | Number | SPD | Coylton |  | 3.245 | 5.659 | 8.501 | 11.632 | 14.557 | 17.38 | 20.383 | 24.045 | 27.982 | 34.854 | 41.592 | 48.217 | 54.778 | 61.408 | 68.447 | 74.936 | 81.003 | 86.493 | 91.53 | 97.97 | 104.169 | 109.96 | 115.024 | 119.75 | 121.939 | 124.405 | 126.99 | 129.572 | 131.952
System Transformation | Lct_BB008 | Number | SPD | Crookston A |  | 0.876 | 1.475 | 2.139 | 2.824 | 3.546 | 4.25 | 5.003 | 5.925 | 6.922 | 8.874 | 10.896 | 12.992 | 15.177 | 17.489 | 19.818 | 22.063 | 24.255 | 26.346 | 28.367 | 30.707 | 33.018 | 35.244 | 37.278 | 39.239 | 40.071 | 40.999 | 41.972 | 42.951 | 43.87
System Transformation | Lct_BB008 | Number | SPD | Crookston B |  | 0.628 | 1.057 | 1.532 | 2.023 | 2.541 | 3.045 | 3.584 | 4.245 | 4.959 | 6.358 | 7.806 | 9.308 | 10.873 | 12.529 | 14.198 | 15.805 | 17.376 | 18.874 | 20.322 | 21.998 | 23.654 | 25.248 | 26.705 | 28.111 | 28.706 | 29.371 | 30.069 | 30.77 | 31.428
System Transformation | Lct_BB008 | Number | SPD | Cumbernauld |  | 2.651 | 4.607 | 6.897 | 9.407 | 11.768 | 14.046 | 16.467 | 19.419 | 22.59 | 28.176 | 33.669 | 39.085 | 44.466 | 49.918 | 55.691 | 61.028 | 66.032 | 70.577 | 74.763 | 80.1 | 85.25 | 90.075 | 94.315 | 98.285 | 100.12 | 102.185 | 104.349 | 106.512 | 108.512
System Transformation | Lct_BB008 | Number | SPD | Cupar |  | 3.265 | 5.674 | 8.495 | 11.586 | 14.495 | 17.3 | 20.282 | 23.918 | 27.823 | 34.703 | 41.468 | 48.14 | 54.766 | 61.482 | 68.592 | 75.165 | 81.328 | 86.927 | 92.082 | 98.655 | 104.998 | 110.941 | 116.163 | 121.053 | 123.313 | 125.856 | 128.522 | 131.186 | 133.65
System Transformation | Lct_BB008 | Number | SPD | Currie |  | 1.337 | 2.332 | 3.503 | 4.794 | 5.999 | 7.163 | 8.4 | 9.91 | 11.532 | 14.364 | 17.141 | 19.872 | 22.575 | 25.308 | 28.209 | 30.883 | 33.383 | 35.646 | 37.722 | 40.376 | 42.931 | 45.317 | 47.404 | 49.352 | 50.254 | 51.271 | 52.336 | 53.4 | 54.381
System Transformation | Lct_BB008 | Number | SPD | Dalmarnock |  | 2.509 | 4.375 | 6.572 | 8.993 | 11.254 | 13.437 | 15.759 | 18.59 | 21.634 | 26.947 | 32.156 | 37.279 | 42.351 | 47.477 | 52.919 | 57.936 | 62.626 | 66.871 | 70.765 | 75.744 | 80.537 | 85.014 | 88.929 | 92.583 | 94.275 | 96.182 | 98.181 | 100.177 | 102.017
System Transformation | Lct_BB008 | Number | SPD | Devol Moor |  | 1.56 | 2.721 | 4.087 | 5.593 | 6.999 | 8.356 | 9.8 | 11.561 | 13.454 | 16.758 | 19.998 | 23.183 | 26.338 | 29.525 | 32.91 | 36.03 | 38.947 | 41.587 | 44.008 | 47.105 | 50.085 | 52.869 | 55.304 | 57.577 | 58.629 | 59.815 | 61.058 | 62.299 | 63.443
System Transformation | Lct_BB008 | Number | SPD | Devonside |  | 4.637 | 8.058 | 12.064 | 16.454 | 20.584 | 24.567 | 28.802 | 33.966 | 39.512 | 49.282 | 58.888 | 68.363 | 77.773 | 87.31 | 97.407 | 106.741 | 115.493 | 123.444 | 130.764 | 140.099 | 149.106 | 157.546 | 164.962 | 171.906 | 175.115 | 178.727 | 182.512 | 186.296 | 189.794
System Transformation | Lct_BB008 | Number | SPD | Dewar Place |  | 2.846 | 4.962 | 7.454 | 10.2 | 12.765 | 15.24 | 17.873 | 21.085 | 24.537 | 30.563 | 36.471 | 42.281 | 48.033 | 53.847 | 60.02 | 65.71 | 71.03 | 75.844 | 80.26 | 85.908 | 91.344 | 96.421 | 100.862 | 105.006 | 106.925 | 109.088 | 111.355 | 113.619 | 115.706
System Transformation | Lct_BB008 | Number | SPD | Drumchapel |  | 7.248 | 12.596 | 18.857 | 25.72 | 32.175 | 38.402 | 45.021 | 53.093 | 61.762 | 77.034 | 92.051 | 106.86 | 121.57 | 136.478 | 152.261 | 166.852 | 180.532 | 192.96 | 204.403 | 218.994 | 233.075 | 246.267 | 257.858 | 268.714 | 273.73 | 279.375 | 285.292 | 291.207 | 296.676
System Transformation | Lct_BB008 | Number | SPD | Drumcross |  | 1.434 | 2.491 | 3.73 | 5.087 | 6.364 | 7.596 | 8.905 | 10.502 | 12.217 | 15.238 | 18.208 | 21.137 | 24.047 | 26.996 | 30.118 | 33.004 | 35.71 | 38.168 | 40.432 | 43.318 | 46.103 | 48.713 | 51.005 | 53.153 | 54.145 | 55.262 | 56.432 | 57.602 | 58.684
System Transformation | Lct_BB008 | Number | SPD | Dumfries 11 |  | 0 | 0 | 0 | 0 | 0 | 0 | 0 | 0 | 0 | 0 | 0 | 0 | 0 | 0 | 0 | 0 | 0 | 0 | 0 | 0 | 0 | 0 | 0 | 0 | 0 | 0 | 0 | 0 | 0
System Transformation | Lct_BB008 | Number | SPD | Dumfries 33 |  | 6.861 | 12.138 | 18.487 | 25.639 | 31.893 | 37.843 | 44.101 | 51.686 | 59.744 | 72.59 | 84.407 | 95.239 | 105.178 | 114.466 | 125.466 | 134.971 | 143.238 | 150.022 | 155.57 | 164.583 | 172.931 | 180.35 | 186.35 | 191.592 | 194.935 | 198.714 | 202.673 | 206.618 | 210.234
System Transformation | Lct_BB008 | Number | SPD | Dumfries ICI |  | 1.171 | 2.072 | 3.155 | 4.376 | 5.444 | 6.459 | 7.527 | 8.822 | 10.197 | 12.39 | 14.407 | 16.256 | 17.953 | 19.538 | 21.415 | 23.038 | 24.449 | 25.607 | 26.554 | 28.092 | 29.517 | 30.783 | 31.807 | 32.702 | 33.273 | 33.918 | 34.594 | 35.267 | 35.884
System Transformation | Lct_BB008 | Number | SPD | Dunbar |  | 0 | 0 | 0 | 0 | 0 | 0 | 0 | 0 | 0 | 0 | 0 | 0 | 0 | 0 | 0 | 0 | 0 | 0 | 0 | 0 | 0 | 0 | 0 | 0 | 0 | 0 | 0 | 0 | 0
System Transformation | Lct_BB008 | Number | SPD | Dunbar A |  | 1.299 | 2.265 | 3.402 | 4.656 | 5.826 | 6.956 | 8.158 | 9.624 | 11.2 | 13.95 | 16.647 | 19.299 | 21.925 | 24.578 | 27.396 | 29.993 | 32.421 | 34.619 | 36.635 | 39.212 | 41.693 | 44.011 | 46.038 | 47.93 | 48.806 | 49.793 | 50.827 | 51.861 | 52.813
System Transformation | Lct_BB008 | Number | SPD | Dunbar B |  | 0.531 | 0.925 | 1.39 | 1.902 | 2.38 | 2.841 | 3.332 | 3.931 | 4.575 | 5.698 | 6.8 | 7.883 | 8.955 | 10.039 | 11.19 | 12.251 | 13.242 | 14.14 | 14.963 | 16.016 | 17.03 | 17.976 | 18.804 | 19.577 | 19.935 | 20.338 | 20.761 | 21.183 | 21.572
System Transformation | Lct_BB008 | Number | SPD | Dunfermline |  | 3.286 | 5.71 | 8.549 | 11.66 | 14.586 | 17.409 | 20.41 | 24.069 | 27.999 | 34.923 | 41.73 | 48.444 | 55.113 | 61.871 | 69.026 | 75.641 | 81.843 | 87.477 | 92.665 | 99.279 | 105.662 | 111.643 | 116.898 | 121.819 | 124.093 | 126.652 | 129.335 | 132.016 | 134.495
System Transformation | Lct_BB008 | Number | SPD | Earlstoun |  | 0 | 0 | 0 | 0 | 0 | 0 | 0 | 0 | 0 | 0 | 0 | 0 | 0 | 0 | 0 | 0 | 0 | 0 | 0 | 0 | 0 | 0 | 0 | 0 | 0 | 0 | 0 | 0 | 0
System Transformation | Lct_BB008 | Number | SPD | East Kilbride |  | 4.506 | 7.857 | 11.803 | 16.151 | 20.212 | 24.132 | 28.301 | 33.387 | 38.853 | 48.395 | 57.75 | 66.949 | 76.059 | 85.264 | 95.038 | 104.048 | 112.472 | 120.095 | 127.088 | 136.03 | 144.638 | 152.678 | 159.71 | 166.272 | 169.311 | 172.735 | 176.324 | 179.909 | 183.214
System Transformation | Lct_BB008 | Number | SPD | East Kilbride South |  | 4.356 | 7.597 | 11.411 | 15.615 | 19.541 | 23.331 | 27.362 | 32.279 | 37.563 | 46.789 | 55.834 | 64.727 | 73.534 | 82.435 | 91.884 | 100.595 | 108.739 | 116.11 | 122.87 | 131.516 | 139.838 | 147.611 | 154.409 | 160.754 | 163.692 | 167.003 | 170.473 | 173.939 | 177.134
System Transformation | Lct_BB008 | Number | SPD | Easterhouse |  | 7.058 | 12.308 | 18.488 | 25.299 | 31.66 | 37.799 | 44.33 | 52.297 | 60.858 | 75.805 | 90.459 | 104.868 | 119.137 | 133.557 | 148.867 | 162.98 | 176.174 | 188.116 | 199.069 | 213.076 | 226.559 | 239.152 | 250.167 | 260.446 | 265.206 | 270.57 | 276.192 | 281.807 | 286.984
System Transformation | Lct_BB008 | Number | SPD | Eccles |  | 2.285 | 3.985 | 5.986 | 8.191 | 10.251 | 12.239 | 14.353 | 16.932 | 19.704 | 24.544 | 29.289 | 33.954 | 38.574 | 43.243 | 48.2 | 52.769 | 57.041 | 60.907 | 64.454 | 68.989 | 73.355 | 77.432 | 80.998 | 84.326 | 85.868 | 87.604 | 89.425 | 91.243 | 92.919
System Transformation | Lct_BB008 | Number | SPD | Elderslie |  | 4.235 | 7.384 | 11.092 | 15.179 | 18.995 | 22.678 | 26.597 | 31.376 | 36.513 | 45.481 | 54.273 | 62.918 | 71.478 | 80.13 | 89.315 | 97.783 | 105.698 | 112.863 | 119.435 | 127.839 | 135.928 | 143.483 | 150.092 | 156.259 | 159.115 | 162.333 | 165.706 | 169.075 | 172.181
System Transformation | Lct_BB008 | Number | SPD | Erskine |  | 2.355 | 4.106 | 6.168 | 8.44 | 10.562 | 12.61 | 14.789 | 17.447 | 20.303 | 25.29 | 30.179 | 34.986 | 39.746 | 44.556 | 49.664 | 54.373 | 58.774 | 62.758 | 66.412 | 71.085 | 75.583 | 79.785 | 83.459 | 86.889 | 88.477 | 90.266 | 92.142 | 94.015 | 95.742
System Transformation | Lct_BB008 | Number | SPD | Finnieston |  | 1.197 | 2.079 | 3.113 | 4.246 | 5.311 | 6.339 | 7.432 | 8.765 | 10.196 | 12.717 | 15.196 | 17.641 | 20.069 | 22.53 | 25.135 | 27.544 | 29.802 | 31.854 | 33.743 | 36.152 | 38.476 | 40.654 | 42.567 | 44.359 | 45.187 | 46.119 | 47.096 | 48.073 | 48.975
System Transformation | Lct_BB008 | Number | SPD | Galashiels |  | 2.498 | 4.357 | 6.544 | 8.955 | 11.207 | 13.38 | 15.692 | 18.512 | 21.542 | 26.833 | 32.02 | 37.12 | 42.171 | 47.275 | 52.695 | 57.69 | 62.36 | 66.587 | 70.465 | 75.423 | 80.195 | 84.653 | 88.552 | 92.19 | 93.875 | 95.774 | 97.764 | 99.751 | 101.584
System Transformation | Lct_BB008 | Number | SPD | Giffnock |  | 7.313 | 12.752 | 19.155 | 26.212 | 32.802 | 39.164 | 45.93 | 54.184 | 63.055 | 78.541 | 93.724 | 108.653 | 123.437 | 138.377 | 154.24 | 168.862 | 182.532 | 194.905 | 206.254 | 220.766 | 234.736 | 247.783 | 259.196 | 269.845 | 274.777 | 280.335 | 286.16 | 291.978 | 297.341
System Transformation | Lct_BB008 | Number | SPD | Glenlee |  | 0 | 0 | 0 | 0 | 0 | 0 | 0 | 0 | 0 | 0 | 0 | 0 | 0 | 0 | 0 | 0 | 0 | 0 | 0 | 0 | 0 | 0 | 0 | 0 | 0 | 0 | 0 | 0 | 0
System Transformation | Lct_BB008 | Number | SPD | Glenluce |  | 1.268 | 2.212 | 3.322 | 4.546 | 5.689 | 6.793 | 7.966 | 9.398 | 10.937 | 13.623 | 16.256 | 18.846 | 21.41 | 24.001 | 26.752 | 29.289 | 31.66 | 33.806 | 35.774 | 38.291 | 40.714 | 42.977 | 44.957 | 46.804 | 47.659 | 48.623 | 49.634 | 50.643 | 51.573
System Transformation | Lct_BB008 | Number | SPD | Glenniston |  | 1.903 | 3.307 | 4.951 | 6.753 | 8.448 | 10.083 | 11.821 | 13.94 | 16.216 | 20.226 | 24.169 | 28.057 | 31.919 | 35.833 | 39.977 | 43.808 | 47.4 | 50.663 | 53.668 | 57.499 | 61.195 | 64.659 | 67.703 | 70.553 | 71.87 | 73.352 | 74.905 | 76.459 | 77.894
System Transformation | Lct_BB008 | Number | SPD | Glenrothes |  | 2.861 | 4.972 | 7.443 | 10.152 | 12.7 | 15.158 | 17.771 | 20.957 | 24.379 | 30.407 | 36.334 | 42.18 | 47.986 | 53.87 | 60.101 | 65.86 | 71.26 | 76.165 | 80.682 | 86.441 | 91.999 | 97.207 | 101.782 | 106.067 | 108.047 | 110.275 | 112.61 | 114.945 | 117.104
System Transformation | Lct_BB008 | Number | SPD | Gorgie |  | 2.881 | 5.023 | 7.546 | 10.326 | 12.922 | 15.428 | 18.093 | 21.345 | 24.839 | 30.94 | 36.921 | 42.802 | 48.626 | 54.511 | 60.76 | 66.52 | 71.905 | 76.779 | 81.25 | 86.967 | 92.47 | 97.61 | 102.106 | 106.301 | 108.244 | 110.433 | 112.728 | 115.02 | 117.132
System Transformation | Lct_BB008 | Number | SPD | Govan |  | 2.65 | 4.621 | 6.941 | 9.499 | 11.887 | 14.192 | 16.644 | 19.635 | 22.849 | 28.461 | 33.963 | 39.373 | 44.73 | 50.144 | 55.893 | 61.191 | 66.145 | 70.629 | 74.741 | 80 | 85.062 | 89.791 | 93.926 | 97.785 | 99.573 | 101.587 | 103.697 | 105.806 | 107.749
System Transformation | Lct_BB008 | Number | SPD | Grangemouth A |  | 1.494 | 2.544 | 3.729 | 4.98 | 6.263 | 7.514 | 8.856 | 10.501 | 12.284 | 15.352 | 18.382 | 21.384 | 24.379 | 27.426 | 30.668 | 33.687 | 36.537 | 39.15 | 41.577 | 44.578 | 47.479 | 50.204 | 52.607 | 54.862 | 55.952 | 57.174 | 58.454 | 59.738 | 60.934
System Transformation | Lct_BB008 | Number | SPD | Grangemouth C |  | 1.08 | 1.838 | 2.694 | 3.598 | 4.525 | 5.429 | 6.398 | 7.587 | 8.875 | 11.092 | 13.281 | 15.449 | 17.613 | 19.815 | 22.157 | 24.338 | 26.397 | 28.285 | 30.038 | 32.207 | 34.303 | 36.271 | 38.007 | 39.637 | 40.424 | 41.306 | 42.232 | 43.159 | 44.023
System Transformation | Lct_BB008 | Number | SPD | Haggs Road |  | 3.696 | 6.444 | 9.68 | 13.247 | 16.577 | 19.792 | 23.212 | 27.383 | 31.866 | 39.692 | 47.365 | 54.91 | 62.381 | 69.932 | 77.948 | 85.338 | 92.246 | 98.499 | 104.235 | 111.569 | 118.628 | 125.222 | 130.99 | 136.372 | 138.864 | 141.673 | 144.617 | 147.557 | 150.268
System Transformation | Lct_BB008 | Number | SPD | Hawick |  | 2.082 | 3.63 | 5.452 | 7.461 | 9.337 | 11.148 | 13.074 | 15.423 | 17.948 | 22.356 | 26.678 | 30.928 | 35.136 | 39.389 | 43.904 | 48.066 | 51.957 | 55.479 | 58.709 | 62.84 | 66.817 | 70.531 | 73.779 | 76.811 | 78.215 | 79.797 | 81.455 | 83.111 | 84.637
System Transformation | Lct_BB008 | Number | SPD | Helensburgh |  | 1.946 | 3.381 | 5.062 | 6.904 | 8.637 | 10.308 | 12.085 | 14.252 | 16.579 | 20.679 | 24.71 | 28.685 | 32.633 | 36.635 | 40.872 | 44.789 | 48.461 | 51.797 | 54.869 | 58.785 | 62.565 | 66.106 | 69.218 | 72.132 | 73.478 | 74.994 | 76.582 | 78.17 | 79.638
System Transformation | Lct_BB008 | Number | SPD | Hunterston Farm |  | 0.45 | 0.784 | 1.178 | 1.611 | 2.017 | 2.408 | 2.824 | 3.331 | 3.876 | 4.828 | 5.762 | 6.679 | 7.588 | 8.507 | 9.482 | 10.381 | 11.221 | 11.982 | 12.679 | 13.571 | 14.43 | 15.232 | 15.934 | 16.589 | 16.892 | 17.233 | 17.591 | 17.949 | 18.279
System Transformation | Lct_BB008 | Number | SPD | Inverkeithing |  | 4.654 | 8.087 | 12.107 | 16.513 | 20.658 | 24.656 | 28.906 | 34.088 | 39.655 | 49.46 | 59.101 | 68.61 | 78.054 | 87.626 | 97.759 | 107.127 | 115.911 | 123.89 | 131.237 | 140.605 | 149.646 | 158.116 | 165.558 | 172.528 | 175.749 | 179.373 | 183.172 | 186.97 | 190.481
System Transformation | Lct_BB008 | Number | SPD | Johnstone |  | 4.361 | 7.605 | 11.424 | 15.633 | 19.563 | 23.357 | 27.392 | 32.315 | 37.605 | 46.841 | 55.896 | 64.8 | 73.616 | 82.526 | 91.987 | 100.708 | 108.86 | 116.239 | 123.008 | 131.663 | 139.994 | 147.775 | 154.582 | 160.933 | 163.874 | 167.189 | 170.663 | 174.133 | 177.331
System Transformation | Lct_BB008 | Number | SPD | Kaimes |  | 9.305 | 16.226 | 24.373 | 33.353 | 41.738 | 49.832 | 58.442 | 68.944 | 80.231 | 99.936 | 119.255 | 138.251 | 157.062 | 176.072 | 196.256 | 214.861 | 232.255 | 247.998 | 262.439 | 280.905 | 298.679 | 315.282 | 329.803 | 343.353 | 349.629 | 356.701 | 364.112 | 371.515 | 378.339
System Transformation | Lct_BB008 | Number | SPD | Kendoon |  | 0 | 0 | 0 | 0 | 0 | 0 | 0 | 0 | 0 | 0 | 0 | 0 | 0 | 0 | 0 | 0 | 0 | 0 | 0 | 0 | 0 | 0 | 0 | 0 | 0 | 0 | 0 | 0 | 0
System Transformation | Lct_BB008 | Number | SPD | Kilbowie 11 |  | 0.666 | 1.146 | 1.698 | 2.292 | 2.869 | 3.425 | 4.017 | 4.739 | 5.515 | 6.875 | 8.21 | 9.526 | 10.83 | 12.151 | 13.556 | 14.856 | 16.074 | 17.181 | 18.201 | 19.5 | 20.755 | 21.93 | 22.963 | 23.931 | 24.388 | 24.902 | 25.441 | 25.98 | 26.48
System Transformation | Lct_BB008 | Number | SPD | Kilbowie 33 |  | 1.592 | 2.739 | 4.058 | 5.479 | 6.857 | 8.187 | 9.601 | 11.327 | 13.182 | 16.432 | 19.624 | 22.767 | 25.885 | 29.041 | 32.401 | 35.506 | 38.418 | 41.064 | 43.5 | 46.607 | 49.605 | 52.415 | 54.884 | 57.196 | 58.289 | 59.517 | 60.805 | 62.093 | 63.288
System Transformation | Lct_BB008 | Number | SPD | Killermont |  | 6.318 | 10.979 | 16.437 | 22.418 | 28.045 | 33.473 | 39.242 | 46.278 | 53.835 | 67.146 | 80.235 | 93.144 | 105.965 | 118.96 | 132.717 | 145.435 | 157.36 | 168.192 | 178.167 | 190.885 | 203.158 | 214.657 | 224.76 | 234.222 | 238.595 | 243.515 | 248.672 | 253.829 | 258.595
System Transformation | Lct_BB008 | Number | SPD | Kilmarnock South |  | 3.798 | 6.623 | 9.949 | 13.615 | 17.038 | 20.342 | 23.857 | 28.144 | 32.751 | 40.795 | 48.681 | 56.435 | 64.114 | 71.874 | 80.113 | 87.708 | 94.809 | 101.235 | 107.13 | 114.668 | 121.923 | 128.701 | 134.628 | 140.16 | 142.721 | 145.608 | 148.634 | 151.655 | 154.441
System Transformation | Lct_BB008 | Number | SPD | Kilmarnock Town |  | 4.833 | 8.428 | 12.66 | 17.325 | 21.68 | 25.885 | 30.357 | 35.812 | 41.675 | 51.911 | 61.946 | 71.813 | 81.584 | 91.458 | 101.943 | 111.607 | 120.642 | 128.82 | 136.32 | 145.912 | 155.145 | 163.769 | 171.312 | 178.351 | 181.61 | 185.284 | 189.133 | 192.979 | 196.524
System Transformation | Lct_BB008 | Number | SPD | Kilwinning |  | 5.636 | 9.827 | 14.761 | 20.2 | 25.278 | 30.18 | 35.395 | 41.756 | 48.591 | 60.526 | 72.226 | 83.731 | 95.123 | 106.637 | 118.861 | 130.129 | 140.664 | 150.198 | 158.944 | 170.128 | 180.893 | 190.948 | 199.743 | 207.949 | 211.75 | 216.033 | 220.522 | 225.005 | 229.138
System Transformation | Lct_BB008 | Number | SPD | Lesmahagow |  | 0 | 0 | 0 | 2.542 | 3.181 | 3.798 | 4.454 | 5.255 | 6.115 | 7.617 | 9.089 | 10.537 | 11.971 | 13.42 | 14.958 | 16.376 | 17.702 | 18.902 | 20.002 | 21.41 | 22.764 | 24.03 | 25.136 | 26.169 | 26.648 | 27.187 | 27.751 | 28.316 | 28.836
System Transformation | Lct_BB008 | Number | SPD | Leven |  | 3.271 | 5.684 | 8.509 | 11.606 | 14.518 | 17.328 | 20.315 | 23.957 | 27.869 | 34.76 | 41.536 | 48.219 | 54.856 | 61.583 | 68.705 | 75.289 | 81.462 | 87.07 | 92.233 | 98.817 | 105.171 | 111.123 | 116.354 | 121.252 | 123.516 | 126.063 | 128.733 | 131.402 | 133.869
System Transformation | Lct_BB008 | Number | SPD | Linnmill |  | 5.455 | 9.513 | 14.29 | 17.012 | 21.289 | 25.418 | 29.809 | 35.166 | 40.923 | 50.974 | 60.828 | 70.517 | 80.112 | 89.808 | 100.103 | 109.593 | 118.466 | 126.496 | 133.861 | 143.28 | 152.346 | 160.814 | 168.221 | 175.133 | 178.334 | 181.941 | 185.721 | 189.497 | 192.978
System Transformation | Lct_BB008 | Number | SPD | Livingston East |  | 4.064 | 7.087 | 10.646 | 14.569 | 18.231 | 21.767 | 25.528 | 30.115 | 35.045 | 43.652 | 52.091 | 60.388 | 68.605 | 76.908 | 85.724 | 93.851 | 101.449 | 108.326 | 114.633 | 122.699 | 130.463 | 137.715 | 144.058 | 149.977 | 152.718 | 155.807 | 159.044 | 162.278 | 165.259
System Transformation | Lct_BB008 | Number | SPD | Maybole |  | 1.08 | 1.883 | 2.829 | 3.871 | 4.844 | 5.784 | 6.783 | 8.002 | 9.312 | 11.599 | 13.842 | 16.046 | 18.23 | 20.436 | 22.779 | 24.938 | 26.957 | 28.784 | 30.46 | 32.604 | 34.667 | 36.594 | 38.279 | 39.852 | 40.58 | 41.401 | 42.261 | 43.12 | 43.912
System Transformation | Lct_BB008 | Number | SPD | Moffat |  | 0 | 2.494 | 3.746 | 5.126 | 6.414 | 7.658 | 8.981 | 10.596 | 12.33 | 15.358 | 18.327 | 21.247 | 24.138 | 27.059 | 30.161 | 33.02 | 35.693 | 38.113 | 40.332 | 43.17 | 45.902 | 48.453 | 50.685 | 52.767 | 53.732 | 54.818 | 55.957 | 57.095 | 58.144
System Transformation | Lct_BB008 | Number | SPD | Newarthill |  | 8.336 | 14.536 | 21.835 | 29.88 | 37.392 | 44.643 | 52.356 | 61.765 | 71.877 | 89.53 | 106.837 | 123.855 | 140.707 | 157.737 | 175.819 | 192.488 | 208.07 | 222.174 | 235.111 | 251.654 | 267.577 | 282.451 | 295.46 | 307.6 | 313.222 | 319.557 | 326.197 | 332.829 | 338.942
System Transformation | Lct_BB008 | Number | SPD | Newton Stewart |  | 0.589 | 1.028 | 1.544 | 2.113 | 2.644 | 3.157 | 3.702 | 4.368 | 5.083 | 6.331 | 7.555 | 8.759 | 9.95 | 11.155 | 12.433 | 13.612 | 14.714 | 15.711 | 16.626 | 17.796 | 18.922 | 19.974 | 20.894 | 21.752 | 22.15 | 22.598 | 23.068 | 23.537 | 23.969
System Transformation | Lct_BB008 | Number | SPD | Paisley |  | 1.753 | 3.056 | 4.591 | 6.282 | 7.862 | 9.387 | 11.008 | 12.987 | 15.113 | 18.824 | 22.463 | 26.041 | 29.585 | 33.165 | 36.967 | 40.472 | 43.748 | 46.714 | 49.434 | 52.912 | 56.26 | 59.387 | 62.123 | 64.675 | 65.857 | 67.189 | 68.585 | 69.98 | 71.265
System Transformation | Lct_BB008 | Number | SPD | Partick |  | 3.256 | 5.659 | 8.471 | 11.554 | 14.454 | 17.252 | 20.225 | 23.852 | 27.746 | 34.607 | 41.353 | 48.006 | 54.614 | 61.312 | 68.402 | 74.957 | 81.103 | 86.686 | 91.827 | 98.382 | 104.707 | 110.634 | 115.841 | 120.718 | 122.971 | 125.507 | 128.165 | 130.823 | 133.279
System Transformation | Lct_BB008 | Number | SPD | Port Dundas |  | 2.396 | 4.164 | 6.234 | 8.502 | 10.636 | 12.695 | 14.883 | 17.551 | 20.417 | 25.466 | 30.43 | 35.326 | 40.188 | 45.116 | 50.334 | 55.157 | 59.68 | 63.788 | 67.571 | 72.395 | 77.049 | 81.41 | 85.242 | 88.831 | 90.489 | 92.355 | 94.311 | 96.266 | 98.074
System Transformation | Lct_BB008 | Number | SPD | Portobello |  | 7.874 | 13.731 | 20.626 | 28.225 | 35.321 | 42.17 | 49.456 | 58.344 | 67.895 | 84.57 | 100.919 | 116.994 | 132.912 | 148.999 | 166.08 | 181.825 | 196.544 | 209.867 | 222.087 | 237.713 | 252.755 | 266.804 | 279.093 | 290.56 | 295.871 | 301.855 | 308.127 | 314.391 | 320.167
System Transformation | Lct_BB008 | Number | SPD | Ravenscraig |  | 0.472 | 0.823 | 1.236 | 1.692 | 2.117 | 2.528 | 2.965 | 3.497 | 4.07 | 5.07 | 6.05 | 7.013 | 7.967 | 8.932 | 9.956 | 10.899 | 11.782 | 12.58 | 13.313 | 14.25 | 15.151 | 15.994 | 16.73 | 17.418 | 17.736 | 18.095 | 18.471 | 18.846 | 19.192
System Transformation | Lct_BB008 | Number | SPD | Redhouse |  | 2.664 | 4.629 | 6.931 | 9.453 | 11.826 | 14.114 | 16.547 | 19.514 | 22.701 | 28.314 | 33.833 | 39.276 | 44.683 | 50.162 | 55.963 | 61.326 | 66.354 | 70.922 | 75.128 | 80.491 | 85.666 | 90.515 | 94.775 | 98.765 | 100.609 | 102.683 | 104.858 | 107.032 | 109.042
System Transformation | Lct_BB008 | Number | SPD | Saltcoats A |  | 0.619 | 1.044 | 1.516 | 2.004 | 2.526 | 3.039 | 3.592 | 4.27 | 5.009 | 6.26 | 7.495 | 8.718 | 9.939 | 11.18 | 12.506 | 13.742 | 14.91 | 15.981 | 16.978 | 18.198 | 19.376 | 20.482 | 21.455 | 22.368 | 22.817 | 23.321 | 23.849 | 24.379 | 24.873
System Transformation | Lct_BB008 | Number | SPD | Saltcoats B |  | 1.1 | 1.855 | 2.693 | 3.56 | 4.488 | 5.4 | 6.381 | 7.587 | 8.899 | 11.121 | 13.316 | 15.489 | 17.657 | 19.863 | 22.219 | 24.414 | 26.488 | 28.392 | 30.163 | 32.33 | 34.424 | 36.388 | 38.117 | 39.739 | 40.537 | 41.432 | 42.37 | 43.311 | 44.189
System Transformation | Lct_BB008 | Number | SPD | Shrubhill |  | 4.371 | 7.622 | 11.45 | 15.668 | 19.607 | 23.41 | 27.454 | 32.388 | 37.69 | 46.947 | 56.022 | 64.946 | 73.783 | 82.713 | 92.195 | 100.935 | 109.106 | 116.502 | 123.285 | 131.96 | 140.31 | 148.109 | 154.931 | 161.297 | 164.245 | 167.567 | 171.048 | 174.526 | 177.732
System Transformation | Lct_BB008 | Number | SPD | Sighthill |  | 7.793 | 13.589 | 20.413 | 27.933 | 34.956 | 41.735 | 48.946 | 57.742 | 67.194 | 83.698 | 99.878 | 115.787 | 131.541 | 147.462 | 164.366 | 179.949 | 194.516 | 207.701 | 219.795 | 235.26 | 250.147 | 264.051 | 276.213 | 287.562 | 292.818 | 298.74 | 304.947 | 311.147 | 316.863
System Transformation | Lct_BB008 | Number | SPD | Spango Valley |  | 2.183 | 3.806 | 5.717 | 7.824 | 9.791 | 11.689 | 13.709 | 16.173 | 18.82 | 23.443 | 27.974 | 32.43 | 36.843 | 41.302 | 46.037 | 50.401 | 54.482 | 58.174 | 61.562 | 65.894 | 70.063 | 73.957 | 77.364 | 80.542 | 82.015 | 83.673 | 85.412 | 87.148 | 88.749
System Transformation | Lct_BB008 | Number | SPD | St Andrews Cross |  | 2.716 | 4.736 | 7.114 | 9.734 | 12.182 | 14.544 | 17.057 | 20.122 | 23.416 | 29.167 | 34.806 | 40.35 | 45.84 | 51.388 | 57.279 | 62.71 | 67.786 | 72.381 | 76.596 | 81.985 | 87.173 | 92.018 | 96.256 | 100.211 | 102.043 | 104.107 | 106.27 | 108.431 | 110.422
System Transformation | Lct_BB008 | Number | SPD | Stirling |  | 3.1 | 5.387 | 8.065 | 11 | 13.761 | 16.424 | 19.255 | 22.707 | 26.415 | 32.946 | 39.368 | 45.702 | 51.993 | 58.369 | 65.119 | 71.359 | 77.21 | 82.525 | 87.419 | 93.66 | 99.681 | 105.323 | 110.281 | 114.924 | 117.069 | 119.483 | 122.014 | 124.544 | 126.882
System Transformation | Lct_BB008 | Number | SPD | Strathaven |  | 4.366 | 7.613 | 11.435 | 15.648 | 19.582 | 23.38 | 27.42 | 32.347 | 37.642 | 46.888 | 55.952 | 64.864 | 73.69 | 82.608 | 92.078 | 100.808 | 108.968 | 116.355 | 123.13 | 131.794 | 140.133 | 147.922 | 154.735 | 161.093 | 164.037 | 167.355 | 170.832 | 174.306 | 177.507
System Transformation | Lct_BB008 | Number | SPD | Strathleven |  | 2.704 | 4.699 | 7.035 | 9.595 | 12.004 | 14.327 | 16.796 | 19.807 | 23.042 | 28.739 | 34.341 | 39.866 | 45.354 | 50.916 | 56.804 | 62.247 | 67.351 | 71.988 | 76.257 | 81.7 | 86.953 | 91.875 | 96.199 | 100.249 | 102.121 | 104.227 | 106.434 | 108.641 | 110.681
System Transformation | Lct_BB008 | Number | SPD | Telford Road |  | 3.289 | 5.736 | 8.616 | 11.79 | 14.755 | 17.616 | 20.659 | 24.372 | 28.362 | 35.328 | 42.157 | 48.872 | 55.522 | 62.242 | 69.377 | 75.954 | 82.103 | 87.668 | 92.773 | 99.301 | 105.584 | 111.453 | 116.586 | 121.376 | 123.595 | 126.095 | 128.715 | 131.332 | 133.744
System Transformation | Lct_BB008 | Number | SPD | Tongland |  | 1.479 | 2.579 | 3.874 | 5.302 | 6.635 | 7.921 | 9.29 | 10.959 | 12.754 | 15.886 | 18.957 | 21.976 | 24.967 | 27.988 | 31.197 | 34.154 | 36.919 | 39.422 | 41.717 | 44.653 | 47.478 | 50.117 | 52.426 | 54.58 | 55.577 | 56.701 | 57.879 | 59.056 | 60.141
System Transformation | Lct_BB008 | Number | SPD | West George Street |  | 1.272 | 2.211 | 3.31 | 4.514 | 5.647 | 6.74 | 7.902 | 9.319 | 10.84 | 13.521 | 16.156 | 18.756 | 21.338 | 23.954 | 26.724 | 29.285 | 31.686 | 33.868 | 35.876 | 38.437 | 40.908 | 43.224 | 45.258 | 47.164 | 48.044 | 49.035 | 50.073 | 51.112 | 52.071
System Transformation | Lct_BB008 | Number | SPD | Westfield |  | 3.048 | 5.297 | 7.929 | 10.815 | 13.53 | 16.148 | 18.932 | 22.326 | 25.971 | 32.393 | 38.708 | 44.935 | 51.121 | 57.389 | 64.026 | 70.162 | 75.915 | 81.141 | 85.953 | 92.088 | 98.009 | 103.556 | 108.431 | 112.995 | 115.105 | 117.479 | 119.966 | 122.454 | 124.753
System Transformation | Lct_BB008 | Number | SPD | Whitehouse |  | 5.838 | 10.18 | 15.291 | 20.925 | 26.186 | 31.264 | 36.666 | 43.255 | 50.336 | 62.698 | 74.819 | 86.737 | 98.538 | 110.464 | 123.128 | 134.801 | 145.713 | 155.59 | 164.65 | 176.235 | 187.386 | 197.802 | 206.913 | 215.414 | 219.351 | 223.788 | 228.438 | 233.082 | 237.364
System Transformation | Lct_BB008 | Number | SPD | Wishaw |  | 6.728 | 11.732 | 17.623 | 24.116 | 30.179 | 36.031 | 42.257 | 49.851 | 58.011 | 72.259 | 86.228 | 99.963 | 113.564 | 127.309 | 141.903 | 155.356 | 167.933 | 179.316 | 189.757 | 203.109 | 215.961 | 227.966 | 238.465 | 248.263 | 252.801 | 257.914 | 263.273 | 268.625 | 273.56
System Transformation | Lct_BB008 | Number | SPM | Birkenhead |  | 28.495 | 49.084 | 72.845 | 98.495 | 124.599 | 150.399 | 178.35 | 212.77 | 250.424 | 315.743 | 381.409 | 447.619 | 514.826 | 584.326 | 661.66 | 736.046 | 808.605 | 877.679 | 944.335 | 1014.119 | 1081.856 | 1145.779 | 1202.534 | 1256.113 | 1285.822 | 1318.798 | 1353.394 | 1388.337 | 1421.495
System Transformation | Lct_BB008 | Number | SPM | Capenhurst |  | 32.118 | 55.325 | 82.106 | 111.017 | 140.44 | 169.521 | 201.025 | 239.821 | 282.262 | 355.887 | 429.901 | 504.528 | 580.281 | 658.616 | 745.783 | 829.626 | 911.41 | 989.266 | 1064.397 | 1143.053 | 1219.402 | 1291.452 | 1355.423 | 1415.814 | 1449.299 | 1486.468 | 1525.462 | 1564.849 | 1602.222
System Transformation | Lct_BB008 | Number | SPM | Carrington |  | 28.257 | 48.601 | 72.016 | 97.224 | 124.079 | 151.084 | 180.718 | 217.454 | 258.124 | 329.027 | 401.741 | 476.47 | 553.706 | 634.87 | 723.902 | 810.841 | 896.856 | 980.051 | 1061.54 | 1142.78 | 1222.089 | 1297.448 | 1365.019 | 1429.283 | 1464.162 | 1502.815 | 1543.372 | 1584.385 | 1623.417
System Transformation | Lct_BB008 | Number | SPM | Connah's Quay |  | 28.185 | 48.691 | 72.469 | 98.269 | 123.295 | 147.595 | 173.565 | 205.321 | 239.606 | 296.875 | 352.349 | 406.214 | 458.875 | 511.438 | 573.978 | 632.798 | 688.928 | 741.016 | 790.04 | 846.073 | 900.083 | 950.617 | 994.929 | 1036.361 | 1064.012 | 1094.522 | 1126.545 | 1159.032 | 1190.197
System Transformation | Lct_BB008 | Number | SPM | Fiddlers Ferry |  | 36.108 | 62.288 | 92.574 | 125.352 | 159.207 | 192.938 | 229.7 | 275.111 | 325.071 | 411.077 | 498.026 | 586.176 | 676.124 | 769.58 | 873.324 | 973.606 | 1071.881 | 1165.932 | 1257.147 | 1350.773 | 1441.772 | 1527.781 | 1604.318 | 1676.696 | 1716.869 | 1761.431 | 1808.185 | 1855.431 | 1900.319
System Transformation | Lct_BB008 | Number | SPM | Frodsham |  | 33.979 | 58.531 | 86.864 | 117.451 | 148.579 | 179.344 | 212.674 | 253.719 | 298.619 | 376.51 | 454.814 | 533.765 | 613.908 | 696.783 | 789 | 877.703 | 964.225 | 1046.593 | 1126.078 | 1209.292 | 1290.066 | 1366.29 | 1433.968 | 1497.859 | 1533.285 | 1572.607 | 1613.862 | 1655.531 | 1695.069
System Transformation | Lct_BB008 | Number | SPM | Kirkby (_D) |  | 20.07 | 34.623 | 51.457 | 69.676 | 88.494 | 107.243 | 127.677 | 152.919 | 180.688 | 228.494 | 276.825 | 325.822 | 375.819 | 427.766 | 485.431 | 541.172 | 595.797 | 648.075 | 698.776 | 750.818 | 801.399 | 849.207 | 891.749 | 931.98 | 954.31 | 979.079 | 1005.067 | 1031.329 | 1056.279
System Transformation | Lct_BB008 | Number | SPM | Legacy |  | 37.576 | 65.231 | 97.556 | 132.921 | 166.118 | 198.064 | 231.964 | 273.259 | 317.531 | 391.63 | 462.62 | 530.748 | 596.536 | 661.411 | 739.462 | 812.078 | 880.614 | 943.379 | 1001.661 | 1071.025 | 1137.602 | 1199.57 | 1253.488 | 1303.596 | 1337.441 | 1374.834 | 1414.078 | 1453.852 | 1491.919
System Transformation | Lct_BB008 | Number | SPM | Lister Drive |  | 65.882 | 113.651 | 168.91 | 228.717 | 290.489 | 352.033 | 419.109 | 501.967 | 593.123 | 750.049 | 908.697 | 1069.535 | 1233.653 | 1404.172 | 1593.464 | 1776.436 | 1955.748 | 2127.353 | 2293.783 | 2464.614 | 2630.651 | 2787.582 | 2927.231 | 3059.291 | 3132.591 | 3213.898 | 3299.205 | 3385.411 | 3467.312
System Transformation | Lct_BB008 | Number | SPM | Pentir |  | 19.494 | 33.326 | 49.081 | 65.851 | 82.716 | 99.136 | 116.718 | 138.241 | 161.524 | 200.438 | 238.268 | 275.138 | 311.323 | 347.577 | 390.592 | 431.194 | 470.075 | 506.308 | 540.554 | 579.22 | 616.546 | 651.533 | 682.294 | 711.117 | 730.258 | 751.37 | 773.53 | 796.017 | 817.606
System Transformation | Lct_BB008 | Number | SPM | Rainhill |  | 12.395 | 21.383 | 31.779 | 43.032 | 54.654 | 66.233 | 78.853 | 94.442 | 111.593 | 141.117 | 170.966 | 201.227 | 232.105 | 264.187 | 299.801 | 334.226 | 367.963 | 400.249 | 431.562 | 463.703 | 494.942 | 524.468 | 550.742 | 575.588 | 589.379 | 604.677 | 620.726 | 636.946 | 652.355
System Transformation | Lct_BB008 | Number | SPM | St. Asaph |  | 5.443 | 9.305 | 13.704 | 18.386 | 23.095 | 27.68 | 32.589 | 38.598 | 45.099 | 55.964 | 66.527 | 76.821 | 86.925 | 97.047 | 109.057 | 120.394 | 131.25 | 141.367 | 150.928 | 161.724 | 172.146 | 181.915 | 190.504 | 198.551 | 203.896 | 209.79 | 215.978 | 222.256 | 228.284
System Transformation | Lct_BB008 | Number | SPM | Trawsfynydd |  | 25.004 | 43.067 | 63.907 | 86.4 | 107.89 | 128.531 | 150.4 | 177.019 | 205.512 | 253.514 | 299.521 | 343.693 | 386.369 | 428.473 | 479.118 | 526.261 | 570.778 | 611.572 | 649.478 | 694.821 | 738.407 | 779.048 | 814.505 | 847.526 | 869.959 | 894.72 | 920.709 | 947.066 | 972.335
System Transformation | Lct_BB008 | Number | SPM | Wylfa |  | 5.33 | 9.299 | 13.976 | 19.135 | 23.813 | 28.268 | 32.957 | 38.643 | 44.689 | 54.649 | 63.981 | 72.72 | 80.936 | 88.818 | 98.765 | 107.865 | 116.304 | 123.866 | 130.727 | 139.617 | 148.123 | 156.007 | 162.826 | 169.131 | 173.911 | 179.172 | 184.695 | 190.308 | 195.718
System Transformation | Lct_BB008 | Number | SPN | Beddington (_J) |  | 72.721 | 125.231 | 185.797 | 251.145 | 320.052 | 389.156 | 464.836 | 558.554 | 662.12 | 838.116 | 1016.365 | 1197.391 | 1382.415 | 1574.941 | 1791.136 | 2001.103 | 2207.786 | 2406.574 | 2600.273 | 2797.178 | 2989.079 | 3171.05 | 3333.743 | 3488.139 | 3575.856 | 3672.919 | 3774.774 | 3877.888 | 3976.296
System Transformation | Lct_BB008 | Number | SPN | Bolney |  | 118.741 | 205.274 | 305.732 | 414.865 | 524.375 | 632.42 | 749.316 | 893.17 | 1050.343 | 1315.091 | 1577.541 | 1838.518 | 2099.872 | 2366.801 | 2672.348 | 2964.254 | 3247.125 | 3514.401 | 3770.467 | 4044.857 | 4310.518 | 4560.436 | 4781.328 | 4989.138 | 5111.647 | 5247.369 | 5389.779 | 5533.824 | 5670.993
System Transformation | Lct_BB008 | Number | SPN | Canterbury |  | 17.504 | 30.165 | 44.787 | 60.585 | 76.877 | 93.078 | 110.712 | 132.479 | 156.395 | 196.441 | 236.399 | 276.392 | 316.699 | 358.11 | 405.353 | 450.757 | 495.008 | 537.095 | 577.671 | 620.186 | 661.425 | 700.311 | 734.795 | 767.319 | 786.497 | 807.723 | 829.998 | 852.543 | 874.046
System Transformation | Lct_BB008 | Number | SPN | Chessington |  | 57.762 | 99.471 | 147.578 | 199.484 | 254.216 | 309.105 | 369.218 | 443.658 | 525.921 | 665.714 | 807.296 | 951.084 | 1098.049 | 1250.972 | 1422.695 | 1589.471 | 1753.639 | 1911.536 | 2065.39 | 2221.792 | 2374.218 | 2518.757 | 2647.984 | 2770.621 | 2840.294 | 2917.391 | 2998.294 | 3080.197 | 3158.362
System Transformation | Lct_BB008 | Number | SPN | Kemsley |  | 17.86 | 30.898 | 46.052 | 62.536 | 78.616 | 94.3 | 111.118 | 131.72 | 154.037 | 192.337 | 230.087 | 267.406 | 304.563 | 342.307 | 385.563 | 426.639 | 466.211 | 503.347 | 538.689 | 577.74 | 615.523 | 651.038 | 682.392 | 711.863 | 729.219 | 748.454 | 768.637 | 789.045 | 808.467
System Transformation | Lct_BB008 | Number | SPN | Kingsnorth |  | 41.557 | 71.56 | 106.164 | 143.498 | 181.701 | 219.532 | 260.577 | 311.159 | 366.571 | 461.374 | 556.354 | 651.799 | 748.37 | 847.94 | 960.404 | 1068.644 | 1174.283 | 1274.912 | 1372.077 | 1474.11 | 1573.255 | 1666.934 | 1750.262 | 1829.035 | 1874.064 | 1923.943 | 1976.28 | 2029.224 | 2079.652
System Transformation | Lct_BB008 | Number | SPN | Littlebrook (_J) |  | 21.97 | 37.834 | 56.132 | 75.875 | 96.692 | 117.57 | 140.434 | 168.747 | 200.036 | 253.207 | 307.059 | 361.749 | 417.648 | 475.813 | 541.128 | 604.563 | 667.005 | 727.061 | 785.581 | 845.069 | 903.045 | 958.021 | 1007.173 | 1053.818 | 1080.319 | 1109.643 | 1140.415 | 1171.567 | 1201.297
System Transformation | Lct_BB008 | Number | SPN | Ninfield |  | 56.94 | 98.435 | 146.608 | 198.941 | 251.455 | 303.266 | 359.321 | 428.304 | 503.673 | 630.628 | 756.481 | 881.628 | 1006.956 | 1134.957 | 1281.477 | 1421.455 | 1557.1 | 1685.268 | 1808.06 | 1939.639 | 2067.032 | 2186.875 | 2292.8 | 2392.452 | 2451.198 | 2516.281 | 2584.572 | 2653.646 | 2719.423
System Transformation | Lct_BB008 | Number | SPN | Northfleet East |  | 33.19 | 57.154 | 84.791 | 114.608 | 145.12 | 175.335 | 208.116 | 248.516 | 292.772 | 368.489 | 444.347 | 520.577 | 597.705 | 677.23 | 767.052 | 853.501 | 937.872 | 1018.243 | 1095.846 | 1177.337 | 1256.522 | 1331.342 | 1397.894 | 1460.808 | 1496.771 | 1536.608 | 1578.409 | 1620.694 | 1660.97
System Transformation | Lct_BB008 | Number | SPN | Richborough |  | 27.03 | 46.583 | 69.163 | 93.559 | 118.717 | 143.737 | 170.968 | 204.582 | 241.515 | 303.356 | 365.061 | 426.821 | 489.065 | 553.015 | 625.971 | 696.086 | 764.421 | 829.414 | 892.075 | 957.728 | 1021.413 | 1081.462 | 1134.714 | 1184.941 | 1214.555 | 1247.335 | 1281.733 | 1316.548 | 1349.755
System Transformation | Lct_BB008 | Number | SPN | Sellindge |  | 32.712 | 56.418 | 83.831 | 113.489 | 142.72 | 171.25 | 201.862 | 239.373 | 280.03 | 348.142 | 414.637 | 479.733 | 543.909 | 608.488 | 683.644 | 754.541 | 822.395 | 885.585 | 945.267 | 1012.153 | 1076.599 | 1136.867 | 1189.675 | 1239.024 | 1269.236 | 1302.719 | 1337.851 | 1373.377 | 1407.185
System Transformation | Lct_BB008 | Number | SPN | West Weybridge |  | 40.845 | 70.339 | 104.357 | 141.061 | 179.763 | 218.577 | 261.084 | 313.722 | 371.893 | 470.744 | 570.861 | 672.537 | 776.46 | 884.595 | 1006.025 | 1123.957 | 1240.045 | 1351.698 | 1460.493 | 1571.088 | 1678.873 | 1781.081 | 1872.46 | 1959.18 | 2008.448 | 2062.965 | 2120.174 | 2178.09 | 2233.362
System Transformation | Lct_BB008 | Number | South Wales | Aberthaw |  | 35.203 | 60.592 | 89.849 | 121.388 | 153.879 | 186.127 | 221.175 | 264.405 | 311.839 | 391.315 | 470.465 | 549.534 | 629.076 | 710.656 | 804.616 | 894.97 | 983.081 | 1066.936 | 1147.834 | 1232.596 | 1314.863 | 1392.486 | 1461.391 | 1526.431 | 1566.912 | 1611.593 | 1658.488 | 1706.053 | 1751.659
System Transformation | Lct_BB008 | Number | South Wales | Alpha Steel (Uskmouth) |  | 2.063 | 3.551 | 5.265 | 7.114 | 9.018 | 10.907 | 12.961 | 15.495 | 18.274 | 22.932 | 27.57 | 32.204 | 36.865 | 41.646 | 47.152 | 52.447 | 57.611 | 62.525 | 67.266 | 72.233 | 77.054 | 81.603 | 85.641 | 89.452 | 91.825 | 94.443 | 97.191 | 99.978 | 102.651
System Transformation | Lct_BB008 | Number | South Wales | Cardiff East |  | 13.23 | 22.771 | 33.766 | 45.619 | 57.829 | 69.948 | 83.119 | 99.366 | 117.192 | 147.06 | 176.805 | 206.52 | 236.413 | 267.071 | 302.382 | 336.338 | 369.451 | 400.965 | 431.367 | 463.221 | 494.138 | 523.309 | 549.204 | 573.647 | 588.86 | 605.651 | 623.275 | 641.15 | 658.29
System Transformation | Lct_BB008 | Number | South Wales | Grange |  | 2.775 | 4.798 | 7.149 | 9.704 | 12.263 | 14.787 | 17.516 | 20.875 | 24.543 | 30.678 | 36.739 | 42.745 | 48.738 | 54.84 | 61.936 | 68.719 | 75.297 | 81.516 | 87.479 | 93.87 | 100.062 | 105.892 | 111.051 | 115.909 | 119.001 | 122.412 | 125.992 | 129.624 | 133.108
System Transformation | Lct_BB008 | Number | South Wales | Imperial Park |  | 0.778 | 1.341 | 1.992 | 2.697 | 3.383 | 4.049 | 4.759 | 5.628 | 6.566 | 8.14 | 9.667 | 11.152 | 12.606 | 14.059 | 15.789 | 17.419 | 18.978 | 20.427 | 21.795 | 23.355 | 24.862 | 26.274 | 27.516 | 28.68 | 29.457 | 30.314 | 31.213 | 32.126 | 33.002
System Transformation | Lct_BB008 | Number | South Wales | Pembroke |  | 19.425 | 33.501 | 49.778 | 67.386 | 84.521 | 101.146 | 118.905 | 140.613 | 164.038 | 203.366 | 241.516 | 278.613 | 314.936 | 351.245 | 394.468 | 435.196 | 474.135 | 510.35 | 544.51 | 583.494 | 621.132 | 656.42 | 687.453 | 716.537 | 735.946 | 757.347 | 779.81 | 802.61 | 824.511
System Transformation | Lct_BB008 | Number | South Wales | Pyle |  | 12.577 | 21.749 | 32.404 | 43.985 | 55.584 | 67.023 | 79.395 | 94.617 | 111.244 | 139.053 | 166.524 | 193.745 | 220.911 | 248.567 | 280.729 | 311.476 | 341.289 | 369.479 | 396.504 | 425.474 | 453.541 | 479.966 | 503.35 | 525.369 | 539.381 | 554.841 | 571.069 | 587.531 | 603.324
System Transformation | Lct_BB008 | Number | South Wales | Rassau |  | 29.637 | 51.112 | 75.945 | 102.81 | 128.951 | 154.317 | 181.411 | 214.53 | 250.269 | 310.272 | 368.475 | 425.074 | 480.491 | 535.887 | 601.831 | 663.97 | 723.377 | 778.63 | 830.748 | 890.225 | 947.649 | 1001.486 | 1048.833 | 1093.206 | 1122.817 | 1155.468 | 1189.741 | 1224.526 | 1257.94
System Transformation | Lct_BB008 | Number | South Wales | Swansea North |  | 77.537 | 133.723 | 198.693 | 268.978 | 337.372 | 403.735 | 474.619 | 561.269 | 654.772 | 811.756 | 964.031 | 1112.109 | 1257.093 | 1402.025 | 1574.553 | 1737.125 | 1892.55 | 2037.106 | 2173.461 | 2329.069 | 2479.306 | 2620.158 | 2744.032 | 2860.122 | 2937.593 | 3023.017 | 3112.682 | 3203.691 | 3291.111
System Transformation | Lct_BB008 | Number | South Wales | Upper Boat 132kV |  | 20.116 | 34.623 | 51.342 | 69.363 | 87.929 | 106.357 | 126.383 | 151.086 | 178.191 | 223.605 | 268.833 | 314.014 | 359.466 | 406.082 | 459.773 | 511.403 | 561.751 | 609.667 | 655.894 | 704.328 | 751.337 | 795.693 | 835.066 | 872.231 | 895.363 | 920.894 | 947.691 | 974.87 | 1000.931
System Transformation | Lct_BB008 | Number | South Wales | Upper Boat 33kV |  | 6.312 | 10.864 | 16.11 | 21.765 | 27.59 | 33.373 | 39.657 | 47.408 | 55.913 | 70.163 | 84.354 | 98.531 | 112.793 | 127.42 | 144.267 | 160.468 | 176.266 | 191.301 | 205.806 | 221.004 | 235.754 | 249.672 | 262.027 | 273.689 | 280.947 | 288.958 | 297.366 | 305.895 | 314.072
System Transformation | Lct_BB008 | Number | South Wales | Uskmouth |  | 31.339 | 53.94 | 79.986 | 108.063 | 136.988 | 165.696 | 196.896 | 235.381 | 277.608 | 348.361 | 418.822 | 489.211 | 560.022 | 632.647 | 716.293 | 796.729 | 875.167 | 949.818 | 1021.835 | 1097.293 | 1170.53 | 1239.632 | 1300.974 | 1358.874 | 1394.911 | 1434.687 | 1476.435 | 1518.778 | 1559.379
System Transformation | Lct_BB008 | Number | South Western | Abham |  | 69.567 | 119.771 | 177.653 | 240.08 | 302.825 | 364.462 | 430.927 | 512.581 | 601.512 | 743.459 | 880.158 | 1012.077 | 1140.217 | 1267.316 | 1418.978 | 1560.692 | 1695.037 | 1818.731 | 1934.221 | 2063.277 | 2186.305 | 2299.841 | 2397.361 | 2487.063 | 2546.174 | 2611.77 | 2680.589 | 2750.114 | 2816.115
System Transformation | Lct_BB008 | Number | South Western | Alverdiscott |  | 41.237 | 70.997 | 105.308 | 142.313 | 179.506 | 216.042 | 255.441 | 303.843 | 356.559 | 440.701 | 521.732 | 599.93 | 675.888 | 751.228 | 841.129 | 925.133 | 1004.769 | 1078.091 | 1146.551 | 1223.051 | 1295.978 | 1363.279 | 1421.086 | 1474.259 | 1509.299 | 1548.182 | 1588.976 | 1630.188 | 1669.312
System Transformation | Lct_BB008 | Number | South Western | Axminster |  | 29.652 | 51.123 | 75.935 | 102.763 | 130.089 | 157.136 | 186.469 | 222.612 | 262.191 | 326.806 | 390.251 | 452.728 | 514.692 | 577.403 | 650.198 | 719.278 | 785.785 | 848.15 | 907.458 | 970.665 | 1031.395 | 1087.995 | 1137.335 | 1183.26 | 1211.521 | 1242.875 | 1275.771 | 1309.009 | 1340.579
System Transformation | Lct_BB008 | Number | South Western | Bridgewater |  | 35.726 | 62.06 | 92.875 | 126.626 | 159.295 | 191.204 | 225.462 | 267.451 | 312.989 | 386.174 | 456.352 | 523.769 | 588.94 | 653.274 | 730.35 | 802.054 | 869.726 | 931.694 | 989.231 | 1054.943 | 1117.533 | 1175.233 | 1224.713 | 1270.168 | 1300.315 | 1333.772 | 1368.873 | 1404.331 | 1437.988
System Transformation | Lct_BB008 | Number | South Western | Exeter |  | 46.279 | 79.677 | 118.183 | 159.713 | 201.453 | 242.457 | 286.673 | 340.993 | 400.155 | 494.584 | 585.523 | 673.282 | 758.527 | 843.079 | 943.971 | 1038.247 | 1127.619 | 1209.906 | 1286.736 | 1372.59 | 1454.434 | 1529.963 | 1594.838 | 1654.512 | 1693.836 | 1737.473 | 1783.255 | 1829.506 | 1873.414
System Transformation | Lct_BB008 | Number | South Western | Indian Queens |  | 76.644 | 131.955 | 195.726 | 264.503 | 333.631 | 401.538 | 474.765 | 564.725 | 662.704 | 819.09 | 969.695 | 1115.034 | 1256.21 | 1396.238 | 1563.328 | 1719.46 | 1867.471 | 2003.748 | 2130.987 | 2273.172 | 2408.715 | 2533.801 | 2641.241 | 2740.069 | 2805.193 | 2877.462 | 2953.282 | 3029.879 | 3102.595
System Transformation | Lct_BB008 | Number | South Western | Landulph |  | 26.554 | 45.717 | 67.812 | 91.641 | 115.591 | 139.118 | 164.488 | 195.656 | 229.602 | 283.784 | 335.964 | 386.318 | 435.23 | 483.745 | 541.636 | 595.729 | 647.01 | 694.225 | 738.309 | 787.57 | 834.531 | 877.869 | 915.093 | 949.333 | 971.896 | 996.934 | 1023.203 | 1049.741 | 1074.935
System Transformation | Lct_BB008 | Number | South Western | Seabank |  | 33.94 | 58.698 | 87.46 | 118.728 | 150.483 | 181.991 | 216.226 | 258.448 | 304.765 | 380.573 | 455.302 | 529.193 | 602.775 | 677.532 | 763.878 | 846.07 | 925.437 | 1000.125 | 1071.396 | 1146.428 | 1218.591 | 1285.925 | 1344.728 | 1399.536 | 1432.896 | 1469.909 | 1508.742 | 1547.976 | 1585.233
System Transformation | Lct_BB008 | Number | South Western | Taunton |  | 21.719 | 37.42 | 55.543 | 75.114 | 94.85 | 114.283 | 135.275 | 161.088 | 189.25 | 234.45 | 278.218 | 320.704 | 362.223 | 403.651 | 452.683 | 498.706 | 542.536 | 583.113 | 621.211 | 663.144 | 703.205 | 740.277 | 772.251 | 801.76 | 820.813 | 841.956 | 864.138 | 886.548 | 907.821
System Transformation | Lct_BB008 | Number | West Midlands | Bishops Wood |  | 89.086 | 153.229 | 227.063 | 306.555 | 387.836 | 468.186 | 555.244 | 662.461 | 779.767 | 975.894 | 1170.146 | 1363.134 | 1556.229 | 1753.28 | 1979.004 | 2194.487 | 2403.146 | 2600.134 | 2788.702 | 2988.655 | 3181.755 | 3362.85 | 3522.189 | 3671.569 | 3760.163 | 3858.399 | 3961.469 | 4065.655 | 4164.704
System Transformation | Lct_BB008 | Number | West Midlands | Bushbury |  | 25.789 | 44.358 | 65.732 | 88.744 | 112.273 | 135.534 | 160.736 | 191.774 | 225.732 | 282.508 | 338.742 | 394.609 | 450.507 | 507.551 | 572.895 | 635.275 | 695.678 | 752.704 | 807.292 | 865.176 | 921.075 | 973.5 | 1019.626 | 1062.87 | 1088.517 | 1116.955 | 1146.792 | 1176.952 | 1205.626
System Transformation | Lct_BB008 | Number | West Midlands | Bustleholme |  | 26.986 | 46.444 | 68.865 | 93.03 | 117.954 | 142.702 | 169.606 | 202.797 | 239.226 | 301.397 | 363.806 | 426.64 | 490.334 | 556.118 | 630.217 | 701.62 | 771.389 | 837.939 | 902.279 | 969.256 | 1034.318 | 1095.771 | 1150.406 | 1202.034 | 1231.33 | 1263.798 | 1297.866 | 1332.315 | 1365.096
System Transformation | Lct_BB008 | Number | West Midlands | Cellarhead |  | 57.281 | 98.354 | 145.492 | 196.082 | 248.532 | 300.577 | 357.128 | 426.875 | 503.39 | 633.132 | 762.936 | 893.198 | 1024.821 | 1160.37 | 1313.617 | 1460.939 | 1604.562 | 1741.204 | 1872.984 | 2010.377 | 2143.577 | 2269.088 | 2380.286 | 2485.088 | 2545.227 | 2611.902 | 2681.858 | 2752.579 | 2819.832
System Transformation | Lct_BB008 | Number | West Midlands | Feckenham |  | 62.23 | 107.101 | 158.803 | 214.528 | 272.004 | 329.073 | 391.115 | 467.655 | 551.66 | 695.027 | 838.942 | 983.84 | 1130.72 | 1282.418 | 1453.291 | 1617.949 | 1778.838 | 1932.302 | 2080.671 | 2235.121 | 2385.155 | 2526.869 | 2652.856 | 2771.912 | 2839.47 | 2914.342 | 2992.902 | 3072.342 | 3147.936
System Transformation | Lct_BB008 | Number | West Midlands | Hams Hall |  | 29.848 | 51.37 | 76.168 | 102.895 | 130.463 | 157.835 | 187.593 | 224.304 | 264.596 | 333.36 | 402.386 | 471.885 | 542.333 | 615.093 | 697.05 | 776.026 | 853.194 | 926.801 | 997.964 | 1072.043 | 1144.005 | 1211.976 | 1272.404 | 1329.507 | 1361.91 | 1397.822 | 1435.502 | 1473.604 | 1509.862
System Transformation | Lct_BB008 | Number | West Midlands | Iron Acton |  | 87.07 | 149.466 | 221.045 | 297.831 | 379.86 | 462.252 | 552.589 | 664.523 | 788.35 | 991.748 | 1195.328 | 1399.71 | 1606.313 | 1819.153 | 2061.02 | 2293.956 | 2521.436 | 2738.282 | 2947.804 | 3159.235 | 3363.431 | 3554.945 | 3723.469 | 3881.473 | 3974.319 | 4077.317 | 4185.38 | 4294.576 | 4398.303
System Transformation | Lct_BB008 | Number | West Midlands | Ironbridge |  | 21.394 | 36.735 | 54.34 | 73.236 | 92.825 | 112.264 | 133.385 | 159.436 | 188.013 | 236.471 | 284.953 | 333.605 | 382.765 | 433.392 | 490.629 | 545.653 | 599.295 | 650.33 | 699.55 | 750.865 | 800.615 | 847.492 | 889.024 | 928.167 | 950.629 | 975.531 | 1001.66 | 1028.074 | 1053.192
System Transformation | Lct_BB008 | Number | West Midlands | Kitwell |  | 20.045 | 34.478 | 51.092 | 68.979 | 87.268 | 105.347 | 124.937 | 149.062 | 175.457 | 219.588 | 263.297 | 306.721 | 350.17 | 394.509 | 445.3 | 493.786 | 540.736 | 585.061 | 627.491 | 672.483 | 715.933 | 756.681 | 792.534 | 826.147 | 846.082 | 868.186 | 891.378 | 914.821 | 937.108
System Transformation | Lct_BB008 | Number | West Midlands | Nechells |  | 102.633 | 176.635 | 261.905 | 353.809 | 448.599 | 542.721 | 645.043 | 771.275 | 909.821 | 1146.266 | 1383.617 | 1622.589 | 1864.828 | 2115.015 | 2396.825 | 2668.386 | 2933.731 | 3186.83 | 3431.526 | 3686.251 | 3933.694 | 4167.413 | 4375.197 | 4571.548 | 4682.967 | 4806.449 | 4936.013 | 5067.029 | 5191.702
System Transformation | Lct_BB008 | Number | West Midlands | Ocker Hill |  | 17.291 | 29.74 | 44.071 | 59.5 | 75.276 | 90.871 | 107.768 | 128.578 | 151.346 | 189.412 | 227.115 | 264.572 | 302.05 | 340.296 | 384.107 | 425.93 | 466.429 | 504.662 | 541.262 | 580.071 | 617.55 | 652.699 | 683.625 | 712.618 | 729.813 | 748.88 | 768.885 | 789.107 | 808.331
System Transformation | Lct_BB008 | Number | West Midlands | Oldbury |  | 25.758 | 44.305 | 65.653 | 88.638 | 112.139 | 135.372 | 160.544 | 191.545 | 225.462 | 282.171 | 338.337 | 394.138 | 449.969 | 506.945 | 572.211 | 634.516 | 694.847 | 751.805 | 806.328 | 864.142 | 919.975 | 972.337 | 1018.408 | 1061.6 | 1087.216 | 1115.62 | 1145.422 | 1175.547 | 1204.186
System Transformation | Lct_BB008 | Number | West Midlands | Penn |  | 18.307 | 31.095 | 45.491 | 60.622 | 77.484 | 94.489 | 113.189 | 136.394 | 162.134 | 205.32 | 249.094 | 293.585 | 339.093 | 386.476 | 439.563 | 491.129 | 541.896 | 590.733 | 638.328 | 685.689 | 731.692 | 775.14 | 813.761 | 850.254 | 870.95 | 893.888 | 917.956 | 942.293 | 965.448
System Transformation | Lct_BB008 | Number | West Midlands | Rugeley |  | 16.389 | 28.14 | 41.627 | 56.102 | 71.108 | 85.999 | 102.179 | 122.134 | 144.026 | 181.147 | 218.285 | 255.555 | 293.214 | 331.996 | 375.842 | 417.993 | 459.085 | 498.18 | 535.884 | 575.193 | 613.304 | 649.214 | 681.029 | 711.014 | 728.221 | 747.297 | 767.312 | 787.547 | 806.789
System Transformation | Lct_BB008 | Number | West Midlands | Shrewsbury |  | 22.277 | 38.25 | 56.582 | 76.256 | 96.654 | 116.894 | 138.886 | 166.011 | 195.767 | 246.224 | 296.704 | 347.363 | 398.551 | 451.266 | 510.863 | 568.157 | 624.011 | 677.151 | 728.4 | 781.832 | 833.633 | 882.444 | 925.689 | 966.446 | 989.834 | 1015.764 | 1042.97 | 1070.473 | 1096.628
System Transformation | Lct_BB008 | Number | West Midlands | Walham |  | 44.053 | 75.581 | 111.718 | 150.446 | 191.411 | 232.364 | 277.112 | 332.459 | 393.492 | 493.809 | 593.726 | 693.554 | 793.991 | 897.014 | 1014.675 | 1127.578 | 1237.451 | 1341.772 | 1442.187 | 1545.05 | 1644.297 | 1737.27 | 1818.94 | 1895.408 | 1940.809 | 1991.171 | 2044.009 | 2097.405 | 2148.132
System Transformation | Lct_BB008 | Number | West Midlands | Willenhall |  | 33.882 | 58.277 | 86.357 | 116.59 | 147.503 | 178.062 | 211.172 | 251.95 | 296.564 | 371.156 | 445.034 | 518.432 | 591.87 | 666.814 | 752.662 | 834.615 | 913.973 | 988.892 | 1060.609 | 1136.656 | 1210.097 | 1278.971 | 1339.571 | 1396.384 | 1430.079 | 1467.44 | 1506.64 | 1546.264 | 1583.935
System Transformation | Lct_BB009 | Number | ENW | Bredbury |  | 3110.477 | 3176.166 | 3248.111 | 3324.454 | 3451.274 | 3606.281 | 3792.198 | 3997.189 | 4228.814 | 4444.735 | 4718.5 | 5057.075 | 5470.926 | 6369.425 | 8157.899 | 9974.531 | 11873.636 | 13863.017 | 15892.975 | 17842.674 | 20005.738 | 22063.027 | 23975.945 | 25694.388 | 27270.126 | 28752.625 | 30154.573 | 31463.719 | 32229.556
System Transformation | Lct_BB009 | Number | ENW | Harker |  | 1589.816 | 1752.259 | 1925.459 | 2109.184 | 2263.367 | 2441.609 | 2645.68 | 2867.299 | 3113.129 | 3331.396 | 3598.144 | 3921.272 | 4311.79 | 5103.128 | 6521.711 | 7954.11 | 9443.405 | 10995.674 | 12571.079 | 14100.043 | 15794.963 | 17402.49 | 18891.797 | 20223.812 | 21454.28 | 22609.864 | 23700.707 | 24717.32 | 25305.543
System Transformation | Lct_BB009 | Number | ENW | Heysham (Barrow WF) |  | 38.136 | 40.813 | 43.675 | 46.713 | 49.276 | 52.284 | 55.775 | 59.588 | 63.849 | 68.172 | 73.486 | 79.949 | 87.781 | 103.818 | 134.769 | 166.857 | 200.986 | 237.324 | 275.027 | 309.802 | 348.556 | 385.675 | 420.412 | 451.854 | 479.99 | 506.498 | 531.602 | 555.086 | 568.947
System Transformation | Lct_BB009 | Number | ENW | Heysham (NGET) |  | 1219.789 | 1305.395 | 1396.956 | 1494.1 | 1576.098 | 1672.29 | 1783.968 | 1905.901 | 2042.204 | 2180.47 | 2350.443 | 2557.16 | 2807.668 | 3320.599 | 4310.567 | 5336.905 | 6428.521 | 7590.781 | 8796.703 | 9908.979 | 11148.53 | 12335.769 | 13446.831 | 14452.505 | 15352.427 | 16200.288 | 17003.249 | 17754.378 | 18197.706
System Transformation | Lct_BB009 | Number | ENW | Hutton |  | 754.771 | 828.081 | 906.138 | 988.763 | 1066.773 | 1157.289 | 1260.796 | 1372.623 | 1495.906 | 1595.023 | 1716.288 | 1863.117 | 2040.356 | 2401.611 | 3021.826 | 3631.579 | 4250.692 | 4881.007 | 5504.658 | 6146.669 | 6853.742 | 7517.152 | 8125.356 | 8662.484 | 9177.329 | 9659.603 | 10113.65 | 10535.457 | 10775.46
System Transformation | Lct_BB009 | Number | ENW | Kearsley 132kV |  | 5015.599 | 5300.426 | 5606.149 | 5931.135 | 6121.796 | 6355.219 | 6637.993 | 6953.479 | 7315.038 | 7665.068 | 8115.982 | 8679.384 | 9372.779 | 10911.453 | 14030.518 | 17201.154 | 20515.792 | 23989.13 | 27534.085 | 30938.345 | 34721.986 | 38325.209 | 41676.185 | 44686.742 | 47429.463 | 50007.364 | 52442.896 | 54715.029 | 56036.622
System Transformation | Lct_BB009 | Number | ENW | Kearsley 33kV |  | 785.8 | 830.424 | 878.322 | 929.238 | 959.109 | 995.679 | 1039.982 | 1089.409 | 1146.055 | 1200.895 | 1271.54 | 1359.809 | 1468.444 | 1709.51 | 2198.177 | 2694.924 | 3214.232 | 3758.404 | 4313.796 | 4847.145 | 5439.932 | 6004.453 | 6529.455 | 7001.122 | 7430.827 | 7834.71 | 8216.287 | 8572.265 | 8779.32
System Transformation | Lct_BB009 | Number | ENW | Kirkby (_G) |  | 1245.864 | 1314.274 | 1388.007 | 1466.58 | 1530.727 | 1608.144 | 1699.76 | 1799.917 | 1912.114 | 2032.371 | 2180.911 | 2361.932 | 2581.417 | 3036.204 | 3948.422 | 4900.7 | 5919.838 | 7010.849 | 8149.174 | 9184.974 | 10339.635 | 11447.671 | 12487.41 | 13431.571 | 14270.233 | 15061.161 | 15810.932 | 16513.035 | 16929.803
System Transformation | Lct_BB009 | Number | ENW | Macclesfield |  | 765.092 | 811.069 | 860.339 | 912.606 | 957.41 | 1011.465 | 1075.475 | 1145.695 | 1224.351 | 1303.498 | 1400.707 | 1518.673 | 1661.241 | 1953.306 | 2535.578 | 3143.541 | 3794.528 | 4491.596 | 5219.166 | 5882.064 | 6620.381 | 7329.102 | 7995.008 | 8600.704 | 9139.886 | 9649.192 | 10132.749 | 10586.316 | 10858.033
System Transformation | Lct_BB009 | Number | ENW | Ormonde |  | 173.031 | 185.174 | 198.163 | 211.943 | 223.574 | 237.219 | 253.061 | 270.358 | 289.693 | 309.306 | 333.418 | 362.741 | 398.276 | 471.037 | 611.467 | 757.056 | 911.906 | 1076.776 | 1247.839 | 1405.619 | 1581.453 | 1749.867 | 1907.474 | 2050.132 | 2177.789 | 2298.061 | 2411.963 | 2518.513 | 2581.401
System Transformation | Lct_BB009 | Number | ENW | Padiham |  | 2690.378 | 2859.347 | 3040.091 | 3231.6 | 3392.406 | 3586.507 | 3816.662 | 4069.657 | 4353.407 | 4669.972 | 5054.334 | 5517.657 | 6075.52 | 7190.359 | 9424.541 | 11792.213 | 14358.502 | 17136.519 | 20067.614 | 22654.224 | 25540.799 | 28321.458 | 30943.299 | 33337.764 | 35432.893 | 37412.072 | 39291.34 | 41054.278 | 42110.878
System Transformation | Lct_BB009 | Number | ENW | Penwortham East |  | 1553.206 | 1647.895 | 1749.25 | 1856.686 | 1946.104 | 2053.73 | 2181.088 | 2320.904 | 2477.743 | 2643.271 | 2846.193 | 3092.282 | 3389.701 | 3996.169 | 5203.845 | 6468.955 | 7827.033 | 9284.717 | 10809.754 | 12185.939 | 13719.715 | 15192.496 | 16576.122 | 17834.371 | 18950.128 | 20003.201 | 21002.236 | 21938.517 | 22496.799
System Transformation | Lct_BB009 | Number | ENW | Penwortham West |  | 1975.454 | 2095.885 | 2224.794 | 2361.437 | 2475.164 | 2612.048 | 2774.029 | 2951.856 | 3151.331 | 3361.86 | 3619.947 | 3932.937 | 4311.212 | 5082.551 | 6618.541 | 8227.578 | 9954.858 | 11808.821 | 13748.448 | 15498.757 | 17449.5 | 19322.665 | 21082.437 | 22682.749 | 24101.831 | 25441.188 | 26711.816 | 27902.63 | 28612.685
System Transformation | Lct_BB009 | Number | ENW | Robin Rigg |  | 63.327 | 69.797 | 76.696 | 84.015 | 90.156 | 97.256 | 105.385 | 114.212 | 124.004 | 132.699 | 143.324 | 156.195 | 171.75 | 203.272 | 259.778 | 316.834 | 376.157 | 437.988 | 500.741 | 561.643 | 629.157 | 693.189 | 752.512 | 805.57 | 854.583 | 900.613 | 944.064 | 984.559 | 1007.989
System Transformation | Lct_BB009 | Number | ENW | Rochdale |  | 1658.723 | 1752.919 | 1854.026 | 1961.502 | 2024.557 | 2101.752 | 2195.27 | 2299.605 | 2419.177 | 2534.937 | 2684.06 | 2870.384 | 3099.698 | 3608.558 | 4640.072 | 5688.643 | 6784.836 | 7933.514 | 9105.875 | 10231.708 | 11483.007 | 12674.639 | 13782.85 | 14778.479 | 15685.533 | 16538.077 | 17343.539 | 18094.963 | 18532.031
System Transformation | Lct_BB009 | Number | ENW | South Manchester |  | 6093.852 | 6222.546 | 6363.496 | 6513.063 | 6761.52 | 7065.2 | 7429.437 | 7831.043 | 8284.828 | 8707.846 | 9244.19 | 9907.506 | 10718.295 | 12478.579 | 15982.445 | 19541.478 | 23262.085 | 27159.556 | 31136.524 | 34956.251 | 39193.991 | 43224.503 | 46972.172 | 50338.839 | 53425.926 | 56330.344 | 59076.954 | 61641.751 | 63142.132
System Transformation | Lct_BB009 | Number | ENW | Stalybridge |  | 1922.661 | 1871.847 | 1819.374 | 1763.517 | 1844.117 | 1940.565 | 2054.707 | 2180.634 | 2322.756 | 2492.375 | 2699.294 | 2949.759 | 3252.404 | 3861.618 | 5121.541 | 6472.275 | 7949.179 | 9560.666 | 11273.932 | 12763.727 | 14432.662 | 16048.787 | 17579.149 | 18983.544 | 20197.97 | 21347.144 | 22440.212 | 23467.745 | 24089.959
System Transformation | Lct_BB009 | Number | ENW | Stanah |  | 1127.454 | 1196.188 | 1269.761 | 1347.747 | 1412.655 | 1490.779 | 1583.226 | 1684.718 | 1798.565 | 1918.72 | 2066.019 | 2244.652 | 2460.545 | 2900.773 | 3777.411 | 4695.74 | 5681.553 | 6739.669 | 7846.675 | 8845.632 | 9958.983 | 11028.057 | 12032.415 | 12945.764 | 13755.679 | 14520.092 | 15245.28 | 15924.916 | 16330.166
System Transformation | Lct_BB009 | Number | ENW | Walney 2 |  | 222.293 | 235.844 | 250.35 | 265.726 | 278.524 | 293.927 | 312.154 | 332.165 | 354.611 | 378.301 | 407.343 | 442.563 | 485.129 | 571.926 | 744.767 | 925.828 | 1120.194 | 1328.815 | 1547.076 | 1744.034 | 1963.546 | 2174.328 | 2372.351 | 2552.43 | 2712.115 | 2862.83 | 3005.81 | 3139.809 | 3219.71
System Transformation | Lct_BB009 | Number | ENW | Washway Farm |  | 532.016 | 561.229 | 592.715 | 626.267 | 653.66 | 686.719 | 725.841 | 768.611 | 816.522 | 867.875 | 931.305 | 1008.606 | 1102.332 | 1296.537 | 1686.078 | 2092.725 | 2527.923 | 2993.813 | 3479.908 | 3922.221 | 4415.291 | 4888.451 | 5332.446 | 5735.627 | 6093.757 | 6431.504 | 6751.675 | 7051.492 | 7229.462
System Transformation | Lct_BB009 | Number | ENW | Whitegate |  | 2431.768 | 2569.863 | 2718.091 | 2875.657 | 2968.098 | 3081.27 | 3218.371 | 3371.331 | 3546.63 | 3716.339 | 3934.96 | 4208.121 | 4544.307 | 5290.319 | 6802.569 | 8339.824 | 9946.896 | 11630.912 | 13349.651 | 15000.176 | 16834.64 | 18581.63 | 20206.321 | 21665.962 | 22995.745 | 24245.617 | 25426.463 | 26528.086 | 27168.848
System Transformation | Lct_BB009 | Number | EPN | Amersham Main |  | 1776.154 | 1827.511 | 1882.649 | 1940.607 | 2001.382 | 2075.993 | 2166.181 | 2266.109 | 2380.081 | 2482.072 | 2615.485 | 2783.563 | 2991.366 | 3464.933 | 4416.182 | 5367.555 | 6347.847 | 7360.962 | 8379.804 | 9367.779 | 10459.378 | 11485.515 | 12426.036 | 13256.148 | 14033.995 | 14759.284 | 15438.99 | 16067.256 | 16414.307
System Transformation | Lct_BB009 | Number | EPN | Braintree |  | 2326.102 | 2477.836 | 2639.531 | 2810.304 | 2965.807 | 3148.697 | 3360.605 | 3590.572 | 3846.23 | 4083.555 | 4377.547 | 4736.549 | 5172.464 | 6081.231 | 7770.672 | 9476.736 | 11250.758 | 13100.022 | 14977.045 | 16768.788 | 18751.119 | 20622.472 | 22346.853 | 23878.967 | 25304.028 | 26637.553 | 27891.8 | 29055.894 | 29714.301
System Transformation | Lct_BB009 | Number | EPN | Bramford |  | 4748.355 | 4973.374 | 5216.11 | 5474.431 | 5746.053 | 6067.779 | 6442.537 | 6849.386 | 7302.467 | 7719.871 | 8241.747 | 8882.487 | 9662.961 | 11319.236 | 14480.59 | 17679.947 | 21013.071 | 24493.918 | 28033.814 | 31445.676 | 35228.868 | 38817.172 | 42140.976 | 45112.983 | 47859.419 | 50438.343 | 52872.461 | 55140.665 | 56452.232
System Transformation | Lct_BB009 | Number | EPN | Brimsdown |  | 1848.551 | 1976.972 | 2113.443 | 2257.465 | 2326.469 | 2410.446 | 2511.866 | 2624.907 | 2754.706 | 2870.761 | 3023.689 | 3217.293 | 3457.469 | 4009.1 | 5119.913 | 6230.532 | 7374.101 | 8555.384 | 9742.623 | 10894.566 | 12168.479 | 13366.309 | 14463.62 | 15431.4 | 16337.833 | 17182.555 | 17973.765 | 18704.701 | 19107.071
System Transformation | Lct_BB009 | Number | EPN | Burwell Main |  | 3771.497 | 3915.362 | 4072.619 | 4241.495 | 4410.511 | 4615.789 | 4859.755 | 5126.329 | 5425.301 | 5666.23 | 5977.324 | 6365.898 | 6843.437 | 7915.329 | 9983.074 | 12020.144 | 14091.776 | 16204.583 | 18298.992 | 20475.033 | 22878.83 | 25146.09 | 27235.747 | 29093.148 | 30856.047 | 32512.077 | 34075.67 | 35533.091 | 36377.549
System Transformation | Lct_BB009 | Number | EPN | Clacton |  | 222.081 | 232.605 | 243.957 | 256.039 | 268.743 | 283.79 | 301.317 | 320.346 | 341.536 | 361.058 | 385.466 | 415.434 | 451.937 | 529.401 | 677.257 | 826.891 | 982.781 | 1145.58 | 1311.141 | 1470.714 | 1647.654 | 1815.479 | 1970.933 | 2109.934 | 2238.385 | 2359.001 | 2472.845 | 2578.928 | 2640.27
System Transformation | Lct_BB009 | Number | EPN | Eaton Socon |  | 3427.777 | 3572.469 | 3731.652 | 3903.695 | 4063.752 | 4262.712 | 4500.825 | 4758.602 | 5044.285 | 5318.935 | 5660.516 | 6077.476 | 6582.525 | 7651.421 | 9878.695 | 12200.452 | 14684.883 | 17342.902 | 20115.036 | 22678.009 | 25531.727 | 28275.313 | 30860.135 | 33218.927 | 35328.224 | 37326.743 | 39229.926 | 41020.919 | 42112.682
System Transformation | Lct_BB009 | Number | EPN | Elstree |  | 3031.245 | 3118.892 | 3212.992 | 3311.905 | 3415.627 | 3542.96 | 3696.877 | 3867.418 | 4061.926 | 4235.987 | 4463.674 | 4750.522 | 5105.166 | 5913.371 | 7536.805 | 9160.449 | 10833.45 | 12562.466 | 14301.256 | 15987.367 | 17850.326 | 19601.566 | 21206.691 | 22623.388 | 23950.888 | 25188.69 | 26348.699 | 27420.92 | 28013.208
System Transformation | Lct_BB009 | Number | EPN | Loudwater |  | 352.745 | 362.944 | 373.895 | 385.405 | 397.475 | 412.293 | 430.204 | 450.05 | 472.685 | 492.94 | 519.436 | 552.816 | 594.086 | 688.137 | 877.055 | 1065.998 | 1260.684 | 1461.889 | 1664.232 | 1860.444 | 2077.235 | 2281.026 | 2467.814 | 2632.675 | 2787.155 | 2931.198 | 3066.188 | 3190.962 | 3259.886
System Transformation | Lct_BB009 | Number | EPN | Mill Hill |  | 8854.284 | 9110.302 | 9385.17 | 9674.095 | 9977.066 | 10349.008 | 10798.601 | 11296.751 | 11864.91 | 12373.344 | 13038.419 | 13876.305 | 14912.222 | 17272.992 | 22015.053 | 26757.728 | 31644.572 | 36695.038 | 41774.055 | 46699.194 | 52140.909 | 57256.292 | 61944.872 | 66083.054 | 69960.687 | 73576.317 | 76964.71 | 80096.672 | 81826.748
System Transformation | Lct_BB009 | Number | EPN | Norwich Main |  | 5422.874 | 5664.822 | 5928.077 | 6210.305 | 6524.422 | 6894.137 | 7323.486 | 7790.257 | 8310.944 | 8756.01 | 9318.076 | 10012.345 | 10861.143 | 12692.782 | 16083.179 | 19440.497 | 22869.238 | 26381.901 | 29880.803 | 33466.17 | 37434.577 | 41183.49 | 44640.365 | 47714.387 | 50613.131 | 53334.236 | 55901.747 | 58293.387 | 59673.642
System Transformation | Lct_BB009 | Number | EPN | Pelham |  | 1238.518 | 1289.814 | 1344.741 | 1402.701 | 1462.82 | 1534.745 | 1619.633 | 1712.756 | 1817.562 | 1917.103 | 2042.525 | 2197.235 | 2386.214 | 2791.676 | 3584.189 | 4389.993 | 5232.806 | 6116.298 | 7018.368 | 7868.51 | 8810.77 | 9703.201 | 10528.325 | 11264.449 | 11941.883 | 12576.479 | 13174 | 13729.282 | 14045.544
System Transformation | Lct_BB009 | Number | EPN | Rayleigh |  | 4584.222 | 4767.384 | 4962.906 | 5168.421 | 5382.539 | 5639.391 | 5941.984 | 6271.778 | 6641.218 | 7024.289 | 7503.492 | 8092.271 | 8810.017 | 10333.455 | 13368.844 | 16499.874 | 19815.897 | 23332.836 | 26967.338 | 30268.664 | 33934.256 | 37415.639 | 40642.869 | 43530.894 | 46143.587 | 48588.869 | 50889.243 | 53024.94 | 54234.451
System Transformation | Lct_BB009 | Number | EPN | Rye House |  | 1940.064 | 2000.143 | 2064.464 | 2131.897 | 2218.742 | 2324.177 | 2449.327 | 2585.888 | 2738.794 | 2893.394 | 3086.678 | 3323.864 | 3612.573 | 4225.478 | 5453.122 | 6718.551 | 8058.447 | 9478.934 | 10946.432 | 12283.01 | 13765.523 | 15173.259 | 16479.168 | 17648.974 | 18710.301 | 19704.837 | 20641.567 | 21512.363 | 22009.313
System Transformation | Lct_BB009 | Number | EPN | Sheringham Shoal |  | 1023.277 | 1068.932 | 1118.607 | 1171.863 | 1231.135 | 1300.899 | 1381.916 | 1469.994 | 1568.246 | 1652.228 | 1758.288 | 1889.294 | 2049.459 | 2395.083 | 3034.839 | 3668.353 | 4315.344 | 4978.171 | 5638.402 | 6314.948 | 7063.772 | 7771.179 | 8423.479 | 9003.536 | 9550.519 | 10063.982 | 10548.462 | 10999.756 | 11260.205
System Transformation | Lct_BB009 | Number | EPN | Sundon |  | 3180.198 | 3273.368 | 3375.213 | 3484.051 | 3604.617 | 3753.272 | 3932.499 | 4129.874 | 4353.037 | 4561.94 | 4829.107 | 5161.163 | 5568.223 | 6465.881 | 8328.326 | 10240.076 | 12256.961 | 14387.937 | 16581.846 | 18647.118 | 20943.034 | 23134.94 | 25180.926 | 27027.378 | 28702.387 | 30280.662 | 31775.464 | 33173.767 | 33999.432
System Transformation | Lct_BB009 | Number | EPN | Tilbury |  | 595.469 | 617.396 | 640.866 | 665.602 | 691.713 | 722.335 | 758.233 | 797.859 | 842.932 | 895.872 | 962.088 | 1043.612 | 1143.281 | 1353.217 | 1788.805 | 2249.352 | 2746.839 | 3284.18 | 3849.683 | 4343.654 | 4895.923 | 5426.13 | 5922.55 | 6372.029 | 6767.692 | 7139.522 | 7490.793 | 7818.543 | 8009.179
System Transformation | Lct_BB009 | Number | EPN | Tottenham |  | 7780.82 | 8003.77 | 8245.676 | 8502.933 | 8664.667 | 8865.893 | 9116.068 | 9398.957 | 9732.665 | 9935.151 | 10251.814 | 10687.768 | 11253.8 | 12809.297 | 15875.002 | 18693.544 | 21360.925 | 23883.012 | 26162.923 | 28936.338 | 31963.223 | 34711.572 | 37121.415 | 39128.042 | 41233.392 | 43158.915 | 44927.585 | 46524.684 | 47285.555
System Transformation | Lct_BB009 | Number | EPN | Walpole (_A) |  | 1713.565 | 1799.888 | 1893.385 | 1993.333 | 2115.333 | 2257.735 | 2421.866 | 2599.989 | 2797.826 | 2976.238 | 3196.512 | 3464.97 | 3790.58 | 4464.435 | 5687.05 | 6913.487 | 8181.133 | 9494.951 | 10820.315 | 12134.699 | 13591.342 | 14972.193 | 16250.81 | 17393.669 | 18455.869 | 19454.112 | 20397.083 | 21276.577 | 21787.72
System Transformation | Lct_BB009 | Number | EPN | Warley |  | 4073.449 | 4045.908 | 4018.49 | 3988.057 | 4125.883 | 4292.441 | 4491.188 | 4710.264 | 4958.94 | 5213.268 | 5537.72 | 5941.122 | 6436.472 | 7520.64 | 9726.933 | 11992.296 | 14381.108 | 16904.896 | 19502.59 | 21892.141 | 24546.401 | 27066.744 | 29401.328 | 31488.528 | 33383.673 | 35157.45 | 36826.207 | 38375.676 | 39253.614
System Transformation | Lct_BB009 | Number | EPN | Watford South |  | 3476.278 | 3576.793 | 3684.709 | 3798.144 | 3917.093 | 4063.121 | 4239.636 | 4435.215 | 4658.279 | 4857.895 | 5119.01 | 5447.972 | 5854.683 | 6781.545 | 8643.324 | 10505.345 | 12423.967 | 14406.829 | 16400.901 | 18334.558 | 20471.029 | 22479.378 | 24320.16 | 25944.85 | 27467.247 | 28886.778 | 30217.094 | 31446.733 | 32125.978
System Transformation | Lct_BB009 | Number | EPN | West Thurrock |  | 1551.345 | 1595.797 | 1644.028 | 1695.32 | 1727.567 | 1767.687 | 1817.567 | 1873.97 | 1940.505 | 1980.877 | 2044.013 | 2130.934 | 2243.79 | 2553.926 | 3165.168 | 3727.131 | 4258.955 | 4761.81 | 5216.38 | 5769.345 | 6372.847 | 6920.815 | 7401.291 | 7801.374 | 8221.14 | 8605.052 | 8957.69 | 9276.121 | 9427.824
System Transformation | Lct_BB009 | Number | EPN | Wymondley |  | 2715.043 | 2827.493 | 2947.904 | 3074.961 | 3206.751 | 3364.423 | 3550.514 | 3754.655 | 3984.408 | 4202.619 | 4477.566 | 4816.716 | 5230.991 | 6119.832 | 7857.157 | 9623.617 | 11471.207 | 13407.974 | 15385.466 | 17249.122 | 19314.718 | 21271.08 | 23079.894 | 24693.603 | 26178.654 | 27569.797 | 28879.667 | 30096.939 | 30790.239
System Transformation | Lct_BB009 | Number | East Midlands | Berkswell |  | 2907.151 | 3013.881 | 3131.831 | 3259.547 | 3392.523 | 3557.368 | 3754.757 | 3969.182 | 4207.622 | 4443.861 | 4737.14 | 5094.926 | 5528.313 | 6440.881 | 8375.843 | 10413.234 | 12611.133 | 14979.989 | 17468.712 | 19729.383 | 22252.081 | 24686.194 | 26987.207 | 29095.132 | 30962.033 | 32733.09 | 34421.771 | 36013.19 | 36990.221
System Transformation | Lct_BB009 | Number | East Midlands | Bicker Fen |  | 1130.466 | 1188.844 | 1252.039 | 1319.564 | 1409.207 | 1513.316 | 1632.734 | 1762.102 | 1905.397 | 2033.188 | 2189.981 | 2380.343 | 2610.696 | 3081.781 | 3913.815 | 4743.858 | 5597.577 | 6478.146 | 7361.865 | 8246.902 | 9226.313 | 10152.244 | 11007.198 | 11768.77 | 12482.176 | 13151.9 | 13783.846 | 14372.506 | 14712.293
System Transformation | Lct_BB009 | Number | East Midlands | Chesterfield |  | 4443.264 | 4524.595 | 4614.67 | 4710.882 | 4876.673 | 5078.97 | 5322.208 | 5591.515 | 5897.618 | 6205.272 | 6595.777 | 7079.485 | 7671.722 | 8956.861 | 11603.111 | 14336.639 | 17235.097 | 20312.327 | 23495.988 | 26470.837 | 29786.137 | 32963.314 | 35939.233 | 38635.721 | 41053.444 | 43333.775 | 45495.671 | 47520.421 | 48723.159
System Transformation | Lct_BB009 | Number | East Midlands | Coventry |  | 3318.82 | 3440.664 | 3575.316 | 3721.118 | 3872.924 | 4061.112 | 4286.452 | 4531.241 | 4803.446 | 5073.137 | 5407.946 | 5816.397 | 6311.154 | 7352.947 | 9561.91 | 11887.807 | 14396.942 | 17101.242 | 19942.381 | 22523.176 | 25403.103 | 28181.9 | 30808.75 | 33215.169 | 35346.434 | 37368.283 | 39296.091 | 41112.864 | 42228.249
System Transformation | Lct_BB009 | Number | East Midlands | Drakelow |  | 1186.316 | 1239.823 | 1297.759 | 1359.578 | 1415.57 | 1484.123 | 1565.923 | 1655.3 | 1755.321 | 1852.381 | 1973.682 | 2122.363 | 2303.069 | 2686.604 | 3483.318 | 4314.279 | 5203.294 | 6154.519 | 7146.589 | 8062.938 | 9084.671 | 10067.761 | 10993.808 | 11838.628 | 12592.225 | 13305.899 | 13985.227 | 14624.246 | 15012.784
System Transformation | Lct_BB009 | Number | East Midlands | East Claydon (_B) |  | 2947.867 | 3034.23 | 3128.635 | 3229.522 | 3341.28 | 3479.075 | 3645.209 | 3828.164 | 4035.024 | 4228.665 | 4476.314 | 4784.112 | 5161.434 | 5993.513 | 7719.896 | 9491.983 | 11361.524 | 13336.82 | 15370.452 | 17284.845 | 19413.031 | 21444.806 | 23341.322 | 25052.88 | 26605.521 | 28068.495 | 29454.093 | 30750.243 | 31515.588
System Transformation | Lct_BB009 | Number | East Midlands | Enderby |  | 4808.969 | 4969.733 | 5148.281 | 5342.401 | 5488.669 | 5675.742 | 5906.423 | 6160.583 | 6448.747 | 6694.506 | 7019.138 | 7429.384 | 7936.57 | 9117.105 | 11666.738 | 14261.05 | 16978.186 | 19829.158 | 22743.357 | 25581.327 | 28735.875 | 31751.03 | 34571.035 | 37122.134 | 39454.504 | 41658.724 | 43752.524 | 45717.518 | 46898.087
System Transformation | Lct_BB009 | Number | East Midlands | Grendon |  | 4575.495 | 4711.571 | 4862.656 | 5026.251 | 5235.584 | 5493.946 | 5802.964 | 6139.518 | 6514.59 | 6907.246 | 7391.548 | 7980.352 | 8692.381 | 10169.618 | 13324.639 | 16680.656 | 20330.596 | 24293.011 | 28485.618 | 32225.617 | 36406.813 | 40453.997 | 44291.441 | 47819.039 | 50908.874 | 53842.382 | 56641.652 | 59282.098 | 60910.456
System Transformation | Lct_BB009 | Number | East Midlands | Ratcliffe |  | 3822.733 | 3930.589 | 4050.932 | 4181.885 | 4293.016 | 4435.041 | 4610.488 | 4804.368 | 5024.967 | 5218.145 | 5473.514 | 5796.512 | 6196.175 | 7125.959 | 9156.709 | 11235.371 | 13423.344 | 15730.053 | 18099.573 | 20381.126 | 22920.967 | 25354.231 | 27634.844 | 29703.084 | 31581.163 | 33357.247 | 35045.511 | 36631.192 | 37587.72
System Transformation | Lct_BB009 | Number | East Midlands | Staythorpe |  | 950.469 | 1009.419 | 1073.617 | 1142.688 | 1220.018 | 1311.5 | 1417.105 | 1530.577 | 1655.063 | 1775.907 | 1921.772 | 2096.86 | 2307.048 | 2724.961 | 3501.685 | 4302.727 | 5151.96 | 6052.985 | 6984.706 | 7856.717 | 8825.491 | 9751.634 | 10618.496 | 11403.479 | 12113.099 | 12782.957 | 13418.517 | 14014.172 | 14369.604
System Transformation | Lct_BB009 | Number | East Midlands | Stoke Bardolph |  | 2834.584 | 2914.56 | 3003.795 | 3100.897 | 3183.302 | 3288.614 | 3418.71 | 3562.473 | 3726.049 | 3869.292 | 4058.649 | 4298.155 | 4594.508 | 5283.949 | 6789.765 | 8331.107 | 9953.504 | 11663.945 | 13420.961 | 15112.749 | 16996.059 | 18800.342 | 20491.432 | 22025.047 | 23417.655 | 24734.634 | 25986.494 | 27162.287 | 27871.56
System Transformation | Lct_BB009 | Number | East Midlands | Walpole (_B) |  | 1424.571 | 1496.335 | 1574.064 | 1657.155 | 1758.579 | 1876.966 | 2013.415 | 2161.498 | 2325.97 | 2474.292 | 2657.416 | 2880.599 | 3151.294 | 3711.502 | 4727.922 | 5747.52 | 6801.375 | 7893.616 | 8995.456 | 10088.167 | 11299.146 | 12447.115 | 13510.091 | 14460.206 | 15343.265 | 16173.153 | 16957.091 | 17688.257 | 18113.196
System Transformation | Lct_BB009 | Number | East Midlands | West Burton |  | 1267.511 | 1332.927 | 1404.291 | 1481.049 | 1551.736 | 1638.026 | 1739.923 | 1849.831 | 1971.12 | 2104.177 | 2266.032 | 2461.199 | 2696.092 | 3170.967 | 4177.311 | 5257.968 | 6442.351 | 7736.754 | 9115.251 | 10325.159 | 11679.587 | 12993.935 | 14243.381 | 15395.322 | 16396.057 | 17346.941 | 18255.051 | 19112.424 | 19643.613
System Transformation | Lct_BB009 | Number | East Midlands | Willington |  | 3313.293 | 3434.934 | 3569.362 | 3714.922 | 3866.475 | 4054.349 | 4279.314 | 4523.695 | 4795.447 | 5064.689 | 5398.941 | 5806.711 | 6300.645 | 7340.703 | 9545.988 | 11868.012 | 14372.969 | 17072.765 | 19909.174 | 22485.671 | 25360.803 | 28134.972 | 30757.448 | 33159.86 | 35287.576 | 37306.058 | 39230.656 | 41044.404 | 42157.931
System Transformation | Lct_BB009 | Number | IDNO - Refer to Comment Field | Tynemouth 2 |  | 616.926 | 642.4 | 669.857 | 699.023 | 723.808 | 753.91 | 790.044 | 830.112 | 875.731 | 920.219 | 976.968 | 1047.474 | 1133.962 | 1323.035 | 1701.561 | 2086.939 | 2490.409 | 2913.765 | 3346.461 | 3760.496 | 4220.672 | 4659.013 | 5066.824 | 5433.38 | 5766.548 | 6079.671 | 6375.477 | 6651.412 | 6811.833 | Note: TYNE2 is operated by an IDNO allocated to GSP Group/licence area F
System Transformation | Lct_BB009 | Number | LPN | Acton Lane 22kV |  | 1415.149 | 1462.7 | 1513.904 | 1568.046 | 1600.624 | 1642.54 | 1694.518 | 1751.579 | 1816.793 | 1849.409 | 1901.35 | 1973.085 | 2066.073 | 2329.655 | 2831.197 | 3272.536 | 3670.911 | 4026.189 | 4322.024 | 4743.341 | 5196.435 | 5596.906 | 5937.706 | 6209.754 | 6523.279 | 6807.258 | 7065.36 | 7295.351 | 7395.094
System Transformation | Lct_BB009 | Number | LPN | Barking |  | 3189.411 | 3280.8 | 3379.959 | 3485.41 | 3551.706 | 3634.19 | 3736.738 | 3852.697 | 3989.486 | 4072.486 | 4202.288 | 4380.989 | 4613.009 | 5250.618 | 6507.271 | 7662.611 | 8755.988 | 9789.809 | 10724.36 | 11861.202 | 13101.943 | 14228.51 | 15216.321 | 16038.851 | 16901.848 | 17691.133 | 18416.123 | 19070.785 | 19382.671
System Transformation | Lct_BB009 | Number | LPN | Barking West |  | 4464.692 | 4592.623 | 4731.43 | 4879.046 | 4971.85 | 5087.315 | 5230.868 | 5393.191 | 5584.676 | 5700.864 | 5882.567 | 6132.721 | 6457.514 | 7350.07 | 9109.194 | 10726.495 | 12257.057 | 13704.25 | 15012.479 | 16603.886 | 18340.735 | 19917.758 | 21300.544 | 22451.961 | 23660.027 | 24764.906 | 25779.782 | 26696.21 | 27132.803
System Transformation | Lct_BB009 | Number | LPN | Beddington (_C) |  | 6533.97 | 6565.825 | 6602.357 | 6639.004 | 6873.647 | 7157.659 | 7497.096 | 7871.906 | 8297.521 | 8721.743 | 9262.615 | 9934.69 | 10759.473 | 12563.522 | 16203.453 | 19925.33 | 23836.282 | 27954.495 | 32178.859 | 36077.911 | 40402.23 | 44497.037 | 48279.456 | 51649.694 | 54725.702 | 57600.063 | 60299.771 | 62801.684 | 64204.195
System Transformation | Lct_BB009 | Number | LPN | Canal Bank |  | 1006.526 | 1040.346 | 1076.765 | 1115.274 | 1138.445 | 1168.257 | 1205.227 | 1245.812 | 1292.195 | 1315.393 | 1352.336 | 1403.358 | 1469.496 | 1656.969 | 2013.69 | 2327.593 | 2610.937 | 2863.63 | 3074.042 | 3373.704 | 3695.968 | 3980.803 | 4223.197 | 4416.692 | 4639.686 | 4841.666 | 5025.242 | 5188.823 | 5259.765
System Transformation | Lct_BB009 | Number | LPN | City Road |  | 11658.48 | 12050.219 | 12472.053 | 12918.098 | 13186.49 | 13531.801 | 13960.021 | 14430.104 | 14967.357 | 15236.062 | 15663.97 | 16254.951 | 17021.017 | 19192.492 | 23324.364 | 26960.269 | 30242.213 | 33169.118 | 35606.305 | 39077.258 | 42810.005 | 46109.218 | 48916.848 | 51158.072 | 53740.998 | 56080.509 | 58206.844 | 60101.593 | 60923.308
System Transformation | Lct_BB009 | Number | LPN | Greenford |  | 1275.665 | 1318.529 | 1364.686 | 1413.492 | 1442.86 | 1480.643 | 1527.499 | 1578.935 | 1637.721 | 1667.123 | 1713.944 | 1778.609 | 1862.432 | 2100.033 | 2552.141 | 2949.98 | 3309.089 | 3629.349 | 3896.025 | 4275.815 | 4684.25 | 5045.249 | 5352.458 | 5597.692 | 5880.315 | 6136.303 | 6368.965 | 6576.288 | 6666.2
System Transformation | Lct_BB009 | Number | LPN | Hackney 132kV |  | 2909.387 | 2992.752 | 3083.205 | 3179.398 | 3239.873 | 3315.115 | 3408.66 | 3514.438 | 3639.217 | 3714.93 | 3833.336 | 3996.347 | 4207.997 | 4789.625 | 5935.946 | 6989.85 | 7987.231 | 8930.284 | 9782.783 | 10819.813 | 11951.619 | 12979.276 | 13880.359 | 14630.672 | 15417.9 | 16137.888 | 16799.225 | 17396.409 | 17680.912
System Transformation | Lct_BB009 | Number | LPN | Hackney 66kV |  | 3530.128 | 3631.28 | 3741.032 | 3857.748 | 3931.126 | 4022.422 | 4135.925 | 4264.271 | 4415.673 | 4507.54 | 4651.209 | 4849 | 5105.806 | 5811.529 | 7202.428 | 8481.19 | 9691.37 | 10835.632 | 11870.018 | 13128.306 | 14501.592 | 15748.508 | 16841.845 | 17752.244 | 18707.433 | 19581.035 | 20383.474 | 21108.072 | 21453.276
System Transformation | Lct_BB009 | Number | LPN | Hurst |  | 1976.842 | 1986.48 | 1997.532 | 2008.62 | 2079.611 | 2165.538 | 2268.234 | 2381.632 | 2510.401 | 2638.749 | 2802.389 | 3005.724 | 3255.261 | 3801.073 | 4902.328 | 6028.375 | 7211.628 | 8457.586 | 9735.66 | 10915.312 | 12223.628 | 13462.505 | 14606.87 | 15626.529 | 16557.17 | 17426.804 | 18243.596 | 19000.546 | 19424.873
System Transformation | Lct_BB009 | Number | LPN | Islington |  | 7852.284 | 8090.747 | 8348.735 | 8622.497 | 8791.799 | 9005.099 | 9270.03 | 9566.305 | 9911.771 | 10108.018 | 10416.718 | 10842.148 | 11394.224 | 12926.838 | 15912.929 | 18620.259 | 21145.283 | 23491.618 | 25563.941 | 28203.007 | 31070.326 | 33652.772 | 35897.249 | 37743.622 | 39734.861 | 41550.698 | 43213.34 | 44708.788 | 45402.331
System Transformation | Lct_BB009 | Number | LPN | Littlebrook (_C) |  | 212.414 | 213.449 | 214.637 | 215.828 | 223.456 | 232.689 | 243.724 | 255.909 | 269.745 | 283.537 | 301.12 | 322.968 | 349.781 | 408.43 | 526.761 | 647.756 | 774.897 | 908.777 | 1046.108 | 1172.863 | 1313.442 | 1446.561 | 1569.524 | 1679.088 | 1779.086 | 1872.53 | 1960.295 | 2041.63 | 2087.224
System Transformation | Lct_BB009 | Number | LPN | Lodge Road |  | 8164.815 | 8439.163 | 8734.587 | 9046.967 | 9234.931 | 9476.763 | 9776.66 | 10105.874 | 10482.13 | 10670.313 | 10969.991 | 11383.874 | 11920.375 | 13441.131 | 16334.816 | 18881.159 | 21179.612 | 23229.419 | 24936.261 | 27367.083 | 29981.248 | 32291.795 | 34258.07 | 35827.673 | 37636.581 | 39275.017 | 40764.158 | 42091.113 | 42666.587
System Transformation | Lct_BB009 | Number | LPN | New Cross |  | 10202.95 | 10430.925 | 10679.921 | 10944.815 | 11146.145 | 11397.244 | 11710.454 | 12065.378 | 12485.232 | 12718.55 | 13095.982 | 13622.945 | 14311.893 | 16253.183 | 20059.288 | 23512.041 | 26731.778 | 29724.225 | 32367.477 | 35730.109 | 39389.633 | 42689.212 | 45556.78 | 47915.188 | 50451.582 | 52763.296 | 54878.859 | 56780.716 | 57659.099
System Transformation | Lct_BB009 | Number | LPN | Perivale |  | 1161.999 | 1201.044 | 1243.088 | 1287.545 | 1314.296 | 1348.713 | 1391.394 | 1438.247 | 1491.795 | 1518.577 | 1561.226 | 1620.129 | 1696.483 | 1912.913 | 2324.737 | 2687.127 | 3014.238 | 3305.962 | 3548.876 | 3894.826 | 4266.868 | 4595.7 | 4875.537 | 5098.919 | 5356.359 | 5589.538 | 5801.469 | 5990.319 | 6072.219
System Transformation | Lct_BB009 | Number | LPN | Redbridge |  | 2860.943 | 2942.92 | 3031.867 | 3126.458 | 3185.926 | 3259.916 | 3351.903 | 3455.919 | 3578.621 | 3653.073 | 3769.507 | 3929.804 | 4137.929 | 4709.873 | 5837.107 | 6873.462 | 7854.236 | 8781.586 | 9619.891 | 10639.653 | 11752.613 | 12763.158 | 13649.238 | 14387.058 | 15161.178 | 15869.177 | 16519.502 | 17106.742 | 17386.508
System Transformation | Lct_BB009 | Number | LPN | St John's Wood |  | 11297.853 | 11677.475 | 12086.261 | 12518.508 | 12778.598 | 13113.227 | 13528.202 | 13983.744 | 14504.379 | 14764.771 | 15179.443 | 15752.143 | 16494.513 | 18598.819 | 22602.881 | 26126.318 | 29306.744 | 32143.112 | 34504.91 | 37868.498 | 41485.782 | 44682.942 | 47403.724 | 49575.622 | 52078.651 | 54345.795 | 56406.357 | 58242.496 | 59038.794
System Transformation | Lct_BB009 | Number | LPN | West Ham |  | 6270.83 | 6450.513 | 6645.473 | 6852.806 | 6983.153 | 7145.328 | 7346.953 | 7574.943 | 7843.889 | 8007.08 | 8262.289 | 8613.64 | 9069.825 | 10323.453 | 12794.21 | 15065.77 | 17215.504 | 19248.14 | 21085.599 | 23320.79 | 25760.26 | 27975.249 | 29917.424 | 31534.634 | 33231.408 | 34783.254 | 36208.685 | 37495.843 | 38109.055
System Transformation | Lct_BB009 | Number | LPN | Willesden 132kV |  | 7774.34 | 8035.567 | 8316.863 | 8614.303 | 8793.278 | 9023.545 | 9309.099 | 9622.569 | 9980.831 | 10160.014 | 10445.36 | 10839.45 | 11350.293 | 12798.32 | 15553.617 | 17978.183 | 20166.714 | 22118.492 | 23743.705 | 26058.275 | 28547.42 | 30747.467 | 32619.706 | 34114.244 | 35836.642 | 37396.722 | 38814.646 | 40078.141 | 40626.093
System Transformation | Lct_BB009 | Number | LPN | Willesden 66kV |  | 2310.617 | 2388.256 | 2471.86 | 2560.263 | 2613.456 | 2681.894 | 2766.764 | 2859.93 | 2966.41 | 3019.665 | 3104.473 | 3221.6 | 3373.428 | 3803.797 | 4622.701 | 5343.308 | 5993.763 | 6573.852 | 7056.883 | 7744.798 | 8484.598 | 9138.476 | 9694.925 | 10139.118 | 10651.033 | 11114.705 | 11536.127 | 11911.651 | 12074.509
System Transformation | Lct_BB009 | Number | LPN | Wimbledon North |  | 3545.957 | 3625.188 | 3711.725 | 3803.786 | 3873.757 | 3961.025 | 4069.878 | 4193.23 | 4339.147 | 4420.234 | 4551.408 | 4734.55 | 4973.988 | 5648.669 | 6971.452 | 8171.429 | 9290.424 | 10330.426 | 11249.068 | 12417.725 | 13689.565 | 14836.308 | 15832.909 | 16652.556 | 17534.06 | 18337.478 | 19072.726 | 19733.702 | 20038.977
System Transformation | Lct_BB009 | Number | LPN | Wimbledon South |  | 15597.422 | 15945.932 | 16326.577 | 16731.524 | 17039.301 | 17423.16 | 17901.969 | 18444.548 | 19086.386 | 19443.063 | 20020.05 | 20825.627 | 21878.833 | 24846.516 | 30664.974 | 35943.255 | 40865.322 | 45439.927 | 49480.711 | 54621.224 | 60215.6 | 65259.722 | 69643.421 | 73248.761 | 77126.188 | 80660.145 | 83894.242 | 86801.643 | 88144.443
System Transformation | Lct_BB009 | Number | NPgN | Blyth 132kV |  | 487.011 | 526.13 | 567.889 | 612.179 | 643.677 | 680.694 | 723.838 | 771.128 | 824.22 | 874.016 | 936.088 | 1012.204 | 1104.893 | 1299.642 | 1669.351 | 2044.967 | 2437.502 | 2848.685 | 3268.181 | 3670.956 | 4118.412 | 4544.154 | 4939.718 | 5294.697 | 5618.79 | 5923.277 | 6210.824 | 6478.948 | 6634.492
System Transformation | Lct_BB009 | Number | NPgN | Blyth 66kV |  | 1188.932 | 1284.432 | 1386.379 | 1494.502 | 1571.398 | 1661.767 | 1767.094 | 1882.542 | 2012.155 | 2133.721 | 2285.254 | 2471.077 | 2697.357 | 3172.795 | 4075.358 | 4992.344 | 5950.632 | 6954.445 | 7978.555 | 8961.842 | 10054.209 | 11093.566 | 12059.249 | 12925.853 | 13717.056 | 14460.394 | 15162.378 | 15816.944 | 16196.671
System Transformation | Lct_BB009 | Number | NPgN | Fourstones |  | 114.78 | 126.507 | 139.012 | 152.276 | 163.408 | 176.276 | 191.01 | 207.01 | 224.758 | 240.516 | 259.774 | 283.103 | 311.297 | 368.429 | 470.846 | 574.261 | 681.783 | 793.852 | 907.591 | 1017.977 | 1140.345 | 1256.403 | 1363.927 | 1460.094 | 1548.929 | 1632.359 | 1711.114 | 1784.51 | 1826.978
System Transformation | Lct_BB009 | Number | NPgN | Hart Moor |  | 1024.31 | 1066.606 | 1112.194 | 1160.621 | 1201.771 | 1251.752 | 1311.746 | 1378.273 | 1454.016 | 1527.882 | 1622.105 | 1739.169 | 1882.77 | 2196.696 | 2825.18 | 3465.04 | 4134.941 | 4837.858 | 5556.283 | 6243.725 | 7007.776 | 7735.573 | 8412.68 | 9021.29 | 9574.464 | 10094.356 | 10585.498 | 11043.645 | 11310
System Transformation | Lct_BB009 | Number | NPgN | Hawthorn Pit |  | 1397.902 | 1455.625 | 1517.839 | 1583.929 | 1640.088 | 1708.298 | 1790.174 | 1880.964 | 1984.333 | 2085.14 | 2213.728 | 2373.488 | 2569.464 | 2997.887 | 3855.595 | 4728.829 | 5643.06 | 6602.349 | 7582.802 | 8520.971 | 9563.692 | 10556.935 | 11481 | 12311.586 | 13066.516 | 13776.027 | 14446.301 | 15071.545 | 15435.047
System Transformation | Lct_BB009 | Number | NPgN | Knaresborough |  | 1068.601 | 1146.566 | 1229.773 | 1317.845 | 1399.541 | 1496.17 | 1608.486 | 1730.549 | 1865.965 | 1993.362 | 2148.773 | 2336.609 | 2563.099 | 3021.529 | 3879.296 | 4758.437 | 5685.12 | 6663.23 | 7669.257 | 8615.048 | 9664.537 | 10664.379 | 11596.304 | 12435.972 | 13199.187 | 13917.682 | 14597.545 | 15232.802 | 15605.763
System Transformation | Lct_BB009 | Number | NPgN | Lackenby |  | 834.717 | 870.19 | 908.433 | 949.072 | 993.671 | 1046.226 | 1107.606 | 1174.836 | 1250.408 | 1339.142 | 1448.001 | 1580.326 | 1740.731 | 2067.262 | 2727.059 | 3426.713 | 4184.745 | 5005.43 | 5871.239 | 6638.465 | 7497.285 | 8326.213 | 9107.807 | 9821.471 | 10443.851 | 11031.467 | 11589.158 | 12112.151 | 12424.808
System Transformation | Lct_BB009 | Number | NPgN | Norton |  | 4330.225 | 4509.032 | 4701.75 | 4906.472 | 5080.433 | 5291.727 | 5545.349 | 5826.588 | 6146.788 | 6459.056 | 6857.377 | 7352.26 | 7959.327 | 9286.435 | 11943.322 | 14648.304 | 17480.28 | 20451.831 | 23488.942 | 26395.071 | 29625.064 | 32701.794 | 35564.234 | 38137.105 | 40475.623 | 42673.445 | 44749.725 | 46686.52 | 47812.524
System Transformation | Lct_BB009 | Number | NPgN | Offerton |  | 581.496 | 605.508 | 631.388 | 658.879 | 682.24 | 710.614 | 744.673 | 782.44 | 825.439 | 867.372 | 920.862 | 987.319 | 1068.84 | 1247.055 | 1603.842 | 1967.089 | 2347.388 | 2746.431 | 3154.278 | 3544.536 | 3978.285 | 4391.452 | 4775.843 | 5121.348 | 5435.383 | 5730.523 | 6009.342 | 6269.43 | 6420.639
System Transformation | Lct_BB009 | Number | NPgN | Osbaldwick |  | 2002.32 | 2147.398 | 2302.442 | 2466.829 | 2585.208 | 2726.927 | 2893.516 | 3075.227 | 3278.189 | 3473.811 | 3716.727 | 4013.6 | 4374.053 | 5128.74 | 6587.136 | 8077.847 | 9644.962 | 11295.207 | 12988.331 | 14593.352 | 16375.647 | 18073.787 | 19655.651 | 21079.811 | 22373.442 | 23590.507 | 24741.431 | 25816.171 | 26444.853
System Transformation | Lct_BB009 | Number | NPgN | Poppleton |  | 460.039 | 493.603 | 529.425 | 567.34 | 602.511 | 644.11 | 692.463 | 745.012 | 803.309 | 858.154 | 925.06 | 1005.924 | 1103.429 | 1300.786 | 1670.06 | 2048.535 | 2447.478 | 2868.56 | 3301.66 | 3708.829 | 4160.641 | 4591.078 | 4992.278 | 5353.76 | 5682.329 | 5991.645 | 6284.33 | 6557.812 | 6718.374
System Transformation | Lct_BB009 | Number | NPgN | Saltholme |  | 396.121 | 412.955 | 431.104 | 450.39 | 471.554 | 496.495 | 525.623 | 557.528 | 593.391 | 635.5 | 687.16 | 749.956 | 826.077 | 981.035 | 1294.147 | 1626.173 | 1985.903 | 2375.366 | 2786.242 | 3150.335 | 3557.895 | 3951.269 | 4322.18 | 4660.855 | 4956.211 | 5235.068 | 5499.725 | 5747.915 | 5896.289
System Transformation | Lct_BB009 | Number | NPgN | South Shields |  | 839.747 | 874.423 | 911.796 | 951.497 | 985.233 | 1026.208 | 1075.393 | 1129.932 | 1192.028 | 1252.585 | 1329.83 | 1425.801 | 1543.528 | 1800.89 | 2316.132 | 2840.701 | 3389.898 | 3966.161 | 4555.139 | 5118.716 | 5745.098 | 6341.759 | 6896.864 | 7395.813 | 7849.314 | 8275.531 | 8678.178 | 9053.775 | 9272.137
System Transformation | Lct_BB009 | Number | NPgN | Spennymoor |  | 1678.686 | 1779.188 | 1886.787 | 2000.851 | 2115.704 | 2250.651 | 2407.621 | 2579.409 | 2771.575 | 2984.385 | 3242.545 | 3553.965 | 3929.498 | 4677.266 | 6142.991 | 7692.754 | 9368.488 | 11179.162 | 13085.894 | 14779.186 | 16671.281 | 18494.209 | 20211.219 | 21777.212 | 23148.856 | 24443.655 | 25672.258 | 26824.057 | 27511.708
System Transformation | Lct_BB009 | Number | NPgN | Stella North |  | 3136.811 | 3230.171 | 3331.279 | 3438.428 | 3566.802 | 3724.188 | 3913.479 | 4122.49 | 4358.962 | 4577.039 | 4854.276 | 5197.622 | 5617.585 | 6533.28 | 8342.246 | 10169.142 | 12069.322 | 14050.23 | 16061.288 | 18015.246 | 20180.476 | 22235.398 | 24141.927 | 25850.158 | 27420.723 | 28896.226 | 30289.526 | 31588.425 | 32341.462
System Transformation | Lct_BB009 | Number | NPgN | Stella South |  | 1172.777 | 1207.682 | 1245.484 | 1285.544 | 1333.54 | 1392.383 | 1463.154 | 1541.298 | 1629.709 | 1711.243 | 1814.895 | 1943.263 | 2100.277 | 2442.633 | 3118.961 | 3801.993 | 4512.423 | 5253.036 | 6004.921 | 6735.458 | 7544.985 | 8313.27 | 9026.074 | 9664.74 | 10251.935 | 10803.59 | 11324.51 | 11810.137 | 12091.679
System Transformation | Lct_BB009 | Number | NPgN | Tynemouth 1 |  | 1410.452 | 1468.693 | 1531.466 | 1598.149 | 1654.812 | 1723.635 | 1806.245 | 1897.851 | 2002.148 | 2103.86 | 2233.602 | 2394.797 | 2592.532 | 3024.801 | 3890.21 | 4771.283 | 5693.722 | 6661.623 | 7650.879 | 8597.47 | 9649.552 | 10651.712 | 11584.074 | 12422.116 | 13183.824 | 13899.704 | 14575.996 | 15206.853 | 15573.618
System Transformation | Lct_BB009 | Number | NPgN | West Boldon |  | 2468.666 | 2570.604 | 2680.473 | 2797.185 | 2896.361 | 3016.819 | 3161.41 | 3321.744 | 3504.291 | 3682.315 | 3909.398 | 4191.531 | 4537.621 | 5294.207 | 6808.901 | 8351.015 | 9965.527 | 11659.611 | 13391.072 | 15047.859 | 16889.282 | 18643.329 | 20275.209 | 21742.006 | 23075.198 | 24328.179 | 25511.868 | 26616.037 | 27257.973
System Transformation | Lct_BB009 | Number | NPgY | Bradford West |  | 3645.947 | 3813.92 | 3994.229 | 4185.16 | 4388.112 | 4632.234 | 4921.14 | 5238.589 | 5594.914 | 5981.67 | 6454.273 | 7026.364 | 7717.098 | 9115.762 | 11920.44 | 14877.194 | 18067.788 | 21508.39 | 25124.692 | 28350.318 | 31949.215 | 35411.994 | 38671.845 | 41643.406 | 44263.196 | 46737.767 | 49087.225 | 51291.103 | 52611.425
System Transformation | Lct_BB009 | Number | NPgY | Camblesforth |  | 187.711 | 207.905 | 229.46 | 252.363 | 270.184 | 290.691 | 314.097 | 339.488 | 367.666 | 392.962 | 424.009 | 461.74 | 507.451 | 600.82 | 768.905 | 938.559 | 1114.831 | 1298.471 | 1484.739 | 1666.024 | 1867.192 | 2058.095 | 2234.93 | 2393.044 | 2538.917 | 2675.86 | 2805.085 | 2925.476 | 2994.988
System Transformation | Lct_BB009 | Number | NPgY | Creyke Beck |  | 3096.151 | 3278.888 | 3474.535 | 3681.839 | 3901.352 | 4159.596 | 4459.389 | 4786.101 | 5149.962 | 5527.088 | 5985.672 | 6539.41 | 7207.288 | 8546.673 | 11114.301 | 13793.076 | 16658.35 | 19724.197 | 22921.447 | 25829.686 | 29070.677 | 32178.921 | 35093.625 | 37738.347 | 40090.755 | 42308.659 | 44410.565 | 46378.227 | 47544.339
System Transformation | Lct_BB009 | Number | NPgY | Drax |  | 324.749 | 359.683 | 396.976 | 436.599 | 467.429 | 502.908 | 543.4 | 587.328 | 636.078 | 679.84 | 733.554 | 798.83 | 877.912 | 1039.444 | 1330.237 | 1623.745 | 1928.703 | 2246.41 | 2568.66 | 2882.291 | 3230.32 | 3560.59 | 3866.522 | 4140.066 | 4392.432 | 4629.349 | 4852.914 | 5061.196 | 5181.454
System Transformation | Lct_BB009 | Number | NPgY | Elland |  | 2553.075 | 2670.699 | 2796.96 | 2930.659 | 3072.776 | 3243.723 | 3446.03 | 3668.324 | 3917.84 | 4188.666 | 4519.606 | 4920.213 | 5403.9 | 6383.314 | 8347.291 | 10417.759 | 12651.973 | 15061.256 | 17593.572 | 19852.317 | 22372.446 | 24797.258 | 27079.97 | 29160.806 | 30995.314 | 32728.133 | 34373.342 | 35916.608 | 36841.164
System Transformation | Lct_BB009 | Number | NPgY | Ferrybridge A |  | 681.009 | 717.204 | 756.04 | 797.253 | 834.943 | 879.572 | 931.898 | 989.329 | 1053.93 | 1123.409 | 1209.175 | 1313.763 | 1440.726 | 1702.551 | 2222.198 | 2765.167 | 3346.423 | 3968.968 | 4618.765 | 5209.609 | 5869.114 | 6502.588 | 7097.104 | 7637.016 | 8115.294 | 8566.215 | 8993.559 | 9393.646 | 9630.787
System Transformation | Lct_BB009 | Number | NPgY | Ferrybridge B (_M) |  | 1950.907 | 2054.593 | 2165.85 | 2283.913 | 2391.885 | 2519.735 | 2669.635 | 2834.159 | 3019.224 | 3218.261 | 3463.958 | 3763.573 | 4127.289 | 4877.347 | 6365.994 | 7921.454 | 9586.594 | 11370.015 | 13231.509 | 14924.114 | 16813.42 | 18628.15 | 20331.275 | 21877.979 | 23248.113 | 24539.882 | 25764.105 | 26910.245 | 27589.59
System Transformation | Lct_BB009 | Number | NPgY | Grimsby West |  | 1084.828 | 1134.564 | 1187.977 | 1244.538 | 1307.253 | 1382.306 | 1470.423 | 1566.451 | 1673.508 | 1794.681 | 1942.019 | 2119.879 | 2334.317 | 2764.702 | 3624.985 | 4535.809 | 5522.107 | 6589.039 | 7713.891 | 8710.996 | 9824.553 | 10897.544 | 11908.941 | 12832.241 | 13640.494 | 14403.878 | 15128.609 | 15808.395 | 16215.49
System Transformation | Lct_BB009 | Number | NPgY | Jordanthorpe |  | 704.191 | 717.081 | 731.356 | 746.604 | 772.88 | 804.941 | 843.49 | 886.172 | 934.684 | 983.443 | 1045.332 | 1121.993 | 1215.853 | 1419.529 | 1838.92 | 2272.143 | 2731.506 | 3219.201 | 3723.763 | 4195.233 | 4720.658 | 5224.193 | 5695.832 | 6123.185 | 6506.358 | 6867.756 | 7210.385 | 7531.277 | 7721.893
System Transformation | Lct_BB009 | Number | NPgY | Keadby |  | 1471.433 | 1558.279 | 1651.259 | 1749.779 | 1854.102 | 1976.831 | 2119.307 | 2274.575 | 2447.499 | 2626.727 | 2844.667 | 3107.829 | 3425.235 | 4061.772 | 5282.027 | 6555.104 | 7916.814 | 9373.846 | 10893.326 | 12275.455 | 13815.724 | 15292.904 | 16678.106 | 17934.999 | 19052.972 | 20107.022 | 21105.944 | 22041.068 | 22595.258
System Transformation | Lct_BB009 | Number | NPgY | Kirkstall B |  | 1782.484 | 1864.606 | 1952.758 | 2046.103 | 2145.325 | 2264.675 | 2405.92 | 2561.119 | 2735.324 | 2924.407 | 3155.46 | 3435.153 | 3772.849 | 4456.648 | 5827.841 | 7273.382 | 8833.247 | 10515.34 | 12283.331 | 13860.323 | 15619.805 | 17312.739 | 18906.464 | 20359.244 | 21640.046 | 22849.851 | 23998.489 | 25075.953 | 25721.452
System Transformation | Lct_BB009 | Number | NPgY | Neepsend |  | 1058.064 | 1077.431 | 1098.88 | 1121.791 | 1161.27 | 1209.443 | 1267.364 | 1331.494 | 1404.385 | 1477.646 | 1570.636 | 1685.821 | 1826.849 | 2132.876 | 2763.021 | 3413.949 | 4104.152 | 4836.925 | 5595.043 | 6303.436 | 7092.9 | 7849.474 | 8558.122 | 9200.23 | 9775.957 | 10318.966 | 10833.773 | 11315.922 | 11602.327
System Transformation | Lct_BB009 | Number | NPgY | Norton Lees |  | 1363.295 | 1388.25 | 1415.887 | 1445.407 | 1496.275 | 1558.345 | 1632.976 | 1715.605 | 1809.525 | 1903.92 | 2023.736 | 2172.149 | 2353.861 | 2748.171 | 3560.101 | 4398.81 | 5288.124 | 6232.289 | 7209.109 | 8121.861 | 9139.071 | 10113.902 | 11026.982 | 11854.326 | 12596.139 | 13295.797 | 13959.117 | 14580.356 | 14949.384
System Transformation | Lct_BB009 | Number | NPgY | Pitsmoor |  | 628.955 | 640.468 | 653.218 | 666.837 | 690.306 | 718.941 | 753.372 | 791.493 | 834.823 | 878.372 | 933.649 | 1002.119 | 1085.952 | 1267.867 | 1642.45 | 2029.388 | 2439.672 | 2875.262 | 3325.917 | 3747.015 | 4216.304 | 4666.042 | 5087.291 | 5468.985 | 5811.22 | 6134.007 | 6440.029 | 6726.637 | 6896.888
System Transformation | Lct_BB009 | Number | NPgY | Saltend North |  | 445.652 | 471.955 | 500.115 | 529.954 | 561.55 | 598.721 | 641.873 | 688.899 | 741.272 | 795.555 | 861.562 | 941.266 | 1037.398 | 1230.186 | 1599.763 | 1985.339 | 2397.759 | 2839.049 | 3299.253 | 3717.857 | 4184.357 | 4631.749 | 5051.284 | 5431.959 | 5770.558 | 6089.797 | 6392.34 | 6675.56 | 6843.407
System Transformation | Lct_BB009 | Number | NPgY | Sheffield City |  | 922.147 | 939.027 | 957.721 | 977.688 | 1012.096 | 1054.081 | 1104.562 | 1160.454 | 1223.982 | 1287.832 | 1368.876 | 1469.264 | 1592.176 | 1858.892 | 2408.09 | 2975.402 | 3576.943 | 4215.586 | 4876.318 | 5493.713 | 6181.765 | 6841.151 | 7458.768 | 8018.392 | 8520.162 | 8993.419 | 9442.095 | 9862.308 | 10111.922
System Transformation | Lct_BB009 | Number | NPgY | Skelton Grange |  | 3850.949 | 4028.368 | 4218.815 | 4420.481 | 4634.845 | 4892.693 | 5197.844 | 5533.143 | 5909.503 | 6318.005 | 6817.181 | 7421.44 | 8151.012 | 9628.319 | 12590.697 | 15713.702 | 19083.695 | 22717.754 | 26537.392 | 29944.387 | 33745.641 | 37403.124 | 40846.269 | 43984.914 | 46752.008 | 49365.718 | 51847.281 | 54175.077 | 55569.638
System Transformation | Lct_BB009 | Number | NPgY | Templeborough |  | 309.474 | 315.139 | 321.413 | 328.114 | 339.661 | 353.751 | 370.693 | 389.45 | 410.77 | 432.198 | 459.397 | 493.087 | 534.337 | 623.847 | 808.159 | 998.549 | 1200.427 | 1414.757 | 1636.5 | 1843.698 | 2074.61 | 2295.901 | 2503.174 | 2690.985 | 2859.379 | 3018.205 | 3168.781 | 3309.806 | 3393.577
System Transformation | Lct_BB009 | Number | NPgY | Thorpe Marsh |  | 2548.209 | 2732.839 | 2930.152 | 3139.357 | 3290.009 | 3470.365 | 3682.371 | 3913.621 | 4171.917 | 4420.871 | 4730.012 | 5107.821 | 5566.544 | 6526.98 | 8382.976 | 10280.097 | 12274.452 | 14374.601 | 16529.319 | 18571.913 | 20840.113 | 23001.214 | 25014.339 | 26826.766 | 28473.077 | 30021.948 | 31486.647 | 32854.391 | 33654.47
System Transformation | Lct_BB009 | Number | NPgY | Thurcroft |  | 1437.535 | 1463.848 | 1492.99 | 1524.118 | 1577.756 | 1643.206 | 1721.901 | 1809.03 | 1908.064 | 2007.6 | 2133.94 | 2290.435 | 2482.042 | 2897.825 | 3753.97 | 4638.352 | 5576.094 | 6571.674 | 7601.688 | 8564.145 | 9636.748 | 10664.665 | 11627.468 | 12499.866 | 13282.075 | 14019.834 | 14719.275 | 15374.345 | 15763.468
System Transformation | Lct_BB009 | Number | NPgY | West Melton |  | 2765.148 | 2815.763 | 2871.818 | 2931.693 | 3034.869 | 3160.763 | 3312.136 | 3479.732 | 3670.227 | 3861.688 | 4104.708 | 4405.731 | 4774.294 | 5574.066 | 7220.89 | 8922.029 | 10725.808 | 12640.841 | 14622.109 | 16473.428 | 18536.617 | 20513.849 | 22365.834 | 24043.922 | 25548.528 | 26967.632 | 28313.031 | 29573.081 | 30321.574
System Transformation | Lct_BB009 | Number | NPgY | Wincobank |  | 170.159 | 173.274 | 176.723 | 180.408 | 186.757 | 194.504 | 203.819 | 214.133 | 225.855 | 237.637 | 252.592 | 271.116 | 293.796 | 343.012 | 444.353 | 549.036 | 660.035 | 777.881 | 899.803 | 1013.727 | 1140.69 | 1262.363 | 1376.329 | 1479.594 | 1572.183 | 1659.511 | 1742.303 | 1819.843 | 1865.903
System Transformation | Lct_BB009 | Number | SEPD | Acton Lane 66kV |  | 815.707 | 843.116 | 872.63 | 903.838 | 922.617 | 946.777 | 976.738 | 1009.629 | 1047.218 | 1066.019 | 1095.958 | 1137.307 | 1190.906 | 1342.838 | 1631.932 | 1886.324 | 2115.952 | 2320.738 | 2491.26 | 2734.112 | 2995.28 | 3226.116 | 3422.557 | 3579.368 | 3760.087 | 3923.775 | 4072.548 | 4205.118 | 4262.61
System Transformation | Lct_BB009 | Number | SEPD | Botley Wood |  | 1678.839 | 1753.519 | 1833.124 | 1916.847 | 1996.285 | 2091.673 | 2204.404 | 2327.832 | 2466.581 | 2603.791 | 2776.235 | 2988.651 | 3247.93 | 3802.418 | 4904.528 | 6035.221 | 7227.166 | 8485.865 | 9780.893 | 10970.683 | 12290.432 | 13541.852 | 14700.147 | 15734.822 | 16678.695 | 17562.243 | 18393.571 | 19165.516 | 19603.175
System Transformation | Lct_BB009 | Number | SEPD | Bramley |  | 1670.906 | 1779.918 | 1896.079 | 2018.764 | 2125.024 | 2250.919 | 2397.822 | 2557.91 | 2736.48 | 2878.315 | 3057.538 | 3278.748 | 3548.825 | 4132.934 | 5168.891 | 6168.701 | 7165.71 | 8162.45 | 9128.397 | 10146.591 | 11261.629 | 12293.646 | 13224.628 | 14030.208 | 14828.153 | 15569.353 | 16261.204 | 16897.623 | 17239.73
System Transformation | Lct_BB009 | Number | SEPD | Chickerell |  | 917.65 | 963.701 | 1012.187 | 1062.659 | 1115.904 | 1178.818 | 1252.376 | 1332.966 | 1423.39 | 1511.508 | 1620.917 | 1754.738 | 1917.417 | 2256.853 | 2908.935 | 3576.665 | 4279.387 | 5020.299 | 5781.373 | 6482.282 | 7259.317 | 7995.421 | 8676.091 | 9283.419 | 9839.048 | 10359.042 | 10848.181 | 11302.239 | 11559.192
System Transformation | Lct_BB009 | Number | SEPD | Cowley |  | 4075.193 | 4266.684 | 4475.307 | 4699.19 | 4913.843 | 5176.544 | 5488.512 | 5827.296 | 6203.531 | 6548.991 | 6978.268 | 7502.208 | 8136.979 | 9475.605 | 12148.799 | 14895.193 | 17797.527 | 20867.539 | 24032.477 | 27017.4 | 30330.718 | 33495.189 | 36455.254 | 39133.844 | 41568.997 | 43868.573 | 46051.199 | 48097.545 | 49321.205
System Transformation | Lct_BB009 | Number | SEPD | Ealing |  | 7120.304 | 7359.555 | 7617.186 | 7889.604 | 8053.522 | 8264.417 | 8525.948 | 8813.047 | 9141.169 | 9305.278 | 9566.619 | 9927.555 | 10395.422 | 11721.63 | 14245.13 | 16465.724 | 18470.14 | 20257.719 | 21746.208 | 23866.059 | 26145.798 | 28160.761 | 29875.494 | 31244.3 | 32821.797 | 34250.631 | 35549.269 | 36706.469 | 37208.323
System Transformation | Lct_BB009 | Number | SEPD | Fawley |  | 1535.244 | 1603.536 | 1676.333 | 1752.895 | 1825.538 | 1912.767 | 2015.856 | 2128.727 | 2255.609 | 2381.083 | 2538.778 | 2733.025 | 2970.127 | 3477.189 | 4485.033 | 5519.015 | 6609.01 | 7760.049 | 8944.311 | 10032.335 | 11239.203 | 12383.587 | 13442.81 | 14388.987 | 15252.128 | 16060.104 | 16820.327 | 17526.246 | 17926.471
System Transformation | Lct_BB009 | Number | SEPD | Fleet |  | 9511.842 | 9887.91 | 10289.115 | 10710.501 | 11170.678 | 11726.452 | 12386.257 | 13110.823 | 13925.716 | 14728.534 | 15730.712 | 16959.48 | 18454.42 | 21612.554 | 27879.376 | 34327.613 | 41144.425 | 48360.558 | 55804.394 | 62617.138 | 70172.987 | 77347.815 | 84004.459 | 89968.272 | 95395.088 | 100483.779 | 105279.906 | 109741.782 | 112298.687
System Transformation | Lct_BB009 | Number | SEPD | Iver 132kV |  | 1948.85 | 2005.2 | 2065.699 | 2129.292 | 2195.977 | 2277.842 | 2376.799 | 2486.443 | 2611.496 | 2723.404 | 2869.788 | 3054.209 | 3282.217 | 3801.828 | 4845.568 | 5889.442 | 6965.049 | 8076.669 | 9194.573 | 10278.608 | 11476.343 | 12602.252 | 13634.22 | 14545.044 | 15398.521 | 16194.329 | 16940.123 | 17629.476 | 18010.27
System Transformation | Lct_BB009 | Number | SEPD | Iver 66kV |  | 1758.697 | 1809.549 | 1864.145 | 1921.533 | 1981.711 | 2055.589 | 2144.89 | 2243.836 | 2356.687 | 2457.676 | 2589.777 | 2756.204 | 2961.964 | 3430.876 | 4372.776 | 5314.797 | 6285.455 | 7288.612 | 8297.44 | 9275.704 | 10356.573 | 11372.624 | 12303.901 | 13125.854 | 13896.056 | 14614.216 | 15287.241 | 15909.332 | 16252.971
System Transformation | Lct_BB009 | Number | SEPD | Laleham |  | 1754.433 | 1805.161 | 1859.625 | 1916.874 | 1976.906 | 2050.605 | 2139.689 | 2238.395 | 2350.973 | 2451.717 | 2583.498 | 2749.521 | 2954.783 | 3422.558 | 4362.174 | 5301.912 | 6270.216 | 7270.941 | 8277.323 | 9253.215 | 10331.464 | 11345.052 | 12274.07 | 13094.031 | 13862.365 | 14578.784 | 15250.177 | 15870.76 | 16213.566
System Transformation | Lct_BB009 | Number | SEPD | Lovedean |  | 5440.132 | 5682.126 | 5940.082 | 6211.379 | 6468.791 | 6777.887 | 7143.181 | 7543.14 | 7992.745 | 8437.36 | 8996.153 | 9684.467 | 10524.639 | 12321.409 | 15892.703 | 19556.615 | 23419.011 | 27497.717 | 31694.143 | 35549.557 | 39826.089 | 43881.21 | 47634.566 | 50987.342 | 54045.879 | 56908.94 | 59602.79 | 62104.211 | 63522.407
System Transformation | Lct_BB009 | Number | SEPD | Mannington |  | 6467.785 | 6792.364 | 7134.104 | 7489.842 | 7865.121 | 8308.555 | 8827.007 | 9395.02 | 10032.352 | 10653.426 | 11424.558 | 12367.756 | 13514.354 | 15906.767 | 20502.777 | 25209.08 | 30162.011 | 35384.114 | 40748.319 | 45688.47 | 51165.18 | 56353.393 | 61150.896 | 65431.468 | 69347.658 | 73012.685 | 76460.237 | 79660.535 | 81471.589
System Transformation | Lct_BB009 | Number | SEPD | Melksham |  | 3404.767 | 3627.986 | 3865.12 | 4114.96 | 4305.662 | 4532.348 | 4798.57 | 5090.38 | 5418.247 | 5713.537 | 6085.776 | 6544.999 | 7105.914 | 8309.872 | 10622.849 | 12955.763 | 15378.567 | 17901.202 | 20458.582 | 22922.28 | 25650.501 | 28230.695 | 30612.977 | 32734.759 | 34705.048 | 36551.55 | 38290.92 | 39908.066 | 40831.422
System Transformation | Lct_BB009 | Number | SEPD | Minety |  | 2385.471 | 2541.865 | 2708.007 | 2883.051 | 3016.662 | 3175.484 | 3362.007 | 3566.457 | 3796.169 | 4003.057 | 4263.858 | 4585.602 | 4978.594 | 5822.12 | 7442.653 | 9077.155 | 10774.637 | 12542.063 | 14333.832 | 16059.965 | 17971.43 | 19779.183 | 21448.274 | 22934.851 | 24315.289 | 25608.998 | 26827.647 | 27960.663 | 28607.591
System Transformation | Lct_BB009 | Number | SEPD | North Hyde |  | 1868.403 | 1922.427 | 1980.429 | 2041.397 | 2105.329 | 2183.815 | 2278.687 | 2383.805 | 2503.696 | 2610.984 | 2751.326 | 2928.135 | 3146.73 | 3644.893 | 4645.548 | 5646.332 | 6677.539 | 7743.272 | 8815.031 | 9854.318 | 11002.612 | 12082.044 | 13071.413 | 13944.64 | 14762.886 | 15525.845 | 16240.853 | 16901.75 | 17266.825
System Transformation | Lct_BB009 | Number | SEPD | Nursling |  | 3389.448 | 3540.221 | 3700.939 | 3869.97 | 4030.348 | 4222.929 | 4450.524 | 4699.717 | 4979.841 | 5256.856 | 5605.009 | 6033.86 | 6557.325 | 7676.794 | 9901.871 | 12184.654 | 14591.101 | 17132.318 | 19746.881 | 22148.978 | 24813.451 | 27339.974 | 29678.484 | 31767.415 | 33673.022 | 35456.838 | 37135.228 | 38693.726 | 39577.326
System Transformation | Lct_BB009 | Number | SHEPD | Abernethy |  | 199.405 | 201.967 | 205.379 | 209.556 | 216.329 | 224.582 | 234.506 | 245.488 | 258.004 | 259.388 | 263.184 | 269.297 | 277.742 | 307.79 | 351.817 | 378.143 | 388.716 | 383.043 | 359.289 | 374.26 | 386.751 | 390.563 | 386.017 | 373.229 | 397.639 | 421.14 | 443.862 | 465.58 | 479.911
System Transformation | Lct_BB009 | Number | SHEPD | Alness |  | 101.063 | 103.077 | 106.397 | 110.998 | 116.194 | 122.913 | 130.739 | 138.502 | 146.37 | 148.668 | 151.925 | 156.094 | 161.195 | 176.276 | 196.54 | 207.982 | 211.86 | 207.815 | 195.013 | 201.727 | 206.614 | 206.999 | 203.474 | 196.145 | 205.729 | 214.732 | 223.216 | 231.075 | 235.548
System Transformation | Lct_BB009 | Number | SHEPD | Arbroath |  | 354.718 | 359.275 | 365.346 | 372.776 | 384.824 | 399.504 | 417.158 | 436.695 | 458.958 | 461.421 | 468.173 | 479.047 | 494.071 | 547.523 | 625.841 | 672.673 | 691.48 | 681.388 | 639.133 | 665.766 | 687.985 | 694.767 | 686.68 | 663.93 | 707.353 | 749.159 | 789.579 | 828.212 | 853.705
System Transformation | Lct_BB009 | Number | SHEPD | Ardkinglas |  | 0 | 0 | 0 | 0 | 0 | 0 | 0 | 0 | 0 | 0 | 0 | 0 | 0 | 0 | 0 | 0 | 0 | 0 | 0 | 0 | 0 | 0 | 0 | 0 | 0 | 0 | 0 | 0 | 0
System Transformation | Lct_BB009 | Number | SHEPD | Ardmore |  | 214.245 | 218.453 | 224.189 | 231.378 | 239.933 | 250.603 | 263.279 | 276.754 | 291.501 | 294.083 | 299.136 | 306.559 | 316.379 | 349.189 | 396.043 | 423.673 | 434.377 | 427.548 | 401.244 | 417.067 | 429.81 | 432.996 | 427.255 | 412.746 | 437.612 | 461.405 | 484.264 | 505.948 | 519.788
System Transformation | Lct_BB009 | Number | SHEPD | Beauly |  | 160.68 | 163.836 | 168.138 | 173.529 | 179.946 | 187.947 | 197.454 | 207.561 | 218.621 | 220.557 | 224.346 | 229.913 | 237.279 | 261.885 | 297.025 | 317.747 | 325.775 | 320.653 | 300.926 | 312.793 | 322.349 | 324.739 | 320.434 | 309.552 | 328.201 | 346.045 | 363.189 | 379.452 | 389.831
System Transformation | Lct_BB009 | Number | SHEPD | Berryburn |  | 0 | 0 | 0 | 0 | 0 | 0 | 0 | 0 | 0 | 0 | 0 | 0 | 0 | 0 | 0 | 0 | 0 | 0 | 0 | 0 | 0 | 0 | 0 | 0 | 0 | 0 | 0 | 0 | 0
System Transformation | Lct_BB009 | Number | SHEPD | Boat of Garten |  | 90.954 | 92.741 | 95.176 | 98.228 | 101.86 | 106.389 | 111.771 | 117.492 | 123.752 | 124.848 | 126.993 | 130.145 | 134.314 | 148.243 | 168.134 | 179.864 | 184.408 | 181.509 | 170.342 | 177.059 | 182.469 | 183.822 | 181.384 | 175.225 | 185.781 | 195.882 | 205.587 | 214.792 | 220.668
System Transformation | Lct_BB009 | Number | SHEPD | Braco West |  | 288.382 | 292.086 | 297.022 | 303.063 | 312.857 | 324.792 | 339.145 | 355.028 | 373.127 | 375.13 | 380.619 | 389.46 | 401.674 | 445.129 | 508.802 | 546.875 | 562.165 | 553.96 | 519.608 | 541.259 | 559.323 | 564.837 | 558.262 | 539.767 | 575.07 | 609.057 | 641.918 | 673.326 | 694.052
System Transformation | Lct_BB009 | Number | SHEPD | Bridge of Dun |  | 248.689 | 251.884 | 256.14 | 261.349 | 269.796 | 280.088 | 292.465 | 306.162 | 321.77 | 323.497 | 328.231 | 335.855 | 346.387 | 383.862 | 438.77 | 471.603 | 484.789 | 477.713 | 448.089 | 466.761 | 482.339 | 487.093 | 481.423 | 465.474 | 495.917 | 525.227 | 553.565 | 580.65 | 598.523
System Transformation | Lct_BB009 | Number | SHEPD | Broadford-Skye |  | 54.856 | 55.933 | 57.402 | 59.243 | 61.433 | 64.165 | 67.411 | 70.861 | 74.637 | 75.298 | 76.592 | 78.492 | 81.007 | 89.407 | 101.404 | 108.478 | 111.219 | 109.471 | 102.736 | 106.787 | 110.05 | 110.865 | 109.396 | 105.681 | 112.048 | 118.139 | 123.992 | 129.544 | 133.088
System Transformation | Lct_BB009 | Number | SHEPD | Brora |  | 20.295 | 20.7 | 21.366 | 22.29 | 23.334 | 24.683 | 26.254 | 27.813 | 29.393 | 29.855 | 30.509 | 31.346 | 32.37 | 35.399 | 39.468 | 41.766 | 42.545 | 41.732 | 39.162 | 40.51 | 41.491 | 41.568 | 40.861 | 39.389 | 41.314 | 43.121 | 44.825 | 46.403 | 47.302
System Transformation | Lct_BB009 | Number | SHEPD | Burghmuir |  | 494.961 | 501.319 | 509.791 | 520.159 | 536.969 | 557.454 | 582.088 | 609.349 | 640.414 | 643.85 | 653.272 | 668.446 | 689.409 | 763.994 | 873.277 | 938.624 | 964.867 | 950.784 | 891.824 | 928.986 | 959.99 | 969.453 | 958.168 | 926.424 | 987.015 | 1045.35 | 1101.75 | 1155.658 | 1191.229
System Transformation | Lct_BB009 | Number | SHEPD | Carradale |  | 63.348 | 58.207 | 53.469 | 49.075 | 51.75 | 55.288 | 59.406 | 63.4 | 67.325 | 68.791 | 70.62 | 72.792 | 75.317 | 81.925 | 90.365 | 95.031 | 96.545 | 94.716 | 89.209 | 92.043 | 93.907 | 93.768 | 92.021 | 88.726 | 92.201 | 95.4 | 98.35 | 101.002 | 102.284
System Transformation | Lct_BB009 | Number | SHEPD | Cassley |  | 2.534 | 2.585 | 2.668 | 2.783 | 2.914 | 3.082 | 3.278 | 3.473 | 3.67 | 3.728 | 3.81 | 3.914 | 4.042 | 4.42 | 4.928 | 5.215 | 5.312 | 5.211 | 4.89 | 5.058 | 5.181 | 5.19 | 5.102 | 4.918 | 5.159 | 5.384 | 5.597 | 5.794 | 5.906
System Transformation | Lct_BB009 | Number | SHEPD | Ceannacroc |  | 8.167 | 8.328 | 8.546 | 8.821 | 9.147 | 9.553 | 10.037 | 10.55 | 11.113 | 11.211 | 11.404 | 11.687 | 12.061 | 13.312 | 15.098 | 16.151 | 16.559 | 16.299 | 15.296 | 15.899 | 16.385 | 16.507 | 16.288 | 15.735 | 16.683 | 17.59 | 18.461 | 19.288 | 19.815
System Transformation | Lct_BB009 | Number | SHEPD | Charleston |  | 166.317 | 168.454 | 171.3 | 174.784 | 180.433 | 187.316 | 195.594 | 204.754 | 215.192 | 216.347 | 219.513 | 224.612 | 231.656 | 256.718 | 293.439 | 315.397 | 324.215 | 319.483 | 299.671 | 312.158 | 322.576 | 325.756 | 321.964 | 311.298 | 331.658 | 351.259 | 370.211 | 388.325 | 400.278
System Transformation | Lct_BB009 | Number | SHEPD | Clachan |  | 11.776 | 10.82 | 9.94 | 9.123 | 9.62 | 10.278 | 11.043 | 11.786 | 12.515 | 12.788 | 13.128 | 13.532 | 14.001 | 15.229 | 16.798 | 17.666 | 17.947 | 17.607 | 16.583 | 17.11 | 17.457 | 17.431 | 17.106 | 16.494 | 17.14 | 17.734 | 18.283 | 18.776 | 19.014
System Transformation | Lct_BB009 | Number | SHEPD | Clayhills |  | 115.672 | 117.467 | 119.771 | 122.537 | 126.479 | 131.281 | 137.056 | 143.452 | 150.747 | 151.537 | 153.739 | 157.295 | 162.215 | 179.767 | 205.503 | 220.887 | 227.056 | 223.722 | 209.813 | 218.559 | 225.859 | 228.088 | 225.43 | 217.953 | 232.17 | 245.85 | 259.07 | 271.698 | 280.01
System Transformation | Lct_BB009 | Number | SHEPD | Coupar Angus |  | 192.295 | 194.765 | 198.056 | 202.085 | 208.616 | 216.574 | 226.144 | 236.735 | 248.804 | 250.139 | 253.8 | 259.695 | 267.839 | 296.816 | 339.273 | 364.66 | 374.856 | 369.385 | 346.478 | 360.916 | 372.961 | 376.638 | 372.254 | 359.921 | 383.461 | 406.124 | 428.036 | 448.979 | 462.799
System Transformation | Lct_BB009 | Number | SHEPD | Craigiebuckler |  | 339.076 | 344.336 | 351.091 | 359.199 | 370.754 | 384.829 | 401.759 | 420.508 | 441.891 | 444.208 | 450.661 | 461.086 | 475.509 | 526.961 | 602.4 | 647.497 | 665.579 | 655.807 | 615.036 | 640.672 | 662.07 | 668.603 | 660.812 | 638.894 | 680.569 | 720.671 | 759.423 | 796.442 | 820.806
System Transformation | Lct_BB009 | Number | SHEPD | Dallas |  | 0 | 0 | 0 | 0 | 0 | 0 | 0 | 0 | 0 | 0 | 0 | 0 | 0 | 0 | 0 | 0 | 0 | 0 | 0 | 0 | 0 | 0 | 0 | 0 | 0 | 0 | 0 | 0 | 0
System Transformation | Lct_BB009 | Number | SHEPD | Dounreay |  | 23.145 | 23.606 | 24.366 | 25.42 | 26.61 | 28.149 | 29.941 | 31.719 | 33.521 | 34.047 | 34.793 | 35.747 | 36.916 | 40.37 | 45.01 | 47.631 | 48.519 | 47.592 | 44.661 | 46.198 | 47.317 | 47.405 | 46.598 | 44.92 | 47.115 | 49.176 | 51.119 | 52.919 | 53.943
System Transformation | Lct_BB009 | Number | SHEPD | Dudhope |  | 453.57 | 459.396 | 467.159 | 476.66 | 492.065 | 510.837 | 533.41 | 558.391 | 586.859 | 590.008 | 598.642 | 612.546 | 631.756 | 700.104 | 800.248 | 860.13 | 884.179 | 871.274 | 817.244 | 851.298 | 879.71 | 888.381 | 878.041 | 848.951 | 904.475 | 957.931 | 1009.615 | 1059.015 | 1091.612
System Transformation | Lct_BB009 | Number | SHEPD | Dunbeath |  | 0.014 | 0.014 | 0.015 | 0.015 | 0.016 | 0.017 | 0.018 | 0.019 | 0.02 | 0.021 | 0.021 | 0.022 | 0.022 | 0.024 | 0.027 | 0.029 | 0.029 | 0.029 | 0.027 | 0.028 | 0.029 | 0.029 | 0.028 | 0.027 | 0.029 | 0.03 | 0.031 | 0.032 | 0.033
System Transformation | Lct_BB009 | Number | SHEPD | Dunoon |  | 103.637 | 104.835 | 106.378 | 108.219 | 111.504 | 115.455 | 120.221 | 125.576 | 131.777 | 132.249 | 133.994 | 136.963 | 141.161 | 156.659 | 179.605 | 193.358 | 198.889 | 195.958 | 183.604 | 191.389 | 197.978 | 200.1 | 197.856 | 191.297 | 204.239 | 216.719 | 228.807 | 240.386 | 248.097
System Transformation | Lct_BB009 | Number | SHEPD | Dunvegan |  | 29.644 | 30.226 | 31.02 | 32.015 | 33.198 | 34.675 | 36.429 | 38.293 | 40.334 | 40.691 | 41.39 | 42.417 | 43.776 | 48.315 | 54.799 | 58.621 | 60.103 | 59.158 | 55.518 | 57.708 | 59.471 | 59.911 | 59.117 | 57.11 | 60.55 | 63.842 | 67.005 | 70.006 | 71.92
System Transformation | Lct_BB009 | Number | SHEPD | Dyce |  | 310.777 | 315.597 | 321.788 | 329.22 | 339.811 | 352.711 | 368.228 | 385.413 | 405.011 | 407.135 | 413.049 | 422.604 | 435.823 | 482.98 | 552.124 | 593.456 | 610.03 | 601.073 | 563.704 | 587.202 | 606.813 | 612.801 | 605.66 | 585.572 | 623.769 | 660.523 | 696.041 | 729.97 | 752.301
System Transformation | Lct_BB009 | Number | SHEPD | Elgin |  | 245.981 | 250.812 | 257.397 | 265.651 | 275.474 | 287.724 | 302.278 | 317.749 | 334.68 | 337.644 | 343.446 | 351.968 | 363.244 | 400.913 | 454.708 | 486.43 | 498.72 | 490.88 | 460.679 | 478.847 | 493.476 | 497.134 | 490.543 | 473.885 | 502.435 | 529.751 | 555.997 | 580.893 | 596.783
System Transformation | Lct_BB009 | Number | SHEPD | Fasnakyle |  | 3.948 | 4.025 | 4.131 | 4.263 | 4.421 | 4.618 | 4.851 | 5.1 | 5.371 | 5.419 | 5.512 | 5.649 | 5.83 | 6.434 | 7.298 | 7.807 | 8.004 | 7.878 | 7.394 | 7.685 | 7.92 | 7.979 | 7.873 | 7.605 | 8.064 | 8.502 | 8.923 | 9.323 | 9.578
System Transformation | Lct_BB009 | Number | SHEPD | Fetteresso |  | 0 | 0 | 0 | 0 | 0 | 0 | 0 | 0 | 0 | 0 | 0 | 0 | 0 | 0 | 0 | 0 | 0 | 0 | 0 | 0 | 0 | 0 | 0 | 0 | 0 | 0 | 0 | 0 | 0
System Transformation | Lct_BB009 | Number | SHEPD | Fiddes |  | 157.315 | 159.755 | 162.889 | 166.651 | 172.012 | 178.542 | 186.397 | 195.095 | 205.016 | 206.091 | 209.085 | 213.922 | 220.613 | 244.484 | 279.485 | 300.407 | 308.797 | 304.263 | 285.347 | 297.241 | 307.168 | 310.199 | 306.585 | 296.416 | 315.751 | 334.356 | 352.335 | 369.51 | 380.814
System Transformation | Lct_BB009 | Number | SHEPD | Finstown |  | 0 | 0 | 0 | 0 | 0 | 0 | 0 | 0 | 0 | 0 | 0 | 0 | 0 | 0 | 0 | 0 | 0 | 0 | 0 | 0 | 0 | 0 | 0 | 0 | 0 | 0 | 0 | 0 | 0
System Transformation | Lct_BB009 | Number | SHEPD | Fort Augustus |  | 18.763 | 19.131 | 19.634 | 20.263 | 21.013 | 21.947 | 23.057 | 24.237 | 25.529 | 25.755 | 26.197 | 26.847 | 27.708 | 30.581 | 34.684 | 37.104 | 38.041 | 37.443 | 35.14 | 36.526 | 37.641 | 37.92 | 37.418 | 36.147 | 38.325 | 40.408 | 42.41 | 44.309 | 45.521
System Transformation | Lct_BB009 | Number | SHEPD | Fort William |  | 120.695 | 123.065 | 126.296 | 130.346 | 135.166 | 141.176 | 148.318 | 155.909 | 164.217 | 165.671 | 168.518 | 172.699 | 178.232 | 196.715 | 223.11 | 238.675 | 244.706 | 240.858 | 226.04 | 234.954 | 242.132 | 243.927 | 240.693 | 232.519 | 246.528 | 259.931 | 272.809 | 285.025 | 292.821
System Transformation | Lct_BB009 | Number | SHEPD | Fraserburgh |  | 178.75 | 181.523 | 185.084 | 189.358 | 195.449 | 202.869 | 211.794 | 221.678 | 232.951 | 234.172 | 237.574 | 243.07 | 250.673 | 277.796 | 317.566 | 341.339 | 350.872 | 345.72 | 324.227 | 337.742 | 349.022 | 352.466 | 348.359 | 336.804 | 358.774 | 379.914 | 400.343 | 419.858 | 432.702
System Transformation | Lct_BB009 | Number | SHEPD | Glenfarclas |  | 0 | 0 | 0 | 0 | 0 | 0 | 0 | 0 | 0 | 0 | 0 | 0 | 0 | 0 | 0 | 0 | 0 | 0 | 0 | 0 | 0 | 0 | 0 | 0 | 0 | 0 | 0 | 0 | 0
System Transformation | Lct_BB009 | Number | SHEPD | Grudie Bridge |  | 10.805 | 11.017 | 11.306 | 11.669 | 12.1 | 12.638 | 13.278 | 13.957 | 14.701 | 14.831 | 15.086 | 15.46 | 15.956 | 17.61 | 19.973 | 21.367 | 21.906 | 21.562 | 20.235 | 21.033 | 21.676 | 21.837 | 21.547 | 20.815 | 22.07 | 23.269 | 24.422 | 25.516 | 26.214
System Transformation | Lct_BB009 | Number | SHEPD | Inverness |  | 453.922 | 462.838 | 474.99 | 490.22 | 508.347 | 530.952 | 557.809 | 586.36 | 617.604 | 623.074 | 633.78 | 649.506 | 670.314 | 739.827 | 839.098 | 897.636 | 920.316 | 905.847 | 850.117 | 883.642 | 910.639 | 917.389 | 905.226 | 874.485 | 927.17 | 977.579 | 1026.011 | 1071.954 | 1101.275
System Transformation | Lct_BB009 | Number | SHEPD | Keith |  | 195.338 | 199.175 | 204.404 | 210.958 | 218.759 | 228.487 | 240.044 | 252.33 | 265.776 | 268.13 | 272.737 | 279.504 | 288.458 | 318.372 | 361.092 | 386.283 | 396.043 | 389.817 | 365.834 | 380.261 | 391.878 | 394.783 | 389.549 | 376.32 | 398.992 | 420.685 | 441.527 | 461.298 | 473.916
System Transformation | Lct_BB009 | Number | SHEPD | Killin |  | 17.043 | 17.262 | 17.553 | 17.91 | 18.489 | 19.195 | 20.043 | 20.981 | 22.051 | 22.169 | 22.494 | 23.016 | 23.738 | 26.306 | 30.069 | 32.319 | 33.223 | 32.738 | 30.708 | 31.987 | 33.055 | 33.381 | 32.992 | 31.899 | 33.985 | 35.994 | 37.936 | 39.792 | 41.017
System Transformation | Lct_BB009 | Number | SHEPD | Kinlochleven |  | 10.836 | 11.049 | 11.339 | 11.702 | 12.135 | 12.675 | 13.316 | 13.997 | 14.743 | 14.874 | 15.129 | 15.505 | 16.001 | 17.661 | 20.03 | 21.428 | 21.969 | 21.624 | 20.293 | 21.094 | 21.738 | 21.899 | 21.609 | 20.875 | 22.133 | 23.336 | 24.492 | 25.589 | 26.289
System Transformation | Lct_BB009 | Number | SHEPD | Kintore |  | 592.981 | 602.179 | 613.992 | 628.173 | 648.38 | 672.994 | 702.602 | 735.391 | 772.786 | 776.838 | 788.122 | 806.354 | 831.577 | 921.556 | 1053.486 | 1132.351 | 1163.975 | 1146.885 | 1075.583 | 1120.417 | 1157.837 | 1169.263 | 1155.638 | 1117.307 | 1190.19 | 1260.319 | 1328.09 | 1392.829 | 1435.437
System Transformation | Lct_BB009 | Number | SHEPD | Lairg |  | 3.32 | 3.386 | 3.495 | 3.646 | 3.817 | 4.038 | 4.295 | 4.55 | 4.809 | 4.884 | 4.991 | 5.128 | 5.296 | 5.791 | 6.457 | 6.833 | 6.96 | 6.827 | 6.407 | 6.627 | 6.788 | 6.8 | 6.684 | 6.444 | 6.759 | 7.054 | 7.333 | 7.591 | 7.738
System Transformation | Lct_BB009 | Number | SHEPD | Lunanhead |  | 238.981 | 242.051 | 246.141 | 251.148 | 259.264 | 269.155 | 281.049 | 294.211 | 309.21 | 310.869 | 315.419 | 322.745 | 332.866 | 368.878 | 421.643 | 453.194 | 465.865 | 459.066 | 430.598 | 448.541 | 463.511 | 468.079 | 462.631 | 447.304 | 476.559 | 504.725 | 531.956 | 557.985 | 575.16
System Transformation | Lct_BB009 | Number | SHEPD | Lyndhurst |  | 305.258 | 309.179 | 314.404 | 320.798 | 331.166 | 343.8 | 358.992 | 375.804 | 394.963 | 397.083 | 402.894 | 412.251 | 425.18 | 471.179 | 538.577 | 578.879 | 595.064 | 586.379 | 550.016 | 572.935 | 592.056 | 597.892 | 590.933 | 571.355 | 608.723 | 644.7 | 679.484 | 712.73 | 734.669
System Transformation | Lct_BB009 | Number | SHEPD | Macduff |  | 94.008 | 95.855 | 98.371 | 101.525 | 105.28 | 109.961 | 115.523 | 121.436 | 127.907 | 129.04 | 131.257 | 134.514 | 138.823 | 153.219 | 173.779 | 185.902 | 190.599 | 187.603 | 176.061 | 183.004 | 188.595 | 189.993 | 187.474 | 181.107 | 192.019 | 202.458 | 212.489 | 222.004 | 228.076
System Transformation | Lct_BB009 | Number | SHEPD | Milton of Craigie |  | 588.178 | 595.734 | 605.8 | 618.122 | 638.098 | 662.441 | 691.714 | 724.108 | 761.024 | 765.108 | 776.304 | 794.335 | 819.246 | 907.878 | 1037.743 | 1115.397 | 1146.582 | 1129.847 | 1059.783 | 1103.943 | 1140.786 | 1152.032 | 1138.622 | 1100.9 | 1172.902 | 1242.222 | 1309.245 | 1373.305 | 1415.576
System Transformation | Lct_BB009 | Number | SHEPD | Mybster |  | 30.203 | 30.805 | 31.797 | 33.172 | 34.725 | 36.733 | 39.071 | 41.392 | 43.743 | 44.43 | 45.403 | 46.649 | 48.173 | 52.68 | 58.736 | 62.156 | 63.315 | 62.106 | 58.28 | 60.286 | 61.747 | 61.862 | 60.808 | 58.618 | 61.482 | 64.173 | 66.708 | 69.057 | 70.394
System Transformation | Lct_BB009 | Number | SHEPD | Nairn |  | 144.609 | 147.449 | 151.32 | 156.172 | 161.947 | 169.149 | 177.705 | 186.8 | 196.754 | 198.496 | 201.907 | 206.917 | 213.546 | 235.691 | 267.316 | 285.965 | 293.191 | 288.581 | 270.827 | 281.507 | 290.108 | 292.258 | 288.384 | 278.59 | 295.374 | 311.433 | 326.863 | 341.499 | 350.84
System Transformation | Lct_BB009 | Number | SHEPD | Orrin |  | 0 | 0 | 0 | 0 | 0 | 0 | 0 | 0 | 0 | 0 | 0 | 0 | 0 | 0 | 0 | 0 | 0 | 0 | 0 | 0 | 0 | 0 | 0 | 0 | 0 | 0 | 0 | 0 | 0
System Transformation | Lct_BB009 | Number | SHEPD | Persley |  | 449.731 | 456.707 | 465.666 | 476.421 | 491.747 | 510.415 | 532.87 | 557.738 | 586.099 | 589.172 | 597.73 | 611.558 | 630.688 | 698.93 | 798.989 | 858.802 | 882.786 | 869.824 | 815.747 | 849.751 | 878.131 | 886.797 | 876.463 | 847.392 | 902.668 | 955.856 | 1007.254 | 1056.354 | 1088.669
System Transformation | Lct_BB009 | Number | SHEPD | Peterhead Grange |  | 32.227 | 32.727 | 33.369 | 34.14 | 35.238 | 36.576 | 38.185 | 39.967 | 41.999 | 42.22 | 42.833 | 43.824 | 45.195 | 50.085 | 57.255 | 61.541 | 63.26 | 62.331 | 58.456 | 60.893 | 62.926 | 63.547 | 62.807 | 60.724 | 64.685 | 68.496 | 72.179 | 75.698 | 78.013
System Transformation | Lct_BB009 | Number | SHEPD | Peterhead Shell |  | 82.37 | 83.648 | 85.289 | 87.259 | 90.066 | 93.485 | 97.598 | 102.153 | 107.347 | 107.91 | 109.477 | 112.01 | 115.514 | 128.013 | 146.339 | 157.294 | 161.687 | 159.313 | 149.408 | 155.636 | 160.834 | 162.421 | 160.529 | 155.204 | 165.328 | 175.07 | 184.484 | 193.477 | 199.395
System Transformation | Lct_BB009 | Number | SHEPD | Port Ann |  | 51.531 | 47.349 | 43.495 | 39.92 | 42.097 | 44.974 | 48.324 | 51.573 | 54.766 | 55.959 | 57.447 | 59.213 | 61.267 | 66.643 | 73.508 | 77.304 | 78.535 | 77.047 | 72.568 | 74.873 | 76.389 | 76.276 | 74.855 | 72.175 | 75.002 | 77.604 | 80.004 | 82.161 | 83.204
System Transformation | Lct_BB009 | Number | SHEPD | Quoich |  | 0.288 | 0.294 | 0.302 | 0.311 | 0.323 | 0.337 | 0.354 | 0.372 | 0.392 | 0.396 | 0.402 | 0.412 | 0.426 | 0.47 | 0.533 | 0.57 | 0.584 | 0.575 | 0.54 | 0.561 | 0.578 | 0.583 | 0.575 | 0.555 | 0.589 | 0.621 | 0.651 | 0.681 | 0.699
System Transformation | Lct_BB009 | Number | SHEPD | Rannoch |  | 1.54 | 1.56 | 1.586 | 1.618 | 1.671 | 1.735 | 1.811 | 1.896 | 1.993 | 2.003 | 2.033 | 2.08 | 2.145 | 2.377 | 2.717 | 2.921 | 3.002 | 2.958 | 2.775 | 2.891 | 2.987 | 3.016 | 2.981 | 2.883 | 3.071 | 3.253 | 3.428 | 3.596 | 3.707
System Transformation | Lct_BB009 | Number | SHEPD | Redmoss |  | 382.426 | 388.358 | 395.977 | 405.122 | 418.154 | 434.028 | 453.123 | 474.269 | 498.386 | 500.999 | 508.277 | 520.035 | 536.302 | 594.331 | 679.416 | 730.277 | 750.672 | 739.65 | 693.666 | 722.581 | 746.713 | 754.082 | 745.295 | 720.575 | 767.578 | 812.807 | 856.513 | 898.265 | 925.744
System Transformation | Lct_BB009 | Number | SHEPD | Rothienorman |  | 111.128 | 112.988 | 115.428 | 118.404 | 122.384 | 127.271 | 133.125 | 139.52 | 146.719 | 147.65 | 149.916 | 153.461 | 158.297 | 175.206 | 199.805 | 214.452 | 220.267 | 216.964 | 203.518 | 211.862 | 218.755 | 220.751 | 218.071 | 210.786 | 224.219 | 237.124 | 249.574 | 261.443 | 269.189
System Transformation | Lct_BB009 | Number | SHEPD | Shin |  | 4.022 | 4.102 | 4.234 | 4.417 | 4.624 | 4.891 | 5.202 | 5.511 | 5.824 | 5.916 | 6.046 | 6.211 | 6.414 | 7.015 | 7.821 | 8.276 | 8.43 | 8.27 | 7.76 | 8.027 | 8.222 | 8.237 | 8.097 | 7.805 | 8.187 | 8.545 | 8.882 | 9.195 | 9.373
System Transformation | Lct_BB009 | Number | SHEPD | Sloy |  | 8.381 | 7.701 | 7.074 | 6.493 | 6.847 | 7.315 | 7.86 | 8.388 | 8.908 | 9.102 | 9.344 | 9.631 | 9.965 | 10.839 | 11.956 | 12.573 | 12.774 | 12.532 | 11.803 | 12.178 | 12.425 | 12.406 | 12.175 | 11.739 | 12.199 | 12.622 | 13.012 | 13.363 | 13.533
System Transformation | Lct_BB009 | Number | SHEPD | St Fergus Gas Terminal |  | 44.001 | 44.683 | 45.56 | 46.612 | 48.112 | 49.938 | 52.135 | 54.568 | 57.343 | 57.644 | 58.481 | 59.834 | 61.705 | 68.382 | 78.172 | 84.024 | 86.37 | 85.102 | 79.811 | 83.138 | 85.915 | 86.763 | 85.752 | 82.908 | 88.316 | 93.519 | 98.548 | 103.352 | 106.514
System Transformation | Lct_BB009 | Number | SHEPD | St Fillans |  | 23.195 | 23.493 | 23.89 | 24.376 | 25.163 | 26.123 | 27.278 | 28.555 | 30.011 | 30.172 | 30.614 | 31.325 | 32.307 | 35.802 | 40.923 | 43.986 | 45.215 | 44.555 | 41.793 | 43.534 | 44.987 | 45.43 | 44.902 | 43.414 | 46.253 | 48.987 | 51.63 | 54.156 | 55.823
System Transformation | Lct_BB009 | Number | SHEPD | Strichen |  | 163.609 | 166.147 | 169.406 | 173.319 | 178.894 | 185.686 | 193.855 | 202.901 | 213.219 | 214.337 | 217.451 | 222.481 | 229.44 | 254.266 | 290.667 | 312.427 | 321.152 | 316.437 | 296.764 | 309.134 | 319.458 | 322.611 | 318.852 | 308.276 | 328.385 | 347.734 | 366.433 | 384.295 | 396.051
System Transformation | Lct_BB009 | Number | SHEPD | Tarland |  | 184.237 | 187.094 | 190.765 | 195.17 | 201.449 | 209.096 | 218.295 | 228.483 | 240.101 | 241.36 | 244.866 | 250.531 | 258.367 | 286.323 | 327.313 | 351.816 | 361.642 | 356.332 | 334.179 | 348.109 | 359.735 | 363.285 | 359.051 | 347.142 | 369.786 | 391.576 | 412.631 | 432.746 | 445.984
System Transformation | Lct_BB009 | Number | SHEPD | Taynuilt |  | 88.447 | 81.27 | 74.655 | 68.519 | 72.254 | 77.194 | 82.943 | 88.521 | 94.001 | 96.047 | 98.601 | 101.633 | 105.159 | 114.385 | 126.169 | 132.685 | 134.798 | 132.244 | 124.555 | 128.512 | 131.114 | 130.921 | 128.481 | 123.881 | 128.733 | 133.199 | 137.318 | 141.021 | 142.81
System Transformation | Lct_BB009 | Number | SHEPD | Thurso |  | 131.194 | 133.809 | 138.118 | 144.091 | 150.836 | 159.558 | 169.717 | 179.795 | 190.008 | 192.992 | 197.22 | 202.631 | 209.254 | 228.831 | 255.136 | 269.989 | 275.024 | 269.773 | 253.154 | 261.869 | 268.213 | 268.713 | 264.137 | 254.623 | 267.065 | 278.751 | 289.765 | 299.967 | 305.773
System Transformation | Lct_BB009 | Number | SHEPD | Tummel Bridge |  | 56.741 | 57.47 | 58.441 | 59.63 | 61.557 | 63.905 | 66.729 | 69.854 | 73.416 | 73.81 | 74.89 | 76.629 | 79.032 | 87.583 | 100.111 | 107.602 | 110.61 | 108.996 | 102.237 | 106.497 | 110.051 | 111.136 | 109.842 | 106.203 | 113.149 | 119.837 | 126.302 | 132.482 | 136.56
System Transformation | Lct_BB009 | Number | SHEPD | Willowdale |  | 257.222 | 261.212 | 266.336 | 272.487 | 281.253 | 291.93 | 304.773 | 318.996 | 335.217 | 336.975 | 341.87 | 349.778 | 360.72 | 399.751 | 456.979 | 491.189 | 504.906 | 497.493 | 466.564 | 486.012 | 502.244 | 507.2 | 501.29 | 484.663 | 516.278 | 546.699 | 576.096 | 604.178 | 622.661
System Transformation | Lct_BB009 | Number | SHEPD | Woodhill |  | 411.801 | 418.188 | 426.392 | 436.24 | 450.273 | 467.367 | 487.928 | 510.699 | 536.668 | 539.482 | 547.318 | 559.979 | 577.496 | 639.983 | 731.603 | 786.371 | 808.332 | 796.464 | 746.948 | 778.083 | 804.07 | 812.005 | 802.543 | 775.924 | 826.537 | 875.24 | 922.303 | 967.262 | 996.852
System Transformation | Lct_BB009 | Number | SPD | Ayr |  | 484.418 | 490.01 | 497.194 | 505.747 | 521.244 | 539.855 | 562.275 | 587.47 | 616.637 | 619.077 | 627.506 | 641.706 | 661.721 | 734.854 | 843.343 | 909.023 | 936.458 | 924.545 | 868.76 | 906.702 | 939.278 | 950.961 | 942.156 | 913.061 | 974.729 | 1034.159 | 1091.683 | 1146.75 | 1183.304
System Transformation | Lct_BB009 | Number | SPD | Bainsford |  | 267.855 | 270.953 | 274.942 | 279.7 | 288.189 | 298.402 | 310.718 | 324.56 | 340.587 | 341.806 | 346.316 | 353.988 | 364.839 | 404.895 | 464.202 | 499.747 | 514.041 | 506.465 | 474.536 | 494.657 | 511.685 | 517.172 | 511.372 | 494.419 | 527.868 | 560.124 | 591.366 | 621.292 | 641.221
System Transformation | Lct_BB009 | Number | SPD | Bathgate |  | 400.568 | 405.2 | 411.166 | 418.281 | 430.977 | 446.249 | 464.668 | 485.368 | 509.335 | 511.159 | 517.903 | 529.377 | 545.604 | 605.505 | 694.197 | 747.353 | 768.73 | 757.401 | 709.651 | 739.742 | 765.207 | 773.412 | 764.738 | 739.386 | 789.407 | 837.646 | 884.366 | 929.121 | 958.923
System Transformation | Lct_BB009 | Number | SPD | Berwick |  | 189.525 | 191.713 | 194.523 | 197.87 | 203.933 | 211.214 | 219.986 | 229.843 | 241.254 | 242.209 | 245.507 | 251.063 | 258.893 | 287.506 | 329.952 | 355.648 | 366.382 | 361.721 | 339.896 | 354.74 | 367.485 | 372.056 | 368.612 | 357.228 | 381.355 | 404.607 | 427.113 | 448.657 | 462.959
System Transformation | Lct_BB009 | Number | SPD | Bonnybridge |  | 665.817 | 673.516 | 683.432 | 695.259 | 716.362 | 741.747 | 772.362 | 806.77 | 846.607 | 849.638 | 860.848 | 879.92 | 906.893 | 1006.46 | 1153.881 | 1242.237 | 1277.768 | 1258.938 | 1179.569 | 1229.586 | 1271.913 | 1285.551 | 1271.133 | 1228.994 | 1312.138 | 1392.319 | 1469.977 | 1544.367 | 1593.904
System Transformation | Lct_BB009 | Number | SPD | Braehead Park |  | 351.18 | 355.234 | 360.442 | 366.642 | 377.877 | 391.369 | 407.622 | 425.887 | 447.032 | 448.801 | 454.911 | 465.206 | 479.716 | 532.734 | 611.383 | 658.997 | 678.886 | 670.251 | 629.809 | 657.315 | 680.931 | 689.401 | 683.018 | 661.925 | 706.632 | 749.716 | 791.417 | 831.339 | 857.838
System Transformation | Lct_BB009 | Number | SPD | Broxburn |  | 612.128 | 619.194 | 628.272 | 639.08 | 658.662 | 682.179 | 710.51 | 742.348 | 779.203 | 782.287 | 792.938 | 810.882 | 836.174 | 928.587 | 1065.678 | 1148.673 | 1183.34 | 1168.288 | 1097.795 | 1145.74 | 1186.904 | 1201.668 | 1190.542 | 1153.776 | 1231.702 | 1306.8 | 1379.488 | 1449.074 | 1495.264
System Transformation | Lct_BB009 | Number | SPD | Carntyne |  | 236.371 | 239.1 | 242.605 | 246.779 | 254.34 | 263.421 | 274.361 | 286.655 | 300.887 | 302.078 | 306.191 | 313.12 | 322.886 | 358.571 | 411.508 | 443.556 | 456.943 | 451.131 | 423.91 | 442.424 | 458.319 | 464.02 | 459.724 | 445.527 | 475.618 | 504.617 | 532.685 | 559.555 | 577.392
System Transformation | Lct_BB009 | Number | SPD | Carsfad |  | 0 | 0 | 0 | 0 | 0 | 0 | 0 | 0 | 0 | 0 | 0 | 0 | 0 | 0 | 0 | 0 | 0 | 0 | 0 | 0 | 0 | 0 | 0 | 0 | 0 | 0 | 0 | 0 | 0
System Transformation | Lct_BB009 | Number | SPD | Chapelcross |  | 460.666 | 270.27 | 274.233 | 278.951 | 287.498 | 297.763 | 310.129 | 324.026 | 340.113 | 341.459 | 346.108 | 353.94 | 364.98 | 405.317 | 465.155 | 501.381 | 516.513 | 509.943 | 479.174 | 500.101 | 518.069 | 524.513 | 519.657 | 503.609 | 537.623 | 570.402 | 602.13 | 632.503 | 652.664
System Transformation | Lct_BB009 | Number | SPD | Charlotte Street |  | 235.706 | 238.427 | 241.923 | 246.084 | 253.625 | 262.68 | 273.589 | 285.849 | 300.04 | 301.228 | 305.329 | 312.239 | 321.977 | 357.562 | 410.35 | 442.308 | 455.657 | 449.861 | 422.717 | 441.179 | 457.03 | 462.714 | 458.43 | 444.273 | 474.279 | 503.197 | 531.186 | 557.981 | 575.767
System Transformation | Lct_BB009 | Number | SPD | Clyde’s Mill |  | 783.637 | 792.683 | 804.305 | 818.141 | 843.21 | 873.316 | 909.585 | 950.342 | 997.525 | 1001.472 | 1015.107 | 1038.08 | 1070.458 | 1188.763 | 1364.265 | 1470.514 | 1514.895 | 1495.625 | 1405.381 | 1466.76 | 1519.458 | 1538.357 | 1524.114 | 1477.047 | 1576.806 | 1672.946 | 1766.001 | 1855.083 | 1914.215 | GSP also referred to as Westburn Road
System Transformation | Lct_BB009 | Number | SPD | Coatbridge |  | 661.655 | 669.292 | 679.105 | 690.788 | 711.954 | 737.374 | 767.997 | 802.41 | 842.248 | 845.581 | 857.094 | 876.49 | 903.828 | 1003.718 | 1151.901 | 1241.611 | 1279.084 | 1262.813 | 1186.617 | 1238.441 | 1282.936 | 1298.894 | 1286.868 | 1247.127 | 1331.358 | 1412.532 | 1491.102 | 1566.317 | 1616.245
System Transformation | Lct_BB009 | Number | SPD | Cockenzie |  | 546.196 | 552.501 | 560.602 | 570.245 | 587.719 | 608.702 | 633.982 | 662.39 | 695.276 | 698.027 | 707.531 | 723.543 | 746.111 | 828.57 | 950.895 | 1024.95 | 1055.884 | 1042.453 | 979.552 | 1022.334 | 1059.064 | 1072.237 | 1062.31 | 1029.504 | 1099.036 | 1166.046 | 1230.905 | 1292.995 | 1334.21
System Transformation | Lct_BB009 | Number | SPD | Coylton |  | 439.083 | 444.152 | 450.664 | 458.416 | 472.463 | 489.332 | 509.654 | 532.491 | 558.928 | 561.14 | 568.78 | 581.651 | 599.793 | 666.082 | 764.418 | 823.951 | 848.818 | 838.021 | 787.456 | 821.847 | 851.375 | 861.964 | 853.984 | 827.611 | 883.508 | 937.376 | 989.516 | 1039.43 | 1072.563
System Transformation | Lct_BB009 | Number | SPD | Crookston A |  | 319.724 | 323.322 | 327.649 | 332.55 | 342.122 | 353.28 | 366.636 | 381.879 | 399.851 | 400.34 | 404.891 | 413.368 | 425.802 | 474.041 | 545.983 | 589.208 | 606.555 | 597.37 | 558.598 | 582.836 | 603.84 | 611.078 | 604.468 | 584.127 | 625.776 | 665.989 | 704.992 | 742.435 | 767.57
System Transformation | Lct_BB009 | Number | SPD | Crookston B |  | 229.046 | 231.624 | 234.723 | 238.234 | 245.091 | 253.085 | 262.653 | 273.573 | 286.448 | 286.798 | 290.058 | 296.131 | 305.039 | 339.597 | 391.134 | 422.1 | 434.527 | 427.948 | 400.171 | 417.536 | 432.582 | 437.768 | 433.032 | 418.461 | 448.297 | 477.106 | 505.047 | 531.87 | 549.876
System Transformation | Lct_BB009 | Number | SPD | Cumbernauld |  | 361.708 | 365.89 | 371.277 | 377.702 | 389.167 | 402.957 | 419.589 | 438.281 | 459.923 | 461.57 | 467.659 | 478.021 | 492.674 | 546.764 | 626.851 | 674.85 | 694.153 | 683.923 | 640.806 | 667.978 | 690.972 | 698.382 | 690.549 | 667.656 | 712.825 | 756.383 | 798.571 | 838.984 | 865.895
System Transformation | Lct_BB009 | Number | SPD | Cupar |  | 445.499 | 450.651 | 457.286 | 465.199 | 479.319 | 496.304 | 516.789 | 539.812 | 566.467 | 568.495 | 575.995 | 588.757 | 606.804 | 673.424 | 772.064 | 831.183 | 854.957 | 842.358 | 789.252 | 822.718 | 851.04 | 860.165 | 850.518 | 822.323 | 877.954 | 931.604 | 983.565 | 1033.339 | 1066.485
System Transformation | Lct_BB009 | Number | SPD | Currie |  | 180.957 | 183.046 | 185.73 | 188.925 | 194.714 | 201.666 | 210.041 | 219.453 | 230.348 | 231.26 | 234.408 | 239.713 | 247.19 | 274.509 | 315.036 | 339.571 | 349.819 | 345.369 | 324.53 | 338.704 | 350.873 | 355.237 | 351.948 | 341.079 | 364.116 | 386.316 | 407.805 | 428.375 | 442.03
System Transformation | Lct_BB009 | Number | SPD | Dalmarnock |  | 339.472 | 343.39 | 348.425 | 354.419 | 365.279 | 378.32 | 394.032 | 411.688 | 432.128 | 433.838 | 439.745 | 449.696 | 463.722 | 514.972 | 591 | 637.027 | 656.252 | 647.905 | 608.811 | 635.4 | 658.229 | 666.416 | 660.246 | 639.857 | 683.073 | 724.72 | 765.032 | 803.622 | 829.238
System Transformation | Lct_BB009 | Number | SPD | Devol Moor |  | 211.114 | 213.551 | 216.682 | 220.409 | 227.163 | 235.274 | 245.045 | 256.025 | 268.736 | 269.799 | 273.473 | 279.661 | 288.384 | 320.256 | 367.537 | 396.16 | 408.117 | 402.925 | 378.613 | 395.149 | 409.346 | 414.437 | 410.6 | 397.92 | 424.796 | 450.696 | 475.765 | 499.764 | 515.694
System Transformation | Lct_BB009 | Number | SPD | Devonside |  | 632.648 | 639.963 | 649.385 | 660.623 | 680.675 | 704.795 | 733.885 | 766.579 | 804.432 | 807.312 | 817.963 | 836.085 | 861.715 | 956.321 | 1096.398 | 1180.352 | 1214.113 | 1196.221 | 1120.806 | 1168.331 | 1208.55 | 1221.509 | 1207.809 | 1167.769 | 1246.771 | 1322.958 | 1396.747 | 1467.431 | 1514.5
System Transformation | Lct_BB009 | Number | SPD | Dewar Place |  | 385.023 | 389.467 | 395.177 | 401.975 | 414.292 | 429.084 | 446.904 | 466.93 | 490.112 | 492.051 | 498.75 | 510.037 | 525.946 | 584.072 | 670.301 | 722.504 | 744.31 | 734.842 | 690.503 | 720.66 | 746.552 | 755.838 | 748.839 | 725.714 | 774.729 | 821.965 | 867.685 | 911.454 | 940.507
System Transformation | Lct_BB009 | Number | SPD | Drumchapel |  | 988.918 | 1000.353 | 1015.081 | 1032.647 | 1063.991 | 1101.694 | 1147.167 | 1198.271 | 1257.44 | 1261.943 | 1278.592 | 1306.92 | 1346.982 | 1494.864 | 1713.825 | 1845.057 | 1897.83 | 1869.863 | 1751.979 | 1826.267 | 1889.135 | 1909.391 | 1887.976 | 1825.388 | 1948.879 | 2067.97 | 2183.313 | 2293.802 | 2367.378
System Transformation | Lct_BB009 | Number | SPD | Drumcross |  | 195.612 | 197.874 | 200.787 | 204.262 | 210.462 | 217.92 | 226.914 | 237.023 | 248.727 | 249.617 | 252.911 | 258.514 | 266.439 | 295.69 | 339.002 | 364.96 | 375.399 | 369.867 | 346.549 | 361.243 | 373.679 | 377.685 | 373.449 | 361.069 | 385.496 | 409.053 | 431.868 | 453.724 | 468.277
System Transformation | Lct_BB009 | Number | SPD | Dumfries 11 |  | 0 | 0 | 0 | 0 | 0 | 0 | 0 | 0 | 0 | 0 | 0 | 0 | 0 | 0 | 0 | 0 | 0 | 0 | 0 | 0 | 0 | 0 | 0 | 0 | 0 | 0 | 0 | 0 | 0
System Transformation | Lct_BB009 | Number | SPD | Dumfries 33 |  | 416.73 | 426.874 | 439.303 | 453.873 | 468.516 | 486.485 | 508.052 | 531.682 | 558.373 | 561.298 | 569.3 | 582.163 | 599.908 | 663.673 | 757.104 | 812.514 | 834.124 | 820.855 | 768.802 | 800.233 | 826.267 | 833.758 | 823.447 | 795.589 | 846.666 | 895.725 | 943.047 | 988.162 | 1017.569
System Transformation | Lct_BB009 | Number | SPD | Dumfries ICI |  | 71.13 | 72.862 | 74.983 | 77.47 | 79.969 | 83.037 | 86.718 | 90.751 | 95.307 | 95.806 | 97.172 | 99.368 | 102.396 | 113.28 | 129.228 | 138.685 | 142.374 | 140.109 | 131.224 | 136.589 | 141.033 | 142.311 | 140.552 | 135.797 | 144.515 | 152.888 | 160.966 | 168.666 | 173.686
System Transformation | Lct_BB009 | Number | SPD | Dunbar |  | 0 | 0 | 0 | 0 | 0 | 0 | 0 | 0 | 0 | 0 | 0 | 0 | 0 | 0 | 0 | 0 | 0 | 0 | 0 | 0 | 0 | 0 | 0 | 0 | 0 | 0 | 0 | 0 | 0
System Transformation | Lct_BB009 | Number | SPD | Dunbar A |  | 175.742 | 177.771 | 180.377 | 183.48 | 189.102 | 195.854 | 203.988 | 213.128 | 223.71 | 224.595 | 227.653 | 232.805 | 240.066 | 266.598 | 305.957 | 329.784 | 339.738 | 335.416 | 315.177 | 328.943 | 340.761 | 344.999 | 341.805 | 331.25 | 353.622 | 375.183 | 396.052 | 416.03 | 429.291
System Transformation | Lct_BB009 | Number | SPD | Dunbar B |  | 71.782 | 72.611 | 73.675 | 74.943 | 77.239 | 79.997 | 83.319 | 87.052 | 91.374 | 91.736 | 92.985 | 95.089 | 98.055 | 108.892 | 124.968 | 134.701 | 138.766 | 137.001 | 128.734 | 134.357 | 139.184 | 140.915 | 139.611 | 135.299 | 144.437 | 153.244 | 161.768 | 169.928 | 175.344
System Transformation | Lct_BB009 | Number | SPD | Dunfermline |  | 448.318 | 453.502 | 460.179 | 468.142 | 482.352 | 499.444 | 520.059 | 543.227 | 570.05 | 572.092 | 579.639 | 592.481 | 610.643 | 677.685 | 776.949 | 836.442 | 860.366 | 847.687 | 794.245 | 827.923 | 856.424 | 865.607 | 855.899 | 827.525 | 883.509 | 937.498 | 989.787 | 1039.877 | 1073.232
System Transformation | Lct_BB009 | Number | SPD | Earlstoun |  | 0 | 0 | 0 | 0 | 0 | 0 | 0 | 0 | 0 | 0 | 0 | 0 | 0 | 0 | 0 | 0 | 0 | 0 | 0 | 0 | 0 | 0 | 0 | 0 | 0 | 0 | 0 | 0 | 0
System Transformation | Lct_BB009 | Number | SPD | East Kilbride |  | 609.663 | 616.701 | 625.742 | 636.507 | 656.01 | 679.433 | 707.65 | 739.359 | 776.066 | 779.137 | 789.745 | 807.618 | 832.807 | 924.848 | 1061.387 | 1144.048 | 1178.576 | 1163.584 | 1093.375 | 1141.127 | 1182.125 | 1196.829 | 1185.748 | 1149.13 | 1226.742 | 1301.538 | 1373.934 | 1443.239 | 1489.243
System Transformation | Lct_BB009 | Number | SPD | East Kilbride South |  | 589.43 | 596.234 | 604.976 | 615.383 | 634.239 | 656.884 | 684.165 | 714.822 | 750.311 | 753.28 | 763.536 | 780.815 | 805.169 | 894.155 | 1026.163 | 1106.08 | 1139.462 | 1124.968 | 1057.089 | 1103.256 | 1142.894 | 1157.11 | 1146.397 | 1110.994 | 1186.031 | 1258.344 | 1328.337 | 1395.343 | 1439.82
System Transformation | Lct_BB009 | Number | SPD | Easterhouse |  | 954.967 | 965.991 | 980.154 | 997.015 | 1027.565 | 1064.253 | 1108.452 | 1158.121 | 1215.619 | 1220.429 | 1237.045 | 1265.04 | 1304.497 | 1448.669 | 1662.541 | 1792.019 | 1846.104 | 1822.621 | 1712.646 | 1787.445 | 1851.664 | 1874.696 | 1857.339 | 1799.981 | 1921.551 | 2038.71 | 2152.11 | 2260.669 | 2332.729
System Transformation | Lct_BB009 | Number | SPD | Eccles |  | 309.196 | 312.766 | 317.351 | 322.81 | 332.702 | 344.581 | 358.891 | 374.973 | 393.589 | 395.147 | 400.527 | 409.591 | 422.366 | 469.045 | 538.292 | 580.215 | 597.726 | 590.123 | 554.515 | 578.733 | 599.526 | 606.983 | 601.363 | 582.792 | 622.154 | 660.087 | 696.804 | 731.952 | 755.284
System Transformation | Lct_BB009 | Number | SPD | Elderslie |  | 572.949 | 579.563 | 588.06 | 598.176 | 616.505 | 638.517 | 665.035 | 694.834 | 729.331 | 732.217 | 742.186 | 758.982 | 782.655 | 869.153 | 997.47 | 1075.152 | 1107.601 | 1093.512 | 1027.531 | 1072.408 | 1110.937 | 1124.756 | 1114.342 | 1079.929 | 1152.867 | 1223.159 | 1291.195 | 1356.326 | 1399.56
System Transformation | Lct_BB009 | Number | SPD | Erskine |  | 318.592 | 322.269 | 326.994 | 332.619 | 342.811 | 355.051 | 369.796 | 386.366 | 405.549 | 407.153 | 412.697 | 422.037 | 435.2 | 483.298 | 554.649 | 597.845 | 615.888 | 608.054 | 571.365 | 596.318 | 617.743 | 625.427 | 619.636 | 600.501 | 641.059 | 680.145 | 717.976 | 754.193 | 778.234
System Transformation | Lct_BB009 | Number | SPD | Finnieston |  | 163.251 | 165.139 | 167.57 | 170.47 | 175.644 | 181.868 | 189.375 | 197.811 | 207.579 | 208.322 | 211.07 | 215.747 | 222.36 | 246.773 | 282.919 | 304.583 | 313.295 | 308.678 | 289.217 | 301.481 | 311.859 | 315.203 | 311.668 | 301.336 | 321.722 | 341.381 | 360.422 | 378.662 | 390.808
System Transformation | Lct_BB009 | Number | SPD | Galashiels |  | 338.031 | 341.933 | 346.946 | 352.914 | 363.728 | 376.715 | 392.36 | 409.941 | 430.293 | 431.996 | 437.878 | 447.787 | 461.754 | 512.786 | 588.491 | 634.323 | 653.467 | 645.155 | 606.227 | 632.703 | 655.435 | 663.588 | 657.444 | 637.141 | 680.173 | 721.644 | 761.784 | 800.211 | 825.718
System Transformation | Lct_BB009 | Number | SPD | Giffnock |  | 989.433 | 1000.855 | 1015.529 | 1032.998 | 1064.651 | 1102.663 | 1148.457 | 1199.918 | 1259.492 | 1264.475 | 1281.692 | 1310.697 | 1351.578 | 1500.953 | 1722.544 | 1856.695 | 1912.732 | 1888.401 | 1774.458 | 1851.955 | 1918.493 | 1942.356 | 1924.372 | 1864.944 | 1990.902 | 2112.29 | 2229.782 | 2342.259 | 2416.92
System Transformation | Lct_BB009 | Number | SPD | Glenlee |  | 0 | 0 | 0 | 0 | 0 | 0 | 0 | 0 | 0 | 0 | 0 | 0 | 0 | 0 | 0 | 0 | 0 | 0 | 0 | 0 | 0 | 0 | 0 | 0 | 0 | 0 | 0 | 0 | 0
System Transformation | Lct_BB009 | Number | SPD | Glenluce |  | 171.614 | 173.595 | 176.14 | 179.17 | 184.66 | 191.254 | 199.196 | 208.122 | 218.455 | 219.319 | 222.306 | 227.336 | 234.427 | 260.336 | 298.77 | 322.038 | 331.757 | 327.537 | 307.774 | 321.216 | 332.757 | 336.896 | 333.776 | 323.469 | 345.316 | 366.37 | 386.749 | 406.258 | 419.207
System Transformation | Lct_BB009 | Number | SPD | Glenniston |  | 259.648 | 262.65 | 266.517 | 271.129 | 279.359 | 289.258 | 301.197 | 314.615 | 330.15 | 331.332 | 335.704 | 343.141 | 353.66 | 392.488 | 449.978 | 484.433 | 498.289 | 490.946 | 459.995 | 479.5 | 496.006 | 501.325 | 495.702 | 479.269 | 511.693 | 542.961 | 573.245 | 602.255 | 621.573
System Transformation | Lct_BB009 | Number | SPD | Glenrothes |  | 390.346 | 394.86 | 400.673 | 407.607 | 419.979 | 434.861 | 452.81 | 472.982 | 496.337 | 498.114 | 504.686 | 515.868 | 531.681 | 590.053 | 676.481 | 728.281 | 749.112 | 738.073 | 691.541 | 720.864 | 745.68 | 753.675 | 745.222 | 720.518 | 769.262 | 816.27 | 861.798 | 905.41 | 934.452
System Transformation | Lct_BB009 | Number | SPD | Gorgie |  | 389.77 | 394.269 | 400.05 | 406.932 | 419.401 | 434.375 | 452.415 | 472.687 | 496.155 | 498.118 | 504.9 | 516.326 | 532.431 | 591.274 | 678.566 | 731.413 | 753.488 | 743.903 | 699.017 | 729.546 | 755.757 | 765.158 | 758.073 | 734.663 | 784.282 | 832.1 | 878.384 | 922.692 | 952.104
System Transformation | Lct_BB009 | Number | SPD | Govan |  | 358.546 | 362.685 | 368.003 | 374.333 | 385.803 | 399.578 | 416.173 | 434.821 | 456.409 | 458.215 | 464.453 | 474.964 | 489.779 | 543.908 | 624.207 | 672.821 | 693.127 | 684.31 | 643.02 | 671.103 | 695.214 | 703.862 | 697.345 | 675.81 | 721.454 | 765.442 | 808.018 | 848.777 | 875.832
System Transformation | Lct_BB009 | Number | SPD | Grangemouth A |  | 293.616 | 295.198 | 297.491 | 300.344 | 309.161 | 319.6 | 332.132 | 346.304 | 362.851 | 363.614 | 367.963 | 375.768 | 387.048 | 430.124 | 494.224 | 532.619 | 547.927 | 539.527 | 504.706 | 526.302 | 544.813 | 550.957 | 544.807 | 526.487 | 563.105 | 598.426 | 632.646 | 665.452 | 687.35
System Transformation | Lct_BB009 | Number | SPD | Grangemouth C |  | 212.131 | 213.273 | 214.93 | 216.991 | 223.362 | 230.903 | 239.957 | 250.196 | 262.151 | 262.702 | 265.844 | 271.483 | 279.633 | 310.754 | 357.065 | 384.804 | 395.864 | 389.795 | 364.638 | 380.24 | 393.614 | 398.053 | 393.61 | 380.374 | 406.83 | 432.348 | 457.071 | 480.773 | 496.593
System Transformation | Lct_BB009 | Number | SPD | Haggs Road |  | 500.03 | 505.802 | 513.218 | 522.047 | 538.043 | 557.254 | 580.396 | 606.403 | 636.51 | 639.029 | 647.729 | 662.388 | 683.048 | 758.537 | 870.523 | 938.319 | 966.638 | 954.342 | 896.759 | 935.924 | 969.55 | 981.609 | 972.521 | 942.488 | 1006.143 | 1067.489 | 1126.866 | 1183.709 | 1221.44
System Transformation | Lct_BB009 | Number | SPD | Hawick |  | 281.639 | 284.89 | 289.067 | 294.04 | 303.05 | 313.87 | 326.905 | 341.553 | 358.511 | 359.929 | 364.83 | 373.086 | 384.723 | 427.242 | 490.317 | 528.503 | 544.453 | 537.528 | 505.094 | 527.154 | 546.093 | 552.886 | 547.767 | 530.851 | 566.704 | 601.257 | 634.701 | 666.717 | 687.969
System Transformation | Lct_BB009 | Number | SPD | Helensburgh |  | 265.459 | 268.528 | 272.482 | 277.197 | 285.611 | 295.732 | 307.938 | 321.656 | 337.539 | 338.748 | 343.217 | 350.821 | 361.575 | 401.272 | 460.048 | 495.275 | 509.441 | 501.934 | 470.29 | 490.231 | 507.107 | 512.545 | 506.796 | 489.995 | 523.145 | 555.113 | 586.075 | 615.734 | 635.484
System Transformation | Lct_BB009 | Number | SPD | Hunterston Farm |  | 60.825 | 61.527 | 62.429 | 63.503 | 65.449 | 67.785 | 70.601 | 73.764 | 77.426 | 77.733 | 78.791 | 80.574 | 83.087 | 92.27 | 105.892 | 114.139 | 117.584 | 116.088 | 109.084 | 113.848 | 117.938 | 119.405 | 118.299 | 114.646 | 122.389 | 129.852 | 137.074 | 143.989 | 148.578
System Transformation | Lct_BB009 | Number | SPD | Inverkeithing |  | 634.935 | 642.277 | 651.733 | 663.012 | 683.136 | 707.343 | 736.539 | 769.351 | 807.34 | 810.231 | 820.921 | 839.108 | 864.83 | 959.779 | 1100.362 | 1184.62 | 1218.503 | 1200.546 | 1124.859 | 1172.556 | 1212.92 | 1225.926 | 1212.176 | 1171.991 | 1251.279 | 1327.741 | 1401.797 | 1472.737 | 1519.977
System Transformation | Lct_BB009 | Number | SPD | Johnstone |  | 590.088 | 596.899 | 605.651 | 616.07 | 634.947 | 657.617 | 684.928 | 715.619 | 751.148 | 754.12 | 764.388 | 781.686 | 806.067 | 895.153 | 1027.307 | 1107.314 | 1140.734 | 1126.223 | 1058.268 | 1104.487 | 1144.169 | 1158.401 | 1147.676 | 1112.234 | 1187.354 | 1259.748 | 1329.819 | 1396.899 | 1441.426
System Transformation | Lct_BB009 | Number | SPD | Kaimes |  | 1258.962 | 1273.495 | 1292.166 | 1314.395 | 1354.67 | 1403.037 | 1461.306 | 1526.785 | 1602.586 | 1608.928 | 1630.834 | 1667.741 | 1719.758 | 1909.823 | 2191.778 | 2362.473 | 2433.774 | 2402.816 | 2257.833 | 2356.442 | 2441.104 | 2471.468 | 2448.585 | 2372.969 | 2533.239 | 2687.693 | 2837.192 | 2980.308 | 3075.307
System Transformation | Lct_BB009 | Number | SPD | Kendoon |  | 0 | 0 | 0 | 0 | 0 | 0 | 0 | 0 | 0 | 0 | 0 | 0 | 0 | 0 | 0 | 0 | 0 | 0 | 0 | 0 | 0 | 0 | 0 | 0 | 0 | 0 | 0 | 0 | 0
System Transformation | Lct_BB009 | Number | SPD | Kilbowie 11 |  | 100.535 | 100.488 | 100.68 | 101.057 | 104.203 | 107.954 | 112.456 | 117.517 | 123.383 | 123.849 | 125.524 | 128.366 | 132.388 | 147.128 | 168.861 | 181.931 | 187.247 | 184.588 | 173.044 | 180.416 | 186.688 | 188.743 | 186.648 | 180.451 | 192.905 | 204.933 | 216.601 | 227.798 | 235.313
System Transformation | Lct_BB009 | Number | SPD | Kilbowie 33 |  | 240.286 | 240.172 | 240.631 | 241.532 | 249.052 | 258.017 | 268.777 | 280.874 | 294.893 | 296.006 | 300.009 | 306.804 | 316.415 | 351.646 | 403.588 | 434.826 | 447.531 | 441.177 | 413.585 | 431.206 | 446.196 | 451.107 | 446.101 | 431.289 | 461.054 | 489.803 | 517.69 | 544.452 | 562.414
System Transformation | Lct_BB009 | Number | SPD | Killermont |  | 861.983 | 871.95 | 884.788 | 900.099 | 927.42 | 960.284 | 999.919 | 1044.464 | 1096.039 | 1099.963 | 1114.475 | 1139.167 | 1174.087 | 1302.988 | 1493.843 | 1608.23 | 1654.23 | 1629.852 | 1527.099 | 1591.852 | 1646.65 | 1664.307 | 1645.64 | 1591.086 | 1698.726 | 1802.531 | 1903.068 | 1999.376 | 2063.508
System Transformation | Lct_BB009 | Number | SPD | Kilmarnock South |  | 513.919 | 519.851 | 527.473 | 536.547 | 552.988 | 572.732 | 596.517 | 623.247 | 654.189 | 656.778 | 665.72 | 680.786 | 702.02 | 779.606 | 894.702 | 964.381 | 993.487 | 980.85 | 921.666 | 961.919 | 996.479 | 1008.874 | 999.533 | 968.666 | 1034.09 | 1097.139 | 1158.166 | 1216.587 | 1255.366
System Transformation | Lct_BB009 | Number | SPD | Kilmarnock Town |  | 653.952 | 661.501 | 671.199 | 682.746 | 703.666 | 728.79 | 759.057 | 793.069 | 832.443 | 835.737 | 847.116 | 866.287 | 893.307 | 992.034 | 1138.491 | 1227.157 | 1264.193 | 1248.112 | 1172.803 | 1224.024 | 1268.001 | 1283.773 | 1271.887 | 1232.609 | 1315.859 | 1396.088 | 1473.743 | 1548.083 | 1597.429
System Transformation | Lct_BB009 | Number | SPD | Kilwinning |  | 762.481 | 771.283 | 782.591 | 796.054 | 820.446 | 849.739 | 885.029 | 924.686 | 970.595 | 974.436 | 987.703 | 1010.055 | 1041.559 | 1156.671 | 1327.434 | 1430.815 | 1473.998 | 1455.248 | 1367.44 | 1427.162 | 1478.437 | 1496.827 | 1482.968 | 1437.171 | 1534.238 | 1627.782 | 1718.325 | 1805.002 | 1862.537
System Transformation | Lct_BB009 | Number | SPD | Lesmahagow |  | 0 | 0 | 0 | 100.179 | 103.249 | 106.935 | 111.376 | 116.367 | 122.144 | 122.627 | 124.297 | 127.11 | 131.074 | 145.561 | 167.05 | 180.06 | 185.494 | 183.135 | 172.085 | 179.6 | 186.053 | 188.367 | 186.623 | 180.86 | 193.075 | 204.847 | 216.242 | 227.149 | 234.39
System Transformation | Lct_BB009 | Number | SPD | Leven |  | 446.231 | 451.391 | 458.036 | 465.963 | 480.106 | 497.119 | 517.638 | 540.698 | 567.397 | 569.428 | 576.941 | 589.723 | 607.8 | 674.53 | 773.332 | 832.548 | 856.361 | 843.741 | 790.548 | 824.069 | 852.437 | 861.577 | 851.914 | 823.672 | 879.396 | 933.133 | 985.179 | 1035.036 | 1068.235
System Transformation | Lct_BB009 | Number | SPD | Linnmill |  | 738.108 | 746.628 | 757.575 | 670.428 | 690.971 | 715.641 | 745.362 | 778.761 | 817.425 | 820.659 | 831.833 | 850.658 | 877.19 | 974.136 | 1117.951 | 1205.017 | 1241.385 | 1225.594 | 1151.644 | 1201.941 | 1245.124 | 1260.612 | 1248.94 | 1210.371 | 1292.119 | 1370.901 | 1447.155 | 1520.153 | 1568.609
System Transformation | Lct_BB009 | Number | SPD | Livingston East |  | 549.915 | 556.263 | 564.418 | 574.128 | 591.72 | 612.847 | 638.298 | 666.9 | 700.01 | 702.78 | 712.348 | 728.469 | 751.19 | 834.211 | 957.369 | 1031.928 | 1063.073 | 1049.55 | 986.222 | 1029.294 | 1066.274 | 1079.537 | 1069.542 | 1036.513 | 1106.519 | 1173.985 | 1239.286 | 1301.799 | 1343.294
System Transformation | Lct_BB009 | Number | SPD | Maybole |  | 146.123 | 147.81 | 149.977 | 152.557 | 157.231 | 162.845 | 169.608 | 177.208 | 186.006 | 186.742 | 189.285 | 193.568 | 199.606 | 221.666 | 254.391 | 274.203 | 282.479 | 278.886 | 262.058 | 273.503 | 283.33 | 286.854 | 284.198 | 275.421 | 294.023 | 311.95 | 329.302 | 345.913 | 356.939
System Transformation | Lct_BB009 | Number | SPD | Moffat |  | 0 | 195.713 | 198.583 | 201.999 | 208.188 | 215.621 | 224.576 | 234.639 | 246.288 | 247.263 | 250.63 | 256.302 | 264.296 | 293.505 | 336.836 | 363.069 | 374.027 | 369.269 | 346.988 | 362.142 | 375.153 | 379.82 | 376.303 | 364.682 | 389.313 | 413.05 | 436.025 | 458.019 | 472.619
System Transformation | Lct_BB009 | Number | SPD | Newarthill |  | 1127.865 | 1140.884 | 1157.612 | 1177.526 | 1213.607 | 1256.937 | 1309.138 | 1367.799 | 1435.707 | 1441.389 | 1461.013 | 1494.077 | 1540.678 | 1710.951 | 1963.545 | 2116.466 | 2180.343 | 2152.608 | 2022.722 | 2111.063 | 2186.909 | 2214.112 | 2193.611 | 2125.869 | 2269.45 | 2407.821 | 2541.752 | 2669.965 | 2755.072
System Transformation | Lct_BB009 | Number | SPD | Newton Stewart |  | 79.759 | 80.68 | 81.862 | 83.271 | 85.822 | 88.886 | 92.578 | 96.726 | 101.528 | 101.93 | 103.318 | 105.656 | 108.952 | 120.993 | 138.855 | 149.669 | 154.186 | 152.225 | 143.04 | 149.287 | 154.651 | 156.575 | 155.125 | 150.334 | 160.488 | 170.273 | 179.744 | 188.811 | 194.829
System Transformation | Lct_BB009 | Number | SPD | Paisley |  | 237.142 | 239.879 | 243.396 | 247.583 | 255.17 | 264.28 | 275.256 | 287.59 | 301.868 | 303.063 | 307.189 | 314.141 | 323.939 | 359.74 | 412.85 | 445.003 | 458.433 | 452.602 | 425.292 | 443.867 | 459.814 | 465.533 | 461.223 | 446.98 | 477.169 | 506.262 | 534.422 | 561.38 | 579.274
System Transformation | Lct_BB009 | Number | SPD | Partick |  | 444.264 | 449.401 | 456.018 | 463.909 | 477.99 | 494.928 | 515.356 | 538.315 | 564.896 | 566.919 | 574.398 | 587.124 | 605.122 | 671.557 | 769.924 | 828.879 | 852.587 | 840.022 | 787.064 | 820.437 | 848.68 | 857.78 | 848.16 | 820.043 | 875.52 | 929.021 | 980.838 | 1030.474 | 1063.528
System Transformation | Lct_BB009 | Number | SPD | Port Dundas |  | 326.914 | 330.694 | 335.563 | 341.369 | 351.731 | 364.195 | 379.227 | 396.121 | 415.681 | 417.169 | 422.673 | 432.038 | 445.281 | 494.168 | 566.551 | 609.934 | 627.379 | 618.134 | 579.164 | 603.722 | 624.505 | 631.201 | 624.122 | 603.432 | 644.255 | 683.624 | 721.753 | 758.279 | 782.601
System Transformation | Lct_BB009 | Number | SPD | Portobello |  | 1065.387 | 1077.685 | 1093.485 | 1112.296 | 1146.379 | 1187.309 | 1236.618 | 1292.03 | 1356.176 | 1361.543 | 1380.08 | 1411.312 | 1455.332 | 1616.173 | 1854.774 | 1999.224 | 2059.562 | 2033.364 | 1910.673 | 1994.12 | 2065.765 | 2091.46 | 2072.096 | 2008.106 | 2143.733 | 2274.439 | 2400.951 | 2522.062 | 2602.454
System Transformation | Lct_BB009 | Number | SPD | Ravenscraig |  | 63.864 | 64.602 | 65.549 | 66.676 | 68.72 | 71.173 | 74.129 | 77.451 | 81.296 | 81.617 | 82.729 | 84.601 | 87.24 | 96.881 | 111.184 | 119.843 | 123.46 | 121.89 | 114.535 | 119.537 | 123.832 | 125.372 | 124.212 | 120.376 | 128.506 | 136.341 | 143.925 | 151.185 | 156.004
System Transformation | Lct_BB009 | Number | SPD | Redhouse |  | 363.474 | 367.677 | 373.09 | 379.546 | 391.066 | 404.924 | 421.637 | 440.421 | 462.168 | 463.823 | 469.942 | 480.354 | 495.079 | 549.433 | 629.911 | 678.145 | 697.541 | 687.262 | 643.934 | 671.239 | 694.346 | 701.791 | 693.92 | 670.916 | 716.304 | 760.076 | 802.47 | 843.08 | 870.122
System Transformation | Lct_BB009 | Number | SPD | Saltcoats A |  | 120.594 | 122.29 | 124.342 | 126.694 | 130.414 | 134.812 | 140.089 | 146.058 | 153.03 | 153.341 | 155.167 | 158.454 | 163.21 | 181.404 | 208.479 | 224.703 | 231.177 | 227.641 | 212.948 | 222.067 | 229.894 | 232.501 | 229.912 | 222.178 | 237.753 | 252.788 | 267.367 | 281.355 | 290.729
System Transformation | Lct_BB009 | Number | SPD | Saltcoats B |  | 214.247 | 217.26 | 220.905 | 225.084 | 231.694 | 239.507 | 248.881 | 259.486 | 271.872 | 272.425 | 275.669 | 281.509 | 289.959 | 322.282 | 370.383 | 399.206 | 410.708 | 404.426 | 378.323 | 394.524 | 408.429 | 413.061 | 408.461 | 394.721 | 422.391 | 449.103 | 475.003 | 499.854 | 516.509
System Transformation | Lct_BB009 | Number | SPD | Shrubhill |  | 591.421 | 598.248 | 607.019 | 617.462 | 636.382 | 659.103 | 686.476 | 717.236 | 752.845 | 755.824 | 766.115 | 783.452 | 807.888 | 897.175 | 1029.628 | 1109.816 | 1143.311 | 1128.767 | 1060.659 | 1106.983 | 1146.754 | 1161.018 | 1150.269 | 1114.746 | 1190.036 | 1262.594 | 1332.824 | 1400.055 | 1444.683
System Transformation | Lct_BB009 | Number | SPD | Sighthill |  | 1054.393 | 1066.564 | 1082.202 | 1100.819 | 1134.549 | 1175.057 | 1223.858 | 1278.697 | 1342.182 | 1347.493 | 1365.839 | 1396.749 | 1440.314 | 1599.496 | 1835.635 | 1978.594 | 2038.31 | 2012.382 | 1890.957 | 1973.543 | 2044.449 | 2069.879 | 2050.714 | 1987.385 | 2121.612 | 2250.969 | 2376.176 | 2496.037 | 2575.599
System Transformation | Lct_BB009 | Number | SPD | Spango Valley |  | 295.322 | 298.731 | 303.111 | 308.326 | 317.773 | 329.119 | 342.787 | 358.147 | 375.928 | 377.416 | 382.555 | 391.212 | 403.414 | 447.999 | 514.139 | 554.18 | 570.905 | 563.643 | 529.634 | 552.765 | 572.625 | 579.747 | 574.38 | 556.642 | 594.237 | 630.469 | 665.537 | 699.109 | 721.393
System Transformation | Lct_BB009 | Number | SPD | St Andrews Cross |  | 367.442 | 371.683 | 377.133 | 383.62 | 395.375 | 409.491 | 426.498 | 445.609 | 467.732 | 469.583 | 475.976 | 486.748 | 501.93 | 557.402 | 639.694 | 689.513 | 710.323 | 701.287 | 658.973 | 687.753 | 712.462 | 721.324 | 714.646 | 692.576 | 739.353 | 784.432 | 828.065 | 869.835 | 897.561
System Transformation | Lct_BB009 | Number | SPD | Stirling |  | 422.941 | 427.831 | 434.13 | 441.643 | 455.048 | 471.173 | 490.62 | 512.477 | 537.782 | 539.708 | 546.828 | 558.944 | 576.077 | 639.324 | 732.969 | 789.094 | 811.664 | 799.703 | 749.287 | 781.058 | 807.945 | 816.609 | 807.45 | 780.682 | 833.497 | 884.43 | 933.76 | 981.014 | 1012.481
System Transformation | Lct_BB009 | Number | SPD | Strathaven |  | 590.674 | 597.492 | 606.252 | 616.682 | 635.578 | 658.27 | 685.609 | 716.33 | 751.894 | 754.869 | 765.147 | 782.463 | 806.868 | 896.042 | 1028.328 | 1108.414 | 1141.867 | 1127.342 | 1059.32 | 1105.584 | 1145.306 | 1159.552 | 1148.816 | 1113.339 | 1188.533 | 1260.999 | 1331.14 | 1398.287 | 1442.858
System Transformation | Lct_BB009 | Number | SPD | Strathleven |  | 368.936 | 373.202 | 378.697 | 385.25 | 396.944 | 411.01 | 427.974 | 447.04 | 469.114 | 470.794 | 477.005 | 487.573 | 502.519 | 557.69 | 639.378 | 688.336 | 708.024 | 697.591 | 653.612 | 681.326 | 704.78 | 712.338 | 704.348 | 680.998 | 727.069 | 771.499 | 814.53 | 855.75 | 883.199
System Transformation | Lct_BB009 | Number | SPD | Telford Road |  | 445.047 | 450.184 | 456.784 | 464.642 | 478.88 | 495.978 | 516.576 | 539.723 | 566.519 | 568.761 | 576.504 | 589.551 | 607.939 | 675.128 | 774.8 | 835.141 | 860.346 | 849.402 | 798.15 | 833.009 | 862.937 | 873.671 | 865.582 | 838.851 | 895.507 | 950.107 | 1002.955 | 1053.547 | 1087.13
System Transformation | Lct_BB009 | Number | SPD | Tongland |  | 200.125 | 202.435 | 205.403 | 208.937 | 215.339 | 223.027 | 232.29 | 242.698 | 254.748 | 255.756 | 259.238 | 265.105 | 273.374 | 303.586 | 348.406 | 375.54 | 386.874 | 381.953 | 358.906 | 374.581 | 388.039 | 392.866 | 389.228 | 377.208 | 402.685 | 427.237 | 451.001 | 473.751 | 488.852
System Transformation | Lct_BB009 | Number | SPD | West George Street |  | 173.571 | 175.578 | 178.164 | 181.247 | 186.748 | 193.366 | 201.347 | 210.316 | 220.702 | 221.492 | 224.414 | 229.386 | 236.418 | 262.373 | 300.805 | 323.838 | 333.101 | 328.192 | 307.501 | 320.54 | 331.574 | 335.13 | 331.371 | 320.386 | 342.061 | 362.963 | 383.208 | 402.6 | 415.514
System Transformation | Lct_BB009 | Number | SPD | Westfield |  | 415.844 | 420.653 | 426.846 | 434.233 | 447.413 | 463.267 | 482.389 | 503.879 | 528.759 | 530.653 | 537.654 | 549.566 | 566.412 | 628.597 | 720.671 | 775.855 | 798.046 | 786.286 | 736.715 | 767.954 | 794.39 | 802.908 | 793.903 | 767.584 | 819.513 | 869.591 | 918.093 | 964.554 | 995.493
System Transformation | Lct_BB009 | Number | SPD | Whitehouse |  | 789.852 | 798.97 | 810.684 | 824.63 | 849.898 | 880.243 | 916.799 | 957.88 | 1005.437 | 1009.415 | 1023.159 | 1046.313 | 1078.948 | 1198.192 | 1375.086 | 1482.177 | 1526.91 | 1507.487 | 1416.528 | 1478.393 | 1531.509 | 1550.559 | 1536.202 | 1488.762 | 1589.313 | 1686.215 | 1780.008 | 1869.796 | 1929.397
System Transformation | Lct_BB009 | Number | SPD | Wishaw |  | 910.298 | 920.805 | 934.306 | 950.378 | 979.499 | 1014.472 | 1056.603 | 1103.948 | 1158.756 | 1163.342 | 1179.181 | 1205.866 | 1243.478 | 1380.905 | 1584.773 | 1708.195 | 1759.75 | 1737.365 | 1632.535 | 1703.835 | 1765.05 | 1787.005 | 1770.459 | 1715.785 | 1831.668 | 1943.347 | 2051.443 | 2154.923 | 2223.613
System Transformation | Lct_BB009 | Number | SPM | Birkenhead |  | 2568.114 | 2710.633 | 2864.503 | 3028.736 | 3176.058 | 3352.04 | 3558.61 | 3783.914 | 4035.556 | 4300.04 | 4625.277 | 5020.621 | 5499.294 | 6482.435 | 8420.759 | 10440.08 | 12597.44 | 14903.366 | 17305.521 | 19502.015 | 21950.166 | 24298.507 | 26501.055 | 28500.011 | 30278.193 | 31954.926 | 33544.176 | 35032.148 | 35914.63
System Transformation | Lct_BB009 | Number | SPM | Capenhurst |  | 1404.922 | 1482.889 | 1567.066 | 1656.912 | 1737.507 | 1833.78 | 1946.787 | 2070.042 | 2207.707 | 2352.396 | 2530.322 | 2746.6 | 3008.465 | 3546.306 | 4606.693 | 5711.391 | 6891.604 | 8153.093 | 9467.225 | 10668.848 | 12008.142 | 13292.835 | 14497.769 | 15591.326 | 16564.105 | 17481.385 | 18350.806 | 19164.822 | 19647.596
System Transformation | Lct_BB009 | Number | SPM | Carrington |  | 1979.531 | 2021.337 | 2067.123 | 2115.708 | 2196.417 | 2295.065 | 2413.384 | 2543.842 | 2691.25 | 2828.663 | 3002.889 | 3218.362 | 3481.739 | 4053.551 | 5191.749 | 6347.868 | 7556.473 | 8822.53 | 10114.412 | 11355.215 | 12731.805 | 14041.08 | 15258.475 | 16352.106 | 17354.918 | 18298.391 | 19190.602 | 20023.752 | 20511.137
System Transformation | Lct_BB009 | Number | SPM | Connah's Quay |  | 1100.775 | 1207.687 | 1321.741 | 1442.804 | 1528.735 | 1628.248 | 1742.78 | 1867.744 | 2007.398 | 2123.401 | 2268.97 | 2448.186 | 2666.928 | 3131.403 | 3978.442 | 4819.184 | 5679.414 | 6562.381 | 7443.748 | 8379.727 | 9421.242 | 10416.948 | 11347.313 | 12187.989 | 12973.064 | 13717.424 | 14426.814 | 15095.063 | 15504.395
System Transformation | Lct_BB009 | Number | SPM | Fiddlers Ferry |  | 1558.547 | 1644.126 | 1736.365 | 1834.658 | 1914.905 | 2011.751 | 2126.361 | 2251.654 | 2392.01 | 2542.449 | 2728.27 | 2954.722 | 3229.293 | 3798.221 | 4939.385 | 6130.663 | 7405.581 | 8770.41 | 10194.429 | 11490.191 | 12934.644 | 14320.772 | 15621.461 | 16802.585 | 17851.732 | 18841.165 | 19779.11 | 20657.425 | 21178.793
System Transformation | Lct_BB009 | Number | SPM | Frodsham |  | 2154.609 | 2274.18 | 2403.275 | 2541.063 | 2664.664 | 2812.311 | 2985.619 | 3174.646 | 3385.77 | 3607.668 | 3880.536 | 4212.224 | 4613.824 | 5438.664 | 7064.888 | 8759.068 | 10569.06 | 12503.696 | 14519.068 | 16361.893 | 18415.854 | 20386.076 | 22233.98 | 23911.074 | 25402.941 | 26809.695 | 28143.051 | 29391.437 | 30131.826
System Transformation | Lct_BB009 | Number | SPM | Kirkby (_D) |  | 1337.779 | 1411.236 | 1490.409 | 1574.779 | 1643.659 | 1726.787 | 1825.162 | 1932.708 | 2053.182 | 2182.312 | 2341.811 | 2536.186 | 2771.864 | 3260.204 | 4239.722 | 5262.256 | 6356.582 | 7528.083 | 8750.39 | 9862.608 | 11102.455 | 12292.237 | 13408.685 | 14422.502 | 15323.038 | 16172.318 | 16977.404 | 17731.305 | 18178.821
System Transformation | Lct_BB009 | Number | SPM | Legacy |  | 1119.852 | 1238.171 | 1364.191 | 1497.75 | 1626.786 | 1774.143 | 1941.113 | 2121.839 | 2321.608 | 2495.594 | 2707.148 | 2962.692 | 3271.071 | 3888.013 | 4934.958 | 5975.288 | 7041.168 | 8136.52 | 9231.362 | 10373.448 | 11641.348 | 12848.583 | 13972.081 | 14982.49 | 15929.582 | 16825.135 | 17676.318 | 18475.696 | 18957.771
System Transformation | Lct_BB009 | Number | SPM | Lister Drive |  | 5384.784 | 5680.46 | 5999.146 | 6338.748 | 6616.002 | 6950.606 | 7346.584 | 7779.472 | 8264.403 | 8784.171 | 9426.18 | 10208.574 | 11157.218 | 13122.866 | 17065.591 | 21181.46 | 25586.305 | 30301.793 | 35221.784 | 39698.646 | 44689.236 | 49478.312 | 53972.199 | 58052.985 | 61677.79 | 65096.286 | 68336.89 | 71371.469 | 73172.796
System Transformation | Lct_BB009 | Number | SPM | Pentir |  | 603.267 | 685.01 | 772.014 | 864.33 | 928.278 | 1001.631 | 1085.234 | 1176.076 | 1276.989 | 1354.712 | 1451.45 | 1569.946 | 1714.116 | 2016.101 | 2524.299 | 3012.904 | 3498.007 | 3980.921 | 4446.545 | 4982.73 | 5575.965 | 6136.983 | 6655.294 | 7117.364 | 7567.037 | 7992.345 | 8396.677 | 8776.491 | 9005.91
System Transformation | Lct_BB009 | Number | SPM | Rainhill |  | 1209.246 | 1275.646 | 1347.212 | 1423.476 | 1485.738 | 1560.879 | 1649.803 | 1747.015 | 1855.915 | 1972.638 | 2116.812 | 2292.512 | 2505.547 | 2946.967 | 3832.374 | 4756.664 | 5745.848 | 6804.793 | 7909.662 | 8915.019 | 10035.742 | 11111.212 | 12120.393 | 13036.804 | 13850.817 | 14618.499 | 15346.233 | 16027.7 | 16432.219
System Transformation | Lct_BB009 | Number | SPM | St. Asaph |  | 168.438 | 191.262 | 215.554 | 241.33 | 259.185 | 279.666 | 303.009 | 328.373 | 356.549 | 378.25 | 405.26 | 438.345 | 478.599 | 562.917 | 704.811 | 841.235 | 976.68 | 1111.515 | 1241.522 | 1391.231 | 1556.868 | 1713.51 | 1858.228 | 1987.243 | 2112.796 | 2231.547 | 2344.44 | 2450.488 | 2514.545
System Transformation | Lct_BB009 | Number | SPM | Trawsfynydd |  | 644.865 | 712.901 | 785.27 | 861.861 | 934.695 | 1018.19 | 1112.948 | 1215.349 | 1328.355 | 1415.219 | 1522.107 | 1652.049 | 1809.344 | 2132.015 | 2655.537 | 3154.805 | 3646.807 | 4132.61 | 4596.594 | 5142.445 | 5744.472 | 6311.494 | 6833.602 | 7297.256 | 7754.016 | 8185.841 | 8596.175 | 8981.382 | 9213.418
System Transformation | Lct_BB009 | Number | SPM | Wylfa |  | 146.831 | 174.142 | 203.221 | 234.132 | 256.085 | 280.735 | 308.382 | 338.35 | 371.564 | 398.042 | 430.589 | 470.216 | 518.312 | 616.374 | 772.107 | 920.822 | 1067.358 | 1212.144 | 1350.484 | 1512.776 | 1692.425 | 1861.943 | 2017.917 | 2156.253 | 2292.111 | 2420.383 | 2542.121 | 2656.275 | 2724.559
System Transformation | Lct_BB009 | Number | SPN | Beddington (_J) |  | 8518.284 | 8559.814 | 8607.44 | 8655.216 | 8961.119 | 9331.383 | 9773.905 | 10262.541 | 10817.412 | 11370.466 | 12075.598 | 12951.775 | 14027.039 | 16378.964 | 21124.312 | 25976.493 | 31075.17 | 36444.052 | 41951.321 | 47034.485 | 52672.064 | 58010.433 | 62941.542 | 67335.294 | 71345.461 | 75092.743 | 78612.33 | 81874.055 | 83702.497
System Transformation | Lct_BB009 | Number | SPN | Bolney |  | 9187.116 | 9573.131 | 9986.271 | 10422.089 | 10844.692 | 11350.862 | 11947.537 | 12599.27 | 13331.25 | 14024.46 | 14904.094 | 15993.881 | 17328.818 | 20233.748 | 25900.384 | 31625.01 | 37577.853 | 43784.392 | 50084.91 | 56046.838 | 62643.59 | 68861.194 | 74575.838 | 79636.746 | 84329.652 | 88707.754 | 92812.931 | 96609.899 | 98714.848
System Transformation | Lct_BB009 | Number | SPN | Canterbury |  | 1213.229 | 1270.273 | 1330.938 | 1394.633 | 1459.578 | 1537.092 | 1628.144 | 1727.584 | 1838.902 | 1961.372 | 2111.964 | 2295.095 | 2516.97 | 2972.305 | 3889.199 | 4853.802 | 5892.566 | 7010.928 | 8184.386 | 9212.617 | 10357.688 | 11452.668 | 12475.563 | 13399.465 | 14219.732 | 14990.19 | 15717.614 | 16395.742 | 16788.642
System Transformation | Lct_BB009 | Number | SPN | Chessington |  | 5051.172 | 5075.799 | 5104.04 | 5132.37 | 5313.765 | 5533.324 | 5795.73 | 6085.482 | 6414.509 | 6742.459 | 7160.588 | 7680.144 | 8317.754 | 9712.398 | 12526.295 | 15403.541 | 18426.955 | 21610.594 | 24876.295 | 27890.509 | 31233.482 | 34399.027 | 37323.076 | 39928.484 | 42306.432 | 44528.496 | 46615.541 | 48549.678 | 49633.908
System Transformation | Lct_BB009 | Number | SPN | Kemsley |  | 1039.071 | 1091.192 | 1146.536 | 1204.61 | 1262.927 | 1332.312 | 1413.653 | 1502.523 | 1601.992 | 1709.088 | 1840.738 | 2000.796 | 2194.676 | 2592.053 | 3381.972 | 4209.219 | 5096.721 | 6049.003 | 7044.845 | 7928.15 | 8911.413 | 9851.167 | 10728.677 | 11520.886 | 12227.706 | 12891.987 | 13519.525 | 14104.904 | 14445.241
System Transformation | Lct_BB009 | Number | SPN | Kingsnorth |  | 2600.276 | 2717.296 | 2841.681 | 2972.104 | 3112.314 | 3280.149 | 3477.532 | 3692.983 | 3933.874 | 4202.11 | 4530.716 | 4929.34 | 5411.499 | 6394.368 | 8371.56 | 10456.189 | 12705.433 | 15131.045 | 17680.414 | 19900.523 | 22372.452 | 24736.395 | 26945.359 | 28941.279 | 30708.149 | 32367.265 | 33933.259 | 35392.618 | 36236.566
System Transformation | Lct_BB009 | Number | SPN | Littlebrook (_J) |  | 1260.431 | 1266.577 | 1273.624 | 1280.693 | 1325.957 | 1380.744 | 1446.223 | 1518.525 | 1600.628 | 1682.463 | 1786.799 | 1916.445 | 2075.55 | 2423.559 | 3125.717 | 3843.684 | 4598.124 | 5392.545 | 6207.443 | 6959.588 | 7793.768 | 8583.674 | 9313.32 | 9963.453 | 10556.829 | 11111.306 | 11632.091 | 12114.721 | 12385.272
System Transformation | Lct_BB009 | Number | SPN | Ninfield |  | 4845.787 | 5049.392 | 5267.305 | 5497.179 | 5720.084 | 5987.065 | 6301.784 | 6645.544 | 7031.63 | 7397.267 | 7861.234 | 8436.047 | 9140.166 | 10672.385 | 13661.279 | 16680.759 | 19820.614 | 23094.282 | 26417.52 | 29562.167 | 33041.654 | 36321.158 | 39335.375 | 42004.774 | 44480.069 | 46789.32 | 48954.614 | 50957.343 | 52067.608
System Transformation | Lct_BB009 | Number | SPN | Northfleet East |  | 2243.711 | 2344.685 | 2452.013 | 2564.551 | 2685.535 | 2830.356 | 3000.673 | 3186.58 | 3394.438 | 3625.892 | 3909.438 | 4253.4 | 4669.443 | 5517.535 | 7223.603 | 9022.375 | 10963.19 | 13056.188 | 15255.972 | 17171.647 | 19304.611 | 21344.396 | 23250.454 | 24972.682 | 26497.268 | 27928.876 | 29280.132 | 30539.376 | 31267.597
System Transformation | Lct_BB009 | Number | SPN | Richborough |  | 1753.542 | 1835.991 | 1923.673 | 2015.734 | 2109.602 | 2221.638 | 2353.239 | 2496.965 | 2657.859 | 2834.872 | 3052.53 | 3317.218 | 3637.905 | 4296.024 | 5621.258 | 7015.447 | 8516.827 | 10133.252 | 11829.311 | 13315.465 | 14970.496 | 16553.127 | 18031.568 | 19366.932 | 20552.506 | 21666.087 | 22717.47 | 23697.603 | 24265.483
System Transformation | Lct_BB009 | Number | SPN | Sellindge |  | 1502.071 | 1585.726 | 1674.774 | 1768.475 | 1866.963 | 1984.262 | 2120.621 | 2267.572 | 2429.657 | 2596.353 | 2799.455 | 3044.81 | 3340.648 | 3939.708 | 5088.579 | 6279.346 | 7546.584 | 8896.101 | 10296.753 | 11555.79 | 12952.042 | 14278.721 | 15510.898 | 16616.297 | 17615.537 | 18552.287 | 19434.953 | 20255.84 | 20725.513
System Transformation | Lct_BB009 | Number | SPN | West Weybridge |  | 3066.775 | 3081.727 | 3098.874 | 3116.074 | 3226.206 | 3359.51 | 3518.827 | 3694.747 | 3894.514 | 4093.626 | 4347.489 | 4662.933 | 5050.052 | 5896.799 | 7605.232 | 9352.127 | 11187.766 | 13120.685 | 15103.427 | 16933.481 | 18963.138 | 20885.072 | 22660.383 | 24242.234 | 25685.984 | 27035.091 | 28302.222 | 29476.517 | 30134.798
System Transformation | Lct_BB009 | Number | South Wales | Aberthaw |  | 1599.324 | 1709.593 | 1827.428 | 1952.304 | 2065.523 | 2197.948 | 2351.159 | 2518.061 | 2704.157 | 2867.056 | 3069.7 | 3317.783 | 3619.467 | 4252.08 | 5480.608 | 6740.23 | 8067.501 | 9468.435 | 10909.154 | 12341.788 | 13944.324 | 15494.105 | 16960.677 | 18305.671 | 19520.923 | 20678.818 | 21787.652 | 22837.764 | 23498.411
System Transformation | Lct_BB009 | Number | South Wales | Alpha Steel (Uskmouth) |  | 93.724 | 100.186 | 107.091 | 114.409 | 121.044 | 128.805 | 137.783 | 147.564 | 158.47 | 168.016 | 179.891 | 194.429 | 212.109 | 249.181 | 321.176 | 394.993 | 472.774 | 554.871 | 639.301 | 723.256 | 817.169 | 907.989 | 993.934 | 1072.753 | 1143.97 | 1211.825 | 1276.805 | 1338.344 | 1377.059
System Transformation | Lct_BB009 | Number | South Wales | Cardiff East |  | 601.041 | 642.481 | 686.764 | 733.694 | 776.242 | 826.009 | 883.587 | 946.311 | 1016.247 | 1077.466 | 1153.622 | 1246.853 | 1360.229 | 1597.971 | 2059.663 | 2533.041 | 3031.841 | 3558.326 | 4099.761 | 4638.158 | 5240.406 | 5822.828 | 6373.979 | 6879.44 | 7336.143 | 7771.291 | 8188.001 | 8582.643 | 8830.92
System Transformation | Lct_BB009 | Number | South Wales | Grange |  | 148.332 | 162.079 | 176.719 | 192.216 | 205.102 | 220.191 | 237.586 | 256.431 | 277.284 | 297.049 | 321.095 | 350.122 | 385.109 | 455.425 | 592.257 | 735.417 | 888.948 | 1053.595 | 1225.696 | 1390.174 | 1574.494 | 1753.707 | 1924.381 | 2082.07 | 2221.926 | 2355.497 | 2483.703 | 2605.419 | 2682.949
System Transformation | Lct_BB009 | Number | South Wales | Imperial Park |  | 85.011 | 94.564 | 104.743 | 115.545 | 123.399 | 132.416 | 142.714 | 153.918 | 166.396 | 176.576 | 189.264 | 204.825 | 223.778 | 263.537 | 333.182 | 401.532 | 470.727 | 541.009 | 610.35 | 686.194 | 770.472 | 850.792 | 925.581 | 992.88 | 1056.597 | 1116.973 | 1174.479 | 1228.614 | 1261.663
System Transformation | Lct_BB009 | Number | South Wales | Pembroke |  | 518.16 | 576.388 | 638.431 | 704.269 | 752.144 | 807.107 | 869.87 | 938.164 | 1014.222 | 1076.271 | 1153.605 | 1248.45 | 1363.974 | 1606.311 | 2030.815 | 2447.422 | 2869.183 | 3297.568 | 3720.212 | 4182.501 | 4696.194 | 5185.76 | 5641.612 | 6051.816 | 6440.185 | 6808.191 | 7158.7 | 7488.662 | 7690.104
System Transformation | Lct_BB009 | Number | South Wales | Pyle |  | 346.618 | 378.743 | 412.953 | 449.165 | 479.276 | 514.536 | 555.184 | 599.22 | 647.949 | 694.136 | 750.326 | 818.156 | 899.912 | 1064.224 | 1383.97 | 1718.501 | 2077.269 | 2462.011 | 2864.173 | 3248.521 | 3679.234 | 4098.014 | 4496.841 | 4865.323 | 5192.135 | 5504.26 | 5803.847 | 6088.271 | 6269.441
System Transformation | Lct_BB009 | Number | South Wales | Rassau |  | 1081.639 | 1203.187 | 1332.7 | 1470.134 | 1570.072 | 1684.805 | 1815.821 | 1958.381 | 2117.15 | 2246.675 | 2408.106 | 2606.092 | 2847.245 | 3353.114 | 4239.25 | 5108.901 | 5989.311 | 6883.549 | 7765.802 | 8730.814 | 9803.127 | 10825.079 | 11776.653 | 12632.936 | 13443.643 | 14211.842 | 14943.515 | 15632.298 | 16052.802
System Transformation | Lct_BB009 | Number | South Wales | Swansea North |  | 3053.395 | 3396.517 | 3762.122 | 4150.089 | 4432.208 | 4756.09 | 5125.94 | 5528.377 | 5976.571 | 6342.212 | 6797.921 | 7356.822 | 8037.579 | 9465.615 | 11967.116 | 14422.081 | 16907.42 | 19431.792 | 21922.332 | 24646.496 | 27673.565 | 30558.465 | 33244.693 | 35661.924 | 37950.493 | 40119.068 | 42184.531 | 44128.919 | 45315.974
System Transformation | Lct_BB009 | Number | South Wales | Upper Boat 132kV |  | 913.884 | 976.894 | 1044.226 | 1115.583 | 1180.278 | 1255.949 | 1343.496 | 1438.867 | 1545.206 | 1638.289 | 1754.084 | 1895.843 | 2068.231 | 2429.718 | 3131.722 | 3851.493 | 4609.921 | 5410.441 | 6233.695 | 7052.328 | 7968.047 | 8853.621 | 9691.648 | 10460.202 | 11154.62 | 11816.263 | 12449.872 | 13049.925 | 13427.431
System Transformation | Lct_BB009 | Number | South Wales | Upper Boat 33kV |  | 286.758 | 306.53 | 327.657 | 350.047 | 370.348 | 394.091 | 421.562 | 451.488 | 484.855 | 514.062 | 550.396 | 594.877 | 648.969 | 762.397 | 982.671 | 1208.521 | 1446.5 | 1697.688 | 1956.008 | 2212.879 | 2500.213 | 2778.088 | 3041.044 | 3282.201 | 3500.095 | 3707.706 | 3906.519 | 4094.804 | 4213.258
System Transformation | Lct_BB009 | Number | South Wales | Uskmouth |  | 1423.766 | 1521.93 | 1626.83 | 1737.998 | 1838.789 | 1956.678 | 2093.071 | 2241.653 | 2407.32 | 2552.338 | 2732.737 | 2953.588 | 3222.156 | 3785.327 | 4878.999 | 6000.352 | 7181.927 | 8429.081 | 9711.651 | 10987.023 | 12413.649 | 13793.309 | 15098.895 | 16296.248 | 17378.101 | 18408.894 | 19396.011 | 20330.851 | 20918.978
System Transformation | Lct_BB009 | Number | South Western | Abham |  | 3719.778 | 4029.288 | 4355.241 | 4696.497 | 4967.498 | 5283.317 | 5647.921 | 6045.08 | 6488.187 | 6882.376 | 7373.025 | 7974.142 | 8705.71 | 10240.304 | 13021.791 | 15793.496 | 18640.238 | 21572.997 | 24512.203 | 27377.516 | 30539.197 | 33503.579 | 36212.899 | 38595.806 | 40853.469 | 42957.819 | 44929.157 | 46750.456 | 47753.747
System Transformation | Lct_BB009 | Number | South Western | Alverdiscott |  | 1468.927 | 1591.151 | 1719.869 | 1854.629 | 1961.647 | 2086.363 | 2230.344 | 2387.18 | 2562.161 | 2717.825 | 2911.581 | 3148.96 | 3437.853 | 4043.859 | 5142.258 | 6236.794 | 7360.962 | 8519.098 | 9679.78 | 10811.282 | 12059.818 | 13230.441 | 14300.342 | 15241.344 | 16132.886 | 16963.887 | 17742.361 | 18461.585 | 18857.781
System Transformation | Lct_BB009 | Number | South Western | Axminster |  | 1311.054 | 1376.848 | 1446.121 | 1518.231 | 1594.302 | 1684.188 | 1789.281 | 1904.421 | 2033.611 | 2159.506 | 2315.819 | 2507.01 | 2739.431 | 3224.386 | 4156.022 | 5110.015 | 6114 | 7172.548 | 8259.901 | 9261.296 | 10371.454 | 11423.133 | 12395.612 | 13263.307 | 14057.139 | 14800.06 | 15498.897 | 16147.614 | 16514.725
System Transformation | Lct_BB009 | Number | South Western | Bridgewater |  | 1687.837 | 1811.483 | 1941.936 | 2078.595 | 2208.464 | 2358.832 | 2531.572 | 2719.598 | 2929.122 | 3125.921 | 3368.323 | 3663.55 | 4021.694 | 4757.396 | 6093.689 | 7443.478 | 8846.741 | 10309.513 | 11794.126 | 13204.082 | 14764.692 | 16236.849 | 17591.181 | 18792.005 | 19909.418 | 20953.674 | 21934.549 | 22843.598 | 23353.294
System Transformation | Lct_BB009 | Number | South Western | Exeter |  | 2916.729 | 3159.421 | 3415.005 | 3682.588 | 3895.084 | 4142.722 | 4428.613 | 4740.031 | 5087.477 | 5396.567 | 5781.291 | 6252.635 | 6826.268 | 8029.565 | 10210.567 | 12383.899 | 14616.069 | 16915.686 | 19220.358 | 21467.09 | 23946.208 | 26270.62 | 28395.036 | 30263.506 | 32033.771 | 33683.821 | 35229.575 | 36657.681 | 37444.375
System Transformation | Lct_BB009 | Number | South Western | Indian Queens |  | 2651.533 | 2872.158 | 3104.503 | 3347.758 | 3540.933 | 3766.055 | 4025.952 | 4309.055 | 4624.91 | 4905.897 | 5255.641 | 5684.129 | 6205.605 | 7299.496 | 9282.195 | 11257.923 | 13287.138 | 15377.668 | 17472.793 | 19515.246 | 21768.956 | 23882.027 | 25813.285 | 27511.869 | 29121.177 | 30621.2 | 32026.41 | 33324.669 | 34039.835
System Transformation | Lct_BB009 | Number | South Western | Landulph |  | 1385.315 | 1500.582 | 1621.973 | 1749.063 | 1849.989 | 1967.606 | 2103.392 | 2251.301 | 2416.322 | 2563.126 | 2745.853 | 2969.72 | 3242.169 | 3813.681 | 4849.559 | 5881.794 | 6941.974 | 8034.189 | 9128.804 | 10195.9 | 11373.37 | 12477.361 | 13486.362 | 14373.802 | 15214.598 | 15998.297 | 16732.46 | 17410.746 | 17784.391
System Transformation | Lct_BB009 | Number | South Western | Seabank |  | 2247.738 | 2300.475 | 2355.093 | 2410.1 | 2527 | 2665.173 | 2826.995 | 3004.657 | 3204.481 | 3416.524 | 3678.177 | 3997.163 | 4384.314 | 5181.83 | 6751.862 | 8387.814 | 10135.065 | 12002.494 | 13947.562 | 15676.188 | 17598.532 | 19429.953 | 21133.291 | 22663.663 | 24033.854 | 25317.765 | 26527.039 | 27651.288 | 28292.718
System Transformation | Lct_BB009 | Number | South Western | Taunton |  | 855.323 | 930.201 | 1008.955 | 1091.305 | 1163.623 | 1247.889 | 1344.89 | 1450.23 | 1567.142 | 1678.533 | 1814.405 | 1978.783 | 2177.274 | 2577.989 | 3307.09 | 4049.313 | 4826.66 | 5642.451 | 6476.424 | 7251.498 | 8108.991 | 8918.644 | 9664.976 | 10328.392 | 10941.341 | 11514.413 | 12052.93 | 12552.215 | 12832.899
System Transformation | Lct_BB009 | Number | West Midlands | Bishops Wood |  | 3684.323 | 3850.499 | 4030.43 | 4222.421 | 4396.315 | 4609.219 | 4863.264 | 5140.842 | 5451.474 | 5752.911 | 6129.636 | 6591.391 | 7152.608 | 8343.747 | 10818.088 | 13398.792 | 16159.792 | 19113.998 | 22195.054 | 25040.946 | 28214.126 | 31267.296 | 34143.306 | 36767.051 | 39107.485 | 41323.934 | 43433.712 | 45418.305 | 46624.98
System Transformation | Lct_BB009 | Number | West Midlands | Bushbury |  | 1447.08 | 1512.348 | 1583.019 | 1658.427 | 1726.727 | 1810.348 | 1910.129 | 2019.152 | 2141.158 | 2259.553 | 2407.518 | 2588.88 | 2809.307 | 3277.147 | 4248.986 | 5262.601 | 6347.03 | 7507.345 | 8717.481 | 9835.253 | 11081.573 | 12280.757 | 13410.358 | 14440.879 | 15360.123 | 16230.671 | 17059.322 | 17838.804 | 18312.746
System Transformation | Lct_BB009 | Number | West Midlands | Bustleholme |  | 2039.818 | 2114.706 | 2197.466 | 2287.079 | 2380.382 | 2496.047 | 2634.546 | 2784.998 | 2952.301 | 3118.059 | 3323.84 | 3574.883 | 3878.971 | 4519.279 | 5876.956 | 7306.503 | 8848.671 | 10510.792 | 12257.017 | 13843.229 | 15613.295 | 17321.203 | 18935.721 | 20414.758 | 21724.68 | 22967.352 | 24152.224 | 25268.852 | 25954.392
System Transformation | Lct_BB009 | Number | West Midlands | Cellarhead |  | 3546.961 | 3701.431 | 3869.254 | 4048.749 | 4233.264 | 4458.016 | 4725.121 | 5016.881 | 5342.691 | 5678.012 | 6090.518 | 6591.446 | 7196.97 | 8444.014 | 11036.878 | 13779.375 | 16747.904 | 19957.299 | 23339.363 | 26378.917 | 29774.226 | 33053.837 | 36156.063 | 38999.914 | 41502.404 | 43875.312 | 46136.846 | 48267.168 | 49571.756
System Transformation | Lct_BB009 | Number | West Midlands | Feckenham |  | 2751.999 | 2853.033 | 2964.688 | 3085.589 | 3211.468 | 3367.515 | 3554.37 | 3757.351 | 3983.066 | 4206.697 | 4484.325 | 4823.015 | 5233.274 | 6097.139 | 7928.834 | 9857.491 | 11938.092 | 14180.524 | 16536.426 | 18676.448 | 21064.513 | 23368.72 | 25546.93 | 27542.357 | 29309.625 | 30986.162 | 32584.72 | 34091.207 | 35016.095
System Transformation | Lct_BB009 | Number | West Midlands | Hams Hall |  | 1547.601 | 1604.418 | 1667.208 | 1735.197 | 1805.985 | 1893.739 | 1998.818 | 2112.965 | 2239.898 | 2365.658 | 2521.783 | 2712.247 | 2942.958 | 3428.757 | 4458.82 | 5543.41 | 6713.447 | 7974.49 | 9299.344 | 10502.796 | 11845.736 | 13141.519 | 14366.446 | 15488.585 | 16482.417 | 17425.226 | 18324.183 | 19171.364 | 19691.48
System Transformation | Lct_BB009 | Number | West Midlands | Iron Acton |  | 6304.567 | 6536.019 | 6780.059 | 7033.264 | 7317.457 | 7658.791 | 8064.276 | 8511.919 | 9018.752 | 9506.619 | 10123.15 | 10885.054 | 11816.804 | 13823.15 | 17842.812 | 21966.066 | 26311.554 | 30899.382 | 35618.608 | 39996.59 | 44859.331 | 49483.641 | 53777.575 | 57628.079 | 61127.055 | 64409.57 | 67504.903 | 70386.332 | 72042.386
System Transformation | Lct_BB009 | Number | West Midlands | Ironbridge |  | 1101.302 | 1149.264 | 1201.372 | 1257.103 | 1314.394 | 1384.178 | 1467.111 | 1557.701 | 1658.862 | 1762.976 | 1891.056 | 2046.59 | 2234.6 | 2621.797 | 3426.86 | 4278.383 | 5200.087 | 6196.578 | 7246.681 | 8190.438 | 9244.653 | 10262.946 | 11226.162 | 12109.154 | 12886.157 | 13622.925 | 14325.113 | 14986.561 | 15391.624
System Transformation | Lct_BB009 | Number | West Midlands | Kitwell |  | 1966.531 | 2055.229 | 2151.268 | 2253.744 | 2346.561 | 2460.2 | 2595.798 | 2743.957 | 2909.759 | 3070.653 | 3271.732 | 3518.197 | 3817.75 | 4453.528 | 5774.224 | 7151.691 | 8625.392 | 10202.218 | 11846.752 | 13365.765 | 15059.47 | 16689.119 | 18224.208 | 19624.649 | 20873.87 | 22056.914 | 23183.021 | 24242.31 | 24886.381
System Transformation | Lct_BB009 | Number | West Midlands | Nechells |  | 5833.309 | 6047.467 | 6284.138 | 6540.406 | 6807.227 | 7137.995 | 7534.062 | 7964.315 | 8442.755 | 8916.777 | 9505.253 | 10223.163 | 11092.772 | 12923.874 | 16806.449 | 20894.551 | 25304.72 | 30057.92 | 35051.636 | 39587.759 | 44649.65 | 49533.79 | 54150.86 | 58380.492 | 62126.501 | 65680.194 | 69068.596 | 72261.84 | 74222.291
System Transformation | Lct_BB009 | Number | West Midlands | Ocker Hill |  | 653.673 | 683.156 | 715.079 | 749.142 | 779.995 | 817.768 | 862.841 | 912.089 | 967.201 | 1020.682 | 1087.521 | 1169.445 | 1269.016 | 1480.348 | 1919.346 | 2377.215 | 2867.072 | 3391.207 | 3937.849 | 4442.767 | 5005.753 | 5547.447 | 6057.709 | 6523.214 | 6938.454 | 7331.696 | 7706.013 | 8058.12 | 8272.208
System Transformation | Lct_BB009 | Number | West Midlands | Oldbury |  | 1063.123 | 1111.074 | 1162.993 | 1218.393 | 1268.57 | 1330.005 | 1403.31 | 1483.406 | 1573.04 | 1660.021 | 1768.726 | 1901.967 | 2063.908 | 2407.614 | 3121.593 | 3866.264 | 4662.959 | 5515.404 | 6404.453 | 7225.644 | 8141.275 | 9022.276 | 9852.158 | 10609.248 | 11284.588 | 11924.151 | 12532.934 | 13105.595 | 13453.784
System Transformation | Lct_BB009 | Number | West Midlands | Penn |  | 1174.769 | 1174.703 | 1175.483 | 1176.227 | 1224.066 | 1282.973 | 1353.865 | 1432.035 | 1520.111 | 1614.818 | 1731.613 | 1873.673 | 2045.578 | 2400.52 | 3175.502 | 4008.786 | 4922.622 | 5921.985 | 6986.935 | 7919.397 | 8964.196 | 9979.22 | 10944.936 | 11836.106 | 12608.848 | 13343.396 | 14045.191 | 14708.094 | 15119.672
System Transformation | Lct_BB009 | Number | West Midlands | Rugeley |  | 733.23 | 765.162 | 799.855 | 836.96 | 875.103 | 921.564 | 976.78 | 1037.093 | 1104.445 | 1173.762 | 1259.036 | 1362.588 | 1487.762 | 1745.552 | 2281.551 | 2848.481 | 3462.138 | 4125.586 | 4824.729 | 5453.067 | 6154.948 | 6832.911 | 7474.205 | 8062.088 | 8579.404 | 9069.933 | 9537.439 | 9977.821 | 10247.506
System Transformation | Lct_BB009 | Number | West Midlands | Shrewsbury |  | 730.714 | 762.537 | 797.11 | 834.088 | 872.1 | 918.402 | 973.428 | 1033.534 | 1100.655 | 1169.734 | 1254.715 | 1357.912 | 1482.657 | 1739.562 | 2273.721 | 2838.707 | 3450.257 | 4111.429 | 4808.172 | 5434.354 | 6133.826 | 6809.463 | 7448.557 | 8034.422 | 8549.963 | 9038.809 | 9504.711 | 9943.581 | 10212.341
System Transformation | Lct_BB009 | Number | West Midlands | Walham |  | 2524.747 | 2635.429 | 2754.495 | 2880.774 | 3005.447 | 3156.041 | 3335.016 | 3531.925 | 3753.664 | 3974.019 | 4248.564 | 4584.779 | 4993.5 | 5852.846 | 7636.735 | 9508.847 | 11521.268 | 13684.083 | 15949.676 | 18016.441 | 20325.144 | 22551.479 | 24652.061 | 26571.861 | 28273.684 | 29885.86 | 31420.961 | 32865.611 | 33745.618
System Transformation | Lct_BB009 | Number | West Midlands | Willenhall |  | 2489.976 | 2602.283 | 2723.886 | 2853.639 | 2971.162 | 3115.049 | 3286.74 | 3474.336 | 3684.27 | 3887.991 | 4142.593 | 4454.661 | 4833.948 | 5638.956 | 7311.19 | 9055.308 | 10921.275 | 12917.816 | 15000.087 | 16923.426 | 19067.957 | 21131.381 | 23075.075 | 24848.282 | 26430.018 | 27927.96 | 29353.812 | 30695.059 | 31510.567
System Transformation | Srg_BB001 | MW | ENW | Bredbury |  | 0 | 0 | 20 | 70 | 70 | 70 | 70 | 70 | 70 | 70 | 70 | 70 | 70 | 70 | 70 | 70 | 70 | 70 | 70 | 70 | 70 | 70 | 70 | 70 | 70 | 70 | 70 | 70 | 70
System Transformation | Srg_BB001 | MW | ENW | Harker |  | 20.45 | 0 | 0 | 0 | 0 | 0 | 0 | 0 | 0 | 0 | 0 | 0 | 0 | 0 | 0 | 0 | 0 | 0 | 0 | 0 | 1.25 | 1.25 | 1.25 | 1.25 | 1.25 | 1.25 | 1.25 | 1.25 | 1.25
System Transformation | Srg_BB001 | MW | ENW | Heysham (NGET) |  | 0 | 0 | 0 | 75 | 75 | 75 | 75 | 75 | 75 | 75 | 75 | 75 | 75 | 75 | 75 | 75 | 75 | 75 | 75 | 75 | 75 | 75 | 75 | 75 | 75 | 75 | 75 | 75 | 75
System Transformation | Srg_BB001 | MW | ENW | Hutton |  | 10 | 10 | 10 | 10 | 10 | 10 | 10 | 10 | 10 | 10 | 10 | 10 | 10 | 10 | 10 | 10 | 10 | 10 | 10 | 10 | 10 | 10 | 10 | 10 | 10 | 10 | 10 | 10 | 10
System Transformation | Srg_BB001 | MW | ENW | Kearsley 132kV |  | 19 | 19 | 19 | 19 | 19 | 34 | 34 | 34 | 34 | 34 | 34 | 34 | 34 | 34 | 34 | 34 | 34 | 34 | 34 | 34 | 34 | 34 | 34 | 34 | 34 | 34 | 34 | 34 | 34
System Transformation | Srg_BB001 | MW | ENW | Macclesfield |  | 20 | 19 | 19 | 19 | 19 | 19 | 19 | 19 | 19 | 19 | 19 | 19 | 19 | 19 | 19 | 19 | 19 | 19 | 19 | 19 | 19 | 19 | 19 | 19 | 19 | 19 | 19 | 19 | 19
System Transformation | Srg_BB001 | MW | ENW | Penwortham East |  | 2.28 | 101.18 | 101.18 | 101.18 | 101.18 | 101.18 | 101.18 | 101.18 | 101.18 | 101.18 | 101.18 | 101.18 | 101.18 | 101.18 | 151.17 | 151.17 | 151.17 | 151.17 | 151.17 | 151.17 | 151.17 | 151.17 | 151.17 | 151.17 | 151.17 | 151.17 | 151.17 | 151.17 | 151.17
System Transformation | Srg_BB001 | MW | ENW | Penwortham West |  | 85.3 | 41.89 | 41.89 | 54.535 | 54.535 | 54.535 | 54.535 | 54.535 | 54.535 | 54.535 | 54.535 | 54.535 | 54.535 | 98.835 | 98.835 | 98.835 | 98.835 | 98.835 | 98.835 | 98.835 | 98.835 | 98.835 | 98.835 | 98.835 | 98.835 | 98.835 | 98.835 | 98.835 | 98.835
System Transformation | Srg_BB001 | MW | ENW | Rochdale |  | 0 | 18 | 18 | 18 | 18 | 65.405 | 65.405 | 65.405 | 65.405 | 65.405 | 65.405 | 65.405 | 65.405 | 65.405 | 65.405 | 65.405 | 65.405 | 65.405 | 65.405 | 65.405 | 65.405 | 65.405 | 65.405 | 65.405 | 65.405 | 65.405 | 65.405 | 65.405 | 65.405
System Transformation | Srg_BB001 | MW | ENW | Roosecote |  | 49 | 49 | 49 | 49 | 49 | 49 | 49 | 49 | 49 | 49 | 49 | 49 | 49 | 49 | 49 | 49 | 49 | 49 | 49 | 49 | 49 | 49 | 49 | 49 | 49 | 49 | 49 | 49 | 49
System Transformation | Srg_BB001 | MW | ENW | South Manchester |  | 0.179 | 0.179 | 0.179 | 17.179 | 17.179 | 17.179 | 17.179 | 17.179 | 17.179 | 17.179 | 17.179 | 17.179 | 17.179 | 17.179 | 17.179 | 17.179 | 17.179 | 17.179 | 17.179 | 17.179 | 17.179 | 17.179 | 17.179 | 17.179 | 17.179 | 117.179 | 117.179 | 117.179 | 117.179
System Transformation | Srg_BB001 | MW | ENW | Stalybridge |  | 28.5 | 0 | 0 | 0 | 0 | 28.5 | 28.5 | 28.5 | 28.5 | 28.5 | 28.5 | 28.5 | 38.5 | 38.5 | 38.5 | 38.5 | 38.5 | 38.5 | 38.5 | 38.5 | 38.5 | 38.5 | 38.5 | 38.5 | 38.5 | 38.5 | 38.5 | 38.5 | 38.5
System Transformation | Srg_BB001 | MW | ENW | Washway Farm |  | 49.9 | 0 | 0 | 0 | 0 | 20 | 69.9 | 69.9 | 69.9 | 69.9 | 69.9 | 69.9 | 69.9 | 69.9 | 69.9 | 69.9 | 69.9 | 69.9 | 69.9 | 69.9 | 69.9 | 69.9 | 69.9 | 69.9 | 69.9 | 69.9 | 69.9 | 69.9 | 69.9
System Transformation | Srg_BB001 | MW | ENW | Whitegate |  | 20 | 0 | 0 | 0 | 0 | 0 | 0 | 20 | 20 | 20 | 20 | 20 | 20 | 20 | 20 | 20 | 20 | 20 | 20 | 25.7 | 25.7 | 25.7 | 25.7 | 25.7 | 25.7 | 25.7 | 25.7 | 25.7 | 25.7
System Transformation | Srg_BB001 | MW | EPN | Amersham Main |  | 13.3 | 13.3 | 13.3 | 53.3 | 53.3 | 152.3 | 152.3 | 152.3 | 152.3 | 152.3 | 152.3 | 152.3 | 152.3 | 152.3 | 152.3 | 152.3 | 152.3 | 152.3 | 152.3 | 152.3 | 152.3 | 152.3 | 159.5 | 159.5 | 159.5 | 159.5 | 159.5 | 159.5 | 159.5
System Transformation | Srg_BB001 | MW | EPN | Braintree |  | 5 | 10 | 10 | 10 | 10 | 10 | 10 | 10 | 10 | 10 | 10 | 10 | 10 | 10 | 10 | 10 | 10 | 10 | 10 | 10 | 10 | 10 | 10 | 10 | 10 | 10 | 10 | 10 | 10
System Transformation | Srg_BB001 | MW | EPN | Bramford |  | 119.9 | 169.9 | 219.9 | 219.9 | 219.9 | 219.9 | 219.9 | 219.9 | 219.9 | 219.9 | 219.9 | 219.9 | 219.9 | 219.9 | 219.9 | 269.899 | 269.899 | 269.899 | 269.899 | 269.899 | 269.899 | 269.899 | 269.899 | 269.899 | 269.899 | 269.899 | 269.899 | 269.899 | 269.899
System Transformation | Srg_BB001 | MW | EPN | Burwell Main |  | 5 | 49.9 | 49.9 | 49.9 | 49.9 | 54.9 | 54.9 | 54.9 | 54.9 | 54.9 | 54.9 | 54.9 | 54.9 | 54.9 | 54.9 | 54.9 | 54.9 | 54.9 | 54.9 | 54.9 | 54.9 | 54.9 | 54.9 | 54.9 | 54.9 | 54.9 | 54.9 | 54.9 | 54.9
System Transformation | Srg_BB001 | MW | EPN | Eaton Socon |  | 0 | 0 | 0 | 0 | 0 | 0 | 0 | 0 | 0 | 0 | 0 | 0 | 0 | 0 | 0 | 0 | 0 | 0 | 0 | 99.99 | 99.99 | 99.99 | 99.99 | 99.99 | 99.99 | 99.99 | 99.99 | 99.99 | 99.99
System Transformation | Srg_BB001 | MW | EPN | Elstree |  | 0 | 0 | 0 | 49.9 | 49.9 | 49.9 | 49.9 | 49.9 | 49.9 | 49.9 | 49.9 | 49.9 | 49.9 | 49.9 | 49.9 | 49.9 | 49.9 | 49.9 | 49.9 | 49.9 | 49.9 | 49.9 | 49.9 | 49.9 | 49.9 | 49.9 | 49.9 | 49.9 | 49.9
System Transformation | Srg_BB001 | MW | EPN | Norwich Main |  | 14.94 | 0.1 | 0.1 | 0.1 | 0.1 | 6.1 | 6.1 | 6.1 | 6.1 | 6.1 | 6.1 | 6.1 | 6.1 | 6.1 | 6.1 | 6.1 | 6.1 | 6.1 | 6.1 | 6.1 | 6.1 | 6.1 | 6.1 | 6.1 | 6.1 | 6.1 | 6.1 | 6.1 | 6.1
System Transformation | Srg_BB001 | MW | EPN | Pelham |  | 105 | 80.8 | 80.8 | 80.8 | 80.8 | 80.8 | 80.8 | 80.8 | 80.8 | 80.8 | 80.8 | 80.8 | 80.8 | 80.8 | 80.8 | 80.8 | 80.8 | 80.8 | 80.8 | 80.8 | 130.799 | 130.799 | 130.799 | 130.799 | 130.799 | 130.799 | 130.799 | 130.799 | 130.799
System Transformation | Srg_BB001 | MW | EPN | Rayleigh |  | 10 | 109.8 | 149.8 | 149.8 | 149.8 | 149.8 | 149.8 | 149.8 | 149.8 | 149.8 | 149.8 | 149.8 | 149.8 | 154.858 | 154.858 | 154.858 | 154.858 | 154.858 | 154.858 | 169.858 | 269.658 | 269.658 | 269.658 | 269.658 | 269.658 | 269.658 | 269.658 | 269.658 | 269.658
System Transformation | Srg_BB001 | MW | EPN | Sundon |  | 12.66 | 48.7 | 48.7 | 48.7 | 48.7 | 48.7 | 60.7 | 60.7 | 60.7 | 60.7 | 60.7 | 60.7 | 60.7 | 60.7 | 60.7 | 60.7 | 60.7 | 60.7 | 60.7 | 60.7 | 60.7 | 60.7 | 60.7 | 60.7 | 60.7 | 60.7 | 60.7 | 60.7 | 60.7
System Transformation | Srg_BB001 | MW | EPN | Tilbury |  | 28 | 28 | 28 | 28 | 28 | 28 | 28 | 28 | 28 | 28 | 28 | 28 | 28 | 28 | 28 | 28 | 28 | 28 | 28 | 28 | 28 | 28 | 28 | 28 | 28 | 28 | 28 | 28 | 28
System Transformation | Srg_BB001 | MW | EPN | Walpole (_A) |  | 10 | 0 | 0 | 0 | 0 | 0 | 0 | 0 | 0 | 0 | 0 | 0 | 0 | 0 | 0 | 90 | 90 | 90 | 90 | 93 | 93 | 93 | 93 | 93 | 93 | 93 | 93 | 93 | 93
System Transformation | Srg_BB001 | MW | EPN | Warley |  | 0 | 10 | 109 | 109 | 109 | 109 | 109 | 109 | 109 | 109 | 109 | 109 | 109 | 159 | 159 | 159 | 159 | 159 | 159 | 159 | 159 | 159 | 159 | 159 | 159 | 159 | 159 | 159 | 159
System Transformation | Srg_BB001 | MW | EPN | West Thurrock |  | 0 | 0 | 0 | 0 | 0 | 0 | 0 | 0 | 0 | 0 | 0 | 0 | 0 | 49.9 | 49.9 | 49.9 | 49.9 | 49.9 | 49.9 | 49.9 | 49.9 | 49.9 | 49.9 | 49.9 | 49.9 | 49.9 | 49.9 | 49.9 | 49.9
System Transformation | Srg_BB001 | MW | EPN | Wymondley |  | 0 | 0 | 0 | 0 | 0 | 0 | 5.058 | 5.058 | 5.058 | 5.058 | 5.058 | 5.058 | 5.058 | 5.058 | 5.058 | 5.058 | 5.058 | 5.058 | 5.058 | 5.058 | 5.058 | 5.058 | 5.058 | 55.058 | 61.058 | 61.058 | 161.058 | 161.058 | 161.058
System Transformation | Srg_BB001 | MW | East Midlands | Berkswell |  | 0 | 0 | 0 | 0 | 0 | 0 | 0 | 0 | 0 | 0 | 0 | 0 | 0 | 0 | 0 | 6 | 6 | 6 | 6 | 6 | 6 | 6 | 6 | 6 | 6 | 6 | 6 | 6 | 6
System Transformation | Srg_BB001 | MW | East Midlands | Bicker Fen |  | 7 | 6.65 | 6.65 | 6.65 | 6.65 | 6.65 | 6.65 | 6.65 | 6.65 | 6.65 | 6.65 | 6.65 | 6.65 | 6.65 | 6.65 | 6.65 | 6.65 | 6.65 | 6.65 | 6.65 | 6.65 | 6.65 | 6.65 | 6.65 | 6.65 | 6.65 | 6.65 | 6.65 | 6.65
System Transformation | Srg_BB001 | MW | East Midlands | Chesterfield |  | 39.185 | 78.002 | 78.002 | 78.002 | 78.002 | 79.299 | 79.299 | 79.299 | 79.299 | 79.299 | 79.299 | 79.299 | 79.299 | 79.299 | 79.299 | 79.299 | 79.299 | 79.299 | 79.299 | 79.299 | 79.299 | 79.299 | 79.299 | 79.299 | 79.299 | 79.299 | 79.299 | 79.299 | 79.299
System Transformation | Srg_BB001 | MW | East Midlands | Coventry |  | 0 | 0 | 0 | 0 | 0 | 0 | 0 | 0 | 0 | 0 | 0 | 0 | 0 | 0 | 0 | 0 | 0 | 0 | 50 | 50 | 50 | 50 | 50 | 50 | 50 | 50 | 50 | 50 | 50
System Transformation | Srg_BB001 | MW | East Midlands | Drakelow |  | 10 | 9.5 | 9.5 | 9.5 | 9.5 | 9.5 | 9.5 | 9.5 | 9.5 | 9.5 | 9.5 | 9.5 | 9.5 | 9.5 | 9.5 | 9.5 | 9.5 | 9.5 | 9.5 | 9.5 | 9.5 | 9.5 | 9.5 | 9.5 | 9.5 | 9.5 | 9.5 | 9.5 | 9.5
System Transformation | Srg_BB001 | MW | East Midlands | East Claydon (_B) |  | 5 | 85 | 85 | 85 | 85 | 85 | 85 | 85 | 85 | 85 | 85 | 85 | 85 | 85 | 85 | 85 | 85 | 85 | 85 | 85 | 85 | 85 | 85 | 85 | 85 | 85 | 85 | 85 | 85
System Transformation | Srg_BB001 | MW | East Midlands | Enderby |  | 60 | 34.45 | 34.45 | 51.45 | 51.45 | 51.45 | 51.45 | 51.45 | 51.45 | 51.45 | 51.45 | 51.45 | 51.45 | 51.45 | 51.45 | 51.45 | 51.45 | 51.45 | 51.45 | 51.45 | 51.45 | 51.45 | 51.45 | 51.45 | 51.45 | 51.45 | 51.45 | 51.45 | 51.45
System Transformation | Srg_BB001 | MW | East Midlands | Grendon |  | 1 | 101 | 101 | 101 | 101 | 150.9 | 150.9 | 150.9 | 150.9 | 150.9 | 150.9 | 150.9 | 150.9 | 150.901 | 150.901 | 150.901 | 154.901 | 154.901 | 154.901 | 154.901 | 154.901 | 154.901 | 154.901 | 154.901 | 154.901 | 154.901 | 154.901 | 154.901 | 154.901
System Transformation | Srg_BB001 | MW | East Midlands | Ratcliffe |  | 3.44 | 2.5 | 2.5 | 22.5 | 22.5 | 22.5 | 22.5 | 22.5 | 22.5 | 22.5 | 22.5 | 22.5 | 22.5 | 22.5 | 22.5 | 22.5 | 22.5 | 22.5 | 22.5 | 22.5 | 22.5 | 22.5 | 22.5 | 23.42 | 23.42 | 23.42 | 23.42 | 23.42 | 23.42
System Transformation | Srg_BB001 | MW | East Midlands | Stoke Bardolph |  | 1.3 | 0 | 0 | 0 | 0 | 0 | 0 | 0 | 0 | 0 | 0 | 0 | 0 | 0 | 0 | 0 | 0 | 0 | 0 | 0 | 0 | 0 | 0 | 0 | 0 | 0 | 0 | 0 | 0
System Transformation | Srg_BB001 | MW | East Midlands | West Burton |  | 12 | 9.5 | 9.5 | 9.5 | 9.5 | 9.5 | 9.5 | 9.5 | 9.5 | 9.5 | 9.5 | 9.5 | 9.5 | 9.5 | 9.5 | 9.5 | 9.5 | 9.5 | 9.5 | 9.5 | 9.5 | 9.5 | 9.5 | 9.5 | 9.5 | 9.5 | 9.5 | 9.5 | 9.5
System Transformation | Srg_BB001 | MW | IDNO - Refer to Comment Field | Tynemouth 2 |  | 25 | 25 | 25 | 25 | 25 | 25 | 25 | 25 | 25 | 25 | 25 | 25 | 25 | 25 | 25 | 25 | 25 | 25 | 25 | 25 | 25 | 25 | 25 | 25 | 25 | 25 | 25 | 25 | 25 | Note: TYNE2 is operated by an IDNO allocated to GSP Group/licence area F
System Transformation | Srg_BB001 | MW | LPN | Hurst |  | 0 | 0 | 0 | 0 | 0 | 0 | 0 | 0 | 0 | 0 | 0 | 0 | 0 | 0 | 0 | 0 | 0 | 0 | 0 | 7.6 | 7.6 | 7.6 | 7.6 | 7.6 | 7.6 | 7.6 | 7.6 | 7.6 | 7.6
System Transformation | Srg_BB001 | MW | LPN | Littlebrook (_C) |  | 8 | 8 | 8 | 8 | 8 | 8 | 8 | 8 | 8 | 8 | 8 | 8 | 8 | 8 | 8 | 8 | 8 | 8 | 8 | 8 | 8 | 8 | 8 | 8 | 8 | 8 | 8 | 8 | 8
System Transformation | Srg_BB001 | MW | LPN | New Cross |  | 1 | 1.187 | 1.187 | 1.187 | 1.187 | 1.187 | 1.187 | 1.187 | 1.187 | 1.187 | 1.187 | 1.187 | 1.187 | 1.187 | 1.187 | 1.187 | 1.187 | 1.187 | 1.187 | 1.187 | 1.187 | 1.187 | 1.187 | 1.187 | 1.187 | 1.187 | 1.187 | 1.187 | 1.187
System Transformation | Srg_BB001 | MW | LPN | West Ham |  | 2.85 | 2.85 | 2.85 | 2.85 | 2.85 | 2.85 | 2.85 | 2.85 | 2.85 | 2.85 | 2.85 | 2.85 | 2.85 | 2.85 | 2.85 | 2.85 | 2.85 | 2.85 | 2.85 | 2.85 | 2.85 | 2.85 | 2.85 | 2.85 | 2.85 | 2.85 | 2.85 | 2.85 | 2.85
System Transformation | Srg_BB001 | MW | NGET | Direct(NGET) |  | 526.2 | 944 | 1507.5 | 2715.8 | 3610.2 | 4720.6 | 4967.3 | 5228.6 | 5542.2 | 5599.2 | 5876.18 | 5976.16 | 6146.06 | 6460.86 | 6717.76 | 6824.66 | 7131.36 | 7201.56 | 7315.46 | 7365.36 | 7555.36 | 7555.36 | 7555.36 | 7555.36 | 7555.36 | 7804.36 | 7804.36 | 7804.36 | 7804.36
System Transformation | Srg_BB001 | MW | NPgN | Hart Moor |  | 0 | 10.45 | 10.45 | 10.45 | 10.45 | 10.45 | 10.45 | 10.45 | 10.45 | 10.45 | 10.45 | 30.45 | 30.45 | 30.45 | 30.45 | 30.45 | 30.45 | 30.45 | 30.45 | 30.45 | 30.45 | 30.45 | 30.45 | 30.45 | 30.45 | 30.45 | 30.45 | 30.45 | 30.45
System Transformation | Srg_BB001 | MW | NPgN | Knaresborough |  | 0 | 0 | 0 | 0 | 0 | 0 | 0 | 0 | 0 | 0 | 5 | 5 | 5 | 5 | 5 | 5 | 5 | 5 | 5 | 5 | 5 | 5 | 5 | 5 | 5 | 5 | 5 | 5 | 5
System Transformation | Srg_BB001 | MW | NPgN | Lackenby |  | 6 | 6 | 6 | 6 | 6 | 6 | 6 | 6 | 6 | 6 | 6 | 6 | 6 | 6 | 6 | 6 | 6 | 6 | 6 | 6 | 6 | 6 | 6 | 6 | 6 | 6 | 6 | 6 | 6
System Transformation | Srg_BB001 | MW | NPgN | Norton |  | 16.245 | 18.745 | 18.745 | 18.745 | 18.745 | 18.745 | 18.745 | 18.745 | 18.745 | 18.745 | 18.745 | 18.745 | 18.745 | 18.745 | 93.745 | 93.745 | 93.745 | 93.745 | 93.745 | 193.735 | 243.735 | 243.735 | 243.735 | 243.735 | 243.735 | 243.735 | 243.735 | 243.735 | 243.735
System Transformation | Srg_BB001 | MW | NPgN | Osbaldwick |  | 2.85 | 2.85 | 2.85 | 52.75 | 52.75 | 52.75 | 52.75 | 52.75 | 52.75 | 52.75 | 52.75 | 52.75 | 52.75 | 52.75 | 56.75 | 61.75 | 61.75 | 61.75 | 61.75 | 61.75 | 61.75 | 61.75 | 111.749 | 111.749 | 111.749 | 111.749 | 111.749 | 111.749 | 111.749
System Transformation | Srg_BB001 | MW | NPgN | South Shields |  | 35 | 35 | 35 | 35 | 35 | 35 | 35 | 35 | 35 | 35 | 35 | 35 | 35 | 35 | 35 | 35 | 35 | 35 | 35 | 35 | 35 | 35 | 35 | 35 | 35 | 35 | 35 | 35 | 35
System Transformation | Srg_BB001 | MW | NPgN | Spennymoor |  | 49.9 | 24.95 | 24.95 | 24.95 | 24.95 | 24.95 | 24.95 | 24.95 | 24.95 | 24.95 | 24.95 | 24.95 | 24.95 | 24.95 | 24.95 | 24.95 | 24.95 | 24.95 | 24.95 | 24.95 | 24.95 | 24.95 | 24.95 | 24.95 | 24.95 | 24.95 | 24.95 | 24.95 | 24.95
System Transformation | Srg_BB001 | MW | NPgN | Stella North |  | 0.056 | 0.056 | 0.056 | 0.056 | 0.056 | 0.056 | 0.056 | 0.056 | 0.056 | 0.056 | 0.056 | 0.056 | 0.056 | 0.056 | 0.056 | 0.056 | 0.056 | 0.056 | 0.056 | 0.056 | 0.056 | 0.056 | 0.056 | 0.056 | 0.056 | 0.056 | 0.056 | 0.056 | 0.056
System Transformation | Srg_BB001 | MW | NPgN | Tynemouth 1 |  | 0 | 0 | 0 | 14 | 14 | 14 | 14 | 14 | 14 | 14 | 14 | 14 | 14 | 14 | 14 | 14 | 14 | 14 | 14 | 14 | 14 | 14 | 14 | 14 | 14 | 14 | 14 | 14 | 14
System Transformation | Srg_BB001 | MW | NPgN | West Boldon |  | 6.555 | 6.555 | 6.555 | 6.555 | 6.555 | 6.555 | 6.555 | 6.555 | 6.555 | 6.555 | 6.555 | 6.555 | 6.555 | 6.555 | 6.555 | 6.555 | 6.555 | 6.555 | 6.555 | 6.555 | 6.555 | 6.555 | 6.555 | 6.555 | 6.555 | 6.555 | 6.555 | 6.555 | 6.555
System Transformation | Srg_BB001 | MW | NPgY | Bradford West |  | 0 | 0 | 0 | 35 | 35 | 35 | 35 | 35 | 35 | 35 | 35 | 35 | 35 | 35 | 35 | 35 | 35 | 35 | 35 | 35 | 35 | 35 | 35 | 35 | 35 | 35 | 35 | 35 | 35
System Transformation | Srg_BB001 | MW | NPgY | Camblesforth |  | 0 | 0 | 35 | 35 | 35 | 35 | 35 | 35 | 35 | 35 | 35 | 35 | 35 | 35 | 35 | 35 | 35 | 35 | 35 | 35 | 35 | 35 | 35 | 35 | 35 | 35 | 35 | 35 | 35
System Transformation | Srg_BB001 | MW | NPgY | Creyke Beck |  | 49.9 | 49.9 | 49.9 | 99.9 | 99.9 | 99.9 | 99.9 | 99.9 | 99.9 | 99.9 | 99.9 | 99.9 | 99.9 | 99.9 | 99.9 | 99.9 | 99.9 | 99.9 | 99.9 | 99.9 | 99.9 | 99.9 | 99.9 | 99.9 | 99.9 | 99.9 | 99.9 | 99.9 | 99.9
System Transformation | Srg_BB001 | MW | NPgY | Elland |  | 0 | 0 | 0 | 25 | 25 | 25 | 25 | 25 | 25 | 25 | 25 | 25 | 25 | 25 | 25 | 25 | 25 | 25 | 25 | 25 | 25 | 25 | 25 | 25 | 25 | 25 | 25 | 25 | 25
System Transformation | Srg_BB001 | MW | NPgY | Ferrybridge B (_M) |  | 2.4 | 0 | 0 | 0 | 0 | 0 | 0 | 0 | 0 | 0 | 0 | 0 | 0 | 0 | 0 | 0 | 0 | 0 | 0 | 0 | 0 | 0 | 0 | 0 | 0 | 0 | 0 | 0 | 0
System Transformation | Srg_BB001 | MW | NPgY | Grimsby West |  | 0 | 0 | 0 | 0 | 0 | 0 | 0 | 0 | 0 | 0 | 0 | 0 | 75.999 | 75.999 | 75.999 | 75.999 | 75.999 | 75.999 | 75.999 | 75.999 | 75.999 | 75.999 | 75.999 | 75.999 | 75.999 | 75.999 | 75.999 | 75.999 | 75.999
System Transformation | Srg_BB001 | MW | NPgY | Keadby |  | 0 | 0 | 0 | 50 | 50 | 50 | 50 | 50 | 50 | 50 | 50 | 50 | 50 | 50 | 50 | 50 | 50 | 50 | 50 | 50 | 50 | 50 | 50 | 50 | 50 | 50 | 50 | 50 | 50
System Transformation | Srg_BB001 | MW | NPgY | Pitsmoor |  | 0 | 0 | 0 | 0 | 0 | 0 | 0 | 0 | 0 | 0 | 0 | 0 | 0 | 0 | 0 | 0 | 0 | 0 | 0 | 0 | 30 | 30 | 30 | 30 | 30 | 30 | 30 | 30 | 30
System Transformation | Srg_BB001 | MW | NPgY | Saltend North |  | 0 | 3.6 | 3.6 | 3.6 | 3.6 | 3.6 | 3.6 | 3.6 | 3.6 | 3.6 | 3.6 | 3.6 | 3.6 | 3.6 | 3.6 | 3.6 | 3.6 | 3.6 | 3.6 | 3.6 | 3.6 | 3.6 | 3.6 | 3.6 | 3.6 | 3.6 | 3.6 | 3.6 | 3.6
System Transformation | Srg_BB001 | MW | NPgY | Skelton Grange |  | 0 | 0 | 0 | 0 | 0 | 0 | 0 | 0 | 0 | 0 | 0 | 0 | 0 | 0 | 0 | 0 | 0 | 0 | 0 | 0.7 | 0.7 | 0.7 | 0.7 | 0.7 | 0.7 | 0.7 | 0.7 | 0.7 | 0.7
System Transformation | Srg_BB001 | MW | NPgY | Thurcroft |  | 50 | 50 | 50 | 50 | 50 | 50 | 50 | 50 | 50 | 50 | 50 | 50 | 50 | 50 | 50 | 50 | 50 | 50 | 50 | 50 | 50 | 50 | 50 | 50 | 50 | 50 | 50 | 50 | 50
System Transformation | Srg_BB001 | MW | NPgY | West Melton |  | 61.2 | 61.2 | 61.2 | 90.2 | 90.2 | 90.2 | 90.2 | 90.2 | 90.2 | 90.2 | 90.2 | 90.2 | 90.2 | 90.2 | 147.1 | 147.1 | 147.1 | 147.1 | 147.1 | 147.1 | 147.1 | 147.1 | 147.1 | 147.1 | 147.1 | 147.1 | 147.1 | 147.1 | 147.1
System Transformation | Srg_BB001 | MW | SEPD | Botley Wood |  | 0 | 40 | 40 | 60 | 60 | 60 | 60 | 60 | 60 | 60 | 60 | 60 | 60 | 60 | 60 | 60 | 60 | 60 | 60 | 60 | 60 | 60 | 60 | 60 | 60 | 60 | 60 | 60 | 60
System Transformation | Srg_BB001 | MW | SEPD | Bramley |  | 1 | 1 | 1 | 1 | 1 | 21 | 21 | 21 | 21 | 21 | 21 | 21 | 21 | 21 | 21 | 21 | 21 | 21 | 21 | 51 | 51 | 51 | 51 | 51 | 51 | 51 | 51 | 51 | 51
System Transformation | Srg_BB001 | MW | SEPD | Chickerell |  | 0 | 0 | 0 | 0 | 0 | 0 | 0 | 0 | 0 | 0 | 0 | 0 | 0 | 0 | 0 | 0 | 0 | 3.5 | 3.5 | 3.5 | 3.5 | 3.5 | 3.5 | 3.5 | 3.5 | 3.5 | 3.5 | 3.5 | 3.5
System Transformation | Srg_BB001 | MW | SEPD | Cowley |  | 0.022 | 0.022 | 0.022 | 0.022 | 0.022 | 0.022 | 0.022 | 0.022 | 0.022 | 0.022 | 0.022 | 0.022 | 0.022 | 11.022 | 110.922 | 110.922 | 110.922 | 110.922 | 110.922 | 110.922 | 110.922 | 210.872 | 210.872 | 210.872 | 210.872 | 210.872 | 210.872 | 210.872 | 210.872
System Transformation | Srg_BB001 | MW | SEPD | Fleet |  | 4.75 | 0 | 0 | 0 | 0 | 0 | 0 | 0 | 0 | 0 | 0 | 0 | 0 | 0 | 0 | 0 | 0 | 0 | 0 | 0 | 0 | 0 | 0 | 0 | 0 | 0 | 0 | 0 | 0
System Transformation | Srg_BB001 | MW | SEPD | Iver 132kV |  | 3.628 | 0 | 0 | 0 | 0 | 0 | 0 | 0 | 0 | 0 | 0 | 0 | 6 | 6 | 6 | 6 | 26 | 26 | 26 | 26 | 26 | 26 | 26 | 26 | 26 | 26 | 26 | 26 | 26
System Transformation | Srg_BB001 | MW | SEPD | Laleham |  | 0 | 0 | 0 | 0 | 0 | 0 | 0 | 0 | 0 | 0 | 0 | 0 | 0 | 0 | 0 | 0 | 0 | 0 | 0 | 0 | 0 | 0 | 0 | 0 | 0 | 0 | 0 | 0 | 0
System Transformation | Srg_BB001 | MW | SEPD | Lovedean |  | 40 | 0 | 0 | 0 | 0 | 0 | 0 | 0 | 0 | 0 | 0 | 0 | 0 | 0 | 0 | 0 | 0 | 0 | 0 | 0 | 0 | 0 | 0 | 0 | 0 | 0 | 0 | 0 | 0
System Transformation | Srg_BB001 | MW | SEPD | Mannington |  | 0.3 | 0.3 | 49.8 | 49.8 | 49.8 | 149.7 | 149.7 | 149.7 | 149.7 | 149.7 | 149.7 | 149.7 | 149.7 | 149.7 | 169.7 | 169.7 | 169.7 | 181.7 | 181.7 | 181.7 | 181.7 | 181.7 | 181.7 | 181.7 | 181.7 | 181.7 | 181.7 | 181.7 | 181.7
System Transformation | Srg_BB001 | MW | SEPD | Melksham |  | 123.74 | 27.8 | 127.8 | 127.8 | 127.8 | 147.8 | 147.8 | 147.8 | 197.8 | 197.8 | 197.8 | 197.8 | 197.8 | 247.8 | 247.8 | 254.8 | 254.8 | 254.8 | 254.8 | 254.8 | 254.8 | 254.8 | 254.8 | 254.8 | 254.8 | 254.8 | 254.8 | 254.8 | 254.8
System Transformation | Srg_BB001 | MW | SEPD | Minety |  | 140 | 195.195 | 207.195 | 207.195 | 207.195 | 227.195 | 227.195 | 227.195 | 227.195 | 227.195 | 227.195 | 227.195 | 227.195 | 227.195 | 228.195 | 228.195 | 228.195 | 238.195 | 238.195 | 238.195 | 238.195 | 238.195 | 238.195 | 238.195 | 238.195 | 238.195 | 238.195 | 238.195 | 238.195
System Transformation | Srg_BB001 | MW | SEPD | North Hyde |  | 0.2 | 0.2 | 0.2 | 0.2 | 0.2 | 0.2 | 0.2 | 0.2 | 0.2 | 0.2 | 0.2 | 0.2 | 0.2 | 0.2 | 0.2 | 0.2 | 0.2 | 0.2 | 0.2 | 0.2 | 0.2 | 0.2 | 0.2 | 0.2 | 0.2 | 0.2 | 0.2 | 0.2 | 0.2
System Transformation | Srg_BB001 | MW | SEPD | Nursling |  | 10 | 0 | 0 | 59.9 | 59.9 | 79.9 | 79.9 | 79.9 | 79.9 | 79.9 | 79.9 | 79.9 | 79.9 | 129.9 | 129.9 | 144.9 | 144.9 | 144.9 | 144.9 | 144.9 | 144.9 | 144.9 | 144.9 | 144.9 | 144.9 | 144.9 | 144.9 | 144.9 | 144.9
System Transformation | Srg_BB001 | MW | SHEPD | Abernethy |  | 0 | 0 | 49 | 49 | 49 | 49 | 49 | 49 | 49 | 49 | 49 | 49 | 49 | 49 | 49 | 49 | 49 | 49 | 49 | 49 | 49 | 49 | 49 | 49 | 49 | 49 | 49 | 49 | 49
System Transformation | Srg_BB001 | MW | SHEPD | Arbroath |  | 0 | 0 | 0 | 0 | 0 | 0 | 35 | 35 | 35 | 35 | 35 | 35 | 35 | 35 | 35 | 35 | 35 | 35 | 35 | 35 | 35 | 35 | 35 | 35 | 35 | 35 | 35 | 35 | 35
System Transformation | Srg_BB001 | MW | SHEPD | Ardmore |  | 0.303 | 0.303 | 0.303 | 0.303 | 0.303 | 0.303 | 0.303 | 0.303 | 0.303 | 0.303 | 0.303 | 0.303 | 0.303 | 0.303 | 0.303 | 0.303 | 0.303 | 0.303 | 0.303 | 0.303 | 0.303 | 0.303 | 0.303 | 0.303 | 0.303 | 0.303 | 0.303 | 0.303 | 0.303
System Transformation | Srg_BB001 | MW | SHEPD | Boat of Garten |  | 0 | 0 | 0 | 0 | 0 | 0 | 49.9 | 49.9 | 49.9 | 49.9 | 49.9 | 49.9 | 49.9 | 49.9 | 49.9 | 49.9 | 49.9 | 49.9 | 49.9 | 49.9 | 49.9 | 49.9 | 49.9 | 49.9 | 49.9 | 49.9 | 49.9 | 49.9 | 49.9
System Transformation | Srg_BB001 | MW | SHEPD | Braco West |  | 0 | 0 | 0 | 0 | 0 | 0 | 0 | 0 | 49.9 | 49.9 | 49.9 | 49.9 | 49.9 | 49.9 | 49.9 | 49.9 | 49.9 | 49.9 | 59.8 | 59.8 | 59.8 | 59.8 | 59.8 | 59.8 | 59.8 | 59.8 | 59.8 | 59.8 | 59.8
System Transformation | Srg_BB001 | MW | SHEPD | Burghmuir |  | 1.366 | 0 | 0 | 0 | 0 | 0 | 0 | 0 | 0 | 0 | 0 | 0 | 0 | 0 | 0 | 0 | 0 | 0 | 0 | 0 | 0 | 0 | 0 | 0 | 0 | 0 | 0 | 0 | 0
System Transformation | Srg_BB001 | MW | SHEPD | Carradale |  | 0 | 0 | 0 | 0 | 0 | 0 | 0 | 0 | 0 | 0 | 0 | 0 | 0 | 0 | 0 | 0 | 0 | 0 | 0 | 0 | 0 | 0 | 0 | 0 | 0 | 0 | 0 | 0 | 0
System Transformation | Srg_BB001 | MW | SHEPD | Charleston |  | 0 | 49.9 | 49.9 | 49.9 | 49.9 | 49.9 | 49.9 | 49.9 | 49.9 | 49.9 | 49.9 | 49.9 | 49.9 | 49.9 | 49.9 | 49.9 | 49.9 | 49.9 | 49.9 | 49.9 | 49.9 | 49.9 | 49.9 | 49.9 | 49.9 | 49.9 | 49.9 | 49.9 | 49.9
System Transformation | Srg_BB001 | MW | SHEPD | Coupar Angus |  | 0 | 40 | 40 | 40 | 40 | 40 | 40 | 40 | 40 | 40 | 89.99 | 89.99 | 89.99 | 89.99 | 89.99 | 89.99 | 89.99 | 89.99 | 89.99 | 89.99 | 89.99 | 89.99 | 89.99 | 89.99 | 89.99 | 89.99 | 89.99 | 89.99 | 89.99
System Transformation | Srg_BB001 | MW | SHEPD | Dyce |  | 0 | 0 | 0 | 0 | 30 | 30 | 30 | 30 | 30 | 30 | 30 | 30 | 30 | 30 | 30 | 30 | 30 | 30 | 30 | 30 | 30 | 60 | 60 | 60 | 60 | 60 | 60 | 60 | 60
System Transformation | Srg_BB001 | MW | SHEPD | Fetteresso |  | 0 | 0 | 0 | 0 | 0 | 0 | 0 | 0 | 0 | 0 | 0 | 0 | 0 | 0 | 0 | 0 | 0 | 0 | 0 | 0 | 0 | 0 | 0 | 0 | 0 | 0 | 0 | 0 | 0
System Transformation | Srg_BB001 | MW | SHEPD | Fiddes |  | 0 | 0 | 0 | 0 | 0 | 0 | 0 | 0 | 0 | 0 | 0 | 0 | 0 | 0 | 0 | 0 | 0 | 0 | 0 | 0 | 0 | 0 | 0 | 0 | 0 | 0 | 0 | 0 | 0
System Transformation | Srg_BB001 | MW | SHEPD | Fort Augustus |  | 0 | 0 | 49.9 | 49.9 | 49.9 | 49.9 | 49.9 | 49.9 | 49.9 | 49.9 | 49.9 | 49.9 | 49.9 | 49.9 | 49.9 | 49.9 | 49.9 | 49.9 | 49.9 | 49.9 | 49.9 | 49.9 | 49.9 | 49.9 | 49.9 | 49.9 | 49.9 | 49.9 | 49.9
System Transformation | Srg_BB001 | MW | SHEPD | Fraserburgh | bar: 0.091 to 0.118
System Transformation | Srg_BB001 | MW | SHEPD | Keith |  | 0 | 0 | 0 | 0 | 0 | 0 | 0 | 0 | 0 | 0 | 0 | 0 | 0 | 0 | 0 | 0 | 0 | 0 | 0 | 0 | 0 | 0 | 0 | 0 | 0 | 0 | 0 | 0 | 0
System Transformation | Srg_BB001 | MW | SHEPD | Killin |  | 0 | 0 | 0 | 0 | 0 | 0 | 0 | 0 | 0 | 0 | 0 | 0 | 0 | 0 | 0 | 0 | 0 | 0 | 0 | 0 | 0 | 0 | 0 | 0 | 0 | 0 | 0 | 0 | 0
System Transformation | Srg_BB001 | MW | SHEPD | Kintore |  | 0 | 49.9 | 49.9 | 49.9 | 49.9 | 49.9 | 49.9 | 49.9 | 49.9 | 49.9 | 49.9 | 49.9 | 49.9 | 49.9 | 49.9 | 49.9 | 49.9 | 49.9 | 49.9 | 49.9 | 49.9 | 49.9 | 49.9 | 49.9 | 49.9 | 49.9 | 49.9 | 49.9 | 49.9
System Transformation | Srg_BB001 | MW | SHEPD | Lunanhead |  | 9.9 | 9.9 | 59.8 | 59.8 | 59.8 | 59.8 | 59.8 | 59.8 | 59.8 | 59.8 | 59.8 | 59.8 | 59.8 | 59.8 | 59.8 | 59.8 | 59.8 | 59.8 | 59.8 | 59.8 | 59.8 | 59.8 | 59.8 | 59.8 | 59.8 | 59.8 | 59.8 | 59.8 | 59.8
System Transformation | Srg_BB001 | MW | SHEPD | Lyndhurst |  | 49.9 | 49.9 | 49.9 | 49.9 | 49.9 | 49.9 | 49.9 | 49.9 | 49.9 | 49.9 | 49.9 | 49.9 | 49.9 | 49.9 | 49.9 | 49.9 | 49.9 | 49.9 | 49.9 | 49.9 | 49.9 | 49.9 | 49.9 | 49.9 | 49.9 | 49.9 | 49.9 | 49.9 | 49.9
System Transformation | Srg_BB001 | MW | SHEPD | Macduff |  | 0 | 0 | 0 | 0 | 0 | 0 | 0 | 0 | 0 | 0 | 0 | 0 | 0 | 0 | 0 | 0 | 0 | 0 | 0 | 0 | 0 | 0 | 0 | 0 | 0 | 0 | 0 | 0 | 0
System Transformation | Srg_BB001 | MW | SHEPD | Nairn |  | 0 | 0 | 49.9 | 49.9 | 49.9 | 49.9 | 49.9 | 49.9 | 49.9 | 49.9 | 49.9 | 49.9 | 49.9 | 49.9 | 49.9 | 49.9 | 49.9 | 49.9 | 49.9 | 49.9 | 49.9 | 49.9 | 49.9 | 49.9 | 49.9 | 49.9 | 49.9 | 49.9 | 49.9
System Transformation | Srg_BB001 | MW | SHEPD | Peterhead Grange |  | 0 | 1.9 | 1.9 | 1.9 | 1.9 | 1.9 | 1.9 | 1.9 | 1.9 | 1.9 | 1.9 | 1.9 | 1.9 | 1.9 | 1.9 | 1.9 | 1.9 | 1.9 | 1.9 | 1.9 | 1.9 | 1.9 | 1.9 | 1.9 | 1.9 | 1.9 | 1.9 | 1.9 | 1.9
System Transformation | Srg_BB001 | MW | SHEPD | Peterhead Shell | bar: 0.091 to 0.118
System Transformation | Srg_BB001 | MW | SHEPD | Rothienorman |  | 0 | 0 | 0 | 49.9 | 49.9 | 49.9 | 49.9 | 49.9 | 59.8 | 59.8 | 59.8 | 59.8 | 59.8 | 59.8 | 59.8 | 59.8 | 59.8 | 59.8 | 59.8 | 59.8 | 59.8 | 59.8 | 59.8 | 59.8 | 59.8 | 59.8 | 59.8 | 59.8 | 59.8
System Transformation | Srg_BB001 | MW | SHEPD | Strichen |  | 0 | 0 | 0 | 49.9 | 49.9 | 49.9 | 49.9 | 49.9 | 49.9 | 49.9 | 49.9 | 49.9 | 49.9 | 49.9 | 49.9 | 49.9 | 49.9 | 49.9 | 49.9 | 49.9 | 49.9 | 49.9 | 49.9 | 49.9 | 49.9 | 49.9 | 49.9 | 49.9 | 49.9
System Transformation | Srg_BB001 | MW | SHEPD | Tarland |  | 0 | 0 | 0 | 0 | 0 | 0 | 20 | 20 | 20 | 20 | 20 | 20 | 20 | 20 | 20 | 20 | 20 | 20 | 20 | 20 | 20 | 20 | 20 | 20 | 20 | 20 | 20 | 20 | 20
System Transformation | Srg_BB001 | MW | SHEPD | Thurso |  | 3 | 3 | 3 | 3 | 3 | 3 | 3 | 3 | 3 | 3 | 3 | 3 | 3 | 3 | 3 | 3 | 3 | 3 | 3 | 3 | 3 | 3 | 3 | 3 | 3 | 3 | 3 | 3 | 3
System Transformation | Srg_BB001 | MW | SHETL | Direct(SHETL) |  | 0 | 0 | 248 | 248 | 348 | 348 | 348 | 348 | 373 | 373 | 423 | 423 | 423 | 423 | 423 | 423 | 423 | 423 | 423 | 423 | 423 | 423 | 423 | 423 | 423 | 423 | 423 | 423 | 423
System Transformation | Srg_BB001 | MW | SPD | Ayr |  | 0 | 0 | 0 | 0 | 0 | 0 | 0 | 0 | 0 | 0 | 0 | 0 | 0 | 0 | 0 | 0 | 0 | 0 | 0 | 0 | 0 | 0 | 0 | 0 | 0 | 0 | 0 | 0 | 0
System Transformation | Srg_BB001 | MW | SPD | Bainsford |  | 0 | 0 | 0 | 0 | 0 | 0 | 0 | 0 | 0 | 0 | 0 | 0 | 0 | 0 | 0 | 0 | 0 | 0 | 0 | 0 | 0 | 0 | 0 | 0 | 0 | 0 | 0 | 0 | 0
System Transformation | Srg_BB001 | MW | SPD | Bonnybridge |  | 19.9 | 19.9 | 19.9 | 19.9 | 19.9 | 19.9 | 19.9 | 19.9 | 19.9 | 19.9 | 19.9 | 19.9 | 19.9 | 19.9 | 19.9 | 19.9 | 19.9 | 19.9 | 19.9 | 19.9 | 19.9 | 19.9 | 19.9 | 19.9 | 19.9 | 19.9 | 19.9 | 19.9 | 19.9
System Transformation | Srg_BB001 | MW | SPD | Broxburn |  | 20 | 0 | 0 | 0 | 0 | 0 | 0 | 0 | 0 | 0 | 0 | 0 | 0 | 0 | 0 | 0 | 0 | 0 | 0 | 0 | 0 | 0 | 0 | 0 | 0 | 0 | 0 | 0 | 0
System Transformation | Srg_BB001 | MW | SPD | Clyde’s Mill |  | 0 | 0 | 0 | 0 | 0 | 0 | 0 | 0 | 0 | 0 | 0 | 0 | 0 | 0 | 0 | 0 | 0 | 0 | 0 | 0 | 0 | 0 | 29.9 | 29.9 | 29.9 | 29.9 | 29.9 | 29.9 | 29.9 | GSP also referred to as Westburn Road
System Transformation | Srg_BB001 | MW | SPD | Cupar |  | 0 | 49.9 | 49.9 | 49.9 | 49.9 | 49.9 | 49.9 | 49.9 | 49.9 | 49.9 | 49.9 | 49.9 | 49.9 | 49.9 | 49.9 | 49.9 | 49.9 | 49.9 | 49.9 | 49.9 | 49.9 | 49.9 | 49.9 | 49.9 | 49.9 | 49.9 | 49.9 | 49.9 | 49.9
System Transformation | Srg_BB001 | MW | SPD | Drumcross |  | 29.9 | 29.9 | 29.9 | 29.9 | 29.9 | 29.9 | 29.9 | 29.9 | 29.9 | 29.9 | 29.9 | 29.9 | 29.9 | 29.9 | 29.9 | 29.9 | 29.9 | 29.9 | 29.9 | 29.9 | 29.9 | 29.9 | 29.9 | 29.9 | 29.9 | 29.9 | 29.9 | 29.9 | 29.9
System Transformation | Srg_BB001 | MW | SPD | Dumfries 11 |  | 0 | 0 | 0 | 0 | 0 | 0 | 0 | 0 | 0 | 0 | 0 | 0 | 0 | 0 | 0 | 0 | 0 | 20 | 20 | 20 | 20 | 26 | 26 | 26 | 26 | 26 | 26 | 26 | 26
System Transformation | Srg_BB001 | MW | SPD | East Kilbride |  | 0 | 0 | 0 | 0 | 0 | 0 | 0 | 0 | 0 | 0 | 0 | 0 | 0 | 0 | 0 | 0 | 0 | 0 | 0 | 0 | 0 | 0 | 0 | 0 | 0 | 0 | 0 | 0 | 0
System Transformation | Srg_BB001 | MW | SPD | Erskine |  | 0 | 0 | 0 | 40 | 40 | 40 | 69.9 | 69.9 | 69.9 | 69.9 | 69.9 | 69.9 | 69.9 | 69.9 | 69.9 | 88.9 | 88.9 | 88.9 | 88.9 | 88.9 | 88.9 | 88.9 | 88.9 | 88.9 | 88.9 | 88.9 | 88.9 | 88.9 | 88.9
System Transformation | Srg_BB001 | MW | SPD | Glenniston |  | 0 | 49.95 | 99.95 | 99.95 | 99.95 | 99.95 | 99.95 | 99.95 | 99.95 | 99.95 | 99.95 | 99.95 | 99.95 | 99.95 | 99.95 | 99.95 | 99.95 | 99.95 | 99.95 | 99.95 | 99.95 | 99.95 | 99.95 | 99.95 | 99.95 | 99.95 | 99.95 | 99.95 | 99.95
System Transformation | Srg_BB001 | MW | SPD | Glenrothes |  | 0 | 0 | 49.99 | 49.99 | 49.99 | 49.99 | 49.99 | 49.99 | 49.99 | 49.99 | 49.99 | 49.99 | 49.99 | 49.99 | 49.99 | 49.99 | 49.99 | 49.99 | 49.99 | 49.99 | 49.99 | 49.99 | 49.99 | 49.99 | 49.99 | 49.99 | 49.99 | 49.99 | 49.99
System Transformation | Srg_BB001 | MW | SPD | Govan |  | 0 | 0 | 0 | 0 | 0 | 0 | 0 | 0 | 0 | 0 | 0 | 0 | 0 | 0 | 0 | 0 | 0 | 0 | 0 | 0 | 0 | 0 | 0 | 0 | 0 | 0 | 0 | 100 | 100
System Transformation | Srg_BB001 | MW | SPD | Grangemouth A |  | 0 | 0 | 0 | 0 | 0 | 0 | 0 | 0 | 0 | 0 | 0 | 0 | 0 | 0 | 0 | 0 | 0 | 0 | 0 | 0 | 0 | 0 | 20 | 20 | 20 | 20 | 20 | 20 | 20
System Transformation | Srg_BB001 | MW | SPD | Helensburgh |  | 0 | 0 | 29.9 | 29.9 | 29.9 | 29.9 | 29.9 | 29.9 | 29.9 | 29.9 | 29.9 | 29.9 | 29.9 | 29.9 | 29.9 | 29.9 | 29.9 | 29.9 | 29.9 | 29.9 | 29.9 | 29.9 | 29.9 | 29.9 | 29.9 | 29.9 | 29.9 | 29.9 | 29.9
System Transformation | Srg_BB001 | MW | SPD | Inverkeithing |  | 0 | 0 | 0 | 0 | 0 | 0 | 0 | 0 | 0 | 0 | 0 | 0 | 0 | 0 | 0 | 0 | 0 | 0 | 0 | 0 | 0 | 0 | 0 | 0 | 0 | 0 | 0 | 0 | 0
System Transformation | Srg_BB001 | MW | SPD | Kilwinning |  | 0 | 0 | 0 | 20 | 20 | 20 | 20 | 20 | 20 | 20 | 20 | 20 | 20 | 20 | 20 | 20 | 20 | 20 | 20 | 20 | 20 | 20 | 20 | 20 | 20 | 20 | 20 | 20 | 20
System Transformation | Srg_BB001 | MW | SPD | Linnmill |  | 20 | 20 | 20 | 20 | 20 | 20 | 20 | 20 | 20 | 20 | 20 | 20 | 20 | 20 | 20 | 20 | 20 | 20 | 20 | 20 | 20 | 20 | 40 | 40 | 44 | 44 | 44 | 44 | 44
System Transformation | Srg_BB001 | MW | SPD | Maybole |  | 0 | 0 | 0 | 0 | 0 | 0 | 0 | 0 | 0 | 0 | 0 | 0 | 0 | 0 | 0 | 0 | 0 | 0 | 0 | 0 | 0 | 0 | 0 | 0 | 100 | 100 | 100 | 100 | 100
System Transformation | Srg_BB001 | MW | SPD | Redhouse |  | 16 | 0 | 0 | 0 | 0 | 0 | 0 | 0 | 0 | 0 | 0 | 0 | 0 | 0 | 0 | 0 | 0 | 0 | 0 | 0 | 0 | 19.9 | 19.9 | 19.9 | 19.9 | 19.9 | 19.9 | 19.9 | 19.9
System Transformation | Srg_BB001 | MW | SPD | Stirling |  | 0 | 0 | 0 | 0 | 0 | 0 | 0 | 0 | 0 | 0 | 0 | 0 | 0 | 0 | 0 | 0 | 0 | 0 | 0 | 0 | 0 | 0 | 0 | 0 | 19 | 19 | 19 | 19 | 19
System Transformation | Srg_BB001 | MW | SPD | Westfield |  | 0 | 0 | 0 | 0 | 25.1 | 25.1 | 25.1 | 25.1 | 25.1 | 25.1 | 25.1 | 25.1 | 25.1 | 25.1 | 25.1 | 25.1 | 25.1 | 25.1 | 25.1 | 25.1 | 25.1 | 25.1 | 25.1 | 25.1 | 25.1 | 25.1 | 25.1 | 25.1 | 25.1
System Transformation | Srg_BB001 | MW | SPM | Capenhurst |  | 20 | 19.02 | 19.02 | 19.02 | 19.02 | 19.02 | 19.02 | 19.02 | 19.02 | 19.02 | 19.02 | 19.02 | 19.02 | 19.02 | 44.02 | 44.02 | 44.02 | 44.02 | 44.02 | 44.02 | 44.02 | 44.02 | 44.02 | 44.02 | 44.02 | 44.02 | 44.02 | 44.02 | 44.02
System Transformation | Srg_BB001 | MW | SPM | Connah's Quay |  | 0 | 0 | 0 | 0 | 0 | 0 | 0 | 0 | 0 | 0 | 0 | 0 | 0 | 0 | 0 | 0 | 0 | 0 | 0 | 5 | 5 | 5 | 5 | 5 | 5 | 5 | 5 | 5 | 5
System Transformation | Srg_BB001 | MW | SPM | Frodsham |  | 20 | 20 | 20 | 20 | 20 | 20 | 20 | 20 | 20 | 20 | 20 | 20 | 20 | 31 | 31 | 31 | 51 | 51 | 51 | 51 | 51 | 51 | 51 | 51 | 51 | 51 | 51 | 51 | 51
System Transformation | Srg_BB001 | MW | SPM | Kirkby (_D) |  | 0 | 0 | 0 | 0 | 0 | 0 | 0 | 0 | 0 | 0 | 0 | 0 | 0 | 0 | 52.9 | 52.9 | 82.89 | 82.89 | 82.89 | 92.89 | 103.89 | 103.89 | 103.89 | 103.89 | 103.89 | 103.89 | 103.89 | 103.89 | 103.89
System Transformation | Srg_BB001 | MW | SPM | Legacy |  | 0 | 0 | 0 | 0 | 0 | 0 | 0 | 0 | 0 | 0 | 0 | 0 | 0 | 0 | 0 | 0 | 0 | 0 | 0 | 0 | 0 | 6 | 6 | 6 | 6 | 6 | 6 | 6 | 6
System Transformation | Srg_BB001 | MW | SPM | Lister Drive |  | 20 | 20 | 20 | 20 | 20 | 60 | 60 | 60 | 60 | 60 | 60 | 60 | 60 | 60 | 60 | 60 | 60 | 60 | 60 | 60 | 60 | 60 | 60 | 60 | 60 | 60 | 60 | 60 | 60
System Transformation | Srg_BB001 | MW | SPM | Pentir |  | 0 | 0 | 0 | 0 | 0 | 0 | 0 | 0 | 0 | 0 | 0 | 0 | 0 | 0 | 0 | 0 | 0 | 0 | 0 | 50 | 50 | 50 | 50 | 50 | 50 | 50 | 50 | 50 | 50
System Transformation | Srg_BB001 | MW | SPM | Wylfa |  | 0 | 0 | 0 | 0 | 0 | 0 | 150 | 150 | 150 | 150 | 150 | 150 | 150 | 150 | 150 | 150 | 150 | 150 | 150 | 150 | 150 | 150 | 150 | 150 | 150 | 150 | 150 | 150 | 150
System Transformation | Srg_BB001 | MW | SPN | Bolney |  | 79.8 | 52.1 | 52.1 | 52.1 | 52.1 | 136 | 136 | 136 | 136 | 136 | 136 | 136 | 172 | 172 | 173.6 | 173.6 | 180.88 | 190.88 | 239.88 | 245.38 | 297.78 | 297.78 | 297.78 | 297.78 | 297.78 | 297.78 | 297.78 | 297.78 | 297.78
System Transformation | Srg_BB001 | MW | SPN | Kemsley |  | 49.9 | 49.9 | 49.9 | 49.9 | 49.9 | 49.9 | 49.9 | 49.9 | 49.9 | 49.9 | 49.9 | 49.9 | 49.9 | 49.9 | 49.9 | 49.9 | 49.9 | 49.9 | 69.9 | 69.9 | 69.9 | 69.9 | 69.9 | 69.9 | 69.9 | 69.9 | 69.9 | 69.9 | 69.9
System Transformation | Srg_BB001 | MW | SPN | Kingsnorth |  | 0 | 49.5 | 99 | 99 | 99 | 99 | 99 | 99 | 99 | 99 | 99 | 99 | 99 | 99 | 99 | 99 | 99 | 99 | 99 | 99 | 99 | 99 | 99 | 99 | 99 | 99 | 99 | 99 | 99
System Transformation | Srg_BB001 | MW | SPN | Ninfield |  | 50 | 49.9 | 49.9 | 98.9 | 98.9 | 98.9 | 98.9 | 98.9 | 98.9 | 98.9 | 98.9 | 98.9 | 98.9 | 98.9 | 98.9 | 98.9 | 98.9 | 98.9 | 98.9 | 151.3 | 151.3 | 151.3 | 155.5 | 155.5 | 155.5 | 155.5 | 155.5 | 155.5 | 155.5
System Transformation | Srg_BB001 | MW | SPN | Northfleet East |  | 30.26 | 41.84 | 41.84 | 41.84 | 41.84 | 60.84 | 60.84 | 60.84 | 60.84 | 60.84 | 60.84 | 60.84 | 60.84 | 60.84 | 60.84 | 60.84 | 60.84 | 60.84 | 60.84 | 70.84 | 70.84 | 70.84 | 70.84 | 113.34 | 113.34 | 113.34 | 113.34 | 113.34 | 113.34
System Transformation | Srg_BB001 | MW | SPN | Sellindge |  | 0 | 0 | 0 | 0 | 0 | 0 | 0 | 0 | 0 | 0 | 0 | 0 | 0 | 0 | 0 | 0 | 0 | 0 | 0 | 0 | 99.9 | 99.9 | 99.9 | 99.9 | 99.9 | 99.9 | 99.9 | 99.9 | 99.9
System Transformation | Srg_BB001 | MW | SPN | West Weybridge |  | 6 | 6 | 6 | 6 | 6 | 6 | 6 | 6 | 6 | 6 | 6 | 6 | 6 | 6 | 6 | 6 | 6 | 6 | 6 | 6 | 6 | 6 | 6 | 6 | 6 | 6 | 6 | 6 | 6
System Transformation | Srg_BB001 | MW | SPTL | Direct(SPTL) |  | 0 | 55 | 275 | 1575 | 2015 | 2114.8 | 2114.8 | 2114.8 | 2114.8 | 2114.8 | 2114.8 | 2114.8 | 2114.8 | 2169.8 | 2169.8 | 2169.8 | 2169.8 | 2169.8 | 2169.8 | 2169.8 | 2169.8 | 2169.8 | 2169.8 | 2169.8 | 2169.8 | 2169.8 | 2169.8 | 2169.8 | 2169.8
System Transformation | Srg_BB001 | MW | South Wales | Cardiff East |  | 0 | 0 | 0 | 0 | 0 | 0 | 49.9 | 49.9 | 49.9 | 49.9 | 49.9 | 49.9 | 49.9 | 49.9 | 49.9 | 49.9 | 49.9 | 49.9 | 49.9 | 49.9 | 49.9 | 49.9 | 49.9 | 49.9 | 49.9 | 49.9 | 49.9 | 49.9 | 49.9
System Transformation | Srg_BB001 | MW | South Wales | Grange |  | 0 | 19 | 19 | 19 | 19 | 19 | 19 | 19 | 19 | 19 | 19 | 19 | 19 | 19 | 19 | 19 | 19 | 19 | 19 | 19 | 19 | 19 | 19 | 19 | 19 | 19 | 19 | 19 | 19
System Transformation | Srg_BB001 | MW | South Wales | Rassau |  | 0 | 0 | 0 | 0 | 0 | 0 | 0 | 0 | 0 | 0 | 0 | 0 | 0 | 0 | 0 | 0 | 0 | 0 | 0 | 0 | 0 | 0 | 50 | 50 | 50 | 50 | 50 | 50 | 50
System Transformation | Srg_BB001 | MW | South Wales | Swansea North |  | 1 | 23.76 | 23.76 | 23.76 | 23.76 | 67.28 | 67.28 | 67.28 | 67.28 | 67.28 | 67.28 | 67.28 | 67.28 | 67.28 | 67.28 | 67.28 | 67.28 | 67.28 | 67.28 | 67.28 | 67.28 | 111.28 | 111.28 | 111.28 | 111.28 | 111.28 | 111.28 | 111.28 | 111.28
System Transformation | Srg_BB001 | MW | South Wales | Uskmouth |  | 0 | 0 | 20.6 | 20.6 | 20.6 | 20.6 | 20.6 | 20.6 | 20.6 | 20.6 | 20.6 | 20.6 | 20.6 | 20.6 | 20.6 | 20.6 | 20.6 | 20.6 | 20.6 | 20.6 | 20.6 | 20.6 | 20.6 | 20.6 | 20.6 | 20.6 | 20.6 | 20.6 | 20.6
System Transformation | Srg_BB001 | MW | South Western | Abham |  | 0 | 0 | 0 | 0 | 0 | 0 | 20 | 20 | 20 | 20 | 20 | 20 | 20 | 20 | 20 | 20 | 20 | 20 | 20 | 20 | 20 | 20 | 20 | 20 | 20 | 20 | 20 | 20 | 120
System Transformation | Srg_BB001 | MW | South Western | Alverdiscott |  | 5.347 | 3.75 | 3.75 | 3.75 | 3.75 | 3.75 | 3.75 | 3.75 | 3.75 | 3.75 | 3.75 | 3.75 | 3.75 | 3.75 | 3.75 | 3.75 | 3.75 | 3.75 | 3.75 | 3.75 | 3.75 | 3.75 | 3.75 | 3.75 | 3.75 | 63.75 | 63.75 | 63.75 | 63.75
System Transformation | Srg_BB001 | MW | South Western | Axminster |  | 0.04 | 0.04 | 0.04 | 0.04 | 0.04 | 0.04 | 0.04 | 0.04 | 0.04 | 0.04 | 0.04 | 0.04 | 50.04 | 50.04 | 50.04 | 50.04 | 50.04 | 50.04 | 50.04 | 50.04 | 50.04 | 50.04 | 50.04 | 50.04 | 50.04 | 50.04 | 50.04 | 50.04 | 50.04
System Transformation | Srg_BB001 | MW | South Western | Bridgewater |  | 0 | 9.5 | 9.5 | 9.5 | 9.5 | 9.5 | 9.5 | 9.5 | 9.5 | 9.5 | 9.5 | 9.5 | 9.5 | 9.5 | 9.5 | 9.5 | 9.5 | 9.5 | 9.5 | 9.5 | 9.5 | 9.5 | 9.5 | 9.5 | 9.5 | 9.5 | 9.5 | 9.5 | 9.5
System Transformation | Srg_BB001 | MW | South Western | Exeter |  | 1 | 0 | 0 | 0 | 0 | 0 | 0 | 0 | 0 | 0 | 0 | 0 | 0 | 0 | 0 | 0 | 0 | 0 | 0 | 0 | 0 | 0 | 0 | 100 | 100 | 100 | 100 | 100 | 100
System Transformation | Srg_BB001 | MW | South Western | Indian Queens |  | 30 | 28.5 | 28.5 | 28.5 | 28.5 | 28.5 | 28.5 | 28.5 | 28.5 | 28.5 | 28.5 | 28.5 | 28.5 | 37.5 | 37.5 | 37.5 | 37.5 | 37.5 | 37.5 | 37.5 | 37.5 | 37.5 | 43.5 | 43.5 | 43.5 | 43.5 | 43.5 | 43.5 | 43.5
System Transformation | Srg_BB001 | MW | South Western | Landulph |  | 6 | 25.699 | 25.699 | 25.699 | 25.699 | 31.699 | 31.699 | 31.699 | 31.699 | 31.699 | 31.699 | 31.699 | 31.699 | 31.699 | 31.699 | 31.699 | 31.699 | 31.699 | 31.699 | 31.699 | 31.699 | 31.699 | 31.699 | 31.699 | 31.699 | 31.699 | 31.699 | 31.699 | 31.699
System Transformation | Srg_BB001 | MW | South Western | Seabank |  | 38 | 0 | 0 | 0 | 0 | 0 | 0 | 0 | 0 | 0 | 0 | 0 | 0 | 0 | 0 | 0 | 0 | 0 | 0 | 0 | 0 | 0 | 0 | 0 | 0 | 0 | 0 | 0 | 0
System Transformation | Srg_BB001 | MW | South Western | Taunton |  | 34.578 | 29.999 | 29.999 | 29.999 | 29.999 | 29.999 | 29.999 | 29.999 | 29.999 | 29.999 | 29.999 | 29.999 | 29.999 | 29.999 | 29.999 | 32.999 | 32.999 | 32.999 | 32.999 | 32.999 | 32.999 | 32.999 | 32.999 | 32.999 | 32.999 | 32.999 | 32.999 | 32.999 | 32.999
System Transformation | Srg_BB001 | MW | West Midlands | Bishops Wood |  | 40 | 67.235 | 67.235 | 67.235 | 67.235 | 107.235 | 107.235 | 107.235 | 107.235 | 107.235 | 107.235 | 107.235 | 107.235 | 107.235 | 107.235 | 107.235 | 107.235 | 107.235 | 107.235 | 107.235 | 107.235 | 107.235 | 107.235 | 107.235 | 107.235 | 107.235 | 107.235 | 107.235 | 107.235
System Transformation | Srg_BB001 | MW | West Midlands | Bustleholme |  | 41 | 41 | 41 | 41 | 41 | 41 | 41 | 41 | 41 | 41 | 41 | 41 | 41 | 41 | 41 | 41 | 41 | 41 | 41 | 41 | 41 | 41 | 41 | 41 | 41 | 41 | 41 | 41 | 41
System Transformation | Srg_BB001 | MW | West Midlands | Cellarhead |  | 32.68 | 4.921 | 4.921 | 4.921 | 4.921 | 4.921 | 4.921 | 4.921 | 4.921 | 4.921 | 4.921 | 4.921 | 104.821 | 104.821 | 104.821 | 104.821 | 104.821 | 104.821 | 104.821 | 104.821 | 104.821 | 104.821 | 104.821 | 104.821 | 104.821 | 124.821 | 124.821 | 124.821 | 124.821
System Transformation | Srg_BB001 | MW | West Midlands | Feckenham |  | 5.18 | 1 | 1 | 1 | 1 | 1 | 1 | 1 | 1 | 1 | 1 | 1 | 1 | 1 | 1 | 3.5 | 3.5 | 3.5 | 3.5 | 3.5 | 3.5 | 3.5 | 3.5 | 3.5 | 3.5 | 3.5 | 3.5 | 3.5 | 3.5
System Transformation | Srg_BB001 | MW | West Midlands | Hams Hall |  | 50 | 0 | 0 | 0 | 0 | 0 | 0 | 0 | 0 | 0 | 0 | 0 | 0 | 0 | 0 | 50 | 148 | 198 | 198 | 198 | 198 | 198 | 198 | 198 | 198 | 198 | 198 | 198 | 198
System Transformation | Srg_BB001 | MW | West Midlands | Iron Acton |  | 15.789 | 35 | 35 | 84.9 | 84.9 | 134.9 | 149.9 | 149.9 | 149.9 | 149.9 | 149.9 | 149.9 | 149.9 | 149.9 | 159.9 | 159.9 | 159.9 | 159.9 | 159.9 | 160.9 | 160.9 | 260.9 | 261 | 261 | 261 | 261 | 261 | 261 | 261
System Transformation | Srg_BB001 | MW | West Midlands | Ironbridge |  | 3.661 | 0 | 0 | 0 | 0 | 0 | 0 | 0 | 0 | 0 | 0 | 0 | 0 | 0 | 0 | 0 | 0 | 0 | 5 | 5 | 5 | 5 | 5 | 5 | 5 | 5 | 5 | 5 | 5
System Transformation | Srg_BB001 | MW | West Midlands | Ocker Hill |  | 41.44 | 0 | 0 | 0 | 0 | 0 | 0 | 0 | 0 | 0 | 0 | 0 | 0 | 0 | 0 | 0 | 0 | 0 | 0 | 0 | 0 | 0 | 0 | 0 | 0 | 0 | 0 | 0 | 0
System Transformation | Srg_BB001 | MW | West Midlands | Penn |  | 0 | 0 | 0 | 0 | 0 | 0 | 0 | 0 | 0 | 0 | 0 | 0 | 0 | 0 | 0 | 0 | 0 | 49.9 | 49.9 | 49.9 | 49.9 | 49.9 | 49.9 | 99.9 | 99.9 | 99.9 | 99.9 | 99.9 | 99.9
System Transformation | Srg_BB001 | MW | West Midlands | Walham |  | 6.715 | 1.9 | 1.9 | 1.9 | 1.9 | 1.9 | 1.9 | 1.9 | 1.9 | 1.9 | 1.9 | 1.9 | 1.9 | 1.9 | 1.9 | 1.9 | 1.9 | 1.9 | 1.9 | 1.9 | 6.9 | 6.9 | 6.9 | 6.9 | 6.9 | 6.9 | 6.9 | 6.9 | 6.9
System Transformation | Srg_BB001 | MW | West Midlands | Willenhall |  | 8.068 | 8.533 | 8.533 | 8.533 | 8.533 | 8.533 | 8.533 | 8.533 | 8.533 | 8.533 | 8.533 | 8.533 | 8.533 | 8.533 | 8.533 | 8.533 | 8.533 | 8.533 | 8.533 | 8.533 | 8.533 | 8.533 | 8.533 | 8.533 | 8.533 | 8.533 | 8.533 | 8.533 | 8.533
System Transformation | Srg_BB002 | MW | ENW | Bredbury |  | 0.162 | 0.213 | 0.274 | 0.35 | 0.439 | 0.546 | 0.671 | 0.81 | 0.962 | 1.132 | 1.319 | 1.522 | 1.74 | 1.972 | 2.221 | 2.484 | 2.762 | 3.055 | 3.363 | 3.688 | 4.026 | 4.379 | 4.747 | 5.13 | 5.528 | 5.942 | 6.37 | 6.813 | 7.272
System Transformation | Srg_BB002 | MW | ENW | Harker |  | 0.283 | 0.371 | 0.479 | 0.61 | 0.766 | 0.953 | 1.171 | 1.413 | 1.679 | 1.975 | 2.303 | 2.656 | 3.036 | 3.442 | 3.876 | 4.335 | 4.82 | 5.331 | 5.869 | 6.436 | 7.026 | 7.642 | 8.284 | 8.953 | 9.648 | 10.369 | 11.117 | 11.891 | 12.691
System Transformation | Srg_BB002 | MW | ENW | Heysham (NGET) |  | 0.082 | 0.108 | 0.139 | 0.177 | 0.222 | 0.277 | 0.34 | 0.41 | 0.488 | 0.574 | 0.669 | 0.771 | 0.882 | 1 | 1.126 | 1.259 | 1.4 | 1.548 | 1.704 | 1.869 | 2.04 | 2.219 | 2.406 | 2.6 | 2.802 | 3.011 | 3.228 | 3.453 | 3.685
System Transformation | Srg_BB002 | MW | ENW | Hutton |  | 0.16 | 0.21 | 0.27 | 0.345 | 0.432 | 0.538 | 0.661 | 0.798 | 0.948 | 1.115 | 1.3 | 1.5 | 1.714 | 1.943 | 2.189 | 2.448 | 2.721 | 3.01 | 3.313 | 3.634 | 3.967 | 4.315 | 4.677 | 5.055 | 5.447 | 5.855 | 6.277 | 6.713 | 7.165
System Transformation | Srg_BB002 | MW | ENW | Kearsley 132kV |  | 0.343 | 0.45 | 0.581 | 0.74 | 0.929 | 1.156 | 1.42 | 1.714 | 2.037 | 2.396 | 2.793 | 3.222 | 3.683 | 4.176 | 4.702 | 5.259 | 5.847 | 6.467 | 7.119 | 7.807 | 8.523 | 9.27 | 10.05 | 10.861 | 11.704 | 12.579 | 13.486 | 14.424 | 15.395
System Transformation | Srg_BB002 | MW | ENW | Kirkby (_G) |  | 0.106 | 0.139 | 0.179 | 0.228 | 0.286 | 0.356 | 0.437 | 0.527 | 0.627 | 0.737 | 0.86 | 0.992 | 1.133 | 1.285 | 1.447 | 1.618 | 1.799 | 1.99 | 2.191 | 2.402 | 2.623 | 2.853 | 3.092 | 3.342 | 3.602 | 3.871 | 4.15 | 4.439 | 4.737
System Transformation | Srg_BB002 | MW | ENW | Macclesfield |  | 0.05 | 0.066 | 0.085 | 0.108 | 0.136 | 0.169 | 0.208 | 0.251 | 0.298 | 0.35 | 0.408 | 0.471 | 0.538 | 0.61 | 0.687 | 0.769 | 0.855 | 0.946 | 1.041 | 1.141 | 1.246 | 1.355 | 1.469 | 1.588 | 1.711 | 1.839 | 1.972 | 2.109 | 2.251
System Transformation | Srg_BB002 | MW | ENW | Padiham |  | 0.167 | 0.219 | 0.283 | 0.36 | 0.452 | 0.563 | 0.691 | 0.834 | 0.991 | 1.166 | 1.36 | 1.568 | 1.793 | 2.032 | 2.289 | 2.56 | 2.846 | 3.148 | 3.465 | 3.8 | 4.148 | 4.512 | 4.891 | 5.286 | 5.697 | 6.122 | 6.564 | 7.021 | 7.493
System Transformation | Srg_BB002 | MW | ENW | Penwortham East |  | 0.224 | 0.294 | 0.379 | 0.483 | 0.606 | 0.754 | 0.926 | 1.118 | 1.328 | 1.562 | 1.821 | 2.101 | 2.402 | 2.723 | 3.066 | 3.429 | 3.813 | 4.217 | 4.642 | 5.091 | 5.557 | 6.045 | 6.553 | 7.082 | 7.632 | 8.202 | 8.794 | 9.406 | 10.039
System Transformation | Srg_BB002 | MW | ENW | Penwortham West |  | 0.198 | 0.26 | 0.335 | 0.427 | 0.535 | 0.666 | 0.819 | 0.988 | 1.174 | 1.381 | 1.61 | 1.858 | 2.123 | 2.407 | 2.711 | 3.032 | 3.371 | 3.728 | 4.104 | 4.501 | 4.913 | 5.344 | 5.793 | 6.261 | 6.747 | 7.251 | 7.774 | 8.315 | 8.875
System Transformation | Srg_BB002 | MW | ENW | Rochdale |  | 0.168 | 0.22 | 0.284 | 0.362 | 0.455 | 0.566 | 0.695 | 0.839 | 0.997 | 1.173 | 1.367 | 1.577 | 1.803 | 2.044 | 2.301 | 2.574 | 2.862 | 3.165 | 3.484 | 3.821 | 4.171 | 4.537 | 4.918 | 5.315 | 5.728 | 6.156 | 6.6 | 7.059 | 7.534
System Transformation | Srg_BB002 | MW | ENW | South Manchester |  | 0.151 | 0.198 | 0.256 | 0.326 | 0.409 | 0.509 | 0.626 | 0.755 | 0.897 | 1.055 | 1.23 | 1.419 | 1.622 | 1.839 | 2.071 | 2.316 | 2.575 | 2.849 | 3.136 | 3.439 | 3.754 | 4.083 | 4.427 | 4.784 | 5.155 | 5.541 | 5.94 | 6.353 | 6.781
System Transformation | Srg_BB002 | MW | ENW | Stalybridge |  | 0.211 | 0.278 | 0.358 | 0.457 | 0.573 | 0.713 | 0.876 | 1.057 | 1.256 | 1.477 | 1.722 | 1.987 | 2.271 | 2.575 | 2.899 | 3.242 | 3.605 | 3.987 | 4.389 | 4.814 | 5.255 | 5.716 | 6.196 | 6.696 | 7.216 | 7.756 | 8.315 | 8.894 | 9.492
System Transformation | Srg_BB002 | MW | ENW | Stanah |  | 0.109 | 0.143 | 0.185 | 0.236 | 0.296 | 0.368 | 0.452 | 0.546 | 0.648 | 0.763 | 0.889 | 1.026 | 1.172 | 1.329 | 1.497 | 1.674 | 1.861 | 2.059 | 2.266 | 2.485 | 2.713 | 2.951 | 3.199 | 3.457 | 3.725 | 4.004 | 4.293 | 4.591 | 4.9
System Transformation | Srg_BB002 | MW | ENW | Washway Farm |  | 0.022 | 0.029 | 0.037 | 0.047 | 0.059 | 0.073 | 0.09 | 0.109 | 0.129 | 0.152 | 0.178 | 0.205 | 0.234 | 0.265 | 0.299 | 0.334 | 0.372 | 0.411 | 0.453 | 0.496 | 0.542 | 0.589 | 0.639 | 0.69 | 0.744 | 0.8 | 0.857 | 0.917 | 0.979
System Transformation | Srg_BB002 | MW | ENW | Whitegate |  | 0.215 | 0.282 | 0.364 | 0.464 | 0.581 | 0.724 | 0.889 | 1.073 | 1.275 | 1.5 | 1.749 | 2.017 | 2.306 | 2.614 | 2.944 | 3.292 | 3.661 | 4.049 | 4.457 | 4.888 | 5.336 | 5.804 | 6.292 | 6.8 | 7.328 | 7.875 | 8.443 | 9.031 | 9.638
System Transformation | Srg_BB002 | MW | EPN | Amersham Main |  | 0.057 | 0.075 | 0.097 | 0.124 | 0.155 | 0.193 | 0.237 | 0.286 | 0.34 | 0.4 | 0.467 | 0.538 | 0.615 | 0.697 | 0.785 | 0.878 | 0.977 | 1.08 | 1.189 | 1.304 | 1.423 | 1.548 | 1.678 | 1.814 | 1.955 | 2.101 | 2.252 | 2.409 | 2.571
System Transformation | Srg_BB002 | MW | EPN | Braintree |  | 0.204 | 0.267 | 0.345 | 0.44 | 0.551 | 0.686 | 0.843 | 1.018 | 1.209 | 1.423 | 1.658 | 1.913 | 2.187 | 2.479 | 2.792 | 3.122 | 3.471 | 3.84 | 4.227 | 4.635 | 5.06 | 5.504 | 5.966 | 6.448 | 6.949 | 7.468 | 8.006 | 8.564 | 9.14
System Transformation | Srg_BB002 | MW | EPN | Bramford |  | 1.062 | 1.394 | 1.798 | 2.292 | 2.875 | 3.579 | 4.397 | 5.306 | 6.306 | 7.418 | 8.648 | 9.976 | 11.402 | 12.928 | 14.558 | 16.281 | 18.102 | 20.022 | 22.04 | 24.17 | 26.385 | 28.7 | 31.112 | 33.624 | 36.234 | 38.943 | 41.75 | 44.656 | 47.661
System Transformation | Srg_BB002 | MW | EPN | Brimsdown |  | 0.1 | 0.131 | 0.17 | 0.216 | 0.271 | 0.337 | 0.415 | 0.5 | 0.595 | 0.699 | 0.815 | 0.941 | 1.075 | 1.219 | 1.373 | 1.535 | 1.707 | 1.888 | 2.078 | 2.279 | 2.488 | 2.706 | 2.933 | 3.17 | 3.416 | 3.672 | 3.936 | 4.21 | 4.494
System Transformation | Srg_BB002 | MW | EPN | Burwell Main |  | 0.37 | 0.487 | 0.627 | 0.8 | 1.003 | 1.249 | 1.534 | 1.851 | 2.2 | 2.588 | 3.017 | 3.48 | 3.978 | 4.51 | 5.079 | 5.68 | 6.316 | 6.985 | 7.69 | 8.433 | 9.206 | 10.013 | 10.855 | 11.731 | 12.642 | 13.587 | 14.566 | 15.58 | 16.628
System Transformation | Srg_BB002 | MW | EPN | Eaton Socon |  | 0.317 | 0.417 | 0.537 | 0.685 | 0.859 | 1.069 | 1.314 | 1.585 | 1.884 | 2.216 | 2.583 | 2.98 | 3.406 | 3.862 | 4.349 | 4.864 | 5.408 | 5.981 | 6.584 | 7.22 | 7.882 | 8.574 | 9.294 | 10.045 | 10.824 | 11.634 | 12.472 | 13.34 | 14.238
System Transformation | Srg_BB002 | MW | EPN | Elstree |  | 0.13 | 0.17 | 0.22 | 0.28 | 0.351 | 0.437 | 0.537 | 0.648 | 0.77 | 0.906 | 1.056 | 1.218 | 1.393 | 1.579 | 1.778 | 1.988 | 2.211 | 2.445 | 2.692 | 2.952 | 3.222 | 3.505 | 3.8 | 4.106 | 4.425 | 4.756 | 5.099 | 5.454 | 5.821
System Transformation | Srg_BB002 | MW | EPN | Loudwater |  | 0.03 | 0.04 | 0.052 | 0.066 | 0.082 | 0.103 | 0.126 | 0.152 | 0.181 | 0.213 | 0.248 | 0.286 | 0.327 | 0.371 | 0.418 | 0.467 | 0.519 | 0.574 | 0.632 | 0.693 | 0.757 | 0.823 | 0.892 | 0.964 | 1.039 | 1.117 | 1.197 | 1.281 | 1.367
System Transformation | Srg_BB002 | MW | EPN | Mill Hill |  | 0.038 | 0.051 | 0.065 | 0.083 | 0.104 | 0.13 | 0.159 | 0.192 | 0.229 | 0.269 | 0.313 | 0.361 | 0.413 | 0.468 | 0.528 | 0.59 | 0.656 | 0.726 | 0.799 | 0.876 | 0.956 | 1.04 | 1.127 | 1.218 | 1.313 | 1.411 | 1.513 | 1.618 | 1.727
System Transformation | Srg_BB002 | MW | EPN | Norwich Main |  | 0.848 | 1.113 | 1.436 | 1.83 | 2.296 | 2.858 | 3.511 | 4.237 | 5.035 | 5.923 | 6.905 | 7.966 | 9.105 | 10.323 | 11.624 | 13 | 14.454 | 15.987 | 17.599 | 19.299 | 21.069 | 22.917 | 24.843 | 26.849 | 28.933 | 31.096 | 33.337 | 35.658 | 38.057
System Transformation | Srg_BB002 | MW | EPN | Pelham |  | 0.26 | 0.341 | 0.44 | 0.561 | 0.704 | 0.876 | 1.076 | 1.299 | 1.543 | 1.815 | 2.116 | 2.441 | 2.791 | 3.164 | 3.563 | 3.984 | 4.43 | 4.9 | 5.394 | 5.915 | 6.457 | 7.024 | 7.614 | 8.229 | 8.868 | 9.531 | 10.218 | 10.929 | 11.664
System Transformation | Srg_BB002 | MW | EPN | Rayleigh |  | 0.398 | 0.523 | 0.675 | 0.86 | 1.079 | 1.343 | 1.65 | 1.991 | 2.366 | 2.783 | 3.244 | 3.743 | 4.278 | 4.85 | 5.462 | 6.108 | 6.792 | 7.512 | 8.269 | 9.068 | 9.9 | 10.768 | 11.673 | 12.615 | 13.595 | 14.611 | 15.664 | 16.755 | 17.882
System Transformation | Srg_BB002 | MW | EPN | Rye House |  | 0.171 | 0.225 | 0.29 | 0.37 | 0.464 | 0.578 | 0.71 | 0.856 | 1.018 | 1.197 | 1.396 | 1.61 | 1.84 | 2.087 | 2.35 | 2.628 | 2.922 | 3.232 | 3.558 | 3.901 | 4.259 | 4.632 | 5.022 | 5.427 | 5.849 | 6.286 | 6.739 | 7.208 | 7.693
System Transformation | Srg_BB002 | MW | EPN | Sundon |  | 0.311 | 0.408 | 0.526 | 0.671 | 0.842 | 1.048 | 1.287 | 1.553 | 1.846 | 2.172 | 2.532 | 2.92 | 3.338 | 3.785 | 4.262 | 4.766 | 5.299 | 5.861 | 6.452 | 7.076 | 7.724 | 8.402 | 9.108 | 9.844 | 10.608 | 11.401 | 12.223 | 13.073 | 13.953
System Transformation | Srg_BB002 | MW | EPN | Tilbury |  | 0.081 | 0.106 | 0.137 | 0.175 | 0.219 | 0.273 | 0.335 | 0.405 | 0.481 | 0.566 | 0.66 | 0.761 | 0.87 | 0.986 | 1.111 | 1.242 | 1.381 | 1.528 | 1.682 | 1.844 | 2.013 | 2.19 | 2.374 | 2.565 | 2.764 | 2.971 | 3.185 | 3.407 | 3.636
System Transformation | Srg_BB002 | MW | EPN | Tottenham |  | 0.079 | 0.103 | 0.133 | 0.17 | 0.213 | 0.265 | 0.326 | 0.393 | 0.467 | 0.549 | 0.641 | 0.739 | 0.845 | 0.958 | 1.078 | 1.206 | 1.341 | 1.483 | 1.633 | 1.79 | 1.954 | 2.126 | 2.305 | 2.491 | 2.684 | 2.885 | 3.093 | 3.308 | 3.53
System Transformation | Srg_BB002 | MW | EPN | Walpole (_A) |  | 0.722 | 0.948 | 1.223 | 1.559 | 1.955 | 2.434 | 2.99 | 3.608 | 4.288 | 5.044 | 5.88 | 6.783 | 7.753 | 8.79 | 9.898 | 11.069 | 12.308 | 13.613 | 14.985 | 16.433 | 17.94 | 19.513 | 21.154 | 22.862 | 24.636 | 26.478 | 28.387 | 30.363 | 32.405
System Transformation | Srg_BB002 | MW | EPN | Warley |  | 0.093 | 0.122 | 0.157 | 0.201 | 0.252 | 0.313 | 0.385 | 0.464 | 0.552 | 0.649 | 0.757 | 0.873 | 0.998 | 1.131 | 1.274 | 1.425 | 1.584 | 1.752 | 1.929 | 2.115 | 2.309 | 2.512 | 2.723 | 2.943 | 3.171 | 3.408 | 3.654 | 3.908 | 4.171
System Transformation | Srg_BB002 | MW | EPN | Watford South |  | 0.134 | 0.176 | 0.227 | 0.289 | 0.362 | 0.451 | 0.554 | 0.669 | 0.795 | 0.935 | 1.09 | 1.258 | 1.437 | 1.63 | 1.835 | 2.052 | 2.282 | 2.524 | 2.778 | 3.047 | 3.326 | 3.618 | 3.922 | 4.239 | 4.568 | 4.909 | 5.263 | 5.629 | 6.008
System Transformation | Srg_BB002 | MW | EPN | West Thurrock |  | 0.024 | 0.032 | 0.041 | 0.052 | 0.065 | 0.081 | 0.1 | 0.121 | 0.144 | 0.169 | 0.197 | 0.227 | 0.259 | 0.294 | 0.331 | 0.37 | 0.412 | 0.456 | 0.502 | 0.55 | 0.6 | 0.653 | 0.708 | 0.765 | 0.825 | 0.886 | 0.95 | 1.016 | 1.085
System Transformation | Srg_BB002 | MW | EPN | Wymondley |  | 0.17 | 0.223 | 0.287 | 0.366 | 0.459 | 0.572 | 0.703 | 0.848 | 1.008 | 1.185 | 1.382 | 1.594 | 1.822 | 2.065 | 2.326 | 2.601 | 2.892 | 3.199 | 3.521 | 3.862 | 4.216 | 4.585 | 4.971 | 5.372 | 5.789 | 6.222 | 6.671 | 7.135 | 7.615
System Transformation | Srg_BB002 | MW | East Midlands | Berkswell |  | 0.191 | 0.251 | 0.324 | 0.413 | 0.518 | 0.645 | 0.792 | 0.956 | 1.136 | 1.337 | 1.558 | 1.797 | 2.054 | 2.329 | 2.623 | 2.933 | 3.261 | 3.607 | 3.971 | 4.355 | 4.754 | 5.171 | 5.606 | 6.058 | 6.528 | 7.016 | 7.522 | 8.046 | 8.587
System Transformation | Srg_BB002 | MW | East Midlands | Bicker Fen |  | 0.182 | 0.239 | 0.308 | 0.393 | 0.492 | 0.613 | 0.753 | 0.909 | 1.08 | 1.27 | 1.481 | 1.709 | 1.953 | 2.214 | 2.493 | 2.788 | 3.1 | 3.429 | 3.775 | 4.139 | 4.519 | 4.915 | 5.329 | 5.759 | 6.206 | 6.67 | 7.15 | 7.648 | 8.163
System Transformation | Srg_BB002 | MW | East Midlands | Chesterfield |  | 0.536 | 0.704 | 0.908 | 1.157 | 1.451 | 1.807 | 2.22 | 2.679 | 3.184 | 3.745 | 4.366 | 5.036 | 5.756 | 6.526 | 7.349 | 8.219 | 9.139 | 10.108 | 11.127 | 12.202 | 13.32 | 14.489 | 15.707 | 16.975 | 18.292 | 19.66 | 21.077 | 22.544 | 24.061
System Transformation | Srg_BB002 | MW | East Midlands | Coventry |  | 0.334 | 0.439 | 0.566 | 0.721 | 0.905 | 1.126 | 1.383 | 1.669 | 1.984 | 2.334 | 2.721 | 3.139 | 3.587 | 4.067 | 4.58 | 5.122 | 5.695 | 6.299 | 6.934 | 7.604 | 8.301 | 9.03 | 9.789 | 10.579 | 11.4 | 12.252 | 13.136 | 14.05 | 14.995
System Transformation | Srg_BB002 | MW | East Midlands | Drakelow |  | 0.191 | 0.251 | 0.324 | 0.412 | 0.517 | 0.644 | 0.791 | 0.955 | 1.135 | 1.335 | 1.556 | 1.795 | 2.051 | 2.326 | 2.619 | 2.929 | 3.257 | 3.602 | 3.965 | 4.348 | 4.747 | 5.163 | 5.598 | 6.049 | 6.519 | 7.006 | 7.511 | 8.034 | 8.575
System Transformation | Srg_BB002 | MW | East Midlands | East Claydon (_B) |  | 0.283 | 0.371 | 0.479 | 0.61 | 0.765 | 0.952 | 1.17 | 1.412 | 1.678 | 1.974 | 2.301 | 2.655 | 3.034 | 3.44 | 3.874 | 4.332 | 4.817 | 5.328 | 5.865 | 6.432 | 7.021 | 7.637 | 8.279 | 8.948 | 9.642 | 10.363 | 11.11 | 11.883 | 12.683
System Transformation | Srg_BB002 | MW | East Midlands | Enderby |  | 0.395 | 0.518 | 0.668 | 0.852 | 1.069 | 1.33 | 1.634 | 1.972 | 2.344 | 2.757 | 3.214 | 3.708 | 4.238 | 4.805 | 5.411 | 6.051 | 6.728 | 7.442 | 8.192 | 8.984 | 9.807 | 10.668 | 11.564 | 12.498 | 13.468 | 14.475 | 15.518 | 16.599 | 17.715
System Transformation | Srg_BB002 | MW | East Midlands | Grendon |  | 0.684 | 0.898 | 1.158 | 1.476 | 1.852 | 2.305 | 2.832 | 3.418 | 4.062 | 4.778 | 5.57 | 6.425 | 7.344 | 8.326 | 9.376 | 10.486 | 11.659 | 12.895 | 14.195 | 15.567 | 16.994 | 18.484 | 20.038 | 21.656 | 23.337 | 25.082 | 26.89 | 28.762 | 30.697
System Transformation | Srg_BB002 | MW | East Midlands | Ratcliffe |  | 0.358 | 0.47 | 0.606 | 0.773 | 0.969 | 1.207 | 1.483 | 1.789 | 2.126 | 2.501 | 2.916 | 3.363 | 3.844 | 4.359 | 4.908 | 5.489 | 6.103 | 6.75 | 7.431 | 8.149 | 8.896 | 9.676 | 10.49 | 11.336 | 12.216 | 13.13 | 14.076 | 15.056 | 16.069
System Transformation | Srg_BB002 | MW | East Midlands | Staythorpe |  | 0.278 | 0.365 | 0.471 | 0.601 | 0.753 | 0.938 | 1.152 | 1.39 | 1.652 | 1.943 | 2.265 | 2.613 | 2.987 | 3.387 | 3.814 | 4.265 | 4.742 | 5.245 | 5.774 | 6.332 | 6.912 | 7.518 | 8.15 | 8.808 | 9.492 | 10.202 | 10.937 | 11.698 | 12.486
System Transformation | Srg_BB002 | MW | East Midlands | Stoke Bardolph |  | 0.234 | 0.307 | 0.396 | 0.505 | 0.633 | 0.788 | 0.968 | 1.168 | 1.389 | 1.633 | 1.904 | 2.197 | 2.511 | 2.847 | 3.206 | 3.585 | 3.986 | 4.409 | 4.853 | 5.322 | 5.81 | 6.32 | 6.851 | 7.404 | 7.979 | 8.575 | 9.193 | 9.833 | 10.495
System Transformation | Srg_BB002 | MW | East Midlands | Walpole (_B) |  | 0.445 | 0.584 | 0.753 | 0.96 | 1.205 | 1.5 | 1.842 | 2.223 | 2.642 | 3.108 | 3.623 | 4.18 | 4.777 | 5.416 | 6.099 | 6.821 | 7.584 | 8.389 | 9.234 | 10.127 | 11.055 | 12.024 | 13.035 | 14.088 | 15.181 | 16.316 | 17.492 | 18.71 | 19.969
System Transformation | Srg_BB002 | MW | East Midlands | West Burton |  | 0.376 | 0.494 | 0.637 | 0.811 | 1.018 | 1.267 | 1.557 | 1.878 | 2.232 | 2.626 | 3.061 | 3.531 | 4.036 | 4.576 | 5.153 | 5.763 | 6.408 | 7.087 | 7.802 | 8.556 | 9.34 | 10.159 | 11.014 | 11.903 | 12.827 | 13.785 | 14.779 | 15.808 | 16.872
System Transformation | Srg_BB002 | MW | East Midlands | Willington |  | 0.462 | 0.606 | 0.782 | 0.997 | 1.25 | 1.557 | 1.912 | 2.308 | 2.742 | 3.226 | 3.761 | 4.338 | 4.959 | 5.622 | 6.331 | 7.08 | 7.872 | 8.707 | 9.585 | 10.511 | 11.475 | 12.481 | 13.53 | 14.622 | 15.758 | 16.936 | 18.156 | 19.42 | 20.727
System Transformation | Srg_BB002 | MW | IDNO - Refer to Comment Field | Tynemouth 2 |  | 0.153 | 0.2 | 0.259 | 0.33 | 0.413 | 0.515 | 0.632 | 0.763 | 0.907 | 1.066 | 1.243 | 1.434 | 1.639 | 1.859 | 2.093 | 2.341 | 2.602 | 2.878 | 3.169 | 3.475 | 3.793 | 4.126 | 4.473 | 4.834 | 5.209 | 5.599 | 6.002 | 6.42 | 6.852 | Note: TYNE2 is operated by an IDNO allocated to GSP Group/licence area F
System Transformation | Srg_BB002 | MW | LPN | Barking |  | 0.114 | 0.15 | 0.193 | 0.246 | 0.309 | 0.385 | 0.473 | 0.57 | 0.678 | 0.797 | 0.929 | 1.072 | 1.225 | 1.389 | 1.565 | 1.75 | 1.946 | 2.152 | 2.369 | 2.598 | 2.836 | 3.085 | 3.344 | 3.614 | 3.894 | 4.185 | 4.487 | 4.8 | 5.122
System Transformation | Srg_BB002 | MW | LPN | Beddington (_C) |  | 0.033 | 0.043 | 0.056 | 0.071 | 0.089 | 0.111 | 0.136 | 0.164 | 0.195 | 0.23 | 0.268 | 0.309 | 0.353 | 0.4 | 0.451 | 0.504 | 0.56 | 0.62 | 0.682 | 0.748 | 0.817 | 0.888 | 0.963 | 1.041 | 1.122 | 1.206 | 1.292 | 1.382 | 1.475
System Transformation | Srg_BB002 | MW | LPN | City Road |  | 0.008 | 0.01 | 0.013 | 0.017 | 0.021 | 0.026 | 0.032 | 0.039 | 0.046 | 0.054 | 0.063 | 0.073 | 0.084 | 0.095 | 0.107 | 0.119 | 0.133 | 0.147 | 0.162 | 0.177 | 0.194 | 0.211 | 0.228 | 0.247 | 0.266 | 0.286 | 0.306 | 0.328 | 0.35
System Transformation | Srg_BB002 | MW | LPN | Hackney 132kV |  | 0.064 | 0.084 | 0.108 | 0.137 | 0.172 | 0.215 | 0.264 | 0.318 | 0.378 | 0.445 | 0.519 | 0.598 | 0.684 | 0.775 | 0.873 | 0.976 | 1.085 | 1.201 | 1.322 | 1.449 | 1.582 | 1.721 | 1.866 | 2.016 | 2.173 | 2.335 | 2.503 | 2.678 | 2.858
System Transformation | Srg_BB002 | MW | LPN | Hurst |  | 0.075 | 0.099 | 0.127 | 0.162 | 0.203 | 0.253 | 0.311 | 0.376 | 0.446 | 0.525 | 0.612 | 0.706 | 0.807 | 0.915 | 1.03 | 1.152 | 1.281 | 1.417 | 1.56 | 1.711 | 1.867 | 2.031 | 2.202 | 2.38 | 2.564 | 2.756 | 2.955 | 3.16 | 3.373
System Transformation | Srg_BB002 | MW | LPN | Littlebrook (_C) |  | 0.054 | 0.071 | 0.091 | 0.117 | 0.146 | 0.182 | 0.224 | 0.27 | 0.321 | 0.377 | 0.44 | 0.507 | 0.58 | 0.657 | 0.74 | 0.828 | 0.921 | 1.018 | 1.121 | 1.229 | 1.342 | 1.459 | 1.582 | 1.71 | 1.843 | 1.98 | 2.123 | 2.271 | 2.424
System Transformation | Srg_BB002 | MW | LPN | Lodge Road |  | 0.017 | 0.022 | 0.029 | 0.036 | 0.046 | 0.057 | 0.07 | 0.084 | 0.1 | 0.118 | 0.137 | 0.158 | 0.181 | 0.205 | 0.231 | 0.258 | 0.287 | 0.318 | 0.35 | 0.384 | 0.419 | 0.455 | 0.494 | 0.534 | 0.575 | 0.618 | 0.663 | 0.709 | 0.756
System Transformation | Srg_BB002 | MW | LPN | New Cross |  | 0.059 | 0.078 | 0.1 | 0.128 | 0.161 | 0.2 | 0.246 | 0.296 | 0.352 | 0.414 | 0.483 | 0.557 | 0.637 | 0.722 | 0.813 | 0.91 | 1.011 | 1.119 | 1.231 | 1.35 | 1.474 | 1.604 | 1.738 | 1.879 | 2.025 | 2.176 | 2.333 | 2.495 | 2.663
System Transformation | Srg_BB002 | MW | LPN | Redbridge |  | 0.036 | 0.047 | 0.06 | 0.077 | 0.097 | 0.12 | 0.148 | 0.178 | 0.212 | 0.249 | 0.291 | 0.335 | 0.383 | 0.434 | 0.489 | 0.547 | 0.608 | 0.673 | 0.74 | 0.812 | 0.886 | 0.964 | 1.045 | 1.13 | 1.217 | 1.308 | 1.403 | 1.5 | 1.601
System Transformation | Srg_BB002 | MW | LPN | St John's Wood |  | 0.022 | 0.029 | 0.038 | 0.048 | 0.06 | 0.075 | 0.092 | 0.111 | 0.132 | 0.156 | 0.181 | 0.209 | 0.239 | 0.271 | 0.305 | 0.342 | 0.38 | 0.42 | 0.462 | 0.507 | 0.554 | 0.602 | 0.653 | 0.705 | 0.76 | 0.817 | 0.876 | 0.937 | 1
System Transformation | Srg_BB002 | MW | LPN | West Ham |  | 0.073 | 0.096 | 0.123 | 0.157 | 0.197 | 0.246 | 0.302 | 0.364 | 0.433 | 0.509 | 0.594 | 0.685 | 0.783 | 0.888 | 1 | 1.118 | 1.243 | 1.375 | 1.514 | 1.66 | 1.812 | 1.971 | 2.137 | 2.309 | 2.489 | 2.675 | 2.867 | 3.067 | 3.273
System Transformation | Srg_BB002 | MW | LPN | Willesden 132kV |  | 0.009 | 0.011 | 0.015 | 0.019 | 0.023 | 0.029 | 0.036 | 0.043 | 0.051 | 0.06 | 0.07 | 0.081 | 0.093 | 0.105 | 0.118 | 0.132 | 0.147 | 0.163 | 0.179 | 0.197 | 0.215 | 0.233 | 0.253 | 0.273 | 0.295 | 0.317 | 0.34 | 0.363 | 0.388
System Transformation | Srg_BB002 | MW | LPN | Willesden 66kV |  | 0.022 | 0.029 | 0.038 | 0.048 | 0.061 | 0.076 | 0.093 | 0.112 | 0.133 | 0.157 | 0.183 | 0.211 | 0.241 | 0.273 | 0.308 | 0.344 | 0.383 | 0.423 | 0.466 | 0.511 | 0.558 | 0.607 | 0.658 | 0.711 | 0.766 | 0.824 | 0.883 | 0.945 | 1.008
System Transformation | Srg_BB002 | MW | LPN | Wimbledon South |  | 0.112 | 0.147 | 0.189 | 0.241 | 0.302 | 0.376 | 0.462 | 0.558 | 0.663 | 0.78 | 0.909 | 1.049 | 1.199 | 1.359 | 1.53 | 1.711 | 1.903 | 2.105 | 2.317 | 2.541 | 2.774 | 3.017 | 3.271 | 3.535 | 3.809 | 4.094 | 4.389 | 4.694 | 5.01
System Transformation | Srg_BB002 | MW | NPgN | Blyth 132kV |  | 0.06 | 0.079 | 0.102 | 0.13 | 0.163 | 0.202 | 0.249 | 0.3 | 0.357 | 0.42 | 0.489 | 0.564 | 0.645 | 0.731 | 0.823 | 0.921 | 1.024 | 1.133 | 1.247 | 1.367 | 1.492 | 1.623 | 1.76 | 1.902 | 2.05 | 2.203 | 2.362 | 2.526 | 2.696
System Transformation | Srg_BB002 | MW | NPgN | Blyth 66kV |  | 0.21 | 0.276 | 0.355 | 0.453 | 0.568 | 0.708 | 0.869 | 1.049 | 1.247 | 1.466 | 1.71 | 1.972 | 2.254 | 2.556 | 2.878 | 3.219 | 3.579 | 3.958 | 4.357 | 4.778 | 5.216 | 5.674 | 6.151 | 6.647 | 7.163 | 7.699 | 8.254 | 8.828 | 9.422
System Transformation | Srg_BB002 | MW | NPgN | Fourstones |  | 0.004 | 0.005 | 0.006 | 0.008 | 0.01 | 0.012 | 0.015 | 0.018 | 0.021 | 0.025 | 0.029 | 0.034 | 0.038 | 0.044 | 0.049 | 0.055 | 0.061 | 0.068 | 0.074 | 0.082 | 0.089 | 0.097 | 0.105 | 0.113 | 0.122 | 0.131 | 0.141 | 0.151 | 0.161
System Transformation | Srg_BB002 | MW | NPgN | Hart Moor |  | 0.069 | 0.091 | 0.118 | 0.15 | 0.188 | 0.234 | 0.287 | 0.347 | 0.412 | 0.485 | 0.565 | 0.652 | 0.745 | 0.845 | 0.952 | 1.064 | 1.183 | 1.309 | 1.441 | 1.58 | 1.725 | 1.876 | 2.034 | 2.198 | 2.368 | 2.546 | 2.729 | 2.919 | 3.115
System Transformation | Srg_BB002 | MW | NPgN | Hawthorn Pit |  | 0.163 | 0.215 | 0.277 | 0.353 | 0.442 | 0.551 | 0.677 | 0.816 | 0.97 | 1.141 | 1.33 | 1.535 | 1.754 | 1.989 | 2.24 | 2.505 | 2.785 | 3.08 | 3.391 | 3.719 | 4.06 | 4.416 | 4.787 | 5.173 | 5.575 | 5.992 | 6.424 | 6.871 | 7.333
System Transformation | Srg_BB002 | MW | NPgN | Knaresborough |  | 0.096 | 0.126 | 0.162 | 0.207 | 0.26 | 0.323 | 0.397 | 0.479 | 0.569 | 0.67 | 0.781 | 0.901 | 1.03 | 1.167 | 1.314 | 1.47 | 1.634 | 1.808 | 1.99 | 2.182 | 2.382 | 2.591 | 2.809 | 3.036 | 3.272 | 3.516 | 3.77 | 4.032 | 4.303
System Transformation | Srg_BB002 | MW | NPgN | Lackenby |  | 0.12 | 0.158 | 0.204 | 0.26 | 0.326 | 0.406 | 0.498 | 0.601 | 0.715 | 0.841 | 0.98 | 1.13 | 1.292 | 1.465 | 1.65 | 1.845 | 2.051 | 2.269 | 2.498 | 2.739 | 2.99 | 3.252 | 3.526 | 3.81 | 4.106 | 4.413 | 4.731 | 5.061 | 5.401
System Transformation | Srg_BB002 | MW | NPgN | Norton |  | 0.513 | 0.674 | 0.869 | 1.108 | 1.39 | 1.731 | 2.126 | 2.566 | 3.049 | 3.587 | 4.181 | 4.823 | 5.513 | 6.251 | 7.039 | 7.872 | 8.752 | 9.681 | 10.656 | 11.686 | 12.758 | 13.876 | 15.043 | 16.257 | 17.519 | 18.829 | 20.187 | 21.592 | 23.044
System Transformation | Srg_BB002 | MW | NPgN | Offerton |  | 0.031 | 0.041 | 0.052 | 0.067 | 0.084 | 0.104 | 0.128 | 0.155 | 0.184 | 0.216 | 0.252 | 0.291 | 0.332 | 0.376 | 0.424 | 0.474 | 0.527 | 0.583 | 0.642 | 0.704 | 0.768 | 0.836 | 0.906 | 0.979 | 1.055 | 1.134 | 1.216 | 1.301 | 1.388
System Transformation | Srg_BB002 | MW | NPgN | Osbaldwick |  | 0.327 | 0.429 | 0.554 | 0.706 | 0.885 | 1.102 | 1.354 | 1.634 | 1.942 | 2.284 | 2.663 | 3.072 | 3.511 | 3.981 | 4.483 | 5.013 | 5.574 | 6.165 | 6.787 | 7.443 | 8.125 | 8.838 | 9.581 | 10.354 | 11.158 | 11.992 | 12.856 | 13.751 | 14.676
System Transformation | Srg_BB002 | MW | NPgN | Poppleton |  | 0.058 | 0.076 | 0.098 | 0.125 | 0.157 | 0.195 | 0.24 | 0.29 | 0.344 | 0.405 | 0.472 | 0.545 | 0.623 | 0.706 | 0.795 | 0.889 | 0.989 | 1.093 | 1.204 | 1.32 | 1.441 | 1.567 | 1.699 | 1.836 | 1.979 | 2.127 | 2.28 | 2.439 | 2.603
System Transformation | Srg_BB002 | MW | NPgN | South Shields |  | 0.075 | 0.098 | 0.126 | 0.161 | 0.202 | 0.252 | 0.309 | 0.373 | 0.443 | 0.522 | 0.608 | 0.701 | 0.802 | 0.909 | 1.023 | 1.145 | 1.273 | 1.408 | 1.55 | 1.699 | 1.855 | 2.018 | 2.187 | 2.364 | 2.547 | 2.738 | 2.935 | 3.14 | 3.351
System Transformation | Srg_BB002 | MW | NPgN | Spennymoor |  | 0.17 | 0.224 | 0.289 | 0.368 | 0.461 | 0.574 | 0.706 | 0.851 | 1.012 | 1.19 | 1.388 | 1.601 | 1.83 | 2.075 | 2.336 | 2.613 | 2.905 | 3.213 | 3.537 | 3.878 | 4.234 | 4.605 | 4.993 | 5.396 | 5.814 | 6.249 | 6.7 | 7.166 | 7.648
System Transformation | Srg_BB002 | MW | NPgN | Stella North |  | 0.096 | 0.126 | 0.162 | 0.206 | 0.259 | 0.322 | 0.396 | 0.478 | 0.568 | 0.668 | 0.778 | 0.898 | 1.027 | 1.164 | 1.311 | 1.466 | 1.63 | 1.802 | 1.984 | 2.176 | 2.375 | 2.584 | 2.801 | 3.027 | 3.262 | 3.506 | 3.759 | 4.02 | 4.291
System Transformation | Srg_BB002 | MW | NPgN | Stella South |  | 0.229 | 0.3 | 0.387 | 0.494 | 0.619 | 0.771 | 0.947 | 1.143 | 1.358 | 1.597 | 1.862 | 2.148 | 2.455 | 2.784 | 3.135 | 3.506 | 3.898 | 4.311 | 4.746 | 5.204 | 5.681 | 6.18 | 6.699 | 7.24 | 7.802 | 8.385 | 8.99 | 9.615 | 10.262
System Transformation | Srg_BB002 | MW | NPgN | West Boldon |  | 0.15 | 0.197 | 0.254 | 0.324 | 0.406 | 0.506 | 0.622 | 0.75 | 0.892 | 1.049 | 1.223 | 1.41 | 1.612 | 1.828 | 2.058 | 2.302 | 2.559 | 2.831 | 3.116 | 3.417 | 3.73 | 4.058 | 4.399 | 4.754 | 5.123 | 5.506 | 5.903 | 6.314 | 6.739
System Transformation | Srg_BB002 | MW | NPgY | Bradford West |  | 0.246 | 0.323 | 0.416 | 0.531 | 0.665 | 0.828 | 1.018 | 1.228 | 1.46 | 1.717 | 2.001 | 2.309 | 2.639 | 2.992 | 3.369 | 3.768 | 4.189 | 4.634 | 5.101 | 5.594 | 6.107 | 6.642 | 7.201 | 7.782 | 8.386 | 9.013 | 9.663 | 10.335 | 11.031
System Transformation | Srg_BB002 | MW | NPgY | Creyke Beck |  | 0.483 | 0.634 | 0.818 | 1.043 | 1.308 | 1.628 | 2 | 2.414 | 2.869 | 3.374 | 3.934 | 4.538 | 5.187 | 5.881 | 6.622 | 7.406 | 8.234 | 9.108 | 10.026 | 10.995 | 12.003 | 13.055 | 14.153 | 15.295 | 16.483 | 17.715 | 18.992 | 20.314 | 21.681
System Transformation | Srg_BB002 | MW | NPgY | Drax |  | 0.047 | 0.062 | 0.08 | 0.102 | 0.128 | 0.159 | 0.196 | 0.236 | 0.281 | 0.33 | 0.385 | 0.444 | 0.508 | 0.576 | 0.648 | 0.725 | 0.806 | 0.892 | 0.981 | 1.076 | 1.175 | 1.278 | 1.385 | 1.497 | 1.614 | 1.734 | 1.859 | 1.989 | 2.122
System Transformation | Srg_BB002 | MW | NPgY | Elland |  | 0.243 | 0.319 | 0.412 | 0.525 | 0.658 | 0.819 | 1.007 | 1.215 | 1.443 | 1.698 | 1.979 | 2.283 | 2.61 | 2.959 | 3.332 | 3.727 | 4.143 | 4.583 | 5.045 | 5.532 | 6.04 | 6.569 | 7.122 | 7.696 | 8.294 | 8.914 | 9.557 | 10.222 | 10.909
System Transformation | Srg_BB002 | MW | NPgY | Ferrybridge A |  | 0.068 | 0.089 | 0.115 | 0.146 | 0.183 | 0.228 | 0.281 | 0.339 | 0.402 | 0.473 | 0.552 | 0.637 | 0.728 | 0.825 | 0.929 | 1.039 | 1.155 | 1.278 | 1.406 | 1.542 | 1.684 | 1.831 | 1.985 | 2.146 | 2.312 | 2.485 | 2.664 | 2.849 | 3.041
System Transformation | Srg_BB002 | MW | NPgY | Ferrybridge B (_M) |  | 0.362 | 0.476 | 0.613 | 0.782 | 0.981 | 1.221 | 1.5 | 1.81 | 2.151 | 2.531 | 2.95 | 3.403 | 3.89 | 4.411 | 4.967 | 5.554 | 6.176 | 6.831 | 7.519 | 8.246 | 9.002 | 9.792 | 10.615 | 11.472 | 12.362 | 13.286 | 14.244 | 15.236 | 16.261
System Transformation | Srg_BB002 | MW | NPgY | Grimsby West |  | 0.177 | 0.232 | 0.3 | 0.382 | 0.479 | 0.596 | 0.733 | 0.884 | 1.051 | 1.236 | 1.441 | 1.662 | 1.9 | 2.154 | 2.426 | 2.713 | 3.016 | 3.336 | 3.672 | 4.027 | 4.396 | 4.782 | 5.184 | 5.602 | 6.037 | 6.489 | 6.956 | 7.441 | 7.941
System Transformation | Srg_BB002 | MW | NPgY | Jordanthorpe |  | 0.025 | 0.032 | 0.042 | 0.053 | 0.066 | 0.083 | 0.102 | 0.123 | 0.146 | 0.172 | 0.2 | 0.231 | 0.264 | 0.299 | 0.337 | 0.377 | 0.419 | 0.463 | 0.51 | 0.559 | 0.61 | 0.664 | 0.72 | 0.778 | 0.838 | 0.901 | 0.966 | 1.033 | 1.102
System Transformation | Srg_BB002 | MW | NPgY | Keadby |  | 0.452 | 0.594 | 0.766 | 0.976 | 1.225 | 1.524 | 1.873 | 2.26 | 2.686 | 3.159 | 3.683 | 4.249 | 4.856 | 5.506 | 6.2 | 6.934 | 7.71 | 8.527 | 9.387 | 10.294 | 11.238 | 12.223 | 13.251 | 14.32 | 15.432 | 16.586 | 17.781 | 19.019 | 20.299
System Transformation | Srg_BB002 | MW | NPgY | Kirkstall B |  | 0.096 | 0.127 | 0.163 | 0.208 | 0.261 | 0.325 | 0.399 | 0.482 | 0.572 | 0.673 | 0.785 | 0.905 | 1.035 | 1.173 | 1.321 | 1.477 | 1.643 | 1.817 | 2 | 2.193 | 2.394 | 2.604 | 2.823 | 3.051 | 3.288 | 3.534 | 3.789 | 4.053 | 4.325
System Transformation | Srg_BB002 | MW | NPgY | Neepsend |  | 0.045 | 0.059 | 0.076 | 0.097 | 0.122 | 0.152 | 0.186 | 0.225 | 0.267 | 0.314 | 0.367 | 0.423 | 0.483 | 0.548 | 0.617 | 0.69 | 0.767 | 0.849 | 0.934 | 1.025 | 1.119 | 1.217 | 1.319 | 1.426 | 1.536 | 1.651 | 1.77 | 1.893 | 2.021
System Transformation | Srg_BB002 | MW | NPgY | Norton Lees |  | 0.016 | 0.021 | 0.027 | 0.035 | 0.044 | 0.054 | 0.067 | 0.081 | 0.096 | 0.113 | 0.131 | 0.152 | 0.173 | 0.196 | 0.221 | 0.247 | 0.275 | 0.304 | 0.335 | 0.367 | 0.401 | 0.436 | 0.473 | 0.511 | 0.551 | 0.592 | 0.635 | 0.679 | 0.724
System Transformation | Srg_BB002 | MW | NPgY | Pitsmoor |  | 0.031 | 0.041 | 0.053 | 0.068 | 0.085 | 0.105 | 0.129 | 0.156 | 0.186 | 0.218 | 0.255 | 0.294 | 0.336 | 0.381 | 0.429 | 0.479 | 0.533 | 0.59 | 0.649 | 0.712 | 0.777 | 0.845 | 0.916 | 0.99 | 1.067 | 1.147 | 1.229 | 1.315 | 1.404
System Transformation | Srg_BB002 | MW | NPgY | Saltend North |  | 0.072 | 0.095 | 0.122 | 0.156 | 0.195 | 0.243 | 0.299 | 0.361 | 0.429 | 0.504 | 0.588 | 0.678 | 0.775 | 0.879 | 0.989 | 1.106 | 1.23 | 1.361 | 1.498 | 1.643 | 1.793 | 1.95 | 2.114 | 2.285 | 2.462 | 2.647 | 2.837 | 3.035 | 3.239
System Transformation | Srg_BB002 | MW | NPgY | Sheffield City |  | 0.005 | 0.006 | 0.008 | 0.011 | 0.013 | 0.017 | 0.02 | 0.024 | 0.029 | 0.034 | 0.04 | 0.046 | 0.053 | 0.06 | 0.067 | 0.075 | 0.083 | 0.092 | 0.102 | 0.111 | 0.122 | 0.132 | 0.144 | 0.155 | 0.167 | 0.18 | 0.193 | 0.206 | 0.22
System Transformation | Srg_BB002 | MW | NPgY | Skelton Grange |  | 0.366 | 0.481 | 0.62 | 0.79 | 0.991 | 1.234 | 1.516 | 1.83 | 2.174 | 2.558 | 2.982 | 3.44 | 3.932 | 4.458 | 5.02 | 5.614 | 6.242 | 6.904 | 7.6 | 8.334 | 9.098 | 9.896 | 10.728 | 11.594 | 12.494 | 13.428 | 14.396 | 15.398 | 16.434
System Transformation | Srg_BB002 | MW | NPgY | Thorpe Marsh |  | 0.456 | 0.598 | 0.771 | 0.983 | 1.233 | 1.535 | 1.886 | 2.276 | 2.705 | 3.182 | 3.709 | 4.279 | 4.891 | 5.546 | 6.245 | 6.984 | 7.765 | 8.589 | 9.454 | 10.368 | 11.318 | 12.311 | 13.346 | 14.424 | 15.543 | 16.705 | 17.909 | 19.156 | 20.445
System Transformation | Srg_BB002 | MW | NPgY | Thurcroft |  | 0.155 | 0.203 | 0.262 | 0.334 | 0.419 | 0.522 | 0.641 | 0.774 | 0.92 | 1.082 | 1.261 | 1.455 | 1.663 | 1.886 | 2.123 | 2.375 | 2.64 | 2.92 | 3.215 | 3.525 | 3.849 | 4.186 | 4.538 | 4.904 | 5.285 | 5.68 | 6.09 | 6.514 | 6.952
System Transformation | Srg_BB002 | MW | NPgY | West Melton |  | 0.247 | 0.324 | 0.418 | 0.533 | 0.669 | 0.833 | 1.023 | 1.235 | 1.467 | 1.726 | 2.012 | 2.321 | 2.653 | 3.008 | 3.388 | 3.788 | 4.212 | 4.659 | 5.129 | 5.624 | 6.14 | 6.678 | 7.24 | 7.824 | 8.431 | 9.062 | 9.715 | 10.391 | 11.09
System Transformation | Srg_BB002 | MW | SEPD | Acton Lane 66kV |  | 0.031 | 0.041 | 0.053 | 0.068 | 0.085 | 0.106 | 0.13 | 0.156 | 0.186 | 0.219 | 0.255 | 0.294 | 0.336 | 0.381 | 0.429 | 0.48 | 0.534 | 0.59 | 0.65 | 0.713 | 0.778 | 0.846 | 0.917 | 0.991 | 1.068 | 1.148 | 1.231 | 1.317 | 1.405
System Transformation | Srg_BB002 | MW | SEPD | Botley Wood |  | 0.135 | 0.177 | 0.228 | 0.291 | 0.364 | 0.454 | 0.557 | 0.672 | 0.799 | 0.94 | 1.096 | 1.264 | 1.445 | 1.638 | 1.845 | 2.063 | 2.294 | 2.537 | 2.793 | 3.063 | 3.344 | 3.637 | 3.943 | 4.261 | 4.592 | 4.935 | 5.291 | 5.659 | 6.04
System Transformation | Srg_BB002 | MW | SEPD | Bramley |  | 0.248 | 0.326 | 0.42 | 0.536 | 0.672 | 0.837 | 1.028 | 1.241 | 1.474 | 1.734 | 2.022 | 2.332 | 2.666 | 3.022 | 3.404 | 3.806 | 4.232 | 4.681 | 5.153 | 5.651 | 6.169 | 6.71 | 7.274 | 7.861 | 8.471 | 9.105 | 9.761 | 10.44 | 11.143
System Transformation | Srg_BB002 | MW | SEPD | Chickerell |  | 0.121 | 0.159 | 0.205 | 0.261 | 0.328 | 0.408 | 0.501 | 0.605 | 0.719 | 0.846 | 0.986 | 1.137 | 1.3 | 1.474 | 1.659 | 1.856 | 2.063 | 2.282 | 2.512 | 2.755 | 3.008 | 3.271 | 3.547 | 3.833 | 4.13 | 4.439 | 4.759 | 5.09 | 5.433
System Transformation | Srg_BB002 | MW | SEPD | Cowley |  | 0.418 | 0.55 | 0.709 | 0.903 | 1.133 | 1.41 | 1.733 | 2.091 | 2.485 | 2.923 | 3.408 | 3.931 | 4.493 | 5.094 | 5.737 | 6.416 | 7.133 | 7.89 | 8.685 | 9.525 | 10.398 | 11.31 | 12.261 | 13.25 | 14.279 | 15.346 | 16.453 | 17.598 | 18.782
System Transformation | Srg_BB002 | MW | SEPD | Ealing |  | 0.041 | 0.054 | 0.07 | 0.089 | 0.111 | 0.139 | 0.17 | 0.206 | 0.244 | 0.287 | 0.335 | 0.386 | 0.442 | 0.501 | 0.564 | 0.631 | 0.701 | 0.776 | 0.854 | 0.936 | 1.022 | 1.112 | 1.205 | 1.303 | 1.404 | 1.509 | 1.617 | 1.73 | 1.846
System Transformation | Srg_BB002 | MW | SEPD | Fawley |  | 0.189 | 0.248 | 0.319 | 0.407 | 0.511 | 0.636 | 0.781 | 0.942 | 1.12 | 1.317 | 1.535 | 1.771 | 2.025 | 2.295 | 2.585 | 2.891 | 3.214 | 3.555 | 3.913 | 4.292 | 4.685 | 5.096 | 5.524 | 5.97 | 6.434 | 6.915 | 7.413 | 7.929 | 8.463
System Transformation | Srg_BB002 | MW | SEPD | Fleet |  | 0.56 | 0.736 | 0.949 | 1.21 | 1.518 | 1.889 | 2.321 | 2.801 | 3.328 | 3.915 | 4.564 | 5.265 | 6.018 | 6.823 | 7.684 | 8.593 | 9.554 | 10.568 | 11.633 | 12.757 | 13.926 | 15.148 | 16.421 | 17.747 | 19.125 | 20.554 | 22.036 | 23.57 | 25.156
System Transformation | Srg_BB002 | MW | SEPD | Iver 132kV |  | 0.13 | 0.17 | 0.22 | 0.28 | 0.351 | 0.437 | 0.537 | 0.648 | 0.77 | 0.906 | 1.056 | 1.219 | 1.393 | 1.579 | 1.779 | 1.989 | 2.211 | 2.446 | 2.693 | 2.953 | 3.223 | 3.506 | 3.801 | 4.108 | 4.427 | 4.758 | 5.101 | 5.456 | 5.823
System Transformation | Srg_BB002 | MW | SEPD | Iver 66kV |  | 0.034 | 0.045 | 0.058 | 0.074 | 0.093 | 0.116 | 0.142 | 0.171 | 0.204 | 0.24 | 0.279 | 0.322 | 0.368 | 0.418 | 0.47 | 0.526 | 0.585 | 0.647 | 0.712 | 0.781 | 0.853 | 0.927 | 1.005 | 1.086 | 1.171 | 1.258 | 1.349 | 1.443 | 1.54
System Transformation | Srg_BB002 | MW | SEPD | Laleham |  | 0.044 | 0.057 | 0.074 | 0.094 | 0.118 | 0.147 | 0.181 | 0.218 | 0.259 | 0.305 | 0.356 | 0.41 | 0.469 | 0.531 | 0.599 | 0.669 | 0.744 | 0.823 | 0.906 | 0.994 | 1.085 | 1.18 | 1.279 | 1.382 | 1.49 | 1.601 | 1.716 | 1.836 | 1.959
System Transformation | Srg_BB002 | MW | SEPD | Lovedean |  | 0.523 | 0.687 | 0.886 | 1.13 | 1.417 | 1.764 | 2.167 | 2.615 | 3.108 | 3.656 | 4.262 | 4.916 | 5.619 | 6.371 | 7.175 | 8.024 | 8.921 | 9.867 | 10.862 | 11.912 | 13.004 | 14.144 | 15.333 | 16.571 | 17.857 | 19.192 | 20.576 | 22.008 | 23.489
System Transformation | Srg_BB002 | MW | SEPD | Mannington |  | 0.677 | 0.889 | 1.146 | 1.462 | 1.833 | 2.282 | 2.804 | 3.383 | 4.021 | 4.73 | 5.514 | 6.36 | 7.27 | 8.242 | 9.282 | 10.38 | 11.541 | 12.765 | 14.052 | 15.41 | 16.823 | 18.298 | 19.837 | 21.438 | 23.102 | 24.829 | 26.619 | 28.472 | 30.388
System Transformation | Srg_BB002 | MW | SEPD | Melksham |  | 0.504 | 0.662 | 0.853 | 1.088 | 1.364 | 1.698 | 2.086 | 2.518 | 2.992 | 3.52 | 4.103 | 4.733 | 5.41 | 6.134 | 6.907 | 7.724 | 8.588 | 9.499 | 10.457 | 11.467 | 12.519 | 13.617 | 14.762 | 15.953 | 17.192 | 18.477 | 19.809 | 21.187 | 22.613
System Transformation | Srg_BB002 | MW | SEPD | Minety |  | 0.216 | 0.284 | 0.366 | 0.467 | 0.585 | 0.729 | 0.895 | 1.08 | 1.284 | 1.51 | 1.76 | 2.031 | 2.321 | 2.632 | 2.964 | 3.314 | 3.685 | 4.076 | 4.487 | 4.92 | 5.371 | 5.842 | 6.333 | 6.845 | 7.376 | 7.927 | 8.499 | 9.09 | 9.702
System Transformation | Srg_BB002 | MW | SEPD | North Hyde |  | 0.063 | 0.083 | 0.107 | 0.137 | 0.171 | 0.213 | 0.262 | 0.316 | 0.376 | 0.442 | 0.515 | 0.594 | 0.679 | 0.77 | 0.867 | 0.969 | 1.078 | 1.192 | 1.312 | 1.439 | 1.571 | 1.709 | 1.853 | 2.002 | 2.158 | 2.319 | 2.486 | 2.659 | 2.838
System Transformation | Srg_BB002 | MW | SEPD | Nursling |  | 0.244 | 0.32 | 0.413 | 0.526 | 0.66 | 0.821 | 1.009 | 1.217 | 1.447 | 1.702 | 1.984 | 2.289 | 2.616 | 2.966 | 3.34 | 3.735 | 4.153 | 4.594 | 5.057 | 5.545 | 6.054 | 6.585 | 7.138 | 7.714 | 8.313 | 8.935 | 9.579 | 10.246 | 10.935
System Transformation | Srg_BB002 | MW | SHEPD | Abernethy |  | 0.053 | 0.069 | 0.089 | 0.113 | 0.142 | 0.177 | 0.218 | 0.263 | 0.312 | 0.367 | 0.428 | 0.494 | 0.564 | 0.64 | 0.721 | 0.806 | 0.896 | 0.991 | 1.091 | 1.196 | 1.306 | 1.421 | 1.54 | 1.664 | 1.794 | 1.928 | 2.067 | 2.211 | 2.359
System Transformation | Srg_BB002 | MW | SHEPD | Alness |  | 0.02 | 0.026 | 0.033 | 0.042 | 0.053 | 0.066 | 0.081 | 0.097 | 0.116 | 0.136 | 0.159 | 0.183 | 0.209 | 0.237 | 0.267 | 0.299 | 0.333 | 0.368 | 0.405 | 0.444 | 0.485 | 0.527 | 0.572 | 0.618 | 0.666 | 0.715 | 0.767 | 0.82 | 0.875
System Transformation | Srg_BB002 | MW | SHEPD | Arbroath |  | 0.052 | 0.068 | 0.088 | 0.112 | 0.14 | 0.174 | 0.214 | 0.259 | 0.307 | 0.362 | 0.422 | 0.486 | 0.556 | 0.63 | 0.71 | 0.794 | 0.882 | 0.976 | 1.074 | 1.178 | 1.286 | 1.399 | 1.517 | 1.639 | 1.766 | 1.898 | 2.035 | 2.177 | 2.323
System Transformation | Srg_BB002 | MW | SHEPD | Ardmore |  | 0.013 | 0.017 | 0.022 | 0.028 | 0.036 | 0.044 | 0.055 | 0.066 | 0.078 | 0.092 | 0.107 | 0.124 | 0.141 | 0.16 | 0.181 | 0.202 | 0.225 | 0.248 | 0.273 | 0.3 | 0.327 | 0.356 | 0.386 | 0.417 | 0.449 | 0.483 | 0.518 | 0.554 | 0.591
System Transformation | Srg_BB002 | MW | SHEPD | Beauly |  | 0.032 | 0.041 | 0.053 | 0.068 | 0.085 | 0.106 | 0.131 | 0.158 | 0.187 | 0.22 | 0.257 | 0.296 | 0.339 | 0.384 | 0.433 | 0.484 | 0.538 | 0.595 | 0.655 | 0.718 | 0.784 | 0.853 | 0.925 | 0.999 | 1.077 | 1.157 | 1.241 | 1.327 | 1.416
System Transformation | Srg_BB002 | MW | SHEPD | Boat of Garten |  | 0.021 | 0.028 | 0.036 | 0.046 | 0.058 | 0.072 | 0.089 | 0.107 | 0.127 | 0.15 | 0.175 | 0.201 | 0.23 | 0.261 | 0.294 | 0.329 | 0.365 | 0.404 | 0.445 | 0.488 | 0.533 | 0.579 | 0.628 | 0.679 | 0.732 | 0.786 | 0.843 | 0.902 | 0.962
System Transformation | Srg_BB002 | MW | SHEPD | Braco West |  | 0.054 | 0.071 | 0.092 | 0.117 | 0.146 | 0.182 | 0.224 | 0.27 | 0.321 | 0.378 | 0.441 | 0.508 | 0.581 | 0.659 | 0.742 | 0.829 | 0.922 | 1.02 | 1.123 | 1.231 | 1.344 | 1.462 | 1.585 | 1.713 | 1.846 | 1.984 | 2.127 | 2.275 | 2.428
System Transformation | Srg_BB002 | MW | SHEPD | Bridge of Dun |  | 0.041 | 0.054 | 0.069 | 0.088 | 0.11 | 0.137 | 0.169 | 0.204 | 0.242 | 0.285 | 0.332 | 0.383 | 0.437 | 0.496 | 0.559 | 0.625 | 0.695 | 0.768 | 0.846 | 0.927 | 1.012 | 1.101 | 1.194 | 1.29 | 1.39 | 1.494 | 1.602 | 1.713 | 1.829
System Transformation | Srg_BB002 | MW | SHEPD | Broadford-Skye |  | 0.009 | 0.012 | 0.016 | 0.02 | 0.026 | 0.032 | 0.039 | 0.047 | 0.056 | 0.066 | 0.077 | 0.089 | 0.101 | 0.115 | 0.129 | 0.145 | 0.161 | 0.178 | 0.196 | 0.215 | 0.234 | 0.255 | 0.276 | 0.299 | 0.322 | 0.346 | 0.371 | 0.397 | 0.423
System Transformation | Srg_BB002 | MW | SHEPD | Brora |  | 0.007 | 0.01 | 0.012 | 0.016 | 0.02 | 0.025 | 0.03 | 0.037 | 0.044 | 0.051 | 0.06 | 0.069 | 0.079 | 0.089 | 0.101 | 0.113 | 0.125 | 0.139 | 0.152 | 0.167 | 0.183 | 0.199 | 0.215 | 0.233 | 0.251 | 0.269 | 0.289 | 0.309 | 0.33
System Transformation | Srg_BB002 | MW | SHEPD | Burghmuir |  | 0.028 | 0.037 | 0.047 | 0.06 | 0.076 | 0.094 | 0.116 | 0.139 | 0.166 | 0.195 | 0.227 | 0.262 | 0.3 | 0.34 | 0.383 | 0.428 | 0.476 | 0.526 | 0.579 | 0.635 | 0.693 | 0.754 | 0.818 | 0.884 | 0.952 | 1.023 | 1.097 | 1.174 | 1.253
System Transformation | Srg_BB002 | MW | SHEPD | Carradale |  | 0.012 | 0.015 | 0.02 | 0.025 | 0.031 | 0.039 | 0.048 | 0.058 | 0.069 | 0.081 | 0.094 | 0.109 | 0.124 | 0.141 | 0.158 | 0.177 | 0.197 | 0.218 | 0.24 | 0.263 | 0.287 | 0.312 | 0.338 | 0.366 | 0.394 | 0.424 | 0.454 | 0.486 | 0.519
System Transformation | Srg_BB002 | MW | SHEPD | Clachan |  | 0.002 | 0.002 | 0.003 | 0.004 | 0.005 | 0.006 | 0.008 | 0.009 | 0.011 | 0.013 | 0.015 | 0.018 | 0.02 | 0.023 | 0.026 | 0.029 | 0.032 | 0.035 | 0.039 | 0.043 | 0.046 | 0.05 | 0.055 | 0.059 | 0.064 | 0.068 | 0.073 | 0.079 | 0.084
System Transformation | Srg_BB002 | MW | SHEPD | Clayhills |  | 0.01 | 0.013 | 0.016 | 0.021 | 0.026 | 0.033 | 0.04 | 0.048 | 0.057 | 0.068 | 0.079 | 0.091 | 0.104 | 0.118 | 0.133 | 0.148 | 0.165 | 0.183 | 0.201 | 0.22 | 0.241 | 0.262 | 0.284 | 0.307 | 0.33 | 0.355 | 0.381 | 0.407 | 0.435
System Transformation | Srg_BB002 | MW | SHEPD | Coupar Angus |  | 0.038 | 0.05 | 0.064 | 0.082 | 0.102 | 0.127 | 0.156 | 0.189 | 0.224 | 0.264 | 0.308 | 0.355 | 0.406 | 0.46 | 0.518 | 0.579 | 0.644 | 0.713 | 0.784 | 0.86 | 0.939 | 1.021 | 1.107 | 1.197 | 1.289 | 1.386 | 1.486 | 1.589 | 1.696
System Transformation | Srg_BB002 | MW | SHEPD | Craigiebuckler |  | 0.003 | 0.003 | 0.004 | 0.005 | 0.007 | 0.008 | 0.01 | 0.013 | 0.015 | 0.018 | 0.021 | 0.024 | 0.027 | 0.031 | 0.035 | 0.039 | 0.043 | 0.047 | 0.052 | 0.057 | 0.063 | 0.068 | 0.074 | 0.08 | 0.086 | 0.092 | 0.099 | 0.106 | 0.113
System Transformation | Srg_BB002 | MW | SHEPD | Dounreay |  | 0.011 | 0.015 | 0.019 | 0.025 | 0.031 | 0.039 | 0.047 | 0.057 | 0.068 | 0.08 | 0.093 | 0.108 | 0.123 | 0.14 | 0.157 | 0.176 | 0.195 | 0.216 | 0.238 | 0.261 | 0.285 | 0.31 | 0.336 | 0.363 | 0.391 | 0.42 | 0.451 | 0.482 | 0.514
System Transformation | Srg_BB002 | MW | SHEPD | Dudhope |  | 0.026 | 0.034 | 0.044 | 0.057 | 0.071 | 0.088 | 0.108 | 0.131 | 0.156 | 0.183 | 0.213 | 0.246 | 0.281 | 0.319 | 0.359 | 0.402 | 0.446 | 0.494 | 0.544 | 0.596 | 0.651 | 0.708 | 0.767 | 0.829 | 0.894 | 0.96 | 1.03 | 1.101 | 1.175
System Transformation | Srg_BB002 | MW | SHEPD | Dunoon |  | 0.015 | 0.02 | 0.025 | 0.032 | 0.04 | 0.05 | 0.062 | 0.074 | 0.088 | 0.104 | 0.121 | 0.14 | 0.16 | 0.181 | 0.204 | 0.228 | 0.254 | 0.281 | 0.309 | 0.339 | 0.37 | 0.402 | 0.436 | 0.471 | 0.508 | 0.546 | 0.585 | 0.626 | 0.668
System Transformation | Srg_BB002 | MW | SHEPD | Dunvegan |  | 0.001 | 0.002 | 0.002 | 0.003 | 0.004 | 0.004 | 0.005 | 0.007 | 0.008 | 0.009 | 0.011 | 0.012 | 0.014 | 0.016 | 0.018 | 0.02 | 0.023 | 0.025 | 0.027 | 0.03 | 0.033 | 0.036 | 0.039 | 0.042 | 0.045 | 0.048 | 0.052 | 0.056 | 0.059
System Transformation | Srg_BB002 | MW | SHEPD | Dyce |  | 0.041 | 0.054 | 0.07 | 0.089 | 0.112 | 0.14 | 0.171 | 0.207 | 0.246 | 0.289 | 0.337 | 0.389 | 0.445 | 0.504 | 0.568 | 0.635 | 0.706 | 0.781 | 0.859 | 0.942 | 1.029 | 1.119 | 1.213 | 1.311 | 1.413 | 1.518 | 1.628 | 1.741 | 1.858
System Transformation | Srg_BB002 | MW | SHEPD | Elgin |  | 0.057 | 0.075 | 0.096 | 0.123 | 0.154 | 0.191 | 0.235 | 0.284 | 0.337 | 0.397 | 0.462 | 0.533 | 0.61 | 0.691 | 0.779 | 0.871 | 0.968 | 1.071 | 1.179 | 1.293 | 1.411 | 1.535 | 1.664 | 1.798 | 1.938 | 2.083 | 2.233 | 2.388 | 2.549
System Transformation | Srg_BB002 | MW | SHEPD | Fiddes |  | 0.032 | 0.042 | 0.055 | 0.07 | 0.087 | 0.109 | 0.134 | 0.161 | 0.192 | 0.226 | 0.263 | 0.303 | 0.347 | 0.393 | 0.443 | 0.495 | 0.55 | 0.609 | 0.67 | 0.735 | 0.802 | 0.873 | 0.946 | 1.022 | 1.102 | 1.184 | 1.269 | 1.358 | 1.449
System Transformation | Srg_BB002 | MW | SHEPD | Fort Augustus |  | 0.004 | 0.005 | 0.006 | 0.008 | 0.01 | 0.013 | 0.015 | 0.019 | 0.022 | 0.026 | 0.03 | 0.035 | 0.04 | 0.045 | 0.051 | 0.057 | 0.064 | 0.07 | 0.078 | 0.085 | 0.093 | 0.101 | 0.109 | 0.118 | 0.127 | 0.137 | 0.147 | 0.157 | 0.168
System Transformation | Srg_BB002 | MW | SHEPD | Fort William |  | 0.01 | 0.013 | 0.017 | 0.021 | 0.027 | 0.033 | 0.041 | 0.05 | 0.059 | 0.069 | 0.081 | 0.093 | 0.107 | 0.121 | 0.136 | 0.152 | 0.169 | 0.187 | 0.206 | 0.226 | 0.247 | 0.268 | 0.291 | 0.314 | 0.339 | 0.364 | 0.39 | 0.417 | 0.446
System Transformation | Srg_BB002 | MW | SHEPD | Grudie Bridge |  | 0.007 | 0.009 | 0.012 | 0.015 | 0.018 | 0.023 | 0.028 | 0.034 | 0.04 | 0.048 | 0.055 | 0.064 | 0.073 | 0.083 | 0.093 | 0.104 | 0.116 | 0.128 | 0.141 | 0.155 | 0.169 | 0.184 | 0.199 | 0.215 | 0.232 | 0.25 | 0.268 | 0.286 | 0.305
System Transformation | Srg_BB002 | MW | SHEPD | Inverness |  | 0.037 | 0.048 | 0.062 | 0.08 | 0.1 | 0.124 | 0.153 | 0.184 | 0.219 | 0.257 | 0.3 | 0.346 | 0.396 | 0.448 | 0.505 | 0.565 | 0.628 | 0.695 | 0.765 | 0.838 | 0.915 | 0.996 | 1.079 | 1.166 | 1.257 | 1.351 | 1.448 | 1.549 | 1.653
System Transformation | Srg_BB002 | MW | SHEPD | Keith |  | 0.041 | 0.054 | 0.069 | 0.088 | 0.111 | 0.138 | 0.17 | 0.205 | 0.243 | 0.286 | 0.334 | 0.385 | 0.44 | 0.499 | 0.562 | 0.628 | 0.698 | 0.772 | 0.85 | 0.932 | 1.018 | 1.107 | 1.2 | 1.297 | 1.398 | 1.502 | 1.611 | 1.723 | 1.839
System Transformation | Srg_BB002 | MW | SHEPD | Killin |  | 0.003 | 0.004 | 0.006 | 0.007 | 0.009 | 0.011 | 0.014 | 0.017 | 0.02 | 0.024 | 0.028 | 0.032 | 0.037 | 0.041 | 0.047 | 0.052 | 0.058 | 0.064 | 0.071 | 0.077 | 0.085 | 0.092 | 0.1 | 0.108 | 0.116 | 0.125 | 0.134 | 0.143 | 0.153
System Transformation | Srg_BB002 | MW | SHEPD | Kinlochleven |  | 0.001 | 0.001 | 0.002 | 0.002 | 0.002 | 0.003 | 0.004 | 0.005 | 0.005 | 0.006 | 0.007 | 0.008 | 0.01 | 0.011 | 0.012 | 0.014 | 0.015 | 0.017 | 0.019 | 0.021 | 0.022 | 0.024 | 0.026 | 0.029 | 0.031 | 0.033 | 0.035 | 0.038 | 0.04
System Transformation | Srg_BB002 | MW | SHEPD | Kintore |  | 0.09 | 0.118 | 0.152 | 0.194 | 0.243 | 0.302 | 0.371 | 0.448 | 0.533 | 0.627 | 0.731 | 0.843 | 0.963 | 1.092 | 1.23 | 1.375 | 1.529 | 1.691 | 1.862 | 2.042 | 2.229 | 2.425 | 2.628 | 2.841 | 3.061 | 3.29 | 3.527 | 3.773 | 4.026
System Transformation | Srg_BB002 | MW | SHEPD | Lairg |  | 0.005 | 0.006 | 0.008 | 0.01 | 0.013 | 0.016 | 0.02 | 0.024 | 0.028 | 0.033 | 0.039 | 0.045 | 0.051 | 0.058 | 0.065 | 0.073 | 0.081 | 0.09 | 0.099 | 0.109 | 0.119 | 0.129 | 0.14 | 0.151 | 0.163 | 0.175 | 0.188 | 0.201 | 0.214
System Transformation | Srg_BB002 | MW | SHEPD | Lunanhead |  | 0.04 | 0.052 | 0.067 | 0.086 | 0.108 | 0.134 | 0.164 | 0.198 | 0.236 | 0.277 | 0.323 | 0.373 | 0.426 | 0.484 | 0.544 | 0.609 | 0.677 | 0.749 | 0.824 | 0.904 | 0.987 | 1.073 | 1.164 | 1.258 | 1.355 | 1.457 | 1.562 | 1.67 | 1.783
System Transformation | Srg_BB002 | MW | SHEPD | Lyndhurst |  | 0.011 | 0.015 | 0.019 | 0.024 | 0.03 | 0.037 | 0.046 | 0.055 | 0.066 | 0.078 | 0.09 | 0.104 | 0.119 | 0.135 | 0.152 | 0.17 | 0.189 | 0.209 | 0.23 | 0.253 | 0.276 | 0.3 | 0.325 | 0.351 | 0.379 | 0.407 | 0.436 | 0.467 | 0.498
System Transformation | Srg_BB002 | MW | SHEPD | Macduff |  | 0.04 | 0.053 | 0.068 | 0.087 | 0.109 | 0.135 | 0.166 | 0.201 | 0.238 | 0.281 | 0.327 | 0.377 | 0.431 | 0.489 | 0.551 | 0.616 | 0.685 | 0.757 | 0.834 | 0.914 | 0.998 | 1.085 | 1.177 | 1.272 | 1.37 | 1.473 | 1.579 | 1.689 | 1.802
System Transformation | Srg_BB002 | MW | SHEPD | Milton of Craigie |  | 0.032 | 0.043 | 0.055 | 0.07 | 0.088 | 0.11 | 0.135 | 0.162 | 0.193 | 0.227 | 0.265 | 0.305 | 0.349 | 0.396 | 0.445 | 0.498 | 0.554 | 0.613 | 0.674 | 0.74 | 0.807 | 0.878 | 0.952 | 1.029 | 1.109 | 1.192 | 1.277 | 1.366 | 1.458
System Transformation | Srg_BB002 | MW | SHEPD | Nairn |  | 0.031 | 0.04 | 0.052 | 0.066 | 0.083 | 0.104 | 0.128 | 0.154 | 0.183 | 0.215 | 0.251 | 0.289 | 0.331 | 0.375 | 0.422 | 0.472 | 0.525 | 0.581 | 0.639 | 0.701 | 0.765 | 0.832 | 0.902 | 0.975 | 1.051 | 1.129 | 1.211 | 1.295 | 1.382
System Transformation | Srg_BB002 | MW | SHEPD | Persley |  | 0.019 | 0.025 | 0.032 | 0.041 | 0.051 | 0.064 | 0.078 | 0.095 | 0.112 | 0.132 | 0.154 | 0.178 | 0.203 | 0.23 | 0.259 | 0.29 | 0.322 | 0.357 | 0.393 | 0.431 | 0.47 | 0.511 | 0.554 | 0.599 | 0.646 | 0.694 | 0.744 | 0.796 | 0.849
System Transformation | Srg_BB002 | MW | SHEPD | Peterhead Shell |  | 0.072 | 0.095 | 0.122 | 0.156 | 0.196 | 0.243 | 0.299 | 0.361 | 0.429 | 0.504 | 0.588 | 0.678 | 0.775 | 0.879 | 0.99 | 1.107 | 1.231 | 1.362 | 1.499 | 1.644 | 1.794 | 1.952 | 2.116 | 2.287 | 2.464 | 2.648 | 2.839 | 3.037 | 3.241
System Transformation | Srg_BB002 | MW | SHEPD | Port Ann |  | 0.014 | 0.019 | 0.024 | 0.031 | 0.039 | 0.049 | 0.06 | 0.072 | 0.086 | 0.101 | 0.118 | 0.136 | 0.155 | 0.176 | 0.198 | 0.222 | 0.246 | 0.272 | 0.3 | 0.329 | 0.359 | 0.391 | 0.423 | 0.458 | 0.493 | 0.53 | 0.568 | 0.608 | 0.649
System Transformation | Srg_BB002 | MW | SHEPD | Rannoch |  | 0.001 | 0.002 | 0.002 | 0.003 | 0.003 | 0.004 | 0.005 | 0.006 | 0.007 | 0.009 | 0.01 | 0.012 | 0.013 | 0.015 | 0.017 | 0.019 | 0.021 | 0.024 | 0.026 | 0.029 | 0.031 | 0.034 | 0.037 | 0.04 | 0.043 | 0.046 | 0.049 | 0.053 | 0.056
System Transformation | Srg_BB002 | MW | SHEPD | Redmoss |  | 0.015 | 0.02 | 0.026 | 0.033 | 0.041 | 0.052 | 0.063 | 0.077 | 0.091 | 0.107 | 0.125 | 0.144 | 0.165 | 0.187 | 0.21 | 0.235 | 0.261 | 0.289 | 0.318 | 0.349 | 0.381 | 0.414 | 0.449 | 0.485 | 0.523 | 0.562 | 0.603 | 0.645 | 0.688
System Transformation | Srg_BB002 | MW | SHEPD | Shin |  | 0.002 | 0.003 | 0.004 | 0.005 | 0.006 | 0.007 | 0.009 | 0.011 | 0.013 | 0.015 | 0.018 | 0.02 | 0.023 | 0.026 | 0.03 | 0.033 | 0.037 | 0.041 | 0.045 | 0.049 | 0.054 | 0.058 | 0.063 | 0.068 | 0.074 | 0.079 | 0.085 | 0.091 | 0.097
System Transformation | Srg_BB002 | MW | SHEPD | St Fillans |  | 0.002 | 0.003 | 0.004 | 0.005 | 0.006 | 0.008 | 0.009 | 0.011 | 0.014 | 0.016 | 0.019 | 0.021 | 0.024 | 0.028 | 0.031 | 0.035 | 0.039 | 0.043 | 0.047 | 0.052 | 0.057 | 0.062 | 0.067 | 0.072 | 0.078 | 0.084 | 0.09 | 0.096 | 0.102
System Transformation | Srg_BB002 | MW | SHEPD | Tarland |  | 0.014 | 0.018 | 0.024 | 0.03 | 0.038 | 0.047 | 0.058 | 0.07 | 0.083 | 0.097 | 0.113 | 0.131 | 0.15 | 0.17 | 0.191 | 0.214 | 0.238 | 0.263 | 0.289 | 0.317 | 0.346 | 0.377 | 0.408 | 0.441 | 0.475 | 0.511 | 0.548 | 0.586 | 0.625
System Transformation | Srg_BB002 | MW | SHEPD | Taynuilt |  | 0.022 | 0.028 | 0.036 | 0.046 | 0.058 | 0.073 | 0.089 | 0.108 | 0.128 | 0.15 | 0.175 | 0.202 | 0.231 | 0.262 | 0.295 | 0.33 | 0.367 | 0.406 | 0.447 | 0.49 | 0.535 | 0.582 | 0.63 | 0.681 | 0.734 | 0.789 | 0.846 | 0.905 | 0.966
System Transformation | Srg_BB002 | MW | SHEPD | Thurso |  | 0.034 | 0.044 | 0.057 | 0.073 | 0.092 | 0.114 | 0.14 | 0.169 | 0.201 | 0.237 | 0.276 | 0.318 | 0.364 | 0.413 | 0.465 | 0.52 | 0.578 | 0.639 | 0.703 | 0.771 | 0.842 | 0.916 | 0.993 | 1.073 | 1.156 | 1.243 | 1.332 | 1.425 | 1.521
System Transformation | Srg_BB002 | MW | SHEPD | Tummel Bridge |  | 0.013 | 0.018 | 0.023 | 0.029 | 0.036 | 0.045 | 0.055 | 0.067 | 0.079 | 0.093 | 0.109 | 0.125 | 0.143 | 0.163 | 0.183 | 0.205 | 0.228 | 0.252 | 0.277 | 0.304 | 0.332 | 0.361 | 0.391 | 0.423 | 0.456 | 0.49 | 0.525 | 0.562 | 0.599
System Transformation | Srg_BB002 | MW | SHEPD | Willowdale |  | 0.003 | 0.004 | 0.005 | 0.006 | 0.008 | 0.01 | 0.012 | 0.015 | 0.017 | 0.021 | 0.024 | 0.028 | 0.032 | 0.036 | 0.04 | 0.045 | 0.05 | 0.055 | 0.061 | 0.067 | 0.073 | 0.079 | 0.086 | 0.093 | 0.1 | 0.108 | 0.115 | 0.123 | 0.132
System Transformation | Srg_BB002 | MW | SHEPD | Woodhill |  | 0.032 | 0.043 | 0.055 | 0.07 | 0.088 | 0.109 | 0.134 | 0.162 | 0.192 | 0.226 | 0.264 | 0.304 | 0.348 | 0.394 | 0.444 | 0.497 | 0.552 | 0.611 | 0.672 | 0.737 | 0.805 | 0.875 | 0.949 | 1.025 | 1.105 | 1.188 | 1.273 | 1.362 | 1.454
System Transformation | Srg_BB002 | MW | SPD | Ayr |  | 0.013 | 0.017 | 0.021 | 0.027 | 0.034 | 0.043 | 0.052 | 0.063 | 0.075 | 0.088 | 0.103 | 0.119 | 0.136 | 0.154 | 0.173 | 0.194 | 0.215 | 0.238 | 0.262 | 0.288 | 0.314 | 0.341 | 0.37 | 0.4 | 0.431 | 0.463 | 0.497 | 0.531 | 0.567
System Transformation | Srg_BB002 | MW | SPD | Bainsford |  | 0.01 | 0.013 | 0.017 | 0.022 | 0.028 | 0.034 | 0.042 | 0.051 | 0.061 | 0.071 | 0.083 | 0.096 | 0.109 | 0.124 | 0.14 | 0.156 | 0.174 | 0.192 | 0.212 | 0.232 | 0.253 | 0.275 | 0.299 | 0.323 | 0.348 | 0.374 | 0.401 | 0.429 | 0.457
System Transformation | Srg_BB002 | MW | SPD | Bathgate |  | 0.035 | 0.046 | 0.059 | 0.075 | 0.094 | 0.117 | 0.144 | 0.174 | 0.206 | 0.243 | 0.283 | 0.326 | 0.373 | 0.423 | 0.476 | 0.533 | 0.592 | 0.655 | 0.721 | 0.791 | 0.863 | 0.939 | 1.018 | 1.1 | 1.186 | 1.274 | 1.366 | 1.461 | 1.56
System Transformation | Srg_BB002 | MW | SPD | Berwick |  | 0.044 | 0.058 | 0.074 | 0.095 | 0.119 | 0.148 | 0.181 | 0.219 | 0.26 | 0.306 | 0.357 | 0.412 | 0.471 | 0.534 | 0.601 | 0.672 | 0.747 | 0.826 | 0.91 | 0.997 | 1.089 | 1.184 | 1.284 | 1.388 | 1.495 | 1.607 | 1.723 | 1.843 | 1.967
System Transformation | Srg_BB002 | MW | SPD | Bonnybridge |  | 0.032 | 0.042 | 0.054 | 0.069 | 0.086 | 0.107 | 0.131 | 0.159 | 0.189 | 0.222 | 0.259 | 0.298 | 0.341 | 0.386 | 0.435 | 0.487 | 0.541 | 0.599 | 0.659 | 0.723 | 0.789 | 0.858 | 0.93 | 1.005 | 1.083 | 1.164 | 1.248 | 1.335 | 1.425
System Transformation | Srg_BB002 | MW | SPD | Braehead Park |  | 0.016 | 0.021 | 0.027 | 0.034 | 0.043 | 0.054 | 0.066 | 0.079 | 0.094 | 0.111 | 0.129 | 0.149 | 0.171 | 0.193 | 0.218 | 0.244 | 0.271 | 0.3 | 0.33 | 0.362 | 0.395 | 0.43 | 0.466 | 0.503 | 0.542 | 0.583 | 0.625 | 0.668 | 0.713
System Transformation | Srg_BB002 | MW | SPD | Broxburn |  | 0.019 | 0.025 | 0.033 | 0.042 | 0.053 | 0.065 | 0.08 | 0.097 | 0.115 | 0.136 | 0.158 | 0.182 | 0.208 | 0.236 | 0.266 | 0.298 | 0.331 | 0.366 | 0.403 | 0.442 | 0.482 | 0.524 | 0.569 | 0.614 | 0.662 | 0.712 | 0.763 | 0.816 | 0.871
System Transformation | Srg_BB002 | MW | SPD | Carntyne |  | 0.002 | 0.003 | 0.003 | 0.004 | 0.005 | 0.007 | 0.008 | 0.01 | 0.012 | 0.014 | 0.016 | 0.018 | 0.021 | 0.024 | 0.027 | 0.03 | 0.033 | 0.037 | 0.041 | 0.045 | 0.049 | 0.053 | 0.057 | 0.062 | 0.067 | 0.072 | 0.077 | 0.082 | 0.088
System Transformation | Srg_BB002 | MW | SPD | Chapelcross |  | 0.04 | 0.053 | 0.068 | 0.087 | 0.109 | 0.136 | 0.167 | 0.202 | 0.24 | 0.282 | 0.329 | 0.379 | 0.433 | 0.491 | 0.553 | 0.619 | 0.688 | 0.761 | 0.838 | 0.919 | 1.003 | 1.091 | 1.182 | 1.278 | 1.377 | 1.48 | 1.587 | 1.697 | 1.811
System Transformation | Srg_BB002 | MW | SPD | Charlotte Street |  | 0.009 | 0.012 | 0.015 | 0.019 | 0.024 | 0.03 | 0.037 | 0.044 | 0.052 | 0.062 | 0.072 | 0.083 | 0.095 | 0.108 | 0.121 | 0.135 | 0.151 | 0.167 | 0.183 | 0.201 | 0.22 | 0.239 | 0.259 | 0.28 | 0.302 | 0.324 | 0.347 | 0.372 | 0.397
System Transformation | Srg_BB002 | MW | SPD | Coatbridge |  | 0.034 | 0.045 | 0.058 | 0.074 | 0.093 | 0.115 | 0.142 | 0.171 | 0.203 | 0.239 | 0.279 | 0.321 | 0.367 | 0.416 | 0.469 | 0.525 | 0.583 | 0.645 | 0.71 | 0.779 | 0.85 | 0.925 | 1.002 | 1.083 | 1.167 | 1.255 | 1.345 | 1.439 | 1.536
System Transformation | Srg_BB002 | MW | SPD | Cockenzie |  | 0.041 | 0.054 | 0.069 | 0.088 | 0.111 | 0.138 | 0.169 | 0.204 | 0.243 | 0.286 | 0.333 | 0.384 | 0.439 | 0.498 | 0.561 | 0.627 | 0.697 | 0.771 | 0.849 | 0.931 | 1.016 | 1.106 | 1.199 | 1.295 | 1.396 | 1.5 | 1.608 | 1.72 | 1.836
System Transformation | Srg_BB002 | MW | SPD | Coylton |  | 0.035 | 0.046 | 0.059 | 0.075 | 0.095 | 0.118 | 0.145 | 0.174 | 0.207 | 0.244 | 0.284 | 0.328 | 0.375 | 0.425 | 0.479 | 0.535 | 0.595 | 0.658 | 0.725 | 0.795 | 0.867 | 0.944 | 1.023 | 1.105 | 1.191 | 1.28 | 1.373 | 1.468 | 1.567
System Transformation | Srg_BB002 | MW | SPD | Crookston A |  | 0.008 | 0.01 | 0.013 | 0.017 | 0.021 | 0.026 | 0.032 | 0.038 | 0.046 | 0.054 | 0.063 | 0.072 | 0.082 | 0.094 | 0.105 | 0.118 | 0.131 | 0.145 | 0.159 | 0.175 | 0.191 | 0.208 | 0.225 | 0.243 | 0.262 | 0.282 | 0.302 | 0.323 | 0.345
System Transformation | Srg_BB002 | MW | SPD | Crookston B |  | 0.008 | 0.01 | 0.013 | 0.017 | 0.021 | 0.026 | 0.032 | 0.038 | 0.046 | 0.054 | 0.063 | 0.072 | 0.082 | 0.094 | 0.105 | 0.118 | 0.131 | 0.145 | 0.159 | 0.175 | 0.191 | 0.208 | 0.225 | 0.243 | 0.262 | 0.282 | 0.302 | 0.323 | 0.345
System Transformation | Srg_BB002 | MW | SPD | Cumbernauld |  | 0.025 | 0.033 | 0.043 | 0.055 | 0.069 | 0.086 | 0.105 | 0.127 | 0.151 | 0.177 | 0.207 | 0.238 | 0.272 | 0.309 | 0.348 | 0.389 | 0.433 | 0.478 | 0.527 | 0.578 | 0.631 | 0.686 | 0.743 | 0.803 | 0.866 | 0.931 | 0.998 | 1.067 | 1.139
System Transformation | Srg_BB002 | MW | SPD | Cupar |  | 0.065 | 0.086 | 0.111 | 0.141 | 0.177 | 0.22 | 0.271 | 0.327 | 0.388 | 0.457 | 0.532 | 0.614 | 0.702 | 0.796 | 0.896 | 1.002 | 1.115 | 1.233 | 1.357 | 1.488 | 1.625 | 1.767 | 1.916 | 2.07 | 2.231 | 2.398 | 2.571 | 2.75 | 2.935
System Transformation | Srg_BB002 | MW | SPD | Currie |  | 0.001 | 0.001 | 0.001 | 0.001 | 0.002 | 0.002 | 0.003 | 0.003 | 0.004 | 0.005 | 0.006 | 0.007 | 0.007 | 0.008 | 0.01 | 0.011 | 0.012 | 0.013 | 0.014 | 0.016 | 0.017 | 0.019 | 0.02 | 0.022 | 0.024 | 0.025 | 0.027 | 0.029 | 0.031
System Transformation | Srg_BB002 | MW | SPD | Dalmarnock |  | 0.021 | 0.027 | 0.035 | 0.044 | 0.056 | 0.069 | 0.085 | 0.103 | 0.122 | 0.144 | 0.168 | 0.193 | 0.221 | 0.251 | 0.282 | 0.316 | 0.351 | 0.388 | 0.427 | 0.468 | 0.511 | 0.556 | 0.603 | 0.652 | 0.702 | 0.755 | 0.809 | 0.865 | 0.924
System Transformation | Srg_BB002 | MW | SPD | Devol Moor |  | 0.012 | 0.015 | 0.02 | 0.025 | 0.031 | 0.039 | 0.048 | 0.058 | 0.069 | 0.081 | 0.094 | 0.109 | 0.124 | 0.141 | 0.158 | 0.177 | 0.197 | 0.218 | 0.24 | 0.263 | 0.287 | 0.312 | 0.339 | 0.366 | 0.394 | 0.424 | 0.454 | 0.486 | 0.519
System Transformation | Srg_BB002 | MW | SPD | Devonside |  | 0.034 | 0.045 | 0.058 | 0.074 | 0.093 | 0.116 | 0.143 | 0.172 | 0.205 | 0.241 | 0.281 | 0.324 | 0.37 | 0.42 | 0.473 | 0.529 | 0.588 | 0.65 | 0.715 | 0.785 | 0.857 | 0.932 | 1.01 | 1.092 | 1.176 | 1.264 | 1.355 | 1.45 | 1.547
System Transformation | Srg_BB002 | MW | SPD | Dewar Place |  | 0.003 | 0.004 | 0.006 | 0.007 | 0.009 | 0.011 | 0.014 | 0.017 | 0.02 | 0.024 | 0.028 | 0.032 | 0.036 | 0.041 | 0.046 | 0.052 | 0.058 | 0.064 | 0.07 | 0.077 | 0.084 | 0.091 | 0.099 | 0.107 | 0.115 | 0.124 | 0.133 | 0.142 | 0.152
System Transformation | Srg_BB002 | MW | SPD | Drumchapel |  | 0.013 | 0.016 | 0.021 | 0.027 | 0.034 | 0.042 | 0.052 | 0.063 | 0.075 | 0.088 | 0.102 | 0.118 | 0.135 | 0.153 | 0.172 | 0.192 | 0.214 | 0.237 | 0.26 | 0.286 | 0.312 | 0.339 | 0.368 | 0.397 | 0.428 | 0.46 | 0.493 | 0.528 | 0.563
System Transformation | Srg_BB002 | MW | SPD | Dumfries 11 |  | 0.018 | 0.024 | 0.031 | 0.039 | 0.049 | 0.062 | 0.076 | 0.091 | 0.108 | 0.128 | 0.149 | 0.172 | 0.196 | 0.222 | 0.25 | 0.28 | 0.311 | 0.344 | 0.379 | 0.416 | 0.454 | 0.494 | 0.535 | 0.578 | 0.623 | 0.67 | 0.718 | 0.768 | 0.82
System Transformation | Srg_BB002 | MW | SPD | Dumfries 33 |  | 0.018 | 0.024 | 0.031 | 0.039 | 0.049 | 0.062 | 0.076 | 0.091 | 0.108 | 0.128 | 0.149 | 0.172 | 0.196 | 0.222 | 0.25 | 0.28 | 0.311 | 0.344 | 0.379 | 0.416 | 0.454 | 0.494 | 0.535 | 0.578 | 0.623 | 0.67 | 0.718 | 0.768 | 0.82
System Transformation | Srg_BB002 | MW | SPD | Dumfries ICI |  | 0.018 | 0.024 | 0.031 | 0.039 | 0.049 | 0.062 | 0.076 | 0.091 | 0.108 | 0.128 | 0.149 | 0.172 | 0.196 | 0.222 | 0.25 | 0.28 | 0.311 | 0.344 | 0.379 | 0.416 | 0.454 | 0.494 | 0.535 | 0.578 | 0.623 | 0.67 | 0.718 | 0.768 | 0.82
System Transformation | Srg_BB002 | MW | SPD | Dunbar B |  | 0.03 | 0.039 | 0.05 | 0.064 | 0.081 | 0.1 | 0.123 | 0.149 | 0.177 | 0.208 | 0.243 | 0.28 | 0.32 | 0.363 | 0.409 | 0.457 | 0.508 | 0.562 | 0.619 | 0.679 | 0.741 | 0.806 | 0.874 | 0.944 | 1.017 | 1.093 | 1.172 | 1.254 | 1.338
System Transformation | Srg_BB002 | MW | SPD | Dunfermline |  | 0.017 | 0.023 | 0.029 | 0.037 | 0.047 | 0.058 | 0.071 | 0.086 | 0.102 | 0.121 | 0.141 | 0.162 | 0.185 | 0.21 | 0.237 | 0.265 | 0.294 | 0.325 | 0.358 | 0.393 | 0.429 | 0.466 | 0.506 | 0.546 | 0.589 | 0.633 | 0.678 | 0.726 | 0.774
System Transformation | Srg_BB002 | MW | SPD | East Kilbride |  | 0.045 | 0.059 | 0.077 | 0.098 | 0.123 | 0.153 | 0.188 | 0.226 | 0.269 | 0.317 | 0.369 | 0.426 | 0.487 | 0.552 | 0.621 | 0.695 | 0.772 | 0.854 | 0.94 | 1.031 | 1.126 | 1.225 | 1.328 | 1.435 | 1.546 | 1.662 | 1.781 | 1.905 | 2.034
System Transformation | Srg_BB002 | MW | SPD | Easterhouse |  | 0.037 | 0.049 | 0.063 | 0.08 | 0.101 | 0.126 | 0.154 | 0.186 | 0.221 | 0.26 | 0.303 | 0.35 | 0.4 | 0.453 | 0.511 | 0.571 | 0.635 | 0.702 | 0.773 | 0.848 | 0.925 | 1.007 | 1.091 | 1.179 | 1.271 | 1.366 | 1.464 | 1.566 | 1.672
System Transformation | Srg_BB002 | MW | SPD | Eccles |  | 0.066 | 0.087 | 0.112 | 0.143 | 0.18 | 0.224 | 0.275 | 0.332 | 0.394 | 0.464 | 0.541 | 0.624 | 0.713 | 0.809 | 0.91 | 1.018 | 1.132 | 1.252 | 1.378 | 1.512 | 1.65 | 1.795 | 1.946 | 2.103 | 2.266 | 2.436 | 2.611 | 2.793 | 2.981
System Transformation | Srg_BB002 | MW | SPD | Elderslie |  | 0.021 | 0.028 | 0.036 | 0.045 | 0.057 | 0.071 | 0.087 | 0.105 | 0.125 | 0.147 | 0.171 | 0.197 | 0.226 | 0.256 | 0.288 | 0.322 | 0.358 | 0.396 | 0.436 | 0.478 | 0.522 | 0.568 | 0.616 | 0.665 | 0.717 | 0.771 | 0.826 | 0.884 | 0.943
System Transformation | Srg_BB002 | MW | SPD | Erskine |  | 0.008 | 0.01 | 0.014 | 0.017 | 0.022 | 0.027 | 0.033 | 0.04 | 0.047 | 0.056 | 0.065 | 0.075 | 0.086 | 0.097 | 0.11 | 0.123 | 0.136 | 0.151 | 0.166 | 0.182 | 0.199 | 0.216 | 0.234 | 0.253 | 0.273 | 0.293 | 0.314 | 0.336 | 0.359
System Transformation | Srg_BB002 | MW | SPD | Galashiels |  | 0.046 | 0.061 | 0.078 | 0.1 | 0.125 | 0.156 | 0.192 | 0.231 | 0.275 | 0.323 | 0.377 | 0.435 | 0.497 | 0.563 | 0.634 | 0.709 | 0.789 | 0.872 | 0.96 | 1.053 | 1.15 | 1.251 | 1.356 | 1.465 | 1.579 | 1.697 | 1.819 | 1.946 | 2.077
System Transformation | Srg_BB002 | MW | SPD | Giffnock |  | 0.012 | 0.016 | 0.021 | 0.026 | 0.033 | 0.041 | 0.05 | 0.061 | 0.072 | 0.085 | 0.099 | 0.114 | 0.13 | 0.148 | 0.166 | 0.186 | 0.207 | 0.229 | 0.252 | 0.276 | 0.302 | 0.328 | 0.356 | 0.384 | 0.414 | 0.445 | 0.477 | 0.51 | 0.545
System Transformation | Srg_BB002 | MW | SPD | Glenluce |  | 0.027 | 0.035 | 0.045 | 0.058 | 0.073 | 0.09 | 0.111 | 0.134 | 0.159 | 0.187 | 0.218 | 0.252 | 0.288 | 0.326 | 0.368 | 0.411 | 0.457 | 0.506 | 0.557 | 0.61 | 0.666 | 0.725 | 0.786 | 0.849 | 0.915 | 0.984 | 1.054 | 1.128 | 1.204
System Transformation | Srg_BB002 | MW | SPD | Glenniston |  | 0.015 | 0.019 | 0.025 | 0.032 | 0.04 | 0.05 | 0.061 | 0.074 | 0.088 | 0.103 | 0.12 | 0.139 | 0.159 | 0.18 | 0.202 | 0.226 | 0.252 | 0.278 | 0.306 | 0.336 | 0.367 | 0.399 | 0.433 | 0.467 | 0.504 | 0.541 | 0.58 | 0.621 | 0.663
System Transformation | Srg_BB002 | MW | SPD | Glenrothes |  | 0.02 | 0.026 | 0.034 | 0.043 | 0.054 | 0.067 | 0.082 | 0.099 | 0.118 | 0.139 | 0.161 | 0.186 | 0.213 | 0.241 | 0.272 | 0.304 | 0.338 | 0.374 | 0.412 | 0.451 | 0.493 | 0.536 | 0.581 | 0.628 | 0.677 | 0.727 | 0.78 | 0.834 | 0.89
System Transformation | Srg_BB002 | MW | SPD | Gorgie |  | 0.004 | 0.005 | 0.007 | 0.008 | 0.011 | 0.013 | 0.016 | 0.019 | 0.023 | 0.027 | 0.032 | 0.037 | 0.042 | 0.047 | 0.053 | 0.06 | 0.066 | 0.073 | 0.081 | 0.089 | 0.097 | 0.105 | 0.114 | 0.123 | 0.133 | 0.143 | 0.153 | 0.164 | 0.175
System Transformation | Srg_BB002 | MW | SPD | Govan |  | 0.015 | 0.02 | 0.026 | 0.033 | 0.041 | 0.051 | 0.063 | 0.075 | 0.09 | 0.105 | 0.123 | 0.142 | 0.162 | 0.184 | 0.207 | 0.232 | 0.257 | 0.285 | 0.313 | 0.344 | 0.375 | 0.408 | 0.442 | 0.478 | 0.515 | 0.554 | 0.594 | 0.635 | 0.678
System Transformation | Srg_BB002 | MW | SPD | Grangemouth A |  | 0.017 | 0.022 | 0.028 | 0.036 | 0.045 | 0.056 | 0.069 | 0.083 | 0.098 | 0.116 | 0.135 | 0.156 | 0.178 | 0.202 | 0.227 | 0.254 | 0.283 | 0.313 | 0.344 | 0.377 | 0.412 | 0.448 | 0.486 | 0.525 | 0.566 | 0.608 | 0.652 | 0.697 | 0.744
System Transformation | Srg_BB002 | MW | SPD | Grangemouth C |  | 0.017 | 0.022 | 0.028 | 0.036 | 0.045 | 0.056 | 0.069 | 0.083 | 0.098 | 0.116 | 0.135 | 0.156 | 0.178 | 0.202 | 0.227 | 0.254 | 0.283 | 0.313 | 0.344 | 0.377 | 0.412 | 0.448 | 0.486 | 0.525 | 0.566 | 0.608 | 0.652 | 0.697 | 0.744
System Transformation | Srg_BB002 | MW | SPD | Haggs Road |  | 0.008 | 0.011 | 0.014 | 0.018 | 0.022 | 0.028 | 0.034 | 0.041 | 0.049 | 0.058 | 0.067 | 0.078 | 0.089 | 0.101 | 0.113 | 0.127 | 0.141 | 0.156 | 0.172 | 0.188 | 0.206 | 0.224 | 0.242 | 0.262 | 0.282 | 0.303 | 0.325 | 0.348 | 0.371
System Transformation | Srg_BB002 | MW | SPD | Hawick |  | 0.02 | 0.027 | 0.034 | 0.044 | 0.055 | 0.068 | 0.084 | 0.101 | 0.12 | 0.141 | 0.164 | 0.19 | 0.217 | 0.246 | 0.277 | 0.31 | 0.344 | 0.381 | 0.419 | 0.46 | 0.502 | 0.546 | 0.592 | 0.64 | 0.689 | 0.741 | 0.794 | 0.849 | 0.907
System Transformation | Srg_BB002 | MW | SPD | Helensburgh |  | 0.011 | 0.015 | 0.019 | 0.025 | 0.031 | 0.038 | 0.047 | 0.057 | 0.067 | 0.079 | 0.093 | 0.107 | 0.122 | 0.138 | 0.156 | 0.174 | 0.194 | 0.214 | 0.236 | 0.259 | 0.282 | 0.307 | 0.333 | 0.36 | 0.388 | 0.417 | 0.447 | 0.478 | 0.51
System Transformation | Srg_BB002 | MW | SPD | Inverkeithing |  | 0.027 | 0.035 | 0.045 | 0.057 | 0.072 | 0.09 | 0.11 | 0.133 | 0.158 | 0.186 | 0.217 | 0.25 | 0.286 | 0.324 | 0.365 | 0.408 | 0.454 | 0.502 | 0.552 | 0.606 | 0.661 | 0.719 | 0.78 | 0.843 | 0.908 | 0.976 | 1.046 | 1.119 | 1.194
System Transformation | Srg_BB002 | MW | SPD | Johnstone |  | 0.019 | 0.025 | 0.032 | 0.04 | 0.051 | 0.063 | 0.077 | 0.093 | 0.111 | 0.13 | 0.152 | 0.175 | 0.2 | 0.227 | 0.256 | 0.286 | 0.318 | 0.352 | 0.388 | 0.425 | 0.464 | 0.505 | 0.547 | 0.591 | 0.637 | 0.685 | 0.734 | 0.785 | 0.838
System Transformation | Srg_BB002 | MW | SPD | Kaimes |  | 0.078 | 0.103 | 0.133 | 0.169 | 0.212 | 0.264 | 0.325 | 0.392 | 0.466 | 0.548 | 0.639 | 0.737 | 0.842 | 0.955 | 1.075 | 1.203 | 1.337 | 1.479 | 1.628 | 1.785 | 1.949 | 2.12 | 2.298 | 2.484 | 2.677 | 2.877 | 3.084 | 3.299 | 3.521
System Transformation | Srg_BB002 | MW | SPD | Kilbowie 11 |  | 0.008 | 0.011 | 0.014 | 0.017 | 0.022 | 0.027 | 0.033 | 0.04 | 0.048 | 0.056 | 0.065 | 0.075 | 0.086 | 0.098 | 0.11 | 0.123 | 0.137 | 0.151 | 0.167 | 0.183 | 0.199 | 0.217 | 0.235 | 0.254 | 0.274 | 0.294 | 0.316 | 0.338 | 0.36
System Transformation | Srg_BB002 | MW | SPD | Kilbowie 33 |  | 0.008 | 0.011 | 0.014 | 0.017 | 0.022 | 0.027 | 0.033 | 0.04 | 0.048 | 0.056 | 0.065 | 0.075 | 0.086 | 0.098 | 0.11 | 0.123 | 0.137 | 0.151 | 0.167 | 0.183 | 0.199 | 0.217 | 0.235 | 0.254 | 0.274 | 0.294 | 0.316 | 0.338 | 0.36
System Transformation | Srg_BB002 | MW | SPD | Killermont |  | 0.02 | 0.026 | 0.034 | 0.043 | 0.054 | 0.068 | 0.083 | 0.1 | 0.119 | 0.14 | 0.163 | 0.188 | 0.215 | 0.244 | 0.275 | 0.307 | 0.342 | 0.378 | 0.416 | 0.456 | 0.498 | 0.542 | 0.587 | 0.635 | 0.684 | 0.735 | 0.788 | 0.843 | 0.899
System Transformation | Srg_BB002 | MW | SPD | Kilmarnock South |  | 0.023 | 0.03 | 0.039 | 0.049 | 0.062 | 0.077 | 0.094 | 0.114 | 0.135 | 0.159 | 0.185 | 0.214 | 0.244 | 0.277 | 0.312 | 0.349 | 0.388 | 0.429 | 0.473 | 0.518 | 0.566 | 0.615 | 0.667 | 0.721 | 0.777 | 0.835 | 0.895 | 0.957 | 1.022
System Transformation | Srg_BB002 | MW | SPD | Kilmarnock Town |  | 0.024 | 0.032 | 0.041 | 0.052 | 0.066 | 0.082 | 0.101 | 0.121 | 0.144 | 0.17 | 0.198 | 0.228 | 0.261 | 0.296 | 0.333 | 0.373 | 0.414 | 0.458 | 0.505 | 0.553 | 0.604 | 0.657 | 0.712 | 0.77 | 0.83 | 0.892 | 0.956 | 1.022 | 1.091
System Transformation | Srg_BB002 | MW | SPD | Kilwinning |  | 0.022 | 0.029 | 0.037 | 0.047 | 0.059 | 0.073 | 0.09 | 0.109 | 0.129 | 0.152 | 0.177 | 0.204 | 0.233 | 0.264 | 0.298 | 0.333 | 0.37 | 0.41 | 0.451 | 0.494 | 0.54 | 0.587 | 0.636 | 0.688 | 0.741 | 0.797 | 0.854 | 0.914 | 0.975
System Transformation | Srg_BB002 | MW | SPD | Leven |  | 0.027 | 0.035 | 0.045 | 0.057 | 0.072 | 0.089 | 0.11 | 0.133 | 0.158 | 0.185 | 0.216 | 0.249 | 0.285 | 0.323 | 0.364 | 0.407 | 0.452 | 0.5 | 0.551 | 0.604 | 0.659 | 0.717 | 0.777 | 0.84 | 0.905 | 0.973 | 1.043 | 1.116 | 1.191
System Transformation | Srg_BB002 | MW | SPD | Linnmill |  | 0.061 | 0.08 | 0.103 | 0.131 | 0.165 | 0.205 | 0.252 | 0.304 | 0.361 | 0.425 | 0.495 | 0.571 | 0.653 | 0.74 | 0.834 | 0.932 | 1.037 | 1.146 | 1.262 | 1.384 | 1.511 | 1.643 | 1.782 | 1.925 | 2.075 | 2.23 | 2.391 | 2.557 | 2.729
System Transformation | Srg_BB002 | MW | SPD | Livingston East |  | 0.037 | 0.049 | 0.063 | 0.08 | 0.1 | 0.125 | 0.153 | 0.185 | 0.22 | 0.259 | 0.302 | 0.348 | 0.398 | 0.451 | 0.508 | 0.568 | 0.631 | 0.698 | 0.769 | 0.843 | 0.92 | 1.001 | 1.085 | 1.173 | 1.264 | 1.358 | 1.456 | 1.558 | 1.663
System Transformation | Srg_BB002 | MW | SPD | Maybole |  | 0.014 | 0.019 | 0.025 | 0.031 | 0.039 | 0.049 | 0.06 | 0.072 | 0.086 | 0.101 | 0.118 | 0.136 | 0.155 | 0.176 | 0.198 | 0.222 | 0.247 | 0.273 | 0.3 | 0.329 | 0.36 | 0.391 | 0.424 | 0.458 | 0.494 | 0.531 | 0.569 | 0.609 | 0.649
System Transformation | Srg_BB002 | MW | SPD | Newarthill |  | 0.012 | 0.015 | 0.02 | 0.025 | 0.031 | 0.039 | 0.048 | 0.058 | 0.069 | 0.081 | 0.094 | 0.109 | 0.125 | 0.141 | 0.159 | 0.178 | 0.198 | 0.219 | 0.241 | 0.264 | 0.288 | 0.313 | 0.34 | 0.367 | 0.396 | 0.425 | 0.456 | 0.488 | 0.521
System Transformation | Srg_BB002 | MW | SPD | Paisley |  | 0.003 | 0.004 | 0.005 | 0.007 | 0.008 | 0.01 | 0.013 | 0.015 | 0.018 | 0.021 | 0.025 | 0.029 | 0.033 | 0.037 | 0.042 | 0.047 | 0.052 | 0.058 | 0.063 | 0.07 | 0.076 | 0.083 | 0.09 | 0.097 | 0.104 | 0.112 | 0.12 | 0.129 | 0.137
System Transformation | Srg_BB002 | MW | SPD | Partick |  | 0.002 | 0.003 | 0.003 | 0.004 | 0.005 | 0.007 | 0.008 | 0.01 | 0.012 | 0.014 | 0.016 | 0.019 | 0.021 | 0.024 | 0.027 | 0.03 | 0.034 | 0.037 | 0.041 | 0.045 | 0.049 | 0.053 | 0.058 | 0.062 | 0.067 | 0.072 | 0.078 | 0.083 | 0.088
System Transformation | Srg_BB002 | MW | SPD | Port Dundas |  | 0.013 | 0.017 | 0.022 | 0.028 | 0.035 | 0.043 | 0.053 | 0.064 | 0.076 | 0.089 | 0.104 | 0.12 | 0.137 | 0.156 | 0.175 | 0.196 | 0.218 | 0.241 | 0.265 | 0.291 | 0.318 | 0.345 | 0.374 | 0.405 | 0.436 | 0.469 | 0.502 | 0.537 | 0.574
System Transformation | Srg_BB002 | MW | SPD | Portobello |  | 0.027 | 0.035 | 0.045 | 0.057 | 0.072 | 0.09 | 0.11 | 0.133 | 0.158 | 0.186 | 0.217 | 0.25 | 0.286 | 0.324 | 0.365 | 0.408 | 0.453 | 0.502 | 0.552 | 0.606 | 0.661 | 0.719 | 0.779 | 0.842 | 0.908 | 0.976 | 1.046 | 1.119 | 1.194
System Transformation | Srg_BB002 | MW | SPD | Redhouse |  | 0.011 | 0.014 | 0.018 | 0.023 | 0.029 | 0.036 | 0.044 | 0.053 | 0.063 | 0.074 | 0.086 | 0.099 | 0.113 | 0.128 | 0.145 | 0.162 | 0.18 | 0.199 | 0.219 | 0.24 | 0.262 | 0.285 | 0.309 | 0.334 | 0.36 | 0.387 | 0.415 | 0.444 | 0.474
System Transformation | Srg_BB002 | MW | SPD | Saltcoats A |  | 0.023 | 0.03 | 0.039 | 0.049 | 0.062 | 0.077 | 0.095 | 0.114 | 0.136 | 0.16 | 0.186 | 0.215 | 0.245 | 0.278 | 0.313 | 0.35 | 0.39 | 0.431 | 0.474 | 0.52 | 0.568 | 0.618 | 0.67 | 0.724 | 0.78 | 0.838 | 0.899 | 0.961 | 1.026
System Transformation | Srg_BB002 | MW | SPD | Saltcoats B |  | 0.023 | 0.03 | 0.039 | 0.049 | 0.062 | 0.077 | 0.095 | 0.114 | 0.136 | 0.16 | 0.186 | 0.215 | 0.245 | 0.278 | 0.313 | 0.35 | 0.39 | 0.431 | 0.474 | 0.52 | 0.568 | 0.618 | 0.67 | 0.724 | 0.78 | 0.838 | 0.899 | 0.961 | 1.026
System Transformation | Srg_BB002 | MW | SPD | Shrubhill |  | 0.004 | 0.005 | 0.006 | 0.008 | 0.01 | 0.013 | 0.016 | 0.019 | 0.022 | 0.026 | 0.031 | 0.035 | 0.041 | 0.046 | 0.052 | 0.058 | 0.064 | 0.071 | 0.078 | 0.086 | 0.094 | 0.102 | 0.111 | 0.12 | 0.129 | 0.139 | 0.148 | 0.159 | 0.17
System Transformation | Srg_BB002 | MW | SPD | Sighthill |  | 0.028 | 0.037 | 0.048 | 0.061 | 0.076 | 0.095 | 0.116 | 0.14 | 0.167 | 0.196 | 0.229 | 0.264 | 0.302 | 0.342 | 0.385 | 0.431 | 0.479 | 0.53 | 0.583 | 0.639 | 0.698 | 0.759 | 0.823 | 0.889 | 0.958 | 1.03 | 1.104 | 1.181 | 1.261
System Transformation | Srg_BB002 | MW | SPD | Spango Valley |  | 0.008 | 0.011 | 0.014 | 0.018 | 0.023 | 0.028 | 0.035 | 0.042 | 0.05 | 0.058 | 0.068 | 0.079 | 0.09 | 0.102 | 0.115 | 0.128 | 0.143 | 0.158 | 0.174 | 0.19 | 0.208 | 0.226 | 0.245 | 0.265 | 0.285 | 0.307 | 0.329 | 0.352 | 0.375
System Transformation | Srg_BB002 | MW | SPD | Stirling |  | 0.102 | 0.134 | 0.173 | 0.221 | 0.277 | 0.345 | 0.424 | 0.512 | 0.608 | 0.715 | 0.834 | 0.962 | 1.1 | 1.247 | 1.404 | 1.57 | 1.746 | 1.931 | 2.126 | 2.331 | 2.545 | 2.768 | 3.001 | 3.243 | 3.495 | 3.756 | 4.027 | 4.307 | 4.597
System Transformation | Srg_BB002 | MW | SPD | Strathaven |  | 0.017 | 0.022 | 0.029 | 0.036 | 0.046 | 0.057 | 0.07 | 0.084 | 0.1 | 0.118 | 0.137 | 0.158 | 0.181 | 0.205 | 0.231 | 0.258 | 0.287 | 0.317 | 0.349 | 0.383 | 0.418 | 0.455 | 0.493 | 0.533 | 0.574 | 0.617 | 0.662 | 0.708 | 0.756
System Transformation | Srg_BB002 | MW | SPD | Strathleven |  | 0.043 | 0.056 | 0.072 | 0.092 | 0.115 | 0.144 | 0.176 | 0.213 | 0.253 | 0.298 | 0.347 | 0.4 | 0.457 | 0.519 | 0.584 | 0.653 | 0.726 | 0.803 | 0.884 | 0.97 | 1.059 | 1.151 | 1.248 | 1.349 | 1.454 | 1.562 | 1.675 | 1.792 | 1.912
System Transformation | Srg_BB002 | MW | SPD | Telford Road |  | 0.01 | 0.013 | 0.017 | 0.021 | 0.027 | 0.034 | 0.041 | 0.05 | 0.059 | 0.07 | 0.081 | 0.093 | 0.107 | 0.121 | 0.136 | 0.153 | 0.17 | 0.188 | 0.207 | 0.226 | 0.247 | 0.269 | 0.292 | 0.315 | 0.34 | 0.365 | 0.391 | 0.418 | 0.447
System Transformation | Srg_BB002 | MW | SPD | Tongland |  | 0.029 | 0.038 | 0.049 | 0.063 | 0.078 | 0.098 | 0.12 | 0.145 | 0.172 | 0.202 | 0.236 | 0.272 | 0.311 | 0.353 | 0.397 | 0.444 | 0.494 | 0.546 | 0.601 | 0.659 | 0.72 | 0.783 | 0.849 | 0.917 | 0.988 | 1.062 | 1.139 | 1.218 | 1.3
System Transformation | Srg_BB002 | MW | SPD | Westfield |  | 0.017 | 0.022 | 0.028 | 0.036 | 0.045 | 0.056 | 0.068 | 0.083 | 0.098 | 0.116 | 0.135 | 0.155 | 0.178 | 0.201 | 0.227 | 0.254 | 0.282 | 0.312 | 0.343 | 0.376 | 0.411 | 0.447 | 0.484 | 0.524 | 0.564 | 0.606 | 0.65 | 0.695 | 0.742
System Transformation | Srg_BB002 | MW | SPD | Whitehouse |  | 0.012 | 0.016 | 0.02 | 0.026 | 0.033 | 0.041 | 0.05 | 0.06 | 0.072 | 0.084 | 0.098 | 0.113 | 0.129 | 0.147 | 0.165 | 0.185 | 0.205 | 0.227 | 0.25 | 0.274 | 0.299 | 0.326 | 0.353 | 0.382 | 0.411 | 0.442 | 0.474 | 0.507 | 0.541
System Transformation | Srg_BB002 | MW | SPD | Wishaw |  | 0.037 | 0.049 | 0.063 | 0.08 | 0.101 | 0.126 | 0.154 | 0.186 | 0.221 | 0.26 | 0.303 | 0.35 | 0.4 | 0.454 | 0.511 | 0.571 | 0.635 | 0.703 | 0.774 | 0.848 | 0.926 | 1.007 | 1.092 | 1.18 | 1.272 | 1.367 | 1.465 | 1.567 | 1.673
System Transformation | Srg_BB002 | MW | SPM | Birkenhead |  | 0.095 | 0.125 | 0.161 | 0.205 | 0.257 | 0.32 | 0.393 | 0.474 | 0.563 | 0.663 | 0.772 | 0.891 | 1.018 | 1.155 | 1.3 | 1.454 | 1.617 | 1.788 | 1.969 | 2.159 | 2.357 | 2.564 | 2.779 | 3.003 | 3.236 | 3.478 | 3.729 | 3.989 | 4.257
System Transformation | Srg_BB002 | MW | SPM | Capenhurst |  | 0.111 | 0.146 | 0.188 | 0.24 | 0.301 | 0.375 | 0.46 | 0.555 | 0.66 | 0.776 | 0.905 | 1.044 | 1.193 | 1.353 | 1.523 | 1.704 | 1.894 | 2.095 | 2.306 | 2.529 | 2.761 | 3.003 | 3.256 | 3.518 | 3.792 | 4.075 | 4.369 | 4.673 | 4.987
System Transformation | Srg_BB002 | MW | SPM | Carrington |  | 0.08 | 0.105 | 0.136 | 0.173 | 0.217 | 0.27 | 0.332 | 0.401 | 0.476 | 0.56 | 0.653 | 0.753 | 0.861 | 0.976 | 1.099 | 1.229 | 1.366 | 1.511 | 1.664 | 1.824 | 1.992 | 2.166 | 2.349 | 2.538 | 2.735 | 2.94 | 3.152 | 3.371 | 3.598
System Transformation | Srg_BB002 | MW | SPM | Connah's Quay |  | 0.232 | 0.305 | 0.393 | 0.501 | 0.628 | 0.782 | 0.96 | 1.159 | 1.377 | 1.62 | 1.889 | 2.179 | 2.49 | 2.823 | 3.18 | 3.556 | 3.954 | 4.373 | 4.814 | 5.279 | 5.763 | 6.268 | 6.795 | 7.344 | 7.914 | 8.505 | 9.119 | 9.753 | 10.409
System Transformation | Srg_BB002 | MW | SPM | Fiddlers Ferry |  | 0.231 | 0.303 | 0.391 | 0.499 | 0.625 | 0.779 | 0.956 | 1.154 | 1.372 | 1.613 | 1.881 | 2.17 | 2.48 | 2.812 | 3.166 | 3.541 | 3.937 | 4.355 | 4.794 | 5.257 | 5.739 | 6.242 | 6.767 | 7.313 | 7.881 | 8.47 | 9.081 | 9.713 | 10.366
System Transformation | Srg_BB002 | MW | SPM | Frodsham |  | 0.245 | 0.322 | 0.415 | 0.529 | 0.664 | 0.827 | 1.015 | 1.225 | 1.456 | 1.713 | 1.997 | 2.304 | 2.633 | 2.985 | 3.362 | 3.76 | 4.18 | 4.623 | 5.09 | 5.581 | 6.093 | 6.627 | 7.185 | 7.765 | 8.367 | 8.993 | 9.641 | 10.312 | 11.006
System Transformation | Srg_BB002 | MW | SPM | Kirkby (_D) |  | 0.114 | 0.149 | 0.192 | 0.245 | 0.308 | 0.383 | 0.47 | 0.568 | 0.674 | 0.793 | 0.925 | 1.067 | 1.22 | 1.383 | 1.557 | 1.741 | 1.936 | 2.141 | 2.357 | 2.585 | 2.822 | 3.07 | 3.328 | 3.596 | 3.875 | 4.165 | 4.465 | 4.776 | 5.098
System Transformation | Srg_BB002 | MW | SPM | Legacy |  | 0.344 | 0.452 | 0.582 | 0.742 | 0.931 | 1.159 | 1.424 | 1.718 | 2.042 | 2.402 | 2.8 | 3.23 | 3.692 | 4.186 | 4.714 | 5.272 | 5.862 | 6.483 | 7.137 | 7.827 | 8.544 | 9.293 | 10.075 | 10.888 | 11.733 | 12.61 | 13.519 | 14.46 | 15.433
System Transformation | Srg_BB002 | MW | SPM | Lister Drive |  | 0.194 | 0.254 | 0.328 | 0.418 | 0.524 | 0.652 | 0.802 | 0.967 | 1.15 | 1.352 | 1.576 | 1.819 | 2.079 | 2.357 | 2.654 | 2.968 | 3.3 | 3.65 | 4.018 | 4.406 | 4.81 | 5.232 | 5.672 | 6.13 | 6.605 | 7.099 | 7.611 | 8.141 | 8.688
System Transformation | Srg_BB002 | MW | SPM | Pentir |  | 0.136 | 0.179 | 0.231 | 0.294 | 0.369 | 0.459 | 0.564 | 0.681 | 0.809 | 0.951 | 1.109 | 1.279 | 1.462 | 1.658 | 1.867 | 2.088 | 2.322 | 2.568 | 2.827 | 3.1 | 3.384 | 3.681 | 3.99 | 4.312 | 4.647 | 4.995 | 5.355 | 5.727 | 6.113
System Transformation | Srg_BB002 | MW | SPM | Rainhill |  | 0.152 | 0.199 | 0.257 | 0.328 | 0.411 | 0.512 | 0.629 | 0.759 | 0.902 | 1.061 | 1.237 | 1.427 | 1.631 | 1.849 | 2.083 | 2.329 | 2.59 | 2.864 | 3.153 | 3.458 | 3.775 | 4.106 | 4.451 | 4.81 | 5.184 | 5.571 | 5.973 | 6.388 | 6.818
System Transformation | Srg_BB002 | MW | SPM | Trawsfynydd |  | 0.116 | 0.152 | 0.196 | 0.25 | 0.313 | 0.39 | 0.479 | 0.579 | 0.688 | 0.809 | 0.943 | 1.088 | 1.243 | 1.409 | 1.587 | 1.775 | 1.974 | 2.183 | 2.403 | 2.635 | 2.877 | 3.129 | 3.392 | 3.666 | 3.95 | 4.246 | 4.552 | 4.869 | 5.196
System Transformation | Srg_BB002 | MW | SPM | Wylfa |  | 0.038 | 0.05 | 0.065 | 0.082 | 0.103 | 0.129 | 0.158 | 0.191 | 0.227 | 0.267 | 0.311 | 0.359 | 0.41 | 0.465 | 0.523 | 0.585 | 0.651 | 0.72 | 0.792 | 0.869 | 0.948 | 1.031 | 1.118 | 1.208 | 1.302 | 1.4 | 1.501 | 1.605 | 1.713
System Transformation | Srg_BB002 | MW | SPN | Beddington (_J) |  | 0.14 | 0.184 | 0.237 | 0.302 | 0.379 | 0.472 | 0.58 | 0.7 | 0.832 | 0.978 | 1.14 | 1.315 | 1.503 | 1.705 | 1.92 | 2.147 | 2.387 | 2.64 | 2.906 | 3.187 | 3.479 | 3.784 | 4.102 | 4.434 | 4.778 | 5.135 | 5.505 | 5.888 | 6.284
System Transformation | Srg_BB002 | MW | SPN | Bolney |  | 0.557 | 0.732 | 0.944 | 1.203 | 1.509 | 1.878 | 2.307 | 2.784 | 3.309 | 3.892 | 4.538 | 5.234 | 5.983 | 6.783 | 7.639 | 8.543 | 9.498 | 10.506 | 11.565 | 12.682 | 13.845 | 15.059 | 16.325 | 17.643 | 19.013 | 20.434 | 21.907 | 23.432 | 25.009
System Transformation | Srg_BB002 | MW | SPN | Canterbury |  | 0.177 | 0.233 | 0.3 | 0.383 | 0.48 | 0.598 | 0.734 | 0.886 | 1.053 | 1.239 | 1.444 | 1.666 | 1.905 | 2.159 | 2.432 | 2.719 | 3.024 | 3.344 | 3.681 | 4.037 | 4.407 | 4.794 | 5.197 | 5.616 | 6.052 | 6.505 | 6.974 | 7.459 | 7.961
System Transformation | Srg_BB002 | MW | SPN | Chessington |  | 0.091 | 0.12 | 0.154 | 0.197 | 0.247 | 0.307 | 0.377 | 0.455 | 0.541 | 0.636 | 0.742 | 0.855 | 0.978 | 1.109 | 1.248 | 1.396 | 1.552 | 1.717 | 1.89 | 2.073 | 2.263 | 2.461 | 2.668 | 2.883 | 3.107 | 3.34 | 3.58 | 3.829 | 4.087
System Transformation | Srg_BB002 | MW | SPN | Kemsley |  | 0.085 | 0.111 | 0.143 | 0.183 | 0.229 | 0.285 | 0.351 | 0.423 | 0.503 | 0.591 | 0.689 | 0.795 | 0.909 | 1.031 | 1.161 | 1.298 | 1.443 | 1.596 | 1.757 | 1.927 | 2.103 | 2.288 | 2.48 | 2.68 | 2.888 | 3.104 | 3.328 | 3.56 | 3.799
System Transformation | Srg_BB002 | MW | SPN | Kingsnorth |  | 0.096 | 0.125 | 0.162 | 0.206 | 0.259 | 0.322 | 0.396 | 0.477 | 0.567 | 0.667 | 0.778 | 0.897 | 1.026 | 1.163 | 1.31 | 1.465 | 1.628 | 1.801 | 1.983 | 2.174 | 2.374 | 2.582 | 2.799 | 3.025 | 3.26 | 3.503 | 3.756 | 4.017 | 4.288
System Transformation | Srg_BB002 | MW | SPN | Littlebrook (_J) |  | 0.002 | 0.002 | 0.003 | 0.004 | 0.005 | 0.006 | 0.007 | 0.008 | 0.01 | 0.012 | 0.014 | 0.016 | 0.018 | 0.02 | 0.023 | 0.026 | 0.028 | 0.031 | 0.035 | 0.038 | 0.041 | 0.045 | 0.049 | 0.053 | 0.057 | 0.061 | 0.066 | 0.07 | 0.075
System Transformation | Srg_BB002 | MW | SPN | Ninfield |  | 0.481 | 0.632 | 0.815 | 1.039 | 1.303 | 1.622 | 1.993 | 2.405 | 2.858 | 3.362 | 3.92 | 4.522 | 5.169 | 5.86 | 6.599 | 7.38 | 8.205 | 9.075 | 9.99 | 10.956 | 11.96 | 13.009 | 14.103 | 15.241 | 16.424 | 17.652 | 18.925 | 20.242 | 21.604
System Transformation | Srg_BB002 | MW | SPN | Northfleet East |  | 0.318 | 0.418 | 0.539 | 0.687 | 0.861 | 1.072 | 1.317 | 1.589 | 1.889 | 2.222 | 2.59 | 2.988 | 3.415 | 3.872 | 4.361 | 4.877 | 5.422 | 5.997 | 6.602 | 7.24 | 7.903 | 8.596 | 9.319 | 10.072 | 10.853 | 11.665 | 12.506 | 13.376 | 14.276
System Transformation | Srg_BB002 | MW | SPN | Richborough |  | 0.162 | 0.212 | 0.274 | 0.349 | 0.438 | 0.545 | 0.669 | 0.808 | 0.96 | 1.129 | 1.317 | 1.519 | 1.736 | 1.968 | 2.216 | 2.479 | 2.756 | 3.048 | 3.355 | 3.68 | 4.017 | 4.369 | 4.737 | 5.119 | 5.516 | 5.929 | 6.356 | 6.799 | 7.256
System Transformation | Srg_BB002 | MW | SPN | Sellindge |  | 0.255 | 0.335 | 0.432 | 0.551 | 0.691 | 0.86 | 1.057 | 1.275 | 1.516 | 1.783 | 2.079 | 2.398 | 2.741 | 3.108 | 3.499 | 3.914 | 4.351 | 4.813 | 5.298 | 5.81 | 6.342 | 6.899 | 7.479 | 8.083 | 8.71 | 9.361 | 10.036 | 10.734 | 11.457
System Transformation | Srg_BB002 | MW | SPN | West Weybridge |  | 0.221 | 0.291 | 0.375 | 0.478 | 0.6 | 0.746 | 0.917 | 1.107 | 1.315 | 1.547 | 1.803 | 2.08 | 2.378 | 2.696 | 3.036 | 3.395 | 3.775 | 4.175 | 4.596 | 5.04 | 5.502 | 5.985 | 6.488 | 7.012 | 7.556 | 8.121 | 8.707 | 9.313 | 9.939
System Transformation | Srg_BB002 | MW | South Wales | Aberthaw |  | 0.119 | 0.156 | 0.202 | 0.257 | 0.322 | 0.401 | 0.493 | 0.595 | 0.707 | 0.831 | 0.969 | 1.118 | 1.278 | 1.449 | 1.632 | 1.825 | 2.029 | 2.244 | 2.47 | 2.709 | 2.957 | 3.216 | 3.487 | 3.768 | 4.061 | 4.364 | 4.679 | 5.005 | 5.341
System Transformation | Srg_BB002 | MW | South Wales | Cardiff East |  | 0.116 | 0.152 | 0.196 | 0.25 | 0.314 | 0.391 | 0.48 | 0.579 | 0.689 | 0.81 | 0.944 | 1.089 | 1.245 | 1.412 | 1.59 | 1.778 | 1.977 | 2.186 | 2.407 | 2.639 | 2.881 | 3.134 | 3.398 | 3.672 | 3.957 | 4.253 | 4.559 | 4.877 | 5.205
System Transformation | Srg_BB002 | MW | South Wales | Grange |  | 0.011 | 0.015 | 0.019 | 0.024 | 0.031 | 0.038 | 0.047 | 0.057 | 0.067 | 0.079 | 0.092 | 0.106 | 0.122 | 0.138 | 0.155 | 0.174 | 0.193 | 0.213 | 0.235 | 0.258 | 0.281 | 0.306 | 0.332 | 0.359 | 0.386 | 0.415 | 0.445 | 0.476 | 0.508
System Transformation | Srg_BB002 | MW | South Wales | Pembroke |  | 0.176 | 0.232 | 0.299 | 0.381 | 0.477 | 0.594 | 0.73 | 0.881 | 1.047 | 1.232 | 1.436 | 1.657 | 1.893 | 2.147 | 2.417 | 2.704 | 3.006 | 3.325 | 3.66 | 4.014 | 4.381 | 4.766 | 5.166 | 5.584 | 6.017 | 6.467 | 6.933 | 7.416 | 7.914
System Transformation | Srg_BB002 | MW | South Wales | Pyle |  | 0.086 | 0.113 | 0.146 | 0.186 | 0.233 | 0.29 | 0.357 | 0.43 | 0.512 | 0.602 | 0.701 | 0.809 | 0.925 | 1.049 | 1.181 | 1.321 | 1.468 | 1.624 | 1.788 | 1.96 | 2.14 | 2.328 | 2.524 | 2.727 | 2.939 | 3.159 | 3.386 | 3.622 | 3.866
System Transformation | Srg_BB002 | MW | South Wales | Rassau |  | 0.263 | 0.346 | 0.446 | 0.568 | 0.713 | 0.888 | 1.09 | 1.316 | 1.564 | 1.84 | 2.144 | 2.474 | 2.828 | 3.206 | 3.61 | 4.037 | 4.489 | 4.965 | 5.466 | 5.994 | 6.543 | 7.117 | 7.715 | 8.338 | 8.985 | 9.657 | 10.353 | 11.074 | 11.819
System Transformation | Srg_BB002 | MW | South Wales | Swansea North |  | 0.613 | 0.805 | 1.038 | 1.323 | 1.659 | 2.065 | 2.537 | 3.062 | 3.639 | 4.28 | 4.99 | 5.756 | 6.579 | 7.46 | 8.4 | 9.394 | 10.445 | 11.553 | 12.717 | 13.946 | 15.225 | 16.56 | 17.953 | 19.402 | 20.908 | 22.471 | 24.091 | 25.768 | 27.501
System Transformation | Srg_BB002 | MW | South Wales | Upper Boat 132kV |  | 0.197 | 0.258 | 0.333 | 0.425 | 0.533 | 0.663 | 0.815 | 0.983 | 1.169 | 1.375 | 1.602 | 1.849 | 2.113 | 2.396 | 2.698 | 3.017 | 3.354 | 3.71 | 4.084 | 4.479 | 4.889 | 5.318 | 5.765 | 6.231 | 6.714 | 7.216 | 7.736 | 8.275 | 8.832
System Transformation | Srg_BB002 | MW | South Wales | Uskmouth |  | 0.243 | 0.319 | 0.411 | 0.524 | 0.657 | 0.818 | 1.005 | 1.213 | 1.441 | 1.696 | 1.977 | 2.28 | 2.606 | 2.955 | 3.327 | 3.721 | 4.137 | 4.576 | 5.038 | 5.524 | 6.031 | 6.56 | 7.111 | 7.685 | 8.282 | 8.901 | 9.543 | 10.207 | 10.894
System Transformation | Srg_BB002 | MW | South Western | Abham |  | 0.594 | 0.78 | 1.006 | 1.283 | 1.609 | 2.003 | 2.46 | 2.969 | 3.528 | 4.151 | 4.838 | 5.582 | 6.38 | 7.233 | 8.145 | 9.109 | 10.128 | 11.202 | 12.332 | 13.523 | 14.763 | 16.058 | 17.408 | 18.813 | 20.274 | 21.789 | 23.36 | 24.986 | 26.667
System Transformation | Srg_BB002 | MW | South Western | Alverdiscott |  | 0.512 | 0.673 | 0.867 | 1.106 | 1.387 | 1.726 | 2.121 | 2.559 | 3.042 | 3.578 | 4.171 | 4.811 | 5.5 | 6.235 | 7.021 | 7.852 | 8.731 | 9.657 | 10.63 | 11.657 | 12.726 | 13.842 | 15.006 | 16.217 | 17.476 | 18.783 | 20.137 | 21.538 | 22.987
System Transformation | Srg_BB002 | MW | South Western | Axminster |  | 0.295 | 0.387 | 0.499 | 0.636 | 0.798 | 0.993 | 1.22 | 1.472 | 1.749 | 2.058 | 2.399 | 2.767 | 3.163 | 3.586 | 4.038 | 4.516 | 5.022 | 5.554 | 6.114 | 6.705 | 7.319 | 7.961 | 8.631 | 9.327 | 10.052 | 10.803 | 11.582 | 12.388 | 13.221
System Transformation | Srg_BB002 | MW | South Western | Bridgewater |  | 0.456 | 0.599 | 0.772 | 0.984 | 1.234 | 1.537 | 1.888 | 2.278 | 2.708 | 3.185 | 3.713 | 4.283 | 4.896 | 5.55 | 6.25 | 6.99 | 7.772 | 8.596 | 9.463 | 10.377 | 11.328 | 12.322 | 13.358 | 14.436 | 15.557 | 16.72 | 17.925 | 19.173 | 20.463
System Transformation | Srg_BB002 | MW | South Western | Exeter |  | 0.537 | 0.705 | 0.91 | 1.16 | 1.454 | 1.811 | 2.224 | 2.684 | 3.19 | 3.752 | 4.374 | 5.046 | 5.768 | 6.539 | 7.364 | 8.236 | 9.157 | 10.128 | 11.149 | 12.226 | 13.347 | 14.518 | 15.738 | 17.009 | 18.329 | 19.699 | 21.119 | 22.589 | 24.109
System Transformation | Srg_BB002 | MW | South Western | Indian Queens |  | 0.804 | 1.055 | 1.361 | 1.735 | 2.176 | 2.709 | 3.328 | 4.016 | 4.773 | 5.614 | 6.545 | 7.55 | 8.63 | 9.784 | 11.018 | 12.321 | 13.7 | 15.153 | 16.68 | 18.292 | 19.969 | 21.72 | 23.547 | 25.447 | 27.423 | 29.473 | 31.597 | 33.797 | 36.071
System Transformation | Srg_BB002 | MW | South Western | Landulph |  | 0.306 | 0.402 | 0.518 | 0.661 | 0.829 | 1.032 | 1.267 | 1.529 | 1.818 | 2.138 | 2.492 | 2.875 | 3.286 | 3.726 | 4.196 | 4.692 | 5.217 | 5.771 | 6.352 | 6.966 | 7.605 | 8.272 | 8.967 | 9.691 | 10.444 | 11.224 | 12.033 | 12.871 | 13.737
System Transformation | Srg_BB002 | MW | South Western | Seabank |  | 0.323 | 0.425 | 0.548 | 0.698 | 0.876 | 1.09 | 1.339 | 1.616 | 1.92 | 2.259 | 2.633 | 3.038 | 3.472 | 3.937 | 4.433 | 4.958 | 5.512 | 6.097 | 6.712 | 7.36 | 8.035 | 8.74 | 9.474 | 10.239 | 11.034 | 11.859 | 12.714 | 13.599 | 14.514
System Transformation | Srg_BB002 | MW | South Western | Taunton |  | 0.193 | 0.253 | 0.327 | 0.416 | 0.522 | 0.65 | 0.799 | 0.964 | 1.145 | 1.347 | 1.571 | 1.812 | 2.071 | 2.348 | 2.644 | 2.957 | 3.288 | 3.636 | 4.003 | 4.39 | 4.792 | 5.212 | 5.65 | 6.107 | 6.581 | 7.073 | 7.582 | 8.11 | 8.656
System Transformation | Srg_BB002 | MW | West Midlands | Bishops Wood |  | 0.845 | 1.109 | 1.43 | 1.824 | 2.287 | 2.847 | 3.498 | 4.221 | 5.016 | 5.901 | 6.879 | 7.935 | 9.07 | 10.284 | 11.581 | 12.951 | 14.4 | 15.927 | 17.532 | 19.226 | 20.989 | 22.83 | 24.749 | 26.747 | 28.824 | 30.978 | 33.211 | 35.523 | 37.913
System Transformation | Srg_BB002 | MW | West Midlands | Bushbury |  | 0.162 | 0.213 | 0.275 | 0.35 | 0.439 | 0.547 | 0.672 | 0.811 | 0.963 | 1.133 | 1.321 | 1.524 | 1.742 | 1.975 | 2.224 | 2.487 | 2.765 | 3.058 | 3.367 | 3.692 | 4.03 | 4.384 | 4.752 | 5.136 | 5.535 | 5.949 | 6.377 | 6.821 | 7.28
System Transformation | Srg_BB002 | MW | West Midlands | Bustleholme |  | 0.118 | 0.155 | 0.2 | 0.255 | 0.32 | 0.399 | 0.49 | 0.591 | 0.703 | 0.827 | 0.964 | 1.112 | 1.27 | 1.44 | 1.622 | 1.814 | 2.017 | 2.231 | 2.456 | 2.693 | 2.94 | 3.198 | 3.467 | 3.746 | 4.037 | 4.339 | 4.652 | 4.976 | 5.311
System Transformation | Srg_BB002 | MW | West Midlands | Cellarhead |  | 0.49 | 0.643 | 0.83 | 1.058 | 1.327 | 1.651 | 2.029 | 2.448 | 2.91 | 3.423 | 3.99 | 4.603 | 5.261 | 5.965 | 6.717 | 7.512 | 8.352 | 9.238 | 10.169 | 11.152 | 12.174 | 13.242 | 14.355 | 15.514 | 16.718 | 17.968 | 19.263 | 20.604 | 21.99
System Transformation | Srg_BB002 | MW | West Midlands | Feckenham |  | 0.475 | 0.624 | 0.805 | 1.026 | 1.287 | 1.602 | 1.968 | 2.375 | 2.822 | 3.32 | 3.87 | 4.465 | 5.103 | 5.786 | 6.515 | 7.286 | 8.101 | 8.961 | 9.864 | 10.817 | 11.809 | 12.845 | 13.924 | 15.048 | 16.217 | 17.429 | 18.685 | 19.986 | 21.331
System Transformation | Srg_BB002 | MW | West Midlands | Hams Hall |  | 0.208 | 0.274 | 0.353 | 0.45 | 0.564 | 0.702 | 0.863 | 1.041 | 1.238 | 1.456 | 1.697 | 1.958 | 2.238 | 2.537 | 2.857 | 3.195 | 3.553 | 3.93 | 4.326 | 4.744 | 5.178 | 5.633 | 6.106 | 6.599 | 7.111 | 7.643 | 8.194 | 8.764 | 9.354
System Transformation | Srg_BB002 | MW | West Midlands | Iron Acton |  | 0.534 | 0.701 | 0.904 | 1.152 | 1.445 | 1.799 | 2.21 | 2.667 | 3.17 | 3.729 | 4.347 | 5.015 | 5.732 | 6.499 | 7.318 | 8.184 | 9.1 | 10.065 | 11.079 | 12.15 | 13.264 | 14.427 | 15.64 | 16.902 | 18.214 | 19.576 | 20.987 | 22.448 | 23.959
System Transformation | Srg_BB002 | MW | West Midlands | Ironbridge |  | 0.145 | 0.191 | 0.246 | 0.314 | 0.393 | 0.49 | 0.601 | 0.726 | 0.862 | 1.015 | 1.183 | 1.364 | 1.559 | 1.768 | 1.991 | 2.227 | 2.476 | 2.738 | 3.014 | 3.306 | 3.609 | 3.925 | 4.255 | 4.599 | 4.956 | 5.326 | 5.71 | 6.108 | 6.519
System Transformation | Srg_BB002 | MW | West Midlands | Kitwell |  | 0.127 | 0.167 | 0.215 | 0.274 | 0.344 | 0.428 | 0.526 | 0.635 | 0.755 | 0.888 | 1.035 | 1.194 | 1.364 | 1.547 | 1.742 | 1.948 | 2.166 | 2.396 | 2.637 | 2.892 | 3.157 | 3.434 | 3.723 | 4.023 | 4.336 | 4.66 | 4.996 | 5.344 | 5.703
System Transformation | Srg_BB002 | MW | West Midlands | Nechells |  | 0.22 | 0.289 | 0.372 | 0.475 | 0.595 | 0.741 | 0.91 | 1.098 | 1.305 | 1.536 | 1.79 | 2.065 | 2.36 | 2.676 | 3.014 | 3.37 | 3.747 | 4.145 | 4.562 | 5.003 | 5.462 | 5.941 | 6.441 | 6.96 | 7.501 | 8.061 | 8.643 | 9.244 | 9.866
System Transformation | Srg_BB002 | MW | West Midlands | Ocker Hill |  | 0.054 | 0.07 | 0.091 | 0.116 | 0.145 | 0.181 | 0.222 | 0.268 | 0.318 | 0.375 | 0.437 | 0.504 | 0.576 | 0.653 | 0.735 | 0.822 | 0.914 | 1.011 | 1.113 | 1.22 | 1.332 | 1.449 | 1.571 | 1.698 | 1.829 | 1.966 | 2.108 | 2.255 | 2.406
System Transformation | Srg_BB002 | MW | West Midlands | Oldbury |  | 0.075 | 0.099 | 0.127 | 0.163 | 0.204 | 0.254 | 0.312 | 0.376 | 0.447 | 0.526 | 0.613 | 0.707 | 0.808 | 0.917 | 1.032 | 1.154 | 1.283 | 1.42 | 1.563 | 1.714 | 1.871 | 2.035 | 2.206 | 2.384 | 2.569 | 2.761 | 2.96 | 3.166 | 3.379
System Transformation | Srg_BB002 | MW | West Midlands | Penn |  | 0.037 | 0.048 | 0.062 | 0.08 | 0.1 | 0.124 | 0.153 | 0.184 | 0.219 | 0.258 | 0.3 | 0.347 | 0.396 | 0.449 | 0.506 | 0.566 | 0.629 | 0.696 | 0.766 | 0.84 | 0.917 | 0.997 | 1.081 | 1.168 | 1.259 | 1.353 | 1.451 | 1.552 | 1.656
System Transformation | Srg_BB002 | MW | West Midlands | Rugeley |  | 0.106 | 0.139 | 0.179 | 0.228 | 0.286 | 0.356 | 0.438 | 0.528 | 0.628 | 0.739 | 0.861 | 0.993 | 1.135 | 1.287 | 1.449 | 1.621 | 1.802 | 1.993 | 2.194 | 2.407 | 2.627 | 2.858 | 3.098 | 3.348 | 3.608 | 3.877 | 4.157 | 4.446 | 4.745
System Transformation | Srg_BB002 | MW | West Midlands | Shrewsbury |  | 0.311 | 0.409 | 0.527 | 0.672 | 0.843 | 1.049 | 1.289 | 1.555 | 1.848 | 2.174 | 2.534 | 2.923 | 3.341 | 3.788 | 4.266 | 4.771 | 5.305 | 5.867 | 6.459 | 7.083 | 7.732 | 8.41 | 9.117 | 9.853 | 10.618 | 11.412 | 12.235 | 13.086 | 13.967
System Transformation | Srg_BB002 | MW | West Midlands | Walham |  | 0.268 | 0.352 | 0.454 | 0.578 | 0.725 | 0.903 | 1.109 | 1.339 | 1.591 | 1.872 | 2.182 | 2.517 | 2.877 | 3.262 | 3.673 | 4.107 | 4.567 | 5.051 | 5.561 | 6.098 | 6.657 | 7.241 | 7.849 | 8.483 | 9.142 | 9.825 | 10.533 | 11.266 | 12.024
System Transformation | Srg_BB002 | MW | West Midlands | Willenhall |  | 0.141 | 0.185 | 0.239 | 0.304 | 0.381 | 0.475 | 0.583 | 0.704 | 0.837 | 0.984 | 1.147 | 1.323 | 1.513 | 1.715 | 1.931 | 2.16 | 2.402 | 2.656 | 2.924 | 3.207 | 3.5 | 3.808 | 4.128 | 4.461 | 4.807 | 5.166 | 5.539 | 5.924 | 6.323
System Transformation | Srg_BB003 | MW | NGET | Direct(NGET) |  | 1730 | 2004 | 2004 | 2004 | 2004 | 2004 | 2004 | 2004 | 2004 | 2004 | 2004 | 2004 | 2004 | 2004 | 2004 | 2004 | 2004 | 2004 | 2004 | 2004 | 2004 | 2004 | 2004 | 2004 | 2004 | 2004 | 2004 | 2004 | 2004
System Transformation | Srg_BB003 | MW | SHETL | Direct(SHETL) |  | 300 | 300 | 300 | 300 | 300 | 300 | 300 | 300 | 300 | 300 | 300 | 300 | 300 | 300 | 300 | 1362 | 1362 | 1362 | 1362 | 1362 | 1362 | 1362 | 1362 | 1362 | 1362 | 1362 | 1362 | 1362 | 1362
System Transformation | Srg_BB003 | MW | SPM | Connah's Quay |  | 0 | 0 | 0 | 0 | 0 | 0 | 0 | 0 | 0 | 0 | 0 | 99.9 | 99.9 | 99.9 | 99.9 | 99.9 | 99.9 | 99.9 | 99.9 | 99.9 | 99.9 | 99.9 | 99.9 | 99.9 | 99.9 | 99.9 | 99.9 | 99.9 | 99.9
System Transformation | Srg_BB003 | MW | SPTL | Direct(SPTL) |  | 440 | 440 | 440 | 440 | 440 | 440 | 440 | 440 | 440 | 440 | 440 | 440 | 650 | 650 | 650 | 650 | 650 | 650 | 650 | 650 | 650 | 650 | 650 | 650 | 650 | 650 | 650 | 650 | 650
System Transformation | Srg_BB004 | MW | ENW | Rochdale |  | 5 | 5 | 5 | 5 | 5 | 5 | 5 | 5 | 5 | 5 | 5 | 5 | 5 | 5 | 5 | 5 | 5 | 5 | 5 | 5 | 5 | 5 | 5 | 5 | 5 | 5 | 5 | 5 | 5
System Transformation | Srg_BB004 | MW | NGET | Direct(NGET) |  | 0 | 0 | 0 | 49.9 | 49.9 | 49.9 | 49.9 | 49.9 | 49.9 | 49.9 | 249.9 | 449.9 | 649.9 | 649.9 | 649.9 | 1349.9 | 1849.9 | 2349.9 | 2849.9 | 3349.9 | 4349.9 | 4349.9 | 5349.9 | 5849.9 | 6849.9 | 6849.9 | 7349.9 | 7349.9 | 7349.9
System Transformation | Srg_BB004 | MW | NPgN | Norton |  | 3.294 | 3.294 | 3.294 | 3.294 | 3.294 | 3.294 | 3.294 | 3.294 | 3.294 | 3.294 | 3.294 | 3.294 | 3.294 | 3.294 | 3.294 | 3.294 | 3.294 | 3.294 | 3.294 | 3.294 | 3.294 | 3.294 | 3.294 | 3.294 | 3.294 | 3.294 | 3.294 | 3.294 | 3.294
System Transformation | Srg_BB004 | MW | SPTL | Direct(SPTL) |  | 0 | 0 | 0 | 0 | 0 | 0 | 0 | 0 | 99.8 | 99.8 | 99.8 | 99.8 | 99.8 | 99.8 | 99.8 | 99.8 | 99.8 | 99.8 | 99.8 | 99.8 | 99.8 | 99.8 | 99.8 | 99.8 | 99.8 | 99.8 | 99.8 | 99.8 | 99.8
System Transformation | Srg_BB005 | MW | ENW | Bredbury |  | 0 | 0 | 0 | 0 | 0 | 0 | -0.149 | -0.127 | -0.264 | -0.473 | -0.824 | -1.372 | -2.197 | -3.377 | -5.039 | -7.283 | -10.238 | -13.983 | -18.582 | -24.176 | -30.658 | -37.495 | -44.428 | -50.949 | -56.993 | -62.129 | -66.418 | -69.591 | -71.502
System Transformation | Srg_BB005 | MW | ENW | Harker |  | 0 | 0 | 0 | 0 | 0 | 0 | -0.066 | -0.129 | -0.267 | -0.48 | -0.835 | -1.391 | -2.227 | -3.424 | -5.11 | -7.385 | -10.382 | -14.179 | -18.842 | -24.515 | -31.087 | -38.02 | -45.05 | -51.662 | -57.79 | -62.998 | -67.348 | -70.565 | -72.503
System Transformation | Srg_BB005 | MW | ENW | Heysham (Barrow WF) |  | 0 | 0 | 0 | 0 | 0 | 0 | -0.015 | -0.029 | -0.059 | -0.106 | -0.185 | -0.308 | -0.493 | -0.758 | -1.132 | -1.636 | -2.299 | -3.141 | -4.173 | -5.43 | -6.886 | -8.421 | -9.978 | -11.443 | -12.801 | -13.954 | -14.918 | -15.631 | -16.059
System Transformation | Srg_BB005 | MW | ENW | Heysham (NGET) |  | 0 | 0 | 0 | 0 | 0 | 0 | -0.015 | -0.029 | -0.059 | -0.106 | -0.185 | -0.308 | -0.493 | -0.758 | -1.132 | -1.636 | -2.299 | -3.141 | -4.173 | -5.43 | -6.886 | -8.421 | -9.978 | -11.443 | -12.801 | -13.954 | -14.918 | -15.631 | -16.059
System Transformation | Srg_BB005 | MW | ENW | Hutton |  | 0 | 0 | 0 | 0 | 0 | 0 | -0.066 | -0.129 | -0.267 | -0.48 | -0.835 | -1.391 | -2.227 | -3.424 | -5.11 | -7.385 | -10.382 | -14.179 | -18.842 | -24.515 | -31.087 | -38.02 | -45.05 | -51.662 | -57.79 | -62.998 | -67.348 | -70.565 | -72.503
System Transformation | Srg_BB005 | MW | ENW | Kearsley 132kV |  | 0 | 0 | 0 | 0 | 0 | 0 | -0.092 | -0.174 | -0.36 | -0.646 | -1.124 | -1.872 | -2.998 | -4.608 | -6.877 | -9.939 | -13.972 | -19.083 | -25.358 | -32.993 | -41.838 | -51.169 | -60.631 | -69.529 | -77.777 | -84.786 | -90.641 | -94.969 | -97.578
System Transformation | Srg_BB005 | MW | ENW | Kearsley 33kV |  | 0 | 0 | 0 | 0 | 0 | 0 | -0.092 | -0.174 | -0.36 | -0.646 | -1.124 | -1.872 | -2.998 | -4.608 | -6.877 | -9.939 | -13.972 | -19.083 | -25.358 | -32.993 | -41.838 | -51.169 | -60.631 | -69.529 | -77.777 | -84.786 | -90.641 | -94.969 | -97.578
System Transformation | Srg_BB005 | MW | ENW | Kirkby (_G) |  | 0 | 0 | 0 | 0 | 0 | 0 | -0.018 | -0.034 | -0.07 | -0.126 | -0.22 | -0.367 | -0.587 | -0.902 | -1.347 | -1.946 | -2.736 | -3.737 | -4.966 | -6.461 | -8.193 | -10.02 | -11.873 | -13.616 | -15.231 | -16.604 | -17.75 | -18.598 | -19.108
System Transformation | Srg_BB005 | MW | ENW | Macclesfield |  | 0 | 0 | 0 | 0 | 0 | 0 | -0.024 | -0.042 | -0.087 | -0.156 | -0.271 | -0.452 | -0.724 | -1.112 | -1.66 | -2.399 | -3.373 | -4.607 | -6.122 | -7.965 | -10.1 | -12.353 | -14.637 | -16.785 | -18.776 | -20.469 | -21.881 | -22.926 | -23.556
System Transformation | Srg_BB005 | MW | ENW | Ormonde |  | 0 | 0 | 0 | 0 | 0 | 0 | -0.015 | -0.029 | -0.059 | -0.106 | -0.185 | -0.308 | -0.493 | -0.758 | -1.132 | -1.636 | -2.299 | -3.141 | -4.173 | -5.43 | -6.886 | -8.421 | -9.978 | -11.443 | -12.801 | -13.954 | -14.918 | -15.631 | -16.059
System Transformation | Srg_BB005 | MW | ENW | Padiham |  | 0 | 0 | 0 | 0 | 0 | 0 | -0.102 | -0.193 | -0.4 | -0.719 | -1.251 | -2.083 | -3.337 | -5.129 | -7.654 | -11.063 | -15.552 | -21.241 | -28.226 | -36.724 | -46.569 | -56.956 | -67.487 | -77.392 | -86.573 | -94.375 | -100.891 | -105.71 | -108.613
System Transformation | Srg_BB005 | MW | ENW | Penwortham East |  | 0 | 0 | 0 | 0 | 0 | 0 | -0.053 | -0.1 | -0.207 | -0.372 | -0.647 | -1.077 | -1.725 | -2.651 | -3.957 | -5.718 | -8.039 | -10.979 | -14.59 | -18.983 | -24.072 | -29.44 | -34.884 | -40.004 | -44.749 | -48.782 | -52.151 | -54.642 | -56.142
System Transformation | Srg_BB005 | MW | ENW | Penwortham West |  | 0 | 0 | 0 | 0 | 0 | 0 | -0.038 | -0.072 | -0.149 | -0.267 | -0.464 | -0.773 | -1.239 | -1.904 | -2.841 | -4.106 | -5.773 | -7.884 | -10.477 | -13.632 | -17.286 | -21.142 | -25.05 | -28.727 | -32.136 | -35.031 | -37.449 | -39.238 | -40.316
System Transformation | Srg_BB005 | MW | ENW | Robin Rigg |  | 0 | 0 | 0 | 0 | 0 | 0 | -0.066 | -0.129 | -0.267 | -0.48 | -0.835 | -1.391 | -2.227 | -3.424 | -5.11 | -7.385 | -10.382 | -14.179 | -18.842 | -24.515 | -31.087 | -38.02 | -45.05 | -51.662 | -57.79 | -62.998 | -67.348 | -70.565 | -72.503
System Transformation | Srg_BB005 | MW | ENW | Rochdale |  | 0 | 0 | 0 | 0 | 0 | 0 | -0.068 | -0.131 | -0.27 | -0.485 | -0.845 | -1.407 | -2.253 | -3.463 | -5.168 | -7.469 | -10.501 | -14.341 | -19.058 | -24.796 | -31.444 | -38.456 | -45.567 | -52.254 | -58.453 | -63.721 | -68.121 | -71.374 | -73.335
System Transformation | Srg_BB005 | MW | ENW | South Manchester |  | 0 | 0 | 0 | 0 | 0 | 0 | -0.074 | -0.116 | -0.24 | -0.431 | -0.749 | -1.248 | -1.998 | -3.072 | -4.584 | -6.625 | -9.314 | -12.721 | -16.904 | -21.994 | -27.89 | -34.11 | -40.418 | -46.35 | -51.848 | -56.52 | -60.423 | -63.308 | -65.048
System Transformation | Srg_BB005 | MW | ENW | Stalybridge |  | 0 | 0 | 0 | 0 | 0 | 0 | -0.104 | -0.194 | -0.401 | -0.72 | -1.253 | -2.086 | -3.342 | -5.136 | -7.665 | -11.078 | -15.574 | -21.271 | -28.266 | -36.777 | -46.637 | -57.037 | -67.584 | -77.503 | -86.697 | -94.509 | -101.035 | -105.861 | -108.768
System Transformation | Srg_BB005 | MW | ENW | Stanah |  | 0 | 0 | 0 | 0 | 0 | 0 | -0.038 | -0.072 | -0.149 | -0.267 | -0.464 | -0.773 | -1.239 | -1.904 | -2.841 | -4.106 | -5.773 | -7.884 | -10.477 | -13.632 | -17.286 | -21.142 | -25.05 | -28.727 | -32.136 | -35.031 | -37.449 | -39.238 | -40.316
System Transformation | Srg_BB005 | MW | ENW | Walney 2 |  | 0 | 0 | 0 | 0 | 0 | 0 | -0.038 | -0.072 | -0.149 | -0.267 | -0.464 | -0.773 | -1.239 | -1.904 | -2.841 | -4.106 | -5.773 | -7.884 | -10.477 | -13.632 | -17.286 | -21.142 | -25.05 | -28.727 | -32.136 | -35.031 | -37.449 | -39.238 | -40.316
System Transformation | Srg_BB005 | MW | ENW | Washway Farm |  | 0 | 0 | 0 | 0 | 0 | 0 | -0.018 | -0.034 | -0.07 | -0.126 | -0.22 | -0.367 | -0.587 | -0.902 | -1.347 | -1.946 | -2.736 | -3.737 | -4.966 | -6.461 | -8.193 | -10.02 | -11.873 | -13.616 | -15.231 | -16.604 | -17.75 | -18.598 | -19.108
System Transformation | Srg_BB005 | MW | ENW | Whitegate |  | 0 | 0 | 0 | 0 | 0 | 0 | -0.049 | -0.093 | -0.193 | -0.346 | -0.603 | -1.003 | -1.607 | -2.47 | -3.686 | -5.328 | -7.49 | -10.229 | -13.593 | -17.685 | -22.427 | -27.429 | -32.5 | -37.27 | -41.692 | -45.448 | -48.586 | -50.907 | -52.306
System Transformation | Srg_BB005 | MW | EPN | Amersham Main |  | 0 | 0 | 0 | 0 | 0 | 0 | -0.033 | -0.052 | -0.108 | -0.194 | -0.338 | -0.563 | -0.902 | -1.386 | -2.068 | -2.989 | -4.202 | -5.739 | -7.627 | -9.923 | -12.583 | -15.39 | -18.236 | -20.912 | -23.392 | -25.5 | -27.261 | -28.563 | -29.348
System Transformation | Srg_BB005 | MW | EPN | Braintree |  | 0 | 0 | 0 | 0 | 0 | 0 | -0.048 | -0.088 | -0.183 | -0.329 | -0.573 | -0.954 | -1.527 | -2.347 | -3.503 | -5.063 | -7.118 | -9.721 | -12.918 | -16.808 | -21.314 | -26.067 | -30.887 | -35.42 | -39.622 | -43.193 | -46.175 | -48.38 | -49.709
System Transformation | Srg_BB005 | MW | EPN | Bramford |  | 0 | 0 | 0 | 0 | 0 | 0 | -0.12 | -0.224 | -0.464 | -0.833 | -1.45 | -2.414 | -3.867 | -5.944 | -8.87 | -12.82 | -18.022 | -24.614 | -32.709 | -42.557 | -53.966 | -66.002 | -78.206 | -89.684 | -100.323 | -109.364 | -116.915 | -122.499 | -125.864
System Transformation | Srg_BB005 | MW | EPN | Brimsdown |  | 0 | 0 | 0 | 0 | 0 | 0 | -0.106 | -0.165 | -0.341 | -0.612 | -1.065 | -1.774 | -2.841 | -4.367 | -6.517 | -9.419 | -13.242 | -18.086 | -24.034 | -31.27 | -39.653 | -48.496 | -57.464 | -65.897 | -73.715 | -80.357 | -85.906 | -90.009 | -92.481
System Transformation | Srg_BB005 | MW | EPN | Burwell Main |  | 0 | 0 | 0 | 0 | 0 | 0 | -0.083 | -0.144 | -0.299 | -0.537 | -0.935 | -1.557 | -2.494 | -3.833 | -5.721 | -8.268 | -11.623 | -15.874 | -21.095 | -27.447 | -34.805 | -42.567 | -50.438 | -57.84 | -64.702 | -70.533 | -75.403 | -79.004 | -81.174
System Transformation | Srg_BB005 | MW | EPN | Clacton |  | 0 | 0 | 0 | 0 | 0 | 0 | -0.12 | -0.224 | -0.464 | -0.833 | -1.45 | -2.414 | -3.867 | -5.944 | -8.87 | -12.82 | -18.022 | -24.614 | -32.709 | -42.557 | -53.966 | -66.002 | -78.206 | -89.684 | -100.323 | -109.364 | -116.915 | -122.499 | -125.864
System Transformation | Srg_BB005 | MW | EPN | Eaton Socon |  | 0 | 0 | 0 | 0 | 0 | 0 | -0.102 | -0.177 | -0.367 | -0.659 | -1.147 | -1.91 | -3.06 | -4.703 | -7.018 | -10.143 | -14.26 | -19.476 | -25.881 | -33.673 | -42.701 | -52.224 | -61.88 | -70.962 | -79.38 | -86.533 | -92.507 | -96.927 | -99.589
System Transformation | Srg_BB005 | MW | EPN | Elstree |  | 0 | 0 | 0 | 0 | 0 | 0 | -0.12 | -0.179 | -0.371 | -0.666 | -1.159 | -1.93 | -3.091 | -4.751 | -7.09 | -10.247 | -14.405 | -19.674 | -26.144 | -34.015 | -43.135 | -52.754 | -62.509 | -71.684 | -80.187 | -87.413 | -93.449 | -97.912 | -100.601
System Transformation | Srg_BB005 | MW | EPN | Loudwater |  | 0 | 0 | 0 | 0 | 0 | 0 | -0.017 | -0.024 | -0.049 | -0.087 | -0.152 | -0.253 | -0.406 | -0.624 | -0.931 | -1.345 | -1.891 | -2.583 | -3.432 | -4.465 | -5.662 | -6.925 | -8.205 | -9.41 | -10.527 | -11.475 | -12.267 | -12.853 | -13.206
System Transformation | Srg_BB005 | MW | EPN | Mill Hill |  | 0 | 0 | 0 | 0 | 0 | 0 | -0.062 | -0.082 | -0.169 | -0.303 | -0.528 | -0.879 | -1.408 | -2.165 | -3.23 | -4.669 | -6.563 | -8.964 | -11.912 | -15.498 | -19.653 | -24.036 | -28.481 | -32.661 | -36.535 | -39.827 | -42.577 | -44.61 | -45.836
System Transformation | Srg_BB005 | MW | EPN | Norwich Main |  | 0 | 0 | 0 | 0 | 0 | 0 | -0.062 | -0.119 | -0.247 | -0.444 | -0.773 | -1.287 | -2.061 | -3.168 | -4.728 | -6.833 | -9.606 | -13.12 | -17.434 | -22.684 | -28.765 | -35.18 | -41.685 | -47.803 | -53.474 | -58.293 | -62.318 | -65.294 | -67.087
System Transformation | Srg_BB005 | MW | EPN | Pelham |  | 0 | 0 | 0 | 0 | 0 | 0 | -0.165 | -0.299 | -0.62 | -1.113 | -1.937 | -3.225 | -5.165 | -7.94 | -11.849 | -17.125 | -24.074 | -32.88 | -43.693 | -56.848 | -72.088 | -88.165 | -104.468 | -119.801 | -134.013 | -146.09 | -156.176 | -163.635 | -168.129
System Transformation | Srg_BB005 | MW | EPN | Rayleigh |  | 0 | 0 | 0 | 0 | 0 | 0 | -0.161 | -0.296 | -0.613 | -1.1 | -1.915 | -3.188 | -5.106 | -7.848 | -11.712 | -16.927 | -23.797 | -32.501 | -43.19 | -56.193 | -71.258 | -87.15 | -103.265 | -118.42 | -132.468 | -144.405 | -154.376 | -161.75 | -166.192
System Transformation | Srg_BB005 | MW | EPN | Rye House |  | 0 | 0 | 0 | 0 | 0 | 0 | -0.124 | -0.197 | -0.409 | -0.734 | -1.278 | -2.128 | -3.408 | -5.238 | -7.817 | -11.298 | -15.884 | -21.693 | -28.827 | -37.506 | -47.562 | -58.168 | -68.925 | -79.041 | -88.416 | -96.385 | -103.039 | -107.961 | -110.926
System Transformation | Srg_BB005 | MW | EPN | Sheringham Shoal |  | 0 | 0 | 0 | 0 | 0 | 0 | -0.062 | -0.119 | -0.247 | -0.444 | -0.773 | -1.287 | -2.061 | -3.168 | -4.728 | -6.833 | -9.606 | -13.12 | -17.434 | -22.684 | -28.765 | -35.18 | -41.685 | -47.803 | -53.474 | -58.293 | -62.318 | -65.294 | -67.087
System Transformation | Srg_BB005 | MW | EPN | Sundon |  | 0 | 0 | 0 | 0 | 0 | 0 | -0.23 | -0.387 | -0.8 | -1.437 | -2.501 | -4.165 | -6.671 | -10.254 | -15.302 | -22.115 | -31.091 | -42.463 | -56.427 | -73.416 | -93.099 | -113.861 | -134.915 | -154.716 | -173.07 | -188.667 | -201.692 | -211.326 | -217.13
System Transformation | Srg_BB005 | MW | EPN | Tilbury |  | 0 | 0 | 0 | 0 | 0 | 0 | -0.055 | -0.102 | -0.211 | -0.378 | -0.659 | -1.097 | -1.757 | -2.7 | -4.029 | -5.823 | -8.187 | -11.181 | -14.858 | -19.332 | -24.514 | -29.981 | -35.525 | -40.739 | -45.572 | -49.679 | -53.109 | -55.646 | -57.174
System Transformation | Srg_BB005 | MW | EPN | Tottenham |  | 0 | 0 | 0 | 0 | 0 | 0 | -0.068 | -0.106 | -0.22 | -0.395 | -0.688 | -1.146 | -1.835 | -2.821 | -4.21 | -6.084 | -8.553 | -11.682 | -15.524 | -20.197 | -25.612 | -31.324 | -37.117 | -42.564 | -47.613 | -51.904 | -55.488 | -58.138 | -59.734
System Transformation | Srg_BB005 | MW | EPN | Walpole (_A) |  | 0 | 0 | 0 | 0 | 0 | 0 | -0.266 | -0.387 | -0.801 | -1.439 | -2.504 | -4.168 | -6.676 | -10.262 | -15.315 | -22.134 | -31.116 | -42.497 | -56.473 | -73.476 | -93.175 | -113.954 | -135.025 | -154.843 | -173.212 | -188.821 | -201.857 | -211.499 | -217.308
System Transformation | Srg_BB005 | MW | EPN | Warley |  | 0 | 0 | 0 | 0 | 0 | 0 | -0.073 | -0.13 | -0.27 | -0.484 | -0.843 | -1.403 | -2.247 | -3.454 | -5.154 | -7.449 | -10.472 | -14.302 | -19.006 | -24.729 | -31.358 | -38.351 | -45.443 | -52.113 | -58.294 | -63.548 | -67.935 | -71.181 | -73.135
System Transformation | Srg_BB005 | MW | EPN | Watford South |  | 0 | 0 | 0 | 0 | 0 | 0 | -0.083 | -0.126 | -0.261 | -0.468 | -0.815 | -1.357 | -2.174 | -3.342 | -4.987 | -7.208 | -10.133 | -13.84 | -18.391 | -23.928 | -30.343 | -37.11 | -43.972 | -50.426 | -56.407 | -61.49 | -65.736 | -68.876 | -70.767
System Transformation | Srg_BB005 | MW | EPN | West Thurrock |  | 0 | 0 | 0 | 0 | 0 | 0 | -0.003 | -0.005 | -0.01 | -0.018 | -0.032 | -0.053 | -0.085 | -0.13 | -0.194 | -0.281 | -0.395 | -0.54 | -0.717 | -0.933 | -1.183 | -1.447 | -1.714 | -1.966 | -2.2 | -2.397 | -2.563 | -2.685 | -2.759
System Transformation | Srg_BB005 | MW | EPN | Wymondley |  | 0 | 0 | 0 | 0 | 0 | 0 | -0.158 | -0.243 | -0.504 | -0.905 | -1.575 | -2.623 | -4.201 | -6.457 | -9.636 | -13.927 | -19.579 | -26.74 | -35.533 | -46.232 | -58.626 | -71.701 | -84.959 | -97.428 | -108.986 | -118.807 | -127.01 | -133.076 | -136.732
System Transformation | Srg_BB005 | MW | East Midlands | Berkswell |  | 0 | 0 | 0 | 0 | 0 | 0 | -0.161 | -0.262 | -0.542 | -0.973 | -1.693 | -2.82 | -4.516 | -6.942 | -10.359 | -14.972 | -21.048 | -28.746 | -38.2 | -49.701 | -63.026 | -77.081 | -91.335 | -104.74 | -117.164 | -127.723 | -136.541 | -143.064 | -146.993
System Transformation | Srg_BB005 | MW | East Midlands | Bicker Fen |  | 0 | 0 | 0 | 0 | 0 | 0 | -0.064 | -0.122 | -0.253 | -0.455 | -0.792 | -1.319 | -2.112 | -3.246 | -4.844 | -7.001 | -9.843 | -13.443 | -17.864 | -23.242 | -29.474 | -36.047 | -42.713 | -48.981 | -54.791 | -59.729 | -63.853 | -66.903 | -68.741
System Transformation | Srg_BB005 | MW | East Midlands | Chesterfield |  | 0 | 0 | 0 | 0 | 0 | 0 | -0.129 | -0.24 | -0.497 | -0.892 | -1.552 | -2.585 | -4.14 | -6.363 | -9.496 | -13.724 | -19.294 | -26.351 | -35.017 | -45.56 | -57.774 | -70.659 | -83.724 | -96.012 | -107.402 | -117.081 | -125.164 | -131.143 | -134.745
System Transformation | Srg_BB005 | MW | East Midlands | Coventry |  | 0 | 0 | 0 | 0 | 0 | 0 | -0.185 | -0.32 | -0.663 | -1.19 | -2.072 | -3.45 | -5.525 | -8.492 | -12.673 | -18.316 | -25.75 | -35.169 | -46.734 | -60.805 | -77.106 | -94.302 | -111.74 | -128.14 | -143.34 | -156.257 | -167.047 | -175.025 | -179.832
System Transformation | Srg_BB005 | MW | East Midlands | Drakelow |  | 0 | 0 | 0 | 0 | 0 | 0 | -0.049 | -0.091 | -0.189 | -0.34 | -0.591 | -0.984 | -1.576 | -2.423 | -3.615 | -5.225 | -7.346 | -10.033 | -13.332 | -17.346 | -21.997 | -26.902 | -31.876 | -36.555 | -40.891 | -44.576 | -47.654 | -49.93 | -51.302
System Transformation | Srg_BB005 | MW | East Midlands | East Claydon (_B) |  | 0 | 0 | 0 | 0 | 0 | 0 | -0.204 | -0.263 | -0.545 | -0.979 | -1.703 | -2.836 | -4.543 | -6.983 | -10.421 | -15.06 | -21.172 | -28.917 | -38.426 | -49.996 | -63.399 | -77.538 | -91.876 | -105.361 | -117.859 | -128.479 | -137.351 | -143.911 | -147.864
System Transformation | Srg_BB005 | MW | East Midlands | Enderby |  | 0 | 0 | 0 | 0 | 0 | 0 | -0.089 | -0.167 | -0.345 | -0.62 | -1.078 | -1.795 | -2.876 | -4.42 | -6.596 | -9.533 | -13.402 | -18.304 | -24.324 | -31.647 | -40.132 | -49.082 | -58.157 | -66.693 | -74.604 | -81.328 | -86.943 | -91.096 | -93.598
System Transformation | Srg_BB005 | MW | East Midlands | Grendon |  | 0 | 0 | 0 | 0 | 0 | 0 | -0.317 | -0.53 | -1.097 | -1.971 | -3.43 | -5.71 | -9.146 | -14.058 | -20.98 | -30.321 | -42.626 | -58.218 | -77.363 | -100.656 | -127.641 | -156.107 | -184.973 | -212.121 | -237.284 | -258.667 | -276.527 | -289.735 | -297.692
System Transformation | Srg_BB005 | MW | East Midlands | Ratcliffe |  | 0 | 0 | 0 | 0 | 0 | 0 | -0.1 | -0.182 | -0.376 | -0.676 | -1.176 | -1.958 | -3.137 | -4.821 | -7.195 | -10.398 | -14.619 | -19.966 | -26.532 | -34.52 | -43.774 | -53.537 | -63.436 | -72.747 | -81.376 | -88.709 | -94.834 | -99.364 | -102.093
System Transformation | Srg_BB005 | MW | East Midlands | Staythorpe |  | 0 | 0 | 0 | 0 | 0 | 0 | -0.12 | -0.224 | -0.464 | -0.834 | -1.452 | -2.417 | -3.871 | -5.95 | -8.879 | -12.833 | -18.041 | -24.64 | -32.744 | -42.602 | -54.024 | -66.072 | -78.289 | -89.779 | -100.43 | -109.48 | -117.038 | -122.629 | -125.996
System Transformation | Srg_BB005 | MW | East Midlands | Stoke Bardolph |  | 0 | 0 | 0 | 0 | 0 | 0 | -0.031 | -0.056 | -0.116 | -0.209 | -0.363 | -0.605 | -0.969 | -1.489 | -2.223 | -3.212 | -4.516 | -6.168 | -8.196 | -10.664 | -13.523 | -16.539 | -19.597 | -22.474 | -25.139 | -27.405 | -29.298 | -30.696 | -31.54
System Transformation | Srg_BB005 | MW | East Midlands | Walpole (_B) |  | 0 | 0 | 0 | 0 | 0 | 0 | -0.118 | -0.164 | -0.339 | -0.608 | -1.059 | -1.763 | -2.823 | -4.34 | -6.476 | -9.36 | -13.159 | -17.972 | -23.882 | -31.072 | -39.402 | -48.19 | -57.1 | -65.481 | -73.248 | -79.85 | -85.362 | -89.44 | -91.896
System Transformation | Srg_BB005 | MW | East Midlands | West Burton |  | 0 | 0 | 0 | 0 | 0 | 0 | -0.028 | -0.054 | -0.111 | -0.199 | -0.347 | -0.577 | -0.924 | -1.421 | -2.12 | -3.064 | -4.308 | -5.884 | -7.819 | -10.173 | -12.9 | -15.777 | -18.694 | -21.439 | -23.982 | -26.143 | -27.948 | -29.283 | -30.088
System Transformation | Srg_BB005 | MW | East Midlands | Willington |  | 0 | 0 | 0 | 0 | 0 | 0 | -0.176 | -0.31 | -0.642 | -1.153 | -2.007 | -3.341 | -5.351 | -8.225 | -12.275 | -17.741 | -24.94 | -34.063 | -45.265 | -58.893 | -74.682 | -91.337 | -108.227 | -124.111 | -138.833 | -151.344 | -161.793 | -169.522 | -174.177
System Transformation | Srg_BB005 | MW | IDNO - Refer to Comment Field | Tynemouth 2 |  | 0 | 0 | 0 | 0 | 0 | 0 | -0.016 | -0.03 | -0.062 | -0.111 | -0.194 | -0.323 | -0.517 | -0.795 | -1.187 | -1.715 | -2.411 | -3.293 | -4.376 | -5.694 | -7.22 | -8.83 | -10.463 | -11.999 | -13.422 | -14.631 | -15.641 | -16.389 | -16.839 | Note: TYNE2 is operated by an IDNO allocated to GSP Group/licence area F
System Transformation | Srg_BB005 | MW | LPN | Acton Lane 22kV |  | 0 | 0 | 0 | 0 | 0 | 0 | -0.022 | -0.025 | -0.051 | -0.091 | -0.159 | -0.265 | -0.425 | -0.653 | -0.974 | -1.407 | -1.979 | -2.702 | -3.591 | -4.672 | -5.925 | -7.246 | -8.586 | -9.846 | -11.014 | -12.006 | -12.835 | -13.448 | -13.818
System Transformation | Srg_BB005 | MW | LPN | Barking |  | 0 | 0 | 0 | 0 | 0 | 0 | -0.032 | -0.051 | -0.105 | -0.189 | -0.329 | -0.548 | -0.878 | -1.35 | -2.014 | -2.911 | -4.092 | -5.589 | -7.427 | -9.663 | -12.254 | -14.986 | -17.758 | -20.364 | -22.78 | -24.833 | -26.547 | -27.815 | -28.579
System Transformation | Srg_BB005 | MW | LPN | Barking West |  | 0 | 0 | 0 | 0 | 0 | 0 | -0.032 | -0.051 | -0.105 | -0.189 | -0.329 | -0.548 | -0.878 | -1.35 | -2.014 | -2.911 | -4.092 | -5.589 | -7.427 | -9.663 | -12.254 | -14.986 | -17.758 | -20.364 | -22.78 | -24.833 | -26.547 | -27.815 | -28.579
System Transformation | Srg_BB005 | MW | LPN | Beddington (_C) |  | 0 | 0 | 0 | 0 | 0 | 0 | -0.029 | -0.046 | -0.096 | -0.172 | -0.3 | -0.499 | -0.799 | -1.228 | -1.833 | -2.649 | -3.724 | -5.087 | -6.76 | -8.795 | -11.153 | -13.64 | -16.162 | -18.534 | -20.733 | -22.601 | -24.161 | -25.316 | -26.01
System Transformation | Srg_BB005 | MW | LPN | Canal Bank |  | 0 | 0 | 0 | 0 | 0 | 0 | -0.005 | -0.006 | -0.013 | -0.023 | -0.04 | -0.066 | -0.106 | -0.162 | -0.243 | -0.35 | -0.493 | -0.673 | -0.894 | -1.163 | -1.475 | -1.804 | -2.137 | -2.451 | -2.742 | -2.989 | -3.196 | -3.348 | -3.44
System Transformation | Srg_BB005 | MW | LPN | City Road |  | 0 | 0 | 0 | 0 | 0 | 0 | -0.024 | -0.02 | -0.042 | -0.075 | -0.131 | -0.217 | -0.348 | -0.535 | -0.798 | -1.154 | -1.622 | -2.216 | -2.944 | -3.831 | -4.858 | -5.941 | -7.04 | -8.073 | -9.031 | -9.844 | -10.524 | -11.026 | -11.329
System Transformation | Srg_BB005 | MW | LPN | Greenford |  | 0 | 0 | 0 | 0 | 0 | 0 | -0.005 | -0.006 | -0.013 | -0.023 | -0.04 | -0.066 | -0.106 | -0.162 | -0.243 | -0.35 | -0.493 | -0.673 | -0.894 | -1.163 | -1.475 | -1.804 | -2.137 | -2.451 | -2.742 | -2.989 | -3.196 | -3.348 | -3.44
System Transformation | Srg_BB005 | MW | LPN | Hackney 132kV |  | 0 | 0 | 0 | 0 | 0 | 0 | -0.022 | -0.033 | -0.069 | -0.124 | -0.216 | -0.359 | -0.575 | -0.884 | -1.319 | -1.907 | -2.681 | -3.661 | -4.866 | -6.331 | -8.028 | -9.818 | -11.634 | -13.341 | -14.923 | -16.268 | -17.391 | -18.222 | -18.723
System Transformation | Srg_BB005 | MW | LPN | Hackney 66kV |  | 0 | 0 | 0 | 0 | 0 | 0 | -0.022 | -0.033 | -0.069 | -0.124 | -0.216 | -0.359 | -0.575 | -0.884 | -1.319 | -1.907 | -2.681 | -3.661 | -4.866 | -6.331 | -8.028 | -9.818 | -11.634 | -13.341 | -14.923 | -16.268 | -17.391 | -18.222 | -18.723
System Transformation | Srg_BB005 | MW | LPN | Hurst |  | 0 | 0 | 0 | 0 | 0 | 0 | -0.047 | -0.077 | -0.159 | -0.286 | -0.497 | -0.827 | -1.325 | -2.037 | -3.04 | -4.393 | -6.176 | -8.435 | -11.209 | -14.584 | -18.494 | -22.618 | -26.8 | -30.734 | -34.38 | -37.477 | -40.065 | -41.978 | -43.132
System Transformation | Srg_BB005 | MW | LPN | Islington |  | 0 | 0 | 0 | 0 | 0 | 0 | -0.024 | -0.028 | -0.057 | -0.103 | -0.179 | -0.298 | -0.478 | -0.734 | -1.096 | -1.584 | -2.227 | -3.041 | -4.042 | -5.258 | -6.668 | -8.156 | -9.663 | -11.082 | -12.396 | -13.513 | -14.447 | -15.137 | -15.553
System Transformation | Srg_BB005 | MW | LPN | Littlebrook (_C) |  | 0 | 0 | 0 | 0 | 0 | 0 | -0.025 | -0.043 | -0.089 | -0.16 | -0.278 | -0.463 | -0.741 | -1.139 | -1.7 | -2.457 | -3.454 | -4.718 | -6.269 | -8.157 | -10.343 | -12.65 | -14.989 | -17.189 | -19.228 | -20.962 | -22.408 | -23.478 | -24.123
System Transformation | Srg_BB005 | MW | LPN | Lodge Road |  | 0 | 0 | 0 | 0 | 0 | 0 | -0.028 | -0.025 | -0.053 | -0.094 | -0.164 | -0.274 | -0.438 | -0.674 | -1.005 | -1.453 | -2.043 | -2.79 | -3.707 | -4.823 | -6.117 | -7.481 | -8.864 | -10.165 | -11.371 | -12.395 | -13.251 | -13.884 | -14.265
System Transformation | Srg_BB005 | MW | LPN | New Cross |  | 0 | 0 | 0 | 0 | 0 | 0 | -0.049 | -0.068 | -0.142 | -0.254 | -0.442 | -0.737 | -1.18 | -1.813 | -2.706 | -3.911 | -5.498 | -7.509 | -9.978 | -12.983 | -16.463 | -20.135 | -23.858 | -27.36 | -30.605 | -33.363 | -35.667 | -37.37 | -38.397
System Transformation | Srg_BB005 | MW | LPN | Perivale |  | 0 | 0 | 0 | 0 | 0 | 0 | -0.005 | -0.006 | -0.013 | -0.023 | -0.04 | -0.066 | -0.106 | -0.162 | -0.243 | -0.35 | -0.493 | -0.673 | -0.894 | -1.163 | -1.475 | -1.804 | -2.137 | -2.451 | -2.742 | -2.989 | -3.196 | -3.348 | -3.44
System Transformation | Srg_BB005 | MW | LPN | Redbridge |  | 0 | 0 | 0 | 0 | 0 | 0 | -0.026 | -0.04 | -0.083 | -0.15 | -0.26 | -0.433 | -0.694 | -1.066 | -1.592 | -2.3 | -3.234 | -4.417 | -5.869 | -7.636 | -9.683 | -11.843 | -14.033 | -16.092 | -18.001 | -19.623 | -20.977 | -21.98 | -22.584
System Transformation | Srg_BB005 | MW | LPN | St John's Wood |  | 0 | 0 | 0 | 0 | 0 | 0 | -0.059 | -0.051 | -0.107 | -0.191 | -0.333 | -0.555 | -0.889 | -1.366 | -2.038 | -2.946 | -4.142 | -5.657 | -7.517 | -9.78 | -12.402 | -15.167 | -17.972 | -20.61 | -23.055 | -25.133 | -26.868 | -28.151 | -28.924
System Transformation | Srg_BB005 | MW | LPN | West Ham |  | 0 | 0 | 0 | 0 | 0 | 0 | -0.019 | -0.023 | -0.049 | -0.087 | -0.152 | -0.253 | -0.405 | -0.623 | -0.93 | -1.344 | -1.89 | -2.581 | -3.43 | -4.462 | -5.658 | -6.92 | -8.2 | -9.403 | -10.519 | -11.466 | -12.258 | -12.844 | -13.197
System Transformation | Srg_BB005 | MW | LPN | Willesden 132kV |  | 0 | 0 | 0 | 0 | 0 | 0 | -0.022 | -0.025 | -0.051 | -0.091 | -0.159 | -0.265 | -0.425 | -0.653 | -0.974 | -1.407 | -1.979 | -2.702 | -3.591 | -4.672 | -5.925 | -7.246 | -8.586 | -9.846 | -11.014 | -12.006 | -12.835 | -13.448 | -13.818
System Transformation | Srg_BB005 | MW | LPN | Willesden 66kV |  | 0 | 0 | 0 | 0 | 0 | 0 | -0.022 | -0.025 | -0.051 | -0.091 | -0.159 | -0.265 | -0.425 | -0.653 | -0.974 | -1.407 | -1.979 | -2.702 | -3.591 | -4.672 | -5.925 | -7.246 | -8.586 | -9.846 | -11.014 | -12.006 | -12.835 | -13.448 | -13.818
System Transformation | Srg_BB005 | MW | LPN | Wimbledon North |  | 0 | 0 | 0 | 0 | 0 | 0 | -0.052 | -0.073 | -0.152 | -0.273 | -0.475 | -0.79 | -1.266 | -1.945 | -2.903 | -4.196 | -5.898 | -8.056 | -10.705 | -13.928 | -17.662 | -21.601 | -25.595 | -29.352 | -32.834 | -35.793 | -38.265 | -40.092 | -41.194
System Transformation | Srg_BB005 | MW | LPN | Wimbledon South |  | 0 | 0 | 0 | 0 | 0 | 0 | -0.052 | -0.073 | -0.152 | -0.273 | -0.475 | -0.79 | -1.266 | -1.945 | -2.903 | -4.196 | -5.898 | -8.056 | -10.705 | -13.928 | -17.662 | -21.601 | -25.595 | -29.352 | -32.834 | -35.793 | -38.265 | -40.092 | -41.194
System Transformation | Srg_BB005 | MW | NPgN | Blyth 132kV |  | 0 | 0 | 0 | 0 | 0 | 0 | -0.031 | -0.058 | -0.12 | -0.215 | -0.373 | -0.622 | -0.996 | -1.531 | -2.285 | -3.302 | -4.642 | -6.34 | -8.425 | -10.961 | -13.9 | -17 | -20.144 | -23.099 | -25.84 | -28.169 | -30.113 | -31.552 | -32.418
System Transformation | Srg_BB005 | MW | NPgN | Blyth 66kV |  | 0 | 0 | 0 | 0 | 0 | 0 | -0.035 | -0.067 | -0.138 | -0.247 | -0.431 | -0.717 | -1.148 | -1.765 | -2.634 | -3.807 | -5.352 | -7.309 | -9.713 | -12.638 | -16.026 | -19.6 | -23.224 | -26.633 | -29.792 | -32.477 | -34.719 | -36.378 | -37.377
System Transformation | Srg_BB005 | MW | NPgN | Fourstones |  | 0 | 0 | 0 | 0 | 0 | 0 | -0.011 | -0.021 | -0.044 | -0.078 | -0.136 | -0.227 | -0.363 | -0.558 | -0.832 | -1.203 | -1.691 | -2.31 | -3.07 | -3.994 | -5.065 | -6.195 | -7.34 | -8.417 | -9.416 | -10.265 | -10.973 | -11.498 | -11.813
System Transformation | Srg_BB005 | MW | NPgN | Hart Moor |  | 0 | 0 | 0 | 0 | 0 | 0 | -0.023 | -0.045 | -0.094 | -0.169 | -0.294 | -0.49 | -0.784 | -1.205 | -1.798 | -2.599 | -3.654 | -4.99 | -6.631 | -8.628 | -10.941 | -13.382 | -15.855 | -18.183 | -20.34 | -22.173 | -23.703 | -24.836 | -25.518
System Transformation | Srg_BB005 | MW | NPgN | Hawthorn Pit |  | 0 | 0 | 0 | 0 | 0 | 0 | -0.024 | -0.048 | -0.099 | -0.178 | -0.31 | -0.517 | -0.828 | -1.272 | -1.898 | -2.744 | -3.857 | -5.268 | -7 | -9.108 | -11.549 | -14.125 | -16.737 | -19.193 | -21.47 | -23.404 | -25.021 | -26.215 | -26.936
System Transformation | Srg_BB005 | MW | NPgN | Knaresborough |  | 0 | 0 | 0 | 0 | 0 | 0 | -0.043 | -0.08 | -0.166 | -0.298 | -0.518 | -0.862 | -1.381 | -2.123 | -3.168 | -4.579 | -6.437 | -8.791 | -11.682 | -15.199 | -19.275 | -23.573 | -27.932 | -32.032 | -35.831 | -39.06 | -41.757 | -43.751 | -44.953
System Transformation | Srg_BB005 | MW | NPgN | Lackenby |  | 0 | 0 | 0 | 0 | 0 | 0 | -0.045 | -0.091 | -0.188 | -0.337 | -0.587 | -0.977 | -1.565 | -2.406 | -3.59 | -5.189 | -7.294 | -9.962 | -13.239 | -17.224 | -21.842 | -26.713 | -31.653 | -36.299 | -40.604 | -44.263 | -47.319 | -49.579 | -50.941
System Transformation | Srg_BB005 | MW | NPgN | Norton |  | 0 | 0 | 0 | 0 | 0 | 0 | -0.135 | -0.261 | -0.54 | -0.97 | -1.688 | -2.81 | -4.501 | -6.918 | -10.324 | -14.921 | -20.976 | -28.648 | -38.07 | -49.532 | -62.811 | -76.819 | -91.023 | -104.383 | -116.766 | -127.288 | -136.077 | -142.577 | -146.492
System Transformation | Srg_BB005 | MW | NPgN | Offerton |  | 0 | 0 | 0 | 0 | 0 | 0 | -0.009 | -0.018 | -0.038 | -0.068 | -0.119 | -0.197 | -0.316 | -0.486 | -0.725 | -1.048 | -1.473 | -2.012 | -2.674 | -3.479 | -4.412 | -5.396 | -6.393 | -7.332 | -8.202 | -8.941 | -9.557 | -10.014 | -10.29
System Transformation | Srg_BB005 | MW | NPgN | Osbaldwick |  | 0 | 0 | 0 | 0 | 0 | 0 | -0.113 | -0.207 | -0.43 | -0.772 | -1.343 | -2.236 | -3.581 | -5.504 | -8.214 | -11.872 | -16.69 | -22.794 | -30.29 | -39.41 | -49.976 | -61.121 | -72.423 | -83.053 | -92.905 | -101.276 | -108.269 | -113.441 | -116.557
System Transformation | Srg_BB005 | MW | NPgN | Poppleton |  | 0 | 0 | 0 | 0 | 0 | 0 | -0.007 | -0.013 | -0.026 | -0.047 | -0.081 | -0.135 | -0.217 | -0.333 | -0.498 | -0.719 | -1.011 | -1.381 | -1.835 | -2.387 | -3.028 | -3.703 | -4.387 | -5.031 | -5.628 | -6.135 | -6.559 | -6.872 | -7.061
System Transformation | Srg_BB005 | MW | NPgN | Saltholme |  | 0 | 0 | 0 | 0 | 0 | 0 | -0.007 | -0.014 | -0.029 | -0.052 | -0.09 | -0.15 | -0.241 | -0.37 | -0.552 | -0.797 | -1.121 | -1.531 | -2.035 | -2.647 | -3.357 | -4.106 | -4.865 | -5.579 | -6.241 | -6.803 | -7.272 | -7.62 | -7.829
System Transformation | Srg_BB005 | MW | NPgN | South Shields |  | 0 | 0 | 0 | 0 | 0 | 0 | -0.007 | -0.014 | -0.029 | -0.051 | -0.089 | -0.149 | -0.239 | -0.367 | -0.547 | -0.791 | -1.112 | -1.519 | -2.018 | -2.626 | -3.33 | -4.073 | -4.826 | -5.534 | -6.191 | -6.749 | -7.214 | -7.559 | -7.767
System Transformation | Srg_BB005 | MW | NPgN | Spennymoor |  | 0 | 0 | 0 | 0 | 0 | 0 | -0.112 | -0.218 | -0.451 | -0.81 | -1.41 | -2.348 | -3.761 | -5.782 | -8.628 | -12.47 | -17.531 | -23.943 | -31.817 | -41.397 | -52.495 | -64.202 | -76.074 | -87.239 | -97.588 | -106.382 | -113.728 | -119.159 | -122.432
System Transformation | Srg_BB005 | MW | NPgN | Stella North |  | 0 | 0 | 0 | 0 | 0 | 0 | -0.053 | -0.1 | -0.207 | -0.372 | -0.648 | -1.079 | -1.728 | -2.656 | -3.963 | -5.728 | -8.053 | -10.998 | -14.615 | -19.015 | -24.113 | -29.491 | -34.944 | -40.073 | -44.826 | -48.866 | -52.239 | -54.735 | -56.238
System Transformation | Srg_BB005 | MW | NPgN | Stella South |  | 0 | 0 | 0 | 0 | 0 | 0 | -0.057 | -0.109 | -0.225 | -0.405 | -0.704 | -1.173 | -1.878 | -2.887 | -4.308 | -6.227 | -8.754 | -11.955 | -15.887 | -20.67 | -26.212 | -32.058 | -37.986 | -43.56 | -48.728 | -53.12 | -56.787 | -59.499 | -61.134
System Transformation | Srg_BB005 | MW | NPgN | Tynemouth 1 |  | 0 | 0 | 0 | 0 | 0 | 0 | -0.016 | -0.03 | -0.062 | -0.111 | -0.194 | -0.323 | -0.517 | -0.795 | -1.187 | -1.715 | -2.411 | -3.293 | -4.376 | -5.694 | -7.22 | -8.83 | -10.463 | -11.999 | -13.422 | -14.631 | -15.641 | -16.389 | -16.839
System Transformation | Srg_BB005 | MW | NPgN | West Boldon |  | 0 | 0 | 0 | 0 | 0 | 0 | -0.047 | -0.091 | -0.188 | -0.337 | -0.587 | -0.978 | -1.566 | -2.408 | -3.593 | -5.193 | -7.3 | -9.97 | -13.249 | -17.238 | -21.859 | -26.734 | -31.677 | -36.327 | -40.636 | -44.298 | -47.357 | -49.619 | -50.982
System Transformation | Srg_BB005 | MW | NPgY | Bradford West |  | 0 | 0 | 0 | 0 | 0 | 0 | -0.144 | -0.247 | -0.512 | -0.92 | -1.601 | -2.666 | -4.27 | -6.564 | -9.796 | -14.158 | -19.904 | -27.184 | -36.124 | -47 | -59.6 | -72.891 | -86.37 | -99.046 | -110.795 | -120.78 | -129.12 | -135.287 | -139.003
System Transformation | Srg_BB005 | MW | NPgY | Camblesforth |  | 0 | 0 | 0 | 0 | 0 | 0 | -0.013 | -0.026 | -0.053 | -0.095 | -0.166 | -0.277 | -0.443 | -0.681 | -1.016 | -1.468 | -2.064 | -2.819 | -3.746 | -4.874 | -6.181 | -7.559 | -8.957 | -10.272 | -11.491 | -12.526 | -13.391 | -14.03 | -14.416
System Transformation | Srg_BB005 | MW | NPgY | Creyke Beck |  | 0 | 0 | 0 | 0 | 0 | 0 | -0.123 | -0.24 | -0.497 | -0.893 | -1.553 | -2.586 | -4.142 | -6.367 | -9.502 | -13.732 | -19.306 | -26.367 | -35.038 | -45.587 | -57.809 | -70.701 | -83.774 | -96.07 | -107.467 | -117.151 | -125.239 | -131.221 | -134.826
System Transformation | Srg_BB005 | MW | NPgY | Drax |  | 0 | 0 | 0 | 0 | 0 | 0 | -0.009 | -0.017 | -0.034 | -0.062 | -0.107 | -0.179 | -0.286 | -0.44 | -0.657 | -0.95 | -1.335 | -1.823 | -2.423 | -3.152 | -3.997 | -4.888 | -5.792 | -6.642 | -7.431 | -8.1 | -8.659 | -9.073 | -9.323
System Transformation | Srg_BB005 | MW | NPgY | Elland |  | 0 | 0 | 0 | 0 | 0 | 0 | -0.116 | -0.22 | -0.455 | -0.817 | -1.421 | -2.367 | -3.791 | -5.826 | -8.695 | -12.566 | -17.667 | -24.128 | -32.063 | -41.717 | -52.901 | -64.699 | -76.662 | -87.914 | -98.341 | -107.204 | -114.606 | -120.08 | -123.379
System Transformation | Srg_BB005 | MW | NPgY | Ferrybridge A |  | 0 | 0 | 0 | 0 | 0 | 0 | -0.056 | -0.092 | -0.191 | -0.343 | -0.598 | -0.995 | -1.594 | -2.45 | -3.656 | -5.284 | -7.428 | -10.145 | -13.482 | -17.541 | -22.243 | -27.204 | -32.234 | -36.965 | -41.35 | -45.077 | -48.188 | -50.49 | -51.877
System Transformation | Srg_BB005 | MW | NPgY | Ferrybridge B (_M) |  | 0 | 0 | 0 | 0 | 0 | 0 | -0.176 | -0.24 | -0.497 | -0.893 | -1.553 | -2.586 | -4.142 | -6.367 | -9.502 | -13.733 | -19.306 | -26.367 | -35.038 | -45.588 | -57.81 | -70.702 | -83.776 | -96.071 | -107.467 | -117.152 | -125.24 | -131.222 | -134.827
System Transformation | Srg_BB005 | MW | NPgY | Grimsby West |  | 0 | 0 | 0 | 0 | 0 | 0 | -0.038 | -0.075 | -0.155 | -0.278 | -0.484 | -0.806 | -1.291 | -1.984 | -2.961 | -4.28 | -6.017 | -8.217 | -10.92 | -14.208 | -18.016 | -22.034 | -26.109 | -29.941 | -33.493 | -36.51 | -39.031 | -40.895 | -42.019
System Transformation | Srg_BB005 | MW | NPgY | Jordanthorpe |  | 0 | 0 | 0 | 0 | 0 | 0 | -0.013 | -0.022 | -0.047 | -0.084 | -0.146 | -0.242 | -0.388 | -0.596 | -0.89 | -1.286 | -1.808 | -2.47 | -3.282 | -4.27 | -5.415 | -6.623 | -7.847 | -8.999 | -10.067 | -10.974 | -11.731 | -12.292 | -12.63
System Transformation | Srg_BB005 | MW | NPgY | Keadby |  | 0 | 0 | 0 | 0 | 0 | 0 | -0.088 | -0.172 | -0.355 | -0.638 | -1.111 | -1.849 | -2.962 | -4.553 | -6.794 | -9.819 | -13.805 | -18.854 | -25.054 | -32.597 | -41.336 | -50.555 | -59.903 | -68.695 | -76.844 | -83.769 | -89.553 | -93.83 | -96.407
System Transformation | Srg_BB005 | MW | NPgY | Kirkstall B |  | 0 | 0 | 0 | 0 | 0 | 0 | -0.063 | -0.075 | -0.155 | -0.278 | -0.483 | -0.804 | -1.288 | -1.98 | -2.955 | -4.271 | -6.005 | -8.201 | -10.898 | -14.179 | -17.981 | -21.99 | -26.056 | -29.881 | -33.425 | -36.438 | -38.953 | -40.814 | -41.935
System Transformation | Srg_BB005 | MW | NPgY | Neepsend |  | 0 | 0 | 0 | 0 | 0 | 0 | -0.031 | -0.052 | -0.108 | -0.195 | -0.339 | -0.564 | -0.904 | -1.389 | -2.073 | -2.996 | -4.212 | -5.752 | -7.644 | -9.945 | -12.611 | -15.423 | -18.275 | -20.957 | -23.443 | -25.556 | -27.32 | -28.626 | -29.411
System Transformation | Srg_BB005 | MW | NPgY | Norton Lees |  | 0 | 0 | 0 | 0 | 0 | 0 | -0.012 | -0.021 | -0.043 | -0.078 | -0.136 | -0.226 | -0.362 | -0.557 | -0.831 | -1.201 | -1.689 | -2.306 | -3.065 | -3.988 | -5.057 | -6.185 | -7.328 | -8.404 | -9.401 | -10.248 | -10.955 | -11.479 | -11.794
System Transformation | Srg_BB005 | MW | NPgY | Pitsmoor |  | 0 | 0 | 0 | 0 | 0 | 0 | -0.004 | -0.008 | -0.016 | -0.028 | -0.049 | -0.081 | -0.13 | -0.2 | -0.299 | -0.432 | -0.608 | -0.83 | -1.104 | -1.436 | -1.82 | -2.227 | -2.638 | -3.026 | -3.384 | -3.689 | -3.945 | -4.133 | -4.247
System Transformation | Srg_BB005 | MW | NPgY | Saltend North |  | 0 | 0 | 0 | 0 | 0 | 0 | -0.019 | -0.037 | -0.077 | -0.139 | -0.242 | -0.403 | -0.645 | -0.991 | -1.479 | -2.138 | -3.006 | -4.105 | -5.455 | -7.098 | -9.001 | -11.008 | -13.043 | -14.958 | -16.733 | -18.24 | -19.5 | -20.431 | -20.993
System Transformation | Srg_BB005 | MW | NPgY | Sheffield City |  | 0 | 0 | 0 | 0 | 0 | 0 | -0.003 | -0.005 | -0.01 | -0.018 | -0.031 | -0.051 | -0.082 | -0.125 | -0.187 | -0.271 | -0.38 | -0.519 | -0.69 | -0.898 | -1.139 | -1.393 | -1.65 | -1.893 | -2.116 | -2.307 | -2.467 | -2.584 | -2.656
System Transformation | Srg_BB005 | MW | NPgY | Skelton Grange |  | 0 | 0 | 0 | 0 | 0 | 0 | -0.114 | -0.156 | -0.323 | -0.579 | -1.008 | -1.678 | -2.688 | -4.132 | -6.166 | -8.912 | -12.529 | -17.111 | -22.738 | -29.585 | -37.516 | -45.883 | -54.367 | -62.346 | -69.742 | -76.027 | -81.277 | -85.158 | -87.497
System Transformation | Srg_BB005 | MW | NPgY | Templeborough |  | 0 | 0 | 0 | 0 | 0 | 0 | -0.001 | -0.002 | -0.004 | -0.006 | -0.011 | -0.018 | -0.03 | -0.045 | -0.068 | -0.098 | -0.138 | -0.188 | -0.25 | -0.325 | -0.412 | -0.504 | -0.597 | -0.685 | -0.766 | -0.835 | -0.893 | -0.935 | -0.961
System Transformation | Srg_BB005 | MW | NPgY | Thorpe Marsh |  | 0 | 0 | 0 | 0 | 0 | 0 | -0.106 | -0.186 | -0.385 | -0.692 | -1.204 | -2.005 | -3.212 | -4.937 | -7.368 | -10.649 | -14.97 | -20.446 | -27.17 | -35.35 | -44.827 | -54.824 | -64.961 | -74.495 | -83.332 | -90.842 | -97.115 | -101.754 | -104.548
System Transformation | Srg_BB005 | MW | NPgY | Thurcroft |  | 0 | 0 | 0 | 0 | 0 | 0 | -0.075 | -0.14 | -0.29 | -0.52 | -0.905 | -1.507 | -2.414 | -3.711 | -5.538 | -8.005 | -11.253 | -15.369 | -20.423 | -26.573 | -33.697 | -41.211 | -48.832 | -55.999 | -62.641 | -68.286 | -73.001 | -76.488 | -78.589
System Transformation | Srg_BB005 | MW | NPgY | West Melton |  | 0 | 0 | 0 | 0 | 0 | 0 | -0.12 | -0.225 | -0.466 | -0.837 | -1.457 | -2.426 | -3.885 | -5.972 | -8.912 | -12.879 | -18.107 | -24.729 | -32.862 | -42.756 | -54.219 | -66.31 | -78.571 | -90.103 | -100.791 | -109.875 | -117.461 | -123.072 | -126.452
System Transformation | Srg_BB005 | MW | NPgY | Wincobank |  | 0 | 0 | 0 | 0 | 0 | 0 | -0.004 | -0.007 | -0.015 | -0.028 | -0.048 | -0.08 | -0.129 | -0.198 | -0.295 | -0.426 | -0.599 | -0.818 | -1.087 | -1.415 | -1.794 | -2.194 | -2.6 | -2.982 | -3.335 | -3.636 | -3.887 | -4.072 | -4.184
System Transformation | Srg_BB005 | MW | SEPD | Acton Lane 66kV |  | 0 | 0 | 0 | 0 | 0 | 0 | -0.005 | -0.006 | -0.013 | -0.023 | -0.04 | -0.066 | -0.106 | -0.162 | -0.243 | -0.35 | -0.493 | -0.673 | -0.894 | -1.163 | -1.475 | -1.804 | -2.137 | -2.451 | -2.742 | -2.989 | -3.196 | -3.348 | -3.44
System Transformation | Srg_BB005 | MW | SEPD | Botley Wood |  | 0 | 0 | 0 | 0 | 0 | 0 | -0.037 | -0.066 | -0.137 | -0.246 | -0.428 | -0.713 | -1.142 | -1.756 | -2.621 | -3.788 | -5.325 | -7.272 | -9.664 | -12.573 | -15.945 | -19.5 | -23.107 | -26.498 | -29.641 | -32.312 | -34.543 | -36.193 | -37.187
System Transformation | Srg_BB005 | MW | SEPD | Bramley |  | 0 | 0 | 0 | 0 | 0 | 0 | -0.323 | -0.531 | -1.101 | -1.977 | -3.44 | -5.727 | -9.173 | -14.1 | -21.042 | -30.411 | -42.753 | -58.39 | -77.592 | -100.954 | -128.019 | -156.569 | -185.52 | -212.748 | -237.986 | -259.433 | -277.345 | -290.592 | -298.573
System Transformation | Srg_BB005 | MW | SEPD | Chickerell |  | 0 | 0 | 0 | 0 | 0 | 0 | -0.026 | -0.047 | -0.098 | -0.175 | -0.305 | -0.507 | -0.813 | -1.249 | -1.864 | -2.694 | -3.788 | -5.173 | -6.874 | -8.944 | -11.341 | -13.87 | -16.436 | -18.847 | -21.084 | -22.984 | -24.57 | -25.745 | -26.451
System Transformation | Srg_BB005 | MW | SEPD | Cowley |  | 0 | 0 | 0 | 0 | 0 | 0 | -0.111 | -0.173 | -0.359 | -0.644 | -1.121 | -1.866 | -2.989 | -4.595 | -6.856 | -9.909 | -13.931 | -19.027 | -25.284 | -32.896 | -41.715 | -51.019 | -60.452 | -69.325 | -77.549 | -84.537 | -90.374 | -94.691 | -97.291
System Transformation | Srg_BB005 | MW | SEPD | Ealing |  | 0 | 0 | 0 | 0 | 0 | 0 | -0.048 | -0.068 | -0.141 | -0.254 | -0.441 | -0.735 | -1.177 | -1.808 | -2.699 | -3.901 | -5.483 | -7.489 | -9.952 | -12.948 | -16.42 | -20.081 | -23.795 | -27.286 | -30.524 | -33.275 | -35.572 | -37.271 | -38.294
System Transformation | Srg_BB005 | MW | SEPD | Fawley |  | 0 | 0 | 0 | 0 | 0 | 0 | -0.035 | -0.063 | -0.131 | -0.235 | -0.409 | -0.681 | -1.09 | -1.676 | -2.501 | -3.615 | -5.082 | -6.94 | -9.223 | -12 | -15.217 | -18.61 | -22.052 | -25.288 | -28.288 | -30.837 | -32.966 | -34.541 | -35.49
System Transformation | Srg_BB005 | MW | SEPD | Fleet |  | 0 | 0 | 0 | 0 | 0 | 0 | -0.323 | -0.531 | -1.101 | -1.977 | -3.44 | -5.727 | -9.173 | -14.1 | -21.042 | -30.411 | -42.753 | -58.39 | -77.592 | -100.954 | -128.019 | -156.569 | -185.52 | -212.748 | -237.986 | -259.433 | -277.345 | -290.592 | -298.573
System Transformation | Srg_BB005 | MW | SEPD | Iver 132kV |  | 0 | 0 | 0 | 0 | 0 | 0 | -0.09 | -0.101 | -0.21 | -0.377 | -0.656 | -1.092 | -1.748 | -2.688 | -4.011 | -5.797 | -8.149 | -11.13 | -14.79 | -19.243 | -24.402 | -29.844 | -35.363 | -40.553 | -45.363 | -49.451 | -52.865 | -55.391 | -56.912
System Transformation | Srg_BB005 | MW | SEPD | Iver 66kV |  | 0 | 0 | 0 | 0 | 0 | 0 | -0.09 | -0.101 | -0.21 | -0.377 | -0.656 | -1.092 | -1.748 | -2.688 | -4.011 | -5.797 | -8.149 | -11.13 | -14.79 | -19.243 | -24.402 | -29.844 | -35.363 | -40.553 | -45.363 | -49.451 | -52.865 | -55.391 | -56.912
System Transformation | Srg_BB005 | MW | SEPD | Laleham |  | 0 | 0 | 0 | 0 | 0 | 0 | -0.05 | -0.073 | -0.151 | -0.271 | -0.472 | -0.786 | -1.259 | -1.935 | -2.887 | -4.173 | -5.867 | -8.012 | -10.648 | -13.853 | -17.567 | -21.485 | -25.458 | -29.194 | -32.657 | -35.601 | -38.058 | -39.876 | -40.972
System Transformation | Srg_BB005 | MW | SEPD | Lovedean |  | 0 | 0 | 0 | 0 | 0 | 0 | -0.171 | -0.265 | -0.548 | -0.984 | -1.713 | -2.852 | -4.567 | -7.02 | -10.477 | -15.142 | -21.287 | -29.073 | -38.634 | -50.266 | -63.741 | -77.957 | -92.372 | -105.929 | -118.495 | -129.174 | -138.092 | -144.688 | -148.662
System Transformation | Srg_BB005 | MW | SEPD | Mannington |  | 0 | 0 | 0 | 0 | 0 | 0 | -0.235 | -0.425 | -0.879 | -1.579 | -2.747 | -4.574 | -7.326 | -11.262 | -16.806 | -24.289 | -34.147 | -46.636 | -61.973 | -80.632 | -102.249 | -125.052 | -148.175 | -169.923 | -190.08 | -207.209 | -221.517 | -232.097 | -238.471
System Transformation | Srg_BB005 | MW | SEPD | Melksham |  | 0 | 0 | 0 | 0 | 0 | 0 | -0.154 | -0.273 | -0.566 | -1.017 | -1.769 | -2.945 | -4.718 | -7.251 | -10.822 | -15.64 | -21.987 | -30.029 | -39.905 | -51.92 | -65.839 | -80.522 | -95.412 | -109.415 | -122.394 | -133.424 | -142.636 | -149.45 | -153.554
System Transformation | Srg_BB005 | MW | SEPD | Minety |  | 0 | 0 | 0 | 0 | 0 | 0 | -0.207 | -0.245 | -0.507 | -0.91 | -1.584 | -2.638 | -4.224 | -6.494 | -9.691 | -14.005 | -19.689 | -26.891 | -35.735 | -46.493 | -58.958 | -72.107 | -85.44 | -97.98 | -109.603 | -119.48 | -127.729 | -133.83 | -137.506
System Transformation | Srg_BB005 | MW | SEPD | North Hyde |  | 0 | 0 | 0 | 0 | 0 | 0 | -0.034 | -0.048 | -0.1 | -0.179 | -0.312 | -0.52 | -0.832 | -1.279 | -1.909 | -2.759 | -3.879 | -5.298 | -7.041 | -9.16 | -11.616 | -14.207 | -16.834 | -19.305 | -21.595 | -23.54 | -25.166 | -26.368 | -27.092
System Transformation | Srg_BB005 | MW | SEPD | Nursling |  | 0 | 0 | 0 | 0 | 0 | 0 | -0.111 | -0.196 | -0.406 | -0.729 | -1.268 | -2.112 | -3.383 | -5.199 | -7.759 | -11.214 | -15.765 | -21.531 | -28.613 | -37.227 | -47.208 | -57.736 | -68.412 | -78.452 | -87.759 | -95.667 | -102.273 | -107.158 | -110.1
System Transformation | Srg_BB005 | MW | SHEPD | Abernethy |  | 0 | 0 | 0 | 0 | 0 | 0 | -0.009 | -0.016 | -0.033 | -0.059 | -0.103 | -0.172 | -0.276 | -0.424 | -0.633 | -0.915 | -1.286 | -1.756 | -2.334 | -3.036 | -3.85 | -4.709 | -5.579 | -6.398 | -7.157 | -7.802 | -8.341 | -8.739 | -8.979
System Transformation | Srg_BB005 | MW | SHEPD | Alness |  | 0 | 0 | 0 | 0 | 0 | 0 | -0.002 | -0.004 | -0.008 | -0.014 | -0.025 | -0.041 | -0.066 | -0.101 | -0.151 | -0.218 | -0.307 | -0.419 | -0.557 | -0.724 | -0.918 | -1.123 | -1.331 | -1.527 | -1.707 | -1.861 | -1.989 | -2.085 | -2.142
System Transformation | Srg_BB005 | MW | SHEPD | Arbroath |  | 0 | 0 | 0 | 0 | 0 | 0 | -0.003 | -0.005 | -0.01 | -0.018 | -0.031 | -0.052 | -0.083 | -0.127 | -0.189 | -0.274 | -0.385 | -0.525 | -0.698 | -0.908 | -1.152 | -1.409 | -1.67 | -1.914 | -2.142 | -2.335 | -2.495 | -2.616 | -2.687
System Transformation | Srg_BB005 | MW | SHEPD | Ardkinglas |  | 0 | 0 | 0 | 0 | 0 | 0 | 0 | 0 | 0 | 0 | 0 | 0 | 0 | 0 | 0 | 0 | 0 | 0 | 0 | 0 | 0 | 0 | 0 | 0 | 0 | 0 | 0 | 0 | 0
System Transformation | Srg_BB005 | MW | SHEPD | Ardmore |  | 0 | 0 | 0 | 0 | 0 | 0 | -0.006 | -0.012 | -0.024 | -0.043 | -0.075 | -0.125 | -0.2 | -0.308 | -0.46 | -0.664 | -0.934 | -1.275 | -1.695 | -2.205 | -2.796 | -3.419 | -4.052 | -4.646 | -5.197 | -5.666 | -6.058 | -6.347 | -6.521
System Transformation | Srg_BB005 | MW | SHEPD | Beauly |  | 0 | 0 | 0 | 0 | 0 | 0 | -0.002 | -0.003 | -0.007 | -0.012 | -0.022 | -0.036 | -0.058 | -0.089 | -0.133 | -0.192 | -0.27 | -0.368 | -0.49 | -0.637 | -0.808 | -0.987 | -1.17 | -1.342 | -1.501 | -1.637 | -1.749 | -1.833 | -1.883
System Transformation | Srg_BB005 | MW | SHEPD | Berryburn |  | 0 | 0 | 0 | 0 | 0 | 0 | 0 | 0 | 0 | 0 | 0 | 0 | 0 | 0 | 0 | 0 | 0 | 0 | 0 | 0 | 0 | 0 | 0 | 0 | 0 | 0 | 0 | 0 | 0
System Transformation | Srg_BB005 | MW | SHEPD | Boat of Garten |  | 0 | 0 | 0 | 0 | 0 | 0 | -0.011 | -0.022 | -0.045 | -0.082 | -0.142 | -0.237 | -0.379 | -0.583 | -0.87 | -1.257 | -1.767 | -2.413 | -3.207 | -4.172 | -5.291 | -6.471 | -7.667 | -8.792 | -9.835 | -10.722 | -11.463 | -12.01 | -12.34
System Transformation | Srg_BB005 | MW | SHEPD | Braco West |  | 0 | 0 | 0 | 0 | 0 | 0 | -0.023 | -0.031 | -0.064 | -0.116 | -0.202 | -0.336 | -0.538 | -0.826 | -1.233 | -1.782 | -2.505 | -3.422 | -4.547 | -5.916 | -7.503 | -9.176 | -10.872 | -12.468 | -13.947 | -15.204 | -16.253 | -17.029 | -17.498
System Transformation | Srg_BB005 | MW | SHEPD | Bridge of Dun |  | 0 | 0 | 0 | 0 | 0 | 0 | -0.01 | -0.02 | -0.041 | -0.073 | -0.127 | -0.211 | -0.338 | -0.52 | -0.776 | -1.121 | -1.576 | -2.152 | -2.86 | -3.721 | -4.719 | -5.771 | -6.838 | -7.841 | -8.771 | -9.563 | -10.222 | -10.71 | -11.005
System Transformation | Srg_BB005 | MW | SHEPD | Broadford-Skye |  | 0 | 0 | 0 | 0 | 0 | 0 | -0.004 | -0.007 | -0.015 | -0.026 | -0.046 | -0.076 | -0.121 | -0.186 | -0.278 | -0.402 | -0.565 | -0.772 | -1.026 | -1.335 | -1.693 | -2.071 | -2.454 | -2.814 | -3.148 | -3.432 | -3.668 | -3.844 | -3.949
System Transformation | Srg_BB005 | MW | SHEPD | Brora |  | 0 | 0 | 0 | 0 | 0 | 0 | -0.002 | -0.005 | -0.01 | -0.018 | -0.031 | -0.052 | -0.083 | -0.127 | -0.19 | -0.274 | -0.385 | -0.526 | -0.699 | -0.909 | -1.153 | -1.41 | -1.67 | -1.916 | -2.143 | -2.336 | -2.498 | -2.617 | -2.688
System Transformation | Srg_BB005 | MW | SHEPD | Burghmuir |  | 0 | 0 | 0 | 0 | 0 | 0 | -0.005 | -0.009 | -0.018 | -0.032 | -0.056 | -0.094 | -0.15 | -0.231 | -0.345 | -0.498 | -0.701 | -0.957 | -1.271 | -1.654 | -2.098 | -2.566 | -3.039 | -3.486 | -3.899 | -4.251 | -4.545 | -4.762 | -4.892
System Transformation | Srg_BB005 | MW | SHEPD | Carradale |  | 0 | 0 | 0 | 0 | 0 | 0 | -0.011 | -0.022 | -0.046 | -0.083 | -0.145 | -0.241 | -0.386 | -0.593 | -0.885 | -1.279 | -1.799 | -2.457 | -3.265 | -4.248 | -5.386 | -6.588 | -7.806 | -8.951 | -10.013 | -10.916 | -11.669 | -12.227 | -12.563
System Transformation | Srg_BB005 | MW | SHEPD | Cassley |  | 0 | 0 | 0 | 0 | 0 | 0 | -0.004 | -0.008 | -0.017 | -0.031 | -0.054 | -0.091 | -0.145 | -0.223 | -0.332 | -0.48 | -0.675 | -0.923 | -1.226 | -1.595 | -2.023 | -2.474 | -2.931 | -3.362 | -3.76 | -4.099 | -4.382 | -4.592 | -4.718
System Transformation | Srg_BB005 | MW | SHEPD | Ceannacroc |  | 0 | 0 | 0 | 0 | 0 | 0 | -0.001 | -0.002 | -0.004 | -0.008 | -0.014 | -0.023 | -0.037 | -0.057 | -0.085 | -0.123 | -0.173 | -0.236 | -0.314 | -0.408 | -0.517 | -0.633 | -0.75 | -0.86 | -0.961 | -1.048 | -1.12 | -1.174 | -1.206
System Transformation | Srg_BB005 | MW | SHEPD | Charleston |  | 0 | 0 | 0 | 0 | 0 | 0 | -0.004 | -0.007 | -0.014 | -0.026 | -0.045 | -0.074 | -0.119 | -0.183 | -0.273 | -0.395 | -0.555 | -0.758 | -1.007 | -1.311 | -1.662 | -2.033 | -2.409 | -2.762 | -3.09 | -3.368 | -3.602 | -3.773 | -3.877
System Transformation | Srg_BB005 | MW | SHEPD | Clachan |  | 0 | 0 | 0 | 0 | 0 | 0 | -0.001 | -0.002 | -0.003 | -0.006 | -0.01 | -0.017 | -0.027 | -0.042 | -0.062 | -0.09 | -0.126 | -0.172 | -0.229 | -0.297 | -0.377 | -0.461 | -0.546 | -0.627 | -0.701 | -0.765 | -0.816 | -0.856 | -0.88
System Transformation | Srg_BB005 | MW | SHEPD | Clayhills |  | 0 | 0 | 0 | 0 | 0 | 0 | -0.001 | -0.002 | -0.005 | -0.009 | -0.016 | -0.026 | -0.042 | -0.065 | -0.096 | -0.139 | -0.196 | -0.268 | -0.356 | -0.463 | -0.587 | -0.718 | -0.85 | -0.975 | -1.091 | -1.189 | -1.271 | -1.332 | -1.369
System Transformation | Srg_BB005 | MW | SHEPD | Coupar Angus |  | 0 | 0 | 0 | 0 | 0 | 0 | -0.02 | -0.036 | -0.076 | -0.136 | -0.236 | -0.393 | -0.63 | -0.968 | -1.445 | -2.088 | -2.936 | -4.01 | -5.328 | -6.932 | -8.791 | -10.752 | -12.74 | -14.609 | -16.342 | -17.815 | -19.045 | -19.955 | -20.503
System Transformation | Srg_BB005 | MW | SHEPD | Craigiebuckler |  | 0 | 0 | 0 | 0 | 0 | 0 | -0.009 | -0.017 | -0.036 | -0.064 | -0.112 | -0.186 | -0.299 | -0.459 | -0.685 | -0.99 | -1.392 | -1.901 | -2.526 | -3.286 | -4.167 | -5.097 | -6.039 | -6.926 | -7.747 | -8.445 | -9.028 | -9.46 | -9.72
System Transformation | Srg_BB005 | MW | SHEPD | Dallas |  | 0 | 0 | 0 | 0 | 0 | 0 | 0 | 0 | 0 | 0 | 0 | 0 | 0 | 0 | 0 | 0 | 0 | 0 | 0 | 0 | 0 | 0 | 0 | 0 | 0 | 0 | 0 | 0 | 0
System Transformation | Srg_BB005 | MW | SHEPD | Dounreay |  | 0 | 0 | 0 | 0 | 0 | 0 | 0 | 0 | 0 | -0.001 | -0.001 | -0.002 | -0.003 | -0.005 | -0.007 | -0.01 | -0.015 | -0.02 | -0.026 | -0.035 | -0.044 | -0.054 | -0.063 | -0.073 | -0.082 | -0.089 | -0.095 | -0.1 | -0.102
System Transformation | Srg_BB005 | MW | SHEPD | Dudhope |  | 0 | 0 | 0 | 0 | 0 | 0 | -0.002 | -0.004 | -0.008 | -0.014 | -0.025 | -0.041 | -0.065 | -0.101 | -0.15 | -0.217 | -0.305 | -0.416 | -0.554 | -0.72 | -0.914 | -1.117 | -1.324 | -1.518 | -1.698 | -1.851 | -1.978 | -2.073 | -2.131
System Transformation | Srg_BB005 | MW | SHEPD | Dunbeath |  | 0 | 0 | 0 | 0 | 0 | 0 | 0 | 0 | 0 | 0 | 0 | 0 | 0 | 0 | 0 | 0 | 0 | 0 | 0 | 0 | 0 | -0.001 | -0.001 | -0.001 | -0.001 | -0.001 | -0.001 | -0.001 | -0.001
System Transformation | Srg_BB005 | MW | SHEPD | Dunoon |  | 0 | 0 | 0 | 0 | 0 | 0 | -0.003 | -0.006 | -0.012 | -0.022 | -0.038 | -0.063 | -0.101 | -0.156 | -0.232 | -0.335 | -0.472 | -0.644 | -0.856 | -1.114 | -1.412 | -1.727 | -2.047 | -2.347 | -2.625 | -2.862 | -3.059 | -3.206 | -3.294
System Transformation | Srg_BB005 | MW | SHEPD | Dunvegan |  | 0 | 0 | 0 | 0 | 0 | 0 | -0.004 | -0.007 | -0.014 | -0.025 | -0.044 | -0.073 | -0.117 | -0.179 | -0.267 | -0.386 | -0.543 | -0.742 | -0.986 | -1.282 | -1.626 | -1.989 | -2.357 | -2.702 | -3.023 | -3.295 | -3.523 | -3.692 | -3.792
System Transformation | Srg_BB005 | MW | SHEPD | Dyce |  | 0 | 0 | 0 | 0 | 0 | 0 | -0.01 | -0.018 | -0.038 | -0.069 | -0.12 | -0.199 | -0.319 | -0.49 | -0.731 | -1.057 | -1.486 | -2.029 | -2.697 | -3.509 | -4.449 | -5.441 | -6.447 | -7.394 | -8.271 | -9.015 | -9.638 | -10.099 | -10.376
System Transformation | Srg_BB005 | MW | SHEPD | Elgin |  | 0 | 0 | 0 | 0 | 0 | 0 | -0.003 | -0.006 | -0.013 | -0.023 | -0.04 | -0.066 | -0.106 | -0.162 | -0.242 | -0.35 | -0.493 | -0.673 | -0.894 | -1.163 | -1.475 | -1.804 | -2.137 | -2.451 | -2.742 | -2.989 | -3.195 | -3.348 | -3.44
System Transformation | Srg_BB005 | MW | SHEPD | Fasnakyle |  | 0 | 0 | 0 | 0 | 0 | 0 | -0.001 | -0.003 | -0.006 | -0.01 | -0.017 | -0.029 | -0.046 | -0.071 | -0.106 | -0.153 | -0.214 | -0.293 | -0.389 | -0.506 | -0.642 | -0.785 | -0.93 | -1.067 | -1.194 | -1.301 | -1.39 | -1.458 | -1.497
System Transformation | Srg_BB005 | MW | SHEPD | Fetteresso |  | 0 | 0 | 0 | 0 | 0 | 0 | 0 | 0 | 0 | 0 | 0 | 0 | 0 | 0 | 0 | 0 | 0 | 0 | 0 | 0 | 0 | 0 | 0 | 0 | 0 | 0 | 0 | 0 | 0
System Transformation | Srg_BB005 | MW | SHEPD | Fiddes |  | 0 | 0 | 0 | 0 | 0 | 0 | -0.007 | -0.014 | -0.028 | -0.05 | -0.088 | -0.146 | -0.233 | -0.359 | -0.535 | -0.774 | -1.088 | -1.486 | -1.974 | -2.569 | -3.258 | -3.983 | -4.721 | -5.413 | -6.056 | -6.601 | -7.057 | -7.394 | -7.596
System Transformation | Srg_BB005 | MW | SHEPD | Finstown |  | 0 | 0 | 0 | 0 | 0 | 0 | 0 | 0 | 0 | 0 | 0 | 0 | 0 | 0 | 0 | 0 | 0 | 0 | 0 | 0 | 0 | 0 | 0 | 0 | 0 | 0 | 0 | 0 | 0
System Transformation | Srg_BB005 | MW | SHEPD | Fort Augustus |  | 0 | 0 | 0 | 0 | 0 | 0 | -0.003 | -0.005 | -0.011 | -0.019 | -0.033 | -0.056 | -0.089 | -0.137 | -0.204 | -0.295 | -0.415 | -0.567 | -0.754 | -0.98 | -1.244 | -1.521 | -1.802 | -2.067 | -2.311 | -2.52 | -2.694 | -2.823 | -2.9
System Transformation | Srg_BB005 | MW | SHEPD | Fort William |  | 0 | 0 | 0 | 0 | 0 | 0 | -0.009 | -0.017 | -0.035 | -0.064 | -0.111 | -0.185 | -0.296 | -0.455 | -0.678 | -0.981 | -1.379 | -1.883 | -2.502 | -3.255 | -4.128 | -5.048 | -5.982 | -6.859 | -7.673 | -8.364 | -8.942 | -9.369 | -9.626
System Transformation | Srg_BB005 | MW | SHEPD | Fraserburgh |  | 0 | 0 | 0 | 0 | 0 | 0 | -0.002 | -0.003 | -0.006 | -0.011 | -0.018 | -0.03 | -0.049 | -0.075 | -0.112 | -0.161 | -0.227 | -0.31 | -0.412 | -0.536 | -0.68 | -0.831 | -0.985 | -1.129 | -1.264 | -1.377 | -1.472 | -1.543 | -1.585
System Transformation | Srg_BB005 | MW | SHEPD | Glenfarclas |  | 0 | 0 | 0 | 0 | 0 | 0 | 0 | 0 | 0 | 0 | 0 | 0 | 0 | 0 | 0 | 0 | 0 | 0 | 0 | 0 | 0 | 0 | 0 | 0 | 0 | 0 | 0 | 0 | 0
System Transformation | Srg_BB005 | MW | SHEPD | Grudie Bridge |  | 0 | 0 | 0 | 0 | 0 | 0 | -0.012 | -0.024 | -0.049 | -0.088 | -0.152 | -0.254 | -0.406 | -0.624 | -0.932 | -1.347 | -1.893 | -2.586 | -3.436 | -4.471 | -5.67 | -6.934 | -8.216 | -9.422 | -10.54 | -11.49 | -12.283 | -12.871 | -13.223
System Transformation | Srg_BB005 | MW | SHEPD | Inverness |  | 0 | 0 | 0 | 0 | 0 | 0 | -0.002 | -0.003 | -0.007 | -0.012 | -0.022 | -0.036 | -0.058 | -0.089 | -0.132 | -0.191 | -0.269 | -0.368 | -0.488 | -0.635 | -0.806 | -0.986 | -1.168 | -1.339 | -1.498 | -1.633 | -1.746 | -1.83 | -1.88
System Transformation | Srg_BB005 | MW | SHEPD | Keith |  | 0 | 0 | 0 | 0 | 0 | 0 | -0.004 | -0.007 | -0.014 | -0.026 | -0.045 | -0.075 | -0.12 | -0.184 | -0.274 | -0.396 | -0.557 | -0.761 | -1.011 | -1.316 | -1.668 | -2.04 | -2.418 | -2.772 | -3.101 | -3.381 | -3.615 | -3.788 | -3.891
System Transformation | Srg_BB005 | MW | SHEPD | Killin |  | 0 | 0 | 0 | 0 | 0 | 0 | -0.022 | -0.029 | -0.061 | -0.109 | -0.189 | -0.315 | -0.505 | -0.776 | -1.159 | -1.675 | -2.354 | -3.216 | -4.273 | -5.56 | -7.05 | -8.622 | -10.217 | -11.717 | -13.106 | -14.287 | -15.274 | -16.003 | -16.443
System Transformation | Srg_BB005 | MW | SHEPD | Kinlochleven |  | 0 | 0 | 0 | 0 | 0 | 0 | -0.001 | -0.001 | -0.002 | -0.004 | -0.008 | -0.013 | -0.021 | -0.032 | -0.047 | -0.068 | -0.096 | -0.131 | -0.175 | -0.227 | -0.288 | -0.352 | -0.417 | -0.479 | -0.535 | -0.584 | -0.624 | -0.653 | -0.671
System Transformation | Srg_BB005 | MW | SHEPD | Kintore |  | 0 | 0 | 0 | 0 | 0 | 0 | -0.009 | -0.016 | -0.034 | -0.061 | -0.107 | -0.178 | -0.285 | -0.437 | -0.653 | -0.944 | -1.327 | -1.812 | -2.408 | -3.132 | -3.972 | -4.858 | -5.756 | -6.601 | -7.384 | -8.05 | -8.605 | -9.016 | -9.264
System Transformation | Srg_BB005 | MW | SHEPD | Lairg |  | 0 | 0 | 0 | 0 | 0 | 0 | -0.003 | -0.007 | -0.014 | -0.025 | -0.043 | -0.071 | -0.114 | -0.175 | -0.261 | -0.377 | -0.53 | -0.724 | -0.963 | -1.252 | -1.588 | -1.942 | -2.301 | -2.639 | -2.953 | -3.218 | -3.441 | -3.604 | -3.703
System Transformation | Srg_BB005 | MW | SHEPD | Lunanhead |  | 0 | 0 | 0 | 0 | 0 | 0 | -0.016 | -0.03 | -0.063 | -0.113 | -0.196 | -0.327 | -0.524 | -0.805 | -1.202 | -1.737 | -2.442 | -3.334 | -4.431 | -5.765 | -7.311 | -8.941 | -10.594 | -12.15 | -13.591 | -14.815 | -15.838 | -16.595 | -17.051
System Transformation | Srg_BB005 | MW | SHEPD | Lyndhurst |  | 0 | 0 | 0 | 0 | 0 | 0 | -0.005 | -0.008 | -0.016 | -0.03 | -0.051 | -0.086 | -0.137 | -0.211 | -0.315 | -0.455 | -0.64 | -0.874 | -1.161 | -1.511 | -1.916 | -2.343 | -2.776 | -3.184 | -3.561 | -3.882 | -4.15 | -4.348 | -4.468
System Transformation | Srg_BB005 | MW | SHEPD | Macduff |  | 0 | 0 | 0 | 0 | 0 | 0 | -0.003 | -0.005 | -0.01 | -0.018 | -0.032 | -0.053 | -0.085 | -0.13 | -0.194 | -0.28 | -0.394 | -0.538 | -0.715 | -0.931 | -1.18 | -1.443 | -1.71 | -1.961 | -2.193 | -2.391 | -2.557 | -2.678 | -2.752
System Transformation | Srg_BB005 | MW | SHEPD | Milton of Craigie |  | 0 | 0 | 0 | 0 | 0 | 0 | -0.011 | -0.02 | -0.041 | -0.074 | -0.129 | -0.215 | -0.344 | -0.529 | -0.789 | -1.141 | -1.603 | -2.19 | -2.91 | -3.786 | -4.801 | -5.872 | -6.958 | -7.979 | -8.925 | -9.729 | -10.401 | -10.898 | -11.197
System Transformation | Srg_BB005 | MW | SHEPD | Mybster |  | 0 | 0 | 0 | 0 | 0 | 0 | -0.008 | -0.015 | -0.032 | -0.057 | -0.1 | -0.166 | -0.265 | -0.408 | -0.609 | -0.88 | -1.237 | -1.689 | -2.245 | -2.921 | -3.704 | -4.53 | -5.367 | -6.155 | -6.886 | -7.505 | -8.024 | -8.407 | -8.638
System Transformation | Srg_BB005 | MW | SHEPD | Nairn |  | 0 | 0 | 0 | 0 | 0 | 0 | -0.008 | -0.016 | -0.034 | -0.061 | -0.106 | -0.176 | -0.283 | -0.434 | -0.648 | -0.937 | -1.317 | -1.799 | -2.391 | -3.111 | -3.945 | -4.825 | -5.717 | -6.556 | -7.334 | -7.994 | -8.546 | -8.955 | -9.201
System Transformation | Srg_BB005 | MW | SHEPD | Orrin |  | 0 | 0 | 0 | 0 | 0 | 0 | 0 | 0 | 0 | 0 | 0 | 0 | 0 | 0 | 0 | 0 | 0 | 0 | 0 | 0 | 0 | 0 | 0 | 0 | 0 | 0 | 0 | 0 | 0
System Transformation | Srg_BB005 | MW | SHEPD | Persley |  | 0 | 0 | 0 | 0 | 0 | 0 | -0.011 | -0.021 | -0.043 | -0.078 | -0.136 | -0.226 | -0.362 | -0.557 | -0.831 | -1.201 | -1.689 | -2.306 | -3.065 | -3.987 | -5.056 | -6.184 | -7.328 | -8.403 | -9.4 | -10.247 | -10.954 | -11.478 | -11.793
System Transformation | Srg_BB005 | MW | SHEPD | Peterhead Grange |  | 0 | 0 | 0 | 0 | 0 | 0 | -0.001 | -0.001 | -0.003 | -0.005 | -0.008 | -0.014 | -0.022 | -0.034 | -0.051 | -0.074 | -0.104 | -0.142 | -0.189 | -0.246 | -0.312 | -0.382 | -0.453 | -0.519 | -0.581 | -0.633 | -0.677 | -0.709 | -0.728
System Transformation | Srg_BB005 | MW | SHEPD | Peterhead Shell |  | 0 | 0 | 0 | 0 | 0 | 0 | -0.006 | -0.011 | -0.023 | -0.042 | -0.073 | -0.121 | -0.194 | -0.299 | -0.446 | -0.644 | -0.905 | -1.236 | -1.643 | -2.137 | -2.711 | -3.315 | -3.928 | -4.504 | -5.039 | -5.493 | -5.872 | -6.152 | -6.321
System Transformation | Srg_BB005 | MW | SHEPD | Port Ann |  | 0 | 0 | 0 | 0 | 0 | 0 | -0.008 | -0.016 | -0.032 | -0.058 | -0.101 | -0.169 | -0.27 | -0.416 | -0.62 | -0.897 | -1.261 | -1.721 | -2.287 | -2.976 | -3.774 | -4.616 | -5.469 | -6.272 | -7.016 | -7.648 | -8.177 | -8.568 | -8.802
System Transformation | Srg_BB005 | MW | SHEPD | Quoich |  | 0 | 0 | 0 | 0 | 0 | 0 | -0.001 | -0.002 | -0.004 | -0.007 | -0.012 | -0.02 | -0.033 | -0.05 | -0.075 | -0.108 | -0.152 | -0.207 | -0.276 | -0.359 | -0.455 | -0.557 | -0.659 | -0.757 | -0.846 | -0.923 | -0.986 | -1.033 | -1.061
System Transformation | Srg_BB005 | MW | SHEPD | Rannoch |  | 0 | 0 | 0 | 0 | 0 | 0 | -0.012 | -0.019 | -0.039 | -0.07 | -0.122 | -0.203 | -0.326 | -0.501 | -0.748 | -1.08 | -1.519 | -2.074 | -2.757 | -3.586 | -4.548 | -5.562 | -6.591 | -7.558 | -8.455 | -9.217 | -9.854 | -10.324 | -10.608
System Transformation | Srg_BB005 | MW | SHEPD | Redmoss |  | 0 | 0 | 0 | 0 | 0 | 0 | -0.006 | -0.01 | -0.021 | -0.038 | -0.066 | -0.109 | -0.175 | -0.269 | -0.402 | -0.581 | -0.816 | -1.115 | -1.482 | -1.928 | -2.445 | -2.99 | -3.543 | -4.062 | -4.544 | -4.954 | -5.296 | -5.549 | -5.702
System Transformation | Srg_BB005 | MW | SHEPD | Rothienorman |  | 0 | 0 | 0 | 0 | 0 | 0 | -0.002 | -0.003 | -0.007 | -0.012 | -0.022 | -0.036 | -0.058 | -0.089 | -0.132 | -0.191 | -0.269 | -0.367 | -0.488 | -0.635 | -0.805 | -0.985 | -1.167 | -1.338 | -1.497 | -1.632 | -1.745 | -1.828 | -1.878
System Transformation | Srg_BB005 | MW | SHEPD | Shin |  | 0 | 0 | 0 | 0 | 0 | 0 | -0.004 | -0.008 | -0.016 | -0.029 | -0.051 | -0.085 | -0.136 | -0.21 | -0.313 | -0.452 | -0.636 | -0.869 | -1.154 | -1.502 | -1.905 | -2.329 | -2.76 | -3.165 | -3.54 | -3.859 | -4.126 | -4.323 | -4.441
System Transformation | Srg_BB005 | MW | SHEPD | Sloy |  | 0 | 0 | 0 | 0 | 0 | 0 | -0.007 | -0.008 | -0.017 | -0.031 | -0.054 | -0.09 | -0.144 | -0.221 | -0.33 | -0.477 | -0.67 | -0.916 | -1.217 | -1.583 | -2.007 | -2.455 | -2.909 | -3.336 | -3.732 | -4.068 | -4.349 | -4.557 | -4.681
System Transformation | Srg_BB005 | MW | SHEPD | St Fergus Gas Terminal |  | 0 | 0 | 0 | 0 | 0 | 0 | -0.001 | -0.001 | -0.003 | -0.005 | -0.009 | -0.015 | -0.024 | -0.038 | -0.056 | -0.081 | -0.114 | -0.156 | -0.207 | -0.27 | -0.342 | -0.418 | -0.495 | -0.567 | -0.635 | -0.692 | -0.74 | -0.776 | -0.797
System Transformation | Srg_BB005 | MW | SHEPD | St Fillans |  | 0 | 0 | 0 | 0 | 0 | 0 | -0.003 | -0.005 | -0.01 | -0.019 | -0.033 | -0.054 | -0.087 | -0.134 | -0.2 | -0.288 | -0.405 | -0.554 | -0.736 | -0.958 | -1.214 | -1.485 | -1.76 | -2.018 | -2.258 | -2.461 | -2.631 | -2.756 | -2.832
System Transformation | Srg_BB005 | MW | SHEPD | Strichen |  | 0 | 0 | 0 | 0 | 0 | 0 | -0.006 | -0.011 | -0.023 | -0.042 | -0.073 | -0.121 | -0.194 | -0.299 | -0.446 | -0.644 | -0.905 | -1.236 | -1.643 | -2.137 | -2.711 | -3.315 | -3.928 | -4.504 | -5.039 | -5.493 | -5.872 | -6.152 | -6.321
System Transformation | Srg_BB005 | MW | SHEPD | Tarland |  | 0 | 0 | 0 | 0 | 0 | 0 | -0.027 | -0.051 | -0.105 | -0.189 | -0.329 | -0.548 | -0.878 | -1.349 | -2.014 | -2.911 | -4.092 | -5.588 | -7.426 | -9.662 | -12.252 | -14.985 | -17.756 | -20.362 | -22.777 | -24.83 | -26.544 | -27.813 | -28.576
System Transformation | Srg_BB005 | MW | SHEPD | Taynuilt |  | 0 | 0 | 0 | 0 | 0 | 0 | -0.01 | -0.018 | -0.038 | -0.068 | -0.119 | -0.198 | -0.317 | -0.488 | -0.728 | -1.052 | -1.479 | -2.019 | -2.683 | -3.491 | -4.427 | -5.415 | -6.416 | -7.358 | -8.231 | -8.972 | -9.591 | -10.05 | -10.325
System Transformation | Srg_BB005 | MW | SHEPD | Thurso |  | 0 | 0 | 0 | 0 | 0 | 0 | -0.008 | -0.013 | -0.027 | -0.049 | -0.085 | -0.142 | -0.228 | -0.35 | -0.523 | -0.755 | -1.062 | -1.45 | -1.928 | -2.508 | -3.18 | -3.89 | -4.608 | -5.285 | -5.912 | -6.445 | -6.889 | -7.219 | -7.417
System Transformation | Srg_BB005 | MW | SHEPD | Tummel Bridge |  | 0 | 0 | 0 | 0 | 0 | 0 | -0.022 | -0.039 | -0.08 | -0.144 | -0.251 | -0.418 | -0.669 | -1.029 | -1.535 | -2.218 | -3.119 | -4.259 | -5.66 | -7.365 | -9.339 | -11.421 | -13.533 | -15.519 | -17.36 | -18.925 | -20.232 | -21.198 | -21.781
System Transformation | Srg_BB005 | MW | SHEPD | Willowdale |  | 0 | 0 | 0 | 0 | 0 | 0 | -0.002 | -0.003 | -0.006 | -0.01 | -0.018 | -0.03 | -0.048 | -0.074 | -0.11 | -0.159 | -0.224 | -0.306 | -0.407 | -0.529 | -0.671 | -0.821 | -0.973 | -1.116 | -1.248 | -1.36 | -1.455 | -1.524 | -1.565
System Transformation | Srg_BB005 | MW | SHEPD | Woodhill |  | 0 | 0 | 0 | 0 | 0 | 0 | -0.006 | -0.012 | -0.024 | -0.044 | -0.076 | -0.127 | -0.203 | -0.312 | -0.466 | -0.674 | -0.947 | -1.294 | -1.719 | -2.237 | -2.837 | -3.469 | -4.11 | -4.714 | -5.273 | -5.748 | -6.145 | -6.439 | -6.616
System Transformation | Srg_BB005 | MW | SPD | Ayr |  | 0 | 0 | 0 | 0 | 0 | 0 | -0.002 | -0.004 | -0.009 | -0.016 | -0.027 | -0.045 | -0.072 | -0.111 | -0.166 | -0.239 | -0.336 | -0.459 | -0.611 | -0.794 | -1.007 | -1.232 | -1.459 | -1.674 | -1.872 | -2.041 | -2.182 | -2.286 | -2.349
System Transformation | Srg_BB005 | MW | SPD | Bainsford |  | 0 | 0 | 0 | 0 | 0 | 0 | -0.007 | -0.014 | -0.029 | -0.052 | -0.091 | -0.151 | -0.242 | -0.372 | -0.556 | -0.803 | -1.129 | -1.542 | -2.05 | -2.666 | -3.381 | -4.135 | -4.9 | -5.619 | -6.286 | -6.852 | -7.325 | -7.676 | -7.886
System Transformation | Srg_BB005 | MW | SPD | Bathgate |  | 0 | 0 | 0 | 0 | 0 | 0 | -0.024 | -0.046 | -0.094 | -0.169 | -0.295 | -0.491 | -0.786 | -1.208 | -1.803 | -2.606 | -3.664 | -5.004 | -6.65 | -8.653 | -10.972 | -13.419 | -15.9 | -18.234 | -20.397 | -22.235 | -23.77 | -24.906 | -25.59
System Transformation | Srg_BB005 | MW | SPD | Berwick |  | 0 | 0 | 0 | 0 | 0 | 0 | -0.007 | -0.013 | -0.027 | -0.049 | -0.085 | -0.142 | -0.228 | -0.35 | -0.523 | -0.755 | -1.062 | -1.45 | -1.928 | -2.508 | -3.18 | -3.889 | -4.608 | -5.285 | -5.911 | -6.444 | -6.889 | -7.218 | -7.416
System Transformation | Srg_BB005 | MW | SPD | Bonnybridge |  | 0 | 0 | 0 | 0 | 0 | 0 | -0.026 | -0.05 | -0.104 | -0.186 | -0.324 | -0.539 | -0.863 | -1.327 | -1.98 | -2.862 | -4.024 | -5.495 | -7.303 | -9.502 | -12.049 | -14.736 | -17.46 | -20.023 | -22.398 | -24.417 | -26.103 | -27.349 | -28.101
System Transformation | Srg_BB005 | MW | SPD | Braehead Park |  | 0 | 0 | 0 | 0 | 0 | 0 | -0.005 | -0.006 | -0.012 | -0.021 | -0.036 | -0.061 | -0.097 | -0.149 | -0.223 | -0.322 | -0.453 | -0.619 | -0.822 | -1.069 | -1.356 | -1.658 | -1.965 | -2.253 | -2.521 | -2.748 | -2.937 | -3.078 | -3.162
System Transformation | Srg_BB005 | MW | SPD | Broxburn |  | 0 | 0 | 0 | 0 | 0 | 0 | -0.025 | -0.043 | -0.089 | -0.159 | -0.277 | -0.462 | -0.739 | -1.136 | -1.696 | -2.451 | -3.445 | -4.706 | -6.253 | -8.136 | -10.317 | -12.618 | -14.951 | -17.146 | -19.18 | -20.908 | -22.351 | -23.419 | -24.062
System Transformation | Srg_BB005 | MW | SPD | Carntyne |  | 0 | 0 | 0 | 0 | 0 | 0 | -0.006 | -0.012 | -0.025 | -0.044 | -0.077 | -0.128 | -0.205 | -0.315 | -0.47 | -0.68 | -0.956 | -1.305 | -1.735 | -2.257 | -2.862 | -3.5 | -4.148 | -4.756 | -5.321 | -5.8 | -6.201 | -6.497 | -6.676
System Transformation | Srg_BB005 | MW | SPD | Carsfad |  | 0 | 0 | 0 | 0 | 0 | 0 | 0 | 0 | 0 | 0 | 0 | 0 | 0 | 0 | 0 | 0 | 0 | 0 | 0 | 0 | 0 | 0 | 0 | 0 | 0 | 0 | 0 | 0 | 0
System Transformation | Srg_BB005 | MW | SPD | Chapelcross |  | 0 | 0 | 0 | 0 | 0 | 0 | -0.009 | -0.018 | -0.037 | -0.066 | -0.115 | -0.192 | -0.307 | -0.471 | -0.704 | -1.017 | -1.43 | -1.952 | -2.595 | -3.376 | -4.281 | -5.235 | -6.204 | -7.114 | -7.958 | -8.675 | -9.274 | -9.717 | -9.984
System Transformation | Srg_BB005 | MW | SPD | Charlotte Street |  | 0 | 0 | 0 | 0 | 0 | 0 | -0.006 | -0.012 | -0.025 | -0.045 | -0.078 | -0.129 | -0.207 | -0.318 | -0.475 | -0.686 | -0.964 | -1.317 | -1.75 | -2.277 | -2.888 | -3.532 | -4.185 | -4.799 | -5.368 | -5.852 | -6.256 | -6.555 | -6.735
System Transformation | Srg_BB005 | MW | SPD | Clyde’s Mill |  | 0 | 0 | 0 | 0 | 0 | 0 | -0.007 | -0.013 | -0.028 | -0.05 | -0.087 | -0.144 | -0.231 | -0.356 | -0.531 | -0.767 | -1.079 | -1.473 | -1.957 | -2.547 | -3.23 | -3.95 | -4.68 | -5.368 | -6.004 | -6.546 | -6.996 | -7.331 | -7.532 | GSP also referred to as Westburn Road
System Transformation | Srg_BB005 | MW | SPD | Coatbridge |  | 0 | 0 | 0 | 0 | 0 | 0 | -0.008 | -0.016 | -0.033 | -0.06 | -0.105 | -0.174 | -0.279 | -0.428 | -0.639 | -0.924 | -1.299 | -1.774 | -2.357 | -3.068 | -3.89 | -4.758 | -5.637 | -6.464 | -7.231 | -7.883 | -8.427 | -8.83 | -9.072
System Transformation | Srg_BB005 | MW | SPD | Cockenzie |  | 0 | 0 | 0 | 0 | 0 | 0 | -0.018 | -0.031 | -0.065 | -0.116 | -0.202 | -0.337 | -0.539 | -0.829 | -1.237 | -1.788 | -2.514 | -3.433 | -4.562 | -5.936 | -7.527 | -9.206 | -10.908 | -12.51 | -13.993 | -15.254 | -16.307 | -17.086 | -17.555
System Transformation | Srg_BB005 | MW | SPD | Coylton |  | 0 | 0 | 0 | 0 | 0 | 0 | -0.03 | -0.058 | -0.119 | -0.214 | -0.373 | -0.621 | -0.995 | -1.529 | -2.282 | -3.298 | -4.637 | -6.333 | -8.415 | -10.949 | -13.885 | -16.981 | -20.121 | -23.074 | -25.811 | -28.137 | -30.079 | -31.516 | -32.383
System Transformation | Srg_BB005 | MW | SPD | Crookston A |  | 0 | 0 | 0 | 0 | 0 | 0 | -0.012 | -0.02 | -0.042 | -0.075 | -0.131 | -0.218 | -0.349 | -0.536 | -0.8 | -1.156 | -1.625 | -2.219 | -2.949 | -3.837 | -4.865 | -5.951 | -7.051 | -8.086 | -9.045 | -9.861 | -10.541 | -11.045 | -11.347
System Transformation | Srg_BB005 | MW | SPD | Crookston B |  | 0 | 0 | 0 | 0 | 0 | 0 | -0.012 | -0.02 | -0.042 | -0.075 | -0.131 | -0.218 | -0.349 | -0.536 | -0.8 | -1.156 | -1.625 | -2.219 | -2.949 | -3.837 | -4.865 | -5.951 | -7.051 | -8.086 | -9.045 | -9.861 | -10.541 | -11.045 | -11.347
System Transformation | Srg_BB005 | MW | SPD | Cumbernauld |  | 0 | 0 | 0 | 0 | 0 | 0 | -0.016 | -0.032 | -0.067 | -0.12 | -0.209 | -0.348 | -0.558 | -0.857 | -1.279 | -1.849 | -2.599 | -3.55 | -4.718 | -6.138 | -7.784 | -9.519 | -11.28 | -12.936 | -14.47 | -15.773 | -16.863 | -17.669 | -18.153
System Transformation | Srg_BB005 | MW | SPD | Cupar |  | 0 | 0 | 0 | 0 | 0 | 0 | -0.038 | -0.07 | -0.146 | -0.262 | -0.456 | -0.759 | -1.216 | -1.869 | -2.79 | -4.032 | -5.668 | -7.742 | -10.288 | -13.385 | -16.974 | -20.759 | -24.597 | -28.207 | -31.553 | -34.398 | -36.772 | -38.528 | -39.587
System Transformation | Srg_BB005 | MW | SPD | Currie |  | 0 | 0 | 0 | 0 | 0 | 0 | -0.008 | -0.014 | -0.029 | -0.052 | -0.091 | -0.152 | -0.244 | -0.374 | -0.559 | -0.808 | -1.135 | -1.551 | -2.061 | -2.681 | -3.4 | -4.158 | -4.927 | -5.65 | -6.32 | -6.89 | -7.366 | -7.717 | -7.929
System Transformation | Srg_BB005 | MW | SPD | Dalmarnock |  | 0 | 0 | 0 | 0 | 0 | 0 | -0.003 | -0.006 | -0.012 | -0.021 | -0.037 | -0.062 | -0.099 | -0.153 | -0.228 | -0.33 | -0.463 | -0.633 | -0.841 | -1.094 | -1.387 | -1.697 | -2.011 | -2.306 | -2.58 | -2.812 | -3.006 | -3.149 | -3.235
System Transformation | Srg_BB005 | MW | SPD | Devol Moor |  | 0 | 0 | 0 | 0 | 0 | 0 | -0.003 | -0.006 | -0.012 | -0.022 | -0.038 | -0.063 | -0.102 | -0.156 | -0.233 | -0.337 | -0.473 | -0.646 | -0.859 | -1.118 | -1.418 | -1.734 | -2.054 | -2.355 | -2.635 | -2.872 | -3.071 | -3.218 | -3.306
System Transformation | Srg_BB005 | MW | SPD | Devonside |  | 0 | 0 | 0 | 0 | 0 | 0 | -0.011 | -0.021 | -0.044 | -0.079 | -0.137 | -0.228 | -0.366 | -0.562 | -0.839 | -1.212 | -1.704 | -2.327 | -3.092 | -4.023 | -5.102 | -6.24 | -7.393 | -8.478 | -9.483 | -10.338 | -11.053 | -11.58 | -11.898
System Transformation | Srg_BB005 | MW | SPD | Dewar Place |  | 0 | 0 | 0 | 0 | 0 | 0 | -0.003 | -0.004 | -0.009 | -0.016 | -0.028 | -0.047 | -0.075 | -0.116 | -0.172 | -0.249 | -0.35 | -0.479 | -0.636 | -0.827 | -1.049 | -1.283 | -1.521 | -1.743 | -1.95 | -2.126 | -2.272 | -2.382 | -2.447
System Transformation | Srg_BB005 | MW | SPD | Drumchapel |  | 0 | 0 | 0 | 0 | 0 | 0 | -0.012 | -0.021 | -0.044 | -0.078 | -0.136 | -0.227 | -0.363 | -0.558 | -0.833 | -1.204 | -1.693 | -2.312 | -3.073 | -3.998 | -5.07 | -6.201 | -7.348 | -8.425 | -9.425 | -10.275 | -10.984 | -11.509 | -11.825
System Transformation | Srg_BB005 | MW | SPD | Drumcross |  | 0 | 0 | 0 | 0 | 0 | 0 | -0.002 | -0.003 | -0.006 | -0.011 | -0.02 | -0.033 | -0.053 | -0.082 | -0.122 | -0.176 | -0.247 | -0.338 | -0.449 | -0.584 | -0.74 | -0.905 | -1.073 | -1.23 | -1.376 | -1.5 | -1.603 | -1.68 | -1.726
System Transformation | Srg_BB005 | MW | SPD | Dumfries 11 |  | 0 | 0 | 0 | 0 | 0 | 0 | 0 | 0 | 0 | 0 | 0 | 0 | 0 | 0 | 0 | 0 | 0 | 0 | 0 | 0 | 0 | 0 | 0 | 0 | 0 | 0 | 0 | 0 | 0
System Transformation | Srg_BB005 | MW | SPD | Dumfries 33 |  | 0 | 0 | 0 | 0 | 0 | 0 | -0.006 | -0.011 | -0.024 | -0.042 | -0.074 | -0.123 | -0.197 | -0.302 | -0.451 | -0.652 | -0.916 | -1.251 | -1.663 | -2.164 | -2.744 | -3.356 | -3.977 | -4.56 | -5.1 | -5.561 | -5.944 | -6.228 | -6.399
System Transformation | Srg_BB005 | MW | SPD | Dumfries ICI |  | 0 | 0 | 0 | 0 | 0 | 0 | -0.006 | -0.011 | -0.024 | -0.042 | -0.074 | -0.123 | -0.197 | -0.302 | -0.451 | -0.652 | -0.916 | -1.251 | -1.663 | -2.164 | -2.744 | -3.356 | -3.977 | -4.56 | -5.1 | -5.561 | -5.944 | -6.228 | -6.399
System Transformation | Srg_BB005 | MW | SPD | Dunbar |  | 0 | 0 | 0 | 0 | 0 | 0 | 0 | 0 | 0 | 0 | 0 | 0 | 0 | 0 | 0 | 0 | 0 | 0 | 0 | 0 | 0 | 0 | 0 | 0 | 0 | 0 | 0 | 0 | 0
System Transformation | Srg_BB005 | MW | SPD | Dunbar A |  | 0 | 0 | 0 | 0 | 0 | 0 | -0.009 | -0.015 | -0.032 | -0.057 | -0.1 | -0.166 | -0.267 | -0.41 | -0.611 | -0.884 | -1.242 | -1.696 | -2.254 | -2.933 | -3.719 | -4.549 | -5.39 | -6.181 | -6.914 | -7.537 | -8.058 | -8.443 | -8.675
System Transformation | Srg_BB005 | MW | SPD | Dunbar B |  | 0 | 0 | 0 | 0 | 0 | 0 | -0.004 | -0.006 | -0.013 | -0.023 | -0.041 | -0.068 | -0.109 | -0.167 | -0.25 | -0.361 | -0.507 | -0.693 | -0.921 | -1.198 | -1.519 | -1.858 | -2.202 | -2.525 | -2.824 | -3.079 | -3.291 | -3.448 | -3.543
System Transformation | Srg_BB005 | MW | SPD | Dunfermline |  | 0 | 0 | 0 | 0 | 0 | 0 | -0.009 | -0.018 | -0.036 | -0.065 | -0.114 | -0.189 | -0.303 | -0.466 | -0.696 | -1.005 | -1.413 | -1.93 | -2.565 | -3.337 | -4.232 | -5.176 | -6.133 | -7.033 | -7.867 | -8.577 | -9.168 | -9.606 | -9.871
System Transformation | Srg_BB005 | MW | SPD | Earlstoun |  | 0 | 0 | 0 | 0 | 0 | 0 | 0 | 0 | 0 | 0 | 0 | 0 | 0 | 0 | 0 | 0 | 0 | 0 | 0 | 0 | 0 | 0 | 0 | 0 | 0 | 0 | 0 | 0 | 0
System Transformation | Srg_BB005 | MW | SPD | East Kilbride |  | 0 | 0 | 0 | 0 | 0 | 0 | -0.004 | -0.007 | -0.014 | -0.026 | -0.045 | -0.075 | -0.121 | -0.186 | -0.277 | -0.401 | -0.563 | -0.769 | -1.022 | -1.33 | -1.686 | -2.062 | -2.444 | -2.803 | -3.135 | -3.418 | -3.654 | -3.828 | -3.933
System Transformation | Srg_BB005 | MW | SPD | East Kilbride South |  | 0 | 0 | 0 | 0 | 0 | 0 | 0 | -0.001 | -0.002 | -0.003 | -0.005 | -0.009 | -0.014 | -0.021 | -0.032 | -0.046 | -0.065 | -0.089 | -0.118 | -0.153 | -0.194 | -0.238 | -0.282 | -0.324 | -0.362 | -0.394 | -0.422 | -0.441 | -0.453
System Transformation | Srg_BB005 | MW | SPD | Easterhouse |  | 0 | 0 | 0 | 0 | 0 | 0 | -0.026 | -0.049 | -0.101 | -0.181 | -0.315 | -0.524 | -0.84 | -1.291 | -1.927 | -2.784 | -3.915 | -5.346 | -7.105 | -9.244 | -11.722 | -14.336 | -16.986 | -19.48 | -21.79 | -23.754 | -25.394 | -26.608 | -27.338
System Transformation | Srg_BB005 | MW | SPD | Eccles |  | 0 | 0 | 0 | 0 | 0 | 0 | -0.012 | -0.021 | -0.044 | -0.079 | -0.137 | -0.228 | -0.365 | -0.56 | -0.836 | -1.209 | -1.699 | -2.321 | -3.084 | -4.013 | -5.089 | -6.224 | -7.374 | -8.457 | -9.461 | -10.313 | -11.024 | -11.551 | -11.869
System Transformation | Srg_BB005 | MW | SPD | Elderslie |  | 0 | 0 | 0 | 0 | 0 | 0 | -0.007 | -0.007 | -0.014 | -0.024 | -0.042 | -0.071 | -0.113 | -0.174 | -0.259 | -0.374 | -0.527 | -0.719 | -0.955 | -1.243 | -1.577 | -1.928 | -2.284 | -2.62 | -2.931 | -3.194 | -3.416 | -3.579 | -3.676
System Transformation | Srg_BB005 | MW | SPD | Erskine |  | 0 | 0 | 0 | 0 | 0 | 0 | -0.013 | -0.012 | -0.025 | -0.045 | -0.078 | -0.13 | -0.209 | -0.321 | -0.479 | -0.692 | -0.973 | -1.329 | -1.765 | -2.297 | -2.913 | -3.562 | -4.221 | -4.84 | -5.414 | -5.903 | -6.31 | -6.611 | -6.794
System Transformation | Srg_BB005 | MW | SPD | Finnieston |  | 0 | 0 | 0 | 0 | 0 | 0 | -0.001 | -0.002 | -0.005 | -0.008 | -0.014 | -0.024 | -0.039 | -0.059 | -0.088 | -0.128 | -0.18 | -0.245 | -0.326 | -0.424 | -0.538 | -0.658 | -0.78 | -0.894 | -1 | -1.091 | -1.166 | -1.222 | -1.255
System Transformation | Srg_BB005 | MW | SPD | Galashiels |  | 0 | 0 | 0 | 0 | 0 | 0 | -0.011 | -0.021 | -0.043 | -0.077 | -0.134 | -0.223 | -0.357 | -0.549 | -0.819 | -1.183 | -1.664 | -2.272 | -3.019 | -3.928 | -4.982 | -6.093 | -7.219 | -8.278 | -9.26 | -10.095 | -10.793 | -11.308 | -11.618
System Transformation | Srg_BB005 | MW | SPD | Giffnock |  | 0 | 0 | 0 | 0 | 0 | 0 | -0.018 | -0.031 | -0.063 | -0.114 | -0.198 | -0.33 | -0.529 | -0.813 | -1.214 | -1.754 | -2.466 | -3.368 | -4.476 | -5.824 | -7.385 | -9.032 | -10.702 | -12.272 | -13.728 | -14.965 | -15.999 | -16.763 | -17.222
System Transformation | Srg_BB005 | MW | SPD | Glenlee |  | 0 | 0 | 0 | 0 | 0 | 0 | 0 | 0 | 0 | 0 | 0 | 0 | 0 | 0 | 0 | 0 | 0 | 0 | 0 | 0 | 0 | 0 | 0 | 0 | 0 | 0 | 0 | 0 | 0
System Transformation | Srg_BB005 | MW | SPD | Glenluce |  | 0 | 0 | 0 | 0 | 0 | 0 | -0.008 | -0.015 | -0.031 | -0.055 | -0.095 | -0.159 | -0.254 | -0.391 | -0.584 | -0.843 | -1.186 | -1.619 | -2.152 | -2.8 | -3.55 | -4.342 | -5.145 | -5.9 | -6.6 | -7.195 | -7.692 | -8.059 | -8.28
System Transformation | Srg_BB005 | MW | SPD | Glenniston |  | 0 | 0 | 0 | 0 | 0 | 0 | -0.004 | -0.007 | -0.015 | -0.027 | -0.047 | -0.078 | -0.125 | -0.192 | -0.287 | -0.415 | -0.584 | -0.797 | -1.059 | -1.378 | -1.748 | -2.138 | -2.533 | -2.904 | -3.249 | -3.542 | -3.786 | -3.968 | -4.077
System Transformation | Srg_BB005 | MW | SPD | Glenrothes |  | 0 | 0 | 0 | 0 | 0 | 0 | -0.005 | -0.009 | -0.018 | -0.033 | -0.057 | -0.094 | -0.151 | -0.233 | -0.347 | -0.502 | -0.706 | -0.964 | -1.28 | -1.666 | -2.113 | -2.584 | -3.062 | -3.511 | -3.928 | -4.282 | -4.578 | -4.796 | -4.927
System Transformation | Srg_BB005 | MW | SPD | Gorgie |  | 0 | 0 | 0 | 0 | 0 | 0 | -0.001 | -0.002 | -0.004 | -0.008 | -0.014 | -0.023 | -0.037 | -0.057 | -0.085 | -0.122 | -0.172 | -0.235 | -0.312 | -0.406 | -0.515 | -0.63 | -0.746 | -0.856 | -0.958 | -1.044 | -1.116 | -1.169 | -1.201
System Transformation | Srg_BB005 | MW | SPD | Govan |  | 0 | 0 | 0 | 0 | 0 | 0 | -0.005 | -0.01 | -0.02 | -0.036 | -0.062 | -0.104 | -0.166 | -0.256 | -0.382 | -0.551 | -0.775 | -1.059 | -1.407 | -1.831 | -2.322 | -2.839 | -3.364 | -3.858 | -4.316 | -4.704 | -5.029 | -5.27 | -5.415
System Transformation | Srg_BB005 | MW | SPD | Grangemouth A |  | 0 | 0 | 0 | 0 | 0 | 0 | -0.009 | -0.017 | -0.035 | -0.063 | -0.11 | -0.184 | -0.294 | -0.452 | -0.675 | -0.975 | -1.371 | -1.872 | -2.488 | -3.237 | -4.105 | -5.02 | -5.949 | -6.822 | -7.631 | -8.319 | -8.894 | -9.319 | -9.574
System Transformation | Srg_BB005 | MW | SPD | Grangemouth C |  | 0 | 0 | 0 | 0 | 0 | 0 | -0.009 | -0.017 | -0.035 | -0.063 | -0.11 | -0.184 | -0.294 | -0.452 | -0.675 | -0.975 | -1.371 | -1.872 | -2.488 | -3.237 | -4.105 | -5.02 | -5.949 | -6.822 | -7.631 | -8.319 | -8.894 | -9.319 | -9.574
System Transformation | Srg_BB005 | MW | SPD | Haggs Road |  | 0 | 0 | 0 | 0 | 0 | 0 | -0.007 | -0.013 | -0.026 | -0.047 | -0.082 | -0.136 | -0.218 | -0.336 | -0.501 | -0.724 | -1.017 | -1.389 | -1.847 | -2.402 | -3.046 | -3.726 | -4.415 | -5.062 | -5.663 | -6.173 | -6.6 | -6.915 | -7.104
System Transformation | Srg_BB005 | MW | SPD | Hawick |  | 0 | 0 | 0 | 0 | 0 | 0 | -0.007 | -0.014 | -0.028 | -0.051 | -0.088 | -0.147 | -0.235 | -0.362 | -0.54 | -0.78 | -1.097 | -1.498 | -1.99 | -2.59 | -3.284 | -4.016 | -4.759 | -5.457 | -6.105 | -6.655 | -7.115 | -7.454 | -7.659
System Transformation | Srg_BB005 | MW | SPD | Helensburgh |  | 0 | 0 | 0 | 0 | 0 | 0 | -0.001 | -0.002 | -0.005 | -0.009 | -0.015 | -0.025 | -0.041 | -0.063 | -0.093 | -0.135 | -0.19 | -0.259 | -0.344 | -0.448 | -0.567 | -0.694 | -0.822 | -0.943 | -1.055 | -1.15 | -1.23 | -1.288 | -1.323
System Transformation | Srg_BB005 | MW | SPD | Hunterston Farm |  | 0 | 0 | 0 | 0 | 0 | 0 | 0 | 0 | 0 | 0 | -0.001 | -0.001 | -0.002 | -0.002 | -0.004 | -0.005 | -0.008 | -0.01 | -0.014 | -0.018 | -0.023 | -0.028 | -0.033 | -0.038 | -0.043 | -0.046 | -0.049 | -0.052 | -0.054
System Transformation | Srg_BB005 | MW | SPD | Inverkeithing |  | 0 | 0 | 0 | 0 | 0 | 0 | -0.003 | -0.005 | -0.011 | -0.02 | -0.035 | -0.058 | -0.092 | -0.142 | -0.212 | -0.306 | -0.43 | -0.588 | -0.781 | -1.016 | -1.289 | -1.576 | -1.867 | -2.142 | -2.396 | -2.612 | -2.793 | -2.925 | -3.006
System Transformation | Srg_BB005 | MW | SPD | Johnstone |  | 0 | 0 | 0 | 0 | 0 | 0 | -0.058 | -0.06 | -0.125 | -0.224 | -0.39 | -0.649 | -1.04 | -1.598 | -2.385 | -3.447 | -4.847 | -6.619 | -8.796 | -11.444 | -14.513 | -17.749 | -21.031 | -24.118 | -26.979 | -29.41 | -31.441 | -32.943 | -33.848
System Transformation | Srg_BB005 | MW | SPD | Kaimes |  | 0 | 0 | 0 | 0 | 0 | 0 | -0.023 | -0.041 | -0.084 | -0.151 | -0.263 | -0.438 | -0.701 | -1.078 | -1.608 | -2.324 | -3.268 | -4.463 | -5.93 | -7.716 | -9.785 | -11.967 | -14.18 | -16.261 | -18.189 | -19.829 | -21.198 | -22.21 | -22.82
System Transformation | Srg_BB005 | MW | SPD | Kendoon |  | 0 | 0 | 0 | 0 | 0 | 0 | 0 | 0 | 0 | 0 | 0 | 0 | 0 | 0 | 0 | 0 | 0 | 0 | 0 | 0 | 0 | 0 | 0 | 0 | 0 | 0 | 0 | 0 | 0
System Transformation | Srg_BB005 | MW | SPD | Kilbowie 11 |  | 0 | 0 | 0 | 0 | 0 | 0 | -0.002 | -0.003 | -0.006 | -0.011 | -0.019 | -0.032 | -0.051 | -0.079 | -0.117 | -0.17 | -0.238 | -0.326 | -0.433 | -0.563 | -0.714 | -0.873 | -1.035 | -1.187 | -1.328 | -1.448 | -1.548 | -1.621 | -1.665
System Transformation | Srg_BB005 | MW | SPD | Kilbowie 33 |  | 0 | 0 | 0 | 0 | 0 | 0 | -0.002 | -0.003 | -0.006 | -0.011 | -0.019 | -0.032 | -0.051 | -0.079 | -0.117 | -0.17 | -0.238 | -0.326 | -0.433 | -0.563 | -0.714 | -0.873 | -1.035 | -1.187 | -1.328 | -1.448 | -1.548 | -1.621 | -1.665
System Transformation | Srg_BB005 | MW | SPD | Killermont |  | 0 | 0 | 0 | 0 | 0 | 0 | -0.017 | -0.03 | -0.062 | -0.112 | -0.195 | -0.324 | -0.519 | -0.798 | -1.19 | -1.72 | -2.418 | -3.303 | -4.389 | -5.711 | -7.241 | -8.857 | -10.495 | -12.035 | -13.463 | -14.676 | -15.688 | -16.438 | -16.89
System Transformation | Srg_BB005 | MW | SPD | Kilmarnock South |  | 0 | 0 | 0 | 0 | 0 | 0 | -0.004 | -0.008 | -0.016 | -0.029 | -0.051 | -0.084 | -0.135 | -0.207 | -0.309 | -0.447 | -0.628 | -0.858 | -1.14 | -1.484 | -1.881 | -2.3 | -2.726 | -3.126 | -3.497 | -3.812 | -4.076 | -4.269 | -4.388
System Transformation | Srg_BB005 | MW | SPD | Kilmarnock Town |  | 0 | 0 | 0 | 0 | 0 | 0 | -0.007 | -0.014 | -0.029 | -0.052 | -0.09 | -0.15 | -0.24 | -0.369 | -0.551 | -0.796 | -1.12 | -1.529 | -2.032 | -2.644 | -3.353 | -4.101 | -4.859 | -5.571 | -6.232 | -6.794 | -7.263 | -7.61 | -7.819
System Transformation | Srg_BB005 | MW | SPD | Kilwinning |  | 0 | 0 | 0 | 0 | 0 | 0 | -0.001 | -0.001 | -0.002 | -0.004 | -0.007 | -0.011 | -0.018 | -0.027 | -0.04 | -0.058 | -0.082 | -0.111 | -0.148 | -0.193 | -0.245 | -0.299 | -0.355 | -0.407 | -0.455 | -0.496 | -0.53 | -0.555 | -0.57
System Transformation | Srg_BB005 | MW | SPD | Lesmahagow |  | 0 | 0 | 0 | 0 | 0 | 0 | -0.007 | -0.014 | -0.029 | -0.052 | -0.091 | -0.151 | -0.242 | -0.371 | -0.554 | -0.801 | -1.126 | -1.538 | -2.043 | -2.659 | -3.371 | -4.123 | -4.886 | -5.603 | -6.267 | -6.832 | -7.304 | -7.653 | -7.863
System Transformation | Srg_BB005 | MW | SPD | Leven |  | 0 | 0 | 0 | 0 | 0 | 0 | -0.012 | -0.023 | -0.047 | -0.085 | -0.148 | -0.246 | -0.394 | -0.606 | -0.905 | -1.308 | -1.839 | -2.511 | -3.337 | -4.342 | -5.505 | -6.733 | -7.978 | -9.15 | -10.234 | -11.157 | -11.927 | -12.497 | -12.839
System Transformation | Srg_BB005 | MW | SPD | Linnmill |  | 0 | 0 | 0 | 0 | 0 | 0 | -0.049 | -0.094 | -0.194 | -0.348 | -0.606 | -1.009 | -1.617 | -2.485 | -3.708 | -5.36 | -7.535 | -10.291 | -13.675 | -17.792 | -22.563 | -27.594 | -32.697 | -37.496 | -41.943 | -45.723 | -48.88 | -51.215 | -52.622
System Transformation | Srg_BB005 | MW | SPD | Livingston East |  | 0 | 0 | 0 | 0 | 0 | 0 | -0.039 | -0.07 | -0.145 | -0.261 | -0.454 | -0.757 | -1.212 | -1.863 | -2.78 | -4.017 | -5.648 | -7.714 | -10.25 | -13.337 | -16.912 | -20.684 | -24.508 | -28.106 | -31.44 | -34.273 | -36.639 | -38.389 | -39.443
System Transformation | Srg_BB005 | MW | SPD | Maybole |  | 0 | 0 | 0 | 0 | 0 | 0 | -0.02 | -0.038 | -0.078 | -0.141 | -0.245 | -0.408 | -0.653 | -1.004 | -1.498 | -2.166 | -3.045 | -4.158 | -5.526 | -7.189 | -9.117 | -11.15 | -13.212 | -15.151 | -16.948 | -18.475 | -19.751 | -20.694 | -21.263
System Transformation | Srg_BB005 | MW | SPD | Moffat |  | 0 | 0 | 0 | 0 | 0 | 0 | -0.007 | -0.013 | -0.027 | -0.048 | -0.083 | -0.139 | -0.222 | -0.341 | -0.51 | -0.736 | -1.035 | -1.414 | -1.879 | -2.445 | -3.1 | -3.791 | -4.492 | -5.152 | -5.763 | -6.282 | -6.716 | -7.036 | -7.23
System Transformation | Srg_BB005 | MW | SPD | Newarthill |  | 0 | 0 | 0 | 0 | 0 | 0 | -0.04 | -0.08 | -0.165 | -0.296 | -0.515 | -0.857 | -1.373 | -2.11 | -3.148 | -4.55 | -6.397 | -8.737 | -11.61 | -15.106 | -19.155 | -23.427 | -27.759 | -31.833 | -35.61 | -38.818 | -41.499 | -43.482 | -44.675
System Transformation | Srg_BB005 | MW | SPD | Newton Stewart |  | 0 | 0 | 0 | 0 | 0 | 0 | -0.01 | -0.02 | -0.041 | -0.074 | -0.129 | -0.214 | -0.343 | -0.527 | -0.787 | -1.137 | -1.598 | -2.183 | -2.901 | -3.774 | -4.786 | -5.853 | -6.935 | -7.953 | -8.897 | -9.699 | -10.368 | -10.864 | -11.162
System Transformation | Srg_BB005 | MW | SPD | Paisley |  | 0 | 0 | 0 | 0 | 0 | 0 | -0.005 | -0.005 | -0.01 | -0.019 | -0.032 | -0.054 | -0.086 | -0.132 | -0.198 | -0.285 | -0.401 | -0.548 | -0.728 | -0.948 | -1.202 | -1.47 | -1.742 | -1.997 | -2.234 | -2.436 | -2.604 | -2.729 | -2.803
System Transformation | Srg_BB005 | MW | SPD | Partick |  | 0 | 0 | 0 | 0 | 0 | 0 | -0.005 | -0.009 | -0.019 | -0.034 | -0.059 | -0.099 | -0.158 | -0.243 | -0.362 | -0.523 | -0.736 | -1.005 | -1.335 | -1.737 | -2.203 | -2.694 | -3.192 | -3.661 | -4.095 | -4.464 | -4.772 | -5.001 | -5.138
System Transformation | Srg_BB005 | MW | SPD | Port Dundas |  | 0 | 0 | 0 | 0 | 0 | 0 | -0.008 | -0.014 | -0.03 | -0.053 | -0.092 | -0.153 | -0.246 | -0.378 | -0.564 | -0.815 | -1.146 | -1.565 | -2.08 | -2.706 | -3.432 | -4.197 | -4.973 | -5.703 | -6.379 | -6.954 | -7.434 | -7.79 | -8.003
System Transformation | Srg_BB005 | MW | SPD | Portobello |  | 0 | 0 | 0 | 0 | 0 | 0 | -0.013 | -0.023 | -0.047 | -0.084 | -0.147 | -0.244 | -0.391 | -0.601 | -0.897 | -1.296 | -1.822 | -2.488 | -3.307 | -4.302 | -5.456 | -6.673 | -7.906 | -9.067 | -10.143 | -11.057 | -11.82 | -12.385 | -12.725
System Transformation | Srg_BB005 | MW | SPD | Ravenscraig |  | 0 | 0 | 0 | 0 | 0 | 0 | -0.005 | -0.01 | -0.021 | -0.038 | -0.065 | -0.109 | -0.175 | -0.268 | -0.4 | -0.579 | -0.814 | -1.111 | -1.477 | -1.921 | -2.436 | -2.98 | -3.531 | -4.049 | -4.529 | -4.938 | -5.278 | -5.53 | -5.683
System Transformation | Srg_BB005 | MW | SPD | Redhouse |  | 0 | 0 | 0 | 0 | 0 | 0 | -0.003 | -0.006 | -0.012 | -0.021 | -0.037 | -0.061 | -0.098 | -0.151 | -0.226 | -0.326 | -0.459 | -0.626 | -0.832 | -1.083 | -1.374 | -1.68 | -1.991 | -2.283 | -2.553 | -2.784 | -2.976 | -3.119 | -3.204
System Transformation | Srg_BB005 | MW | SPD | Saltcoats A |  | 0 | 0 | 0 | 0 | 0 | 0 | -0.005 | -0.008 | -0.017 | -0.031 | -0.054 | -0.09 | -0.144 | -0.222 | -0.331 | -0.478 | -0.672 | -0.917 | -1.219 | -1.586 | -2.011 | -2.459 | -2.914 | -3.342 | -3.739 | -4.076 | -4.357 | -4.565 | -4.69
System Transformation | Srg_BB005 | MW | SPD | Saltcoats B |  | 0 | 0 | 0 | 0 | 0 | 0 | -0.005 | -0.008 | -0.017 | -0.031 | -0.054 | -0.09 | -0.144 | -0.222 | -0.331 | -0.478 | -0.672 | -0.917 | -1.219 | -1.586 | -2.011 | -2.459 | -2.914 | -3.342 | -3.739 | -4.076 | -4.357 | -4.565 | -4.69
System Transformation | Srg_BB005 | MW | SPD | Shrubhill |  | 0 | 0 | 0 | 0 | 0 | 0 | -0.003 | -0.006 | -0.012 | -0.021 | -0.036 | -0.06 | -0.096 | -0.147 | -0.22 | -0.318 | -0.447 | -0.611 | -0.811 | -1.056 | -1.338 | -1.637 | -1.94 | -2.225 | -2.488 | -2.712 | -2.9 | -3.038 | -3.122
System Transformation | Srg_BB005 | MW | SPD | Sighthill |  | 0 | 0 | 0 | 0 | 0 | 0 | -0.016 | -0.027 | -0.055 | -0.099 | -0.172 | -0.286 | -0.458 | -0.703 | -1.05 | -1.517 | -2.133 | -2.913 | -3.871 | -5.036 | -6.387 | -7.811 | -9.256 | -10.614 | -11.873 | -12.943 | -13.837 | -14.497 | -14.896
System Transformation | Srg_BB005 | MW | SPD | Spango Valley |  | 0 | 0 | 0 | 0 | 0 | 0 | -0.005 | -0.009 | -0.018 | -0.033 | -0.057 | -0.096 | -0.153 | -0.235 | -0.351 | -0.508 | -0.714 | -0.975 | -1.296 | -1.685 | -2.138 | -2.614 | -3.097 | -3.552 | -3.973 | -4.331 | -4.63 | -4.852 | -4.985
System Transformation | Srg_BB005 | MW | SPD | St Andrews Cross |  | 0 | 0 | 0 | 0 | 0 | 0 | -0.002 | -0.004 | -0.009 | -0.016 | -0.028 | -0.047 | -0.075 | -0.115 | -0.172 | -0.248 | -0.349 | -0.477 | -0.633 | -0.824 | -1.045 | -1.278 | -1.515 | -1.737 | -1.943 | -2.118 | -2.264 | -2.372 | -2.438
System Transformation | Srg_BB005 | MW | SPD | Stirling |  | 0 | 0 | 0 | 0 | 0 | 0 | -0.005 | -0.006 | -0.013 | -0.023 | -0.041 | -0.068 | -0.108 | -0.167 | -0.249 | -0.36 | -0.506 | -0.691 | -0.918 | -1.194 | -1.514 | -1.851 | -2.194 | -2.516 | -2.814 | -3.068 | -3.28 | -3.437 | -3.53
System Transformation | Srg_BB005 | MW | SPD | Strathaven |  | 0 | 0 | 0 | 0 | 0 | 0 | -0.001 | -0.003 | -0.006 | -0.01 | -0.017 | -0.029 | -0.046 | -0.071 | -0.106 | -0.153 | -0.215 | -0.294 | -0.391 | -0.508 | -0.644 | -0.788 | -0.934 | -1.07 | -1.197 | -1.306 | -1.396 | -1.463 | -1.502
System Transformation | Srg_BB005 | MW | SPD | Strathleven |  | 0 | 0 | 0 | 0 | 0 | 0 | -0.025 | -0.039 | -0.081 | -0.145 | -0.253 | -0.421 | -0.674 | -1.036 | -1.547 | -2.235 | -3.143 | -4.292 | -5.704 | -7.421 | -9.41 | -11.509 | -13.637 | -15.639 | -17.494 | -19.07 | -20.387 | -21.361 | -21.948
System Transformation | Srg_BB005 | MW | SPD | Telford Road |  | 0 | 0 | 0 | 0 | 0 | 0 | -0.004 | -0.007 | -0.015 | -0.027 | -0.046 | -0.077 | -0.123 | -0.189 | -0.282 | -0.408 | -0.574 | -0.783 | -1.041 | -1.354 | -1.717 | -2.1 | -2.489 | -2.854 | -3.192 | -3.48 | -3.721 | -3.898 | -4.005
System Transformation | Srg_BB005 | MW | SPD | Tongland |  | 0 | 0 | 0 | 0 | 0 | 0 | -0.002 | -0.004 | -0.008 | -0.014 | -0.025 | -0.042 | -0.067 | -0.103 | -0.154 | -0.222 | -0.312 | -0.426 | -0.566 | -0.737 | -0.935 | -1.143 | -1.355 | -1.554 | -1.738 | -1.894 | -2.025 | -2.122 | -2.181
System Transformation | Srg_BB005 | MW | SPD | West George Street |  | 0 | 0 | 0 | 0 | 0 | 0 | -0.001 | -0.001 | -0.003 | -0.005 | -0.009 | -0.015 | -0.024 | -0.037 | -0.055 | -0.079 | -0.111 | -0.151 | -0.201 | -0.262 | -0.332 | -0.406 | -0.481 | -0.551 | -0.617 | -0.672 | -0.719 | -0.753 | -0.774
System Transformation | Srg_BB005 | MW | SPD | Westfield |  | 0 | 0 | 0 | 0 | 0 | 0 | -0.007 | -0.014 | -0.028 | -0.05 | -0.088 | -0.146 | -0.234 | -0.359 | -0.536 | -0.775 | -1.09 | -1.488 | -1.978 | -2.574 | -3.263 | -3.991 | -4.729 | -5.424 | -6.067 | -6.614 | -7.07 | -7.408 | -7.611
System Transformation | Srg_BB005 | MW | SPD | Whitehouse |  | 0 | 0 | 0 | 0 | 0 | 0 | -0.005 | -0.009 | -0.019 | -0.034 | -0.059 | -0.098 | -0.156 | -0.24 | -0.359 | -0.518 | -0.729 | -0.995 | -1.322 | -1.72 | -2.181 | -2.668 | -3.161 | -3.625 | -4.055 | -4.421 | -4.725 | -4.952 | -5.087
System Transformation | Srg_BB005 | MW | SPD | Wishaw |  | 0 | 0 | 0 | 0 | 0 | 0 | -0.005 | -0.01 | -0.021 | -0.038 | -0.065 | -0.109 | -0.175 | -0.268 | -0.4 | -0.579 | -0.814 | -1.111 | -1.477 | -1.921 | -2.436 | -2.98 | -3.531 | -4.049 | -4.529 | -4.938 | -5.278 | -5.53 | -5.683
System Transformation | Srg_BB005 | MW | SPM | Birkenhead |  | 0 | 0 | 0 | 0 | 0 | 0 | -0.06 | -0.116 | -0.24 | -0.432 | -0.751 | -1.251 | -2.003 | -3.079 | -4.595 | -6.641 | -9.337 | -12.751 | -16.945 | -22.047 | -27.957 | -34.193 | -40.515 | -46.462 | -51.973 | -56.656 | -60.568 | -63.461 | -65.204
System Transformation | Srg_BB005 | MW | SPM | Capenhurst |  | 0 | 0 | 0 | 0 | 0 | 0 | -0.047 | -0.089 | -0.183 | -0.329 | -0.573 | -0.955 | -1.529 | -2.35 | -3.507 | -5.068 | -7.125 | -9.731 | -12.932 | -16.825 | -21.336 | -26.095 | -30.92 | -35.458 | -39.664 | -43.238 | -46.224 | -48.431 | -49.762
System Transformation | Srg_BB005 | MW | SPM | Carrington |  | 0 | 0 | 0 | 0 | 0 | 0 | -0.073 | -0.134 | -0.278 | -0.499 | -0.868 | -1.445 | -2.314 | -3.557 | -5.308 | -7.671 | -10.784 | -14.728 | -19.572 | -25.465 | -32.292 | -39.493 | -46.796 | -53.664 | -60.03 | -65.439 | -69.958 | -73.299 | -75.312
System Transformation | Srg_BB005 | MW | SPM | Connah's Quay |  | 0 | 0 | 0 | 0 | 0 | 0 | -0.027 | -0.053 | -0.11 | -0.198 | -0.345 | -0.575 | -0.921 | -1.415 | -2.112 | -3.052 | -4.291 | -5.86 | -7.787 | -10.131 | -12.847 | -15.713 | -18.619 | -21.351 | -23.884 | -26.036 | -27.834 | -29.163 | -29.965
System Transformation | Srg_BB005 | MW | SPM | Fiddlers Ferry |  | 0 | 0 | 0 | 0 | 0 | 0 | -0.132 | -0.24 | -0.496 | -0.891 | -1.55 | -2.581 | -4.134 | -6.354 | -9.482 | -13.704 | -19.266 | -26.313 | -34.966 | -45.494 | -57.691 | -70.557 | -83.603 | -95.874 | -107.247 | -116.912 | -124.984 | -130.953 | -134.55
System Transformation | Srg_BB005 | MW | SPM | Frodsham |  | 0 | 0 | 0 | 0 | 0 | 0 | -0.151 | -0.271 | -0.562 | -1.009 | -1.756 | -2.923 | -4.682 | -7.196 | -10.739 | -15.521 | -21.82 | -29.802 | -39.602 | -51.525 | -65.339 | -79.911 | -94.687 | -108.584 | -121.465 | -132.411 | -141.554 | -148.315 | -152.388
System Transformation | Srg_BB005 | MW | SPM | Kirkby (_D) |  | 0 | 0 | 0 | 0 | 0 | 0 | -0.052 | -0.102 | -0.211 | -0.379 | -0.659 | -1.097 | -1.757 | -2.7 | -4.03 | -5.824 | -8.188 | -11.182 | -14.86 | -19.334 | -24.518 | -29.985 | -35.53 | -40.745 | -45.578 | -49.686 | -53.116 | -55.653 | -57.182
System Transformation | Srg_BB005 | MW | SPM | Legacy |  | 0 | 0 | 0 | 0 | 0 | 0 | -0.086 | -0.167 | -0.345 | -0.62 | -1.079 | -1.797 | -2.878 | -4.423 | -6.601 | -9.54 | -13.412 | -18.317 | -24.341 | -31.67 | -40.16 | -49.116 | -58.199 | -66.74 | -74.657 | -81.385 | -87.004 | -91.161 | -93.664
System Transformation | Srg_BB005 | MW | SPM | Lister Drive |  | 0 | 0 | 0 | 0 | 0 | 0 | -0.089 | -0.172 | -0.356 | -0.64 | -1.113 | -1.854 | -2.969 | -4.564 | -6.81 | -9.843 | -13.838 | -18.899 | -25.114 | -32.675 | -41.435 | -50.676 | -60.046 | -68.859 | -77.027 | -83.969 | -89.766 | -94.055 | -96.637
System Transformation | Srg_BB005 | MW | SPM | Pentir |  | 0 | 0 | 0 | 0 | 0 | 0 | -0.024 | -0.049 | -0.101 | -0.181 | -0.315 | -0.524 | -0.839 | -1.29 | -1.925 | -2.782 | -3.91 | -5.341 | -7.097 | -9.234 | -11.709 | -14.321 | -16.968 | -19.459 | -21.767 | -23.729 | -25.367 | -26.578 | -27.309
System Transformation | Srg_BB005 | MW | SPM | Rainhill |  | 0 | 0 | 0 | 0 | 0 | 0 | -0.074 | -0.144 | -0.299 | -0.537 | -0.934 | -1.555 | -2.49 | -3.828 | -5.712 | -8.256 | -11.607 | -15.852 | -21.065 | -27.407 | -34.754 | -42.505 | -50.365 | -57.757 | -64.609 | -70.431 | -75.293 | -78.89 | -81.057
System Transformation | Srg_BB005 | MW | SPM | St. Asaph |  | 0 | 0 | 0 | 0 | 0 | 0 | -0.027 | -0.053 | -0.11 | -0.198 | -0.345 | -0.575 | -0.921 | -1.415 | -2.112 | -3.052 | -4.291 | -5.86 | -7.787 | -10.131 | -12.847 | -15.713 | -18.619 | -21.351 | -23.884 | -26.036 | -27.834 | -29.163 | -29.965
System Transformation | Srg_BB005 | MW | SPM | Trawsfynydd |  | 0 | 0 | 0 | 0 | 0 | 0 | -0.066 | -0.131 | -0.27 | -0.486 | -0.845 | -1.407 | -2.254 | -3.464 | -5.169 | -7.471 | -10.503 | -14.345 | -19.063 | -24.802 | -31.452 | -38.465 | -45.579 | -52.268 | -58.468 | -63.737 | -68.137 | -71.393 | -73.353
System Transformation | Srg_BB005 | MW | SPM | Wylfa |  | 0 | 0 | 0 | 0 | 0 | 0 | -0.012 | -0.024 | -0.049 | -0.088 | -0.153 | -0.254 | -0.407 | -0.626 | -0.934 | -1.349 | -1.897 | -2.591 | -3.443 | -4.479 | -5.68 | -6.947 | -8.232 | -9.44 | -10.559 | -11.511 | -12.306 | -12.894 | -13.248
System Transformation | Srg_BB005 | MW | SPN | Beddington (_J) |  | 0 | 0 | 0 | 0 | 0 | 0 | -0.109 | -0.183 | -0.378 | -0.679 | -1.182 | -1.967 | -3.151 | -4.843 | -7.228 | -10.446 | -14.685 | -20.057 | -26.652 | -34.677 | -43.973 | -53.78 | -63.724 | -73.078 | -81.747 | -89.113 | -95.266 | -99.816 | -102.558
System Transformation | Srg_BB005 | MW | SPN | Bolney |  | 0 | 0 | 0 | 0 | 0 | 0 | -0.245 | -0.423 | -0.875 | -1.572 | -2.736 | -4.555 | -7.295 | -11.214 | -16.734 | -24.185 | -34.001 | -46.437 | -61.709 | -80.288 | -101.813 | -124.518 | -147.543 | -169.198 | -189.269 | -206.325 | -220.571 | -231.106 | -237.454
System Transformation | Srg_BB005 | MW | SPN | Canterbury |  | 0 | 0 | 0 | 0 | 0 | 0 | -0.035 | -0.064 | -0.132 | -0.236 | -0.411 | -0.684 | -1.096 | -1.685 | -2.514 | -3.634 | -5.109 | -6.977 | -9.272 | -12.063 | -15.297 | -18.709 | -22.168 | -25.422 | -28.437 | -31 | -33.141 | -34.723 | -35.676
System Transformation | Srg_BB005 | MW | SPN | Chessington |  | 0 | 0 | 0 | 0 | 0 | 0 | -0.079 | -0.12 | -0.248 | -0.446 | -0.776 | -1.292 | -2.069 | -3.181 | -4.746 | -6.86 | -9.644 | -13.171 | -17.502 | -22.772 | -28.877 | -35.317 | -41.848 | -47.99 | -53.683 | -58.52 | -62.561 | -65.549 | -67.349
System Transformation | Srg_BB005 | MW | SPN | Kemsley |  | 0 | 0 | 0 | 0 | 0 | 0 | -0.053 | -0.096 | -0.198 | -0.356 | -0.62 | -1.033 | -1.654 | -2.542 | -3.794 | -5.483 | -7.708 | -10.528 | -13.99 | -18.202 | -23.082 | -28.229 | -33.449 | -38.358 | -42.909 | -46.775 | -50.005 | -52.393 | -53.832
System Transformation | Srg_BB005 | MW | SPN | Kingsnorth |  | 0 | 0 | 0 | 0 | 0 | 0 | -0.052 | -0.096 | -0.198 | -0.355 | -0.618 | -1.029 | -1.649 | -2.534 | -3.782 | -5.466 | -7.684 | -10.494 | -13.946 | -18.145 | -23.009 | -28.14 | -33.343 | -38.238 | -42.774 | -46.627 | -49.848 | -52.228 | -53.663
System Transformation | Srg_BB005 | MW | SPN | Littlebrook (_J) |  | 0 | 0 | 0 | 0 | 0 | 0 | -0.006 | -0.01 | -0.02 | -0.036 | -0.062 | -0.104 | -0.167 | -0.256 | -0.382 | -0.553 | -0.777 | -1.061 | -1.41 | -1.834 | -2.326 | -2.845 | -3.372 | -3.866 | -4.325 | -4.714 | -5.04 | -5.28 | -5.426
System Transformation | Srg_BB005 | MW | SPN | Ninfield |  | 0 | 0 | 0 | 0 | 0 | 0 | -0.168 | -0.306 | -0.635 | -1.139 | -1.983 | -3.302 | -5.288 | -8.128 | -12.13 | -17.532 | -24.647 | -33.661 | -44.732 | -58.2 | -73.803 | -90.261 | -106.952 | -122.649 | -137.197 | -149.562 | -159.888 | -167.525 | -172.126
System Transformation | Srg_BB005 | MW | SPN | Northfleet East |  | 0 | 0 | 0 | 0 | 0 | 0 | -0.159 | -0.279 | -0.578 | -1.039 | -1.808 | -3.01 | -4.82 | -7.41 | -11.058 | -15.981 | -22.467 | -30.684 | -40.775 | -53.052 | -67.275 | -82.278 | -97.492 | -111.801 | -125.064 | -136.334 | -145.747 | -152.708 | -156.903
System Transformation | Srg_BB005 | MW | SPN | Richborough |  | 0 | 0 | 0 | 0 | 0 | 0 | -0.07 | -0.127 | -0.263 | -0.472 | -0.822 | -1.369 | -2.192 | -3.37 | -5.029 | -7.268 | -10.217 | -13.954 | -18.543 | -24.126 | -30.594 | -37.417 | -44.336 | -50.843 | -56.874 | -61.999 | -66.28 | -69.447 | -71.353
System Transformation | Srg_BB005 | MW | SPN | Sellindge |  | 0 | 0 | 0 | 0 | 0 | 0 | -0.123 | -0.224 | -0.465 | -0.834 | -1.452 | -2.417 | -3.872 | -5.951 | -8.881 | -12.835 | -18.045 | -24.645 | -32.749 | -42.61 | -54.033 | -66.084 | -78.303 | -89.795 | -100.448 | -109.5 | -117.06 | -122.651 | -126.02
System Transformation | Srg_BB005 | MW | SPN | West Weybridge |  | 0 | 0 | 0 | 0 | 0 | 0 | -0.145 | -0.233 | -0.483 | -0.868 | -1.511 | -2.515 | -4.029 | -6.192 | -9.241 | -13.356 | -18.776 | -25.644 | -34.077 | -44.337 | -56.224 | -68.763 | -81.478 | -93.436 | -104.52 | -113.939 | -121.806 | -127.624 | -131.129
System Transformation | Srg_BB005 | MW | South Wales | Aberthaw |  | 0 | 0 | 0 | 0 | 0 | 0 | -0.039 | -0.074 | -0.153 | -0.274 | -0.477 | -0.795 | -1.273 | -1.956 | -2.919 | -4.219 | -5.932 | -8.101 | -10.765 | -14.007 | -17.762 | -21.723 | -25.74 | -29.517 | -33.018 | -35.994 | -38.479 | -40.317 | -41.424
System Transformation | Srg_BB005 | MW | South Wales | Alpha Steel (Uskmouth) |  | 0 | 0 | 0 | 0 | 0 | 0 | -0.047 | -0.091 | -0.188 | -0.337 | -0.586 | -0.976 | -1.563 | -2.402 | -3.585 | -5.181 | -7.283 | -9.947 | -13.218 | -17.198 | -21.809 | -26.673 | -31.605 | -36.243 | -40.542 | -44.197 | -47.247 | -49.505 | -50.865
System Transformation | Srg_BB005 | MW | South Wales | Cardiff East |  | 0 | 0 | 0 | 0 | 0 | 0 | -0.057 | -0.107 | -0.222 | -0.399 | -0.695 | -1.157 | -1.853 | -2.849 | -4.251 | -6.144 | -8.638 | -11.797 | -15.677 | -20.397 | -25.866 | -31.634 | -37.483 | -42.985 | -48.084 | -52.417 | -56.036 | -58.713 | -60.325
System Transformation | Srg_BB005 | MW | South Wales | Grange |  | 0 | 0 | 0 | 0 | 0 | 0 | -0.024 | -0.045 | -0.094 | -0.168 | -0.292 | -0.487 | -0.779 | -1.198 | -1.788 | -2.584 | -3.632 | -4.961 | -6.593 | -8.577 | -10.877 | -13.303 | -15.762 | -18.076 | -20.22 | -22.043 | -23.565 | -24.69 | -25.368
System Transformation | Srg_BB005 | MW | South Wales | Imperial Park |  | 0 | 0 | 0 | 0 | 0 | 0 | -0.002 | -0.004 | -0.007 | -0.013 | -0.023 | -0.038 | -0.061 | -0.094 | -0.14 | -0.203 | -0.285 | -0.39 | -0.518 | -0.673 | -0.854 | -1.044 | -1.238 | -1.419 | -1.587 | -1.73 | -1.85 | -1.939 | -1.992
System Transformation | Srg_BB005 | MW | South Wales | Pembroke |  | 0 | 0 | 0 | 0 | 0 | 0 | -0.028 | -0.056 | -0.116 | -0.208 | -0.361 | -0.601 | -0.963 | -1.481 | -2.21 | -3.194 | -4.49 | -6.132 | -8.149 | -10.602 | -13.444 | -16.443 | -19.483 | -22.342 | -24.993 | -27.245 | -29.127 | -30.518 | -31.356
System Transformation | Srg_BB005 | MW | South Wales | Pyle |  | 0 | 0 | 0 | 0 | 0 | 0 | -0.027 | -0.05 | -0.104 | -0.186 | -0.324 | -0.539 | -0.863 | -1.327 | -1.981 | -2.863 | -4.025 | -5.496 | -7.304 | -9.503 | -12.051 | -14.739 | -17.464 | -20.027 | -22.403 | -24.421 | -26.107 | -27.355 | -28.106
System Transformation | Srg_BB005 | MW | South Wales | Rassau |  | 0 | 0 | 0 | 0 | 0 | 0 | -0.065 | -0.127 | -0.264 | -0.474 | -0.825 | -1.373 | -2.199 | -3.381 | -5.045 | -7.291 | -10.25 | -13.999 | -18.603 | -24.204 | -30.693 | -37.539 | -44.479 | -51.008 | -57.059 | -62.2 | -66.496 | -69.671 | -71.584
System Transformation | Srg_BB005 | MW | South Wales | Swansea North |  | 0 | 0 | 0 | 0 | 0 | 0 | -0.183 | -0.354 | -0.733 | -1.316 | -2.291 | -3.814 | -6.109 | -9.39 | -14.013 | -20.253 | -28.473 | -38.887 | -51.675 | -67.234 | -85.259 | -104.273 | -123.554 | -141.687 | -158.495 | -172.779 | -184.708 | -193.53 | -198.845
System Transformation | Srg_BB005 | MW | South Wales | Upper Boat 132kV |  | 0 | 0 | 0 | 0 | 0 | 0 | -0.048 | -0.095 | -0.197 | -0.353 | -0.614 | -1.023 | -1.638 | -2.517 | -3.757 | -5.43 | -7.633 | -10.425 | -13.854 | -18.025 | -22.856 | -27.954 | -33.123 | -37.984 | -42.491 | -46.32 | -49.518 | -51.883 | -53.308
System Transformation | Srg_BB005 | MW | South Wales | Upper Boat 33kV |  | 0 | 0 | 0 | 0 | 0 | 0 | -0.048 | -0.095 | -0.197 | -0.353 | -0.614 | -1.023 | -1.638 | -2.517 | -3.757 | -5.43 | -7.633 | -10.425 | -13.854 | -18.025 | -22.856 | -27.954 | -33.123 | -37.984 | -42.491 | -46.32 | -49.518 | -51.883 | -53.308
System Transformation | Srg_BB005 | MW | South Wales | Uskmouth |  | 0 | 0 | 0 | 0 | 0 | 0 | -0.047 | -0.091 | -0.188 | -0.337 | -0.586 | -0.976 | -1.563 | -2.402 | -3.585 | -5.181 | -7.283 | -9.947 | -13.218 | -17.198 | -21.809 | -26.673 | -31.605 | -36.243 | -40.542 | -44.197 | -47.247 | -49.505 | -50.865
System Transformation | Srg_BB005 | MW | South Western | Abham |  | 0 | 0 | 0 | 0 | 0 | 0 | -0.096 | -0.181 | -0.375 | -0.673 | -1.172 | -1.951 | -3.125 | -4.803 | -7.168 | -10.359 | -14.564 | -19.89 | -26.432 | -34.39 | -43.61 | -53.335 | -63.198 | -72.473 | -81.07 | -88.376 | -94.478 | -98.99 | -101.71
System Transformation | Srg_BB005 | MW | South Western | Alverdiscott |  | 0 | 0 | 0 | 0 | 0 | 0 | -0.134 | -0.246 | -0.51 | -0.916 | -1.594 | -2.654 | -4.25 | -6.533 | -9.75 | -14.091 | -19.809 | -27.055 | -35.952 | -46.777 | -59.317 | -72.546 | -85.96 | -98.576 | -110.269 | -120.206 | -128.506 | -134.645 | -138.342
System Transformation | Srg_BB005 | MW | South Western | Axminster |  | 0 | 0 | 0 | 0 | 0 | 0 | -0.068 | -0.125 | -0.26 | -0.466 | -0.812 | -1.352 | -2.165 | -3.328 | -4.966 | -7.177 | -10.09 | -13.781 | -18.313 | -23.826 | -30.214 | -36.952 | -43.785 | -50.211 | -56.167 | -61.229 | -65.456 | -68.583 | -70.466
System Transformation | Srg_BB005 | MW | South Western | Bridgewater |  | 0 | 0 | 0 | 0 | 0 | 0 | -0.119 | -0.218 | -0.452 | -0.812 | -1.414 | -2.354 | -3.77 | -5.795 | -8.648 | -12.499 | -17.571 | -23.998 | -31.89 | -41.492 | -52.615 | -64.349 | -76.248 | -87.439 | -97.812 | -106.626 | -113.988 | -119.433 | -122.713
System Transformation | Srg_BB005 | MW | South Western | Exeter |  | 0 | 0 | 0 | 0 | 0 | 0 | -0.069 | -0.127 | -0.263 | -0.473 | -0.823 | -1.37 | -2.194 | -3.372 | -5.032 | -7.273 | -10.225 | -13.965 | -18.557 | -24.145 | -30.618 | -37.446 | -44.37 | -50.882 | -56.918 | -62.047 | -66.332 | -69.499 | -71.408
System Transformation | Srg_BB005 | MW | South Western | Indian Queens |  | 0 | 0 | 0 | 0 | 0 | 0 | -0.106 | -0.203 | -0.42 | -0.755 | -1.313 | -2.187 | -3.502 | -5.383 | -8.033 | -11.61 | -16.322 | -22.292 | -29.624 | -38.543 | -48.876 | -59.776 | -70.829 | -81.225 | -90.86 | -99.048 | -105.887 | -110.944 | -113.991
System Transformation | Srg_BB005 | MW | South Western | Landulph |  | 0 | 0 | 0 | 0 | 0 | 0 | -0.06 | -0.114 | -0.237 | -0.425 | -0.74 | -1.232 | -1.974 | -3.034 | -4.528 | -6.543 | -9.199 | -12.564 | -16.695 | -21.722 | -27.545 | -33.689 | -39.918 | -45.777 | -51.207 | -55.821 | -59.675 | -62.526 | -64.244
System Transformation | Srg_BB005 | MW | South Western | Seabank |  | 0 | 0 | 0 | 0 | 0 | 0 | -0.088 | -0.156 | -0.324 | -0.582 | -1.012 | -1.685 | -2.699 | -4.149 | -6.191 | -8.948 | -12.58 | -17.181 | -22.831 | -29.705 | -37.669 | -46.07 | -54.589 | -62.6 | -70.026 | -76.337 | -81.608 | -85.506 | -87.854
System Transformation | Srg_BB005 | MW | South Western | Taunton |  | 0 | 0 | 0 | 0 | 0 | 0 | -0.066 | -0.124 | -0.256 | -0.459 | -0.799 | -1.331 | -2.132 | -3.277 | -4.89 | -7.067 | -9.936 | -13.57 | -18.032 | -23.462 | -29.752 | -36.386 | -43.115 | -49.443 | -55.307 | -60.292 | -64.455 | -67.533 | -69.388
System Transformation | Srg_BB005 | MW | West Midlands | Bishops Wood |  | 0 | 0 | 0 | 0 | 0 | 0 | -0.211 | -0.375 | -0.776 | -1.393 | -2.424 | -4.036 | -6.465 | -9.937 | -14.829 | -21.432 | -30.13 | -41.15 | -54.683 | -71.147 | -90.221 | -110.341 | -130.745 | -149.934 | -167.719 | -182.834 | -195.458 | -204.794 | -210.419
System Transformation | Srg_BB005 | MW | West Midlands | Bushbury |  | 0 | 0 | 0 | 0 | 0 | 0 | -0.046 | -0.088 | -0.182 | -0.327 | -0.568 | -0.946 | -1.516 | -2.33 | -3.477 | -5.025 | -7.064 | -9.648 | -12.821 | -16.681 | -21.153 | -25.871 | -30.655 | -35.153 | -39.323 | -42.868 | -45.827 | -48.015 | -49.335
System Transformation | Srg_BB005 | MW | West Midlands | Bustleholme |  | 0 | 0 | 0 | 0 | 0 | 0 | -0.083 | -0.158 | -0.327 | -0.587 | -1.021 | -1.7 | -2.722 | -4.185 | -6.245 | -9.025 | -12.688 | -17.329 | -23.028 | -29.961 | -37.994 | -46.467 | -55.059 | -63.14 | -70.631 | -76.995 | -82.312 | -86.243 | -88.612
System Transformation | Srg_BB005 | MW | West Midlands | Cellarhead |  | 0 | 0 | 0 | 0 | 0 | 0 | -0.186 | -0.352 | -0.73 | -1.31 | -2.28 | -3.796 | -6.08 | -9.346 | -13.948 | -20.158 | -28.339 | -38.704 | -51.433 | -66.918 | -84.858 | -103.783 | -122.973 | -141.022 | -157.751 | -171.967 | -183.84 | -192.621 | -197.912
System Transformation | Srg_BB005 | MW | West Midlands | Feckenham |  | 0 | 0 | 0 | 0 | 0 | 0 | -0.252 | -0.414 | -0.857 | -1.539 | -2.679 | -4.46 | -7.143 | -10.98 | -16.386 | -23.682 | -33.293 | -45.47 | -60.423 | -78.616 | -99.692 | -121.925 | -144.47 | -165.674 | -185.327 | -202.028 | -215.977 | -226.293 | -232.508
System Transformation | Srg_BB005 | MW | West Midlands | Hams Hall |  | 0 | 0 | 0 | 0 | 0 | 0 | -0.129 | -0.189 | -0.392 | -0.704 | -1.225 | -2.04 | -3.267 | -5.022 | -7.494 | -10.831 | -15.226 | -20.795 | -27.634 | -35.954 | -45.593 | -55.761 | -66.071 | -75.769 | -84.756 | -92.395 | -98.774 | -103.492 | -106.334
System Transformation | Srg_BB005 | MW | West Midlands | Iron Acton |  | 0 | 0 | 0 | 0 | 0 | 0 | -0.278 | -0.399 | -0.826 | -1.482 | -2.58 | -4.296 | -6.88 | -10.575 | -15.782 | -22.809 | -32.065 | -43.794 | -58.196 | -75.718 | -96.017 | -117.43 | -139.145 | -159.567 | -178.495 | -194.58 | -208.015 | -217.951 | -223.937
System Transformation | Srg_BB005 | MW | West Midlands | Ironbridge |  | 0 | 0 | 0 | 0 | 0 | 0 | -0.047 | -0.088 | -0.182 | -0.326 | -0.568 | -0.946 | -1.514 | -2.328 | -3.474 | -5.021 | -7.058 | -9.64 | -12.81 | -16.667 | -21.135 | -25.848 | -30.628 | -35.123 | -39.29 | -42.83 | -45.787 | -47.975 | -49.292
System Transformation | Srg_BB005 | MW | West Midlands | Kitwell |  | 0 | 0 | 0 | 0 | 0 | 0 | -0.055 | -0.103 | -0.213 | -0.382 | -0.665 | -1.106 | -1.772 | -2.724 | -4.065 | -5.875 | -8.26 | -11.28 | -14.99 | -19.504 | -24.732 | -30.248 | -35.841 | -41.102 | -45.977 | -50.121 | -53.581 | -56.141 | -57.683
System Transformation | Srg_BB005 | MW | West Midlands | Nechells |  | 0 | 0 | 0 | 0 | 0 | 0 | -0.143 | -0.243 | -0.504 | -0.904 | -1.574 | -2.621 | -4.197 | -6.452 | -9.628 | -13.915 | -19.563 | -26.718 | -35.504 | -46.194 | -58.579 | -71.642 | -84.89 | -97.349 | -108.897 | -118.71 | -126.907 | -132.969 | -136.621
System Transformation | Srg_BB005 | MW | West Midlands | Ocker Hill |  | 0 | 0 | 0 | 0 | 0 | 0 | -0.021 | -0.041 | -0.086 | -0.154 | -0.268 | -0.446 | -0.714 | -1.098 | -1.639 | -2.368 | -3.33 | -4.547 | -6.043 | -7.862 | -9.97 | -12.194 | -14.448 | -16.569 | -18.534 | -20.204 | -21.599 | -22.631 | -23.252
System Transformation | Srg_BB005 | MW | West Midlands | Oldbury |  | 0 | 0 | 0 | 0 | 0 | 0 | -0.033 | -0.065 | -0.134 | -0.241 | -0.419 | -0.697 | -1.117 | -1.717 | -2.562 | -3.703 | -5.205 | -7.109 | -9.447 | -12.292 | -15.587 | -19.063 | -22.588 | -25.903 | -28.976 | -31.588 | -33.768 | -35.381 | -36.353
System Transformation | Srg_BB005 | MW | West Midlands | Penn |  | 0 | 0 | 0 | 0 | 0 | 0 | -0.034 | -0.065 | -0.134 | -0.24 | -0.418 | -0.695 | -1.114 | -1.712 | -2.555 | -3.693 | -5.192 | -7.09 | -9.422 | -12.259 | -15.546 | -19.012 | -22.528 | -25.834 | -28.899 | -31.503 | -33.678 | -35.287 | -36.256
System Transformation | Srg_BB005 | MW | West Midlands | Rugeley |  | 0 | 0 | 0 | 0 | 0 | 0 | -0.031 | -0.058 | -0.121 | -0.217 | -0.378 | -0.63 | -1.009 | -1.55 | -2.314 | -3.344 | -4.701 | -6.42 | -8.532 | -11.1 | -14.076 | -17.215 | -20.399 | -23.392 | -26.167 | -28.525 | -30.494 | -31.952 | -32.828
System Transformation | Srg_BB005 | MW | West Midlands | Shrewsbury |  | 0 | 0 | 0 | 0 | 0 | 0 | -0.035 | -0.065 | -0.134 | -0.24 | -0.418 | -0.695 | -1.113 | -1.712 | -2.554 | -3.691 | -5.189 | -7.088 | -9.419 | -12.254 | -15.539 | -19.005 | -22.519 | -25.825 | -28.888 | -31.491 | -33.665 | -35.273 | -36.242
System Transformation | Srg_BB005 | MW | West Midlands | Walham |  | 0 | 0 | 0 | 0 | 0 | 0 | -0.085 | -0.124 | -0.257 | -0.461 | -0.802 | -1.335 | -2.138 | -3.287 | -4.905 | -7.089 | -9.967 | -13.612 | -18.088 | -23.535 | -29.844 | -36.5 | -43.249 | -49.596 | -55.48 | -60.48 | -64.655 | -67.744 | -69.604
System Transformation | Srg_BB005 | MW | West Midlands | Willenhall |  | 0 | 0 | 0 | 0 | 0 | 0 | -0.04 | -0.077 | -0.16 | -0.288 | -0.5 | -0.833 | -1.335 | -2.052 | -3.062 | -4.425 | -6.221 | -8.496 | -11.29 | -14.689 | -18.627 | -22.781 | -26.994 | -30.955 | -34.627 | -37.748 | -40.354 | -42.281 | -43.442
System Transformation | Srg_BB006a | MW | ENW | Bredbury |  | -6.316 | -6.853 | -5.959 | -5.959 | -7.033 | -7.874 | -8.313 | -8.591 | -8.957 | -9.799 | -11.522 | -13.454 | -14.499 | -15.538 | -16.738 | -18.414 | -19.412 | -20.054 | -20.449 | -20.819 | -21.236 | -21.558 | -21.887 | -22.087 | -22.319 | -22.504 | -22.645 | -22.961 | -23.03
System Transformation | Srg_BB006a | MW | ENW | Harker |  | -9.774 | -10.606 | -9.223 | -9.223 | -10.885 | -12.186 | -12.866 | -13.296 | -13.861 | -15.166 | -17.832 | -20.822 | -22.439 | -24.047 | -25.903 | -28.498 | -30.043 | -31.036 | -31.647 | -32.22 | -32.865 | -33.364 | -33.873 | -34.182 | -34.54 | -34.827 | -35.046 | -35.535 | -35.642
System Transformation | Srg_BB006a | MW | ENW | Heysham (Barrow WF) |  | -0.127 | -0.137 | -0.119 | -0.119 | -0.141 | -0.158 | -0.167 | -0.172 | -0.179 | -0.196 | -0.231 | -0.27 | -0.291 | -0.311 | -0.335 | -0.369 | -0.389 | -0.402 | -0.41 | -0.417 | -0.426 | -0.432 | -0.439 | -0.443 | -0.447 | -0.451 | -0.454 | -0.46 | -0.461
System Transformation | Srg_BB006a | MW | ENW | Heysham (NGET) |  | -2.04 | -2.214 | -1.925 | -1.925 | -2.272 | -2.543 | -2.685 | -2.775 | -2.893 | -3.165 | -3.721 | -4.346 | -4.683 | -5.019 | -5.406 | -5.947 | -6.27 | -6.477 | -6.605 | -6.724 | -6.859 | -6.963 | -7.069 | -7.134 | -7.209 | -7.268 | -7.314 | -7.416 | -7.438
System Transformation | Srg_BB006a | MW | ENW | Hutton |  | -4.995 | -5.421 | -4.713 | -4.713 | -5.563 | -6.228 | -6.575 | -6.795 | -7.084 | -7.751 | -9.113 | -10.642 | -11.468 | -12.29 | -13.238 | -14.565 | -15.354 | -15.862 | -16.174 | -16.467 | -16.797 | -17.052 | -17.312 | -17.47 | -17.653 | -17.799 | -17.911 | -18.161 | -18.216
System Transformation | Srg_BB006a | MW | ENW | Kearsley 132kV |  | -10.566 | -11.466 | -9.97 | -9.97 | -11.767 | -13.173 | -13.908 | -14.373 | -14.985 | -16.394 | -19.276 | -22.509 | -24.257 | -25.995 | -28.002 | -30.807 | -32.477 | -33.551 | -34.211 | -34.83 | -35.528 | -36.067 | -36.617 | -36.952 | -37.339 | -37.649 | -37.886 | -38.414 | -38.53
System Transformation | Srg_BB006a | MW | ENW | Kearsley 33kV |  | -2.155 | -2.339 | -2.033 | -2.033 | -2.4 | -2.687 | -2.837 | -2.932 | -3.056 | -3.344 | -3.932 | -4.591 | -4.947 | -5.302 | -5.711 | -6.283 | -6.624 | -6.843 | -6.978 | -7.104 | -7.246 | -7.356 | -7.469 | -7.537 | -7.616 | -7.679 | -7.727 | -7.835 | -7.859
System Transformation | Srg_BB006a | MW | ENW | Kirkby (_G) |  | -0.793 | -0.861 | -0.748 | -0.748 | -0.883 | -0.989 | -1.044 | -1.079 | -1.125 | -1.231 | -1.447 | -1.69 | -1.821 | -1.952 | -2.102 | -2.313 | -2.438 | -2.519 | -2.568 | -2.615 | -2.667 | -2.708 | -2.749 | -2.774 | -2.803 | -2.827 | -2.844 | -2.884 | -2.893
System Transformation | Srg_BB006a | MW | ENW | Macclesfield |  | -2.615 | -2.838 | -2.468 | -2.468 | -2.912 | -3.261 | -3.443 | -3.558 | -3.709 | -4.058 | -4.771 | -5.571 | -6.004 | -6.434 | -6.931 | -7.625 | -8.039 | -8.304 | -8.468 | -8.621 | -8.794 | -8.927 | -9.063 | -9.146 | -9.242 | -9.319 | -9.377 | -9.508 | -9.537
System Transformation | Srg_BB006a | MW | ENW | Ormonde |  | -0.388 | -0.421 | -0.366 | -0.366 | -0.432 | -0.483 | -0.51 | -0.527 | -0.55 | -0.601 | -0.707 | -0.826 | -0.89 | -0.954 | -1.027 | -1.13 | -1.191 | -1.231 | -1.255 | -1.278 | -1.303 | -1.323 | -1.343 | -1.355 | -1.37 | -1.381 | -1.39 | -1.409 | -1.413
System Transformation | Srg_BB006a | MW | ENW | Padiham |  | -5.419 | -5.881 | -5.113 | -5.113 | -6.035 | -6.756 | -7.133 | -7.372 | -7.685 | -8.408 | -9.887 | -11.545 | -12.441 | -13.333 | -14.362 | -15.8 | -16.657 | -17.208 | -17.547 | -17.864 | -18.222 | -18.498 | -18.781 | -18.952 | -19.151 | -19.309 | -19.431 | -19.702 | -19.761
System Transformation | Srg_BB006a | MW | ENW | Penwortham East |  | -9.091 | -9.865 | -8.578 | -8.578 | -10.124 | -11.334 | -11.967 | -12.367 | -12.893 | -14.105 | -16.585 | -19.367 | -20.87 | -22.366 | -24.092 | -26.506 | -27.943 | -28.867 | -29.435 | -29.968 | -30.568 | -31.032 | -31.505 | -31.793 | -32.126 | -32.392 | -32.596 | -33.051 | -33.15
System Transformation | Srg_BB006a | MW | ENW | Penwortham West |  | -6.198 | -6.726 | -5.848 | -5.848 | -6.902 | -7.727 | -8.158 | -8.431 | -8.79 | -9.617 | -11.307 | -13.203 | -14.229 | -15.248 | -16.425 | -18.07 | -19.05 | -19.68 | -20.068 | -20.431 | -20.84 | -21.156 | -21.479 | -21.675 | -21.902 | -22.084 | -22.223 | -22.533 | -22.601
System Transformation | Srg_BB006a | MW | ENW | Robin Rigg |  | -0.202 | -0.219 | -0.191 | -0.191 | -0.225 | -0.252 | -0.266 | -0.275 | -0.286 | -0.313 | -0.368 | -0.43 | -0.464 | -0.497 | -0.535 | -0.589 | -0.621 | -0.641 | -0.654 | -0.666 | -0.679 | -0.689 | -0.7 | -0.706 | -0.714 | -0.72 | -0.724 | -0.734 | -0.736
System Transformation | Srg_BB006a | MW | ENW | Rochdale |  | -5.705 | -6.191 | -5.383 | -5.383 | -6.353 | -7.113 | -7.509 | -7.76 | -8.091 | -8.852 | -10.408 | -12.153 | -13.097 | -14.036 | -15.119 | -16.633 | -17.535 | -18.115 | -18.472 | -18.806 | -19.183 | -19.474 | -19.771 | -19.951 | -20.16 | -20.328 | -20.455 | -20.741 | -20.803
System Transformation | Srg_BB006a | MW | ENW | South Manchester |  | -7.623 | -8.273 | -7.193 | -7.193 | -8.49 | -9.505 | -10.035 | -10.37 | -10.811 | -11.829 | -13.908 | -16.241 | -17.501 | -18.756 | -20.203 | -22.227 | -23.432 | -24.207 | -24.684 | -25.13 | -25.634 | -26.023 | -26.42 | -26.661 | -26.94 | -27.164 | -27.335 | -27.716 | -27.799
System Transformation | Srg_BB006a | MW | ENW | Stalybridge |  | -7.532 | -8.174 | -7.107 | -7.107 | -8.388 | -9.391 | -9.915 | -10.246 | -10.682 | -11.687 | -13.742 | -16.047 | -17.292 | -18.532 | -19.962 | -21.962 | -23.152 | -23.918 | -24.389 | -24.83 | -25.328 | -25.712 | -26.104 | -26.342 | -26.618 | -26.839 | -27.008 | -27.385 | -27.467
System Transformation | Srg_BB006a | MW | ENW | Stanah |  | -3.084 | -3.347 | -2.91 | -2.91 | -3.435 | -3.845 | -4.06 | -4.195 | -4.374 | -4.785 | -5.627 | -6.57 | -7.08 | -7.588 | -8.173 | -8.992 | -9.48 | -9.793 | -9.986 | -10.167 | -10.37 | -10.528 | -10.688 | -10.786 | -10.899 | -10.989 | -11.058 | -11.213 | -11.246
System Transformation | Srg_BB006a | MW | ENW | Walney 2 |  | -0.842 | -0.914 | -0.795 | -0.795 | -0.938 | -1.05 | -1.108 | -1.145 | -1.194 | -1.307 | -1.536 | -1.794 | -1.933 | -2.072 | -2.232 | -2.455 | -2.588 | -2.674 | -2.726 | -2.776 | -2.831 | -2.874 | -2.918 | -2.945 | -2.976 | -3 | -3.019 | -3.061 | -3.071
System Transformation | Srg_BB006a | MW | ENW | Washway Farm |  | -3.398 | -3.688 | -3.207 | -3.207 | -3.785 | -4.237 | -4.473 | -4.623 | -4.82 | -5.273 | -6.2 | -7.24 | -7.802 | -8.361 | -9.006 | -9.909 | -10.446 | -10.791 | -11.004 | -11.203 | -11.427 | -11.6 | -11.777 | -11.885 | -12.009 | -12.109 | -12.185 | -12.355 | -12.392
System Transformation | Srg_BB006a | MW | ENW | Whitegate |  | -5.862 | -6.361 | -5.531 | -5.531 | -6.528 | -7.309 | -7.717 | -7.974 | -8.314 | -9.096 | -10.695 | -12.488 | -13.458 | -14.423 | -15.536 | -17.092 | -18.019 | -18.615 | -18.981 | -19.324 | -19.712 | -20.011 | -20.316 | -20.501 | -20.716 | -20.888 | -21.019 | -21.313 | -21.377
System Transformation | Srg_BB006a | MW | EPN | Amersham Main |  | -1.46 | -1.584 | -1.377 | -1.377 | -1.626 | -1.82 | -1.922 | -1.986 | -2.07 | -2.265 | -2.663 | -3.11 | -3.351 | -3.592 | -3.869 | -4.256 | -4.487 | -4.635 | -4.727 | -4.812 | -4.909 | -4.983 | -5.059 | -5.105 | -5.159 | -5.202 | -5.234 | -5.307 | -5.323
System Transformation | Srg_BB006a | MW | EPN | Braintree |  | -4.815 | -5.225 | -4.543 | -4.543 | -5.362 | -6.003 | -6.338 | -6.55 | -6.829 | -7.471 | -8.784 | -10.258 | -11.054 | -11.846 | -12.761 | -14.039 | -14.8 | -15.29 | -15.591 | -15.873 | -16.191 | -16.436 | -16.687 | -16.839 | -17.016 | -17.157 | -17.265 | -17.506 | -17.558
System Transformation | Srg_BB006a | MW | EPN | Bramford |  | -16.969 | -18.415 | -16.012 | -16.012 | -18.898 | -21.157 | -22.337 | -23.084 | -24.066 | -26.33 | -30.958 | -36.151 | -38.958 | -41.75 | -44.972 | -49.477 | -52.159 | -53.884 | -54.945 | -55.939 | -57.06 | -57.925 | -58.809 | -59.346 | -59.968 | -60.465 | -60.845 | -61.694 | -61.88
System Transformation | Srg_BB006a | MW | EPN | Brimsdown |  | -6.813 | -7.394 | -6.429 | -6.429 | -7.588 | -8.495 | -8.969 | -9.268 | -9.663 | -10.572 | -12.43 | -14.515 | -15.642 | -16.763 | -18.057 | -19.865 | -20.942 | -21.635 | -22.061 | -22.46 | -22.91 | -23.257 | -23.612 | -23.828 | -24.078 | -24.277 | -24.43 | -24.771 | -24.845
System Transformation | Srg_BB006a | MW | EPN | Burwell Main |  | -7.018 | -7.616 | -6.622 | -6.622 | -7.816 | -8.75 | -9.239 | -9.547 | -9.953 | -10.89 | -12.804 | -14.952 | -16.113 | -17.267 | -18.6 | -20.463 | -21.573 | -22.286 | -22.725 | -23.136 | -23.599 | -23.957 | -24.323 | -24.545 | -24.802 | -25.008 | -25.165 | -25.516 | -25.593
System Transformation | Srg_BB006a | MW | EPN | Clacton |  | -1.556 | -1.688 | -1.468 | -1.468 | -1.733 | -1.94 | -2.048 | -2.116 | -2.206 | -2.414 | -2.838 | -3.314 | -3.572 | -3.828 | -4.123 | -4.536 | -4.782 | -4.94 | -5.037 | -5.128 | -5.231 | -5.31 | -5.392 | -5.441 | -5.498 | -5.543 | -5.578 | -5.656 | -5.673
System Transformation | Srg_BB006a | MW | EPN | Eaton Socon |  | -4.59 | -4.981 | -4.331 | -4.331 | -5.112 | -5.723 | -6.042 | -6.244 | -6.51 | -7.122 | -8.374 | -9.779 | -10.538 | -11.294 | -12.165 | -13.384 | -14.109 | -14.576 | -14.863 | -15.132 | -15.435 | -15.669 | -15.908 | -16.053 | -16.222 | -16.356 | -16.459 | -16.689 | -16.739
System Transformation | Srg_BB006a | MW | EPN | Elstree |  | -10.316 | -11.194 | -9.734 | -9.734 | -11.488 | -12.861 | -13.579 | -14.033 | -14.63 | -16.006 | -18.82 | -21.976 | -23.683 | -25.38 | -27.339 | -30.077 | -31.708 | -32.757 | -33.401 | -34.006 | -34.687 | -35.213 | -35.75 | -36.077 | -36.455 | -36.757 | -36.989 | -37.504 | -37.617
System Transformation | Srg_BB006a | MW | EPN | Loudwater |  | -0.996 | -1.081 | -0.94 | -0.94 | -1.109 | -1.242 | -1.311 | -1.355 | -1.413 | -1.546 | -1.817 | -2.122 | -2.287 | -2.451 | -2.64 | -2.904 | -3.062 | -3.163 | -3.225 | -3.284 | -3.35 | -3.4 | -3.452 | -3.484 | -3.52 | -3.549 | -3.572 | -3.622 | -3.633
System Transformation | Srg_BB006a | MW | EPN | Mill Hill |  | -3.328 | -3.611 | -3.14 | -3.14 | -3.706 | -4.149 | -4.38 | -4.527 | -4.719 | -5.163 | -6.071 | -7.089 | -7.64 | -8.187 | -8.819 | -9.703 | -10.229 | -10.567 | -10.775 | -10.97 | -11.19 | -11.359 | -11.533 | -11.638 | -11.76 | -11.857 | -11.932 | -12.098 | -12.135
System Transformation | Srg_BB006a | MW | EPN | Norwich Main |  | -9.097 | -9.871 | -8.583 | -8.583 | -10.13 | -11.341 | -11.974 | -12.375 | -12.901 | -14.115 | -16.596 | -19.379 | -20.884 | -22.381 | -24.108 | -26.523 | -27.961 | -28.886 | -29.454 | -29.987 | -30.588 | -31.052 | -31.526 | -31.813 | -32.147 | -32.413 | -32.617 | -33.072 | -33.172
System Transformation | Srg_BB006a | MW | EPN | Pelham |  | -5.995 | -6.506 | -5.657 | -5.657 | -6.677 | -7.475 | -7.892 | -8.156 | -8.503 | -9.303 | -10.938 | -12.773 | -13.764 | -14.751 | -15.889 | -17.481 | -18.429 | -19.038 | -19.413 | -19.764 | -20.16 | -20.466 | -20.778 | -20.968 | -21.187 | -21.363 | -21.498 | -21.797 | -21.863
System Transformation | Srg_BB006a | MW | EPN | Rayleigh |  | -10.703 | -11.615 | -10.099 | -10.1 | -11.92 | -13.345 | -14.089 | -14.56 | -15.18 | -16.608 | -19.527 | -22.802 | -24.573 | -26.334 | -28.366 | -31.208 | -32.899 | -33.988 | -34.657 | -35.284 | -35.991 | -36.536 | -37.094 | -37.433 | -37.825 | -38.139 | -38.378 | -38.914 | -39.031
System Transformation | Srg_BB006a | MW | EPN | Rye House |  | -8.328 | -9.038 | -7.858 | -7.858 | -9.275 | -10.383 | -10.963 | -11.329 | -11.811 | -12.922 | -15.194 | -17.742 | -19.12 | -20.49 | -22.071 | -24.282 | -25.599 | -26.446 | -26.966 | -27.454 | -28.004 | -28.429 | -28.863 | -29.126 | -29.431 | -29.675 | -29.862 | -30.279 | -30.37
System Transformation | Srg_BB006a | MW | EPN | Sheringham Shoal |  | -4.105 | -4.455 | -3.874 | -3.874 | -4.572 | -5.119 | -5.404 | -5.585 | -5.822 | -6.37 | -7.49 | -8.746 | -9.425 | -10.101 | -10.88 | -11.97 | -12.619 | -13.037 | -13.293 | -13.534 | -13.805 | -14.014 | -14.228 | -14.358 | -14.508 | -14.629 | -14.721 | -14.926 | -14.971
System Transformation | Srg_BB006a | MW | EPN | Sundon |  | -13.949 | -15.137 | -13.162 | -13.162 | -15.534 | -17.391 | -18.361 | -18.975 | -19.782 | -21.643 | -25.448 | -29.716 | -32.023 | -34.318 | -36.967 | -40.67 | -42.875 | -44.293 | -45.165 | -45.982 | -46.903 | -47.614 | -48.341 | -48.782 | -49.293 | -49.702 | -50.015 | -50.712 | -50.865
System Transformation | Srg_BB006a | MW | EPN | Tilbury |  | -4.398 | -4.773 | -4.15 | -4.15 | -4.898 | -5.484 | -5.79 | -5.983 | -6.238 | -6.825 | -8.024 | -9.37 | -10.098 | -10.821 | -11.656 | -12.824 | -13.519 | -13.966 | -14.241 | -14.499 | -14.79 | -15.014 | -15.243 | -15.382 | -15.543 | -15.672 | -15.771 | -15.991 | -16.039
System Transformation | Srg_BB006a | MW | EPN | Tottenham |  | -7.166 | -7.776 | -6.761 | -6.761 | -7.98 | -8.934 | -9.432 | -9.748 | -10.162 | -11.118 | -13.073 | -15.265 | -16.451 | -17.63 | -18.99 | -20.893 | -22.025 | -22.754 | -23.202 | -23.621 | -24.095 | -24.46 | -24.833 | -25.06 | -25.323 | -25.533 | -25.693 | -26.052 | -26.13
System Transformation | Srg_BB006a | MW | EPN | Walpole (_A) |  | -10.593 | -11.495 | -9.995 | -9.995 | -11.797 | -13.207 | -13.944 | -14.41 | -15.023 | -16.437 | -19.326 | -22.567 | -24.319 | -26.062 | -28.074 | -30.886 | -32.561 | -33.637 | -34.3 | -34.92 | -35.62 | -36.16 | -36.712 | -37.047 | -37.435 | -37.746 | -37.983 | -38.513 | -38.629
System Transformation | Srg_BB006a | MW | EPN | Warley |  | -5.48 | -5.947 | -5.171 | -5.171 | -6.103 | -6.833 | -7.214 | -7.455 | -7.772 | -8.503 | -9.998 | -11.675 | -12.581 | -13.483 | -14.524 | -15.979 | -16.845 | -17.402 | -17.745 | -18.066 | -18.428 | -18.707 | -18.993 | -19.166 | -19.367 | -19.527 | -19.65 | -19.924 | -19.984
System Transformation | Srg_BB006a | MW | EPN | Watford South |  | -5.033 | -5.462 | -4.749 | -4.749 | -5.605 | -6.275 | -6.625 | -6.846 | -7.138 | -7.809 | -9.182 | -10.722 | -11.554 | -12.383 | -13.338 | -14.674 | -15.47 | -15.982 | -16.296 | -16.591 | -16.923 | -17.18 | -17.442 | -17.601 | -17.786 | -17.933 | -18.046 | -18.298 | -18.353
System Transformation | Srg_BB006a | MW | EPN | West Thurrock |  | -1.096 | -1.189 | -1.034 | -1.034 | -1.22 | -1.366 | -1.442 | -1.491 | -1.554 | -1.7 | -1.999 | -2.334 | -2.515 | -2.696 | -2.904 | -3.195 | -3.368 | -3.479 | -3.548 | -3.612 | -3.684 | -3.74 | -3.797 | -3.832 | -3.872 | -3.904 | -3.929 | -3.984 | -3.996
System Transformation | Srg_BB006a | MW | EPN | Wymondley |  | -5.574 | -6.049 | -5.26 | -5.26 | -6.208 | -6.95 | -7.337 | -7.583 | -7.905 | -8.649 | -10.169 | -11.875 | -12.797 | -13.714 | -14.772 | -16.252 | -17.133 | -17.7 | -18.048 | -18.375 | -18.743 | -19.027 | -19.318 | -19.494 | -19.698 | -19.862 | -19.987 | -20.265 | -20.327
System Transformation | Srg_BB006a | MW | East Midlands | Berkswell |  | -7.415 | -8.047 | -6.997 | -6.997 | -8.258 | -9.245 | -9.761 | -10.087 | -10.516 | -11.505 | -13.528 | -15.797 | -17.023 | -18.243 | -19.651 | -21.62 | -22.792 | -23.545 | -24.009 | -24.443 | -24.933 | -25.311 | -25.697 | -25.932 | -26.204 | -26.421 | -26.587 | -26.958 | -27.039
System Transformation | Srg_BB006a | MW | East Midlands | Bicker Fen |  | -3.123 | -3.389 | -2.947 | -2.947 | -3.478 | -3.894 | -4.111 | -4.249 | -4.429 | -4.846 | -5.698 | -6.654 | -7.17 | -7.684 | -8.277 | -9.106 | -9.6 | -9.918 | -10.113 | -10.296 | -10.502 | -10.661 | -10.824 | -10.923 | -11.037 | -11.129 | -11.199 | -11.355 | -11.389
System Transformation | Srg_BB006a | MW | East Midlands | Chesterfield |  | -11.155 | -12.105 | -10.526 | -10.526 | -12.423 | -13.908 | -14.684 | -15.175 | -15.82 | -17.308 | -20.351 | -23.764 | -25.609 | -27.445 | -29.563 | -32.524 | -34.288 | -35.422 | -36.119 | -36.772 | -37.509 | -38.078 | -38.659 | -39.012 | -39.421 | -39.748 | -39.998 | -40.556 | -40.678
System Transformation | Srg_BB006a | MW | East Midlands | Coventry |  | -9.988 | -10.839 | -9.425 | -9.425 | -11.124 | -12.453 | -13.148 | -13.588 | -14.166 | -15.499 | -18.223 | -21.279 | -22.931 | -24.575 | -26.472 | -29.123 | -30.702 | -31.718 | -32.342 | -32.927 | -33.587 | -34.096 | -34.617 | -34.933 | -35.299 | -35.591 | -35.815 | -36.315 | -36.424
System Transformation | Srg_BB006a | MW | East Midlands | Drakelow |  | -4.129 | -4.481 | -3.896 | -3.896 | -4.598 | -5.148 | -5.435 | -5.617 | -5.856 | -6.407 | -7.533 | -8.797 | -9.48 | -10.159 | -10.943 | -12.039 | -12.692 | -13.112 | -13.37 | -13.612 | -13.885 | -14.095 | -14.31 | -14.441 | -14.592 | -14.713 | -14.806 | -15.012 | -15.058
System Transformation | Srg_BB006a | MW | East Midlands | East Claydon (_B) |  | -7.834 | -8.501 | -7.392 | -7.392 | -8.724 | -9.767 | -10.312 | -10.657 | -11.11 | -12.156 | -14.292 | -16.689 | -17.985 | -19.274 | -20.762 | -22.842 | -24.08 | -24.876 | -25.366 | -25.825 | -26.342 | -26.742 | -27.15 | -27.398 | -27.685 | -27.915 | -28.09 | -28.482 | -28.568
System Transformation | Srg_BB006a | MW | East Midlands | Enderby |  | -11.509 | -12.489 | -10.859 | -10.859 | -12.817 | -14.349 | -15.149 | -15.656 | -16.322 | -17.857 | -20.996 | -24.518 | -26.421 | -28.315 | -30.5 | -33.556 | -35.375 | -36.545 | -37.264 | -37.938 | -38.698 | -39.285 | -39.885 | -40.249 | -40.671 | -41.008 | -41.266 | -41.842 | -41.968
System Transformation | Srg_BB006a | MW | East Midlands | Grendon |  | -14.771 | -16.03 | -13.938 | -13.938 | -16.45 | -18.417 | -19.444 | -20.094 | -20.949 | -22.92 | -26.949 | -31.469 | -33.912 | -36.343 | -39.147 | -43.069 | -45.404 | -46.905 | -47.829 | -48.694 | -49.67 | -50.423 | -51.192 | -51.66 | -52.201 | -52.634 | -52.965 | -53.704 | -53.866
System Transformation | Srg_BB006a | MW | East Midlands | Ratcliffe |  | -10.596 | -11.499 | -9.998 | -9.998 | -11.801 | -13.211 | -13.948 | -14.415 | -15.028 | -16.441 | -19.332 | -22.574 | -24.327 | -26.07 | -28.082 | -30.895 | -32.57 | -33.647 | -34.31 | -34.931 | -35.63 | -36.171 | -36.723 | -37.058 | -37.446 | -37.757 | -37.994 | -38.524 | -38.64
System Transformation | Srg_BB006a | MW | East Midlands | Staythorpe |  | -5.961 | -6.469 | -5.625 | -5.625 | -6.639 | -7.433 | -7.847 | -8.11 | -8.455 | -9.25 | -10.876 | -12.7 | -13.686 | -14.667 | -15.799 | -17.382 | -18.324 | -18.93 | -19.303 | -19.652 | -20.046 | -20.35 | -20.66 | -20.849 | -21.067 | -21.242 | -21.376 | -21.674 | -21.739
System Transformation | Srg_BB006a | MW | East Midlands | Stoke Bardolph |  | -3.842 | -4.169 | -3.625 | -3.625 | -4.278 | -4.79 | -5.057 | -5.226 | -5.448 | -5.961 | -7.009 | -8.184 | -8.82 | -9.452 | -10.181 | -11.201 | -11.808 | -12.199 | -12.439 | -12.664 | -12.918 | -13.114 | -13.314 | -13.435 | -13.576 | -13.689 | -13.775 | -13.967 | -14.009
System Transformation | Srg_BB006a | MW | East Midlands | Walpole (_B) |  | -12.586 | -13.658 | -11.876 | -11.876 | -14.016 | -15.692 | -16.567 | -17.121 | -17.849 | -19.529 | -22.962 | -26.813 | -28.895 | -30.965 | -33.355 | -36.697 | -38.686 | -39.965 | -40.752 | -41.489 | -42.321 | -42.963 | -43.618 | -44.016 | -44.478 | -44.846 | -45.129 | -45.758 | -45.896
System Transformation | Srg_BB006a | MW | East Midlands | West Burton |  | -4.883 | -5.299 | -4.608 | -4.608 | -5.438 | -6.088 | -6.428 | -6.643 | -6.925 | -7.577 | -8.909 | -10.403 | -11.211 | -12.014 | -12.941 | -14.238 | -15.01 | -15.506 | -15.811 | -16.097 | -16.42 | -16.669 | -16.923 | -17.078 | -17.257 | -17.4 | -17.509 | -17.754 | -17.807
System Transformation | Srg_BB006a | MW | East Midlands | Willington |  | -11.315 | -12.279 | -10.677 | -10.677 | -12.601 | -14.107 | -14.894 | -15.392 | -16.047 | -17.557 | -20.643 | -24.105 | -25.977 | -27.839 | -29.987 | -32.991 | -34.78 | -35.93 | -36.637 | -37.3 | -38.047 | -38.625 | -39.214 | -39.572 | -39.986 | -40.318 | -40.572 | -41.138 | -41.262
System Transformation | Srg_BB006a | MW | IDNO - Refer to Comment Field | Tynemouth 2 |  | -1.124 | -1.219 | -1.06 | -1.06 | -1.251 | -1.401 | -1.479 | -1.529 | -1.594 | -1.743 | -2.05 | -2.394 | -2.58 | -2.765 | -2.978 | -3.276 | -3.454 | -3.568 | -3.638 | -3.704 | -3.778 | -3.836 | -3.894 | -3.93 | -3.971 | -4.004 | -4.029 | -4.085 | -4.098 | Note: TYNE2 is operated by an IDNO allocated to GSP Group/licence area F
System Transformation | Srg_BB006a | MW | LPN | Acton Lane 22kV |  | -0.825 | -0.895 | -0.778 | -0.778 | -0.918 | -1.028 | -1.086 | -1.122 | -1.17 | -1.28 | -1.505 | -1.757 | -1.893 | -2.029 | -2.186 | -2.405 | -2.535 | -2.619 | -2.67 | -2.719 | -2.773 | -2.815 | -2.858 | -2.884 | -2.914 | -2.939 | -2.957 | -2.998 | -3.007
System Transformation | Srg_BB006a | MW | LPN | Barking |  | -2.476 | -2.687 | -2.336 | -2.336 | -2.757 | -3.087 | -3.259 | -3.368 | -3.511 | -3.842 | -4.517 | -5.275 | -5.684 | -6.091 | -6.562 | -7.219 | -7.61 | -7.862 | -8.017 | -8.162 | -8.325 | -8.452 | -8.581 | -8.659 | -8.75 | -8.822 | -8.878 | -9.001 | -9.029
System Transformation | Srg_BB006a | MW | LPN | Barking West |  | -5.124 | -5.56 | -4.835 | -4.835 | -5.706 | -6.388 | -6.745 | -6.97 | -7.267 | -7.95 | -9.348 | -10.916 | -11.763 | -12.606 | -13.579 | -14.939 | -15.749 | -16.27 | -16.59 | -16.89 | -17.229 | -17.49 | -17.757 | -17.919 | -18.107 | -18.257 | -18.372 | -18.628 | -18.684
System Transformation | Srg_BB006a | MW | LPN | Beddington (_C) |  | -2.451 | -2.659 | -2.312 | -2.312 | -2.729 | -3.056 | -3.226 | -3.334 | -3.476 | -3.803 | -4.471 | -5.221 | -5.626 | -6.03 | -6.495 | -7.146 | -7.533 | -7.782 | -7.935 | -8.079 | -8.241 | -8.366 | -8.493 | -8.571 | -8.661 | -8.733 | -8.787 | -8.91 | -8.937
System Transformation | Srg_BB006a | MW | LPN | Canal Bank |  | -0.653 | -0.708 | -0.616 | -0.616 | -0.727 | -0.814 | -0.859 | -0.888 | -0.926 | -1.013 | -1.191 | -1.39 | -1.498 | -1.606 | -1.73 | -1.903 | -2.006 | -2.072 | -2.113 | -2.152 | -2.195 | -2.228 | -2.262 | -2.283 | -2.306 | -2.326 | -2.34 | -2.373 | -2.38
System Transformation | Srg_BB006a | MW | LPN | City Road |  | -20.592 | -22.346 | -19.43 | -19.43 | -22.932 | -25.673 | -27.106 | -28.012 | -29.203 | -31.951 | -37.567 | -43.868 | -47.274 | -50.662 | -54.572 | -60.039 | -63.294 | -65.387 | -66.674 | -67.881 | -69.241 | -70.291 | -71.363 | -72.015 | -72.769 | -73.373 | -73.835 | -74.864 | -75.09
System Transformation | Srg_BB006a | MW | LPN | Greenford |  | -0.749 | -0.813 | -0.707 | -0.707 | -0.834 | -0.934 | -0.986 | -1.019 | -1.062 | -1.162 | -1.366 | -1.595 | -1.719 | -1.842 | -1.985 | -2.183 | -2.302 | -2.378 | -2.425 | -2.469 | -2.518 | -2.556 | -2.595 | -2.619 | -2.646 | -2.668 | -2.685 | -2.723 | -2.731
System Transformation | Srg_BB006a | MW | LPN | Hackney 132kV |  | -3.507 | -3.806 | -3.309 | -3.309 | -3.906 | -4.373 | -4.617 | -4.771 | -4.974 | -5.442 | -6.398 | -7.472 | -8.052 | -8.629 | -9.295 | -10.226 | -10.78 | -11.137 | -11.356 | -11.561 | -11.793 | -11.972 | -12.154 | -12.265 | -12.394 | -12.497 | -12.575 | -12.751 | -12.789
System Transformation | Srg_BB006a | MW | LPN | Hackney 66kV |  | -3.723 | -4.04 | -3.513 | -3.513 | -4.146 | -4.642 | -4.901 | -5.065 | -5.28 | -5.777 | -6.792 | -7.932 | -8.547 | -9.16 | -9.867 | -10.855 | -11.444 | -11.822 | -12.055 | -12.273 | -12.519 | -12.709 | -12.903 | -13.021 | -13.157 | -13.266 | -13.35 | -13.536 | -13.577
System Transformation | Srg_BB006a | MW | LPN | Hurst |  | -5.71 | -6.196 | -5.388 | -5.388 | -6.359 | -7.119 | -7.516 | -7.767 | -8.097 | -8.859 | -10.417 | -12.164 | -13.108 | -14.048 | -15.132 | -16.648 | -17.55 | -18.131 | -18.487 | -18.822 | -19.199 | -19.49 | -19.788 | -19.968 | -20.178 | -20.345 | -20.473 | -20.758 | -20.821
System Transformation | Srg_BB006a | MW | LPN | Islington |  | 0 | 0 | 0 | 0 | 0 | 0 | 0 | 0 | 0 | 0 | 0 | 0 | 0 | 0 | 0 | 0 | 0 | 0 | 0 | 0 | 0 | 0 | 0 | 0 | 0 | 0 | 0 | 0 | 0
System Transformation | Srg_BB006a | MW | LPN | Littlebrook (_C) |  | -3.93 | -4.265 | -3.708 | -3.708 | -4.376 | -4.9 | -5.173 | -5.346 | -5.573 | -6.098 | -7.169 | -8.372 | -9.022 | -9.669 | -10.415 | -11.458 | -12.079 | -12.479 | -12.724 | -12.955 | -13.214 | -13.415 | -13.619 | -13.744 | -13.888 | -14.003 | -14.091 | -14.287 | -14.33
System Transformation | Srg_BB006a | MW | LPN | Lodge Road |  | -8.72 | -9.462 | -8.228 | -8.228 | -9.711 | -10.872 | -11.478 | -11.862 | -12.366 | -13.53 | -15.908 | -18.576 | -20.019 | -21.453 | -23.109 | -25.424 | -26.802 | -27.689 | -28.234 | -28.745 | -29.321 | -29.765 | -30.22 | -30.495 | -30.815 | -31.071 | -31.266 | -31.702 | -31.798
System Transformation | Srg_BB006a | MW | LPN | New Cross |  | -9.404 | -10.205 | -8.873 | -8.873 | -10.473 | -11.725 | -12.379 | -12.792 | -13.337 | -14.591 | -17.156 | -20.034 | -21.589 | -23.137 | -24.922 | -27.419 | -28.905 | -29.861 | -30.449 | -31 | -31.621 | -32.101 | -32.59 | -32.888 | -33.232 | -33.508 | -33.719 | -34.189 | -34.292
System Transformation | Srg_BB006a | MW | LPN | Perivale |  | -0.655 | -0.711 | -0.618 | -0.618 | -0.73 | -0.817 | -0.863 | -0.891 | -0.929 | -1.017 | -1.196 | -1.396 | -1.504 | -1.612 | -1.737 | -1.911 | -2.014 | -2.081 | -2.122 | -2.16 | -2.204 | -2.237 | -2.271 | -2.292 | -2.316 | -2.335 | -2.35 | -2.383 | -2.39
System Transformation | Srg_BB006a | MW | LPN | Redbridge |  | -2.666 | -2.893 | -2.515 | -2.515 | -2.969 | -3.323 | -3.509 | -3.626 | -3.78 | -4.136 | -4.863 | -5.679 | -6.12 | -6.558 | -7.064 | -7.772 | -8.193 | -8.464 | -8.631 | -8.787 | -8.963 | -9.099 | -9.238 | -9.322 | -9.42 | -9.498 | -9.558 | -9.691 | -9.72
System Transformation | Srg_BB006a | MW | LPN | St John's Wood |  | -19.509 | -21.171 | -18.409 | -18.409 | -21.727 | -24.324 | -25.681 | -26.54 | -27.668 | -30.271 | -35.593 | -41.562 | -44.789 | -48 | -51.704 | -56.883 | -59.967 | -61.95 | -63.17 | -64.313 | -65.601 | -66.597 | -67.613 | -68.23 | -68.945 | -69.517 | -69.954 | -70.93 | -71.143
System Transformation | Srg_BB006a | MW | LPN | West Ham |  | -11.185 | -12.138 | -10.554 | -10.554 | -12.456 | -13.945 | -14.724 | -15.216 | -15.863 | -17.355 | -20.406 | -23.829 | -25.679 | -27.519 | -29.643 | -32.613 | -34.381 | -35.518 | -36.217 | -36.872 | -37.611 | -38.181 | -38.764 | -39.118 | -39.528 | -39.856 | -40.106 | -40.666 | -40.788
System Transformation | Srg_BB006a | MW | LPN | Willesden 132kV |  | -5.74 | -6.229 | -5.416 | -5.416 | -6.392 | -7.156 | -7.555 | -7.808 | -8.14 | -8.906 | -10.471 | -12.228 | -13.177 | -14.122 | -15.211 | -16.735 | -17.642 | -18.226 | -18.585 | -18.921 | -19.3 | -19.593 | -19.892 | -20.073 | -20.284 | -20.452 | -20.581 | -20.868 | -20.931
System Transformation | Srg_BB006a | MW | LPN | Willesden 66kV |  | -1.521 | -1.65 | -1.435 | -1.435 | -1.693 | -1.896 | -2.002 | -2.069 | -2.157 | -2.36 | -2.774 | -3.24 | -3.491 | -3.741 | -4.03 | -4.434 | -4.674 | -4.829 | -4.924 | -5.013 | -5.113 | -5.191 | -5.27 | -5.318 | -5.374 | -5.419 | -5.453 | -5.529 | -5.545
System Transformation | Srg_BB006a | MW | LPN | Wimbledon North |  | -2.733 | -2.966 | -2.579 | -2.579 | -3.044 | -3.408 | -3.598 | -3.718 | -3.877 | -4.241 | -4.987 | -5.823 | -6.275 | -6.725 | -7.244 | -7.97 | -8.402 | -8.68 | -8.851 | -9.011 | -9.191 | -9.331 | -9.473 | -9.559 | -9.66 | -9.74 | -9.801 | -9.938 | -9.968
System Transformation | Srg_BB006a | MW | LPN | Wimbledon South |  | -11.559 | -12.543 | -10.907 | -10.907 | -12.872 | -14.411 | -15.215 | -15.724 | -16.393 | -17.935 | -21.088 | -24.625 | -26.536 | -28.438 | -30.633 | -33.702 | -35.529 | -36.704 | -37.426 | -38.103 | -38.867 | -39.456 | -40.058 | -40.424 | -40.848 | -41.187 | -41.446 | -42.024 | -42.15
System Transformation | Srg_BB006a | MW | NPgN | Blyth 132kV |  | -1.35 | -1.465 | -1.274 | -1.274 | -1.503 | -1.683 | -1.777 | -1.836 | -1.914 | -2.094 | -2.463 | -2.876 | -3.099 | -3.321 | -3.577 | -3.936 | -4.149 | -4.286 | -4.371 | -4.45 | -4.539 | -4.608 | -4.678 | -4.721 | -4.77 | -4.81 | -4.84 | -4.907 | -4.922
System Transformation | Srg_BB006a | MW | NPgN | Blyth 66kV |  | -10.308 | -11.187 | -9.727 | -9.727 | -11.48 | -12.852 | -13.57 | -14.023 | -14.62 | -15.995 | -18.807 | -21.961 | -23.666 | -25.362 | -27.32 | -30.056 | -31.686 | -32.734 | -33.378 | -33.982 | -34.663 | -35.189 | -35.725 | -36.052 | -36.429 | -36.732 | -36.963 | -37.478 | -37.591
System Transformation | Srg_BB006a | MW | NPgN | Fourstones |  | -0.703 | -0.763 | -0.664 | -0.664 | -0.783 | -0.877 | -0.926 | -0.957 | -0.997 | -1.091 | -1.283 | -1.498 | -1.614 | -1.73 | -1.864 | -2.05 | -2.161 | -2.233 | -2.277 | -2.318 | -2.365 | -2.4 | -2.437 | -2.459 | -2.485 | -2.506 | -2.521 | -2.557 | -2.564
System Transformation | Srg_BB006a | MW | NPgN | Hart Moor |  | -1.87 | -2.03 | -1.765 | -1.765 | -2.083 | -2.332 | -2.462 | -2.544 | -2.653 | -2.902 | -3.412 | -3.985 | -4.294 | -4.602 | -4.957 | -5.453 | -5.749 | -5.939 | -6.056 | -6.166 | -6.289 | -6.385 | -6.482 | -6.541 | -6.61 | -6.664 | -6.706 | -6.8 | -6.82
System Transformation | Srg_BB006a | MW | NPgN | Hawthorn Pit |  | -1.555 | -1.688 | -1.468 | -1.468 | -1.732 | -1.939 | -2.047 | -2.116 | -2.206 | -2.413 | -2.838 | -3.313 | -3.571 | -3.827 | -4.122 | -4.535 | -4.781 | -4.939 | -5.036 | -5.127 | -5.23 | -5.309 | -5.39 | -5.439 | -5.496 | -5.542 | -5.577 | -5.655 | -5.672
System Transformation | Srg_BB006a | MW | NPgN | Knaresborough |  | -3.931 | -4.266 | -3.709 | -3.709 | -4.378 | -4.901 | -5.175 | -5.348 | -5.575 | -6.1 | -7.172 | -8.375 | -9.025 | -9.672 | -10.419 | -11.462 | -12.084 | -12.483 | -12.729 | -12.959 | -13.219 | -13.42 | -13.624 | -13.749 | -13.893 | -14.008 | -14.096 | -14.293 | -14.336
System Transformation | Srg_BB006a | MW | NPgN | Lackenby |  | -3.502 | -3.801 | -3.305 | -3.305 | -3.9 | -4.367 | -4.61 | -4.764 | -4.967 | -5.434 | -6.39 | -7.461 | -8.041 | -8.617 | -9.282 | -10.212 | -10.765 | -11.121 | -11.34 | -11.545 | -11.777 | -11.955 | -12.138 | -12.249 | -12.377 | -12.48 | -12.558 | -12.733 | -12.772
System Transformation | Srg_BB006a | MW | NPgN | Norton |  | -10.795 | -11.714 | -10.186 | -10.186 | -12.022 | -13.459 | -14.21 | -14.684 | -15.309 | -16.749 | -19.694 | -22.997 | -24.782 | -26.558 | -28.608 | -31.474 | -33.18 | -34.278 | -34.952 | -35.585 | -36.298 | -36.848 | -37.41 | -37.752 | -38.148 | -38.464 | -38.706 | -39.246 | -39.364
System Transformation | Srg_BB006a | MW | NPgN | Offerton |  | -1.057 | -1.148 | -0.998 | -0.998 | -1.178 | -1.318 | -1.392 | -1.438 | -1.5 | -1.641 | -1.929 | -2.253 | -2.428 | -2.602 | -2.802 | -3.083 | -3.25 | -3.358 | -3.424 | -3.486 | -3.556 | -3.61 | -3.665 | -3.698 | -3.737 | -3.768 | -3.792 | -3.845 | -3.856
System Transformation | Srg_BB006a | MW | NPgN | Osbaldwick |  | -7.406 | -8.037 | -6.988 | -6.988 | -8.248 | -9.234 | -9.749 | -10.075 | -10.503 | -11.492 | -13.512 | -15.778 | -17.003 | -18.222 | -19.628 | -21.594 | -22.765 | -23.518 | -23.981 | -24.414 | -24.904 | -25.281 | -25.667 | -25.901 | -26.173 | -26.39 | -26.556 | -26.926 | -27.007
System Transformation | Srg_BB006a | MW | NPgN | Poppleton |  | -1.063 | -1.153 | -1.003 | -1.003 | -1.184 | -1.325 | -1.399 | -1.446 | -1.507 | -1.649 | -1.939 | -2.264 | -2.44 | -2.615 | -2.817 | -3.099 | -3.267 | -3.375 | -3.442 | -3.504 | -3.574 | -3.628 | -3.684 | -3.717 | -3.756 | -3.787 | -3.811 | -3.864 | -3.876
System Transformation | Srg_BB006a | MW | NPgN | Saltholme |  | -5.808 | -6.302 | -5.48 | -5.48 | -6.468 | -7.241 | -7.645 | -7.9 | -8.236 | -9.011 | -10.595 | -12.372 | -13.333 | -14.288 | -15.391 | -16.933 | -17.851 | -18.441 | -18.804 | -19.145 | -19.528 | -19.824 | -20.127 | -20.311 | -20.523 | -20.694 | -20.824 | -21.114 | -21.178
System Transformation | Srg_BB006a | MW | NPgN | South Shields |  | -1.393 | -1.512 | -1.315 | -1.315 | -1.552 | -1.737 | -1.834 | -1.896 | -1.976 | -2.162 | -2.542 | -2.969 | -3.199 | -3.428 | -3.693 | -4.063 | -4.283 | -4.425 | -4.512 | -4.593 | -4.685 | -4.757 | -4.829 | -4.873 | -4.924 | -4.965 | -4.996 | -5.066 | -5.081
System Transformation | Srg_BB006a | MW | NPgN | Spennymoor |  | -4.79 | -5.198 | -4.52 | -4.52 | -5.334 | -5.972 | -6.305 | -6.516 | -6.793 | -7.432 | -8.739 | -10.204 | -10.997 | -11.785 | -12.694 | -13.966 | -14.723 | -15.21 | -15.51 | -15.79 | -16.107 | -16.351 | -16.6 | -16.752 | -16.927 | -17.068 | -17.175 | -17.415 | -17.467
System Transformation | Srg_BB006a | MW | NPgN | Stella North |  | -5.415 | -5.877 | -5.11 | -5.11 | -6.031 | -6.752 | -7.129 | -7.367 | -7.68 | -8.403 | -9.88 | -11.537 | -12.433 | -13.324 | -14.352 | -15.79 | -16.646 | -17.196 | -17.535 | -17.852 | -18.21 | -18.486 | -18.768 | -18.94 | -19.138 | -19.297 | -19.418 | -19.689 | -19.748
System Transformation | Srg_BB006a | MW | NPgN | Stella South |  | -4.544 | -4.931 | -4.288 | -4.288 | -5.06 | -5.665 | -5.982 | -6.181 | -6.444 | -7.051 | -8.29 | -9.681 | -10.432 | -11.18 | -12.043 | -13.249 | -13.967 | -14.429 | -14.713 | -14.979 | -15.28 | -15.511 | -15.748 | -15.892 | -16.058 | -16.192 | -16.293 | -16.521 | -16.57
System Transformation | Srg_BB006a | MW | NPgN | Tynemouth 1 |  | -3.444 | -3.737 | -3.249 | -3.249 | -3.835 | -4.294 | -4.533 | -4.685 | -4.884 | -5.343 | -6.283 | -7.336 | -7.906 | -8.473 | -9.127 | -10.041 | -10.585 | -10.935 | -11.15 | -11.352 | -11.58 | -11.755 | -11.935 | -12.044 | -12.17 | -12.271 | -12.348 | -12.52 | -12.558
System Transformation | Srg_BB006a | MW | NPgN | West Boldon |  | -4.593 | -4.984 | -4.334 | -4.334 | -5.115 | -5.726 | -6.046 | -6.248 | -6.514 | -7.126 | -8.379 | -9.784 | -10.544 | -11.3 | -12.172 | -13.391 | -14.117 | -14.584 | -14.871 | -15.14 | -15.444 | -15.678 | -15.917 | -16.062 | -16.231 | -16.365 | -16.468 | -16.698 | -16.748
System Transformation | Srg_BB006a | MW | NPgY | Bradford West |  | -9.253 | -10.041 | -8.731 | -8.731 | -10.305 | -11.537 | -12.18 | -12.587 | -13.123 | -14.357 | -16.881 | -19.713 | -21.243 | -22.766 | -24.523 | -26.979 | -28.442 | -29.382 | -29.961 | -30.503 | -31.114 | -31.586 | -32.068 | -32.361 | -32.7 | -32.971 | -33.178 | -33.641 | -33.742
System Transformation | Srg_BB006a | MW | NPgY | Camblesforth |  | -0.785 | -0.852 | -0.741 | -0.741 | -0.874 | -0.979 | -1.034 | -1.068 | -1.114 | -1.218 | -1.433 | -1.673 | -1.803 | -1.932 | -2.081 | -2.289 | -2.414 | -2.493 | -2.542 | -2.588 | -2.64 | -2.68 | -2.721 | -2.746 | -2.775 | -2.798 | -2.816 | -2.855 | -2.863
System Transformation | Srg_BB006a | MW | NPgY | Creyke Beck |  | -11.253 | -12.212 | -10.618 | -10.619 | -12.532 | -14.03 | -14.813 | -15.308 | -15.96 | -17.461 | -20.531 | -23.974 | -25.835 | -27.687 | -29.824 | -32.811 | -34.59 | -35.734 | -36.438 | -37.097 | -37.84 | -38.414 | -39 | -39.356 | -39.768 | -40.098 | -40.351 | -40.913 | -41.037
System Transformation | Srg_BB006a | MW | NPgY | Drax |  | -2.879 | -3.124 | -2.717 | -2.717 | -3.206 | -3.59 | -3.79 | -3.917 | -4.083 | -4.467 | -5.253 | -6.134 | -6.61 | -7.084 | -7.63 | -8.395 | -8.85 | -9.142 | -9.322 | -9.491 | -9.681 | -9.828 | -9.978 | -10.069 | -10.175 | -10.259 | -10.323 | -10.467 | -10.499
System Transformation | Srg_BB006a | MW | NPgY | Elland |  | -7.006 | -7.603 | -6.611 | -6.611 | -7.803 | -8.735 | -9.223 | -9.531 | -9.937 | -10.871 | -12.782 | -14.926 | -16.085 | -17.238 | -18.568 | -20.429 | -21.536 | -22.248 | -22.686 | -23.097 | -23.559 | -23.917 | -24.282 | -24.503 | -24.76 | -24.965 | -25.123 | -25.473 | -25.55
System Transformation | Srg_BB006a | MW | NPgY | Ferrybridge A |  | -1.702 | -1.846 | -1.606 | -1.606 | -1.895 | -2.121 | -2.24 | -2.315 | -2.413 | -2.64 | -3.104 | -3.625 | -3.906 | -4.186 | -4.509 | -4.961 | -5.23 | -5.403 | -5.509 | -5.609 | -5.721 | -5.808 | -5.897 | -5.951 | -6.013 | -6.063 | -6.101 | -6.186 | -6.205
System Transformation | Srg_BB006a | MW | NPgY | Ferrybridge B (_M) |  | -1.914 | -2.077 | -1.806 | -1.806 | -2.132 | -2.387 | -2.52 | -2.604 | -2.715 | -2.97 | -3.492 | -4.078 | -4.395 | -4.71 | -5.073 | -5.581 | -5.884 | -6.078 | -6.198 | -6.31 | -6.437 | -6.534 | -6.634 | -6.695 | -6.765 | -6.821 | -6.864 | -6.959 | -6.98
System Transformation | Srg_BB006a | MW | NPgY | Grimsby West |  | -4.833 | -5.244 | -4.56 | -4.56 | -5.382 | -6.025 | -6.362 | -6.574 | -6.854 | -7.499 | -8.817 | -10.296 | -11.095 | -11.89 | -12.808 | -14.091 | -14.855 | -15.346 | -15.648 | -15.931 | -16.25 | -16.497 | -16.749 | -16.901 | -17.078 | -17.22 | -17.329 | -17.57 | -17.623
System Transformation | Srg_BB006a | MW | NPgY | Jordanthorpe |  | -0.775 | -0.841 | -0.732 | -0.732 | -0.864 | -0.967 | -1.021 | -1.055 | -1.1 | -1.203 | -1.415 | -1.652 | -1.78 | -1.908 | -2.055 | -2.261 | -2.383 | -2.462 | -2.511 | -2.556 | -2.607 | -2.647 | -2.687 | -2.712 | -2.74 | -2.763 | -2.78 | -2.819 | -2.828
System Transformation | Srg_BB006a | MW | NPgY | Keadby |  | -6.677 | -7.246 | -6.3 | -6.3 | -7.436 | -8.325 | -8.789 | -9.083 | -9.47 | -10.361 | -12.182 | -14.225 | -15.329 | -16.428 | -17.696 | -19.469 | -20.524 | -21.203 | -21.62 | -22.011 | -22.452 | -22.793 | -23.141 | -23.352 | -23.597 | -23.792 | -23.942 | -24.276 | -24.349
System Transformation | Srg_BB006a | MW | NPgY | Kirkstall B |  | -5.525 | -5.995 | -5.213 | -5.213 | -6.152 | -6.888 | -7.272 | -7.515 | -7.835 | -8.572 | -10.079 | -11.77 | -12.683 | -13.592 | -14.641 | -16.108 | -16.981 | -17.543 | -17.888 | -18.212 | -18.577 | -18.859 | -19.146 | -19.321 | -19.524 | -19.685 | -19.809 | -20.086 | -20.146
System Transformation | Srg_BB006a | MW | NPgY | Neepsend |  | -1.649 | -1.79 | -1.556 | -1.556 | -1.837 | -2.056 | -2.171 | -2.244 | -2.339 | -2.559 | -3.009 | -3.514 | -3.787 | -4.058 | -4.371 | -4.809 | -5.07 | -5.238 | -5.341 | -5.437 | -5.546 | -5.63 | -5.716 | -5.769 | -5.829 | -5.877 | -5.914 | -5.997 | -6.015
System Transformation | Srg_BB006a | MW | NPgY | Norton Lees |  | -1.081 | -1.173 | -1.02 | -1.02 | -1.204 | -1.348 | -1.423 | -1.47 | -1.533 | -1.677 | -1.972 | -2.303 | -2.482 | -2.659 | -2.865 | -3.152 | -3.322 | -3.432 | -3.5 | -3.563 | -3.635 | -3.69 | -3.746 | -3.78 | -3.82 | -3.852 | -3.876 | -3.93 | -3.942
System Transformation | Srg_BB006a | MW | NPgY | Pitsmoor |  | -1.258 | -1.365 | -1.187 | -1.187 | -1.401 | -1.569 | -1.656 | -1.712 | -1.784 | -1.952 | -2.296 | -2.681 | -2.889 | -3.096 | -3.335 | -3.669 | -3.868 | -3.995 | -4.074 | -4.148 | -4.231 | -4.295 | -4.361 | -4.4 | -4.447 | -4.483 | -4.512 | -4.575 | -4.588
System Transformation | Srg_BB006a | MW | NPgY | Saltend North |  | -1.73 | -1.877 | -1.632 | -1.632 | -1.926 | -2.157 | -2.277 | -2.353 | -2.453 | -2.684 | -3.156 | -3.685 | -3.971 | -4.256 | -4.584 | -5.044 | -5.317 | -5.493 | -5.601 | -5.702 | -5.816 | -5.905 | -5.995 | -6.05 | -6.113 | -6.164 | -6.202 | -6.289 | -6.308
System Transformation | Srg_BB006a | MW | NPgY | Sheffield City |  | -2.315 | -2.513 | -2.185 | -2.185 | -2.579 | -2.887 | -3.048 | -3.15 | -3.284 | -3.593 | -4.224 | -4.933 | -5.316 | -5.697 | -6.136 | -6.751 | -7.117 | -7.352 | -7.497 | -7.633 | -7.786 | -7.904 | -8.024 | -8.098 | -8.182 | -8.25 | -8.302 | -8.418 | -8.443
System Transformation | Srg_BB006a | MW | NPgY | Skelton Grange |  | -11.647 | -12.639 | -10.99 | -10.99 | -12.97 | -14.521 | -15.331 | -15.843 | -16.517 | -18.071 | -21.248 | -24.812 | -26.738 | -28.654 | -30.866 | -33.958 | -35.799 | -36.983 | -37.711 | -38.393 | -39.162 | -39.756 | -40.363 | -40.731 | -41.158 | -41.499 | -41.761 | -42.343 | -42.471
System Transformation | Srg_BB006a | MW | NPgY | Templeborough |  | -0.208 | -0.225 | -0.196 | -0.196 | -0.231 | -0.259 | -0.273 | -0.282 | -0.294 | -0.322 | -0.379 | -0.442 | -0.477 | -0.511 | -0.55 | -0.605 | -0.638 | -0.659 | -0.672 | -0.684 | -0.698 | -0.709 | -0.72 | -0.726 | -0.734 | -0.74 | -0.744 | -0.755 | -0.757
System Transformation | Srg_BB006a | MW | NPgY | Thorpe Marsh |  | -2.866 | -3.11 | -2.704 | -2.704 | -3.191 | -3.573 | -3.772 | -3.898 | -4.064 | -4.446 | -5.228 | -6.105 | -6.579 | -7.05 | -7.594 | -8.355 | -8.808 | -9.099 | -9.278 | -9.446 | -9.636 | -9.782 | -9.931 | -10.022 | -10.127 | -10.211 | -10.275 | -10.418 | -10.45
System Transformation | Srg_BB006a | MW | NPgY | Thurcroft |  | -4.39 | -4.764 | -4.142 | -4.142 | -4.889 | -5.473 | -5.778 | -5.971 | -6.225 | -6.811 | -8.008 | -9.352 | -10.078 | -10.8 | -11.634 | -12.799 | -13.493 | -13.939 | -14.213 | -14.471 | -14.761 | -14.984 | -15.213 | -15.352 | -15.513 | -15.641 | -15.74 | -15.959 | -16.007
System Transformation | Srg_BB006a | MW | NPgY | West Melton |  | -12.707 | -13.789 | -11.99 | -11.99 | -14.151 | -15.842 | -16.726 | -17.285 | -18.021 | -19.716 | -23.182 | -27.07 | -29.172 | -31.263 | -33.675 | -37.049 | -39.057 | -40.349 | -41.143 | -41.887 | -42.727 | -43.375 | -44.037 | -44.439 | -44.904 | -45.277 | -45.562 | -46.197 | -46.336
System Transformation | Srg_BB006a | MW | NPgY | Wincobank |  | -0.996 | -1.081 | -0.94 | -0.94 | -1.109 | -1.242 | -1.311 | -1.355 | -1.413 | -1.546 | -1.817 | -2.122 | -2.287 | -2.451 | -2.64 | -2.904 | -3.062 | -3.163 | -3.225 | -3.284 | -3.349 | -3.4 | -3.452 | -3.484 | -3.52 | -3.549 | -3.572 | -3.621 | -3.632
System Transformation | Srg_BB006a | MW | SEPD | Acton Lane 66kV |  | -0.581 | -0.63 | -0.548 | -0.548 | -0.647 | -0.724 | -0.764 | -0.79 | -0.823 | -0.901 | -1.059 | -1.237 | -1.333 | -1.428 | -1.539 | -1.693 | -1.784 | -1.843 | -1.88 | -1.914 | -1.952 | -1.982 | -2.012 | -2.03 | -2.052 | -2.069 | -2.082 | -2.111 | -2.117
System Transformation | Srg_BB006a | MW | SEPD | Botley Wood |  | -3.29 | -3.57 | -3.104 | -3.104 | -3.664 | -4.102 | -4.331 | -4.475 | -4.666 | -5.105 | -6.002 | -7.009 | -7.553 | -8.094 | -8.719 | -9.592 | -10.113 | -10.447 | -10.653 | -10.845 | -11.063 | -11.23 | -11.402 | -11.506 | -11.626 | -11.723 | -11.797 | -11.961 | -11.997
System Transformation | Srg_BB006a | MW | SEPD | Bramley |  | -13.569 | -14.725 | -12.804 | -12.804 | -15.111 | -16.918 | -17.862 | -18.459 | -19.244 | -21.054 | -24.755 | -28.907 | -31.152 | -33.384 | -35.961 | -39.563 | -41.708 | -43.087 | -43.936 | -44.73 | -45.627 | -46.319 | -47.026 | -47.455 | -47.952 | -48.35 | -48.654 | -49.333 | -49.481
System Transformation | Srg_BB006a | MW | SEPD | Chickerell |  | -2.213 | -2.402 | -2.088 | -2.088 | -2.465 | -2.759 | -2.913 | -3.011 | -3.139 | -3.434 | -4.038 | -4.715 | -5.081 | -5.445 | -5.865 | -6.453 | -6.803 | -7.028 | -7.166 | -7.296 | -7.442 | -7.555 | -7.67 | -7.74 | -7.821 | -7.886 | -7.936 | -8.046 | -8.071
System Transformation | Srg_BB006a | MW | SEPD | Cowley |  | -12.006 | -13.029 | -11.329 | -11.329 | -13.371 | -14.969 | -15.804 | -16.332 | -17.027 | -18.629 | -21.904 | -25.577 | -27.563 | -29.539 | -31.818 | -35.006 | -36.904 | -38.124 | -38.875 | -39.578 | -40.371 | -40.983 | -41.609 | -41.988 | -42.428 | -42.78 | -43.049 | -43.65 | -43.781
System Transformation | Srg_BB006a | MW | SEPD | Ealing |  | -4.709 | -5.11 | -4.443 | -4.443 | -5.244 | -5.871 | -6.199 | -6.406 | -6.678 | -7.307 | -8.591 | -10.032 | -10.811 | -11.586 | -12.48 | -13.73 | -14.475 | -14.953 | -15.248 | -15.524 | -15.835 | -16.075 | -16.32 | -16.469 | -16.642 | -16.78 | -16.885 | -17.121 | -17.172
System Transformation | Srg_BB006a | MW | SEPD | Fawley |  | -4.37 | -4.742 | -4.123 | -4.123 | -4.866 | -5.448 | -5.752 | -5.944 | -6.197 | -6.78 | -7.972 | -9.309 | -10.032 | -10.751 | -11.581 | -12.741 | -13.432 | -13.876 | -14.149 | -14.405 | -14.693 | -14.916 | -15.144 | -15.282 | -15.442 | -15.57 | -15.668 | -15.887 | -15.935
System Transformation | Srg_BB006a | MW | SEPD | Fleet |  | -15.138 | -16.427 | -14.284 | -14.284 | -16.858 | -18.873 | -19.927 | -20.593 | -21.469 | -23.488 | -27.617 | -32.249 | -34.753 | -37.244 | -40.118 | -44.137 | -46.53 | -48.069 | -49.015 | -49.902 | -50.902 | -51.674 | -52.462 | -52.941 | -53.496 | -53.94 | -54.279 | -55.036 | -55.202
System Transformation | Srg_BB006a | MW | SEPD | Iver 132kV |  | -6.908 | -7.496 | -6.518 | -6.518 | -7.693 | -8.613 | -9.093 | -9.397 | -9.797 | -10.719 | -12.603 | -14.717 | -15.859 | -16.996 | -18.308 | -20.142 | -21.234 | -21.936 | -22.368 | -22.773 | -23.229 | -23.581 | -23.941 | -24.16 | -24.413 | -24.615 | -24.77 | -25.115 | -25.191
System Transformation | Srg_BB006a | MW | SEPD | Iver 66kV |  | -2.84 | -3.082 | -2.68 | -2.68 | -3.163 | -3.541 | -3.738 | -3.863 | -4.028 | -4.407 | -5.181 | -6.05 | -6.52 | -6.987 | -7.527 | -8.281 | -8.73 | -9.018 | -9.196 | -9.362 | -9.55 | -9.695 | -9.843 | -9.932 | -10.036 | -10.12 | -10.183 | -10.325 | -10.357
System Transformation | Srg_BB006a | MW | SEPD | Laleham |  | -5.32 | -5.773 | -5.02 | -5.02 | -5.924 | -6.633 | -7.003 | -7.237 | -7.545 | -8.254 | -9.705 | -11.333 | -12.213 | -13.089 | -14.099 | -15.511 | -16.352 | -16.893 | -17.225 | -17.537 | -17.888 | -18.16 | -18.437 | -18.605 | -18.8 | -18.956 | -19.075 | -19.341 | -19.399
System Transformation | Srg_BB006a | MW | SEPD | Lovedean |  | -11.913 | -12.928 | -11.241 | -11.241 | -13.267 | -14.853 | -15.682 | -16.206 | -16.895 | -18.485 | -21.734 | -25.38 | -27.35 | -29.31 | -31.573 | -34.735 | -36.618 | -37.829 | -38.574 | -39.272 | -40.059 | -40.667 | -41.287 | -41.664 | -42.1 | -42.45 | -42.717 | -43.312 | -43.443
System Transformation | Srg_BB006a | MW | SEPD | Mannington |  | -14.657 | -15.906 | -13.83 | -13.83 | -16.323 | -18.274 | -19.294 | -19.939 | -20.787 | -22.742 | -26.74 | -31.225 | -33.65 | -36.061 | -38.844 | -42.736 | -45.052 | -46.542 | -47.459 | -48.317 | -49.285 | -50.033 | -50.796 | -51.26 | -51.797 | -52.227 | -52.555 | -53.288 | -53.449
System Transformation | Srg_BB006a | MW | SEPD | Melksham |  | -10.503 | -11.397 | -9.91 | -9.91 | -11.696 | -13.095 | -13.825 | -14.287 | -14.895 | -16.296 | -19.161 | -22.375 | -24.112 | -25.84 | -27.834 | -30.623 | -32.283 | -33.351 | -34.007 | -34.622 | -35.316 | -35.852 | -36.399 | -36.731 | -37.116 | -37.424 | -37.659 | -38.184 | -38.3
System Transformation | Srg_BB006a | MW | SEPD | Minety |  | -8.108 | -8.799 | -7.651 | -7.651 | -9.03 | -10.109 | -10.673 | -11.03 | -11.499 | -12.581 | -14.793 | -17.274 | -18.615 | -19.949 | -21.488 | -23.641 | -24.923 | -25.747 | -26.254 | -26.729 | -27.264 | -27.678 | -28.1 | -28.357 | -28.654 | -28.891 | -29.073 | -29.479 | -29.568
System Transformation | Srg_BB006a | MW | SEPD | North Hyde |  | -3.507 | -3.806 | -3.309 | -3.309 | -3.906 | -4.373 | -4.617 | -4.771 | -4.974 | -5.442 | -6.399 | -7.472 | -8.052 | -8.629 | -9.295 | -10.226 | -10.78 | -11.137 | -11.356 | -11.562 | -11.793 | -11.972 | -12.155 | -12.266 | -12.394 | -12.497 | -12.576 | -12.751 | -12.79
System Transformation | Srg_BB006a | MW | SEPD | Nursling |  | -7.241 | -7.858 | -6.833 | -6.833 | -8.064 | -9.028 | -9.532 | -9.85 | -10.269 | -11.236 | -13.211 | -15.426 | -16.624 | -17.815 | -19.19 | -21.113 | -22.257 | -22.993 | -23.446 | -23.87 | -24.349 | -24.718 | -25.095 | -25.324 | -25.589 | -25.802 | -25.964 | -26.326 | -26.406
System Transformation | Srg_BB006a | MW | SHEPD | Abernethy |  | -0.886 | -0.961 | -0.836 | -0.836 | -0.986 | -1.104 | -1.166 | -1.205 | -1.256 | -1.374 | -1.615 | -1.886 | -2.032 | -2.178 | -2.346 | -2.581 | -2.72 | -2.81 | -2.865 | -2.917 | -2.975 | -3.02 | -3.066 | -3.093 | -3.125 | -3.151 | -3.171 | -3.214 | -3.224
System Transformation | Srg_BB006a | MW | SHEPD | Alness |  | -0.746 | -0.81 | -0.704 | -0.704 | -0.831 | -0.93 | -0.982 | -1.015 | -1.058 | -1.157 | -1.361 | -1.589 | -1.712 | -1.834 | -1.976 | -2.174 | -2.291 | -2.367 | -2.413 | -2.457 | -2.506 | -2.544 | -2.582 | -2.606 | -2.633 | -2.654 | -2.671 | -2.708 | -2.716
System Transformation | Srg_BB006a | MW | SHEPD | Arbroath |  | -0.81 | -0.879 | -0.764 | -0.764 | -0.902 | -1.01 | -1.066 | -1.101 | -1.148 | -1.256 | -1.477 | -1.725 | -1.858 | -1.992 | -2.145 | -2.36 | -2.487 | -2.57 | -2.62 | -2.667 | -2.72 | -2.761 | -2.803 | -2.829 | -2.858 | -2.882 | -2.899 | -2.94 | -2.948
System Transformation | Srg_BB006a | MW | SHEPD | Ardkinglas |  | 0 | 0 | 0 | 0 | 0 | 0 | 0 | 0 | 0 | 0 | 0 | 0 | 0 | 0 | 0 | 0 | 0 | 0 | 0 | 0 | 0 | 0 | 0 | 0 | 0 | 0 | 0 | 0 | 0
System Transformation | Srg_BB006a | MW | SHEPD | Ardmore |  | -0.686 | -0.745 | -0.648 | -0.648 | -0.764 | -0.856 | -0.903 | -0.933 | -0.973 | -1.065 | -1.252 | -1.461 | -1.575 | -1.688 | -1.818 | -2 | -2.108 | -2.178 | -2.22 | -2.26 | -2.305 | -2.34 | -2.376 | -2.397 | -2.422 | -2.442 | -2.457 | -2.491 | -2.498
System Transformation | Srg_BB006a | MW | SHEPD | Beauly |  | -0.697 | -0.757 | -0.658 | -0.658 | -0.777 | -0.869 | -0.918 | -0.948 | -0.989 | -1.082 | -1.272 | -1.485 | -1.6 | -1.715 | -1.847 | -2.032 | -2.142 | -2.212 | -2.256 | -2.296 | -2.342 | -2.378 | -2.414 | -2.435 | -2.461 | -2.481 | -2.496 | -2.531 | -2.538
System Transformation | Srg_BB006a | MW | SHEPD | Berryburn |  | 0 | 0 | 0 | 0 | 0 | 0 | 0 | 0 | 0 | 0 | 0 | 0 | 0 | 0 | 0 | 0 | 0 | 0 | 0 | 0 | 0 | 0 | 0 | 0 | 0 | 0 | 0 | 0 | 0
System Transformation | Srg_BB006a | MW | SHEPD | Boat of Garten |  | -0.612 | -0.664 | -0.577 | -0.577 | -0.681 | -0.762 | -0.805 | -0.832 | -0.867 | -0.949 | -1.115 | -1.302 | -1.403 | -1.504 | -1.62 | -1.782 | -1.878 | -1.94 | -1.978 | -2.014 | -2.054 | -2.085 | -2.117 | -2.136 | -2.158 | -2.176 | -2.189 | -2.22 | -2.226
System Transformation | Srg_BB006a | MW | SHEPD | Braco West |  | -0.666 | -0.722 | -0.628 | -0.628 | -0.741 | -0.83 | -0.876 | -0.905 | -0.944 | -1.032 | -1.214 | -1.417 | -1.527 | -1.636 | -1.763 | -1.939 | -2.044 | -2.111 | -2.153 | -2.192 | -2.235 | -2.269 | -2.303 | -2.324 | -2.348 | -2.368 | -2.382 | -2.415 | -2.422
System Transformation | Srg_BB006a | MW | SHEPD | Bridge of Dun |  | -0.677 | -0.735 | -0.639 | -0.639 | -0.754 | -0.844 | -0.891 | -0.921 | -0.96 | -1.05 | -1.235 | -1.442 | -1.554 | -1.665 | -1.793 | -1.973 | -2.08 | -2.148 | -2.19 | -2.23 | -2.274 | -2.309 | -2.344 | -2.365 | -2.389 | -2.409 | -2.424 | -2.457 | -2.465
System Transformation | Srg_BB006a | MW | SHEPD | Broadford-Skye |  | -0.393 | -0.426 | -0.371 | -0.371 | -0.438 | -0.49 | -0.517 | -0.534 | -0.557 | -0.61 | -0.717 | -0.837 | -0.902 | -0.966 | -1.041 | -1.145 | -1.207 | -1.247 | -1.271 | -1.294 | -1.32 | -1.34 | -1.36 | -1.372 | -1.387 | -1.398 | -1.407 | -1.426 | -1.43
System Transformation | Srg_BB006a | MW | SHEPD | Brora |  | -0.196 | -0.213 | -0.185 | -0.185 | -0.219 | -0.245 | -0.258 | -0.267 | -0.278 | -0.305 | -0.358 | -0.418 | -0.451 | -0.483 | -0.52 | -0.572 | -0.603 | -0.623 | -0.635 | -0.647 | -0.659 | -0.669 | -0.68 | -0.686 | -0.693 | -0.699 | -0.703 | -0.713 | -0.715
System Transformation | Srg_BB006a | MW | SHEPD | Burghmuir |  | -1.048 | -1.137 | -0.989 | -0.989 | -1.167 | -1.306 | -1.379 | -1.425 | -1.486 | -1.625 | -1.911 | -2.231 | -2.404 | -2.576 | -2.775 | -3.053 | -3.218 | -3.324 | -3.389 | -3.45 | -3.519 | -3.572 | -3.627 | -3.659 | -3.698 | -3.728 | -3.751 | -3.803 | -3.814
System Transformation | Srg_BB006a | MW | SHEPD | Carradale |  | -0.488 | -0.529 | -0.46 | -0.46 | -0.543 | -0.608 | -0.642 | -0.663 | -0.692 | -0.757 | -0.89 | -1.039 | -1.119 | -1.2 | -1.292 | -1.421 | -1.498 | -1.548 | -1.578 | -1.606 | -1.639 | -1.663 | -1.688 | -1.704 | -1.722 | -1.736 | -1.746 | -1.771 | -1.776
System Transformation | Srg_BB006a | MW | SHEPD | Cassley |  | -0.041 | -0.044 | -0.039 | -0.039 | -0.046 | -0.051 | -0.054 | -0.056 | -0.058 | -0.064 | -0.075 | -0.087 | -0.094 | -0.101 | -0.108 | -0.119 | -0.126 | -0.13 | -0.133 | -0.135 | -0.138 | -0.14 | -0.142 | -0.143 | -0.145 | -0.146 | -0.147 | -0.149 | -0.149
System Transformation | Srg_BB006a | MW | SHEPD | Ceannacroc |  | -0.033 | -0.036 | -0.032 | -0.032 | -0.037 | -0.042 | -0.044 | -0.046 | -0.047 | -0.052 | -0.061 | -0.071 | -0.077 | -0.082 | -0.089 | -0.098 | -0.103 | -0.106 | -0.108 | -0.11 | -0.112 | -0.114 | -0.116 | -0.117 | -0.118 | -0.119 | -0.12 | -0.121 | -0.122
System Transformation | Srg_BB006a | MW | SHEPD | Charleston |  | -0.396 | -0.43 | -0.374 | -0.374 | -0.441 | -0.494 | -0.521 | -0.539 | -0.562 | -0.614 | -0.722 | -0.843 | -0.909 | -0.974 | -1.049 | -1.154 | -1.216 | -1.257 | -1.281 | -1.304 | -1.33 | -1.35 | -1.371 | -1.383 | -1.398 | -1.409 | -1.418 | -1.437 | -1.442
System Transformation | Srg_BB006a | MW | SHEPD | Clachan |  | -0.091 | -0.098 | -0.085 | -0.085 | -0.101 | -0.113 | -0.119 | -0.123 | -0.128 | -0.14 | -0.165 | -0.193 | -0.208 | -0.223 | -0.24 | -0.264 | -0.278 | -0.287 | -0.293 | -0.298 | -0.304 | -0.309 | -0.313 | -0.316 | -0.32 | -0.322 | -0.324 | -0.329 | -0.33
System Transformation | Srg_BB006a | MW | SHEPD | Clayhills |  | -0.85 | -0.922 | -0.802 | -0.802 | -0.946 | -1.06 | -1.119 | -1.156 | -1.205 | -1.318 | -1.55 | -1.81 | -1.95 | -2.09 | -2.251 | -2.476 | -2.61 | -2.697 | -2.749 | -2.799 | -2.855 | -2.898 | -2.942 | -2.968 | -2.999 | -3.024 | -3.043 | -3.085 | -3.094
System Transformation | Srg_BB006a | MW | SHEPD | Coupar Angus |  | -0.533 | -0.578 | -0.502 | -0.502 | -0.593 | -0.664 | -0.701 | -0.724 | -0.755 | -0.826 | -0.971 | -1.134 | -1.222 | -1.309 | -1.41 | -1.552 | -1.636 | -1.69 | -1.723 | -1.754 | -1.789 | -1.816 | -1.843 | -1.86 | -1.879 | -1.895 | -1.906 | -1.933 | -1.938
System Transformation | Srg_BB006a | MW | SHEPD | Craigiebuckler |  | -0.489 | -0.531 | -0.462 | -0.462 | -0.545 | -0.61 | -0.644 | -0.665 | -0.694 | -0.759 | -0.892 | -1.042 | -1.123 | -1.203 | -1.296 | -1.425 | -1.503 | -1.552 | -1.583 | -1.611 | -1.643 | -1.668 | -1.693 | -1.709 | -1.727 | -1.741 | -1.751 | -1.776 | -1.781
System Transformation | Srg_BB006a | MW | SHEPD | Dallas |  | 0 | 0 | 0 | 0 | 0 | 0 | 0 | 0 | 0 | 0 | 0 | 0 | 0 | 0 | 0 | 0 | 0 | 0 | 0 | 0 | 0 | 0 | 0 | 0 | 0 | 0 | 0 | 0 | 0
System Transformation | Srg_BB006a | MW | SHEPD | Dounreay |  | -0.293 | -0.318 | -0.277 | -0.277 | -0.327 | -0.366 | -0.386 | -0.399 | -0.416 | -0.455 | -0.535 | -0.625 | -0.673 | -0.721 | -0.777 | -0.855 | -0.901 | -0.931 | -0.949 | -0.966 | -0.985 | -1 | -1.015 | -1.024 | -1.035 | -1.044 | -1.05 | -1.065 | -1.068
System Transformation | Srg_BB006a | MW | SHEPD | Dudhope |  | -1.132 | -1.228 | -1.068 | -1.068 | -1.26 | -1.411 | -1.489 | -1.539 | -1.604 | -1.755 | -2.064 | -2.409 | -2.596 | -2.782 | -2.997 | -3.297 | -3.475 | -3.59 | -3.66 | -3.726 | -3.801 | -3.858 | -3.917 | -3.952 | -3.993 | -4.026 | -4.051 | -4.107 | -4.119
System Transformation | Srg_BB006a | MW | SHEPD | Dunbeath |  | -0.001 | -0.002 | -0.001 | -0.001 | -0.002 | -0.002 | -0.002 | -0.002 | -0.002 | -0.002 | -0.003 | -0.003 | -0.003 | -0.003 | -0.004 | -0.004 | -0.004 | -0.004 | -0.005 | -0.005 | -0.005 | -0.005 | -0.005 | -0.005 | -0.005 | -0.005 | -0.005 | -0.005 | -0.005
System Transformation | Srg_BB006a | MW | SHEPD | Dunoon |  | -0.279 | -0.302 | -0.263 | -0.263 | -0.31 | -0.347 | -0.367 | -0.379 | -0.395 | -0.432 | -0.508 | -0.593 | -0.639 | -0.685 | -0.738 | -0.812 | -0.856 | -0.884 | -0.901 | -0.917 | -0.936 | -0.95 | -0.964 | -0.973 | -0.983 | -0.991 | -0.997 | -1.011 | -1.014
System Transformation | Srg_BB006a | MW | SHEPD | Dunvegan |  | -0.127 | -0.137 | -0.119 | -0.119 | -0.141 | -0.158 | -0.166 | -0.172 | -0.179 | -0.196 | -0.231 | -0.269 | -0.29 | -0.311 | -0.335 | -0.369 | -0.389 | -0.401 | -0.409 | -0.417 | -0.425 | -0.431 | -0.438 | -0.442 | -0.446 | -0.45 | -0.453 | -0.459 | -0.46
System Transformation | Srg_BB006a | MW | SHEPD | Dyce |  | -0.728 | -0.79 | -0.686 | -0.686 | -0.81 | -0.907 | -0.958 | -0.989 | -1.032 | -1.129 | -1.327 | -1.549 | -1.669 | -1.789 | -1.927 | -2.12 | -2.235 | -2.308 | -2.354 | -2.396 | -2.444 | -2.481 | -2.518 | -2.541 | -2.567 | -2.588 | -2.605 | -2.641 | -2.648
System Transformation | Srg_BB006a | MW | SHEPD | Elgin |  | -1.12 | -1.215 | -1.056 | -1.056 | -1.247 | -1.396 | -1.473 | -1.522 | -1.587 | -1.736 | -2.041 | -2.384 | -2.569 | -2.753 | -2.965 | -3.262 | -3.438 | -3.552 | -3.621 | -3.686 | -3.76 | -3.817 | -3.875 | -3.91 | -3.95 | -3.983 | -4.007 | -4.063 | -4.075
System Transformation | Srg_BB006a | MW | SHEPD | Fasnakyle |  | -0.04 | -0.044 | -0.038 | -0.038 | -0.045 | -0.05 | -0.053 | -0.055 | -0.057 | -0.063 | -0.074 | -0.086 | -0.093 | -0.099 | -0.107 | -0.118 | -0.124 | -0.128 | -0.131 | -0.133 | -0.136 | -0.138 | -0.14 | -0.141 | -0.143 | -0.144 | -0.145 | -0.147 | -0.147
System Transformation | Srg_BB006a | MW | SHEPD | Fetteresso |  | 0 | 0 | 0 | 0 | 0 | 0 | 0 | 0 | 0 | 0 | 0 | 0 | 0 | 0 | 0 | 0 | 0 | 0 | 0 | 0 | 0 | 0 | 0 | 0 | 0 | 0 | 0 | 0 | 0
System Transformation | Srg_BB006a | MW | SHEPD | Fiddes |  | -0.347 | -0.377 | -0.327 | -0.327 | -0.386 | -0.433 | -0.457 | -0.472 | -0.492 | -0.538 | -0.633 | -0.739 | -0.796 | -0.853 | -0.919 | -1.011 | -1.066 | -1.101 | -1.123 | -1.143 | -1.166 | -1.183 | -1.201 | -1.212 | -1.225 | -1.235 | -1.242 | -1.26 | -1.263
System Transformation | Srg_BB006a | MW | SHEPD | Finstown |  | 0 | 0 | 0 | 0 | 0 | 0 | 0 | 0 | 0 | 0 | 0 | 0 | 0 | 0 | 0 | 0 | 0 | 0 | 0 | 0 | 0 | 0 | 0 | 0 | 0 | 0 | 0 | 0 | 0
System Transformation | Srg_BB006a | MW | SHEPD | Fort Augustus |  | -0.156 | -0.169 | -0.147 | -0.147 | -0.174 | -0.194 | -0.205 | -0.212 | -0.221 | -0.242 | -0.284 | -0.332 | -0.358 | -0.383 | -0.413 | -0.454 | -0.479 | -0.495 | -0.504 | -0.514 | -0.524 | -0.532 | -0.54 | -0.545 | -0.55 | -0.555 | -0.558 | -0.566 | -0.568
System Transformation | Srg_BB006a | MW | SHEPD | Fort William |  | -0.797 | -0.865 | -0.752 | -0.752 | -0.888 | -0.994 | -1.049 | -1.084 | -1.13 | -1.236 | -1.454 | -1.697 | -1.829 | -1.96 | -2.111 | -2.322 | -2.448 | -2.529 | -2.579 | -2.625 | -2.677 | -2.718 | -2.759 | -2.784 | -2.813 | -2.836 | -2.854 | -2.893 | -2.901
System Transformation | Srg_BB006a | MW | SHEPD | Fraserburgh |  | -0.48 | -0.52 | -0.453 | -0.453 | -0.534 | -0.598 | -0.631 | -0.652 | -0.68 | -0.744 | -0.875 | -1.021 | -1.101 | -1.179 | -1.27 | -1.397 | -1.473 | -1.522 | -1.552 | -1.579 | -1.611 | -1.635 | -1.66 | -1.675 | -1.693 | -1.706 | -1.717 | -1.741 | -1.746
System Transformation | Srg_BB006a | MW | SHEPD | Glenfarclas |  | 0 | 0 | 0 | 0 | 0 | 0 | 0 | 0 | 0 | 0 | 0 | 0 | 0 | 0 | 0 | 0 | 0 | 0 | 0 | 0 | 0 | 0 | 0 | 0 | 0 | 0 | 0 | 0 | 0
System Transformation | Srg_BB006a | MW | SHEPD | Grudie Bridge |  | -0.538 | -0.583 | -0.507 | -0.507 | -0.599 | -0.67 | -0.707 | -0.731 | -0.762 | -0.834 | -0.98 | -1.145 | -1.233 | -1.322 | -1.424 | -1.566 | -1.651 | -1.706 | -1.739 | -1.77 | -1.806 | -1.833 | -1.861 | -1.877 | -1.897 | -1.913 | -1.924 | -1.951 | -1.957
System Transformation | Srg_BB006a | MW | SHEPD | Inverness |  | -1.269 | -1.377 | -1.197 | -1.197 | -1.413 | -1.582 | -1.67 | -1.725 | -1.799 | -1.968 | -2.314 | -2.702 | -2.911 | -3.12 | -3.36 | -3.697 | -3.897 | -4.025 | -4.104 | -4.178 | -4.261 | -4.326 | -4.391 | -4.431 | -4.477 | -4.514 | -4.542 | -4.605 | -4.618
System Transformation | Srg_BB006a | MW | SHEPD | Keith |  | -1.328 | -1.441 | -1.253 | -1.253 | -1.479 | -1.655 | -1.747 | -1.806 | -1.882 | -2.059 | -2.421 | -2.827 | -3.047 | -3.265 | -3.517 | -3.869 | -4.078 | -4.213 | -4.295 | -4.372 | -4.46 | -4.527 | -4.596 | -4.637 | -4.685 | -4.724 | -4.753 | -4.819 | -4.833
System Transformation | Srg_BB006a | MW | SHEPD | Killin |  | -0.108 | -0.117 | -0.102 | -0.102 | -0.121 | -0.135 | -0.142 | -0.147 | -0.153 | -0.168 | -0.197 | -0.23 | -0.248 | -0.266 | -0.287 | -0.315 | -0.332 | -0.343 | -0.35 | -0.356 | -0.364 | -0.369 | -0.375 | -0.378 | -0.382 | -0.385 | -0.387 | -0.393 | -0.394
System Transformation | Srg_BB006a | MW | SHEPD | Kinlochleven |  | -0.179 | -0.194 | -0.168 | -0.168 | -0.199 | -0.223 | -0.235 | -0.243 | -0.253 | -0.277 | -0.326 | -0.38 | -0.41 | -0.439 | -0.473 | -0.52 | -0.548 | -0.566 | -0.578 | -0.588 | -0.6 | -0.609 | -0.618 | -0.624 | -0.63 | -0.635 | -0.639 | -0.648 | -0.65
System Transformation | Srg_BB006a | MW | SHEPD | Kintore |  | -1.767 | -1.917 | -1.667 | -1.667 | -1.967 | -2.202 | -2.325 | -2.402 | -2.505 | -2.74 | -3.222 | -3.762 | -4.053 | -4.344 | -4.679 | -5.147 | -5.425 | -5.605 | -5.714 | -5.817 | -5.933 | -6.023 | -6.114 | -6.17 | -6.234 | -6.285 | -6.324 | -6.411 | -6.43
System Transformation | Srg_BB006a | MW | SHEPD | Lairg |  | -0.107 | -0.116 | -0.101 | -0.101 | -0.119 | -0.133 | -0.141 | -0.145 | -0.152 | -0.166 | -0.195 | -0.228 | -0.245 | -0.263 | -0.283 | -0.312 | -0.328 | -0.339 | -0.346 | -0.352 | -0.359 | -0.365 | -0.37 | -0.374 | -0.377 | -0.38 | -0.383 | -0.388 | -0.389
System Transformation | Srg_BB006a | MW | SHEPD | Lunanhead |  | -0.801 | -0.869 | -0.756 | -0.756 | -0.892 | -0.998 | -1.054 | -1.089 | -1.135 | -1.242 | -1.46 | -1.705 | -1.837 | -1.969 | -2.121 | -2.333 | -2.459 | -2.54 | -2.59 | -2.637 | -2.69 | -2.73 | -2.772 | -2.797 | -2.826 | -2.849 | -2.867 | -2.906 | -2.915
System Transformation | Srg_BB006a | MW | SHEPD | Lyndhurst |  | -0.522 | -0.566 | -0.492 | -0.492 | -0.581 | -0.65 | -0.686 | -0.709 | -0.739 | -0.809 | -0.951 | -1.11 | -1.197 | -1.282 | -1.381 | -1.519 | -1.602 | -1.655 | -1.687 | -1.717 | -1.752 | -1.778 | -1.805 | -1.821 | -1.84 | -1.855 | -1.867 | -1.893 | -1.898
System Transformation | Srg_BB006a | MW | SHEPD | Macduff |  | -0.74 | -0.803 | -0.698 | -0.698 | -0.823 | -0.922 | -0.973 | -1.006 | -1.048 | -1.147 | -1.349 | -1.575 | -1.697 | -1.818 | -1.959 | -2.155 | -2.271 | -2.346 | -2.392 | -2.435 | -2.484 | -2.521 | -2.56 | -2.583 | -2.61 | -2.631 | -2.647 | -2.684 | -2.692
System Transformation | Srg_BB006a | MW | SHEPD | Milton of Craigie |  | -1.137 | -1.233 | -1.072 | -1.072 | -1.266 | -1.417 | -1.496 | -1.546 | -1.611 | -1.763 | -2.073 | -2.42 | -2.608 | -2.795 | -3.01 | -3.312 | -3.491 | -3.606 | -3.677 | -3.743 | -3.818 | -3.875 | -3.934 | -3.97 | -4.011 | -4.044 | -4.069 | -4.125 | -4.137
System Transformation | Srg_BB006a | MW | SHEPD | Mybster |  | -0.29 | -0.315 | -0.274 | -0.274 | -0.323 | -0.362 | -0.382 | -0.394 | -0.411 | -0.45 | -0.529 | -0.618 | -0.665 | -0.713 | -0.768 | -0.845 | -0.891 | -0.92 | -0.938 | -0.955 | -0.974 | -0.989 | -1.004 | -1.013 | -1.023 | -1.032 | -1.038 | -1.053 | -1.056
System Transformation | Srg_BB006a | MW | SHEPD | Nairn |  | -0.801 | -0.869 | -0.755 | -0.755 | -0.892 | -0.998 | -1.054 | -1.089 | -1.135 | -1.242 | -1.46 | -1.705 | -1.837 | -1.969 | -2.121 | -2.333 | -2.459 | -2.54 | -2.59 | -2.637 | -2.689 | -2.73 | -2.771 | -2.796 | -2.825 | -2.849 | -2.866 | -2.906 | -2.914
System Transformation | Srg_BB006a | MW | SHEPD | Orrin |  | 0 | 0 | 0 | 0 | 0 | 0 | 0 | 0 | 0 | 0 | 0 | 0 | 0 | 0 | 0 | 0 | 0 | 0 | 0 | 0 | 0 | 0 | 0 | 0 | 0 | 0 | 0 | 0 | 0
System Transformation | Srg_BB006a | MW | SHEPD | Persley |  | -1.067 | -1.157 | -1.006 | -1.006 | -1.188 | -1.33 | -1.404 | -1.45 | -1.512 | -1.654 | -1.945 | -2.271 | -2.447 | -2.622 | -2.825 | -3.107 | -3.275 | -3.384 | -3.45 | -3.512 | -3.582 | -3.636 | -3.691 | -3.725 | -3.764 | -3.794 | -3.818 | -3.871 | -3.882
System Transformation | Srg_BB006a | MW | SHEPD | Peterhead Grange |  | -0.565 | -0.613 | -0.533 | -0.533 | -0.629 | -0.704 | -0.743 | -0.768 | -0.801 | -0.876 | -1.03 | -1.202 | -1.296 | -1.388 | -1.495 | -1.645 | -1.734 | -1.791 | -1.827 | -1.859 | -1.897 | -1.925 | -1.954 | -1.972 | -1.993 | -2.009 | -2.021 | -2.049 | -2.055
System Transformation | Srg_BB006a | MW | SHEPD | Peterhead Shell |  | -0.164 | -0.178 | -0.154 | -0.154 | -0.182 | -0.204 | -0.215 | -0.223 | -0.232 | -0.254 | -0.298 | -0.348 | -0.375 | -0.402 | -0.433 | -0.477 | -0.503 | -0.519 | -0.529 | -0.539 | -0.55 | -0.558 | -0.566 | -0.571 | -0.577 | -0.582 | -0.586 | -0.594 | -0.596
System Transformation | Srg_BB006a | MW | SHEPD | Port Ann |  | -0.66 | -0.716 | -0.623 | -0.623 | -0.735 | -0.823 | -0.869 | -0.898 | -0.936 | -1.024 | -1.204 | -1.406 | -1.515 | -1.623 | -1.748 | -1.923 | -2.027 | -2.094 | -2.135 | -2.174 | -2.217 | -2.251 | -2.285 | -2.306 | -2.33 | -2.349 | -2.363 | -2.396 | -2.403
System Transformation | Srg_BB006a | MW | SHEPD | Quoich |  | -0.007 | -0.007 | -0.006 | -0.006 | -0.007 | -0.008 | -0.009 | -0.009 | -0.009 | -0.01 | -0.012 | -0.014 | -0.015 | -0.016 | -0.018 | -0.019 | -0.02 | -0.021 | -0.021 | -0.022 | -0.022 | -0.023 | -0.023 | -0.023 | -0.023 | -0.024 | -0.024 | -0.024 | -0.024
System Transformation | Srg_BB006a | MW | SHEPD | Rannoch |  | -0.068 | -0.073 | -0.064 | -0.064 | -0.075 | -0.084 | -0.089 | -0.092 | -0.096 | -0.105 | -0.124 | -0.144 | -0.155 | -0.167 | -0.179 | -0.197 | -0.208 | -0.215 | -0.219 | -0.223 | -0.227 | -0.231 | -0.234 | -0.237 | -0.239 | -0.241 | -0.242 | -0.246 | -0.247
System Transformation | Srg_BB006a | MW | SHEPD | Redmoss |  | -1.113 | -1.207 | -1.05 | -1.05 | -1.239 | -1.387 | -1.464 | -1.513 | -1.577 | -1.725 | -2.029 | -2.369 | -2.552 | -2.735 | -2.946 | -3.241 | -3.416 | -3.529 | -3.598 | -3.663 | -3.736 | -3.793 | -3.85 | -3.885 | -3.925 | -3.958 | -3.982 | -4.037 | -4.049
System Transformation | Srg_BB006a | MW | SHEPD | Rothienorman |  | 0 | 0 | 0 | 0 | 0 | 0 | 0 | 0 | 0 | 0 | 0 | 0 | 0 | 0 | 0 | 0 | 0 | 0 | 0 | 0 | 0 | 0 | 0 | 0 | 0 | 0 | 0 | 0 | 0
System Transformation | Srg_BB006a | MW | SHEPD | Shin |  | -0.05 | -0.054 | -0.047 | -0.047 | -0.056 | -0.062 | -0.066 | -0.068 | -0.071 | -0.077 | -0.091 | -0.106 | -0.114 | -0.123 | -0.132 | -0.145 | -0.153 | -0.158 | -0.161 | -0.164 | -0.167 | -0.17 | -0.173 | -0.174 | -0.176 | -0.177 | -0.178 | -0.181 | -0.181
System Transformation | Srg_BB006a | MW | SHEPD | Sloy |  | -0.046 | -0.049 | -0.043 | -0.043 | -0.051 | -0.057 | -0.06 | -0.062 | -0.065 | -0.071 | -0.083 | -0.097 | -0.104 | -0.112 | -0.121 | -0.133 | -0.14 | -0.144 | -0.147 | -0.15 | -0.153 | -0.155 | -0.158 | -0.159 | -0.161 | -0.162 | -0.163 | -0.165 | -0.166
System Transformation | Srg_BB006a | MW | SHEPD | St Fergus Gas Terminal |  | -0.168 | -0.182 | -0.158 | -0.158 | -0.187 | -0.209 | -0.221 | -0.228 | -0.238 | -0.26 | -0.306 | -0.357 | -0.385 | -0.413 | -0.444 | -0.489 | -0.515 | -0.532 | -0.543 | -0.553 | -0.564 | -0.572 | -0.581 | -0.586 | -0.592 | -0.597 | -0.601 | -0.609 | -0.611
System Transformation | Srg_BB006a | MW | SHEPD | St Fillans |  | -0.051 | -0.055 | -0.048 | -0.048 | -0.057 | -0.063 | -0.067 | -0.069 | -0.072 | -0.079 | -0.093 | -0.108 | -0.117 | -0.125 | -0.135 | -0.148 | -0.156 | -0.161 | -0.164 | -0.167 | -0.171 | -0.173 | -0.176 | -0.177 | -0.179 | -0.181 | -0.182 | -0.184 | -0.185
System Transformation | Srg_BB006a | MW | SHEPD | Strichen |  | -0.51 | -0.553 | -0.481 | -0.481 | -0.567 | -0.635 | -0.67 | -0.693 | -0.722 | -0.79 | -0.929 | -1.085 | -1.169 | -1.253 | -1.349 | -1.484 | -1.565 | -1.616 | -1.648 | -1.678 | -1.711 | -1.737 | -1.763 | -1.779 | -1.798 | -1.812 | -1.824 | -1.849 | -1.854
System Transformation | Srg_BB006a | MW | SHEPD | Tarland |  | -0.384 | -0.416 | -0.362 | -0.362 | -0.427 | -0.478 | -0.505 | -0.522 | -0.544 | -0.595 | -0.699 | -0.817 | -0.88 | -0.943 | -1.016 | -1.118 | -1.178 | -1.217 | -1.241 | -1.263 | -1.288 | -1.308 | -1.328 | -1.34 | -1.354 | -1.365 | -1.373 | -1.392 | -1.396
System Transformation | Srg_BB006a | MW | SHEPD | Taynuilt |  | -0.856 | -0.929 | -0.808 | -0.808 | -0.953 | -1.067 | -1.127 | -1.164 | -1.214 | -1.328 | -1.561 | -1.823 | -1.964 | -2.105 | -2.267 | -2.494 | -2.629 | -2.716 | -2.769 | -2.819 | -2.876 | -2.919 | -2.963 | -2.99 | -3.021 | -3.046 | -3.065 | -3.107 | -3.116
System Transformation | Srg_BB006a | MW | SHEPD | Thurso |  | -0.77 | -0.835 | -0.726 | -0.726 | -0.857 | -0.959 | -1.013 | -1.047 | -1.091 | -1.194 | -1.403 | -1.639 | -1.766 | -1.892 | -2.038 | -2.242 | -2.363 | -2.441 | -2.489 | -2.534 | -2.585 | -2.624 | -2.663 | -2.688 | -2.716 | -2.738 | -2.755 | -2.793 | -2.801
System Transformation | Srg_BB006a | MW | SHEPD | Tummel Bridge |  | -0.314 | -0.341 | -0.297 | -0.297 | -0.35 | -0.392 | -0.414 | -0.428 | -0.446 | -0.488 | -0.573 | -0.67 | -0.722 | -0.773 | -0.833 | -0.916 | -0.966 | -0.998 | -1.017 | -1.035 | -1.056 | -1.072 | -1.088 | -1.098 | -1.11 | -1.119 | -1.126 | -1.141 | -1.145
System Transformation | Srg_BB006a | MW | SHEPD | Willowdale |  | -0.832 | -0.903 | -0.785 | -0.785 | -0.926 | -1.037 | -1.095 | -1.131 | -1.179 | -1.29 | -1.517 | -1.771 | -1.909 | -2.045 | -2.203 | -2.423 | -2.555 | -2.639 | -2.691 | -2.739 | -2.794 | -2.836 | -2.879 | -2.905 | -2.935 | -2.959 | -2.978 | -3.019 | -3.028
System Transformation | Srg_BB006a | MW | SHEPD | Woodhill |  | -0.828 | -0.899 | -0.781 | -0.781 | -0.922 | -1.032 | -1.09 | -1.126 | -1.174 | -1.285 | -1.51 | -1.763 | -1.9 | -2.036 | -2.193 | -2.413 | -2.543 | -2.627 | -2.679 | -2.727 | -2.782 | -2.824 | -2.866 | -2.892 | -2.922 | -2.946 | -2.965 | -3.006 | -3.014
System Transformation | Srg_BB006a | MW | SPD | Ayr |  | -1.17 | -1.269 | -1.103 | -1.103 | -1.302 | -1.458 | -1.539 | -1.59 | -1.658 | -1.814 | -2.133 | -2.49 | -2.683 | -2.875 | -3.097 | -3.407 | -3.592 | -3.71 | -3.783 | -3.851 | -3.928 | -3.987 | -4.048 | -4.084 | -4.127 | -4.16 | -4.186 | -4.244 | -4.257
System Transformation | Srg_BB006a | MW | SPD | Bainsford |  | -0.396 | -0.43 | -0.374 | -0.374 | -0.441 | -0.494 | -0.521 | -0.539 | -0.561 | -0.614 | -0.722 | -0.843 | -0.909 | -0.974 | -1.049 | -1.154 | -1.216 | -1.256 | -1.281 | -1.304 | -1.33 | -1.35 | -1.371 | -1.383 | -1.397 | -1.409 | -1.417 | -1.437 | -1.441
System Transformation | Srg_BB006a | MW | SPD | Bathgate |  | -0.887 | -0.963 | -0.837 | -0.837 | -0.988 | -1.106 | -1.168 | -1.207 | -1.258 | -1.376 | -1.618 | -1.889 | -2.036 | -2.182 | -2.35 | -2.585 | -2.725 | -2.815 | -2.87 | -2.922 | -2.98 | -3.025 | -3.071 | -3.099 | -3.131 | -3.157 | -3.176 | -3.22 | -3.23
System Transformation | Srg_BB006a | MW | SPD | Berwick |  | -1.129 | -1.224 | -1.065 | -1.065 | -1.256 | -1.407 | -1.485 | -1.535 | -1.6 | -1.75 | -2.058 | -2.403 | -2.589 | -2.774 | -2.988 | -3.287 | -3.465 | -3.58 | -3.65 | -3.716 | -3.79 | -3.847 | -3.905 | -3.941 | -3.982 | -4.014 | -4.039 | -4.095 | -4.107
System Transformation | Srg_BB006a | MW | SPD | Bonnybridge |  | -1.334 | -1.447 | -1.258 | -1.258 | -1.485 | -1.663 | -1.755 | -1.814 | -1.891 | -2.069 | -2.432 | -2.84 | -3.06 | -3.279 | -3.532 | -3.886 | -4.096 | -4.231 | -4.314 | -4.392 | -4.48 | -4.547 | -4.616 | -4.658 | -4.706 | -4.745 | -4.774 | -4.84 | -4.855
System Transformation | Srg_BB006a | MW | SPD | Braehead Park |  | -0.758 | -0.822 | -0.715 | -0.715 | -0.844 | -0.945 | -0.998 | -1.031 | -1.075 | -1.176 | -1.382 | -1.614 | -1.739 | -1.864 | -2.007 | -2.208 | -2.328 | -2.405 | -2.452 | -2.496 | -2.546 | -2.584 | -2.623 | -2.647 | -2.675 | -2.696 | -2.713 | -2.751 | -2.759
System Transformation | Srg_BB006a | MW | SPD | Broxburn |  | -1.215 | -1.319 | -1.146 | -1.146 | -1.353 | -1.515 | -1.599 | -1.652 | -1.723 | -1.885 | -2.216 | -2.587 | -2.788 | -2.988 | -3.218 | -3.54 | -3.732 | -3.855 | -3.93 | -4.001 | -4.081 | -4.143 | -4.205 | -4.244 | -4.288 | -4.323 | -4.35 | -4.41 | -4.423
System Transformation | Srg_BB006a | MW | SPD | Carntyne |  | -0.472 | -0.513 | -0.446 | -0.446 | -0.526 | -0.589 | -0.622 | -0.642 | -0.67 | -0.733 | -0.862 | -1.006 | -1.084 | -1.162 | -1.251 | -1.376 | -1.451 | -1.499 | -1.528 | -1.556 | -1.587 | -1.611 | -1.635 | -1.65 | -1.667 | -1.681 | -1.691 | -1.715 | -1.72
System Transformation | Srg_BB006a | MW | SPD | Carsfad |  | 0 | 0 | 0 | 0 | 0 | 0 | 0 | 0 | 0 | 0 | 0 | 0 | 0 | 0 | 0 | 0 | 0 | 0 | 0 | 0 | 0 | 0 | 0 | 0 | 0 | 0 | 0 | 0 | 0
System Transformation | Srg_BB006a | MW | SPD | Chapelcross |  | -1.174 | -1.274 | -1.108 | -1.108 | -1.307 | -1.463 | -1.545 | -1.597 | -1.664 | -1.821 | -2.141 | -2.5 | -2.694 | -2.887 | -3.109 | -3.42 | -3.605 | -3.724 | -3.797 | -3.866 | -3.943 | -4.002 | -4.063 | -4.1 | -4.143 | -4.176 | -4.202 | -4.261 | -4.273
System Transformation | Srg_BB006a | MW | SPD | Charlotte Street |  | -1.902 | -2.064 | -1.795 | -1.795 | -2.118 | -2.371 | -2.503 | -2.587 | -2.697 | -2.95 | -3.469 | -4.05 | -4.364 | -4.677 | -5.037 | -5.542 | -5.842 | -6.034 | -6.153 | -6.263 | -6.388 | -6.485 | -6.583 | -6.643 | -6.712 | -6.767 | -6.809 | -6.903 | -6.923
System Transformation | Srg_BB006a | MW | SPD | Clyde’s Mill |  | -1.638 | -1.777 | -1.545 | -1.545 | -1.823 | -2.041 | -2.155 | -2.227 | -2.321 | -2.54 | -2.986 | -3.486 | -3.757 | -4.026 | -4.336 | -4.771 | -5.029 | -5.195 | -5.297 | -5.392 | -5.5 | -5.583 | -5.667 | -5.718 | -5.778 | -5.825 | -5.861 | -5.943 | -5.96 | GSP also referred to as Westburn Road
System Transformation | Srg_BB006a | MW | SPD | Coatbridge |  | -1.407 | -1.526 | -1.327 | -1.327 | -1.566 | -1.753 | -1.851 | -1.913 | -1.994 | -2.182 | -2.565 | -2.995 | -3.227 | -3.458 | -3.725 | -4.098 | -4.32 | -4.462 | -4.55 | -4.632 | -4.724 | -4.795 | -4.868 | -4.912 | -4.963 | -5.004 | -5.035 | -5.105 | -5.12
System Transformation | Srg_BB006a | MW | SPD | Cockenzie |  | -1.094 | -1.187 | -1.032 | -1.032 | -1.218 | -1.363 | -1.439 | -1.487 | -1.551 | -1.696 | -1.994 | -2.329 | -2.509 | -2.689 | -2.896 | -3.186 | -3.359 | -3.47 | -3.538 | -3.601 | -3.673 | -3.729 | -3.785 | -3.819 | -3.859 | -3.891 | -3.915 | -3.969 | -3.981
System Transformation | Srg_BB006a | MW | SPD | Coylton |  | -1.154 | -1.252 | -1.088 | -1.088 | -1.284 | -1.438 | -1.518 | -1.568 | -1.635 | -1.789 | -2.103 | -2.456 | -2.646 | -2.836 | -3.054 | -3.36 | -3.542 | -3.659 | -3.731 | -3.798 | -3.874 | -3.932 | -3.992 | -4.028 | -4.07 | -4.103 | -4.129 | -4.186 | -4.198
System Transformation | Srg_BB006a | MW | SPD | Crookston A |  | -0.434 | -0.471 | -0.409 | -0.409 | -0.483 | -0.541 | -0.571 | -0.59 | -0.615 | -0.673 | -0.791 | -0.924 | -0.995 | -1.067 | -1.149 | -1.264 | -1.332 | -1.376 | -1.403 | -1.429 | -1.457 | -1.479 | -1.501 | -1.515 | -1.531 | -1.543 | -1.553 | -1.574 | -1.579
System Transformation | Srg_BB006a | MW | SPD | Crookston B |  | -0.357 | -0.388 | -0.337 | -0.337 | -0.398 | -0.445 | -0.47 | -0.486 | -0.506 | -0.554 | -0.651 | -0.76 | -0.819 | -0.878 | -0.946 | -1.041 | -1.097 | -1.133 | -1.155 | -1.176 | -1.2 | -1.218 | -1.236 | -1.247 | -1.26 | -1.271 | -1.278 | -1.296 | -1.3
System Transformation | Srg_BB006a | MW | SPD | Cumbernauld |  | -1.088 | -1.181 | -1.027 | -1.027 | -1.212 | -1.356 | -1.432 | -1.48 | -1.543 | -1.688 | -1.984 | -2.317 | -2.496 | -2.675 | -2.881 | -3.17 | -3.341 | -3.452 | -3.519 | -3.583 | -3.654 | -3.709 | -3.766 | -3.8 | -3.839 | -3.871 | -3.895 | -3.949 | -3.96
System Transformation | Srg_BB006a | MW | SPD | Cupar |  | -1.303 | -1.414 | -1.229 | -1.229 | -1.451 | -1.624 | -1.715 | -1.772 | -1.847 | -2.021 | -2.376 | -2.774 | -2.989 | -3.203 | -3.45 | -3.796 | -4.001 | -4.133 | -4.214 | -4.29 | -4.376 | -4.442 | -4.509 | -4.55 | -4.597 | -4.635 | -4.664 | -4.728 | -4.742
System Transformation | Srg_BB006a | MW | SPD | Currie |  | -0.211 | -0.229 | -0.199 | -0.199 | -0.235 | -0.263 | -0.278 | -0.287 | -0.299 | -0.327 | -0.385 | -0.449 | -0.484 | -0.519 | -0.559 | -0.615 | -0.648 | -0.67 | -0.683 | -0.695 | -0.709 | -0.72 | -0.73 | -0.737 | -0.745 | -0.751 | -0.756 | -0.766 | -0.768
System Transformation | Srg_BB006a | MW | SPD | Dalmarnock |  | -0.832 | -0.902 | -0.785 | -0.785 | -0.926 | -1.037 | -1.094 | -1.131 | -1.179 | -1.29 | -1.517 | -1.771 | -1.908 | -2.045 | -2.202 | -2.423 | -2.554 | -2.638 | -2.69 | -2.739 | -2.793 | -2.835 | -2.878 | -2.904 | -2.935 | -2.959 | -2.977 | -3.018 | -3.027
System Transformation | Srg_BB006a | MW | SPD | Devol Moor |  | -0.735 | -0.797 | -0.693 | -0.693 | -0.818 | -0.916 | -0.967 | -0.999 | -1.042 | -1.14 | -1.34 | -1.564 | -1.686 | -1.806 | -1.946 | -2.141 | -2.256 | -2.331 | -2.377 | -2.419 | -2.468 | -2.505 | -2.543 | -2.566 | -2.593 | -2.614 | -2.63 | -2.666 | -2.674
System Transformation | Srg_BB006a | MW | SPD | Devonside |  | -1.204 | -1.307 | -1.136 | -1.136 | -1.341 | -1.501 | -1.585 | -1.638 | -1.707 | -1.868 | -2.196 | -2.564 | -2.763 | -2.961 | -3.189 | -3.508 | -3.698 | -3.82 | -3.895 | -3.965 | -4.044 | -4.105 | -4.168 | -4.205 | -4.249 | -4.284 | -4.31 | -4.37 | -4.383
System Transformation | Srg_BB006a | MW | SPD | Dewar Place |  | -1.624 | -1.763 | -1.533 | -1.532 | -1.809 | -2.025 | -2.138 | -2.209 | -2.303 | -2.519 | -2.962 | -3.458 | -3.727 | -3.994 | -4.302 | -4.732 | -4.988 | -5.153 | -5.254 | -5.349 | -5.455 | -5.538 | -5.622 | -5.672 | -5.731 | -5.778 | -5.814 | -5.895 | -5.912
System Transformation | Srg_BB006a | MW | SPD | Drumchapel |  | -1.035 | -1.123 | -0.976 | -0.976 | -1.152 | -1.29 | -1.362 | -1.407 | -1.467 | -1.605 | -1.887 | -2.203 | -2.374 | -2.544 | -2.741 | -3.015 | -3.178 | -3.283 | -3.347 | -3.408 | -3.476 | -3.528 | -3.582 | -3.614 | -3.652 | -3.681 | -3.704 | -3.756 | -3.767
System Transformation | Srg_BB006a | MW | SPD | Drumcross |  | -0.464 | -0.503 | -0.438 | -0.438 | -0.517 | -0.578 | -0.61 | -0.631 | -0.658 | -0.719 | -0.846 | -0.988 | -1.064 | -1.141 | -1.228 | -1.351 | -1.425 | -1.472 | -1.5 | -1.527 | -1.558 | -1.582 | -1.605 | -1.62 | -1.637 | -1.65 | -1.66 | -1.683 | -1.688
System Transformation | Srg_BB006a | MW | SPD | Dumfries 11 |  | 0 | 0 | 0 | 0 | 0 | 0 | 0 | 0 | 0 | 0 | 0 | 0 | 0 | 0 | 0 | 0 | 0 | 0 | 0 | 0 | 0 | 0 | 0 | 0 | 0 | 0 | 0 | 0 | 0
System Transformation | Srg_BB006a | MW | SPD | Dumfries 33 |  | -0.812 | -0.881 | -0.766 | -0.766 | -0.904 | -1.012 | -1.068 | -1.104 | -1.15 | -1.259 | -1.48 | -1.728 | -1.862 | -1.995 | -2.149 | -2.364 | -2.492 | -2.574 | -2.625 | -2.672 | -2.725 | -2.766 | -2.808 | -2.834 | -2.863 | -2.887 | -2.905 | -2.945 | -2.953
System Transformation | Srg_BB006a | MW | SPD | Dumfries ICI |  | -0.615 | -0.668 | -0.581 | -0.581 | -0.685 | -0.767 | -0.81 | -0.837 | -0.872 | -0.954 | -1.122 | -1.31 | -1.412 | -1.513 | -1.63 | -1.793 | -1.89 | -1.952 | -1.99 | -2.026 | -2.067 | -2.098 | -2.13 | -2.149 | -2.171 | -2.189 | -2.203 | -2.233 | -2.24
System Transformation | Srg_BB006a | MW | SPD | Dunbar |  | -0.525 | -0.569 | -0.495 | -0.495 | -0.584 | -0.654 | -0.691 | -0.714 | -0.744 | -0.814 | -0.957 | -1.117 | -1.204 | -1.29 | -1.39 | -1.529 | -1.612 | -1.665 | -1.698 | -1.728 | -1.763 | -1.789 | -1.816 | -1.833 | -1.852 | -1.867 | -1.879 | -1.905 | -1.91
System Transformation | Srg_BB006a | MW | SPD | Dunbar A |  | 0 | 0 | 0 | 0 | 0 | 0 | 0 | 0 | 0 | 0 | 0 | 0 | 0 | 0 | 0 | 0 | 0 | 0 | 0 | 0 | 0 | 0 | 0 | 0 | 0 | 0 | 0 | 0 | 0
System Transformation | Srg_BB006a | MW | SPD | Dunbar B |  | 0 | 0 | 0 | 0 | 0 | 0 | 0 | 0 | 0 | 0 | 0 | 0 | 0 | 0 | 0 | 0 | 0 | 0 | 0 | 0 | 0 | 0 | 0 | 0 | 0 | 0 | 0 | 0 | 0
System Transformation | Srg_BB006a | MW | SPD | Dunfermline |  | -0.676 | -0.734 | -0.638 | -0.638 | -0.753 | -0.843 | -0.89 | -0.92 | -0.959 | -1.049 | -1.233 | -1.44 | -1.552 | -1.663 | -1.791 | -1.97 | -2.077 | -2.145 | -2.188 | -2.227 | -2.271 | -2.306 | -2.341 | -2.362 | -2.386 | -2.406 | -2.421 | -2.454 | -2.461
System Transformation | Srg_BB006a | MW | SPD | Earlstoun |  | 0 | 0 | 0 | 0 | 0 | 0 | 0 | 0 | 0 | 0 | 0 | 0 | 0 | 0 | 0 | 0 | 0 | 0 | 0 | 0 | 0 | 0 | 0 | 0 | 0 | 0 | 0 | 0 | 0
System Transformation | Srg_BB006a | MW | SPD | East Kilbride |  | -1.044 | -1.133 | -0.985 | -0.985 | -1.163 | -1.302 | -1.374 | -1.42 | -1.48 | -1.62 | -1.904 | -2.223 | -2.396 | -2.568 | -2.765 | -3.042 | -3.207 | -3.313 | -3.378 | -3.439 | -3.507 | -3.56 | -3.614 | -3.647 | -3.685 | -3.715 | -3.738 | -3.79 | -3.801
System Transformation | Srg_BB006a | MW | SPD | East Kilbride South |  | -0.56 | -0.608 | -0.528 | -0.528 | -0.624 | -0.698 | -0.737 | -0.762 | -0.794 | -0.869 | -1.021 | -1.193 | -1.285 | -1.377 | -1.483 | -1.632 | -1.72 | -1.777 | -1.812 | -1.844 | -1.881 | -1.91 | -1.939 | -1.956 | -1.976 | -1.993 | -2.005 | -2.033 | -2.039
System Transformation | Srg_BB006a | MW | SPD | Easterhouse |  | -1.679 | -1.821 | -1.584 | -1.584 | -1.869 | -2.092 | -2.209 | -2.283 | -2.38 | -2.603 | -3.061 | -3.574 | -3.851 | -4.127 | -4.445 | -4.89 | -5.155 | -5.325 | -5.429 | -5.527 | -5.637 | -5.722 | -5.809 | -5.862 | -5.923 | -5.971 | -6.008 | -6.091 | -6.109
System Transformation | Srg_BB006a | MW | SPD | Eccles |  | -0.533 | -0.578 | -0.503 | -0.503 | -0.593 | -0.664 | -0.701 | -0.724 | -0.755 | -0.826 | -0.971 | -1.134 | -1.222 | -1.31 | -1.411 | -1.552 | -1.636 | -1.69 | -1.723 | -1.754 | -1.789 | -1.816 | -1.844 | -1.861 | -1.88 | -1.895 | -1.907 | -1.933 | -1.939
System Transformation | Srg_BB006a | MW | SPD | Elderslie |  | -0.593 | -0.644 | -0.56 | -0.56 | -0.661 | -0.739 | -0.781 | -0.807 | -0.841 | -0.92 | -1.082 | -1.263 | -1.361 | -1.459 | -1.571 | -1.728 | -1.822 | -1.882 | -1.919 | -1.953 | -1.992 | -2.023 | -2.053 | -2.072 | -2.093 | -2.11 | -2.124 | -2.153 | -2.159
System Transformation | Srg_BB006a | MW | SPD | Erskine |  | -0.423 | -0.459 | -0.399 | -0.399 | -0.471 | -0.527 | -0.556 | -0.575 | -0.599 | -0.655 | -0.771 | -0.9 | -0.97 | -1.039 | -1.119 | -1.231 | -1.298 | -1.341 | -1.367 | -1.392 | -1.419 | -1.441 | -1.463 | -1.476 | -1.491 | -1.503 | -1.513 | -1.534 | -1.538
System Transformation | Srg_BB006a | MW | SPD | Finnieston |  | -0.722 | -0.783 | -0.681 | -0.681 | -0.803 | -0.899 | -0.949 | -0.981 | -1.023 | -1.119 | -1.316 | -1.536 | -1.655 | -1.774 | -1.911 | -2.102 | -2.216 | -2.289 | -2.334 | -2.376 | -2.423 | -2.46 | -2.497 | -2.519 | -2.546 | -2.566 | -2.582 | -2.618 | -2.626
System Transformation | Srg_BB006a | MW | SPD | Galashiels |  | -0.872 | -0.946 | -0.822 | -0.822 | -0.97 | -1.086 | -1.147 | -1.185 | -1.236 | -1.352 | -1.589 | -1.856 | -2 | -2.143 | -2.308 | -2.539 | -2.676 | -2.765 | -2.819 | -2.87 | -2.927 | -2.971 | -3.016 | -3.044 | -3.075 | -3.1 | -3.12 | -3.163 | -3.172
System Transformation | Srg_BB006a | MW | SPD | Giffnock |  | -1.07 | -1.161 | -1.009 | -1.009 | -1.191 | -1.333 | -1.408 | -1.455 | -1.516 | -1.659 | -1.951 | -2.278 | -2.454 | -2.63 | -2.833 | -3.116 | -3.285 | -3.394 | -3.46 | -3.522 | -3.593 | -3.647 | -3.702 | -3.736 | -3.775 | -3.805 | -3.829 | -3.882 | -3.893
System Transformation | Srg_BB006a | MW | SPD | Glenlee |  | 0 | 0 | 0 | 0 | 0 | 0 | 0 | 0 | 0 | 0 | 0 | 0 | 0 | 0 | 0 | 0 | 0 | 0 | 0 | 0 | 0 | 0 | 0 | 0 | 0 | 0 | 0 | 0 | 0
System Transformation | Srg_BB006a | MW | SPD | Glenluce |  | -0.524 | -0.569 | -0.494 | -0.494 | -0.584 | -0.653 | -0.69 | -0.713 | -0.743 | -0.813 | -0.956 | -1.116 | -1.202 | -1.289 | -1.388 | -1.527 | -1.609 | -1.663 | -1.695 | -1.726 | -1.76 | -1.787 | -1.814 | -1.83 | -1.849 | -1.864 | -1.876 | -1.902 | -1.907
System Transformation | Srg_BB006a | MW | SPD | Glenniston |  | -0.418 | -0.453 | -0.394 | -0.394 | -0.465 | -0.521 | -0.55 | -0.568 | -0.592 | -0.648 | -0.762 | -0.889 | -0.958 | -1.027 | -1.106 | -1.217 | -1.283 | -1.325 | -1.351 | -1.375 | -1.403 | -1.424 | -1.446 | -1.459 | -1.474 | -1.486 | -1.495 | -1.516 | -1.52
System Transformation | Srg_BB006a | MW | SPD | Glenrothes |  | -0.634 | -0.688 | -0.599 | -0.599 | -0.706 | -0.791 | -0.835 | -0.863 | -0.899 | -0.984 | -1.157 | -1.351 | -1.456 | -1.56 | -1.68 | -1.848 | -1.948 | -2.013 | -2.052 | -2.089 | -2.131 | -2.163 | -2.196 | -2.216 | -2.239 | -2.257 | -2.271 | -2.302 | -2.309
System Transformation | Srg_BB006a | MW | SPD | Gorgie |  | -0.585 | -0.634 | -0.552 | -0.552 | -0.651 | -0.729 | -0.769 | -0.795 | -0.829 | -0.907 | -1.066 | -1.245 | -1.341 | -1.437 | -1.548 | -1.703 | -1.795 | -1.855 | -1.891 | -1.925 | -1.963 | -1.993 | -2.023 | -2.042 | -2.063 | -2.08 | -2.093 | -2.122 | -2.128
System Transformation | Srg_BB006a | MW | SPD | Govan |  | -0.85 | -0.923 | -0.802 | -0.802 | -0.947 | -1.06 | -1.119 | -1.156 | -1.206 | -1.319 | -1.551 | -1.811 | -1.951 | -2.091 | -2.252 | -2.477 | -2.611 | -2.698 | -2.751 | -2.8 | -2.856 | -2.899 | -2.943 | -2.97 | -3.001 | -3.025 | -3.044 | -3.086 | -3.095
System Transformation | Srg_BB006a | MW | SPD | Grangemouth A |  | -0.892 | -0.968 | -0.842 | -0.842 | -0.993 | -1.112 | -1.174 | -1.213 | -1.265 | -1.384 | -1.627 | -1.899 | -2.047 | -2.193 | -2.362 | -2.599 | -2.739 | -2.83 | -2.885 | -2.937 | -2.996 | -3.041 | -3.087 | -3.115 | -3.148 | -3.173 | -3.193 | -3.237 | -3.247
System Transformation | Srg_BB006a | MW | SPD | Grangemouth C |  | -0.632 | -0.686 | -0.596 | -0.596 | -0.704 | -0.788 | -0.832 | -0.859 | -0.896 | -0.98 | -1.152 | -1.346 | -1.45 | -1.554 | -1.674 | -1.841 | -1.941 | -2.005 | -2.044 | -2.081 | -2.122 | -2.154 | -2.187 | -2.207 | -2.23 | -2.248 | -2.262 | -2.293 | -2.3
System Transformation | Srg_BB006a | MW | SPD | Haggs Road |  | -0.717 | -0.778 | -0.677 | -0.677 | -0.799 | -0.894 | -0.944 | -0.975 | -1.017 | -1.112 | -1.308 | -1.527 | -1.646 | -1.763 | -1.899 | -2.09 | -2.203 | -2.275 | -2.32 | -2.362 | -2.409 | -2.445 | -2.482 | -2.505 | -2.531 | -2.551 | -2.567 | -2.603 | -2.61
System Transformation | Srg_BB006a | MW | SPD | Hawick |  | -0.529 | -0.574 | -0.499 | -0.499 | -0.589 | -0.659 | -0.696 | -0.719 | -0.749 | -0.82 | -0.964 | -1.126 | -1.213 | -1.3 | -1.4 | -1.54 | -1.624 | -1.677 | -1.71 | -1.741 | -1.776 | -1.802 | -1.83 | -1.846 | -1.865 | -1.881 | -1.892 | -1.919 | -1.924
System Transformation | Srg_BB006a | MW | SPD | Helensburgh |  | -0.406 | -0.441 | -0.383 | -0.383 | -0.452 | -0.507 | -0.535 | -0.553 | -0.576 | -0.63 | -0.741 | -0.865 | -0.932 | -0.999 | -1.076 | -1.184 | -1.248 | -1.289 | -1.314 | -1.338 | -1.365 | -1.385 | -1.406 | -1.419 | -1.434 | -1.446 | -1.455 | -1.475 | -1.479
System Transformation | Srg_BB006a | MW | SPD | Hunterston Farm |  | -0.084 | -0.091 | -0.079 | -0.079 | -0.094 | -0.105 | -0.111 | -0.115 | -0.119 | -0.131 | -0.154 | -0.179 | -0.193 | -0.207 | -0.223 | -0.245 | -0.259 | -0.267 | -0.272 | -0.277 | -0.283 | -0.287 | -0.291 | -0.294 | -0.297 | -0.3 | -0.301 | -0.306 | -0.307
System Transformation | Srg_BB006a | MW | SPD | Inverkeithing |  | -0.706 | -0.766 | -0.666 | -0.666 | -0.786 | -0.88 | -0.929 | -0.96 | -1.001 | -1.095 | -1.287 | -1.503 | -1.619 | -1.735 | -1.869 | -2.056 | -2.168 | -2.239 | -2.283 | -2.324 | -2.37 | -2.406 | -2.443 | -2.465 | -2.49 | -2.511 | -2.526 | -2.561 | -2.569
System Transformation | Srg_BB006a | MW | SPD | Johnstone |  | -0.887 | -0.963 | -0.837 | -0.837 | -0.988 | -1.106 | -1.168 | -1.207 | -1.258 | -1.376 | -1.618 | -1.889 | -2.036 | -2.181 | -2.35 | -2.585 | -2.725 | -2.815 | -2.87 | -2.921 | -2.98 | -3.025 | -3.071 | -3.098 | -3.131 | -3.156 | -3.176 | -3.22 | -3.229
System Transformation | Srg_BB006a | MW | SPD | Kaimes |  | -1.967 | -2.135 | -1.856 | -1.856 | -2.19 | -2.452 | -2.589 | -2.675 | -2.789 | -3.051 | -3.587 | -4.189 | -4.514 | -4.837 | -5.21 | -5.731 | -6.042 | -6.241 | -6.363 | -6.478 | -6.607 | -6.707 | -6.809 | -6.87 | -6.942 | -6.999 | -7.042 | -7.139 | -7.16
System Transformation | Srg_BB006a | MW | SPD | Kendoon |  | 0 | 0 | 0 | 0 | 0 | 0 | 0 | 0 | 0 | 0 | 0 | 0 | 0 | 0 | 0 | 0 | 0 | 0 | 0 | 0 | 0 | 0 | 0 | 0 | 0 | 0 | 0 | 0 | 0
System Transformation | Srg_BB006a | MW | SPD | Kilbowie 11 |  | -0.11 | -0.12 | -0.104 | -0.104 | -0.123 | -0.137 | -0.145 | -0.15 | -0.156 | -0.171 | -0.201 | -0.235 | -0.253 | -0.271 | -0.292 | -0.321 | -0.339 | -0.35 | -0.357 | -0.363 | -0.37 | -0.376 | -0.382 | -0.385 | -0.389 | -0.392 | -0.395 | -0.4 | -0.401
System Transformation | Srg_BB006a | MW | SPD | Kilbowie 33 |  | -0.411 | -0.446 | -0.388 | -0.388 | -0.458 | -0.512 | -0.541 | -0.559 | -0.583 | -0.637 | -0.749 | -0.875 | -0.943 | -1.011 | -1.088 | -1.197 | -1.262 | -1.304 | -1.329 | -1.353 | -1.38 | -1.401 | -1.422 | -1.435 | -1.45 | -1.462 | -1.471 | -1.492 | -1.496
System Transformation | Srg_BB006a | MW | SPD | Killermont |  | -1.025 | -1.112 | -0.967 | -0.967 | -1.141 | -1.277 | -1.348 | -1.393 | -1.453 | -1.589 | -1.868 | -2.182 | -2.351 | -2.519 | -2.714 | -2.985 | -3.147 | -3.251 | -3.314 | -3.374 | -3.441 | -3.493 | -3.546 | -3.578 | -3.616 | -3.645 | -3.668 | -3.719 | -3.729
System Transformation | Srg_BB006a | MW | SPD | Kilmarnock South |  | -0.854 | -0.926 | -0.805 | -0.805 | -0.95 | -1.064 | -1.123 | -1.161 | -1.21 | -1.324 | -1.556 | -1.817 | -1.958 | -2.099 | -2.26 | -2.487 | -2.621 | -2.708 | -2.761 | -2.81 | -2.867 | -2.91 | -2.954 | -2.981 | -3.012 | -3.036 | -3.055 | -3.097 | -3.107
System Transformation | Srg_BB006a | MW | SPD | Kilmarnock Town |  | -1.527 | -1.656 | -1.44 | -1.44 | -1.7 | -1.903 | -2.009 | -2.076 | -2.164 | -2.368 | -2.784 | -3.25 | -3.502 | -3.753 | -4.043 | -4.447 | -4.688 | -4.843 | -4.938 | -5.027 | -5.127 | -5.204 | -5.283 | -5.331 | -5.386 | -5.431 | -5.464 | -5.54 | -5.556
System Transformation | Srg_BB006a | MW | SPD | Kilwinning |  | -0.788 | -0.855 | -0.744 | -0.744 | -0.878 | -0.982 | -1.037 | -1.072 | -1.117 | -1.222 | -1.437 | -1.678 | -1.808 | -1.938 | -2.087 | -2.296 | -2.42 | -2.5 | -2.549 | -2.595 | -2.647 | -2.687 | -2.728 | -2.752 | -2.781 | -2.804 | -2.821 | -2.86 | -2.869
System Transformation | Srg_BB006a | MW | SPD | Lesmahagow |  | 0 | 0 | 0 | 0 | 0 | 0 | 0 | 0 | 0 | 0 | 0 | 0 | 0 | 0 | 0 | 0 | 0 | 0 | 0 | 0 | 0 | 0 | 0 | 0 | 0 | 0 | 0 | 0 | 0
System Transformation | Srg_BB006a | MW | SPD | Leven |  | -0.79 | -0.857 | -0.746 | -0.745 | -0.88 | -0.985 | -1.04 | -1.075 | -1.12 | -1.226 | -1.441 | -1.682 | -1.813 | -1.943 | -2.093 | -2.302 | -2.427 | -2.507 | -2.556 | -2.602 | -2.654 | -2.694 | -2.735 | -2.759 | -2.788 | -2.811 | -2.828 | -2.868 | -2.876
System Transformation | Srg_BB006a | MW | SPD | Linnmill |  | -1.317 | -1.429 | -1.243 | -1.243 | -1.467 | -1.642 | -1.734 | -1.791 | -1.867 | -2.043 | -2.402 | -2.805 | -3.022 | -3.239 | -3.488 | -3.838 | -4.045 | -4.179 | -4.261 | -4.338 | -4.424 | -4.491 | -4.559 | -4.6 | -4.648 | -4.686 | -4.715 | -4.78 | -4.794
System Transformation | Srg_BB006a | MW | SPD | Livingston East |  | -1.145 | -1.242 | -1.08 | -1.08 | -1.274 | -1.427 | -1.506 | -1.556 | -1.623 | -1.775 | -2.087 | -2.437 | -2.626 | -2.814 | -3.031 | -3.334 | -3.515 | -3.631 | -3.702 | -3.769 | -3.844 | -3.902 | -3.961 | -3.997 | -4.039 | -4.072 | -4.097 | -4.154 | -4.166
System Transformation | Srg_BB006a | MW | SPD | Maybole |  | -0.576 | -0.625 | -0.544 | -0.544 | -0.641 | -0.718 | -0.758 | -0.783 | -0.817 | -0.894 | -1.051 | -1.227 | -1.322 | -1.416 | -1.526 | -1.678 | -1.769 | -1.828 | -1.863 | -1.897 | -1.935 | -1.964 | -1.994 | -2.012 | -2.033 | -2.049 | -2.062 | -2.091 | -2.097
System Transformation | Srg_BB006a | MW | SPD | Moffat |  | 0 | 0 | 0 | 0 | 0 | 0 | 0 | 0 | 0 | 0 | 0 | 0 | 0 | 0 | 0 | 0 | 0 | 0 | 0 | 0 | 0 | 0 | 0 | 0 | 0 | 0 | 0 | 0 | 0
System Transformation | Srg_BB006a | MW | SPD | Newarthill |  | -1.678 | -1.82 | -1.583 | -1.583 | -1.868 | -2.091 | -2.208 | -2.281 | -2.378 | -2.602 | -3.059 | -3.572 | -3.849 | -4.125 | -4.443 | -4.888 | -5.152 | -5.322 | -5.427 | -5.524 | -5.635 | -5.72 | -5.806 | -5.859 | -5.92 | -5.968 | -6.005 | -6.088 | -6.106
System Transformation | Srg_BB006a | MW | SPD | Newton Stewart |  | -0.37 | -0.401 | -0.349 | -0.349 | -0.412 | -0.461 | -0.487 | -0.503 | -0.524 | -0.573 | -0.674 | -0.787 | -0.848 | -0.909 | -0.979 | -1.077 | -1.135 | -1.173 | -1.196 | -1.217 | -1.242 | -1.26 | -1.279 | -1.291 | -1.304 | -1.315 | -1.323 | -1.342 | -1.346
System Transformation | Srg_BB006a | MW | SPD | Paisley |  | -0.767 | -0.832 | -0.723 | -0.723 | -0.853 | -0.955 | -1.009 | -1.042 | -1.087 | -1.189 | -1.398 | -1.632 | -1.759 | -1.885 | -2.03 | -2.233 | -2.354 | -2.432 | -2.479 | -2.524 | -2.574 | -2.613 | -2.653 | -2.677 | -2.705 | -2.727 | -2.744 | -2.782 | -2.79
System Transformation | Srg_BB006a | MW | SPD | Partick |  | -0.926 | -1.005 | -0.874 | -0.874 | -1.031 | -1.154 | -1.218 | -1.259 | -1.313 | -1.436 | -1.688 | -1.971 | -2.124 | -2.276 | -2.452 | -2.697 | -2.843 | -2.937 | -2.995 | -3.049 | -3.11 | -3.157 | -3.204 | -3.233 | -3.267 | -3.294 | -3.314 | -3.36 | -3.37
System Transformation | Srg_BB006a | MW | SPD | Port Dundas |  | -0.849 | -0.921 | -0.801 | -0.801 | -0.946 | -1.059 | -1.118 | -1.155 | -1.204 | -1.317 | -1.549 | -1.808 | -1.948 | -2.088 | -2.249 | -2.474 | -2.608 | -2.694 | -2.747 | -2.796 | -2.852 | -2.895 | -2.939 | -2.966 | -2.997 | -3.021 | -3.04 | -3.082 | -3.091
System Transformation | Srg_BB006a | MW | SPD | Portobello |  | -2.111 | -2.291 | -1.992 | -1.992 | -2.351 | -2.632 | -2.778 | -2.871 | -2.993 | -3.274 | -3.85 | -4.495 | -4.844 | -5.19 | -5.591 | -6.15 | -6.483 | -6.697 | -6.828 | -6.951 | -7.09 | -7.197 | -7.306 | -7.372 | -7.449 | -7.51 | -7.557 | -7.661 | -7.684
System Transformation | Srg_BB006a | MW | SPD | Ravenscraig |  | -0.156 | -0.169 | -0.147 | -0.147 | -0.174 | -0.195 | -0.205 | -0.212 | -0.221 | -0.242 | -0.285 | -0.332 | -0.358 | -0.384 | -0.413 | -0.455 | -0.479 | -0.495 | -0.505 | -0.514 | -0.524 | -0.532 | -0.54 | -0.545 | -0.551 | -0.555 | -0.559 | -0.566 | -0.568
System Transformation | Srg_BB006a | MW | SPD | Redhouse |  | -0.975 | -1.058 | -0.92 | -0.92 | -1.086 | -1.216 | -1.283 | -1.326 | -1.382 | -1.512 | -1.778 | -2.076 | -2.237 | -2.398 | -2.582 | -2.841 | -2.995 | -3.094 | -3.154 | -3.211 | -3.275 | -3.324 | -3.375 | -3.405 | -3.441 | -3.469 | -3.491 | -3.539 | -3.549
System Transformation | Srg_BB006a | MW | SPD | Saltcoats A |  | -0.692 | -0.751 | -0.653 | -0.653 | -0.77 | -0.862 | -0.91 | -0.941 | -0.981 | -1.073 | -1.262 | -1.473 | -1.587 | -1.701 | -1.832 | -2.016 | -2.125 | -2.195 | -2.238 | -2.278 | -2.324 | -2.359 | -2.394 | -2.416 | -2.441 | -2.461 | -2.476 | -2.511 | -2.518
System Transformation | Srg_BB006a | MW | SPD | Saltcoats B |  | -0.669 | -0.726 | -0.631 | -0.631 | -0.745 | -0.834 | -0.88 | -0.909 | -0.948 | -1.037 | -1.219 | -1.424 | -1.534 | -1.644 | -1.771 | -1.948 | -2.054 | -2.121 | -2.163 | -2.202 | -2.246 | -2.28 | -2.314 | -2.335 | -2.36 | -2.379 | -2.394 | -2.427 | -2.434
System Transformation | Srg_BB006a | MW | SPD | Shrubhill |  | -1.37 | -1.486 | -1.292 | -1.292 | -1.525 | -1.707 | -1.802 | -1.862 | -1.941 | -2.124 | -2.497 | -2.916 | -3.142 | -3.367 | -3.627 | -3.99 | -4.206 | -4.345 | -4.43 | -4.51 | -4.599 | -4.669 | -4.74 | -4.783 | -4.832 | -4.872 | -4.902 | -4.97 | -4.985
System Transformation | Srg_BB006a | MW | SPD | Sighthill |  | -2.238 | -2.428 | -2.112 | -2.112 | -2.492 | -2.79 | -2.945 | -3.043 | -3.173 | -3.471 | -4.081 | -4.765 | -5.135 | -5.503 | -5.927 | -6.52 | -6.873 | -7.1 | -7.239 | -7.369 | -7.516 | -7.63 | -7.746 | -7.816 | -7.897 | -7.962 | -8.011 | -8.122 | -8.146
System Transformation | Srg_BB006a | MW | SPD | Spango Valley |  | -0.815 | -0.884 | -0.769 | -0.769 | -0.907 | -1.015 | -1.072 | -1.108 | -1.155 | -1.263 | -1.485 | -1.734 | -1.869 | -2.003 | -2.157 | -2.373 | -2.502 | -2.584 | -2.635 | -2.682 | -2.736 | -2.777 | -2.819 | -2.845 | -2.874 | -2.898 | -2.916 | -2.956 | -2.965
System Transformation | Srg_BB006a | MW | SPD | St Andrews Cross |  | -0.76 | -0.825 | -0.717 | -0.717 | -0.846 | -0.947 | -1 | -1.033 | -1.077 | -1.179 | -1.386 | -1.618 | -1.744 | -1.868 | -2.013 | -2.214 | -2.334 | -2.411 | -2.458 | -2.502 | -2.552 | -2.591 | -2.63 | -2.654 | -2.682 | -2.704 | -2.72 | -2.758 | -2.766
System Transformation | Srg_BB006a | MW | SPD | Stirling |  | -1.494 | -1.622 | -1.41 | -1.41 | -1.664 | -1.863 | -1.967 | -2.032 | -2.118 | -2.318 | -2.725 | -3.182 | -3.429 | -3.674 | -3.957 | -4.354 | -4.589 | -4.741 | -4.834 | -4.921 | -5.019 | -5.095 | -5.172 | -5.219 | -5.273 | -5.316 | -5.349 | -5.423 | -5.439
System Transformation | Srg_BB006a | MW | SPD | Strathaven |  | -1.155 | -1.253 | -1.089 | -1.089 | -1.286 | -1.439 | -1.519 | -1.57 | -1.637 | -1.791 | -2.105 | -2.458 | -2.649 | -2.839 | -3.058 | -3.364 | -3.546 | -3.663 | -3.734 | -3.802 | -3.878 | -3.936 | -3.996 | -4.032 | -4.074 | -4.107 | -4.133 | -4.19 | -4.202
System Transformation | Srg_BB006a | MW | SPD | Strathleven |  | -0.96 | -1.042 | -0.906 | -0.906 | -1.069 | -1.197 | -1.264 | -1.306 | -1.361 | -1.489 | -1.751 | -2.045 | -2.203 | -2.361 | -2.543 | -2.798 | -2.949 | -3.046 | -3.106 | -3.162 | -3.225 | -3.274 | -3.323 | -3.353 | -3.388 | -3.416 | -3.437 | -3.485 | -3.495
System Transformation | Srg_BB006a | MW | SPD | Telford Road |  | -0.428 | -0.464 | -0.403 | -0.403 | -0.476 | -0.533 | -0.563 | -0.581 | -0.606 | -0.663 | -0.78 | -0.91 | -0.981 | -1.051 | -1.132 | -1.245 | -1.313 | -1.356 | -1.383 | -1.408 | -1.436 | -1.457 | -1.48 | -1.493 | -1.508 | -1.521 | -1.53 | -1.551 | -1.556
System Transformation | Srg_BB006a | MW | SPD | Tongland |  | -0.788 | -0.855 | -0.744 | -0.744 | -0.878 | -0.983 | -1.037 | -1.072 | -1.117 | -1.222 | -1.437 | -1.678 | -1.808 | -1.938 | -2.087 | -2.296 | -2.421 | -2.5 | -2.55 | -2.595 | -2.647 | -2.687 | -2.728 | -2.753 | -2.781 | -2.804 | -2.821 | -2.86 | -2.869
System Transformation | Srg_BB006a | MW | SPD | West George Street |  | -1.493 | -1.62 | -1.409 | -1.409 | -1.662 | -1.861 | -1.965 | -2.03 | -2.117 | -2.316 | -2.723 | -3.179 | -3.426 | -3.671 | -3.954 | -4.35 | -4.585 | -4.737 | -4.829 | -4.916 | -5.015 | -5.09 | -5.167 | -5.214 | -5.268 | -5.311 | -5.344 | -5.418 | -5.434
System Transformation | Srg_BB006a | MW | SPD | Westfield |  | -0.527 | -0.572 | -0.497 | -0.497 | -0.587 | -0.657 | -0.694 | -0.717 | -0.747 | -0.818 | -0.961 | -1.123 | -1.21 | -1.296 | -1.396 | -1.536 | -1.619 | -1.673 | -1.705 | -1.736 | -1.771 | -1.798 | -1.825 | -1.841 | -1.86 | -1.876 | -1.887 | -1.913 | -1.919
System Transformation | Srg_BB006a | MW | SPD | Whitehouse |  | -0.953 | -1.034 | -0.899 | -0.899 | -1.061 | -1.188 | -1.254 | -1.296 | -1.351 | -1.478 | -1.737 | -2.028 | -2.186 | -2.342 | -2.523 | -2.775 | -2.926 | -3.022 | -3.081 | -3.137 | -3.2 | -3.248 | -3.297 | -3.327 | -3.362 | -3.389 | -3.41 | -3.457 | -3.467
System Transformation | Srg_BB006a | MW | SPD | Wishaw |  | -1.425 | -1.546 | -1.344 | -1.344 | -1.586 | -1.776 | -1.875 | -1.937 | -2.02 | -2.21 | -2.598 | -3.033 | -3.269 | -3.503 | -3.773 | -4.151 | -4.375 | -4.52 | -4.608 | -4.691 | -4.785 | -4.857 | -4.931 | -4.975 | -5.027 | -5.068 | -5.1 | -5.17 | -5.186
System Transformation | Srg_BB006a | MW | SPM | Birkenhead |  | -4.692 | -5.091 | -4.427 | -4.427 | -5.225 | -5.85 | -6.176 | -6.382 | -6.654 | -7.28 | -8.56 | -9.995 | -10.771 | -11.543 | -12.434 | -13.68 | -14.421 | -14.898 | -15.192 | -15.466 | -15.776 | -16.016 | -16.26 | -16.408 | -16.58 | -16.718 | -16.823 | -17.058 | -17.109
System Transformation | Srg_BB006a | MW | SPM | Capenhurst |  | -7.759 | -8.419 | -7.321 | -7.321 | -8.64 | -9.673 | -10.213 | -10.554 | -11.003 | -12.039 | -14.155 | -16.529 | -17.812 | -19.089 | -20.562 | -22.622 | -23.848 | -24.637 | -25.122 | -25.576 | -26.089 | -26.484 | -26.889 | -27.134 | -27.418 | -27.646 | -27.82 | -28.208 | -28.293
System Transformation | Srg_BB006a | MW | SPM | Carrington |  | -6.795 | -7.374 | -6.412 | -6.412 | -7.568 | -8.472 | -8.945 | -9.244 | -9.637 | -10.544 | -12.397 | -14.476 | -15.6 | -16.719 | -18.009 | -19.813 | -20.887 | -21.578 | -22.003 | -22.401 | -22.849 | -23.196 | -23.55 | -23.765 | -24.014 | -24.213 | -24.365 | -24.705 | -24.78
System Transformation | Srg_BB006a | MW | SPM | Connah's Quay |  | -5.286 | -5.736 | -4.988 | -4.988 | -5.887 | -6.591 | -6.958 | -7.191 | -7.497 | -8.202 | -9.644 | -11.261 | -12.136 | -13.006 | -14.009 | -15.413 | -16.248 | -16.786 | -17.116 | -17.426 | -17.775 | -18.044 | -18.32 | -18.487 | -18.681 | -18.836 | -18.954 | -19.218 | -19.276
System Transformation | Srg_BB006a | MW | SPM | Fiddlers Ferry |  | -8.633 | -9.369 | -8.146 | -8.146 | -9.615 | -10.764 | -11.364 | -11.744 | -12.244 | -13.396 | -15.751 | -18.392 | -19.82 | -21.241 | -22.88 | -25.172 | -26.537 | -27.414 | -27.954 | -28.46 | -29.03 | -29.47 | -29.92 | -30.193 | -30.51 | -30.763 | -30.956 | -31.388 | -31.483
System Transformation | Srg_BB006a | MW | SPM | Frodsham |  | -5.173 | -5.613 | -4.881 | -4.881 | -5.761 | -6.449 | -6.809 | -7.037 | -7.336 | -8.026 | -9.437 | -11.02 | -11.876 | -12.727 | -13.709 | -15.082 | -15.9 | -16.426 | -16.749 | -17.052 | -17.394 | -17.658 | -17.927 | -18.091 | -18.28 | -18.432 | -18.548 | -18.807 | -18.863
System Transformation | Srg_BB006a | MW | SPM | Kirkby (_D) |  | -4.962 | -5.384 | -4.682 | -4.682 | -5.526 | -6.186 | -6.531 | -6.75 | -7.037 | -7.699 | -9.052 | -10.57 | -11.391 | -12.207 | -13.149 | -14.467 | -15.251 | -15.755 | -16.065 | -16.356 | -16.684 | -16.937 | -17.195 | -17.352 | -17.534 | -17.68 | -17.791 | -18.039 | -18.093
System Transformation | Srg_BB006a | MW | SPM | Legacy |  | -7.417 | -8.049 | -6.999 | -6.999 | -8.26 | -9.248 | -9.764 | -10.09 | -10.519 | -11.509 | -13.532 | -15.802 | -17.029 | -18.249 | -19.658 | -21.627 | -22.799 | -23.553 | -24.017 | -24.451 | -24.941 | -25.32 | -25.706 | -25.941 | -26.212 | -26.43 | -26.596 | -26.967 | -27.048
System Transformation | Srg_BB006a | MW | SPM | Lister Drive |  | -7.112 | -7.718 | -6.711 | -6.711 | -7.92 | -8.867 | -9.362 | -9.675 | -10.086 | -11.035 | -12.975 | -15.151 | -16.327 | -17.498 | -18.848 | -20.736 | -21.86 | -22.583 | -23.028 | -23.444 | -23.914 | -24.277 | -24.647 | -24.872 | -25.133 | -25.341 | -25.501 | -25.856 | -25.934
System Transformation | Srg_BB006a | MW | SPM | Pentir |  | -2.896 | -3.143 | -2.732 | -2.732 | -3.225 | -3.61 | -3.812 | -3.939 | -4.107 | -4.493 | -5.283 | -6.169 | -6.648 | -7.125 | -7.675 | -8.443 | -8.901 | -9.195 | -9.377 | -9.546 | -9.737 | -9.885 | -10.036 | -10.128 | -10.234 | -10.319 | -10.383 | -10.528 | -10.56
System Transformation | Srg_BB006a | MW | SPM | Rainhill |  | -8.17 | -8.866 | -7.709 | -7.709 | -9.099 | -10.186 | -10.755 | -11.114 | -11.587 | -12.677 | -14.905 | -17.405 | -18.757 | -20.101 | -21.652 | -23.821 | -25.113 | -25.943 | -26.454 | -26.932 | -27.472 | -27.889 | -28.314 | -28.573 | -28.872 | -29.112 | -29.295 | -29.703 | -29.793
System Transformation | Srg_BB006a | MW | SPM | St. Asaph |  | -0.972 | -1.055 | -0.917 | -0.917 | -1.082 | -1.212 | -1.279 | -1.322 | -1.378 | -1.508 | -1.773 | -2.07 | -2.231 | -2.391 | -2.576 | -2.834 | -2.987 | -3.086 | -3.147 | -3.204 | -3.268 | -3.318 | -3.368 | -3.399 | -3.435 | -3.463 | -3.485 | -3.533 | -3.544
System Transformation | Srg_BB006a | MW | SPM | Trawsfynydd |  | -2.704 | -2.934 | -2.551 | -2.551 | -3.011 | -3.371 | -3.559 | -3.678 | -3.834 | -4.195 | -4.933 | -5.76 | -6.207 | -6.652 | -7.165 | -7.883 | -8.311 | -8.585 | -8.754 | -8.913 | -9.091 | -9.229 | -9.37 | -9.456 | -9.555 | -9.634 | -9.695 | -9.83 | -9.859
System Transformation | Srg_BB006a | MW | SPM | Wylfa |  | -1.241 | -1.347 | -1.171 | -1.171 | -1.382 | -1.547 | -1.634 | -1.688 | -1.76 | -1.926 | -2.264 | -2.644 | -2.849 | -3.053 | -3.289 | -3.619 | -3.815 | -3.941 | -4.018 | -4.091 | -4.173 | -4.236 | -4.301 | -4.34 | -4.386 | -4.422 | -4.45 | -4.512 | -4.526
System Transformation | Srg_BB006a | MW | SPN | Beddington (_J) |  | -9.025 | -9.793 | -8.515 | -8.515 | -10.05 | -11.252 | -11.879 | -12.277 | -12.799 | -14.003 | -16.464 | -19.226 | -20.719 | -22.204 | -23.917 | -26.313 | -27.739 | -28.657 | -29.221 | -29.75 | -30.346 | -30.806 | -31.276 | -31.562 | -31.892 | -32.157 | -32.359 | -32.81 | -32.909
System Transformation | Srg_BB006a | MW | SPN | Bolney |  | -18.904 | -20.515 | -17.838 | -17.838 | -21.053 | -23.57 | -24.885 | -25.716 | -26.81 | -29.333 | -34.489 | -40.273 | -43.4 | -46.511 | -50.1 | -55.119 | -58.107 | -60.029 | -61.211 | -62.318 | -63.567 | -64.531 | -65.516 | -66.114 | -66.806 | -67.361 | -67.785 | -68.73 | -68.937
System Transformation | Srg_BB006a | MW | SPN | Canterbury |  | -4.755 | -5.16 | -4.487 | -4.487 | -5.295 | -5.928 | -6.259 | -6.468 | -6.743 | -7.378 | -8.675 | -10.13 | -10.916 | -11.698 | -12.601 | -13.864 | -14.615 | -15.099 | -15.396 | -15.674 | -15.988 | -16.231 | -16.479 | -16.629 | -16.803 | -16.943 | -17.049 | -17.287 | -17.339
System Transformation | Srg_BB006a | MW | SPN | Chessington |  | -4.526 | -4.912 | -4.271 | -4.271 | -5.041 | -5.643 | -5.958 | -6.157 | -6.419 | -7.023 | -8.258 | -9.643 | -10.392 | -11.136 | -11.996 | -13.197 | -13.913 | -14.373 | -14.656 | -14.921 | -15.22 | -15.451 | -15.687 | -15.83 | -15.996 | -16.128 | -16.23 | -16.456 | -16.506
System Transformation | Srg_BB006a | MW | SPN | Kemsley |  | -2.848 | -3.091 | -2.688 | -2.688 | -3.172 | -3.551 | -3.75 | -3.875 | -4.04 | -4.42 | -5.197 | -6.068 | -6.539 | -7.008 | -7.549 | -8.305 | -8.756 | -9.045 | -9.223 | -9.39 | -9.578 | -9.723 | -9.872 | -9.962 | -10.066 | -10.15 | -10.214 | -10.356 | -10.387
System Transformation | Srg_BB006a | MW | SPN | Kingsnorth |  | -4.068 | -4.414 | -3.838 | -3.838 | -4.53 | -5.072 | -5.355 | -5.534 | -5.769 | -6.312 | -7.422 | -8.666 | -9.339 | -10.009 | -10.781 | -11.861 | -12.504 | -12.918 | -13.172 | -13.41 | -13.679 | -13.886 | -14.098 | -14.227 | -14.376 | -14.495 | -14.586 | -14.79 | -14.834
System Transformation | Srg_BB006a | MW | SPN | Littlebrook (_J) |  | -0.251 | -0.272 | -0.237 | -0.237 | -0.279 | -0.313 | -0.33 | -0.341 | -0.356 | -0.389 | -0.458 | -0.535 | -0.576 | -0.617 | -0.665 | -0.732 | -0.771 | -0.797 | -0.813 | -0.827 | -0.844 | -0.857 | -0.87 | -0.878 | -0.887 | -0.894 | -0.9 | -0.912 | -0.915
System Transformation | Srg_BB006a | MW | SPN | Ninfield |  | -9.298 | -10.09 | -8.774 | -8.774 | -10.355 | -11.593 | -12.24 | -12.649 | -13.187 | -14.427 | -16.964 | -19.809 | -21.347 | -22.877 | -24.642 | -27.111 | -28.581 | -29.526 | -30.107 | -30.652 | -31.266 | -31.74 | -32.224 | -32.519 | -32.859 | -33.132 | -33.34 | -33.805 | -33.907
System Transformation | Srg_BB006a | MW | SPN | Northfleet East |  | -9.644 | -10.465 | -9.1 | -9.1 | -10.74 | -12.024 | -12.695 | -13.119 | -13.677 | -14.964 | -17.594 | -20.545 | -22.14 | -23.727 | -25.558 | -28.119 | -29.643 | -30.623 | -31.226 | -31.791 | -32.428 | -32.92 | -33.422 | -33.728 | -34.081 | -34.364 | -34.58 | -35.062 | -35.168
System Transformation | Srg_BB006a | MW | SPN | Richborough |  | 0 | 0 | 0 | 0 | 0 | 0 | 0 | 0 | 0 | 0 | 0 | 0 | 0 | 0 | 0 | 0 | 0 | 0 | 0 | 0 | 0 | 0 | 0 | 0 | 0 | 0 | 0 | 0 | 0
System Transformation | Srg_BB006a | MW | SPN | Sellindge |  | -2.529 | -2.745 | -2.387 | -2.387 | -2.817 | -3.154 | -3.33 | -3.441 | -3.587 | -3.925 | -4.615 | -5.389 | -5.807 | -6.223 | -6.703 | -7.375 | -7.775 | -8.032 | -8.19 | -8.338 | -8.505 | -8.634 | -8.766 | -8.846 | -8.939 | -9.013 | -9.07 | -9.196 | -9.224
System Transformation | Srg_BB006a | MW | SPN | West Weybridge |  | -8.474 | -9.196 | -7.996 | -7.996 | -9.437 | -10.565 | -11.155 | -11.528 | -12.018 | -13.149 | -15.46 | -18.053 | -19.454 | -20.849 | -22.458 | -24.707 | -26.047 | -26.908 | -27.438 | -27.934 | -28.494 | -28.926 | -29.368 | -29.636 | -29.946 | -30.195 | -30.385 | -30.808 | -30.901
System Transformation | Srg_BB006a | MW | South Wales | Aberthaw |  | -4.123 | -4.474 | -3.89 | -3.89 | -4.592 | -5.14 | -5.427 | -5.609 | -5.847 | -6.397 | -7.522 | -8.783 | -9.465 | -10.144 | -10.927 | -12.021 | -12.673 | -13.092 | -13.35 | -13.591 | -13.864 | -14.074 | -14.289 | -14.419 | -14.57 | -14.691 | -14.784 | -14.99 | -15.035
System Transformation | Srg_BB006a | MW | South Wales | Alpha Steel (Uskmouth) |  | -0.026 | -0.028 | -0.024 | -0.024 | -0.029 | -0.032 | -0.034 | -0.035 | -0.037 | -0.04 | -0.047 | -0.055 | -0.059 | -0.063 | -0.068 | -0.075 | -0.079 | -0.082 | -0.083 | -0.085 | -0.087 | -0.088 | -0.089 | -0.09 | -0.091 | -0.092 | -0.092 | -0.094 | -0.094
System Transformation | Srg_BB006a | MW | South Wales | Cardiff East |  | -3.11 | -3.375 | -2.935 | -2.935 | -3.464 | -3.878 | -4.094 | -4.231 | -4.411 | -4.826 | -5.675 | -6.626 | -7.141 | -7.653 | -8.243 | -9.069 | -9.561 | -9.877 | -10.071 | -10.253 | -10.459 | -10.617 | -10.779 | -10.878 | -10.992 | -11.083 | -11.153 | -11.308 | -11.342
System Transformation | Srg_BB006a | MW | South Wales | Grange |  | -1.417 | -1.538 | -1.337 | -1.337 | -1.578 | -1.767 | -1.866 | -1.928 | -2.01 | -2.199 | -2.586 | -3.019 | -3.254 | -3.487 | -3.756 | -4.132 | -4.356 | -4.5 | -4.589 | -4.672 | -4.766 | -4.838 | -4.912 | -4.957 | -5.008 | -5.05 | -5.082 | -5.153 | -5.168
System Transformation | Srg_BB006a | MW | South Wales | Imperial Park |  | -0.346 | -0.375 | -0.326 | -0.326 | -0.385 | -0.431 | -0.455 | -0.47 | -0.49 | -0.537 | -0.631 | -0.737 | -0.794 | -0.851 | -0.917 | -1.008 | -1.063 | -1.098 | -1.12 | -1.14 | -1.163 | -1.181 | -1.199 | -1.209 | -1.222 | -1.232 | -1.24 | -1.257 | -1.261
System Transformation | Srg_BB006a | MW | South Wales | Pembroke |  | -4.863 | -5.277 | -4.589 | -4.589 | -5.416 | -6.063 | -6.402 | -6.616 | -6.897 | -7.546 | -8.872 | -10.36 | -11.165 | -11.965 | -12.889 | -14.18 | -14.948 | -15.443 | -15.747 | -16.032 | -16.353 | -16.601 | -16.854 | -17.008 | -17.186 | -17.329 | -17.438 | -17.681 | -17.734
System Transformation | Srg_BB006a | MW | South Wales | Pyle |  | -3.049 | -3.309 | -2.877 | -2.877 | -3.396 | -3.802 | -4.014 | -4.148 | -4.325 | -4.732 | -5.563 | -6.496 | -7.001 | -7.503 | -8.082 | -8.891 | -9.373 | -9.683 | -9.874 | -10.053 | -10.254 | -10.41 | -10.568 | -10.665 | -10.777 | -10.866 | -10.934 | -11.087 | -11.12
System Transformation | Srg_BB006a | MW | South Wales | Rassau |  | -4.763 | -5.168 | -4.494 | -4.494 | -5.304 | -5.938 | -6.269 | -6.479 | -6.754 | -7.39 | -8.689 | -10.146 | -10.934 | -11.718 | -12.622 | -13.886 | -14.639 | -15.123 | -15.421 | -15.7 | -16.015 | -16.258 | -16.506 | -16.656 | -16.831 | -16.97 | -17.077 | -17.315 | -17.368
System Transformation | Srg_BB006a | MW | South Wales | Swansea North |  | -14.193 | -15.402 | -13.392 | -13.392 | -15.806 | -17.695 | -18.682 | -19.307 | -20.128 | -22.022 | -25.893 | -30.236 | -32.583 | -34.919 | -37.614 | -41.381 | -43.625 | -45.068 | -45.955 | -46.786 | -47.724 | -48.448 | -49.187 | -49.636 | -50.156 | -50.572 | -50.89 | -51.6 | -51.755
System Transformation | Srg_BB006a | MW | South Wales | Upper Boat 132kV |  | -4.063 | -4.409 | -3.834 | -3.834 | -4.524 | -5.065 | -5.348 | -5.527 | -5.762 | -6.304 | -7.412 | -8.655 | -9.327 | -9.996 | -10.767 | -11.846 | -12.488 | -12.901 | -13.155 | -13.393 | -13.661 | -13.868 | -14.08 | -14.209 | -14.357 | -14.476 | -14.568 | -14.771 | -14.815
System Transformation | Srg_BB006a | MW | South Wales | Upper Boat 33kV |  | -1.16 | -1.259 | -1.094 | -1.094 | -1.292 | -1.446 | -1.527 | -1.578 | -1.645 | -1.8 | -2.116 | -2.471 | -2.663 | -2.854 | -3.074 | -3.382 | -3.565 | -3.683 | -3.756 | -3.824 | -3.9 | -3.959 | -4.02 | -4.057 | -4.099 | -4.133 | -4.159 | -4.217 | -4.23
System Transformation | Srg_BB006a | MW | South Wales | Uskmouth |  | -5.182 | -5.623 | -4.89 | -4.89 | -5.771 | -6.461 | -6.821 | -7.049 | -7.349 | -8.041 | -9.454 | -11.04 | -11.897 | -12.749 | -13.733 | -15.109 | -15.928 | -16.455 | -16.779 | -17.082 | -17.425 | -17.689 | -17.959 | -18.123 | -18.313 | -18.465 | -18.581 | -18.84 | -18.897
System Transformation | Srg_BB006a | MW | South Western | Abham |  | -5.529 | -5.999 | -5.217 | -5.217 | -6.157 | -6.893 | -7.278 | -7.521 | -7.841 | -8.578 | -10.086 | -11.778 | -12.692 | -13.602 | -14.652 | -16.12 | -16.994 | -17.556 | -17.901 | -18.225 | -18.59 | -18.872 | -19.16 | -19.335 | -19.538 | -19.7 | -19.824 | -20.1 | -20.161
System Transformation | Srg_BB006a | MW | South Western | Alverdiscott |  | -5.106 | -5.541 | -4.818 | -4.818 | -5.687 | -6.367 | -6.722 | -6.946 | -7.242 | -7.923 | -9.316 | -10.879 | -11.723 | -12.563 | -13.533 | -14.889 | -15.696 | -16.215 | -16.534 | -16.833 | -17.171 | -17.431 | -17.697 | -17.859 | -18.046 | -18.195 | -18.31 | -18.565 | -18.621
System Transformation | Srg_BB006a | MW | South Western | Axminster |  | -3.696 | -4.011 | -3.487 | -3.487 | -4.116 | -4.608 | -4.865 | -5.028 | -5.242 | -5.735 | -6.743 | -7.874 | -8.485 | -9.093 | -9.795 | -10.776 | -11.361 | -11.736 | -11.967 | -12.184 | -12.428 | -12.617 | -12.809 | -12.926 | -13.061 | -13.17 | -13.253 | -13.437 | -13.478
System Transformation | Srg_BB006a | MW | South Western | Bridgewater |  | -4.34 | -4.71 | -4.095 | -4.095 | -4.833 | -5.411 | -5.713 | -5.904 | -6.155 | -6.734 | -7.918 | -9.246 | -9.964 | -10.678 | -11.502 | -12.654 | -13.341 | -13.782 | -14.053 | -14.307 | -14.594 | -14.815 | -15.041 | -15.179 | -15.338 | -15.465 | -15.562 | -15.779 | -15.827
System Transformation | Srg_BB006a | MW | South Western | Exeter |  | -7.798 | -8.462 | -7.358 | -7.358 | -8.684 | -9.722 | -10.265 | -10.608 | -11.059 | -12.1 | -14.227 | -16.613 | -17.902 | -19.186 | -20.666 | -22.736 | -23.969 | -24.762 | -25.249 | -25.706 | -26.221 | -26.619 | -27.025 | -27.272 | -27.557 | -27.786 | -27.961 | -28.351 | -28.436
System Transformation | Srg_BB006a | MW | South Western | Indian Queens |  | -9.035 | -9.805 | -8.525 | -8.525 | -10.062 | -11.265 | -11.893 | -12.291 | -12.813 | -14.019 | -16.483 | -19.248 | -20.742 | -22.229 | -23.945 | -26.343 | -27.771 | -28.69 | -29.255 | -29.784 | -30.381 | -30.841 | -31.312 | -31.598 | -31.929 | -32.194 | -32.396 | -32.848 | -32.947
System Transformation | Srg_BB006a | MW | South Western | Landulph |  | -4.167 | -4.522 | -3.932 | -3.932 | -4.641 | -5.195 | -5.485 | -5.669 | -5.91 | -6.466 | -7.602 | -8.877 | -9.567 | -10.252 | -11.043 | -12.15 | -12.808 | -13.232 | -13.493 | -13.737 | -14.012 | -14.224 | -14.441 | -14.573 | -14.726 | -14.848 | -14.942 | -15.15 | -15.196
System Transformation | Srg_BB006a | MW | South Western | Seabank |  | -7.935 | -8.611 | -7.487 | -7.487 | -8.837 | -9.893 | -10.445 | -10.794 | -11.253 | -12.312 | -14.476 | -16.904 | -18.217 | -19.522 | -21.029 | -23.136 | -24.39 | -25.197 | -25.693 | -26.157 | -26.681 | -27.086 | -27.499 | -27.751 | -28.041 | -28.274 | -28.452 | -28.849 | -28.936
System Transformation | Srg_BB006a | MW | South Western | Taunton |  | -3.103 | -3.367 | -2.928 | -2.928 | -3.455 | -3.868 | -4.084 | -4.221 | -4.4 | -4.814 | -5.66 | -6.61 | -7.123 | -7.633 | -8.222 | -9.046 | -9.537 | -9.852 | -10.046 | -10.228 | -10.433 | -10.591 | -10.752 | -10.851 | -10.964 | -11.055 | -11.125 | -11.28 | -11.314
System Transformation | Srg_BB006a | MW | West Midlands | Bishops Wood |  | -11.014 | -11.952 | -10.393 | -10.393 | -12.266 | -13.732 | -14.499 | -14.983 | -15.62 | -17.09 | -20.094 | -23.464 | -25.286 | -27.099 | -29.19 | -32.114 | -33.855 | -34.975 | -35.663 | -36.308 | -37.036 | -37.598 | -38.171 | -38.52 | -38.923 | -39.246 | -39.493 | -40.044 | -40.165
System Transformation | Srg_BB006a | MW | West Midlands | Bushbury |  | -3.489 | -3.786 | -3.292 | -3.292 | -3.886 | -4.35 | -4.593 | -4.746 | -4.948 | -5.414 | -6.366 | -7.433 | -8.01 | -8.584 | -9.247 | -10.173 | -10.725 | -11.079 | -11.298 | -11.502 | -11.732 | -11.91 | -12.092 | -12.202 | -12.33 | -12.433 | -12.511 | -12.685 | -12.724
System Transformation | Srg_BB006a | MW | West Midlands | Bustleholme |  | -4.942 | -5.363 | -4.663 | -4.663 | -5.503 | -6.161 | -6.505 | -6.723 | -7.008 | -7.668 | -9.016 | -10.528 | -11.345 | -12.158 | -13.097 | -14.409 | -15.19 | -15.692 | -16.001 | -16.291 | -16.617 | -16.869 | -17.126 | -17.283 | -17.464 | -17.609 | -17.72 | -17.967 | -18.021
System Transformation | Srg_BB006a | MW | West Midlands | Cellarhead |  | -12.646 | -13.723 | -11.933 | -11.933 | -14.083 | -15.767 | -16.647 | -17.203 | -17.935 | -19.622 | -23.071 | -26.941 | -29.033 | -31.113 | -33.515 | -36.872 | -38.871 | -40.156 | -40.947 | -41.688 | -42.523 | -43.168 | -43.827 | -44.227 | -44.69 | -45.061 | -45.344 | -45.977 | -46.115
System Transformation | Srg_BB006a | MW | West Midlands | Feckenham |  | -7.66 | -8.313 | -7.228 | -7.228 | -8.531 | -9.55 | -10.083 | -10.42 | -10.864 | -11.886 | -13.975 | -16.319 | -17.586 | -18.846 | -20.301 | -22.334 | -23.545 | -24.324 | -24.803 | -25.251 | -25.757 | -26.148 | -26.547 | -26.789 | -27.07 | -27.295 | -27.466 | -27.849 | -27.933
System Transformation | Srg_BB006a | MW | West Midlands | Hams Hall |  | -8.176 | -8.872 | -7.715 | -7.715 | -9.105 | -10.194 | -10.763 | -11.122 | -11.595 | -12.686 | -14.916 | -17.418 | -18.77 | -20.116 | -21.668 | -23.839 | -25.131 | -25.962 | -26.473 | -26.952 | -27.492 | -27.909 | -28.335 | -28.594 | -28.894 | -29.133 | -29.317 | -29.725 | -29.815
System Transformation | Srg_BB006a | MW | West Midlands | Iron Acton |  | -13.254 | -14.384 | -12.507 | -12.507 | -14.761 | -16.526 | -17.448 | -18.031 | -18.798 | -20.566 | -24.182 | -28.237 | -30.43 | -32.611 | -35.127 | -38.646 | -40.741 | -42.089 | -42.917 | -43.694 | -44.569 | -45.245 | -45.936 | -46.355 | -46.841 | -47.229 | -47.526 | -48.189 | -48.334
System Transformation | Srg_BB006a | MW | West Midlands | Ironbridge |  | -4.72 | -5.122 | -4.454 | -4.454 | -5.256 | -5.885 | -6.213 | -6.421 | -6.694 | -7.324 | -8.611 | -10.055 | -10.836 | -11.613 | -12.509 | -13.762 | -14.508 | -14.988 | -15.283 | -15.56 | -15.871 | -16.112 | -16.358 | -16.507 | -16.68 | -16.819 | -16.924 | -17.16 | -17.212
System Transformation | Srg_BB006a | MW | West Midlands | Kitwell |  | -5.996 | -6.506 | -5.658 | -5.658 | -6.677 | -7.475 | -7.893 | -8.156 | -8.503 | -9.303 | -10.939 | -12.773 | -13.765 | -14.752 | -15.89 | -17.482 | -18.43 | -19.039 | -19.414 | -19.765 | -20.161 | -20.467 | -20.779 | -20.969 | -21.189 | -21.364 | -21.499 | -21.799 | -21.864
System Transformation | Srg_BB006a | MW | West Midlands | Nechells |  | -8.439 | -9.158 | -7.963 | -7.963 | -9.398 | -10.522 | -11.109 | -11.48 | -11.969 | -13.095 | -15.397 | -17.979 | -19.375 | -20.763 | -22.366 | -24.606 | -25.94 | -26.798 | -27.326 | -27.82 | -28.377 | -28.808 | -29.247 | -29.514 | -29.824 | -30.071 | -30.26 | -30.682 | -30.775
System Transformation | Srg_BB006a | MW | West Midlands | Ocker Hill |  | -2.102 | -2.281 | -1.984 | -1.984 | -2.341 | -2.621 | -2.767 | -2.86 | -2.981 | -3.262 | -3.835 | -4.478 | -4.826 | -5.172 | -5.571 | -6.129 | -6.462 | -6.675 | -6.807 | -6.93 | -7.069 | -7.176 | -7.285 | -7.352 | -7.429 | -7.491 | -7.538 | -7.643 | -7.666
System Transformation | Srg_BB006a | MW | West Midlands | Oldbury |  | -2.04 | -2.214 | -1.925 | -1.925 | -2.272 | -2.544 | -2.686 | -2.776 | -2.894 | -3.166 | -3.722 | -4.347 | -4.684 | -5.02 | -5.407 | -5.949 | -6.272 | -6.479 | -6.607 | -6.726 | -6.861 | -6.965 | -7.071 | -7.136 | -7.21 | -7.27 | -7.316 | -7.418 | -7.44
System Transformation | Srg_BB006a | MW | West Midlands | Penn |  | -4.94 | -5.361 | -4.662 | -4.662 | -5.502 | -6.16 | -6.503 | -6.721 | -7.007 | -7.666 | -9.013 | -10.525 | -11.342 | -12.155 | -13.093 | -14.405 | -15.186 | -15.688 | -15.997 | -16.286 | -16.613 | -16.865 | -17.122 | -17.278 | -17.459 | -17.604 | -17.715 | -17.962 | -18.016
System Transformation | Srg_BB006a | MW | West Midlands | Rugeley |  | -4.325 | -4.693 | -4.081 | -4.081 | -4.817 | -5.392 | -5.693 | -5.884 | -6.134 | -6.711 | -7.891 | -9.214 | -9.929 | -10.641 | -11.462 | -12.61 | -13.294 | -13.734 | -14.004 | -14.258 | -14.543 | -14.764 | -14.989 | -15.126 | -15.284 | -15.411 | -15.508 | -15.724 | -15.772
System Transformation | Srg_BB006a | MW | West Midlands | Shrewsbury |  | -1.989 | -2.159 | -1.877 | -1.877 | -2.215 | -2.48 | -2.619 | -2.706 | -2.821 | -3.087 | -3.629 | -4.238 | -4.567 | -4.895 | -5.272 | -5.8 | -6.115 | -6.317 | -6.441 | -6.558 | -6.689 | -6.791 | -6.894 | -6.957 | -7.03 | -7.089 | -7.133 | -7.233 | -7.255
System Transformation | Srg_BB006a | MW | West Midlands | Walham |  | -8.213 | -8.913 | -7.75 | -7.75 | -9.147 | -10.24 | -10.812 | -11.173 | -11.648 | -12.744 | -14.984 | -17.497 | -18.856 | -20.207 | -21.767 | -23.947 | -25.246 | -26.081 | -26.594 | -27.075 | -27.618 | -28.037 | -28.464 | -28.724 | -29.025 | -29.266 | -29.45 | -29.861 | -29.951
System Transformation | Srg_BB006a | MW | West Midlands | Willenhall |  | -2.365 | -2.566 | -2.231 | -2.231 | -2.634 | -2.948 | -3.113 | -3.217 | -3.354 | -3.669 | -4.314 | -5.038 | -5.429 | -5.818 | -6.267 | -6.895 | -7.269 | -7.509 | -7.657 | -7.796 | -7.952 | -8.072 | -8.196 | -8.27 | -8.357 | -8.426 | -8.479 | -8.598 | -8.624

## BB2
2023 Buildings Blocks
Template | Technology | Building Block ID Number | Technology Detail | Units | Detail | Comments | Alignment with Ofgem Core Scenario Key Drivers | Included in ESO Data | ESO Comments
Generation | Non-renewable CHP | Gen_BB001 | >=1MW | MW | Installed capacity | Non-renewable | Distribution Thermal Generation (MW) | Y
|  | Gen_BB002 | <1MW | MW | Installed capacity | Non-renewable excluding domestic Micro CHP |  | Y
| Micro CHP | Gen_BB003 | Domestic (G98/G83) | MW | Installed capacity |  |  | Y
| Renewable Engines (Landfill Gas, Sewage Gas, Biogas) | Gen_BB004 |  | MW | Installed capacity | Reciprocating Engines, Gas Turbines, Includes Anaerobic Digestion |  | Y
| Non-renewable Engines (Diesel) (non CHP) | Gen_BB005 | [5 empty] | Y
| Non-renewable Engines (Gas) (non CHP) | Gen_BB006 |  | MW | Installed capacity | Reciprocating Engines, Gas Turbines |  | Y
| Fuel Cells | Gen_BB007 |  | MW | Installed capacity | Hydrogen or Gas as fuel input |  | Y
| OCGTs (non CHP) | Gen_BB008 |  | MW | Installed capacity | Open Cycle Gas Turbines |  | Y
| CCGTs (non CHP) | Gen_BB009 |  | MW | Installed capacity | Combined Cycle Gas Turbines: |  | Y
| Biomass & Energy Crops (including CHP) | Gen_BB010 | Includes Biomass Conversions | MW | Installed capacity |  |  | Y
| Waste Incineration (including CHP) | Gen_BB011 |  | MW | Installed capacity |  |  | Y
| Solar Generation | Gen_BB012 | Large (G99) | MW | Installed capacity |  | Solar Generation (MW) | Y
|  | Gen_BB013 | Small (G98/G83) | MW | Installed capacity |  |  | Y
| Wind | Gen_BB014 | Offshore Wind | MW | Installed capacity |  | Wind Generation (MW) | Y
|  | Gen_BB015 | Onshore Wind >=1MW |  |  |  |  | Y
|  | Gen_BB016 | Onshore Wind <1MW | MW | Installed capacity |  |  | Y
| Marine | Gen_BB017 | Tidal Stream, Wave Power, Tidal Lagoon | MW | Installed capacity |  | Not mentioned in Ofgem Core Scenario BBs | Y
| Hydro | Gen_BB018 | Not pumped hydro | MW | Installed capacity |  | Not mentioned in Ofgem Core Scenario BBs | Y
| Geothermal | Gen_BB019 |  | MW | Installed capacity |  | Not mentioned in Ofgem Core Scenario BBs | Y
| Nuclear | Gen_BB020 |  | MW | Installed capacity |  | Not mentioned in Ofgem Core Scenario BBs | Y
| Coal | Gen_BB021 | COAL | MW | Installed capacity | Transmission connected coal fired generation |  | Y
| Interconnector | Gen_BB022 | IC | MW | Installed capacity | Transmission connected interconnection of other Transmission networks |  | Y
| Hydrogen fuelled generation | Gen_BB023 | Hydrogen | MW | Installed capacity | Hydrogen fired generation |  | Y
| Offshore-Wind (off-Grid) | Gen_BB024 | NC_GEN | MW | Installed capacity | Offshore wind capacity not connected to NETS |  | Y
Demand |  | Dem_BB001a | Domestic | Number of | Number of domestic customers |  |  | Y
|  | Dem_BB002a | I&C | Number of | Number of I&C customers |  |  | Y
|  | Dem_BB002b | I&C | Metres squared | Area of I&C customers |  |  | N | Not included - we do not have this information as part of our FES analysis.
|  | Dem_BB003 | Demand | GWh | Total Annual consumption in GWh | Total demand consumption at GSP level, including losses, any energy saving and new LCT driven demand growth |  | Y | The Building block data has been developed using a combination of modelling approaches for generating geographical split of demand. We have a bottom-up approach for modelling demand for heat in buildings, where calculations are performed from data below the GSP and then aggregated up to GSP level. Transport demand modelling on the other hand starts with a GB level estimate of demand which we then disaggregate down to GSP level. There are some trade-offs with this mixed approach to generating GSP level data and some combinations of the individual elements will need refining in the future. As always, we’ll continue to work with stakeholders to improve our assumptions and modelling methodologies.
|  | Dem_BB004 | Residential HP Demand | GWh | Total Annual consumption in GWh | Heat demand due to residential HPs (including hybrid HPs) |  | Y
|  | Dem_BB005 | I&C HP Demand | GWh | Total Annual consumption in GWh | Heat demand due to I&C HPs (including hybrid HPs) |  | Y
|  | Dem_BB006 | EV Demand 1 | GWh | Total Annual consumption in GWh | Transport demand due to Light Vans, Cars and Motorbikes (including Hybrid EVs) |  | Y
|  | Dem_BB007 | EV Demand 2 | GWh | Total Annual consumption in GWh | Transport demand due to HGVs and Buses (including Hybrid EVs) |  | Y
|  | Dem_BB008 | Baseline Demand | GWh | Total Annual consumption in GW | The gross energy consumption excluding EVs and HPs (BB8=BB3-BB4-BB5-BB6-BB7) |  | Y
|  | Dem_BB008a | Baseline Domestic True Demand | GWh | Total Annual consumption in GWh | Total gross annual consumption of domestic end customers minus domestic EV and domestic HP demand. |  | Y
|  | Dem_BB008b | Non-domestic Demand | GWh | Total Annual consumption in GWh | Total gross annual consumption of non-domestic end customers minus non-domestic EV and non-domestic HP demand. |  | Y
|  | Dem_BB009 | Hydrogen electrolysis | MW | Installed capacity |  |  | Y
Demand Low Carbon Technologies | Electric Vehicles | Lct_BB001 | Pure Electric (vans, cars & motorbikes) | Number of | Number of EVs registered in the specific geographical area | Light Vans,Cars and Motorbikes Includes number of EVs in the specific geographical area | Low carbon vehicles | Y
|  | Lct_BB002 | Plug-in-hybrid (vans, cars and motorbikes) | Number of | Number of EVs registered in the specific geographical area | Light Vans, Cars and Motorbikes Includes number of EVs in the specific geographical area |  | Y
|  | Lct_BB003 | Pure Electric (road vehicles other than vans, cars and motorbikes) | Number of | Number of EVs registered in the specific geographical area | HGVs and Buses Includes number of EVs in the specific geographical area |  | Y
|  | Lct_BB004 | Plug-in-hybrid (road vehicles other than vans, cars and motorbikes) | Number of | Number of EVs registered in the specific geographical area | HGVs and Buses Includes number of EVs in the specific geographical area |  | Y
| Heat Pumps | Lct_BB005 | Domestic - Non-hybrid | Number of | Number of Heat Pumps registered in the specific geographical area | Excluding those supplying District Heating | Heat (Number of installations (k)) | Y
|  | Lct_BB006 | Domestic - Hybrid | Number of | Number of Heat Pumps registered in the specific geographical area | Electrical vs Gas bias Excluding those supplying District Heating |  | Y
|  | Lct_BB007 | I&C - Non-hybrid | Number of | Number of Heat Pumps registered in the specific geographical area | Excluding those supplying District Heating |  | Y
|  | Lct_BB008 | I&C - Hybrid | Number of | Number of Heat Pumps registered in the specific geographical area | Electrical vs Gas bias Exluding those supplying District Heating |  | Y
| District Heating | Lct_BB009 |  | Number of properties connected to DH |  |  | Heat (Number of installations (k)) | Y
| Electric Vehicle Charging units | Lct_BB010a | Domestic | Number of | Number of domestic charging units | Excluding 3pin plugs |  | N | Not included - we do not have this information as part of our FES analysis.
|  | Lct_BB010b | Domestic | MW | Installed capacity of domestic charging units |  |  | N | Not included - we do not have this information as part of our FES analysis.
|  | Lct_BB011a | Workplace | Number of | Number of Workplace charging units |  |  | N | Not included - we do not have this information as part of our FES analysis.
|  | Lct_BB011b | Workplace | MW | Installed capacity of Workplace charging units |  |  | N | Not included - we do not have this information as part of our FES analysis.
|  | Lct_BB012a | Public Slow/Fast | Number of | Number of Public Slow/Fast charging units |  |  | N | Not included - we do not have this information as part of our FES analysis.
|  | Lct_BB012b | Public Slow/Fast | MW | Installed capacity of public Slow/Fast charging units |  |  | N | Not included - we do not have this information as part of our FES analysis.
|  | Lct_BB013a | Public Rapid | Number of | Number of Public Rapid charging units | defined as >=43kW |  | N | Not included - we do not have this information as part of our FES analysis.
|  | Lct_BB013b | Public Rapid | MW | Installed capacity of public Rapid charging units | defined as >=43kW |  | N | Not included - we do not have this information as part of our FES analysis.
| Airconditioning units | Lct_BB014 | A/C Domestic units | Number of |  |  |  | N | Not included - we do not have this information as part of our FES analysis.
|  | Lct_BB015 | A/C I&C units | Number of |  |  |  | N | Not included - we do not have this information as part of our FES analysis.
Storage & Flexibility | Storage | Srg_BB001 | Batteries | MW | Installed capacity (MWh?) | Record Import and Export seperately | Storage (GW) | Y
|  | Srg_BB002 | Domestic Batteries (G98) | MW | Installed capacity |  |  | Y
|  | Srg_BB003 | Pumped Hydro | MW | Installed capacity |  |  | Y
|  | Srg_BB004 | Other | MW | Installed capacity |  |  | Y
|  | Srg_BB005 | V2G | MW availability | Potential MW available to participate |  |  | Y
| I&C Flexibility | Srg_BB006a | I&C Flexibility (TouT) | MW availability | Potential MW available to participate in DSR |  | Total Industrial & Commercial demand available to participate in Demand Response (Non-contracted) | Y | The Building block data has been developed using a combination of modelling approaches for generating geographical split of demand. We have a bottom-up approach for modelling demand for heat in buildings, where calculations are performed from data below the GSP and then aggregated up to GSP level. Transport demand modelling on the other hand starts with a GB level estimate of demand which we then disaggregate down to GSP level. There are some trade-offs with this mixed approach to generating GSP level data and some combinations of the individual elements will need refining in the future. As always, we’ll continue to work with stakeholders to improve our assumptions and modelling methodologies.
|  | Srg_BB006b | I&C Flexibility (TouT) | % customers | % Potential participating customers |  |  | N | Not included - we do not have this information as part of our FES analysis.
| Domestic Flexibility | Srg_BB007a | Electric Vehicle Smart Charging (TouT) | MW availability | Potential MW available to participate in DSR |  | Total domestic demand available to participate in Demand Response (Non-contracted). It is assumed that a domestic customer to have a separate EV based tariff | N | Not included - we do not have this information as part of our FES analysis.
|  | Srg_BB007b | Electric Vehicle Smart Charging (TouT) | % customers | % Potential participating customers |  |  | N | Not included - we do not have this information as part of our FES analysis.
|  | Srg_BB08a | Domestic Flexibility (TouT) | MW availability | Potential MW available to participate in DSR |  |  | N | Not included - we do not have this information as part of our FES analysis.
|  | Srg_BB08b | Domestic Flexibility (TouT) | % customers | % Potential participating customers |  |  | N | Not included - we do not have this information as part of our FES analysis.