## Contents
Future Energy Scenarios 2023 Data Workbook
This workbook contains all the graphs and its data to our 2023 Future Energy Scenarios Document. This workbook also contains additional data and charts that we think might be useful to our stakeholders. The full FES document can be downloaded from our website (link below). Any questions, please contact us at the email address shown below.
https://www.nationalgrideso.com/future-energy/future-energy-scenarios |  |  | FES@nationalgrideso.com
Charts Contents
Chapter Section | Subsection | Figure Title | Figure Number
Legal notice
Versions |  | Version History | Versions | Pursuant to its electricity transmission licence,National Grid Electricity System Operator Limited is the system operator of the national electricity transmission system. For the purpose of this outlook document, the terms “we”, “our”, “us” etc. are used to refer to the licensed entity, National Grid Electricity System Operator Limited. National Grid Electricity System Operator Limited has prepared this outlook document pursuant to its electricity transmission licence in good faith, and has endeavoured to prepare this outlook document in a manner which is, as far as reasonably possible, objective, using information collected and compiled from users of the gas national transmission system and the electricity transmission system together with its own forecasts of the future development of those systems. While National Grid Electricity System Operator Limited has not sought to mislead any person as to the contents of this outlook document and whilst such content represent its best view as at the time of publication, readers of this document should not place any reliance on the contents of this outlook document. The contents of this outlook document must be considered as illustrative only and no warranty can be or is made as to the accuracy and completeness of such contents, nor shall anything within this outlook document constitute an offer capable of acceptance or form the basis of any contract. Other than in the event of fraudulent misstatement or fraudulent misrepresentation, National Grid Electricity System Operator Limited does not accept any responsibility for any use which is made of the information contained within this outlook document. This data is released under the terms of the ESO open data licence, a copy of which can be obtained here: https://data.nationalgrideso.com/licence
Data Dashboards |  | DB.Guide: Guide on Data Dashboard's | DB.Guide
|  | DB.FLX1: Electricity System Flexibility Data Dashboard | DB.FLX1
|  | DB.ES1: Electricity Supply Data Dashboard | DB.ES1
|  | DB.ES2: Electricity Supply (European Scenarios) Data Dashboard | DB.ES2
|  | DB.ED1: Electricity Demand Data Dashboard | DB.ED1
|  | DB.ED3: Natural Gas and Residential Heat Demand Data Dashboard | DB.ED3
|  | DB.ED5: Road Transport Data Dashboard | DB.ED5
|  | DB.WS1: Whole System and Gas Supply Data Dashboard | DB.WS1
|  | DB.WS2: Emissions Data Dashboard | DB.WS2
Commodity Prices |  | Commodity prices - fuels | CP1
|  | Commodity prices - carbon | CP2
FES in Five |  | Energy flow diagram inputs | Energy flow diagrams
|  | Key Statistics in 2030, 2035 and 2050 | Key Stats
|  | FES Key Comparison Chart | Key Comparisons
Net Zero |  | NZ.01: Emissions reductions by sector between 1990 and 2021 | NZ.01
|  | NZ.02: Net greenhouse gas emissions and carbon budgets | NZ.02
|  | NZ.03: Route to net zero 2040 to 2050 | NZ.03
|  | NZ.04: Power generation emissions out to 2050 | NZ.04
|  | NZ.05: Emission contributions from different sectors excluding land use change for Wales and the South East of England,showing the significant increase in Welsh large industry contributions (BEIS 2020 data) | NZ.05
|  | NZ.06: Locational elements of the half-hourly year-round demand charge for network regions combined with proposed carbon storage sites | NZ.06
|  | NZ.07: Total net GHG emissions | NZ.07
|  | NZ.08: Changes to reported 1990 emissions by year | NZ.08
|  | NZ.09: Non-FES sector emissions | NZ.09
|  | NZ.10: Plant Biomass | NZ.10
|  | NZ.11 - NZ.15: Negative emissions (by scenario) | NZ.11-15
|  | NZ.16 - NZ.17: Negative Emissions in each scenario at 2050 | NZ.16-17
|  | NZ.18-NZ.21: Estimated number of vehicles in the UK and associated emissions | NZ.18-21
|  | NZ.22-NZ.25: Estimated number of heating technologies and the associated emissions reduction to 2050 | NZ.22-25
|  | NZ.26: Clearing price and total allowances of the UK ETS since the first auction back in May 2019 | NZ.26
|  | NZ.A: Historical emissions by sector and trajectory | NZ.A
|  | NZ.B: Greenhouse gas emissions (by scenario) | NZ.B
The Energy Consumer |  | EC.01: Annual consumer demand in Consumer Transformation by fuel and sector | EC.01
|  | EC.02: Annual consumer demand in System Transformation by fuel and sector | EC.02
|  | EC.03: Total annual consumer electricity demand | EC.03
|  | EC.04: Total annual consumer gas demand | EC.04
|  | EC.05: Domestic annual gas demand for heat | EC.05
|  | EC:06: Domestic annual electricity demand for heat | EC.06
|  | EC.07: Cumulative savings in underlying heat demand from applying fabric insulation measures to existing homes, higher standards in new builds and consumer behavioural change | EC.07
|  | EC.08: Annual heat pump installations | EC.08
|  | EC.09: Annual hydrogen boiler installations (including hybrids) | EC.09
|  | EC.10: Residential electricity demand for appliances | EC.10
|  | EC.11: Battery electric cars on the road | EC.11
|  | EC.12: Reduction in unmanaged peak demand for EV charging due to smart charging | EC.12
|  | EC.13: Proportion of privately owned EVs with access to off-street parking that participate in V2G | EC.13
|  | EC.14: Hydrogen demand for road transport | EC.14
|  | EC.15: Industrial electricity demand (excluding hydrogen production) | EC.15
|  | EC.16: Industrial gas demand | EC.16
|  | EC.17: Industrial hydrogen demand | EC.17
|  | EC.18: Electricity demand in the commercial sector (excluding hydrogen production) | EC.18
|  | EC.19: Annual natural gas demand for the commercial sector | EC.19
|  | EC.20: Low carbon hydrogen demand in the commercial sector | EC.20
|  | EC.21: Peak and annual demand split by archetype and share of Green Dreamers by local authority in Wales | EC.21
|  | EC.22: Average 15 year cost of selected heating systems in Leading the Way in 2030 for the most common housing type in England excluding any grants or incentives | EC.22
|  | EC.23: Relative cost of hydrogen vs electrification for residential consumers for the most common archetype in England, based on Leading the Way 2030, excluding subsidies and incentives | EC.23
| Additional Graphs | EC:A: Annual consumer demand in Leading the Way by fuel and sector | EC.A
|  | EC.B: Annual consumer demand in Falling Short by fuel and sector | EC.B
|  | EC.C: Total annual demand for heating homes | EC.C
|  | EC.D: Hydrogen demand for home heating | EC.D
|  | EC.E: Home heating technology mix today, in 2035 and in 2050 | EC.E
|  | EC.F: Breakdown of savings in underlying heat demand due to building fabric improvement and consumer behavioural change - 2050 | EC.F
|  | EC.G: Residential heat pump (including hybrids) total uptake trends | EC.G
|  | EC.H: Residential hydrogen boilers (including hybrids) total uptake trends | EC.H
|  | EC.I: District heat network connections in 2050 | EC.I
|  | EC.J: Annual energy demand for Road Transport | EC.J
|  | EC.K: Battery electric van on the road | EC.K
|  | EC.L: HGVs on the road by fuel type | EC.L
|  | EC.M: Electricity demand for data centres | EC.M
|  | EC.N: Overall non-domestic heating technology mix | EC.N
The Energy System |  | ES.01: Demand components contributing to total primary energy in Leading the Way | ES.01
|  | ES.02 Primary energy demand in Leading the Way in 2050 | ES.02
|  | ES.03: Electricity ACS peak demand (including losses) | ES.03
|  | ES.04: Peak natural gas demand (1-in-20 day) | ES.04
|  | ES.05-08: Electricity output by technology (excluding non-networked wind and solar) | ES.05-08
|  | ES.09: Installed capacity in GW | ES.09
|  | ES.10: Installed generation capacity, peak demand and percentage of decentralised generation capacity (GW) | ES.10
|  | ES.11: Offshore wind generation capacity | ES.11
|  | ES.12: Onshore wind capacity | ES.12
|  | ES.13: Solar capacity in GW | ES.13
|  | ES.14: Marine capacity in GW | ES.14
|  | ES.15: Unabated gas capacity in GW | ES.15
|  | ES.16: Dispatchable low carbon generation capacity in GW | ES.16
|  | ES.17: Installed BECCS generation capacity (GW) | ES.17
|  | ES.18:Nuclear generation of existing plant | ES.18
|  | ES.19: Nuclear capacity of existing plant | ES.19
|  | ES.20: Small Modular Reactor capacity across our scenarios | ES.20
|  | ES.21: Annual electricity demand compared to nuclear and offshore wind in Consumer Transformation | ES.21
|  | ES.22: Distribution connection generation | ES.22
|  | ES.23: Installed generation capacity in Scotland | ES.23
|  | ES.24: Proportion of demand met by embedded generation at winter peak in Consumer Transformation | ES.24
|  | ES.25: Interconnector capacity | ES.25
|  | ES.26: Electricity storage installed capacity (excluding Vehicle-to-Grid and Hydrogen) | ES.26
|  | ES.28: Different types of hydrogen and their carbon emissions | ES.28
|  | ES.29: Projects in various development stages | ES.29
|  | ES.30: Low carbon hydrogen production capacity | ES.30
|  | ES.31: Low carbon hydrogen source by scenario in 2030 | ES.31
|  | ES.32: Low carbon hydrogen demand imn 2050 | ES.32
|  | ES.33: Location of electrolyser and wind capacities | ES.33
|  | ES.35-36: Natural gas supply and demand sources in 2022 and 2021 | ES.35-36
|  | ES.37: Annual gas supply in Consumer Transformation | ES.37
|  | ES.38: Annual gas supply in System Transformation | ES.38
|  | ES.39: Annual gas supply in Leading the Way | ES.39
|  | ES.40: Annual gas supply in Falling Short | ES.40
|  | ES.41: Import dependency by volume | ES.41
|  | ES.42: Estimated working gas volume | ES.42
|  | ES.43: 2022 LNG import sources and percentage split | ES.43
|  | ES.44: Total bioenergy demand in 2050 | ES.44
|  | ES.45: Total bioenergy supply in 2050 (TWh) | ES.45
|  | ES.46-49: Total bioenergy demand by scenario and sector | ES.46-49
|  | ES.50: Locations of electricity generation output and demand in Leading the Way | ES.50
|  | ES.51: Installed generation capacity compared to TEC register pipeline | ES.51
| Additional Graphs | ES.A: Hydrogen blending into the gas network | ES.A
|  | ES.B: Electricity demand for hydrogen production (including offshore hydrogen production) | ES.B
|  | ES.C: Natural gas demand for hydrogen production | ES.C
|  | ES.D: Nuclear electricity demand for electrolysis | ES.D
|  | ES.E: Bioresources demand for hydrogen production by gasification | ES.E
|  | ES.F: Hydrogen supply in Consumer Transformation | ES.F
|  | ES.G: Hydrogen production capacity in Consumer Transformation | ES.G
|  | ES.H: Hydrogen supply in System Transformation | ES.H
|  | ES.I: Hydrogen production capacity in System Transformation | ES.I
|  | ES.J: Hydrogen supply in Leading the Way | ES.J
|  | ES.K: Hydrogen production capacity in Leading the Way | ES.K
|  | ES.L: Hydrogen supply in Falling Short | ES.L
|  | ES.M: Hydrogen production capacity in Falling Short | ES.M
|  | ES.N: Wind and solar generation capacity by region (GW) | ES.N
|  | ES.O: Load Factor, Capacity (GW) and Generation (TWh) in 2030 and 2050 | ES.O
|  | ES.P: UK Bioenergy and waste supply from 2000 to 2021 (TWh) | ES.P
|  | ES.Q: UK Bioenergy by end use from 2000 to 2021 (TWh) | ES.Q
|  | ES.R: Bioenergy demand in each scenario by sector | ES.R
|  | ES.S: Hydrogen supply in 2050 by technology (TWh) | ES.S
Flexibility |  | FL.01: Example of the DFS scheme, launched by ESO during November 2022 | FL.01
|  | FL.02: Demand Side Response from residential, commercial and industrial sectors in the long-term | FL.02
|  | FL.03: Demand Side Response from the transport sector (smart charging) | FL.03
|  | FL.04: Demand Side Response from the transport sector (Vehicle-to-Grid) | FL.04
|  | FL.05: Total electric heat flexibility | FL.05
|  | FL.06: Thermal storage operation with an ASHP on the peak day in Leading the Way | FL.06
|  | FL.07: Thermal storage operation with an GSHP on the peak day in Leading the Way | FL.07
|  | FL.08: Network-connected electrolysis capacity: Electrolysers connected to the GB distribution and transmission systems either directly or via generation plant (excluding nuclear) | FL.08
|  | FL.09: Hydrogen storage capacity requirements | FL.09
|  | FL.10: UK portfolio by status for battery storage (left) and pumped hydro storage (right) in 2023 (GW) | FL.10
|  | FL.11: Electricity storage installed capacity and volume (excluding Vehicle-to-Grid) | FL.11
|  | FL.12: Varying energy and power outputs of electricity storage types in 2030 and 2050 (including Vehicle-to-Grid) | FL.12
|  | FL.13: Transmission battery storage projections per region for Leading the Way in 2050 | FL.13
|  | FL.14: Interconnector peak flows | FL.14
|  | FL.15: Interconnectors Imports and exports (TWh) | FL.15
|  | FL.16-17: Dispatchable electricity supply sources (excluding renewable sources) | FL.16-17
|  | FL.18: Annual curtailment (TWh) for all the scenarios out to 2050 | FL.18
|  | FL.19: Regional contribution of the total DFS live events and coordinate shapefile for all the DNO license areas | FL.19
|  | FL.20: Example of DFS live service on the 23rd of January 2023 with a demand reduction of 324 MW, equivalent to nearly 70000 households participating in service. This was enough to power approximately 0.5 million homes across Great Britain | FL.20
|  | FL.21-25: Generation stack from the 19th of February till the 3rd of March 1985 for the simulation year of 2050 in GWh | FL.21-25
|  | FL.A: Electricity and gas storage capacity in 2022 | FL.A
|  | FL.B: Hydrogen daily demand and supply in 2050 | FL.B
|  | FL.C: Levels of hydrogen in storage in 2050 | FL.C
Data Tables |  | FLX1: Flexibility data table | FLX1
|  | ES1: Electricity supply data table | ES1
|  | ES2: European electricity supply data table | ES2
|  | ED1: Electricity demand summary | ED1
|  | ED2: Electricity definitions | ED2
|  | ED3: Gas demand summary | ED3
|  | ED4: Natural Gas demand definitions | ED4
|  | ED5: Road transport summary | ED5
|  | ED6: Road Transport Notes | ED6
|  | WS1: Whole System & Gas Supply | WS1
|  | WS2: Whole System & Gas Supply - Emissions | WS2
| Building Blocks -> | Building Block Data | BB1
|  | Building Block Definitions | BB2

## Versions
Version History
Return to: Main Menu
Version | Date Uploaded | Changes
1 | 2023-07-10 | Initial published version
1.1 |  | Number of decimal places increased to 3 for all values in BB1 tab
2 |  | Dashboards Updated
2.1 |  | Added Carbon Emissions and Carbon Intensity of electricity generation excluding BECCS to ES1
3 |  | Corrected typo on tab ED2, cell C147, 2012 changed to 2013

## Data Dashboards
Data Dashboards
Chapter Section | Figure Title | Figure Number
Data Dashboards | DB.Guide: Guide on Data Dashboard's | DB.Guide
| DB.FLX1: Electricity System Flexibility Data Dashboard | DB.FLX1
| DB.ES1: Electricity Supply Data Dashboard | DB.ES1
| DB.ES2: Electricity Supply (European Scenarios) Data Dashboard | DB.ES2
| DB.ED1: Electricity Demand Data Dashboard | DB.ED1
| DB.ED3: Natural Gas and Residential Heat Demand Data Dashboard | DB.ED3
| DB.ED5: Road Transport Data Dashboard | DB.ED5
| DB.WS1: Whole System and Gas Supply Data Dashboard | DB.WS1
| DB.WS2: Emissions Data Dashboard | DB.WS2

## DB.Guide
DB.Guide: Guide on Data Dashboard's
This is an information page surrounding the customisable aspects of the dashboards. For each scenario and variable selected the values are summed across all remaining selected options. The data values for the selected options are below the chart.
General Info
All data displayed is generated from the corresponding data table within the workbook. As an example DB.FLX1 pulls all of it’s data from the FLX1 data table tab. The charts are defined by the slicers and your interaction with them shapes the chart and data below. When selecting a point within a slicer the data provided underneath the chart will automatically adjust to the selected point.
Common peculiarities
By default everything is enabled in the dashboard, often providing a confusing report. This is due to every possible combination being combined and displayed. Managing this can be done by selecting filter points the “Slicers”. Selecting the unit’s (e.g. MW, TWh, GW) filters the report down into a more readable format.
Slicer example
The top colour identifies data points currently active in the chart and data table. The bottom is a deselected data point and won’t show in the chart or the data table below the chart.
The above marker allows for multiple selections within the marker. Simply click on the icon to enable this feature.
The above marker clears all selections currently active within the slicer.

## DB.FLX1
DB.FLX1: Electricity System Flexibility Data Dashboard
The Future Energy Scenarios (FES) represent a range of different, credible ways to decarbonise our energy system as we strive towards the 2050 target. One of the FES outputs is an agreed set of data tables containing the GB FES values for the electricity system flexibility (FLX1) which this dashboard is visualising. For each scenario and variable selected the values are summed across all remaining selected options. The data values for the selected options are below the chart.
Electricity system flexibility scenarios for GB(FLX1) with selected options
Column Labels
| Consumer Transformation |  |  | Consumer Transformation Total | Leading the Way |  |  | Leading the Way Total | System Transformation |  |  | System Transformation Total | Falling Short |  |  | Falling Short Total | Five Year Forecast |  |  | Five Year Forecast Total
Values | GW | GWh | TWh |  | GW | GWh | TWh |  | GW | GWh | TWh |  | GW | GWh | TWh |  | GW | GWh | TWh
2022 | 62.2924 | 58.9927 | -3.9736 | 117.3115 | 62.0282 | 58.9927 | -3.9736 | 117.0474 | 62.3106 | 58.9927 | -3.9736 | 117.3298 | 62.3368 | 58.9927 | -3.9736 | 117.356 | 54.3265 | 56.9246 | -3.9736 | 107.2775
2023 | 66.3778 | 68.2465 | 27.6441 | 162.2685 | 69.4927 | 73.7237 | 13.0878 | 156.3042 | 65.174 | 65.2891 | 17.0758 | 147.5388 | 65.2632 | 62.6113 | 29.4937 | 157.3682 | 57.0604 | 64.1671 | 16.1935 | 137.421
2024 | 75.8333 | 81.0018 | 57.6564 | 214.4915 | 80.5849 | 90.8662 | 12.2386 | 183.6897 | 71.2773 | 71.3487 | 55.1578 | 197.7838 | 68.409 | 65.0351 | 74.3792 | 207.8233 | 61.6285 | 69.6514 | 53.6753 | 184.9552
2025 | 80.3562 | 91.94 | 55.3642 | 227.6604 | 82.0332 | 92.403 | 6.0372 | 180.4734 | 77.2479 | 83.6648 | 82.4199 | 243.3326 | 69.6825 | 68.3812 | 118.8176 | 256.8813 | 66.0564 | 80.9806 | 82.1914 | 229.2283
2026 | 86.9186 | 99.4525 | 37.0002 | 223.3713 | 89.4801 | 103.7136 | -43.3862 | 149.8075 | 83.509 | 88.9177 | 45.4745 | 217.9011 | 80.1525 | 75.5824 | 110.5317 | 266.2667 | 71.974 | 86.6432 | 44.5156 | 203.1327
2027 | 87.2409 | 101.554 | 10.4747 | 199.2695 | 94.5677 | 143.0664 | -40.1538 | 197.4803 | 88.0203 | 95.6099 | 51.2569 | 234.8871 | 85.758 | 78.9722 | 98.9998 | 263.73 | 74.4002 | 91.9281 | 47.2158 | 213.5441
2028 | 87.4695 | 103.6269 | -11.4189 | 179.6775 | 86.4016 | 153.2552 | -63.2076 | 176.4491 | 87.549 | 97.713 | 13.9409 | 199.2029 | 89.1583 | 83.7152 | 75.5209 | 248.3945 | 73.3784 | 94.3548 | 11.3552 | 179.0884
2029 | 86.589 | 108.5401 | -34.9973 | 160.1319 | 92.0313 | 211.2539 | -83.9588 | 219.3264 | 88.3218 | 98.4425 | -1.2522 | 185.5121 | 90.0904 | 85.1349 | 34.0467 | 209.272
2030 | 86.3049 | 119.2225 | -66.1796 | 139.3478 | 98.315 | 235.8995 | -116.0889 | 218.1257 | 90.3433 | 101.0794 | -54.2388 | 137.1839 | 93.3307 | 87.1429 | 4.0905 | 184.5641
2031 | 88.7806 | 128.9329 | -91.5085 | 126.205 | 97.6728 | 256.6805 | -131.8043 | 222.5491 | 88.8325 | 101.2814 | -64.2123 | 125.9016 | 91.2516 | 87.6821 | 7.2647 | 186.1984
2032 | 91.578 | 163.8315 | -101.5271 | 153.8824 | 96.5519 | 275.729 | -139.1497 | 233.1313 | 91.7268 | 103.9355 | -81.7789 | 113.8833 | 93.0101 | 89.3206 | -6.4256 | 175.9052
2033 | 90.8552 | 177.7102 | -95.8155 | 172.7499 | 93.3984 | 283.4419 | -213.7947 | 163.0457 | 93.2172 | 107.479 | -101.5911 | 99.1051 | 96.4378 | 89.6589 | -8.0125 | 178.0842
2034 | 91.0786 | 224.8978 | -130.3968 | 185.5796 | 84.1425 | 291.7045 | -231.29 | 144.557 | 95.1779 | 115.9476 | -112.1356 | 98.9898 | 98.8069 | 90.6153 | -23.8176 | 165.6045
2035 | 87.4694 | 231.471 | -155.2498 | 163.6906 | 72.2587 | 298.4617 | -222.8579 | 147.8625 | 96.2355 | 117.9084 | -149.1284 | 65.0155 | 101.9747 | 93.2387 | -25.9962 | 169.2171
2036 | 82.9354 | 237.9873 | -147.9995 | 172.9232 | 59.516 | 309.3099 | -245.378 | 123.4479 | 98.4957 | 119.6369 | -156.8988 | 61.2338 | 105.4006 | 96.1215 | -65.8139 | 135.7083
2037 | 77.2836 | 244.4608 | -167.234 | 154.5104 | 58.6437 | 320.2514 | -251.0334 | 127.8617 | 102.4485 | 157.5143 | -160.5981 | 99.3647 | 108.2828 | 98.0172 | -89.7502 | 116.5498
2038 | 73.7516 | 251.3435 | -186.4924 | 138.6027 | 61.5502 | 326.1504 | -264.9099 | 122.7906 | 104.2571 | 164.0537 | -170.2237 | 98.0872 | 110.0137 | 98.7494 | -97.4538 | 111.3093
2039 | 70.8592 | 253.3203 | -187.4737 | 136.7059 | 66.3669 | 332.6279 | -269.5639 | 129.431 | 106.8211 | 169.849 | -182.869 | 93.8011 | 109.6804 | 98.8608 | -110.7437 | 97.7975
2040 | 70.9727 | 260.2132 | -197.4421 | 133.7438 | 72.0168 | 364.7569 | -270.2344 | 166.5393 | 107.2098 | 176.0637 | -192.3998 | 90.8737 | 114.003 | 113.9179 | -103.5803 | 124.3406
2041 | 72.7511 | 267.9004 | -228.8497 | 111.8018 | 77.126 | 367.4103 | -255.6652 | 188.8711 | 111.1956 | 182.5766 | -188.9813 | 104.7908 | 115.378 | 115.4351 | -117.6239 | 113.1892
2042 | 80.6649 | 285.7768 | -231.0885 | 135.3532 | 82.6394 | 369.8395 | -246.1803 | 206.2985 | 114.4585 | 194.4058 | -202.3895 | 106.4748 | 116.1043 | 116.2979 | -125.1903 | 107.212
2043 | 86.9294 | 292.3474 | -234.8026 | 144.4742 | 89.6296 | 372.3456 | -238.2727 | 223.7025 | 117.4844 | 195.6836 | -200.1921 | 112.9759 | 119.0988 | 117.1118 | -121.8725 | 114.3382
2044 | 91.4332 | 303.7869 | -249.2137 | 146.0064 | 94.3822 | 374.9316 | -228.9585 | 240.3552 | 123.2821 | 205.7401 | -199.7647 | 129.2574 | 119.5517 | 117.9936 | -126.8277 | 110.7177
2045 | 92.3044 | 311.4835 | -262.5504 | 141.2375 | 98.0208 | 377.8805 | -224.4402 | 251.4611 | 127.3373 | 211.2742 | -207.0586 | 131.5529 | 120.0289 | 119.9024 | -126.089 | 113.8423
2046 | 93.942 | 314.632 | -269.7122 | 138.8618 | 101.5254 | 380.8225 | -216.3564 | 265.9915 | 131.3778 | 221.5451 | -206.2667 | 146.6562 | 120.8377 | 120.6556 | -122.3491 | 119.1442
2047 | 97.5594 | 322.2451 | -269.494 | 150.3106 | 105.4508 | 383.893 | -208.8986 | 280.4452 | 134.3263 | 223.9296 | -206.629 | 151.6269 | 121.3321 | 121.2052 | -115.2161 | 127.3212
2048 | 100.9374 | 325.2305 | -270.9648 | 155.2031 | 109.2357 | 387.0277 | -205.5835 | 290.6799 | 137.8481 | 229.1737 | -212.6844 | 154.3374 | 122.2486 | 122.3126 | -120.1917 | 124.3694
2049 | 103.9017 | 328.2201 | -279.6589 | 152.4628 | 113.4916 | 390.225 | -193.292 | 310.4245 | 140.9733 | 230.4333 | -205.1745 | 166.2322 | 122.7867 | 122.9896 | -115.0663 | 130.71
2050 | 106.9584 | 331.2158 | -283.6578 | 154.5164 | 117.4607 | 393.5574 | -190.8382 | 320.18 | 143.2804 | 231.7086 | -211.3098 | 163.6793 | 124.0905 | 123.9321 | -111.3508 | 136.6717
This shape represents a slicer. Slicers are supported in Excel 2010 or later. If the shape was modified in an earlier version of Excel, or if the workbook was saved in Excel 2003 or earlier, the slicer cannot be used.
This shape represents a slicer. Slicers are supported in Excel 2010 or later. If the shape was modified in an earlier version of Excel, or if the workbook was saved in Excel 2003 or earlier, the slicer cannot be used.
This shape represents a slicer. Slicers are supported in Excel 2010 or later. If the shape was modified in an earlier version of Excel, or if the workbook was saved in Excel 2003 or earlier, the slicer cannot be used.
This shape represents a slicer. Slicers are supported in Excel 2010 or later. If the shape was modified in an earlier version of Excel, or if the workbook was saved in Excel 2003 or earlier, the slicer cannot be used.
This shape represents a slicer. Slicers are supported in Excel 2010 or later. If the shape was modified in an earlier version of Excel, or if the workbook was saved in Excel 2003 or earlier, the slicer cannot be used.
This shape represents a slicer. Slicers are supported in Excel 2010 or later. If the shape was modified in an earlier version of Excel, or if the workbook was saved in Excel 2003 or earlier, the slicer cannot be used.

## DB.ES1
DB.ES1: Electricity Supply Data Dashboard
The Future Energy Scenarios (FES) represent a range of different, credible ways to decarbonise our energy system as we strive towards the 2050 target. One of the FES outputs is an agreed set of data tables containing the electricity supply values (ES1) which this dashboard is visualising. For each scenario and variable selected the values are summed across all remaining selected options. The data values for the selected options are below the chart.
Electricity supply scenarios (ES1) with selected options
Column Labels
| Capacity (MW) |  |  |  |  | Capacity (MW) Total | CO2 emissions (mt CO2) |  |  |  |  | CO2 emissions (mt CO2) Total | CO2 Intensity of Generation (gCO2/kWh) |  |  |  |  | CO2 Intensity of Generation (gCO2/kWh) Total | Consumption (TWh) |  |  |  |  | Consumption (TWh) Total | Demand (MW) |  |  |  |  | Demand (MW) Total | Demand (TWh) |  |  |  |  | Demand (TWh) Total | Export (TWh) |  |  |  |  | Export (TWh) Total | Generation (TWh) |  |  |  |  | Generation (TWh) Total | Import (TWh) |  |  |  |  | Import (TWh) Total | Netflows (TWh) |  |  |  |  | Netflows (TWh) Total | Storage Capacity (GWh) |  |  |  |  | Storage Capacity (GWh) Total | Available DSR (MW) |  |  |  |  | Available DSR (MW) Total | Demand Reduction (TWh) |  |  |  |  | Demand Reduction (TWh) Total | Curtailment (TWh) |  |  |  |  | Curtailment (TWh) Total
Values | Consumer Transformation | Five Year Forecast | Leading The Way | System Transformation | Falling Short |  | Consumer Transformation | Five Year Forecast | Leading The Way | System Transformation | Falling Short |  | Consumer Transformation | Five Year Forecast | Leading The Way | System Transformation | Falling Short |  | Consumer Transformation | Five Year Forecast | Leading The Way | System Transformation | Falling Short |  | Consumer Transformation | Five Year Forecast | Leading The Way | System Transformation | Falling Short |  | Consumer Transformation | Five Year Forecast | Leading The Way | System Transformation | Falling Short |  | Consumer Transformation | Five Year Forecast | Leading The Way | System Transformation | Falling Short |  | Consumer Transformation | Five Year Forecast | Leading The Way | System Transformation | Falling Short |  | Consumer Transformation | Five Year Forecast | Leading The Way | System Transformation | Falling Short |  | Consumer Transformation | Five Year Forecast | Leading The Way | System Transformation | Falling Short |  | Consumer Transformation | Five Year Forecast | Leading The Way | System Transformation | Falling Short |  | Consumer Transformation | Five Year Forecast | Leading The Way | System Transformation | Falling Short |  | Consumer Transformation | Five Year Forecast | Leading The Way | System Transformation | Falling Short |  | Consumer Transformation | Five Year Forecast | Leading The Way | System Transformation | Falling Short
2022 | 111729.9741 | 111734.2491 | 111729.9741 | 111729.9741 | 111729.9741 | 558654.1456 | 53.7413 | 53.7413 | 53.7413 | 53.7413 | 53.7413 | 268.7065 | 183.1104 | 183.1104 | 183.1104 | 183.1104 | 183.1104 | 915.552 | 4.568 | 4.5671 | 4.568 | 4.5671 | 4.5672 | 22.8374 | 50480.02 | 50480.02 | 50480.02 | 50480.02 | 50480.02 | 252400.1 | 577.6406 | 577.6406 | 578.0115 | 577.6406 | 577.6406 | 2888.5738 | -27.5138 | -27.5138 | -27.5138 | -27.5138 | -27.5138 | -137.569 | 297.7094 | 297.7102 | 297.7094 | 297.7081 | 297.7087 | 1488.5459 | 23.066 | 23.066 | 23.066 | 23.066 | 23.066 | 115.3301 | -4.4478 | -4.4478 | -4.4478 | -4.4478 | -4.4478 | -22.2389 | 29.4964 | 29.4964 | 29.4964 | 29.4964 | 29.4964 | 147.4818 | 1570.34 | 1570.34 | 1570.34 | 1570.34 | 1570.34 | 7851.7 | 0.37088 | 0.37088 | 0.37088 | 0.37088 | 0.37088 | 1.8544 | 0.0403 | 0.0403 | 0.0403 | 0.0403 | 0.0403 | 0.2015
2023 | 116056.4531 | 116295.332 | 121529.4521 | 114739.3763 | 114484.7815 | 583105.395 | 41.8772 | 47.6542 | 39.7848 | 47.3342 | 52.5196 | 229.17 | 158.0604 | 170.1212 | 147.7522 | 169.3521 | 182.2304 | 827.5163 | 5.4996 | 5.0451 | 6.7931 | 4.4314 | 3.7935 | 25.5626 | 48137.46 | 49781.97 | 47307.26 | 49741.2 | 52516.83 | 247484.72 | 551.6151 | 570.5075 | 545.9756 | 570.093 | 600.0732 | 2838.2643 | -15.0865 | -17.5033 | -19.0019 | -17.2446 | -14.3559 | -83.1922 | 270.1973 | 284.904 | 275.7766 | 283.675 | 291.8213 | 1406.3743 | 26.1325 | 22.824 | 22.7698 | 23.0065 | 26.3268 | 121.0596 | 11.0461 | 5.3208 | 3.7679 | 5.7619 | 11.9709 | 37.8675 | 34.1233 | 33.7786 | 36.8618 | 32.6445 | 31.3056 | 168.7138 | 1971.34 | 1971.34 | 1971.34 | 1499.996 | 1499.996 | 8914.012 | 0.26963 | 0.29004 | 0.30608 | 0.32987 | 0.23564 | 1.4313 | 0.044462 | 0.031522 | 0.05204 | 0.031492 | 0.030946 | 0.19046
2024 | 125198.1331 | 121559.4488 | 137082.3291 | 120030.7213 | 117200.3198 | 621070.9521 | 34.6076 | 40.3144 | 29.2137 | 40.3071 | 48.0558 | 192.4986 | 137.6687 | 154.4355 | 109.1851 | 154.3772 | 178.1934 | 733.8599 | 8.9953 | 6.823 | 11.0419 | 6.1732 | 4.6409 | 37.6744 | 49346.39 | 50232.62 | 47155.71 | 49879.5 | 53456.13 | 250070.35 | 553.5959 | 568.8924 | 540.7462 | 570.5726 | 607.0849 | 2840.892 | -13.9323 | -13.609 | -26.0554 | -13.2771 | -10.001 | -76.8748 | 260.0227 | 267.469 | 278.1098 | 267.039 | 274.1038 | 1346.7444 | 39.5995 | 37.2856 | 29.0137 | 37.695 | 44.0296 | 187.6235 | 25.6672 | 23.6766 | 2.9583 | 24.4179 | 34.0286 | 110.7486 | 40.5009 | 36.9176 | 45.4331 | 35.6743 | 32.5175 | 191.0435 | 2089.99 | 2089.99 | 2089.99 | 1323.846 | 1756.306 | 9350.122 | 0.37885 | 0.44139 | 0.51579 | 0.30087 | 0.28579 | 1.9227 | 0.16806 | 0.06487 | 0.33646 | 0.063817 | 0.051161 | 0.68437
2025 | 135491.1665 | 127876.0032 | 145694.8649 | 126351.1264 | 117612.6225 | 653025.7835 | 29.6704 | 32.4421 | 24.9146 | 31.9872 | 42.5331 | 161.5474 | 113.7851 | 128.389 | 89.259 | 127.363 | 169.1711 | 627.9672 | 10.6579 | 9.2353 | 11.0024 | 8.6381 | 5.6781 | 45.2119 | 50415.67 | 50345.76 | 47233.04 | 50580.54 | 53858.64 | 252433.65 | 569.4426 | 579.0366 | 551.8503 | 575.9742 | 614.9359 | 2891.2395 | -20.1264 | -12.217 | -33.1671 | -12.1686 | -6.0203 | -83.6994 | 270.7527 | 261.6035 | 289.7085 | 259.4162 | 256.8315 | 1338.3123 | 44.5125 | 50.1517 | 32.8897 | 50.2176 | 62.2681 | 240.0395 | 24.3861 | 37.9347 | -0.27742 | 38.049 | 56.2478 | 156.3401 | 45.97 | 43.0941 | 46.2015 | 41.8324 | 34.1906 | 211.2887 | 2208.642 | 2208.642 | 2208.642 | 1323.845 | 1933.074 | 9882.845 | 0.68538 | 0.76424 | 0.54191 | 0.46395 | 0.33525 | 2.7907 | 0.32833 | 0.22578 | 1.1367 | 0.21567 | 0.1239 | 2.0304
2026 | 144838.4455 | 140194.5561 | 163556.9321 | 138069.7337 | 122544.4355 | 709204.103 | 34.2226 | 33.5275 | 23.2941 | 32.7997 | 49.3708 | 173.2148 | 122.6639 | 120.4216 | 73.0421 | 118.7464 | 190.9499 | 625.8239 | 11.0581 | 9.8382 | 16.0232 | 9.065 | 6.6347 | 52.6192 | 51828.61 | 51613.04 | 49267.06 | 50973.57 | 54633.31 | 258315.59 | 587.4012 | 591.6977 | 578.8046 | 584.999 | 620.8069 | 2963.7094 | -25.376 | -22.949 | -48.8609 | -22.7455 | -7.5918 | -127.5231 | 289.2756 | 288.5544 | 334.4756 | 284.6253 | 265.022 | 1461.9528 | 40.5801 | 41.9108 | 23.8718 | 42.1867 | 59.6966 | 208.246 | 15.2041 | 18.9618 | -24.9891 | 19.4412 | 52.1049 | 80.7229 | 49.7262 | 46.1302 | 51.8568 | 44.4588 | 37.7912 | 229.9634 | 2213.743 | 2327.292 | 2343.084 | 1535.409 | 897.08 | 9316.608 | 0.79995 | 0.95465 | 0.82232 | 0.75222 | 0.23455 | 3.5637 | 0.49806 | 0.33977 | 5.2022 | 0.33321 | 0.1619 | 6.5352
2027 | 155490.8345 | 145148.0753 | 173428.7513 | 143448.8475 | 132059.8015 | 749576.3101 | 30.2248 | 33.7591 | 22.7357 | 33.1083 | 45.5134 | 165.3414 | 99.7125 | 119.2255 | 68.4584 | 117.7299 | 169.7023 | 574.8286 | 11.7773 | 10.1917 | 15.9039 | 9.5773 | 7.2996 | 54.7498 | 53664.4 | 52935.54 | 51976.27 | 52422.79 | 55566.42 | 266565.42 | 608.2746 | 603.7066 | 604.5002 | 597.9157 | 627.9879 | 3042.3851 | -33.4501 | -22.5702 | -48.0435 | -21.4615 | -10.2372 | -135.7625 | 313.6642 | 293.7195 | 347.7885 | 289.9631 | 275.2358 | 1520.3711 | 35.3914 | 42.8821 | 24.6706 | 43.794 | 56.4411 | 203.1792 | 1.9413 | 20.3119 | -23.3729 | 22.3325 | 46.2039 | 67.4167 | 50.777 | 48.9537 | 71.5332 | 47.805 | 39.4861 | 258.555 | 2517.048 | 2505.274 | 2578.048 | 1701.017 | 895.929 | 10197.316 | 1.2549 | 1.1613 | 0.94862 | 1.0291 | 0.3272 | 4.7211 | 2.0331 | 0.46973 | 5.5878 | 0.41342 | 0.25961 | 8.7637
2028 | 163509.8775 | 154194.7896 | 173019.386 | 151990.3975 | 140994.3275 | 783708.7782 | 28.2543 | 30.151 | 21.819 | 29.4002 | 40.7237 | 150.3483 | 86.5727 | 97.5567 | 60.644 | 95.8328 | 143.5008 | 484.107 | 12.6681 | 10.7182 | 13.8301 | 10.0945 | 7.9243 | 55.2353 | 56732.82 | 54947.38 | 53698.87 | 54158.31 | 56580.19 | 276117.57 | 631.7701 | 618.7034 | 631.8067 | 610.6157 | 635.3745 | 3128.2704 | -43.7902 | -32.8509 | -58.8606 | -32.0567 | -14.9325 | -182.4909 | 337.9471 | 320.0454 | 374.6016 | 316.4223 | 291.3916 | 1640.408 | 34.3438 | 35.2325 | 23.5198 | 35.7312 | 49.3969 | 178.2241 | -9.4465 | 2.3816 | -35.3408 | 3.6744 | 34.4645 | -4.2668 | 51.8135 | 50.5217 | 76.6276 | 48.8565 | 41.8576 | 269.6769 | 2769.32 | 2742.576 | 2831.203 | 1787.55 | 892.589 | 11023.238 | 1.1086 | 1.3948 | 0.70475 | 0.85477 | 0.38773 | 4.4507 | 2.7248 | 1.6358 | 7.1225 | 1.3092 | 0.33824 | 13.1305
2029 | 173401.3815 |  | 189985.6974 | 157070.618 | 149519.5795 | 669977.2764 | 26.4532 |  | 19.8006 | 28.5574 | 36.144 | 110.9552 | 74.9757 |  | 50.4451 | 88.4869 | 116.6789 | 330.5866 | 12.7101 |  | 13.4843 | 10.1514 | 8.2731 | 44.6189 | 59837.96 |  | 56519.58 | 55348.14 | 57894.19 | 229599.87 | 660.2242 |  | 667.8389 | 625.2236 | 645.5618 | 2598.8485 | -51.5892 |  | -66.2993 | -39.9623 | -25.9681 | -183.8189 | 364.2109 |  | 408.1999 | 332.8599 | 317.6744 | 1422.9451 | 30.3535 |  | 20.3804 | 35.5992 | 39.6954 | 126.0285 | -21.2356 |  | -45.9189 | -4.3631 | 13.7273 | -57.7902 | 54.2701 |  | 105.627 | 49.2213 | 42.5674 | 251.6857 | 3082.098 |  | 3137.322 | 1842.278 | 897.638 | 8959.336 | 1.3448 |  | 0.81503 | 0.81404 | 0.43941 | 3.4133 | 9.4996 |  | 13.0624 | 1.4262 | 0.67722 | 24.6654
2030 | 186353.8675 |  | 206700.183 | 172580.2833 | 158737.8028 | 724372.1366 | 25.4298 |  | 16.3837 | 24.1956 | 34.4618 | 100.4709 | 65.8525 |  | 37.6958 | 67.5568 | 103.7961 | 274.9012 | 13.7381 |  | 15.1474 | 10.6072 | 8.8419 | 48.3345 | 62121.04 |  | 59052.25 | 57023.8 | 59591.88 | 237788.97 | 694.3532 |  | 707.6948 | 640.8995 | 659.09 | 2702.0375 | -60.5678 |  | -89.7143 | -56.5713 | -38.1966 | -245.05 | 399.3562 |  | 453.9946 | 369.6407 | 340.7766 | 1563.7681 | 23.741 |  | 26.1457 | 25.7149 | 36.5048 | 112.1064 | -36.8268 |  | -63.5686 | -30.8564 | -1.6918 | -132.9435 | 59.6112 |  | 117.9498 | 50.5397 | 43.5715 | 271.6722 | 3547.039 |  | 3626.871 | 1914.251 | 907.158 | 9995.319 | 0.56643 |  | 0.52346 | 0.38612 | 0.14511 | 1.6211 | 21.3482 |  | 7.6001 | 12.8661 | 1.6501 | 43.4645
2031 | 199401.7245 |  | 219911.5731 | 179711.6705 | 158929.0018 | 757953.9698 | 22.2081 |  | 9.3205 | 22.7568 | 34.376 | 88.6615 | 52.8996 |  | 20.0682 | 60.8988 | 101.7433 | 235.6099 | 11.5947 |  | 15.2859 | 11.4767 | 8.907 | 47.2643 | 65159.01 |  | 62243.84 | 58532.44 | 61645.76 | 247581.05 | 731.7627 |  | 747.1938 | 658.9394 | 673.5242 | 2811.42 | -81.2566 |  | -95.1763 | -59.9124 | -37.6722 | -274.0175 | 430.8445 |  | 484.1995 | 387.2924 | 346.6936 | 1649.0299 | 30.3087 |  | 23.75 | 24.0693 | 37.5675 | 115.6955 | -50.9479 |  | -71.4263 | -35.8431 | -0.10464 | -158.322 | 64.4665 |  | 128.3403 | 50.6407 | 43.8411 | 287.2885 | 4025.608 |  | 4150.377 | 2089.275 | 939.531 | 11204.791 | 0.58859 |  | 0.61791 | 0.36926 | 0.14836 | 1.7241 | 18.2779 |  | 12.1206 | 19.532 | 1.8055 | 51.7361
2032 | 213255.7805 |  | 232249.8043 | 190558.2956 | 166605.4168 | 802669.2973 | 12.8989 |  | 4.3379 | 13.1174 | 31.9128 | 62.267 | 28.73 |  | 8.8622 | 33.2449 | 90.3622 | 161.1993 | 11.2492 |  | 15.5559 | 9.4327 | 9.079 | 45.3168 | 68889.98 |  | 67949.13 | 60191.99 | 63531.15 | 260562.25 | 776.051 |  | 786.9948 | 679.1539 | 689.8962 | 2932.0959 | -85.1571 |  | -105.995 | -68.9335 | -42.5136 | -302.5992 | 459.5734 |  | 510.1931 | 406.0705 | 362.139 | 1737.976 | 29.1999 |  | 29.8553 | 23.8474 | 35.5638 | 118.4664 | -55.9572 |  | -76.1396 | -45.0861 | -6.9498 | -184.1327 | 81.9157 |  | 137.8645 | 51.9677 | 44.6603 | 316.4083 | 4821.668 |  | 4662.548 | 2472.344 | 1014.055 | 12970.615 | 0.66763 |  | 0.70924 | 0.46485 | 0.17046 | 2.0122 | 21.9952 |  | 10.1017 | 23.8025 | 4.1024 | 60.0018
2033 | 222089.0535 |  | 260534.6954 | 201369.444 | 173465.7198 | 857458.9127 | 7.1526 |  | 1.9374 | 9.741 | 29.3197 | 48.1507 | 15.152 |  | 3.5041 | 23.3275 | 80.4858 | 122.4694 | 11.3266 |  | 14.4794 | 9.6181 | 9.1504 | 44.5745 | 72521.56 |  | 69903.4 | 62061.1 | 65589.43 | 270075.49 | 823.9369 |  | 831.5867 | 702.1965 | 709.0918 | 3066.8119 | -84.1307 |  | -141.041 | -78.8935 | -46.7526 | -350.8178 | 482.5861 |  | 573.7887 | 430.7785 | 373.293 | 1860.4464 | 31.0293 |  | 26.2767 | 23.4533 | 38.5496 | 119.3088 | -53.1014 |  | -114.764 | -55.4402 | -8.2029 | -231.5085 | 88.8551 |  | 141.721 | 53.7395 | 44.8294 | 329.145 | 5577.722 |  | 5165.774 | 2906.106 | 1156.336 | 14805.938 | 0.8173 |  | 0.74311 | 0.55372 | 0.20719 | 2.3213 | 22.1692 |  | 29.5002 | 28.7332 | 3.7344 | 84.137
2034 | 244283.5555 |  | 273647.9434 | 209877.0622 | 182770.1348 | 910578.6959 | -3.8775 |  | -3.607 | 3.5711 | 27.8157 | 23.9023 | -7.5053 |  | -6.1517 | 8.1436 | 72.7389 | 67.2255 | 11.7069 |  | 13.7714 | 9.9045 | 9.0245 | 44.4073 | 78278.54 |  | 74804.86 | 63982.14 | 67902.23 | 284967.77 | 873.1928 |  | 875.5089 | 728.7997 | 729.4458 | 3206.9472 | -96.8021 |  | -148.148 | -86.0902 | -52.2026 | -383.2429 | 527.4216 |  | 607.7718 | 452.5491 | 391.2869 | 1979.0294 | 26.2075 |  | 24.6363 | 24.9507 | 36.0971 | 111.8917 | -70.5946 |  | -123.512 | -61.1395 | -16.1055 | -271.3516 | 112.4489 |  | 145.8523 | 57.9738 | 45.3076 | 361.5826 | 6337.22 |  | 5696.704 | 3176.137 | 1338.57 | 16548.631 | 0.94621 |  | 0.86699 | 0.63289 | 0.20799 | 2.6541 | 45.9783 |  | 39.2356 | 29.1278 | 8.1799 | 122.5215
2035 | 258671.5699 |  | 277792.6199 | 228050.3506 | 189015.8811 | 953530.4215 | -7.9113 |  | -4.0528 | 0.12812 | 19.5707 | 7.7347 | -14.227 |  | -6.7372 | 0.26694 | 49.5682 | 28.871 | 11.4137 |  | 13.5879 | 8.944 | 9.3853 | 43.3309 | 83169.62 |  | 80320.19 | 66487.12 | 70204.66 | 300181.59 | 922.7486 |  | 912.8705 | 763.9445 | 751.031 | 3350.5946 | -110.133 |  | -145.275 | -98.1191 | -56.7267 | -410.2538 | 566.4019 |  | 623.788 | 494.4101 | 404.0422 | 2088.6421 | 26.4632 |  | 25.9794 | 18.4832 | 39.084 | 110.0098 | -83.6696 |  | -119.296 | -79.6359 | -17.6428 | -300.2443 | 115.7355 |  | 149.2309 | 58.9542 | 46.6193 | 370.5399 | 7268.29 |  | 6262.158 | 3460.144 | 1456.707 | 18447.299 | 1.1096 |  | 0.95824 | 0.71111 | 0.23143 | 3.0103 | 51.4903 |  | 33.5582 | 52.795 | 6.6 | 144.4435
2036 | 264645.1659 |  | 286332.9684 | 238066.8695 | 203625.1121 | 992670.1159 | -13.2657 |  | -13.6294 | -1.4734 | 16.4882 | -11.8804 | -22.8656 |  | -21.4998 | -2.9336 | 38.606 | -8.693 | 11.0412 |  | 13.3441 | 8.5742 | 9.3896 | 42.349 | 88186.76 |  | 85630.45 | 69819.09 | 72703.02 | 316339.32 | 973.7383 |  | 947.4043 | 796.4795 | 774.4657 | 3492.0879 | -107.828 |  | -153.373 | -100.386 | -72.5258 | -434.1128 | 590.2074 |  | 657.1682 | 517.8762 | 436.2902 | 2201.5419 | 27.7834 |  | 22.8173 | 16.8649 | 34.5472 | 102.0128 | -80.0446 |  | -130.556 | -83.5211 | -37.9786 | -332.1003 | 118.9936 |  | 154.6549 | 59.8185 | 48.0608 | 381.5278 | 8206.933 |  | 6804.219 | 3893.483 | 1557.571 | 20462.206 | 1.0154 |  | 0.89779 | 0.81449 | 0.2524 | 2.98 | 43.7091 |  | 43.216 | 59.6986 | 15.8606 | 162.4844
2037 | 275131.1639 |  | 294350.0531 | 246191.6732 | 213898.6221 | 1029571.5122 | -17.2287 |  | -9.6015 | -2.6365 | 10.8482 | -18.6185 | -27.9621 |  | -14.682 | -5.0046 | 24.0198 | -23.6288 | 10.7429 |  | 13.3437 | 9.6491 | 8.974 | 42.7098 | 92634.83 |  | 90091.48 | 72195.2 | 75272.09 | 330193.6 | 1022.2168 |  | 979.2392 | 833.4398 | 799.3532 | 3634.249 | -113.482 |  | -159.01 | -102.2108 | -80.3783 | -455.0811 | 625.9298 |  | 679.032 | 544.9752 | 460.3957 | 2310.3327 | 23.8202 |  | 25.0459 | 16.84 | 30.4316 | 96.1377 | -89.6619 |  | -133.965 | -85.3707 | -49.9468 | -358.9444 | 122.2304 |  | 160.1257 | 78.7571 | 49.0086 | 410.1219 | 8978.258 |  | 7239.148 | 4334.815 | 1650.606 | 22202.827 | 0.97944 |  | 1.008 | 0.92186 | 0.27887 | 3.1881 | 50.307 |  | 35.441 | 53.8048 | 25.3631 | 164.9159
2038 | 283376.3869 |  | 302311.8777 | 256665.1699 | 220106.1751 | 1062459.6096 | -20.0169 |  | -9.7727 | -9.0714 | 9.267 | -29.594 | -30.8727 |  | -14.4421 | -16.3824 | 19.7616 | -41.9356 | 10.3293 |  | 13.2473 | 9.3889 | 8.715 | 41.6805 | 100631.4 |  | 92850.47 | 76200.2 | 77741.62 | 347423.69 | 1063.9331 |  | 1008.0868 | 868.9041 | 825.9497 | 3766.8738 | -125.178 |  | -163.303 | -105.5591 | -82.9926 | -477.0327 | 657.5304 |  | 703.2629 | 573.4382 | 477.4379 | 2411.6695 | 25.14 |  | 22.4004 | 15.3756 | 29.194 | 92.11 | -100.038 |  | -140.903 | -90.1835 | -53.7986 | -384.9231 | 125.6718 |  | 163.0752 | 82.0269 | 49.3747 | 420.1485 | 9659.767 |  | 7544.104 | 4639.062 | 1753.689 | 23596.622 | 1.1887 |  | 1.1804 | 0.98668 | 0.28002 | 3.6358 | 46.9431 |  | 36.3549 | 67.0274 | 27.0031 | 177.3285
2039 | 290811.5329 |  | 312675.3359 | 265074.7661 | 225322.1751 | 1093883.81 | -20.1535 |  | -9.7987 | -11.1049 | 5.5984 | -35.4587 | -30.0972 |  | -14.1414 | -18.9664 | 11.4314 | -51.7736 | 10.0105 |  | 13.4627 | 9.231 | 8.3722 | 41.0764 | 101905.1 |  | 95288.66 | 79064.27 | 80475.52 | 356733.55 | 1102.6635 |  | 1033.0576 | 906.9035 | 853.9461 | 3896.5707 | -125.57 |  | -165.009 | -109.6105 | -87.0888 | -487.2783 | 678.3861 |  | 723.6151 | 607.1074 | 497.8587 | 2506.9672 | 25.0416 |  | 21.7795 | 13.1043 | 26.6452 | 86.5707 | -100.529 |  | -143.23 | -96.5062 | -60.4435 | -400.7087 | 126.6602 |  | 166.3139 | 84.9245 | 49.4304 | 427.329 | 10161.27 |  | 7716.08 | 4871.42 | 1885.823 | 24634.593 | 1.2597 |  | 1.2487 | 0.82607 | 0.31189 | 3.6464 | 45.7009 |  | 38.2851 | 66.4009 | 31.002 | 181.3888
2040 | 303057.0863 |  | 320507.3811 | 272598.3764 | 231185.7485 | 1127348.5922 | -20.5473 |  | -9.7682 | -11.4086 | 4.9614 | -36.7627 | -29.5344 |  | -13.7928 | -18.8374 | 9.8964 | -52.2682 | 10.0486 |  | 14.2065 | 9.0666 | 8.9356 | 42.2573 | 108355.7 |  | 100119.3 | 80352.98 | 83216.51 | 372044.49 | 1140.3303 |  | 1056.3058 | 933.6966 | 884.1241 | 4014.4567 | -128.948 |  | -163.884 | -113.1546 | -85.7151 | -491.7017 | 704.4653 |  | 742.9216 | 629.5698 | 509.9901 | 2586.9468 | 23.4352 |  | 20.3189 | 11.8831 | 28.8533 | 84.4905 | -105.513 |  | -143.565 | -101.2716 | -56.8618 | -407.2114 | 130.1066 |  | 182.3784 | 88.0318 | 56.9589 | 457.4758 | 10591.13 |  | 7801.518 | 5047.485 | 2044.936 | 25485.069 | 1.3121 |  | 1.389 | 0.78939 | 0.34205 | 3.8325 | 52.4893 |  | 32.1259 | 67.1562 | 27.9318 | 179.7032
2041 | 317502.4843 |  | 326334.2035 | 278821.8991 | 242510.4275 | 1165169.0143 | -22.4317 |  | -9.9831 | -19.629 | 3.9145 | -48.1293 | -30.3333 |  | -13.7995 | -31.2377 | 7.4705 | -67.9001 | 10.6955 |  | 13.8713 | 9.0721 | 8.362 | 42.001 | 113375.3 |  | 101172.4 | 82504.15 | 87359.71 | 384411.56 | 1182.969 |  | 1086.4295 | 968.617 | 915.0938 | 4153.1093 | -139.185 |  | -158.514 | -112.0832 | -90.2013 | -499.9835 | 748.8545 |  | 760.8709 | 655.2312 | 532.0835 | 2697.04 | 17.9686 |  | 22.2331 | 12.5208 | 26.3177 | 79.0403 | -121.217 |  | -136.28 | -99.5623 | -63.8836 | -420.9429 | 133.9502 |  | 183.7051 | 91.2883 | 57.7175 | 466.6612 | 11007.83 |  | 7900.764 | 5281.573 | 2212.161 | 26402.328 | 1.3703 |  | 1.4435 | 0.62144 | 0.33499 | 3.7702 | 63.0121 |  | 21.8767 | 52.0791 | 38.6361 | 175.604
2042 | 327731.1973 |  | 332873.5642 | 290107.4312 | 248729.1565 | 1199441.3491 | -22.6748 |  | -10.0551 | -20.5255 | 1.3079 | -51.9475 | -29.7433 |  | -13.6549 | -31.0776 | 2.4095 | -72.0663 | 11.1093 |  | 13.5114 | 9.0074 | 8.085 | 41.7131 | 111855.2 |  | 101272 | 84884.47 | 88908.46 | 386920.13 | 1215.1535 |  | 1109.7775 | 1002.8773 | 944.8974 | 4272.7058 | -139.976 |  | -154.762 | -115.9524 | -92.3868 | -503.0772 | 771.7375 |  | 777.1924 | 690.2644 | 550.5642 | 2789.7585 | 17.6398 |  | 23.224 | 9.686 | 24.72 | 75.2698 | -122.336 |  | -131.538 | -106.2664 | -67.6668 | -427.8072 | 142.8884 |  | 184.9197 | 97.2029 | 58.149 | 483.16 | 11427.55 |  | 8023.921 | 5419.258 | 2409.029 | 27279.758 | 1.7432 |  | 1.522 | 0.44357 | 0.4091 | 4.1179 | 62.1746 |  | 15.1596 | 55.4243 | 43.425 | 176.1835
2043 | 336737.5953 |  | 340755.7098 | 296428.5946 | 254023.8195 | 1227945.7192 | -22.725 |  | -10.1962 | -23.2015 | 0.81362 | -55.3091 | -29.0964 |  | -13.6011 | -34.088 | 1.4632 | -75.3223 | 11.2662 |  | 12.8564 | 8.9479 | 7.92 | 40.9905 | 113214.7 |  | 103174.9 | 87512.75 | 92650.52 | 396552.87 | 1238.6442 |  | 1130.589 | 1030.7975 | 974.3761 | 4374.4068 | -141.311 |  | -153.918 | -115.0363 | -91.2004 | -501.4657 | 790.6218 |  | 793.7465 | 715.4887 | 563.5789 | 2863.4359 | 17.1178 |  | 25.9486 | 9.8686 | 25.1925 | 78.1275 | -124.193 |  | -127.969 | -105.1677 | -66.0079 | -423.3376 | 146.1737 |  | 186.1728 | 97.8418 | 58.5559 | 488.7442 | 11858.04 |  | 8169.871 | 5522.547 | 2623.851 | 28174.309 | 1.6894 |  | 1.3953 | 0.33155 | 0.46901 | 3.8853 | 61.3454 |  | 8.2157 | 46.5484 | 40.4059 | 156.5154
2044 | 345931.8503 |  | 345503.1727 | 303109.6321 | 258053.6385 | 1252598.2935 | -22.9472 |  | -10.2355 | -23.2117 | 0.26657 | -56.1279 | -28.523 |  | -13.514 | -33.1729 | 0.46535 | -74.7446 | 11.7375 |  | 12.3349 | 9.197 | 7.8023 | 41.0717 | 116669.4 |  | 101303.9 | 89566.89 | 95075.98 | 402616.17 | 1259.8196 |  | 1144.4563 | 1054.8232 | 1002.7539 | 4461.853 | -146.022 |  | -149.144 | -115.1329 | -92.4728 | -502.7717 | 814.7299 |  | 803.8669 | 738.6951 | 580.1992 | 2937.4911 | 14.6236 |  | 25.8318 | 10.1789 | 23.9873 | 74.6216 | -131.399 |  | -123.312 | -104.954 | -68.4855 | -428.1505 | 151.8935 |  | 187.4658 | 102.87 | 58.9968 | 501.2261 | 12242.06 |  | 8290.079 | 5587.291 | 2813.781 | 28933.211 | 1.5418 |  | 1.4412 | 0.35855 | 0.50361 | 3.8451 | 65.0735 |  | 5.7469 | 36.0382 | 37.0263 | 143.8849
2045 | 351617.0106 |  | 350102.6495 | 311777.7295 | 261894.6753 | 1275392.0648 | -23.1561 |  | -10.2051 | -23.2181 | 0.57807 | -56.0012 | -28.1165 |  | -13.3663 | -31.987 | 0.98622 | -72.4835 | 12.0411 |  | 12.1898 | 9.1254 | 8.0484 | 41.4047 | 117024 |  | 109355.6 | 90854.08 | 97173.2 | 414406.88 | 1275.7189 |  | 1153.328 | 1081.8592 | 1029.7967 | 4540.7028 | -150.376 |  | -146.011 | -117.2274 | -91.6752 | -505.2896 | 833.9892 |  | 813.7388 | 770.7098 | 593.7227 | 3012.1605 | 12.309 |  | 24.9581 | 8.6264 | 23.559 | 69.4525 | -138.067 |  | -121.053 | -108.601 | -68.1162 | -435.8372 | 155.7418 |  | 188.9402 | 105.6371 | 59.9512 | 510.2703 | 12608.01 |  | 8450.642 | 5626.62 | 2990.902 | 29676.174 | 1.6511 |  | 1.4682 | 0.37937 | 0.535 | 4.0337 | 65.443 |  | 4.0495 | 29.3782 | 34.8385 | 133.7091
2046 | 356987.8786 |  | 353200.766 | 317833.7724 | 265196.8963 | 1293219.3133 | -23.7781 |  | -10.2049 | -23.2402 | 0.3683 | -56.8549 | -28.3067 |  | -13.2791 | -31.2874 | 0.61711 | -72.2561 | 12.2975 |  | 11.667 | 9.3985 | 8.0617 | 41.4248 | 119082.4 |  | 102432.1 | 92212.16 | 99265.08 | 412991.74 | 1291.8264 |  | 1162.6427 | 1103.6965 | 1054.1537 | 4612.3193 | -152.929 |  | -142.465 | -117.1931 | -90.9895 | -503.5766 | 850.7413 |  | 819.2087 | 790.1347 | 604.399 | 3064.4837 | 11.2811 |  | 25.4539 | 8.9881 | 24.7432 | 70.4664 | -141.648 |  | -117.011 | -108.205 | -66.2462 | -433.1102 | 157.316 |  | 190.4113 | 110.7725 | 60.3278 | 518.8276 | 12871.04 |  | 8617.204 | 5672.161 | 3170.815 | 30331.22 | 1.5922 |  | 1.3782 | 0.30181 | 0.53886 | 3.811 | 62.3873 |  | 2.7994 | 25.6992 | 31.0253 | 121.9112
2047 | 360177.0206 |  | 356809.0538 | 322435.4687 | 267934.0753 | 1307355.6184 | -23.869 |  | -10.2166 | -23.2184 | 0.38109 | -56.9229 | -28.0577 |  | -13.2398 | -30.725 | 0.62918 | -71.3933 | 12.7295 |  | 11.0387 | 9.2556 | 8.1623 | 41.1861 | 116515.6 |  | 101196.3 | 94221.09 | 101181.2 | 413114.19 | 1305.2828 |  | 1169.2689 | 1120.3324 | 1077.8887 | 4672.7728 | -153.073 |  | -138.975 | -117.5495 | -89.2285 | -498.826 | 861.6242 |  | 824.4817 | 804.9427 | 613.3468 | 3104.3955 | 11.5343 |  | 25.6927 | 9.1633 | 26.5488 | 72.9391 | -141.539 |  | -113.282 | -108.3862 | -62.6797 | -425.8869 | 161.1226 |  | 191.9465 | 111.9648 | 60.6026 | 525.6365 | 13110.5 |  | 8752.722 | 5708.585 | 3370.113 | 30941.92 | 1.8381 |  | 1.4489 | 0.3774 | 0.57191 | 4.2363 | 55.4032 |  | 2.0245 | 22.0377 | 27.5655 | 107.031
2048 | 362948.4106 |  | 360397.6739 | 329110.0569 | 275255.3373 | 1327711.4786 | -23.8422 |  | -10.2147 | -23.2343 | -2.1163 | -59.4075 | -27.6359 |  | -13.1883 | -30.0717 | -3.4185 | -74.3144 | 12.8975 |  | 10.5666 | 9.3178 | 8.0428 | 40.8246 | 117260.4 |  | 101722 | 95938.96 | 104040.4 | 418961.76 | 1319.1282 |  | 1173.2791 | 1138.4346 | 1098.3883 | 4729.2302 | -153.479 |  | -137.362 | -119.7386 | -91.1377 | -501.7173 | 873.8347 |  | 829.8061 | 824.1785 | 626.5486 | 3154.3678 | 11.2045 |  | 25.7378 | 8.3247 | 25.9702 | 71.2372 | -142.274 |  | -111.625 | -111.4139 | -65.1675 | -430.4804 | 162.6153 |  | 193.5139 | 114.5868 | 61.1563 | 531.8722 | 13264.81 |  | 8841.057 | 5736.44 | 3580.017 | 31422.324 | 1.8083 |  | 1.5056 | 0.36129 | 0.6107 | 4.2859 | 47.3727 |  | 1.4706 | 19.6774 | 31.0385 | 99.5592
2049 | 365677.2466 |  | 363538.7046 | 332799.3831 | 277704.1133 | 1339719.4476 | -33.3764 |  | -10.2538 | -23.2384 | -2.1213 | -68.9899 | -38.0802 |  | -13.2035 | -29.664 | -3.3761 | -84.3238 | 13.2705 |  | 10.2028 | 9.1347 | 8.0501 | 40.6581 | 118567.3 |  | 104771.5 | 98003.98 | 106409.9 | 427752.68 | 1330.5593 |  | 1180.7024 | 1157.0663 | 1120.6728 | 4789.0009 | -156.514 |  | -132.12 | -117.0365 | -89.8932 | -495.5637 | 887.8962 |  | 833.2791 | 838.1139 | 635.7561 | 3195.0453 | 9.8924 |  | 26.6413 | 9.3776 | 27.2884 | 73.1997 | -146.621 |  | -105.479 | -107.6589 | -62.6048 | -422.3637 | 164.11 |  | 195.1125 | 115.2167 | 61.4948 | 535.934 | 13372.95 |  | 8932.176 | 5798.598 | 3800.559 | 31904.283 | 1.8729 |  | 1.3812 | 0.21705 | 0.67173 | 4.1429 | 44.4533 |  | 1.0326 | 15.1221 | 27.6973 | 88.3053
2050 | 369257.5083 |  | 367035.0572 | 336211.676 | 280826.034 | 1353330.2755 | -36.626 |  | -10.2147 | -32.0954 | -6.1598 | -85.096 | -41.3625 |  | -13.1104 | -40.4128 | -9.6538 | -104.5395 | 13.2959 |  | 9.7109 | 8.958 | 7.9778 | 39.9426 | 118805.7 |  | 102205.3 | 99781.84 | 108888.1 | 429680.94 | 1337.9636 |  | 1182.2114 | 1168.1622 | 1142.8986 | 4831.2358 | -157.707 |  | -130.445 | -119.2433 | -88.9422 | -496.3375 | 899.1114 |  | 837.8149 | 851.3063 | 645.4705 | 3233.7032 | 9.0865 |  | 26.1932 | 8.5168 | 28.1951 | 71.9916 | -148.621 |  | -104.252 | -110.7266 | -60.7471 | -424.3467 | 165.6079 |  | 196.7787 | 115.8543 | 61.9661 | 540.207 | 13237.12 |  | 9019.01 | 5812.196 | 4033.488 | 32101.814 | 1.909 |  | 1.4754 | 0.19154 | 0.64369 | 4.2197 | 40.9913 |  | 0.77347 | 14.5991 | 25.6257 | 81.9896
This shape represents a slicer. Slicers are supported in Excel 2010 or later. If the shape was modified in an earlier version of Excel, or if the workbook was saved in Excel 2003 or earlier, the slicer cannot be used.
This shape represents a slicer. Slicers are supported in Excel 2010 or later. If the shape was modified in an earlier version of Excel, or if the workbook was saved in Excel 2003 or earlier, the slicer cannot be used.
This shape represents a slicer. Slicers are supported in Excel 2010 or later. If the shape was modified in an earlier version of Excel, or if the workbook was saved in Excel 2003 or earlier, the slicer cannot be used.
This shape represents a slicer. Slicers are supported in Excel 2010 or later. If the shape was modified in an earlier version of Excel, or if the workbook was saved in Excel 2003 or earlier, the slicer cannot be used.
This shape represents a slicer. Slicers are supported in Excel 2010 or later. If the shape was modified in an earlier version of Excel, or if the workbook was saved in Excel 2003 or earlier, the slicer cannot be used.
This shape represents a slicer. Slicers are supported in Excel 2010 or later. If the shape was modified in an earlier version of Excel, or if the workbook was saved in Excel 2003 or earlier, the slicer cannot be used.

## DB.ES2
DB.ES2: Electricity Supply (European Scenarios) Data Dashboard
The Future Energy Scenarios (FES) represent a range of different, credible ways to decarbonise our energy system as we strive towards the 2050 target. One of the FES outputs is an agreed set of data tables containing the European electricity supply values (ES2) which this dashboard is visualising. For each scenario and variable selected the values are summed across all remaining selected options. The data values for the selected options are below the chart.
Electricity supply European scenarios (ES2) with selected options
Column Labels
| Capacity (MW) |  | Capacity (MW) Total | Demand (TWh) |  | Demand (TWh) Total
Values | CT & LW | ST, FS & CC |  | CT & LW | ST, FS & CC
2021 | 938235.21 | 935456.86 | 1873692.07 | 2678.96 | 2678.96 | 5357.92
2022 | 971366.55 | 962104.6 | 1933471.15 | 2713.12 | 2712.31 | 5425.43
2023 | 1012761.42 | 1003428.81 | 2016190.23 | 2747.89 | 2745.96 | 5493.85
2024 | 1070712.69 | 1060738.66 | 2131451.35 | 2782.8 | 2779.95 | 5562.75
2025 | 1109163.81 | 1098846.72 | 2208010.53 | 2817.75 | 2814 | 5631.75
2026 | 1152371.8 | 1135068.96 | 2287440.76 | 2900.41 | 2873.65 | 5774.06
2027 | 1219492.41 | 1182982.82 | 2402475.23 | 3013.51 | 2959.97 | 5973.48
2028 | 1283194.46 | 1230041.68 | 2513236.14 | 3126.63 | 3046.32 | 6172.95
2029 | 1351917.41 | 1281914.2 | 2633831.61 | 3239.73 | 3132.65 | 6372.38
2030 | 1421755.02 | 1326044.02 | 2747799.04 | 3352.83 | 3218.99 | 6571.82
2031 | 1458310.25 | 1342860.33 | 2801170.58 | 3394.63 | 3247.35 | 6641.98
2032 | 1493437.11 | 1363967.02 | 2857404.13 | 3436.46 | 3275.7 | 6712.16
2033 | 1532849.81 | 1385380 | 2918229.81 | 3478.26 | 3304.05 | 6782.31
2034 | 1567822.91 | 1404387.48 | 2972210.39 | 3520.07 | 3332.43 | 6852.5
2035 | 1599837.69 | 1419135.36 | 3018973.05 | 3561.91 | 3360.83 | 6922.74
2036 | 1628420.01 | 1429751.01 | 3058171.02 | 3603.71 | 3389.17 | 6992.88
2037 | 1666600.32 | 1451758.55 | 3118358.87 | 3645.54 | 3417.55 | 7063.09
2038 | 1703030.87 | 1467035.6 | 3170066.47 | 3687.32 | 3445.91 | 7133.23
2039 | 1742959.33 | 1494978.11 | 3237937.44 | 3729.17 | 3474.31 | 7203.48
2040 | 1776267.87 | 1516294.56 | 3292562.43 | 3770.95 | 3502.65 | 7273.6
2041 | 1799501.26 | 1524543.78 | 3324045.04 | 3796.44 | 3528.97 | 7325.41
2042 | 1825206.18 | 1540707.03 | 3365913.21 | 3821.91 | 3555.28 | 7377.19
2043 | 1841891.4 | 1549913.77 | 3391805.17 | 3847.36 | 3581.6 | 7428.96
2044 | 1872966.11 | 1559382.64 | 3432348.75 | 3872.81 | 3607.94 | 7480.75
2045 | 1899526.07 | 1573192.54 | 3472718.61 | 3898.29 | 3634.25 | 7532.54
2046 | 1929824.48 | 1588736.66 | 3518561.14 | 3923.73 | 3660.55 | 7584.28
2047 | 1959590.33 | 1603077.95 | 3562668.28 | 3949.21 | 3686.84 | 7636.05
2048 | 1987190.79 | 1616503.91 | 3603694.7 | 3974.66 | 3713.2 | 7687.86
2049 | 2020378.55 | 1628971.66 | 3649350.21 | 4000.15 | 3739.5 | 7739.65
2050 | 2046453.32 | 1634002.2 | 3680455.52 | 4025.58 | 3765.8 | 7791.38
This shape represents a slicer. Slicers are supported in Excel 2010 or later. If the shape was modified in an earlier version of Excel, or if the workbook was saved in Excel 2003 or earlier, the slicer cannot be used.
This shape represents a slicer. Slicers are supported in Excel 2010 or later. If the shape was modified in an earlier version of Excel, or if the workbook was saved in Excel 2003 or earlier, the slicer cannot be used.
This shape represents a slicer. Slicers are supported in Excel 2010 or later. If the shape was modified in an earlier version of Excel, or if the workbook was saved in Excel 2003 or earlier, the slicer cannot be used.
This shape represents a slicer. Slicers are supported in Excel 2010 or later. If the shape was modified in an earlier version of Excel, or if the workbook was saved in Excel 2003 or earlier, the slicer cannot be used.
This shape represents a slicer. Slicers are supported in Excel 2010 or later. If the shape was modified in an earlier version of Excel, or if the workbook was saved in Excel 2003 or earlier, the slicer cannot be used.
This shape represents a slicer. Slicers are supported in Excel 2010 or later. If the shape was modified in an earlier version of Excel, or if the workbook was saved in Excel 2003 or earlier, the slicer cannot be used.
This shape represents a slicer. Slicers are supported in Excel 2010 or later. If the shape was modified in an earlier version of Excel, or if the workbook was saved in Excel 2003 or earlier, the slicer cannot be used.

## DB.ED1
DB.ED1: Electricity Demand Data Dashboard
The Future Energy Scenarios (FES) represent a range of different, credible ways to decarbonise our energy system as we strive towards the 2050 target. One of the FES outputs is an agreed set of data tables containing the electricity demand (ED1) which this dashboard is visualising. For each scenario and variable selected the values are summed across all remaining selected options. The data values for the selected options are below the chart.
Electricity demand scenarios (ED1) with selected options
Column Labels
| Consumer Transformation |  | Consumer Transformation Total | Leading the Way |  | Leading the Way Total | System Transformation |  | System Transformation Total | Falling Short |  | Falling Short Total | Five Year Forecast |  | Five Year Forecast Total
Values | GW | GWh |  | GW | GWh |  | GW | GWh |  | GW | GWh |  | GW | GWh
2022 | 329.9 | 928951 | 929280.9 | 329.8 | 928951 | 929280.8 | 329.9 | 928951 | 929280.9 | 329.9 | 928951 | 929280.9 | 330.1 | 928951 | 929281.1
2023 | 329 | 891902 | 892231 | 324.5 | 882194.7 | 882519.2 | 336 | 918180 | 918516 | 347 | 961885.6 | 962232.6 | 328.7 | 919603 | 919931.7
2024 | 329.9 | 899672.6 | 900002.5 | 321.4 | 879197.9 | 879519.3 | 336 | 922044.6 | 922380.6 | 350.4 | 975968.9 | 976319.3 | 329.7 | 922005.4 | 922335.1
2025 | 332.7 | 933904 | 934236.7 | 329.3 | 913314 | 913643.3 | 337.7 | 938055.7 | 938393.4 | 354.4 | 991422.2 | 991776.6 | 337.6 | 945550.5 | 945888.1
2026 | 336.7 | 971253.1 | 971589.8 | 338.2 | 972237.3 | 972575.5 | 340.9 | 963329.8 | 963670.7 | 357.2 | 1003300.7 | 1003657.9 | 346.6 | 972965.8 | 973312.4
2027 | 344.3 | 1013719.3 | 1014063.6 | 350.2 | 1031846.6 | 1032196.8 | 345.2 | 994395.9 | 994741.1 | 361.1 | 1017622.3 | 1017983.4 | 354.4 | 998809.2 | 999163.6
2028 | 356 | 1058194.4 | 1058550.4 | 365.8 | 1088504.8 | 1088870.6 | 350.6 | 1021921.2 | 1022271.8 | 365.2 | 1032161.6 | 1032526.8 | 362.4 | 1030717.3 | 1031079.7
2029 | 371.8 | 1111151.2 | 1111523 | 386.5 | 1165923.8 | 1166310.3 | 357.7 | 1053061.9 | 1053419.6 | 370.1 | 1050937.2 | 1051307.3
2030 | 387.5 | 1173239.8 | 1173627.3 | 409.3 | 1249267.4 | 1249676.7 | 364.1 | 1086371.4 | 1086735.5 | 376.3 | 1074352.5 | 1074728.8
2031 | 405.3 | 1240572.7 | 1240978 | 432.2 | 1323523.7 | 1323955.9 | 372.8 | 1124702.7 | 1125075.5 | 384.3 | 1099607.8 | 1099992.1
2032 | 428.5 | 1322229 | 1322657.5 | 452.1 | 1392978.3 | 1393430.4 | 382.4 | 1167138.2 | 1167520.6 | 393.4 | 1128229.3 | 1128622.7
2033 | 453.8 | 1409323.8 | 1409777.6 | 476.6 | 1476957.4 | 1477434 | 394.6 | 1212490.1 | 1212884.7 | 403.8 | 1161162.3 | 1161566.1
2034 | 479.4 | 1500247.7 | 1500727.1 | 505.2 | 1560369 | 1560874.2 | 406.4 | 1265858.5 | 1266264.9 | 415.7 | 1195043.7 | 1195459.4
2035 | 504.5 | 1588185.3 | 1588689.8 | 519.2 | 1626541.7 | 1627060.9 | 420.6 | 1343523.1 | 1343943.7 | 426.6 | 1230750.7 | 1231177.3
2036 | 531.2 | 1679538.3 | 1680069.5 | 537.3 | 1699559.4 | 1700096.7 | 435.4 | 1405494.9 | 1405930.3 | 438.5 | 1269437.9 | 1269876.4
2037 | 559.9 | 1766566.2 | 1767126.1 | 556.5 | 1757107 | 1757663.5 | 452.8 | 1480204.7 | 1480657.5 | 450.8 | 1310495.9 | 1310946.7
2038 | 583.2 | 1839466.3 | 1840049.5 | 573.6 | 1812822.1 | 1813395.7 | 468.2 | 1552846.9 | 1553315.1 | 463.9 | 1354007.3 | 1354471.2
2039 | 605.4 | 1908446.1 | 1909051.5 | 585.7 | 1862820.4 | 1863406.1 | 485.4 | 1635319.6 | 1635805 | 477.1 | 1399993 | 1400470.1
2040 | 623.7 | 1978758.5 | 1979382.2 | 597.9 | 1915958.4 | 1916556.3 | 497.2 | 1685579.5 | 1686076.7 | 490.6 | 1449891.6 | 1450382.2
2041 | 651.5 | 2070285.9 | 2070937.4 | 620.7 | 1991757.1 | 1992377.8 | 513.8 | 1763460.9 | 1763974.7 | 505 | 1501766.8 | 1502271.8
2042 | 672.7 | 2140750.3 | 2141423 | 642.1 | 2052274.5 | 2052916.6 | 530.1 | 1843951.8 | 1844481.9 | 518.8 | 1552066.8 | 1552585.6
2043 | 691.4 | 2193795.5 | 2194486.9 | 664.9 | 2109570.2 | 2110235.1 | 546.4 | 1909814.1 | 1910360.5 | 532.9 | 1602062.2 | 1602595.1
2044 | 709.6 | 2245183.7 | 2245893.3 | 684.7 | 2149830.1 | 2150514.8 | 560.9 | 1967694.9 | 1968255.8 | 545.5 | 1650385.2 | 1650930.7
2045 | 720.6 | 2284937.3 | 2285657.9 | 692.8 | 2177491.5 | 2178184.3 | 574.9 | 2035128.5 | 2035703.4 | 558.7 | 1697501.9 | 1698060.6
2046 | 729.5 | 2326212.5 | 2326942 | 700.9 | 2207584.2 | 2208285.1 | 585.2 | 2086513 | 2087098.2 | 570.9 | 1740172.2 | 1740743.1
2047 | 740.7 | 2361364.4 | 2362105.1 | 710 | 2231225.5 | 2231935.5 | 595.1 | 2123668 | 2124263.1 | 582.3 | 1781248.5 | 1781830.8
2048 | 752.4 | 2397982.1 | 2398734.5 | 717.2 | 2247401.4 | 2248118.6 | 605.2 | 2164457.4 | 2165062.6 | 592.3 | 1814462.5 | 1815054.8
2049 | 762.1 | 2428802.9 | 2429565 | 727.9 | 2274986.5 | 2275714.4 | 614.2 | 2207296.9 | 2207911.1 | 602.5 | 1850034.3 | 1850636.8
2050 | 763.8 | 2452305.1 | 2453068.9 | 733.6 | 2289020.7 | 2289754.3 | 618.2 | 2228926.7 | 2229544.9 | 613.8 | 1884765.4 | 1885379.2
This shape represents a slicer. Slicers are supported in Excel 2010 or later. If the shape was modified in an earlier version of Excel, or if the workbook was saved in Excel 2003 or earlier, the slicer cannot be used.
This shape represents a slicer. Slicers are supported in Excel 2010 or later. If the shape was modified in an earlier version of Excel, or if the workbook was saved in Excel 2003 or earlier, the slicer cannot be used.
This shape represents a slicer. Slicers are supported in Excel 2010 or later. If the shape was modified in an earlier version of Excel, or if the workbook was saved in Excel 2003 or earlier, the slicer cannot be used.
This shape represents a slicer. Slicers are supported in Excel 2010 or later. If the shape was modified in an earlier version of Excel, or if the workbook was saved in Excel 2003 or earlier, the slicer cannot be used.
This shape represents a slicer. Slicers are supported in Excel 2010 or later. If the shape was modified in an earlier version of Excel, or if the workbook was saved in Excel 2003 or earlier, the slicer cannot be used.

## DB.ED3
DB.ED3: Natural Gas and Residential Heat Demand Data Dashboard
The Future Energy Scenarios (FES) represent a range of different, credible ways to decarbonise our energy system as we strive towards the 2050 target. One of the FES outputs is an agreed set of data tables containing the GB FES values for natural gas and residential heat demand (ED3) which this dashboard is visualising. For each scenario and variable selected the values are summed across all remaining selected options. The data values for the selected options are below the chart.
Natural gas and residential heat demand scenarios (ED3) with selected options
Column Labels
| Consumer Transformation |  | Consumer Transformation Total | Leading the Way |  | Leading the Way Total | System Transformation |  | System Transformation Total | Falling Short |  | Falling Short Total | Five Year Forecast |  | Five Year Forecast Total
Values | GWh | TWh |  | GWh | TWh |  | GWh | TWh |  | GWh | TWh |  | GWh | TWh
2022 | 1411005.3558 | 476.8279 | 1411482.1837 | 1326708.0929 | 450.6623 | 1327158.7552 | 1468383.6016 | 501.2605 | 1468884.8621 | 1546133.6892 | 503.6913 | 1546637.3805 | 1486237.1799 | 459.7573 | 1486696.9372
2023 | 1420512.9269 | 470.6034 | 1420983.5302 | 1319288.0492 | 443.9486 | 1319731.9978 | 1551382.3646 | 497.3642 | 1551879.7288 | 1590268.9863 | 503.7269 | 1590772.7132 | 1559746.2792 | 454.6523 | 1560200.9315
2024 | 1332278.8863 | 463.9278 | 1332742.8141 | 1207409.1808 | 439.9261 | 1207849.1069 | 1477525.8317 | 492.3455 | 1478018.1772 | 1563756.7146 | 503.3375 | 1564260.0521 | 1494735.1783 | 470.8634 | 1495206.0417
2025 | 1254263.7351 | 456.0269 | 1254719.7621 | 1143724.6285 | 434.5538 | 1144159.1823 | 1355205.3171 | 486.6244 | 1355691.9415 | 1485554.9063 | 502.9623 | 1486057.8686 | 1380629.59 | 489.4014 | 1381118.9914
2026 | 1236557.2194 | 446.9405 | 1237004.1599 | 1077564.6973 | 427.3114 | 1077992.0086 | 1326823.9467 | 480.0453 | 1327303.9919 | 1478556.2075 | 502.2559 | 1479058.4635 | 1349228.6887 | 488.2979 | 1349716.9866
2027 | 1154057.1709 | 435.1327 | 1154492.3036 | 1028343.2914 | 416.3977 | 1028759.6891 | 1285862.975 | 472.5497 | 1286335.5247 | 1437537.566 | 500.3252 | 1438037.8911 | 1314499.7217 | 483.1513 | 1314982.873
2028 | 1123508.1594 | 421.7891 | 1123929.9485 | 984788.0385 | 403.4204 | 985191.4589 | 1255450.7867 | 464.7574 | 1255915.5442 | 1403715.3291 | 498.0509 | 1404213.38 |  | 477.1892 | 477.1892
2029 | 1065917.4528 | 406.7052 | 1066324.158 | 902229.2675 | 388.1635 | 902617.431 | 1263347.3474 | 456.4301 | 1263803.7775 | 1359475.9998 | 495.4793 | 1359971.4791
2030 | 977709.7686 | 389.7822 | 978099.5507 | 841597.8712 | 370.2811 | 841968.1524 | 1187965.4486 | 446.974 | 1188412.4226 | 1325571.8847 | 490.4554 | 1326062.3401
2031 | 899067.83 | 372.5529 | 899440.3829 | 779152.6328 | 351.9334 | 779504.5662 | 1158664.899 | 438.0141 | 1159102.9131 | 1313972.001 | 487.2391 | 1314459.2401
2032 | 835903.0548 | 355.3256 | 836258.3804 | 730385.8861 | 333.7782 | 730719.6643 | 1124234.9976 | 429.2795 | 1124664.2771 | 1306953.2886 | 483.3976 | 1307436.6862
2033 | 769996.6714 | 338.1281 | 770334.7995 | 670068.7301 | 315.6652 | 670384.3953 | 1103203.9001 | 420.4682 | 1103624.3683 | 1299235.5455 | 479.4046 | 1299714.9502
2034 | 697628.484 | 320.918 | 697949.4021 | 617885.1963 | 297.4434 | 618182.6397 | 1079151.5821 | 411.5037 | 1079563.0858 | 1286495.3204 | 475.2247 | 1286970.545
2035 | 626016.3937 | 302.7549 | 626319.1486 | 551978.4772 | 279.8426 | 552258.3198 | 1043996.0795 | 402.4505 | 1044398.5301 | 1251463.6058 | 470.806 | 1251934.4119
2036 | 549361.4602 | 287.6835 | 549649.1437 | 478352.0667 | 265.0879 | 478617.1546 | 1002440.1164 | 393.5301 | 1002833.6464 | 1205339.5683 | 468.7131 | 1205808.2814
2037 | 475224.813 | 275.5943 | 475500.4073 | 421087.9012 | 255.3887 | 421343.29 | 971288.7254 | 388.2255 | 971676.9508 | 1177150.4103 | 465.9928 | 1177616.4031
2038 | 412850.9891 | 264.2575 | 413115.2466 | 370937.2031 | 247.6827 | 371184.8858 | 948535.2269 | 383.0688 | 948918.2957 | 1160206.3944 | 462.6268 | 1160669.0211
2039 | 356847.7842 | 254.1221 | 357101.9062 | 333290.4239 | 241.1421 | 333531.566 | 919607.7101 | 378.0083 | 919985.7184 | 1164632.6765 | 458.4901 | 1165091.1667
2040 | 300143.7913 | 244.6861 | 300388.4774 | 293386.7491 | 236.3065 | 293623.0556 | 893951.9949 | 373.0312 | 894325.0261 | 1158330.0341 | 453.6029 | 1158783.637
2041 | 242714.3337 | 236.6591 | 242950.9928 | 257075.8933 | 231.8973 | 257307.7906 | 869188.9487 | 368.4322 | 869557.3809 | 1129080.8939 | 449.1023 | 1129529.9961
2042 | 199651.2431 | 230.7845 | 199882.0276 | 233567.7633 | 230.0336 | 233797.7969 | 842342.4368 | 363.9002 | 842706.3369 | 1117897.1476 | 445.5002 | 1118342.6478
2043 | 167260.2768 | 226.5556 | 167486.8324 | 214277.1914 | 228.8527 | 214506.0441 | 812828.4444 | 358.9434 | 813187.3878 | 1115465.1474 | 442.2397 | 1115907.387
2044 | 140316.4337 | 223.7838 | 140540.2175 | 199730.9597 | 227.1815 | 199958.1411 | 787376.4664 | 353.9233 | 787730.3896 | 1104412.5416 | 439.2629 | 1104851.8045
2045 | 120712.9242 | 222.0981 | 120935.0223 | 186158.9384 | 226.4391 | 186385.3775 | 753582.4334 | 348.828 | 753931.2614 | 1097888.8049 | 437.7816 | 1098326.5865
2046 | 102582.3505 | 220.581 | 102802.9315 | 175666.6236 | 225.5374 | 175892.161 | 726664.6761 | 343.0966 | 727007.7727 | 1080274.0956 | 435.2915 | 1080709.3871
2047 | 87908.2468 | 219.0311 | 88127.2779 | 166534.228 | 225.1313 | 166759.3593 | 710162.1084 | 337.465 | 710499.5734 | 1065282.0348 | 432.7065 | 1065714.7413
2048 | 73253.3231 | 217.5315 | 73470.8546 | 158977.3748 | 225.1516 | 159202.5264 | 683532.1237 | 331.8864 | 683864.0101 | 1038419.9661 | 429.0167 | 1038848.9828
2049 | 59890.5004 | 216.4087 | 60106.9091 | 152556.9564 | 225.4628 | 152782.4192 | 665922.6474 | 326.4209 | 666249.0683 | 1000978.8582 | 424.7783 | 1001403.6365
2050 | 54687.7749 | 216.7098 | 54904.4847 | 149330.6622 | 227.5259 | 149558.1882 | 652153.2159 | 320.9206 | 652474.1365 | 971646.2815 | 420.0688 | 972066.3503
This shape represents a slicer. Slicers are supported in Excel 2010 or later. If the shape was modified in an earlier version of Excel, or if the workbook was saved in Excel 2003 or earlier, the slicer cannot be used.
This shape represents a slicer. Slicers are supported in Excel 2010 or later. If the shape was modified in an earlier version of Excel, or if the workbook was saved in Excel 2003 or earlier, the slicer cannot be used.
This shape represents a slicer. Slicers are supported in Excel 2010 or later. If the shape was modified in an earlier version of Excel, or if the workbook was saved in Excel 2003 or earlier, the slicer cannot be used.
This shape represents a slicer. Slicers are supported in Excel 2010 or later. If the shape was modified in an earlier version of Excel, or if the workbook was saved in Excel 2003 or earlier, the slicer cannot be used.
This shape represents a slicer. Slicers are supported in Excel 2010 or later. If the shape was modified in an earlier version of Excel, or if the workbook was saved in Excel 2003 or earlier, the slicer cannot be used.
This shape represents a slicer. Slicers are supported in Excel 2010 or later. If the shape was modified in an earlier version of Excel, or if the workbook was saved in Excel 2003 or earlier, the slicer cannot be used.

## DB.ED5
DB.ED5: Road Transport Data Dashboard
The Future Energy Scenarios (FES) represent a range of different, credible ways to decarbonise our energy system as we strive towards the 2050 target. One of the FES outputs is an agreed set of data tables containing the GB FES values for road transport (ED5) which this dashboard is visualising. For each scenario and variable selected the values are summed across all remaining selected options. The data values for the selected options are below the chart.
Road transport energy demand scenarios (ED5) with selected options
Column Labels
| Consumer Transformation | [7 empty] | Consumer Transformation Total | Leading the Way | [7 empty] | Leading the Way Total | System Transformation | [7 empty] | System Transformation Total | Falling Short | [7 empty] | Falling Short Total | Five Year Forecast | [7 empty] | Five Year Forecast Total
Values | # Buses | # Cars | # HGVs | # Motorbikes | # Vans | # Vehicles | GW | TWh |  | # Buses | # Cars | # HGVs | # Motorbikes | # Vans | # Vehicles | GW | TWh |  | # Buses | # Cars | # HGVs | # Motorbikes | # Vans | # Vehicles | GW | TWh |  | # Buses | # Cars | # HGVs | # Motorbikes | # Vans | # Vehicles | GW | TWh |  | # Buses | # Cars | # HGVs | # Motorbikes | # Vans | # Vehicles | GW | TWh
2022 | 284876 | 65466126.1881 | 1003466 | 2633901.316 | 8519048.7323 | 38390137.9202 | 1.3678 | 1120.8433 | 116298678.3679 | 284764 | 65457988.7285 | 1003466 | 2633901.316 | 8519415.7323 | 38390081.767 | 1.2256 | 1121.0589 | 116290739.8284 | 284622 | 65310397.3544 | 1003466 | 2633901.316 | 8511194.7323 | 38390010.309 | 1.1341 | 1123.9771 | 116134716.823 | 284084 | 65297544.3544 | 1003466 | 2633901.316 | 8509081.7323 | 38389741.309 | 1.1366 | 1124.5845 | 116118944.4328 | 284588 | 65383014 | 1003466 | 2633902 | 8514686 | 38389994 | 1.2194 | 1122.6159 | 116210773.8353
2023 | 286214 | 66133436.5607 | 1005374 | 2680036.4175 | 8562786.4669 | 38493569.2957 | 1.9405 | 1093.0373 | 117162511.7186 | 285988 | 66138420.5401 | 1005374 | 2680036.4175 | 8565248.4669 | 38493456.6222 | 1.7623 | 1093.1862 | 117169618.9953 | 285704 | 65761431.127 | 1005374 | 2680036.4175 | 8543110.4669 | 38493314.4845 | 1.4888 | 1099.935 | 116770071.9196 | 284624 | 65716907.127 | 1005374 | 2680036.4175 | 8537106.4669 | 38492774.4845 | 1.4573 | 1101.3235 | 116717925.2766 | 285634 | 65937551 | 1005376 | 2680038 | 8552065 | 38493283 | 1.6732 | 1096.8705 | 116955045.5437
2024 | 287560 | 67002232.2273 | 1007286 | 2726979.6158 | 8621050.8579 | 38592045.8126 | 2.7364 | 1065.0306 | 118238222.2806 | 287218 | 66994101.5615 | 1007286 | 2726979.6158 | 8624771.8579 | 38591827.2574 | 2.4531 | 1065.5185 | 118233252.2643 | 286790 | 66290245.3832 | 1007286 | 2726979.6158 | 8581343.8579 | 38591694.8646 | 1.9419 | 1077.6439 | 117485419.3073 | 285166 | 66200770.3832 | 1007286 | 2726979.6158 | 8569067.8579 | 38590883.8646 | 1.8691 | 1080.1472 | 117381235.7378 | 286684 | 66621839 | 1007288 | 2726980 | 8599059 | 38591615 | 2.2748 | 1072.085 | 117834539.3598
2025 | 288912 | 68102100.4607 | 1009202 | 2774745.0656 | 8699250.9638 | 38687886.0016 | 3.6931 | 1034.7875 | 119563134.9723 | 288454 | 68087474.1292 | 1009202 | 2774745.0656 | 8704403.9638 | 38687227.5578 | 3.2165 | 1035.5099 | 119552545.4427 | 287880 | 66926767.8429 | 1009202 | 2774745.0656 | 8628314.9638 | 38687670.129 | 2.524 | 1055.0746 | 118315637.5999 | 285708 | 66764279.8429 | 1009202 | 2774745.0656 | 8605987.9638 | 38686596.129 | 2.378 | 1059.2767 | 118127580.656 | 287738 | 67470157 | 1009204 | 2774746 | 8659490 | 38687347 | 3.022 | 1046.1622 | 118889731.1842
2026 | 290270 | 69492935.0817 | 1011120 | 2823347.1694 | 8805923.8428 | 38782605.0333 | 4.91 | 999.8488 | 121207205.886 | 289694 | 69486681.4887 | 1011120 | 2823347.1694 | 8812780.8428 | 38780588.8357 | 4.1927 | 1000.5789 | 121205217.1082 | 288974 | 67713312.1154 | 1011120 | 2823347.1694 | 8687408.8428 | 38783144.0446 | 3.2848 | 1030.0553 | 119308339.5122 | 286252 | 67440844.1154 | 1011120 | 2823347.1694 | 8649443.8428 | 38781848.0446 | 3.0244 | 1036.7463 | 118993894.9429 | 288798 | 68533446 | 1011122 | 2823346 | 8738888 | 38782048 | 3.998 | 1016.8073 | 120178668.8054
2027 | 291634 | 71191539.7845 | 1013044 | 2872800.5818 | 8952122.5536 | 38876308.1625 | 6.319 | 963.9581 | 123198419.3596 | 290940 | 71224316.4509 | 1013044 | 2872800.5818 | 8962140.5536 | 38871135.3847 | 5.2573 | 964.206 | 123235346.4343 | 290072 | 68669365.7316 | 1013044 | 2872800.5818 | 8762940.5536 | 38878780.1449 | 4.246 | 1006.6659 | 120488013.9238 | 286796 | 68236246.7316 | 1013044 | 2872800.5818 | 8701250.5536 | 38877376.1449 | 3.8132 | 1016.9125 | 119988534.7376 | 289862 | 69830372 | 1013044 | 2872802 | 8844616 | 38875904 | 5.1946 | 987.9356 | 121727593.1302
2028 | 293004 | 73235076.9106 | 1014972 | 2923120.2143 | 9151657.1548 | 38968350.6547 | 7.9267 | 923.9066 | 125587112.7677 | 292192 | 73466818.3131 | 1014972 | 2923120.2143 | 9165658.1548 | 38957031.1222 | 6.3789 | 921.3079 | 125820719.4913 | 291174 | 69834949.4991 | 1014972 | 2923120.2143 | 8860756.1548 | 38974658.1842 | 5.4315 | 981.8781 | 121900617.362 | 287342 | 69176861.4991 | 1014972 | 2923120.2143 | 8763924.1548 | 38973395.1842 | 4.7765 | 997.0576 | 121140616.8866 | 290928 | 71428431 | 1014974 | 2923120 | 8985500 | 38968362 | 6.6687 | 956.0376 | 123612277.7063
2029 | 294382 | 75603104.0592 | 1016904 | 2974321.2394 | 9415627.7052 | 39057705.6587 | 9.5684 | 877.6702 | 128362931.9012 | 293448 | 76152038.0294 | 1016904 | 2974321.2394 | 9434557.7052 | 39035743.6488 | 7.3044 | 870.6718 | 128907890.5989 | 292280 | 71237509.184 | 1016904 | 2974321.2394 | 8987262.7052 | 39070619.367 | 6.9081 | 952.9653 | 123579856.3691 | 287888 | 70279160.184 | 1016904 | 2974321.2394 | 8840049.7052 | 39069955.367 | 5.9335 | 974.7012 | 122469259.1303
2030 | 295766 | 78223686.7708 | 1018838 | 3026419.0956 | 9764199.2636 | 39143073.4366 | 11.0781 | 828.2957 | 131472821.9403 | 294710 | 79235788.6052 | 1018838 | 3026419.0956 | 9780771.2636 | 39101801.048 | 7.6489 | 815.2099 | 132459150.8714 | 293390 | 72901797.7484 | 1018838 | 3026419.0956 | 9152537.2636 | 39166361.7624 | 8.6772 | 922.8978 | 125560275.4451 | 288436 | 71561214.7484 | 1018838 | 3026419.0956 | 8933499.2636 | 39167067.7624 | 7.3074 | 953.3049 | 123996435.4824
2031 | 297156 | 81325756.1344 | 1020776 | 3079429.4917 | 10197877.889 | 39221848.2352 | 12.4545 | 770.4972 | 135143626.702 | 295978 | 82542322.8788 | 1020776 | 3079429.4917 | 10204175.889 | 39144648.8167 | 7.2709 | 754.5167 | 136288092.8639 | 294504 | 74921641.4731 | 1020776 | 3079429.4917 | 9365208.889 | 39261459.3481 | 10.7671 | 887.7532 | 127943917.7222 | 288984 | 73029841.1378 | 1020776 | 3079429.4917 | 9048266.889 | 39264729.5696 | 8.8339 | 930.4042 | 125732966.3263
2032 | 298552 | 84539045.6843 | 1022718 | 3133368.4115 | 10692239.6406 | 39287748.2541 | 13.1561 | 708.3778 | 138974393.5245 | 297250 | 85782564.526 | 1022718 | 3133368.4115 | 10725555.6406 | 39157085.868 | 5.5544 | 686.3346 | 140119234.3351 | 295624 | 77257367.4779 | 1022718 | 3133368.4115 | 9632034.6406 | 39355332.852 | 13.1806 | 846.128 | 130697304.6906 | 289534 | 74699569.9505 | 1022718 | 3133368.4115 | 9188025.6406 | 39362929.6762 | 10.5843 | 903.8266 | 127697060.0897
2033 | 299956 | 87654875.0011 | 1024662 | 3188252.119 | 11216929.5774 | 39339841.8486 | 12.8906 | 647.2036 | 142725176.6403 | 298528 | 88765923.918 | 1024662 | 3188252.119 | 11287478.5774 | 39136083.4876 | 1.7341 | 620.1304 | 143701549.9665 | 296748 | 79891385.4386 | 1024662 | 3188252.119 | 9959129.5774 | 39447239.6611 | 15.8766 | 800.9217 | 133808233.5945 | 290084 | 76564313.8754 | 1024662 | 3188252.119 | 9358324.5774 | 39461652.4734 | 12.5053 | 876.7035 | 129888178.254
2034 | 301366 | 90460031.4624 | 1026610 | 3244097.163 | 11691885.7589 | 39377834.1151 | 11.3739 | 590.7236 | 146102426.597 | 299812 | 91249295.6369 | 1026610 | 3244097.163 | 11827777.7589 | 39085544.5066 | -4.3989 | 559.0732 | 146733691.7397 | 297876 | 82746181.1478 | 1026610 | 3244097.163 | 10338895.7589 | 39535617.6769 | 18.7402 | 751.2658 | 137190047.7526 | 290636 | 78606298.0257 | 1026610 | 3244097.163 | 9560767.7589 | 39560875.9695 | 14.6475 | 847.199 | 132290146.7636
2035 | 302782.6244 | 92760230.3016 | 1028562 | 3300920.3822 | 12168682.1577 | 39401894.5594 | 8.9004 | 536.2674 | 148963617.193 | 301102.6244 | 93087485 | 1028562 | 3300920.3822 | 12283848.2444 | 39012621.1255 | -12.7711 | 507.0548 | 149015033.6603 | 299008.6244 | 85524496.5694 | 1028562 | 3300920.3822 | 10780226.8505 | 39617400.2742 | 21.5344 | 695.3686 | 140551331.6036 | 291188 | 80773587.2835 | 1028562 | 3300920.3822 | 9804027.2444 | 39660568.9078 | 16.9092 | 813.8929 | 134859684.62
2036 | 304206.3174 | 94559831 | 1030520 | 3358738.91 | 12533954.8089 | 39417405.1605 | 5.2273 | 491.2697 | 151205152.6939 | 302396.3174 | 94307679 | 1030520 | 3358738.91 | 12621948.0936 | 38921872.1605 | -22.6866 | 466.9703 | 150543598.7653 | 300144.3174 | 88277137.345 | 1030518 | 3358738.91 | 11246242.5364 | 39692335.4547 | 24.1588 | 639.6506 | 143905780.3729 | 291742 | 83300650.2835 | 1030520 | 3358738.91 | 10083023.0936 | 39760698.0963 | 19.5484 | 776.3431 | 137826168.2749
2037 | 305635.079 | 95817899 | 1032480 | 3417570.1803 | 12784214.0233 | 39418209.8127 | 0.76133 | 455.9239 | 152776464.7805 | 303695.079 | 94892879 | 1032480 | 3417570.1803 | 12847329.366 | 38780737.8127 | -26.9311 | 436.6334 | 151275101.1404 | 301283.079 | 90844749.7745 | 1032476 | 3417570.1803 | 11701657.8243 | 39759724.7854 | 26.3778 | 585.842 | 147058073.8634 | 292296 | 85924409.2835 | 1032480 | 3417570.1803 | 10397282.366 | 39861215.3677 | 22.285 | 736.0485 | 140926011.531
2038 | 307071.4435 | 96638782 | 1034444 | 3477431.9321 | 12943717.6198 | 39394774.2486 | -3.8417 | 428.9389 | 153796646.3413 | 305001.4435 | 94968198 | 1034444 | 3477431.9321 | 12988663.1215 | 38582681.2486 | -25.7579 | 412.6283 | 151356806.6161 | 302427.4435 | 93122106.3343 | 1034442 | 3477431.9321 | 12110530.1268 | 39817944.2486 | 27.9534 | 535.7879 | 149865445.8265 | 292852 | 88590714.2835 | 1034444 | 3477431.9321 | 10732746.1215 | 39962071.6213 | 24.9811 | 693.5301 | 144090978.4696
2039 | 308515.4108 | 97025030 | 1036412 | 3538342.2152 | 13043496.4555 | 39344217.523 | -8.0308 | 408.1505 | 154296413.7243 | 306313.4108 | 94508504.1629 | 1036412 | 3538342.2152 | 13076950.4199 | 38318985.523 | -24.8959 | 393.9928 | 150785876.8287 | 303577.4108 | 94999354.1169 | 1036412 | 3538342.2152 | 12447914.3836 | 39868438.523 | 28.8125 | 494.4251 | 152194561.8872 | 293410 | 91207766.2835 | 1036414 | 3538342.2152 | 11072135.4199 | 40063205.9121 | 27.5454 | 652.3123 | 147211953.6884
2040 | 309966.2482 | 97117304 | 1038384 | 3600319.3956 | 13108295.2932 | 39262609.4825 | -10.8946 | 389.9861 | 154437257.5111 | 307632.2482 | 93369428.1271 | 1038384 | 3600319.3956 | 13135086.3212 | 37980249.4825 | -24.3777 | 381.1548 | 149431456.3518 | 304732.2482 | 96473767.651 | 1038384 | 3600319.3956 | 12706356.6444 | 39906973.4825 | 28.9641 | 458.7758 | 154031021.1617 | 293968.6828 | 93413942 | 1038386 | 3600319.3956 | 11444853.3212 | 40164145.6998 | 29.8906 | 607.3049 | 149956252.295
2041 | 311421.2227 | 96737592.7933 | 1040358 | 3663382.1609 | 13153977.8994 | 39145723.1346 | -9.8322 | 376.8213 | 154052822.2001 | 308953.2227 | 91973221.547 | 1040358 | 3663382.1609 | 13176610.329 | 37556364.1346 | -24.0204 | 368.9945 | 147719234.3682 | 305889.2227 | 97576525.7024 | 1040356 | 3663382.1609 | 12893666.7877 | 39928821.1346 | 28.49 | 428.9212 | 155409098.4195 | 294527.2006 | 95400574 | 1040358 | 3663382.1609 | 11802875.8856 | 40265202.1236 | 31.9402 | 563.9834 | 152467515.2943
2042 | 312886.3344 | 96141065.3177 | 1042336 | 3727549.5261 | 13189616.2447 | 38989040.0168 | -9.2772 | 366.7505 | 153402850.913 | 310282.3344 | 90287395.7083 | 1042336 | 3727549.5261 | 13201674.2722 | 37036513.0168 | -23.8277 | 357.8656 | 145606084.8956 | 307052.3344 | 98282115.1892 | 1042336 | 3727549.5261 | 13025413.9616 | 39930676.0168 | 27.2951 | 404.7116 | 156315575.0348 | 295088.8963 | 97135946 | 1042338 | 3727549.5261 | 12129722.1732 | 40367492.2978 | 33.7338 | 525.283 | 154698695.9102
2043 | 314356.1176 | 95408905.0456 | 1044316 | 3792840.8391 | 13220088.586 | 38787727.1006 | -9.2778 | 359.4191 | 152568583.8302 | 311616.1176 | 88277258.5713 | 1044320 | 3792840.8391 | 13226785.8849 | 36409141.1006 | -23.9195 | 347.9135 | 143062286.5075 | 308218.1176 | 98327346.0962 | 1044320 | 3792840.8391 | 13073884.5334 | 39908802.1006 | 25.2748 | 391.3603 | 156455828.322 | 295650.0884 | 98634472 | 1044322 | 3792840.8391 | 12413937.2444 | 40468907.086 | 35.2323 | 490.8742 | 156650655.3644
2044 | 315834.5722 | 94525667.2797 | 1046306 | 3859275.7871 | 13247942.7327 | 38536652.2595 | -9.468 | 354.2578 | 151532023.421 | 312956 | 85905889.5936 | 1046306 | 3859275.7871 | 13251945.2608 | 35661949.9734 | -24.6082 | 342.8282 | 140038640.8349 | 309390 | 97905702.8869 | 1046306 | 3859275.7871 | 13054527.8288 | 39859023.9734 | 22.6043 | 387.4955 | 156034636.576 | 296211.0472 | 99864036 | 1046306 | 3859275.7871 | 12650690.1597 | 40570126.497 | 36.3715 | 460.5463 | 158287142.4087
2045 | 317318.9654 | 93474949.0161 | 1048296 | 3926874.4016 | 13274473.159 | 38230351.1733 | -9.7058 | 349.1463 | 150272602.1559 | 314302 | 83134076.2172 | 1048296 | 3926874.4016 | 13277152.4921 | 34781879.6907 | -25.4714 | 340.0813 | 136482895.4115 | 310566 | 97332235.2499 | 1048298 | 3926874.4016 | 13023245.4672 | 39776693.6907 | 19.9824 | 383.988 | 155418316.7798 | 296775.9947 | 100827779.3566 | 1048296 | 3926874.4016 | 12841268.9797 | 40671025.688 | 37.2457 | 432.7268 | 159612490.3932
2046 | 318809.8315 | 92192202.2997 | 1050292 | 3995657.0655 | 13299505.7645 | 37847321.331 | -9.9956 | 343.8435 | 148704122.14 | 315654 | 79920264.8966 | 1050290 | 3995657.0655 | 13302407.6707 | 33755089.4152 | -26.4518 | 337.0412 | 132339673.6375 | 311746 | 96559580.0993 | 1050290 | 3995657.0655 | 12978605.1297 | 39656649.4152 | 17.4126 | 380.343 | 154552925.4653 | 297340.5922 | 100996803.7967 | 1050290 | 3995657.0655 | 12991138.765 | 40771454.7113 | 37.4126 | 416.7395 | 160103139.0827
2047 | 320308 | 90664614.1225 | 1052288 | 4065644.5182 | 13323939.0085 | 37383299.5473 | -10.3211 | 338.1084 | 146810420.9839 | 317012 | 76220544.7366 | 1052290 | 4065644.5182 | 13327710.8882 | 32566953.5473 | -27.5553 | 333.6532 | 127550461.7882 | 312930 | 95588886.0993 | 1052290 | 4065644.5182 | 12919338.8265 | 39493203.5473 | 15.0543 | 376.5118 | 153432684.5576 | 297906.965 | 101162080.1605 | 1052290 | 4065644.5182 | 13107662.5764 | 40871257.0298 | 37.0443 | 403.5821 | 160557281.8764
2048 | 321814 | 89001594.4142 | 1054288 | 4136857.8629 | 13348157.7866 | 36874768.6688 | -10.6619 | 332.8243 | 144737802.8949 | 318376 | 71988571.848 | 1054290 | 4136857.8629 | 13353062.236 | 31202031.6688 | -28.7915 | 329.9172 | 122053490.7414 | 314120 | 94601609.4999 | 1054290 | 4136857.8629 | 12844061.3132 | 39280092.6688 | 13.0368 | 374.1218 | 152231418.5034 | 298472.1174 | 101323053.8019 | 1054294 | 4136857.8629 | 13198332.4748 | 40970255.7276 | 35.8603 | 394.3572 | 160981696.2021
2049 | 323326 | 87096946.8321 | 1056292 | 4209318.572 | 13372085.5711 | 36286339.5467 | -11.0272 | 327.9931 | 142344625.4877 | 319746 | 67175521.3473 | 1056298 | 4209318.572 | 13378461.8059 | 29644063.5467 | -30.1688 | 325.8097 | 115783704.9127 | 315314 | 93473571.4137 | 1056296 | 4209318.572 | 12754818.4564 | 39008962.5467 | 11.3855 | 372.0458 | 150818664.42 | 299039.5173 | 101479121.5914 | 1056300 | 4209318.572 | 13269744.5214 | 41068261.3053 | 34.5148 | 385.7559 | 161382205.7781
2050 | 324846 | 84927840.8629 | 1058304 | 4283048.4942 | 13395619.0708 | 35610416.1357 | -11.535 | 324.0478 | 139600387.0764 | 321120 | 61730057.3572 | 1058306 | 4283048.4942 | 13403909.6895 | 27875943.1357 | -31.7142 | 321.5824 | 108672674.5449 | 316512 | 92159762.9499 | 1058306 | 4283048.4942 | 12652348.8235 | 38675310.1357 | 10.1286 | 371.2028 | 149145669.7347 | 299608 | 101629623.9625 | 1058308 | 4283048.4942 | 13327225.7771 | 41165064.1357 | 33.0525 | 377.7258 | 161763289.1478
This shape represents a slicer. Slicers are supported in Excel 2010 or later. If the shape was modified in an earlier version of Excel, or if the workbook was saved in Excel 2003 or earlier, the slicer cannot be used.
This shape represents a slicer. Slicers are supported in Excel 2010 or later. If the shape was modified in an earlier version of Excel, or if the workbook was saved in Excel 2003 or earlier, the slicer cannot be used.
This shape represents a slicer. Slicers are supported in Excel 2010 or later. If the shape was modified in an earlier version of Excel, or if the workbook was saved in Excel 2003 or earlier, the slicer cannot be used.
This shape represents a slicer. Slicers are supported in Excel 2010 or later. If the shape was modified in an earlier version of Excel, or if the workbook was saved in Excel 2003 or earlier, the slicer cannot be used.
This shape represents a slicer. Slicers are supported in Excel 2010 or later. If the shape was modified in an earlier version of Excel, or if the workbook was saved in Excel 2003 or earlier, the slicer cannot be used.

## DB.WS1
DB.WS1: Whole System and Gas Supply Data Dashboard
The Future Energy Scenarios (FES) represent a range of different, credible ways to decarbonise our energy system as we strive towards the 2050 target. One of the FES outputs is an agreed set of data tables containing the GB FES values for whole system and gas supply (WS1) which this dashboard is visualising. For each scenario and variable selected the values are summed across all remaining selected options. The data values for the selected options are below the chart.
Whole system and gas supply scenarios (WS1) with selected options
Column Labels
| Consumer Transformation |  |  | Consumer Transformation Total | Leading the Way |  |  | Leading the Way Total | System Transformation |  |  | System Transformation Total | Falling Short |  |  | Falling Short Total | Five Year Forecast |  |  | Five Year Forecast Total | Falling Short (No Shale) | Falling Short (No Shale) Total
Values | bcm/yr | GW | TWh |  | bcm/yr | GW | TWh |  | bcm/yr | GW | TWh |  | bcm/yr | GW | TWh |  | bcm/yr | GW | TWh |  | bcm/yr
2022 | 89.6709 | 0.014943 | 167.1428 | 256.8286 | 89.6709 | 0.014943 | 166.1357 | 255.8216 | 89.6709 | 0.014943 | 165.1998 | 254.8857 | 89.6709 | 0.014943 | 166.3739 | 256.0598 | 89.6709 | 0.014943 | 127.0284 | 216.7143 | 89.6709 | 89.6709
2023 | 79.4589 | 0.031901 | 151.6088 | 231.0995 | 80.2939 | 0.031624 | 151.2743 | 231.5999 | 88.9337 | 0.045133 | 154.4478 | 243.4267 | 92.0986 | 0.027039 | 161.9935 | 254.1192 | 86.5984 | 0.02801 | 119.1137 | 205.7401 | 92.0986 | 92.0986
2024 | 70.8038 | 0.038734 | 153.7252 | 224.5677 | 72.398 | 0.076748 | 150.5794 | 223.0541 | 86.2998 | 0.055977 | 157.7898 | 244.1457 | 89.9427 | 0.031349 | 167.2295 | 257.2035 | 82.7655 | 0.03839 | 123.1707 | 205.9746 | 89.9427 | 89.9427
2025 | 66.8772 | 0.047862 | 152.9913 | 219.9163 | 65.8053 | 1.3767 | 161.9386 | 229.1207 | 83.8867 | 0.48493 | 164.1646 | 248.5363 | 85.2169 | 0.037547 | 172.715 | 257.9695 | 79.9689 | 0.35718 | 128.8171 | 209.1432 | 85.2169 | 85.2169
2026 | 67.7019 | 0.056313 | 155.0211 | 222.7793 | 61.8094 | 2.3431 | 172.6789 | 236.8314 | 81.1738 | 1.6248 | 181.0569 | 263.8555 | 84.4531 | 0.085517 | 179.0588 | 263.5975 | 76.9696 | 1.0842 | 141.4195 | 219.4733 | 84.4531 | 84.4531
2027 | 59.4206 | 0.14641 | 152.2656 | 211.8326 | 56.1425 | 3.4488 | 185.6727 | 245.2641 | 75.9444 | 2.7204 | 200.1822 | 278.847 | 83.2253 | 0.1329 | 179.8989 | 263.2571 | 73.9942 | 1.7737 | 155.8121 | 231.5799 | 83.2253 | 83.2253
2028 | 58.0496 | 0.23063 | 139.7278 | 198.008 | 53.9113 | 4.9429 | 228.2389 | 287.0931 | 70.7337 | 3.8077 | 206.1605 | 280.702 | 81.5141 | 0.19153 | 167.6618 | 249.3675 | 70.646 | 2.6382 | 160.2825 | 233.5667 | 81.5141 | 81.5141
2029 | 55.2529 | 0.37322 | 138.3971 | 194.0232 | 50.8956 | 7.3736 | 250.6104 | 308.8796 | 67.307 | 4.8656 | 228.3134 | 300.4859 | 78.2201 | 0.25043 | 169.2979 | 247.7684 |  |  |  |  | 78.2201 | 78.2201
2030 | 51.9007 | 0.73622 | 140.1566 | 192.7935 | 48.4177 | 10.1689 | 299.3302 | 357.9167 | 62.7203 | 6.6536 | 269.8583 | 339.2322 | 75.2883 | 0.34435 | 167.7742 | 243.4069 |  |  |  |  | 75.2883 | 75.2883
2031 | 49.0927 | 1.1219 | 152.1149 | 202.3295 | 44.0403 | 11.3563 | 309.5513 | 364.948 | 60.2076 | 8.8906 | 318.7528 | 387.851 | 70.9613 | 0.44605 | 169.5097 | 240.9171 |  |  |  |  | 70.9613 | 70.9613
2032 | 45.1788 | 1.7626 | 171.8294 | 218.7708 | 40.956 | 12.6067 | 342.1797 | 395.7425 | 58.4977 | 11.5248 | 394.0854 | 464.1079 | 68.2685 | 0.56168 | 168.7026 | 237.5328 |  |  |  |  | 68.2685 | 68.2685
2033 | 42.5278 | 2.4857 | 197.9818 | 242.9954 | 37.2841 | 14.0586 | 358.6584 | 410.0011 | 57.693 | 14.8039 | 472.8213 | 545.3181 | 66.7575 | 0.67574 | 173.409 | 240.8423 |  |  |  |  | 66.7575 | 66.7575
2034 | 38.4936 | 3.165 | 232.4295 | 274.0881 | 33.5735 | 15.9335 | 388.8468 | 438.3538 | 55.7272 | 17.7758 | 563.6875 | 637.1905 | 65.5874 | 0.72908 | 170.6093 | 236.9258 |  |  |  |  | 65.5874 | 65.5874
2035 | 34.8876 | 3.8593 | 245.1429 | 283.8898 | 30.0432 | 17.4081 | 411.1235 | 458.5748 | 53.8122 | 22.279 | 675.0583 | 751.1495 | 63.6516 | 0.78585 | 175.9972 | 240.4346 |  |  |  |  | 63.6516 | 63.6516
2036 | 31.3374 | 4.6421 | 268.3296 | 304.3092 | 26.55 | 18.7489 | 451.9922 | 497.2911 | 51.9495 | 25.4571 | 730.4413 | 807.8479 | 61.2304 | 0.84364 | 172.4461 | 234.5202 |  |  |  |  | 61.2304 | 61.2304
2037 | 28.2384 | 5.332 | 281.0972 | 314.6676 | 24.1913 | 20.1768 | 452.3124 | 496.6806 | 50.2473 | 29.339 | 791.2919 | 870.8782 | 60.7704 | 0.90552 | 175.4434 | 237.1192 |  |  |  |  | 60.7704 | 60.7704
2038 | 24.8394 | 5.8658 | 287.571 | 318.2762 | 21.4595 | 21.6718 | 467.7877 | 510.919 | 48.7194 | 33.1909 | 882.9164 | 964.8267 | 59.5499 | 0.9684 | 174.7145 | 235.2328 |  |  |  |  | 59.5499 | 59.5499
2039 | 21.9927 | 6.3304 | 293.7265 | 322.0496 | 19.4682 | 23.7405 | 490.5975 | 533.8062 | 47.2997 | 37.6079 | 961.658 | 1046.5656 | 58.6629 | 1.0311 | 178.6958 | 238.3898 |  |  |  |  | 58.6629 | 58.6629
2040 | 18.9429 | 7.0145 | 302.4175 | 328.3749 | 17.2554 | 26.9768 | 528.0877 | 572.3199 | 45.4603 | 41.556 | 1075.9016 | 1162.9178 | 57.9536 | 1.1032 | 178.7017 | 237.7585 |  |  |  |  | 57.9536 | 57.9536
2041 | 16.1592 | 9.1571 | 331.7867 | 357.1029 | 14.9641 | 31.6563 | 571.1319 | 617.7523 | 43.9448 | 47.0441 | 1158.398 | 1249.387 | 56.0929 | 1.1763 | 175.1228 | 232.3921 |  |  |  |  | 56.0929 | 56.0929
2042 | 13.6531 | 10.9684 | 357.5465 | 382.1679 | 13.321 | 36.3542 | 619.1038 | 668.779 | 42.0727 | 52.0573 | 1263.7009 | 1357.8309 | 54.9115 | 1.24 | 179.4092 | 235.5607 |  |  |  |  | 54.9115 | 54.9115
2043 | 12.0043 | 12.7824 | 385.3185 | 410.1053 | 11.7941 | 40.9333 | 667.0307 | 719.7582 | 40.6971 | 57.832 | 1345.3163 | 1443.8454 | 54.5854 | 1.304 | 179.0849 | 234.9743 |  |  |  |  | 54.5854 | 54.5854
2044 | 10.191 | 14.6796 | 414.7653 | 439.6359 | 10.3459 | 44.5598 | 708.1202 | 763.0259 | 38.8936 | 63.04 | 1414.7416 | 1516.6752 | 53.9591 | 1.3612 | 178.9035 | 234.2238 |  |  |  |  | 53.9591 | 53.9591
2045 | 9.0381 | 16.2319 | 440.7931 | 466.0631 | 8.4787 | 48.2129 | 754.4158 | 811.1075 | 37.0635 | 69.1736 | 1536.5415 | 1642.7786 | 53.3694 | 1.4471 | 181.7739 | 236.5905 |  |  |  |  | 53.3694 | 53.3694
2046 | 7.6153 | 18.2205 | 465.3878 | 491.2236 | 8.1178 | 51.0376 | 775.1749 | 834.3302 | 35.9088 | 72.3597 | 1525.7376 | 1634.0061 | 52.95 | 1.7789 | 182.5214 | 237.2503 |  |  |  |  | 52.95 | 52.95
2047 | 6.4093 | 19.8671 | 487.188 | 513.4644 | 7.4134 | 54.1419 | 804.1942 | 865.7495 | 33.9225 | 75.259 | 1556.2923 | 1665.4739 | 51.2414 | 1.9966 | 185.6961 | 238.9342 |  |  |  |  | 51.2414 | 51.2414
2048 | 5.3322 | 21.9546 | 512.4626 | 539.7494 | 7.1559 | 57.0691 | 830.5537 | 894.7788 | 32.0004 | 78.1597 | 1587.9479 | 1698.1081 | 49.325 | 2.0914 | 192.9458 | 244.3623 |  |  |  |  | 49.325 | 49.325
2049 | 3.8043 | 23.5232 | 561.2348 | 588.5622 | 6.9056 | 59.9228 | 863.8522 | 930.6805 | 31.1179 | 81.1342 | 1621.137 | 1733.3891 | 48.0652 | 2.2041 | 196.2329 | 246.5022 |  |  |  |  | 48.0652 | 48.0652
2050 | 2.6208 | 25.6173 | 828.0014 | 856.2395 | 6.7578 | 62.9273 | 1070.5883 | 1140.2733 | 30.001 | 82.7912 | 1947.2883 | 2060.0805 | 46.619 | 2.3073 | 358.6975 | 407.6238 |  |  |  |  | 46.619 | 46.619
This shape represents a slicer. Slicers are supported in Excel 2010 or later. If the shape was modified in an earlier version of Excel, or if the workbook was saved in Excel 2003 or earlier, the slicer cannot be used.
This shape represents a slicer. Slicers are supported in Excel 2010 or later. If the shape was modified in an earlier version of Excel, or if the workbook was saved in Excel 2003 or earlier, the slicer cannot be used.
This shape represents a slicer. Slicers are supported in Excel 2010 or later. If the shape was modified in an earlier version of Excel, or if the workbook was saved in Excel 2003 or earlier, the slicer cannot be used.
This shape represents a slicer. Slicers are supported in Excel 2010 or later. If the shape was modified in an earlier version of Excel, or if the workbook was saved in Excel 2003 or earlier, the slicer cannot be used.
This shape represents a slicer. Slicers are supported in Excel 2010 or later. If the shape was modified in an earlier version of Excel, or if the workbook was saved in Excel 2003 or earlier, the slicer cannot be used.
This shape represents a slicer. Slicers are supported in Excel 2010 or later. If the shape was modified in an earlier version of Excel, or if the workbook was saved in Excel 2003 or earlier, the slicer cannot be used.
This shape represents a slicer. Slicers are supported in Excel 2010 or later. If the shape was modified in an earlier version of Excel, or if the workbook was saved in Excel 2003 or earlier, the slicer cannot be used.
This shape represents a slicer. Slicers are supported in Excel 2010 or later. If the shape was modified in an earlier version of Excel, or if the workbook was saved in Excel 2003 or earlier, the slicer cannot be used.

## DB.WS2
DB.WS2: Emissions Data Dashboard
The Future Energy Scenarios (FES) represent a range of different, credible ways to decarbonise our energy system as we strive towards the 2050 target. One of the FES outputs is an agreed set of data tables containing the GB FES values for emissions from whole system and gas supply (WS2) which this dashboard is visualising. For each scenario and variable selected the values are summed across all remaining selected options. The data values for the selected options are below the chart.
Emissions from whole system and gas supply scenarios (WS2) with selected options
Column Labels
Values | Consumer Transformation | Leading the Way | System Transformation | Falling Short | Five Year Forecast
2021 | 446.0382 | 446.0382 | 446.0382 | 446.0382 | 446.0382
2022 | 456.6601 | 454.8302 | 461.2774 | 461.2813 | 459.7758
2023 | 440.7087 | 433.3939 | 453.551 | 462.0869 | 444.9413
2024 | 420.6944 | 413.0046 | 434.7688 | 448.9017 | 430.4889
2025 | 402.4229 | 395.49 | 413.9855 | 434.7819 | 415.2692
2026 | 391.8875 | 378.0085 | 401.6399 | 433.3169 | 404.0213
2027 | 371.3054 | 359.8326 | 387.2577 | 422.1717 | 390.9432
2028 | 347.9106 | 335.926 | 365.3836 | 409.344 | 370.9972
2029 | 326.4876 | 312.251 | 348.6419 | 397.7587
2030 | 305.2594 | 288.0063 | 327.6737 | 389.1036
2031 | 282.4762 | 259.3116 | 307.0801 | 381.3924
2032 | 250.4035 | 227.5643 | 273.527 | 370.0591
2033 | 222.1779 | 198.9985 | 243.1061 | 358.3074
2034 | 191.4316 | 170.749 | 216.8151 | 347.1841
2035 | 164.928 | 145.4886 | 190.0531 | 328.8965
2036 | 140.8588 | 115.8294 | 167.1091 | 315.6889
2037 | 121.1839 | 103.3158 | 147.4711 | 299.6833
2038 | 104.2263 | 88.6737 | 125.9862 | 287.6288
2039 | 92.3797 | 76.4271 | 109.3203 | 273.3276
2040 | 79.5307 | 61.8567 | 91.8196 | 262.5108
2041 | 65.4569 | 46.4664 | 67.0604 | 251.2387
2042 | 55.6976 | 34.0594 | 52.36 | 238.7643
2043 | 47.3747 | 22.4175 | 39.2764 | 229.4996
2044 | 39.9669 | 12.5985 | 31.2429 | 220.6111
2045 | 33.7094 | 4.0983 | 24.0312 | 213.1999
2046 | 28.1842 | -3.6217 | 19.0551 | 206.646
2047 | 22.4052 | -12.4856 | 13.0396 | 200.7314
2048 | 18.8306 | -19.7374 | 8.7598 | 193.0184
2049 | 5.5744 | -27.0151 | 4.3221 | 187.6445
2050 | -1.326 | -34.2909 | -8.5905 | 179.1875
This shape represents a slicer. Slicers are supported in Excel 2010 or later. If the shape was modified in an earlier version of Excel, or if the workbook was saved in Excel 2003 or earlier, the slicer cannot be used.
This shape represents a slicer. Slicers are supported in Excel 2010 or later. If the shape was modified in an earlier version of Excel, or if the workbook was saved in Excel 2003 or earlier, the slicer cannot be used.

## Commodity prices
Commodity Prices
Chapter Section | Subsection | Figure Title | Figure Number
Commodity Prices |  | Commodity prices - fuels | CP1
|  | Commodity prices - carbon | CP2

## CP1
Commodity prices - fuels
Return to: Main menu
Return to: Section contents
Wholesale NBP gas price (2023 EUR/MWh)
NBP Gas Price (EUR/MWh)
[8 empty] | Year | 2010 | 2011 | 2012 | 2013 | 2014 | 2015 | 2016 | 2017 | 2018 | 2019 | 2020 | 2021 | 2022 | 2023 | 2024 | 2025 | 2026 | 2027 | 2028 | 2029 | 2030 | 2031 | 2032 | 2033 | 2034 | 2035 | 2036 | 2037 | 2038 | 2039 | 2040 | 2041 | 2042 | 2043 | 2044 | 2045 | 2046 | 2047 | 2048 | 2049 | 2050
[8 empty] | Gas price | 22.6823 | 29.0384 | 32.399 | 34.7116 | 26.4092 | 24.8256 | 17.564 | 20.83 | 27.0497 | 15.3852 | 10.3254 | 47.6713 | [8 empty] | 27.0126 | 26.8683 | 26.8995 | 26.7712 | 26.6447 | 26.3587 | 26.0742 | 25.9521 | 25.8317 | 25.6914 | 25.679 | 25.9112 | 26.1445 | 26.2178 | 26.2918 | 26.5277 | 26.7642 | 27.1623 | 27.4001 | 27.7995 | 28.1997
Years represent fiscal years (i.e. 2018 is 2018/19)
All prices converted to Euro/MWh. Please see convesion charts below for used conversion rates
Wholesale ARA coal price (2023 EUR/MWh)
ARA Coal Price (EUR/MWh)
[8 empty] | Year | 2010 | 2011 | 2012 | 2013 | 2014 | 2015 | 2016 | 2017 | 2018 | 2019 | 2020 | 2021 | 2022 | 2023 | 2024 | 2025 | 2026 | 2027 | 2028 | 2029 | 2030 | 2031 | 2032 | 2033 | 2034 | 2035 | 2036 | 2037 | 2038 | 2039 | 2040 | 2041 | 2042 | 2043 | 2044 | 2045 | 2046 | 2047 | 2048 | 2049 | 2050
[8 empty] | Coal price | 11.1999 | 14.0641 | 11.4531 | 9.5803 | 8.6744 | 7.7656 | 7.9883 | 10.911 | 11.1224 | 7.6733 | 5.8447 | 14.7492 | 42.2355 | 24.9266 | 21.3532 | 18.7967 | 15.7472 | 13.7699 | 12.0909 | 10.9853 | 10.1141 | 9.6416 | 9.2968 | 9.0698 | 8.882 | 8.7123 | 8.6075 | 8.4995 | 8.3887 | 8.2752 | 8.1646 | 8.0464 | 7.9264 | 7.8047 | 7.6813 | 7.5569 | 7.4327 | 7.3141 | 7.1906 | 7.0412 | 6.8867
Years represent fiscal years (i.e. 2018 is 2018/19)
Wholesale Brent oil price (2023 EUR/MWh)
Brent Oil Price (EUR/MWh)
[8 empty] | Year | 2010 | 2011 | 2012 | 2013 | 2014 | 2015 | 2016 | 2017 | 2018 | 2019 | 2020 | 2021 | 2022 | 2023 | 2024 | 2025 | 2026 | 2027 | 2028 | 2029 | 2030 | 2031 | 2032 | 2033 | 2034 | 2035 | 2036 | 2037 | 2038 | 2039 | 2040 | 2041 | 2042 | 2043 | 2044 | 2045 | 2046 | 2047 | 2048 | 2049 | 2050
[8 empty] | Oil price | 47.2532 | 61.6877 | 65.9331 | 60.9879 | 54.6823 | 34.364 | 28.0605 | 33.6288 | 41.1773 | 38.4747 | 23.1701 | 36.1474 | 58.7942 | 48.5496 | 43.9968 | 39.9016 | 37.9998 | 37.0726 | 36.3179 | 35.4008 | 34.6981 | 34.727 | 34.791 | 34.8048 | 34.7179 | 34.682 | 34.5448 | 34.3572 | 34.1449 | 33.933 | 33.7468 | 33.5357 | 33.3514 | 33.1681 | 32.9604 | 32.7028 | 32.4708 | 32.1888 | 31.9072 | 31.6008 | 31.3199
Conversion Rates
| Commodity | From | To | Value
| Gas | GB therm | MWh | 0.029307
| Gas | MMBtu | MWh | 0.29307
| Coal | tonne | MWh | 8.141
| Oil | bbl | MWh | 1.6994
| Carbon | t CO2 | t CO2 | 1
| All | MWh | MWh | 1
[6 empty] | 2019 Nominal Prices | 2023 Nominal Prices
[6 empty] | Used to convert from Nominal Prices | Used to convert from Nominal Prices
| From: | GBP | GBP-pence | USD |  | GDP Deflator | Rebased GDP Deflator
| To: | EUR | EUR | EUR |  | 2019=100 | 2023=1
| 2010 | 1.1657 | 0.011657 | 0.75491 | 2010 | 86.8458 | 0.74747
| 2011 | 1.1526 | 0.011526 | 0.71884 | 2011 | 88.6425 | 0.76294
| 2012 | 1.2333 | 0.012333 | 0.7783 | 2012 | 90.1077 | 0.77555
| 2013 | 1.178 | 0.01178 | 0.75304 | 2013 | 91.7091 | 0.78933
| 2014 | 1.2405 | 0.012405 | 0.7536 | 2014 | 93.3015 | 0.80304
| 2015 | 1.378 | 0.01378 | 0.9017 | 2015 | 93.9198 | 0.80836
| 2016 | 1.2248 | 0.012248 | 0.90418 | 2016 | 95.937 | 0.82572
| 2017 | 1.1413 | 0.011413 | 0.88676 | 2017 | 97.7978 | 0.84173
| 2018 | 1.1301 | 0.011301 | 0.84754 | 2018 | 99.9975 | 0.86067
| 2019 | 1.1397 | 0.011397 | 0.89288 | 2019 | 102.1126 | 0.87887
| 2020 | 1.1246 | 0.011246 | 0.87682 | 2020 | 108.0411 | 0.9299
| 2021 | 1.1604 | 0.011604 | 0.83415 | 2021 | 108.2883 | 0.93203
| 2022 | 1.1753 | 0.011753 | 0.95362 | 2022 | 111.0874 | 0.95612
| 2023 | 1.1593 | 0.011593 | 0.97173 | 2023 | 116.186 | 1
| 2024 | 1.1541 | 0.011541 | 0.95487 | 2024 | 119.4941 | 1.0285
| 2025 | 1.1481 | 0.011481 | 0.93797 | 2025 | 121.5288 | 1.046
| 2026 | 1.1422 | 0.011422 | 0.9091 | 2026 | 123.3637 | 1.0618
| 2027 | 1.1363 | 0.011363 | 0.87721 | 2027 | 125.642 | 1.0814
| 2028 | 1.1304 | 0.011304 | 0.84747 | 2028 | 128.1373 | 1.1029
| 2029 | 1.1244 | 0.011244 | 0.81968 | 2029 | 130.8912 | 1.1266
| 2030 | 1.1202 | 0.011202 | 0.8008 | 2030 | 133.7516 | 1.1512
| 2031 | 1.12 | 0.0112 | 0.8 | 2031 | 136.6668 | 1.1763
| 2032 | 1.12 | 0.0112 | 0.8 | 2032 | 139.6456 | 1.2019
| 2033 | 1.12 | 0.0112 | 0.8 | 2033 | 142.6911 | 1.2281
| 2034 | 1.12 | 0.0112 | 0.8 | 2034 | 145.8041 | 1.2549
| 2035 | 1.12 | 0.0112 | 0.8 | 2035 | 148.985 | 1.2823
| 2036 | 1.12 | 0.0112 | 0.8 | 2036 | 152.241 | 1.3103
| 2037 | 1.12 | 0.0112 | 0.8 | 2037 | 155.5716 | 1.339
| 2038 | 1.12 | 0.0112 | 0.8 | 2038 | 158.975 | 1.3683
| 2039 | 1.12 | 0.0112 | 0.8 | 2039 | 162.453 | 1.3982
| 2040 | 1.12 | 0.0112 | 0.8 | 2040 | 166.007 | 1.4288
| 2041 | 1.12 | 0.0112 | 0.8 | 2041 | 169.6387 | 1.4601
| 2042 | 1.12 | 0.0112 | 0.8 | 2042 | 173.3392 | 1.4919
| 2043 | 1.12 | 0.0112 | 0.8 | 2043 | 177.1137 | 1.5244
| 2044 | 1.12 | 0.0112 | 0.8 | 2044 | 180.966 | 1.5576
| 2045 | 1.12 | 0.0112 | 0.8 | 2045 | 184.8992 | 1.5914
| 2046 | 1.12 | 0.0112 | 0.8 | 2046 | 188.918 | 1.626
| 2047 | 1.12 | 0.0112 | 0.8 | 2047 | 193.0241 | 1.6613
| 2048 | 1.12 | 0.0112 | 0.8 | 2048 | 197.2195 | 1.6974
| 2049 | 1.12 | 0.0112 | 0.8 | 2049 | 201.506 | 1.7343
| 2050 | 1.12 | 0.0112 | 0.8 | 2050 | 205.8858 | 1.772
Due to voltatlity in the Gas price market we took a late update from a Aurora's latest forecast. Due to licence agreements we are unable to share this single source forecast for this period

## CP2
Commodity prices - carbon
Return to: Main menu
Return to: Section contents
GB total carbon price (2023 EUR/tonne) | GB total carbon price (EUR/tonne CO2)
| Year | 2010 | 2011 | 2012 | 2013 | 2014 | 2015 | 2016 | 2017 | 2018 | 2019 | 2020 | 2021 | 2022 | 2023 | 2024 | 2025 | 2026 | 2027 | 2028 | 2029 | 2030 | 2031 | 2032 | 2033 | 2034 | 2035 | 2036 | 2037 | 2038 | 2039 | 2040 | 2041 | 2042 | 2043 | 2044 | 2045 | 2046 | 2047 | 2048 | 2049 | 2050
| History | 2010: 16.3111; 2011: 14.0827; 2012: 9.1141; 2013: 12.0182; 2014: 21.1634; 2015: 39.483; 2016: 33.2367; 2017: 29.4773; 2018: 39.0072; 2019: 50.5686; 2020: 43.4608; 2021: 71.5438
| High case | [11 empty] | 71.5438 | 107.1788 | 112.7364 | 114.2001 | 117.4498 | 120.7273 | 124.0328 | 127.3661 | 130.7273 | 134.1165 | 137.4962 | 140.8759 | 144.2557 | 147.6354 | 151.0151 | 154.3949 | 157.7746 | 161.1543 | 164.5341 | 167.9138 | 171.2935 | 174.6733 | 178.053 | 181.4327 | 184.8125 | 188.1922 | 191.5719 | 194.9517 | 198.3314 | 201.7111
| Base case | [11 empty] | 71.5438 | 107.1788 | 96.5635 | 95.2658 | 95.7542 | 96.2704 | 96.8146 | 97.3866 | 97.9865 | 98.6143 | 102.0841 | 105.5538 | 109.0236 | 112.4933 | 115.963 | 119.4328 | 122.9025 | 126.3723 | 129.842 | 133.3118 | 137.7108 | 142.1098 | 146.5088 | 150.9078 | 155.3069 | 159.7059 | 164.1049 | 168.5039 | 172.9029 | 177.302
| Low case | [11 empty] | 71.5438 | 107.1788 | 83.1197 | 81.7899 | 82.2461 | 82.7302 | 83.2422 | 83.7821 | 84.3499 | 84.9455 | 88.1459 | 91.3463 | 94.5467 | 97.7471 | 100.9475 | 104.1479 | 107.3483 | 110.5487 | 113.7491 | 116.9495 | 119.0149 | 121.0803 | 123.1457 | 125.2111 | 127.2765 | 129.3419 | 131.4073 | 133.4727 | 135.5381 | 137.6035
Falling Short maps to the low case, Leading the Way to the high case, whilst Consumer Transformation & System Transformation map to the base case.
EU ETS carbon price (2023 EUR/tonne) | EU ETS carbon price (EUR/tonne CO2)
| Year | 2010 | 2011 | 2012 | 2013 | 2014 | 2015 | 2016 | 2017 | 2018 | 2019 | 2020 | 2021 | 2022 | 2023 | 2024 | 2025 | 2026 | 2027 | 2028 | 2029 | 2030 | 2031 | 2032 | 2033 | 2034 | 2035 | 2036 | 2037 | 2038 | 2039 | 2040 | 2041 | 2042 | 2043 | 2044 | 2045 | 2046 | 2047 | 2048 | 2049 | 2050
| History | 2010: 17.3998; 2011: 15.0227; 2012: 9.7224; 2013: 5.448; 2014: 7.8235; 2015: 11.2978; 2016: 8.7547; 2017: 7.0383; 2018: 17.9762; 2019: 30.6011; 2020: 24.5933; 2021: 53.9088
| High case | [11 empty] | 50.5359 | 85.053 | 91.8698 | 97.905 | 103.9403 | 109.9755 | 116.0107 | 122.046 | 128.0812 | 134.1165 | 137.4962 | 140.8759 | 144.2557 | 147.6354 | 151.0151 | 154.3949 | 157.7746 | 161.1543 | 164.5341 | 167.9138 | 171.2935 | 174.6733 | 178.053 | 181.4327 | 184.8125 | 188.1922 | 191.5719 | 194.9517 | 198.3314 | 201.7111
| Base case | [11 empty] | 50.5359 | 85.053 | 75.6968 | 78.9707 | 82.2447 | 85.5186 | 88.7925 | 92.0665 | 95.3404 | 98.6143 | 102.0841 | 105.5538 | 109.0236 | 112.4933 | 115.963 | 119.4328 | 122.9025 | 126.3723 | 129.842 | 133.3118 | 137.7108 | 142.1098 | 146.5088 | 150.9078 | 155.3069 | 159.7059 | 164.1049 | 168.5039 | 172.9029 | 177.302
| Low case | [11 empty] | 50.5359 | 85.053 | 62.253 | 65.4948 | 68.7366 | 71.9784 | 75.2202 | 78.462 | 81.7037 | 84.9455 | 88.1459 | 91.3463 | 94.5467 | 97.7471 | 100.9475 | 104.1479 | 107.3483 | 110.5487 | 113.7491 | 116.9495 | 119.0149 | 121.0803 | 123.1457 | 125.2111 | 127.2765 | 129.3419 | 131.4073 | 133.4727 | 135.5381 | 137.6035
Falling Short maps to the low case, Leading the Way to the high case, whilst Consumer Transformation & System Transformation map to the base case.

## FES-IN-5
FES IN 5
Chapter Section | Subsection | Figure Title | Figure Number
FES in Five |  | Energy flow diagram inputs | Energy flow diagrams
|  | Key Statistics in 2030, 2035 and 2050 | Key Stats
|  | FES Key Comparison Chart | Key Comparisons

## Energy flow diagrams
Energy flow diagram inputs
Return to: Main Menu |  |  | Industrial and commercial demand includes direct transmission connected demand as well as distribution connected demand | [17 empty] | Energy flow diagrams created using:
Return to: Chapter contents |  |  | Natural gas figures exclude natural gas exports | [17 empty] | https://sankeymatic.com/
|  |  | Other renewables includes some distribution connected Energy from Waste generation, for which a manual adjustment has been applied | [17 empty] | Each column below can be pasted in to the online tool to produce a diagram for that scenario year
|  |  | Aviation and shipping petroleum demand is taken from CCC Sixth Carbon Budget analysis aligned to the scenarios | [17 empty] | Values in the left hand side of this sheet are accurate, but values in the column belows are all rounded and will introduce rounding errors to totals
All units in TWh
| Category | Subcategory | Fuel lookup | Description | Data | Data table | Component | Component 2 | Component 3 | Subtract component | Unit lookup | 2022 | 2035 |  | Scenario data 2050 | [6 empty] | 2022 | 2035 |  | 2050
[12 empty] | System Transformation | Leading the Way | Falling Short | Consumer Transformation | System Transformation | Leading the Way | Falling Short | Diagram name in | Diagram name out |  |  | LW | FS | CT | ST | LW | FS
| End user demand | I&C | Electricity | Electricity | Demand (TWh) | ED1 | GBFES Customer Demand: Total Industrial (Excluding electrolysis) | Total Commercial Demand inc EV, Heat Pumps, District Heat, Rail Traction, No Directs | GBFES Customer Demand: Direct Transmission Customers | I&C Rail Traction Demand | GWh | 158.542 | 207.934 | 188.895 | 281.389 | 216.285 | 233.511 | 224.472 | Electricity 2 | I&C |  | Electricity 2 [159] I&C | Electricity 2 [208] I&C | Electricity 2 [189] I&C | Electricity 2 [281] I&C | Electricity 2 [216] I&C | Electricity 2 [234] I&C | Electricity 2 [224] I&C | Electricity 2 [159] I&C
|  |  | Gas | Gas | Demand (TWh) | ED3 | Annual end-use gas demand from industry | Annual end-use gas demand from the commercial sector |  |  | GWh | 203.3519 | 94.8468 | 209.0466 | 12.8549 | 10.94 | 10.7729 | 183.9961 | Natural gas 3 | I&C |  | Natural gas 3 [203] I&C | Natural gas 3 [95] I&C | Natural gas 3 [209] I&C | Natural gas 3 [13] I&C | Natural gas 3 [11] I&C | Natural gas 3 [11] I&C | Natural gas 3 [184] I&C | Natural gas 3 [203] I&C
|  |  | Hydrogen | Hydrogen | Demand (TWh) | WS1 | Industrial | Commercial |  |  | TWh | 0.019686 | 34.3318 | 3.0256 | 13.2562 | 133.7263 | 75.6479 | 9.1778 | Hydrogen 2 | I&C |  | Hydrogen 2 [0] I&C | Hydrogen 2 [34] I&C | Hydrogen 2 [3] I&C | Hydrogen 2 [13] I&C | Hydrogen 2 [134] I&C | Hydrogen 2 [76] I&C | Hydrogen 2 [9] I&C | Hydrogen 2 [0] I&C
|  |  | Bioenergy | Bioresource | Demand (TWh) | WS1 | Industrial | Commercial |  |  | TWh | 2.85 | 5.67 | 0.46 | 10.09 | 7.43 | 9.2 | 1.93 | Bioresource 2 | I&C |  | Bioresource 2 [3] I&C | Bioresource 2 [6] I&C | Bioresource 2 [0] I&C | Bioresource 2 [10] I&C | Bioresource 2 [7] I&C | Bioresource 2 [9] I&C | Bioresource 2 [2] I&C | Bioresource 2 [3] I&C
|  |  | Oil | Oil/Petroleum/Waste/Solid fuels | Demand (TWh) | WS1 | Industrial | Commercial |  |  | TWh | 38.5007 | 10.9454 | 27.3077 | 0 | 0 | 0 | 17.2963 | Other fuels 2 | I&C |  | Other fuels 2 [39] I&C | Other fuels 2 [11] I&C | Other fuels 2 [27] I&C | Other fuels 2 [0] I&C | Other fuels 2 [0] I&C | Other fuels 2 [0] I&C | Other fuels 2 [17] I&C | Other fuels 2 [39] I&C
|  | Residential | Electricity | Electricity | Demand (TWh) | ED1 | GBFES Customer Demand: Residential |  |  | Residential Electric Vehicles Demand (Evs) | GWh | 99.344 | 94.464 | 109.148 | 141.403 | 130.912 | 110.212 | 162.672 | Electricity 2 | Residential |  | Electricity 2 [99] Residential | Electricity 2 [94] Residential | Electricity 2 [109] Residential | Electricity 2 [141] Residential | Electricity 2 [131] Residential | Electricity 2 [110] Residential | Electricity 2 [163] Residential | Electricity 2 [99] Residential
|  |  | Gas | Gas | Demand (TWh) | ED3 | Total end-use residential gas demand |  |  |  | GWh | 310.556 | 116.5413 | 293.8033 | 0.080915 | 0.887 | 0.00030963 | 147.1886 | Natural gas 3 | Residential |  | Natural gas 3 [311] Residential | Natural gas 3 [117] Residential | Natural gas 3 [294] Residential | Natural gas 3 [0] Residential | Natural gas 3 [1] Residential | Natural gas 3 [0] Residential | Natural gas 3 [147] Residential | Natural gas 3 [311] Residential
|  |  | Hydrogen | Hydrogen | Demand (TWh) | WS1 | Residential |  |  |  | TWh | 0 | 17.4651 | 0 | 0 | 145.3041 | 42.7932 | 0 | Hydrogen 2 | Residential |  | Hydrogen 2 [0] Residential | Hydrogen 2 [17] Residential | Hydrogen 2 [0] Residential | Hydrogen 2 [0] Residential | Hydrogen 2 [145] Residential | Hydrogen 2 [43] Residential | Hydrogen 2 [0] Residential | Hydrogen 2 [0] Residential
|  |  | Bioenergy | Bioresource | Demand (TWh) | WS1 | Residential Heat |  |  |  | TWh | 0.77 | 7.4319 | 2.6 | 11.14 | 7.84 | 15.7134 | 7.64 | Bioresource 2 | Residential |  | Bioresource 2 [1] Residential | Bioresource 2 [7] Residential | Bioresource 2 [3] Residential | Bioresource 2 [11] Residential | Bioresource 2 [8] Residential | Bioresource 2 [16] Residential | Bioresource 2 [8] Residential | Bioresource 2 [1] Residential
|  |  | Petrol/Diesel | Oil/Petroleum | Demand (TWh) | ED3 | Other |  |  |  | TWh | 29.438 | 4.099 | 12.397 | 0.011 | 0.014 | 0.003 | 4.19 | Other fuels 2 | Residential |  | Other fuels 2 [29] Residential | Other fuels 2 [4] Residential | Other fuels 2 [12] Residential | Other fuels 2 [0] Residential | Other fuels 2 [0] Residential | Other fuels 2 [0] Residential | Other fuels 2 [4] Residential | Other fuels 2 [29] Residential
|  | Road Transport | Electricity | Electricity | Demand (TWh) | ED1 | Residential Electric Vehicles Demand (EVs) | Commercial Electric Vehicles Demand (EVs) |  |  | GWh | 3.006 | 87.668 | 38.966 | 118.436 | 89.695 | 114.971 | 123.108 | Electricity 2 | Road and rail transport | [8 empty] | 0
|  |  | Gas | Gas | Demand (TWh) | ED3/WS1 | Gas end-use demand for transport |  |  | Biomethane | GWh | -2.2962e-05 | 0 | 0 | 0.0002912 | 0 | 6.4439e-05 | 0 | Natural gas 3 | Road and rail transport |  | Natural gas 3 [0] Road and rail transport | Natural gas 3 [0] Road and rail transport | Natural gas 3 [0] Road and rail transport | Natural gas 3 [0] Road and rail transport | Natural gas 3 [0] Road and rail transport | Natural gas 3 [0] Road and rail transport | Natural gas 3 [0] Road and rail transport | Natural gas 3 [0] Road and rail transport
|  |  | Hydrogen | Hydrogen | Demand (TWh) | WS1 | Road Transport |  |  |  | TWh | 0.032 | 0.82532 | 0.20813 | 3.108 | 56.2244 | 6.1345 | 1.1176 | Hydrogen 2 | Road and rail transport | [8 empty] | 0
|  |  | Bioenergy | Bioresource | Demand (TWh) | WS1 | Biodiesel/bioethanol | Biomethane |  |  | TWh | 25.8 | 16.6619 | 45.4584 | 0 | 0 | 0 | 13.1968 | Bioresource 2 | Road and rail transport |  | Bioresource 2 [26] Road and rail transport | Bioresource 2 [17] Road and rail transport | Bioresource 2 [45] Road and rail transport | Bioresource 2 [0] Road and rail transport | Bioresource 2 [0] Road and rail transport | Bioresource 2 [0] Road and rail transport | Bioresource 2 [13] Road and rail transport | Bioresource 2 [26] Road and rail transport
|  |  | Petrol/Diesel | Oil/Petroleum | Demand (TWh) | ED5 | TWh Vehicles - Petrol/Diesel |  |  |  | TWh | 377.9272 | 89.2604 | 216.3504 | 0 | 0 | 0 | 4.7888 | Other fuels 2 | Road and rail transport |  | Other fuels 2 [378] Road and rail transport | Other fuels 2 [89] Road and rail transport | Other fuels 2 [216] Road and rail transport | Other fuels 2 [0] Road and rail transport | Other fuels 2 [0] Road and rail transport | Other fuels 2 [0] Road and rail transport | Other fuels 2 [5] Road and rail transport | Other fuels 2 [378] Road and rail transport
|  | Rail | Electricity | Electricity | Demand (TWh) | ED1 | I&C Rail Traction Demand |  |  |  | GWh | 4.757 | 6.943 | 5.192 | 9.263 | 8.349 | 10.721 | 6.028 | Electricity 2 | Road and rail transport | [8 empty] | 0
|  |  | Hydrogen | Hydrogen | Demand (TWh) | WS1 | Rail |  |  |  | TWh | 0 | 0 | 0 | 0 | 2.0833 | 0 | 0 | Hydrogen 2 | Road and rail transport | [8 empty] | 0
|  | Aviation & Shipping | Bioenergy | Bioresource | Demand (TWh) | WS1 | Shipping | Aviation |  |  | TWh | 0 | 18.57 | 8.5 | 41.34 | 41.34 | 41.34 | 16 | Bioresource 2 | Aviation & Shipping |  | Bioresource 2 [0] Aviation & Shipping | Bioresource 2 [19] Aviation & Shipping | Bioresource 2 [9] Aviation & Shipping | Bioresource 2 [41] Aviation & Shipping | Bioresource 2 [41] Aviation & Shipping | Bioresource 2 [41] Aviation & Shipping | Bioresource 2 [16] Aviation & Shipping | Bioresource 2 [0] Aviation & Shipping
|  |  | Hydrogen | Hydrogen | Demand (TWh) | WS1 | Shipping | Aviation |  |  | TWh | 0 | 5 | 0 | 79.7755 | 79.7755 | 79.7755 | 0 | Hydrogen 2 | Aviation & Shipping |  | Hydrogen 2 [0] Aviation & Shipping | Hydrogen 2 [5] Aviation & Shipping | Hydrogen 2 [0] Aviation & Shipping | Hydrogen 2 [80] Aviation & Shipping | Hydrogen 2 [80] Aviation & Shipping | Hydrogen 2 [80] Aviation & Shipping | Hydrogen 2 [0] Aviation & Shipping | Hydrogen 2 [0] Aviation & Shipping
|  |  | Petroleum | CB6 aviation & shipping petroleum use | Demand (TWh) | [6 empty] | 191 | 168 | 162 | 96 | 96 | 61 | 167 | Other fuels 2 | Aviation & Shipping |  | Other fuels 2 [191] Aviation & Shipping | Other fuels 2 [168] Aviation & Shipping | Other fuels 2 [162] Aviation & Shipping | Other fuels 2 [96] Aviation & Shipping | Other fuels 2 [96] Aviation & Shipping | Other fuels 2 [61] Aviation & Shipping | Other fuels 2 [167] Aviation & Shipping | Other fuels 2 [191] Aviation & Shipping
|  | DACCS | Electricity | Electricity | Demand (TWh) | ES1 | DACCS Demand (TWh) |  |  |  |  | 0 | 0.1299 | 0 | 0 | 0 | 5.3172 | 0 | Electricity 2 | Direct Air Carbon Capture and Storage |  | Electricity 2 [0] Direct Air Carbon Capture and Storage | Electricity 2 [0] Direct Air Carbon Capture and Storage | Electricity 2 [0] Direct Air Carbon Capture and Storage | Electricity 2 [0] Direct Air Carbon Capture and Storage | Electricity 2 [0] Direct Air Carbon Capture and Storage | Electricity 2 [5] Direct Air Carbon Capture and Storage | Electricity 2 [0] Direct Air Carbon Capture and Storage | Electricity 2 [0] Direct Air Carbon Capture and Storage
|  |  | Hydrogen | Hydrogen | Demand (TWh) | WS1 | Direct Air Carbon Capture and Storage |  |  |  | TWh | 0 | 0.0061806 | 0 | 0 | 0 | 24.3058 | 0 | Hydrogen 2 | Direct Air Carbon Capture and Storage |  | Hydrogen 2 [0] Direct Air Carbon Capture and Storage | Hydrogen 2 [0] Direct Air Carbon Capture and Storage | Hydrogen 2 [0] Direct Air Carbon Capture and Storage | Hydrogen 2 [0] Direct Air Carbon Capture and Storage | Hydrogen 2 [0] Direct Air Carbon Capture and Storage | Hydrogen 2 [24] Direct Air Carbon Capture and Storage | Hydrogen 2 [0] Direct Air Carbon Capture and Storage | Hydrogen 2 [0] Direct Air Carbon Capture and Storage
| Energy supply | Electricity supply | Electricity | Solar | Generation (TWh) | ES1 | Solar |  |  |  | Generation (TWh) | 12.965 | 50.4631 | 23.7755 | 68.8846 | 51.2893 | 83.1148 | 37.7464 | Solar | Electricity 1
|  |  | Electricity | Offshore wind | Generation (TWh) | ES1 | Offshore Wind |  |  |  | Generation (TWh) | 54.1714 | 358.468 | 182.9744 | 487.8882 | 457.8423 | 430.1967 | 324.6512 | Offshore wind | Electricity 1 | [8 empty] | Non-networked generation [0] Electrolysis 2
|  |  | Electricity | Onshore wind | Generation (TWh) | ES1 | Onshore Wind |  |  |  | Generation (TWh) | 46.5722 | 107.6333 | 82.9594 | 139.4198 | 108.2983 | 142.4579 | 91.0645 | Onshore wind | Electricity 1 | [8 empty] | Nuclear [41] Electricity 1
|  |  | Electricity | Nuclear (non hydrogen related) | Generation (TWh) | ES1 | Nuclear |  |  |  | Generation (TWh) | 40.7767 | 37.4671 | 33.5865 | 85.6394 | 63.8168 | 72.5241 | 89.4356 | Nuclear | Electricity 1 |  | Nuclear [41] Electricity 1 | Nuclear [37] Electricity 1 | Nuclear [34] Electricity 1 | Nuclear [86] Electricity 1 | Nuclear [64] Electricity 1 | Nuclear [73] Electricity 1 | Nuclear [89] Electricity 1 | Solar [13] Electricity 1
|  |  | Electricity | Other Renewables | Generation (TWh) | ES1 | Hydro | Marine | Other Renewables |  | Generation (TWh) | 13.7978 | 14.9904 | 9.138 | 32.6055 | 39.2545 | 17.6282 | 17.6389 | Other renewables | Electricity 1 |  | Other renewables [14] Electricity 1 | Other renewables [15] Electricity 1 | Other renewables [9] Electricity 1 | Other renewables [33] Electricity 1 | Other renewables [39] Electricity 1 | Other renewables [18] Electricity 1 | Other renewables [18] Electricity 1 | Offshore wind [54] Electricity 1
|  |  | Electricity | Non-networked renewables for hydrogen | Generation (TWh) | ES1 | Offshore Wind |  |  |  | Generation (TWh) | 0.022767 | 9.602 | 0.064307 | 2.2369 | 48.3494 | 50.4501 | 0.062675 | Non-networked generation | Electrolysis 2 |  | Non-networked generation [0] Electrolysis 2 | Non-networked generation [10] Electrolysis 2 | Non-networked generation [0] Electrolysis 2 | Non-networked generation [2] Electrolysis 2 | Non-networked generation [48] Electrolysis 2 | Non-networked generation [50] Electrolysis 2 | Non-networked generation [0] Electrolysis 2 | Onshore wind [47] Electricity 1
|  |  | Hydrogen | Nuclear to produce hydrogen | Generation (TWh) | WS1 | Nuclear |  |  |  | TWh | 0 | 0 | 0 | 9.1347 | 22.8368 | 0 | 0 | Nuclear | Electrolysis 3 |  | Nuclear [0] Electrolysis 3 | Nuclear [0] Electrolysis 3 | Nuclear [0] Electrolysis 3 | Nuclear [9] Electrolysis 3 | Nuclear [23] Electrolysis 3 | Nuclear [0] Electrolysis 3 | Nuclear [0] Electrolysis 3 | Other renewables [14] Electricity 1
|  | Imports and exports | Electricity | Electricity import | Demand (TWh) | ES1 | Interconnectors |  |  |  | Import (TWh) | 23.066 | 25.9794 | 39.084 | 9.0865 | 8.5168 | 26.1932 | 28.1951 | Electricity import | Electricity 1 |  | Electricity import [23] Electricity 1 | Electricity import [26] Electricity 1 | Electricity import [39] Electricity 1 | Electricity import [9] Electricity 1 | Electricity import [9] Electricity 1 | Electricity import [26] Electricity 1 | Electricity import [28] Electricity 1 | Electricity import [23] Electricity 1
|  |  | Electricity | Electricity export | Demand (TWh) | ES1 | Interconnectors |  |  |  | Export (TWh) | 27.5138 | 145.275 | 56.7267 | 157.707 | 119.2433 | 130.445 | 88.9422 | Electricity 2 | Electricity export |  | Electricity 2 [28] Electricity export | Electricity 2 [145] Electricity export | Electricity 2 [57] Electricity export | Electricity 2 [158] Electricity export | Electricity 2 [119] Electricity export | Electricity 2 [130] Electricity export | Electricity 2 [89] Electricity export | Electricity 2 [28] Electricity export
|  |  | Hydrogen | Hydrogen import | Demand (TWh) | WS1 | Imports |  |  |  | TWh | 0 | 3 | 0 | 0 | 0 | 32 | 0 | Hydrogen import | Hydrogen 1 |  | Hydrogen import [0] Hydrogen 1 | Hydrogen import [3] Hydrogen 1 | Hydrogen import [0] Hydrogen 1 | Hydrogen import [0] Hydrogen 1 | Hydrogen import [0] Hydrogen 1 | Hydrogen import [32] Hydrogen 1 | Hydrogen import [0] Hydrogen 1 | Hydrogen import [0] Hydrogen 1
|  |  | Hydrogen | Hydrogen export | Demand (TWh) | WS1 | Exports |  |  |  | TWh | 0 | 0 | 0 | 0 | 0 | 0 | 0 | Hydrogen 2 | Hydrogen export |  | Hydrogen 2 [0] Hydrogen export | Hydrogen 2 [0] Hydrogen export | Hydrogen 2 [0] Hydrogen export | Hydrogen 2 [0] Hydrogen export | Hydrogen 2 [0] Hydrogen export | Hydrogen 2 [0] Hydrogen export | Hydrogen 2 [0] Hydrogen export | Hydrogen 2 [0] Hydrogen export
| Transformation demand | Methane reformation | Gas | Natural gas for Methane Reformation | Demand (TWh) | ED3 | Hydrogen Production - Natural Gas Demand |  |  |  | TWh | 0.013294 | 34.5931 | 1.1941 | 1.6887 | 265.8944 | 35.23 | 8.13 | Natural gas 2 | Methane reforming |  | Natural gas 2 [0] Methane reforming | Natural gas 2 [35] Methane reforming | Natural gas 2 [1] Methane reforming | Natural gas 2 [2] Methane reforming | Natural gas 2 [266] Methane reforming | Natural gas 2 [35] Methane reforming | Natural gas 2 [8] Methane reforming | Natural gas 2 [0] Methane reforming
|  |  | Bioresources | Bioresources for Methane Reformation | Demand (TWh) | WS1 | Hydrogen Production |  |  |  | TWh | 0 | 6.212 | 0 | 0 | 42.306 | 9.9742 | 0 | Bioresource | Methane reforming |  | Bioresource [0] Methane reforming | Bioresource [6] Methane reforming | Bioresource [0] Methane reforming | Bioresource [0] Methane reforming | Bioresource [42] Methane reforming | Bioresource [10] Methane reforming | Bioresource [0] Methane reforming | Bioresource [0] Methane reforming
|  |  | Hydrogen | Hydrogen produced from Methane Reformation (natural gas) | Production (TWh) | WS1 | Methane Reformation with CCUS |  |  |  | TWh | 0.0098112 | 25.53 | 0.88129 | 1.2463 | 218.0356 | 26 | 6 | Methane reforming | Hydrogen 1 |  | Methane reforming [0] Hydrogen 1 | Methane reforming [26] Hydrogen 1 | Methane reforming [1] Hydrogen 1 | Methane reforming [1] Hydrogen 1 | Methane reforming [218] Hydrogen 1 | Methane reforming [26] Hydrogen 1 | Methane reforming [6] Hydrogen 1 | Methane reforming [0] Hydrogen 1
|  |  | Hydrogen | Hydrogen produced from Methane Reformation (biomethane) | Production (TWh) | WS1 | Biomass gasification |  |  |  | TWh | 0 | 4.4119 | 0 | 0 | 33 | 7.084 | 0 | Methane reforming | Hydrogen 1 |  | Methane reforming [0] Hydrogen 1 | Methane reforming [4] Hydrogen 1 | Methane reforming [0] Hydrogen 1 | Methane reforming [0] Hydrogen 1 | Methane reforming [33] Hydrogen 1 | Methane reforming [7] Hydrogen 1 | Methane reforming [0] Hydrogen 1 | Methane reforming [0] Hydrogen 1
|  | Storage | Hydrogen | Hydrogen storage | Total annual TWh hydrogen stored | WS1 | [5 empty] | 0 | 3.7706 | 0.68089 | 11.6172 | 55.8417 | 19.1407 | 0.61802 | Hydrogen 1 | Hydrogen storage |  | Hydrogen 1 [0] Hydrogen storage | Hydrogen 1 [4] Hydrogen storage | Hydrogen 1 [1] Hydrogen storage | Hydrogen 1 [12] Hydrogen storage | Hydrogen 1 [56] Hydrogen storage | Hydrogen 1 [19] Hydrogen storage | Hydrogen 1 [1] Hydrogen storage | Hydrogen 1 [0] Hydrogen storage
|  |  | Hydrogen | Hydrogen storage losses | Losses (TWh) | WS1
|  |  | Hydrogen | Hydrogen storage supply | Supply from hydrogen storage | WS1 | [5 empty] | 0 | 3.7706 | 0.68089 | 11.6172 | 55.8417 | 19.1407 | 0.61802 | Hydrogen storage | Hydrogen 2 |  | Hydrogen storage [0] Hydrogen 2 | Hydrogen storage [4] Hydrogen 2 | Hydrogen storage [1] Hydrogen 2 | Hydrogen storage [12] Hydrogen 2 | Hydrogen storage [56] Hydrogen 2 | Hydrogen storage [19] Hydrogen 2 | Hydrogen storage [1] Hydrogen 2 | Hydrogen storage [0] Hydrogen 2
|  |  | Electricity | Electricity storage | Total annual TWh electricity stored | ES1 | Storage Consumption (TWh) |  |  |  | Consumption (TWh) | 4.5671 | 13.5879 | 9.3853 | 13.2959 | 8.958 | 9.7109 | 7.9778 | Electricity 1 | Electricity storage |  | Electricity 1 [5] Electricity storage | Electricity 1 [14] Electricity storage | Electricity 1 [9] Electricity storage | Electricity 1 [13] Electricity storage | Electricity 1 [9] Electricity storage | Electricity 1 [10] Electricity storage | Electricity 1 [8] Electricity storage | Electricity 1 [5] Electricity storage
[5 empty] | Storage output (TWh) | ES1 | Storage |  |  |  | Generation (TWh) | 3.6275 | 11.0304 | 7.7154 | 10.877 | 7.3811 | 7.9945 | 6.5539 | Electricity storage | Electricity 2 |  | Electricity storage [4] Electricity 2 | Electricity storage [11] Electricity 2 | Electricity storage [8] Electricity 2 | Electricity storage [11] Electricity 2 | Electricity storage [7] Electricity 2 | Electricity storage [8] Electricity 2 | Electricity storage [7] Electricity 2 | Electricity storage [4] Electricity 2
|  | Electrolysis | Hydrogen | Electricity demand (network connected) | Electricity demand (TWh) | WS1 | Networked Electricity |  |  |  | TWh | 0.04 | 45.9837 | 2.89 | 124.7262 | 164.6787 | 151.9611 | 9.4095 | Electricity 1 | Electrolysis
|  |  | Hydrogen | Hydrogen produced (network connected) | Hydrogen produced (TWh) | WS1 | Networked Electrolysis |  |  |  | TWh | 0.025959 | 39.3061 | 2.3139 | 109.2448 | 135.2107 | 133.0764 | 7.7306 | Electrolysis | Hydrogen 1
|  |  | Electricity | Additional electrolysis for hydrogen export |  | WS1 |  |  |  |  | TWh | 0 | 0 | 0 | 0 | 0 | 0 | 0 | Electricity 1 | Electrolysis
|  |  | Hydrogen | Hydrogen produced for export | Demand (TWh) | WS1 | Exports |  |  |  | TWh | 0 | 0 | 0 | 0 | 0 | 0 | 0 | Electrolysis | Hydrogen 1
|  |  | Hydrogen | Hydrogen produced by non-networked wind/electrolysis | Hydrogen produced (TWh) | WS1 | Non-networked Electrolysis |  |  |  | TWh | 0.016123 | 8.2041 | 0.051459 | 1.959 | 39.6969 | 44.183 | 0.051459 | Electrolysis 2 | Hydrogen 1 |  | Electrolysis 2 [0] Hydrogen 1 | Electrolysis 2 [8] Hydrogen 1 | Electrolysis 2 [0] Hydrogen 1 | Electrolysis 2 [2] Hydrogen 1 | Electrolysis 2 [40] Hydrogen 1 | Electrolysis 2 [44] Hydrogen 1 | Electrolysis 2 [0] Hydrogen 1
|  |  | Hydrogen | Hydrogen produced by nuclear connected electrolysis | Hydrogen produced (TWh) | WS1 | Nuclear Electrolysis |  |  |  | TWh | 0 | 0 | 0 | 8 | 20 | 0 | 0 | Electrolysis 3 | Hydrogen 1 |  | Electrolysis 3 [0] Hydrogen 1 | Electrolysis 3 [0] Hydrogen 1 | Electrolysis 3 [0] Hydrogen 1 | Electrolysis 3 [8] Hydrogen 1 | Electrolysis 3 [20] Hydrogen 1 | Electrolysis 3 [0] Hydrogen 1 | Electrolysis 3 [0] Hydrogen 1
|  | Hydrogen elec generation | Hydrogen | Hydrogen demand | Demand (TWh) | WS1 | Power Generation |  |  |  | TWh | 0 | 9.7565 | 0 | 23.8548 | 27.1107 | 12.721 | 3.4317 | Hydrogen 1 | Hydrogen generation |  | Hydrogen 1 [0] Hydrogen generation | Hydrogen 1 [10] Hydrogen generation | Hydrogen 1 [0] Hydrogen generation | Hydrogen 1 [24] Hydrogen generation | Hydrogen 1 [27] Hydrogen generation | Hydrogen 1 [13] Hydrogen generation | Hydrogen 1 [3] Hydrogen generation
|  |  | Electricity | Electricity produced | Generation (TWh) | ES1 |  | Hydrogen | Hydrogen CHP |  | Generation (TWh) | 0 | 3.2034 | 0 | 16.5387 | 12.8214 | 5.2041 | 1.8874 | Hydrogen generation | Electricity 2 |  | Hydrogen generation [0] Electricity 2 | Hydrogen generation [3] Electricity 2 | Hydrogen generation [0] Electricity 2 | Hydrogen generation [17] Electricity 2 | Hydrogen generation [13] Electricity 2 | Hydrogen generation [5] Electricity 2 | Hydrogen generation [2] Electricity 2
|  | Gas elec generation | Gas | Gas demand | Demand (TWh) | ED3 | Total gas demand (gas NTS connected only) for electricity generation | LDZ connected peaking/flexible plants |  |  | GWh | 223.681 | 24.365 | 83.2254 | 13.2665 | 11.037 | 21.5239 | 107.4514 | Natural gas | Gas CCUS |  | Natural gas [224] Gas CCUS | Natural gas [24] Gas CCUS | Natural gas [83] Gas CCUS | Natural gas [13] Gas CCUS | Natural gas [11] Gas CCUS | Natural gas [22] Gas CCUS | Natural gas [107] Gas CCUS
|  |  | Electricity | Electricity produced | Generation (TWh) | ES1 | Gas |  | CCS Gas |  | Generation (TWh) | 90.2233 | 12.0948 | 46.2782 | 6.5614 | 5.358 | 10.8032 | 57.2632 | Gas CCUS | Electricity 1 |  | Gas CCUS [90] Electricity 1 | Gas CCUS [12] Electricity 1 | Gas CCUS [46] Electricity 1 | Gas CCUS [7] Electricity 1 | Gas CCUS [5] Electricity 1 | Gas CCUS [11] Electricity 1 | Gas CCUS [57] Electricity 1
|  | Biomass/BECCS elec generation | Bioenergy | Bioresources demand | Demand (TWh) | WS1 | Power Generation |  |  | Waste | TWh | 48.3993 | 47.5003 | 12.0275 | 128.5992 | 110.5971 | 52.9771 | 47.4313 | Bioresource | Biomass and BECCS |  | Bioresource [48] Biomass and BECCS | Bioresource [48] Biomass and BECCS | Bioresource [12] Biomass and BECCS | Bioresource [129] Biomass and BECCS | Bioresource [111] Biomass and BECCS | Bioresource [53] Biomass and BECCS | Bioresource [47] Biomass and BECCS
|  |  | Electricity | Electricity produced | Generation (TWh) | ES1 | Biomass |  | CCS Biomass |  | Generation (TWh) | 15.9324 | 14.0666 | 3.5274 | 37.2924 | 32.067 | 15.2589 | 13.7898 | Biomass and BECCS | Electricity 1 |  | Biomass and BECCS [16] Electricity 1 | Biomass and BECCS [14] Electricity 1 | Biomass and BECCS [4] Electricity 1 | Biomass and BECCS [37] Electricity 1 | Biomass and BECCS [32] Electricity 1 | Biomass and BECCS [15] Electricity 1 | Biomass and BECCS [14] Electricity 1
|  | Other fossil fuel generation | Other fuels | Other thermal generation - coal, diesel, fuel oil | Demand (TWh) | [6 empty] | 20.0421 | 0 | 0 | 0 | 0 | 0 | 0 | Other fuels | Other thermal |  | Other fuels [20] Other thermal | Other fuels [0] Other thermal | Other fuels [0] Other thermal | Other fuels [0] Other thermal | Other fuels [0] Other thermal | Other fuels [0] Other thermal | Other fuels [0] Other thermal
|  |  | Electricity | Electricity produced | Generation (TWh) | ES1 | Coal | Other Thermal |  |  | Generation (TWh) | 6.8143 | 0 | 0 | 0 | 0 | 0 | 0 | Other thermal | Electricity 1 |  | Other thermal [7] Electricity 1 | Other thermal [0] Electricity 1 | Other thermal [0] Electricity 1 | Other thermal [0] Electricity 1 | Other thermal [0] Electricity 1 | Other thermal [0] Electricity 1 | Other thermal [0] Electricity 1
|  | Energy from waste generation | Bioenergy | Bioenergy - waste powergen | TWh | WS1 | Waste |  |  |  | TWh | 44.8672 | 30.9792 | 39.1208 | 24.0807 | 18.2343 | 26.865 | 17.8149 | Bioresource | Energy from waste |  | Bioresource [45] Energy from waste | Bioresource [31] Energy from waste | Bioresource [39] Energy from waste | Bioresource [24] Energy from waste | Bioresource [18] Energy from waste | Bioresource [27] Energy from waste | Bioresource [18] Energy from waste
|  |  | Other fuels | Non-biogenic waste for power | TWh | WS1 | [5 empty] | 44.8672 | 30.9792 | 39.1208 | 24.0807 | 18.2343 | 26.865 | 17.8149 | Other fuels | Energy from waste |  | Other fuels [45] Energy from waste | Other fuels [31] Energy from waste | Other fuels [39] Energy from waste | Other fuels [24] Energy from waste | Other fuels [18] Energy from waste | Other fuels [27] Energy from waste | Other fuels [18] Energy from waste
|  |  | Electricity | Electricity prouced from waste | Generation (TWh) | ES1 | Waste |  |  |  | Generation (TWh) | 12.8047 | 4.769 | 14.0231 | 2.0327 | 1.9914 | 2.1826 | 5.3769 | Energy from waste | Electricity 1 |  | Energy from waste [13] Electricity 1 | Energy from waste [5] Electricity 1 | Energy from waste [14] Electricity 1 | Energy from waste [2] Electricity 1 | Energy from waste [2] Electricity 1 | Energy from waste [2] Electricity 1 | Energy from waste [5] Electricity 1
|  |  | Electricity | Energy from waste adjustment | [7 empty] | 1.0225 | 2.5671 | 4.2577 | 1.8569 | 1.8509 | 1.9164 | 3.3023
|  | Green Gas | Bioenergy | Bioresource demand | Demand (TWh) | WS1 | Biomethane blending |  |  |  | TWh | 3.4 | 6.1 | 29.2 | 3.6 | 0 | 3.5 | 43.8 | Bioresource | Natural gas 2 |  | Bioresource [3] Natural gas 2 | Bioresource [6] Natural gas 2 | Bioresource [29] Natural gas 2 | Bioresource [4] Natural gas 2 | Bioresource [0] Natural gas 2 | Bioresource [4] Natural gas 2 | Bioresource [44] Natural gas 2
|  | Hydrogen blending | Hydrogen | Hydrogen for blending | Demand (TWh) | WS1 | Blending |  |  |  | TWh | 0 | 12.7466 | 0 | 0 | 0 | 0 | 0 | Hydrogen 2 | Natural gas 3 |  | Hydrogen 2 [0] Natural gas 3 | Hydrogen 2 [13] Natural gas 3 | Hydrogen 2 [0] Natural gas 3 | Hydrogen 2 [0] Natural gas 3 | Hydrogen 2 [0] Natural gas 3 | Hydrogen 2 [0] Natural gas 3 | Hydrogen 2 [0] Natural gas 3
| Losses | Network and storage losses | Gas | Natural gas shrinkage losses | Shrinkage Losses (TWh) | ED3 | Total (NTS+LDZ) gas shrinkage |  |  |  | GWh | 9.168 | 2.7422 | 4.8546 | 0.17971 | 1.298 | 0.32222 | 3.5217 | Natural gas 3 | Losses |  | Natural gas 3 [9] Losses | Natural gas 3 [3] Losses | Natural gas 3 [5] Losses | Natural gas 3 [0] Losses | Natural gas 3 [1] Losses | Natural gas 3 [0] Losses | Natural gas 3 [4] Losses
|  |  | Electricity | Electricity network losses (Tx and Dx) | TWh | ED1 | GBFES System Losses: Transmission | GBFES System Losses: Distribution |  |  | GWh | 20.764 | 30.26 | 27.314 | 41.182 | 34.554 | 33.834 | 42.33 | Electricity 2 | Losses
|  |  | Electricity | Other electricity losses (station load, pumping, flexibility conversion losses etc) | TWh |  | Demand Total (TWh) - Excluding Electrolysis, Post-DSR |  |  |  |  | 2.1841 | 3.3412 | 4.3348 | 9.4238 | 4.9033 | 4.0848 | 6.9619 | Electricity 2 | Losses
|  |  | Electricity | Electricity storage conversion losses | TWh | ES1 | [5 empty] | 0.93961 | 2.5576 | 1.6699 | 2.4189 | 1.5769 | 1.7164 | 1.4239 | Electricity storage | Losses |  | Electricity storage [1] Losses | Electricity storage [3] Losses | Electricity storage [2] Losses | Electricity storage [2] Losses | Electricity storage [2] Losses | Electricity storage [2] Losses | Electricity storage [1] Losses
|  |  | Hydrogen | Hydrogen Tx and Dx losses | TWh | WS1 | Transmission Losses |  |  |  | TWh | 0.00020674 | 0.3079 | 0.012935 | 0.45256 | 1.7189 | 0.97143 | 0.045982 | Hydrogen 2 | Losses |  | Hydrogen 2 [0] Losses | Hydrogen 2 [0] Losses | Hydrogen 2 [0] Losses | Hydrogen 2 [0] Losses | Hydrogen 2 [2] Losses | Hydrogen 2 [1] Losses | Hydrogen 2 [0] Losses
|  | Thermal generation losses | Gas | Gas CCUS generation losses | TWh | [6 empty] | 133.4577 | 12.2702 | 36.9472 | 6.7051 | 5.679 | 10.7207 | 50.1881 | Gas CCUS | Losses |  | Gas CCUS [133] Losses | Gas CCUS [12] Losses | Gas CCUS [37] Losses | Gas CCUS [7] Losses | Gas CCUS [6] Losses | Gas CCUS [11] Losses | Gas CCUS [50] Losses
|  |  | Bioresource | Biomass/BECCS generation losses | TWh | [6 empty] | 32.4668 | 33.4338 | 8.5001 | 91.3068 | 78.5301 | 37.7182 | 33.6415 | Biomass and BECCS | Losses |  | Biomass and BECCS [32] Losses | Biomass and BECCS [33] Losses | Biomass and BECCS [9] Losses | Biomass and BECCS [91] Losses | Biomass and BECCS [79] Losses | Biomass and BECCS [38] Losses | Biomass and BECCS [34] Losses
|  |  | Hydrogen | Hydrogen generation losses | TWh | [6 empty] | 0 | 6.5532 | 0 | 7.3161 | 14.2894 | 7.5169 | 1.5443 | Hydrogen generation | Losses |  | Hydrogen generation [0] Losses | Hydrogen generation [7] Losses | Hydrogen generation [0] Losses | Hydrogen generation [7] Losses | Hydrogen generation [14] Losses | Hydrogen generation [8] Losses | Hydrogen generation [2] Losses
|  |  | Waste | Energy from waste losses | TWh | [5 empty] | TWh | 76.9298 | 57.1895 | 64.2186 | 46.1287 | 34.4772 | 51.5474 | 30.2528 | Energy from waste | Losses |  | Energy from waste [77] Losses | Energy from waste [57] Losses | Energy from waste [64] Losses | Energy from waste [46] Losses | Energy from waste [34] Losses | Energy from waste [52] Losses | Energy from waste [30] Losses
|  |  | Other fuels | Other thermal generation losses | TWh | [6 empty] | 13.2278 | 0 | 0 | 0 | 0 | 0 | 0 | Other thermal | Losses |  | Other thermal [13] Losses | Other thermal [0] Losses | Other thermal [0] Losses | Other thermal [0] Losses | Other thermal [0] Losses | Other thermal [0] Losses | Other thermal [0] Losses
|  | Hydrogen production losses | Electricity | Grid-connected electrolysis losses | TWh | [6 empty] | 0.014041 | 6.6776 | 0.57605 | 15.4814 | 29.468 | 18.8847 | 1.6789 | Electrolysis | Losses |  | Electrolysis [0] Losses | Electrolysis [7] Losses | Electrolysis [1] Losses | Electrolysis [15] Losses | Electrolysis [29] Losses | Electrolysis [19] Losses | Electrolysis [2] Losses
|  |  | Electricity | Non-networked electrolysis losses | TWh | [6 empty] | 0.0066441 | 1.3979 | 0.012848 | 0.27787 | 8.6525 | 6.267 | 0.011216 | Electrolysis 2 | Losses |  | Electrolysis 2 [0] Losses | Electrolysis 2 [1] Losses | Electrolysis 2 [0] Losses | Electrolysis 2 [0] Losses | Electrolysis 2 [9] Losses | Electrolysis 2 [6] Losses | Electrolysis 2 [0] Losses
|  |  | Electricity | Nuclear electrolysis losses | TWh | [6 empty] | 0 | 0 | 0 | 1.1347 | 2.8368 | 0 | 0 | Electrolysis 3 | Losses |  | Electrolysis 3 [0] Losses | Electrolysis 3 [0] Losses | Electrolysis 3 [0] Losses | Electrolysis 3 [1] Losses | Electrolysis 3 [3] Losses | Electrolysis 3 [0] Losses | Electrolysis 3 [0] Losses
|  |  | Gas | Methane reformation losses | TWh | [6 empty] | 0.003483 | 10.8632 | 0.31286 | 0.44242 | 57.1648 | 12.1203 | 2.13 | Methane reforming | Losses |  | Methane reforming [0] Losses | Methane reforming [11] Losses | Methane reforming [0] Losses | Methane reforming [0] Losses | Methane reforming [57] Losses | Methane reforming [12] Losses | Methane reforming [2] Losses
| Energy curtailment |  | Electricity | Total energy curtailment | Generation (TWh) | ES1 |  |  |  |  | Curtailment (TWh) | 0.0403 | 33.5582 | 6.6 | 40.9913 | 14.5991 | 0.77347 | 25.6257 | Electricity 1 | Curtailment |  | Electricity 1 [0] Curtailment | Electricity 1 [34] Curtailment | Electricity 1 [7] Curtailment | Electricity 1 [41] Curtailment | Electricity 1 [15] Curtailment | Electricity 1 [1] Curtailment | Electricity 1 [26] Curtailment
|  |  | Electricity | Offshore wind |  |  | Offshore wind |  |  |  | Curtailment (TWh) | 0 | 21.4387 | 3.3912 | 26.3 | 10.4315 | 0.42079 | 17.9191 | Offshore wind | Electricity 1
|  |  | Electricity | Onshore wind |  |  | Onshore wind |  |  |  | Curtailment (TWh) | 0.0403 | 7.9746 | 2.824 | 11.7592 | 3.4616 | 0.17866 | 6.4374 | Onshore wind | Electricity 1
|  |  | Electricity | Solar |  |  | Solar |  |  |  | Curtailment (TWh) | 0 | 4.1449 | 0.38482 | 2.9322 | 0.7061 | 0.17403 | 1.2692 | Solar | Electricity 1
| Energy flow diagram transformation flows and combined flows | Transformation flows |  | Electricity Transformation | [7 empty] | 312.5167 | 566.3601 | 423.0712 | 731.3885 | 594.7976 | 638.6874 | 647.7743 | Electricity 1 | Electricity 2 |  | Electricity 1 [313] Electricity 2 | Electricity 1 [566] Electricity 2 | Electricity 1 [423] Electricity 2 | Electricity 1 [731] Electricity 2 | Electricity 1 [595] Electricity 2 | Electricity 1 [639] Electricity 2 | Electricity 1 [648] Electricity 2
|  |  |  | Natural gas transformation | [7 empty] | 523.0759 | 201.3836 | 507.7045 | 13.1158 | 13.125 | 11.0955 | 334.7063 | Natural gas 2 | Natural gas 3 |  | Natural gas 2 [523] Natural gas 3 | Natural gas 2 [201] Natural gas 3 | Natural gas 2 [508] Natural gas 3 | Natural gas 2 [13] Natural gas 3 | Natural gas 2 [13] Natural gas 3 | Natural gas 2 [11] Natural gas 3 | Natural gas 2 [335] Natural gas 3
|  |  |  | Natural gas 2 transformation | [7 empty] | 519.6892 | 229.8768 | 479.6986 | 11.2045 | 279.0195 | 42.8255 | 299.0363 | Natural gas | Natural gas 2 |  | Natural gas [520] Natural gas 2 | Natural gas [230] Natural gas 2 | Natural gas [480] Natural gas 2 | Natural gas [11] Natural gas 2 | Natural gas [279] Natural gas 2 | Natural gas [43] Natural gas 2 | Natural gas [299] Natural gas 2
|  |  |  | Hydrogen transformation | [7 empty] | 0.051893 | 66.9249 | 2.5658 | 84.9781 | 362.9908 | 210.4818 | 9.7323 | Hydrogen 1 | Hydrogen 2 |  | Hydrogen 1 [0] Hydrogen 2 | Hydrogen 1 [67] Hydrogen 2 | Hydrogen 1 [3] Hydrogen 2 | Hydrogen 1 [85] Hydrogen 2 | Hydrogen 1 [363] Hydrogen 2 | Hydrogen 1 [210] Hydrogen 2 | Hydrogen 1 [10] Hydrogen 2
|  |  |  | Bioresource transformation | [7 empty] | 29.42 | 48.3338 | 57.0184 | 62.57 | 56.61 | 66.2534 | 38.7668 | Bioresource | Bioresource 2 |  | Bioresource [29] Bioresource 2 | Bioresource [48] Bioresource 2 | Bioresource [57] Bioresource 2 | Bioresource [63] Bioresource 2 | Bioresource [57] Bioresource 2 | Bioresource [66] Bioresource 2 | Bioresource [39] Bioresource 2
|  |  |  | Other fuels transformation | [7 empty] | 636.8659 | 272.3048 | 418.0551 | 96.011 | 96.014 | 61.003 | 193.2751 | Other fuels | Other fuels 2 |  | Other fuels [637] Other fuels 2 | Other fuels [272] Other fuels 2 | Other fuels [418] Other fuels 2 | Other fuels [96] Other fuels 2 | Other fuels [96] Other fuels 2 | Other fuels [61] Other fuels 2 | Other fuels [193] Other fuels 2
|  | Combined flows for diagrams |  | Total offshore wind generation | [7 empty] | 54.1714 | 379.9066 | 186.3655 | 514.1882 | 468.2738 | 430.6175 | 342.5703 | Offshore wind | Electricity 1 |  | Offshore wind [54] Electricity 1 | Offshore wind [380] Electricity 1 | Offshore wind [186] Electricity 1 | Offshore wind [514] Electricity 1 | Offshore wind [468] Electricity 1 | Offshore wind [431] Electricity 1 | Offshore wind [343] Electricity 1
|  |  |  | Total onshore wind generation | [7 empty] | 46.6125 | 115.6079 | 85.7834 | 151.179 | 111.7598 | 142.6365 | 97.5019 | Onshore wind | Electricity 1 |  | Onshore wind [47] Electricity 1 | Onshore wind [116] Electricity 1 | Onshore wind [86] Electricity 1 | Onshore wind [151] Electricity 1 | Onshore wind [112] Electricity 1 | Onshore wind [143] Electricity 1 | Onshore wind [98] Electricity 1
|  |  |  | Total solar generation | [7 empty] | 12.965 | 54.608 | 24.1603 | 71.8168 | 51.9954 | 83.2888 | 39.0155 | Solar | Electricity 1 |  | Solar [13] Electricity 1 | Solar [55] Electricity 1 | Solar [24] Electricity 1 | Solar [72] Electricity 1 | Solar [52] Electricity 1 | Solar [83] Electricity 1 | Solar [39] Electricity 1
|  |  |  | Total Electrolysis 1 in | [7 empty] | 0.04 | 45.9837 | 2.89 | 124.7262 | 164.6787 | 151.9611 | 9.4095 | Electricity 1 | Electrolysis |  | Electricity 1 [0] Electrolysis | Electricity 1 [46] Electrolysis | Electricity 1 [3] Electrolysis | Electricity 1 [125] Electrolysis | Electricity 1 [165] Electrolysis | Electricity 1 [152] Electrolysis | Electricity 1 [9] Electrolysis
|  |  |  | Total Electrolysis 1 Hydrogen out | [7 empty] | 0.025959 | 39.3061 | 2.3139 | 109.2448 | 135.2107 | 133.0764 | 7.7306 | Electrolysis | Hydrogen 1 |  | Electrolysis [0] Hydrogen 1 | Electrolysis [39] Hydrogen 1 | Electrolysis [2] Hydrogen 1 | Electrolysis [109] Hydrogen 1 | Electrolysis [135] Hydrogen 1 | Electrolysis [133] Hydrogen 1 | Electrolysis [8] Hydrogen 1
|  |  |  | Total Transport electricity demand | [7 empty] | 7.763 | 94.611 | 44.158 | 127.699 | 98.044 | 125.692 | 129.136 | Electricity 2 | Road and rail transport |  | Electricity 2 [8] Road and rail transport | Electricity 2 [95] Road and rail transport | Electricity 2 [44] Road and rail transport | Electricity 2 [128] Road and rail transport | Electricity 2 [98] Road and rail transport | Electricity 2 [126] Road and rail transport | Electricity 2 [129] Road and rail transport
|  |  |  | Total transport hydrogen demand | [7 empty] | 0.032 | 0.82532 | 0.20813 | 3.108 | 58.3077 | 6.1345 | 1.1176 | Hydrogen 2 | Road and rail transport |  | Hydrogen 2 [0] Road and rail transport | Hydrogen 2 [1] Road and rail transport | Hydrogen 2 [0] Road and rail transport | Hydrogen 2 [3] Road and rail transport | Hydrogen 2 [58] Road and rail transport | Hydrogen 2 [6] Road and rail transport | Hydrogen 2 [1] Road and rail transport
|  |  |  | Electricity 2 losses | [7 empty] | 22.9481 | 33.6012 | 31.6488 | 50.6058 | 39.4573 | 37.9188 | 49.2919 | Electricity 2 | Losses |  | Electricity 2 [23] Losses | Electricity 2 [34] Losses | Electricity 2 [32] Losses | Electricity 2 [51] Losses | Electricity 2 [39] Losses | Electricity 2 [38] Losses | Electricity 2 [49] Losses
| Totals for energy supply categories |  |  | Total energy supply | [7 empty] | 1762.6442 | 1337.8126 | 1535.6487 | 1239.2996 | 1446.8556 | 1167.1255 | 1379.8106
|  |  |  | Natural gas | [7 empty] | 743.3702 | 254.2418 | 562.924 | 24.471 | 290.0565 | 64.3494 | 406.4877
|  |  |  | Hydrogen import | [7 empty] | 0 | 3 | 0 | 0 | 0 | 32 | 0
|  |  |  | Non-networked generation | [7 empty] | 0.022767 | 9.602 | 0.064307 | 2.2369 | 48.3494 | 50.4501 | 0.062675
|  |  |  | Nuclear | [7 empty] | 40.7767 | 37.4671 | 33.5865 | 94.7742 | 86.6537 | 72.5241 | 89.4356
|  |  |  | Solar | [7 empty] | 12.965 | 54.608 | 24.1603 | 71.8168 | 51.9954 | 83.2888 | 39.0155
|  |  |  | Offshore wind | [7 empty] | 54.1714 | 379.9066 | 186.3655 | 514.1882 | 468.2738 | 430.6175 | 342.5703
|  |  |  | Onshore wind | [7 empty] | 46.6125 | 115.6079 | 85.7834 | 151.179 | 111.7598 | 142.6365 | 97.5019
|  |  |  | Other renewables | [7 empty] | 13.7978 | 14.9904 | 9.138 | 32.6055 | 39.2545 | 17.6282 | 17.6389
|  |  |  | Electricity import | [7 empty] | 23.066 | 25.9794 | 39.084 | 9.0865 | 8.5168 | 26.1932 | 28.1951
|  |  |  | Bioresource | [7 empty] | 126.0865 | 139.1253 | 137.3667 | 218.8499 | 227.7474 | 159.5697 | 147.8129
|  |  |  | Other fuels | [7 empty] | 701.7753 | 303.2841 | 457.176 | 120.0917 | 114.2483 | 87.868 | 211.0899
| Total energy demand categories |  |  | Total energy demand, export and losses | [7 empty] | 1762.6108 | 1333.2213 | 1535.4387 | 1239.2962 | 1435.797 | 1158.3413 | 1378.1001
|  |  |  | I&C | [7 empty] | 403.2644 | 353.728 | 428.7349 | 317.5901 | 368.3813 | 329.1318 | 436.8722
|  |  |  | Residential | [7 empty] | 440.108 | 240.0013 | 417.9483 | 152.6349 | 284.9571 | 168.722 | 321.6906
|  |  |  | Road and rail transport | [7 empty] | 411.5221 | 201.3587 | 306.1749 | 130.8073 | 156.3517 | 131.8266 | 148.2392
|  |  |  | Electricity Export | [7 empty] | 27.5138 | 145.275 | 56.7267 | 157.707 | 119.2433 | 130.445 | 88.9422
|  |  |  | Aviation & shipping | [7 empty] | 191 | 191.57 | 170.5 | 217.1155 | 217.1155 | 182.1155 | 183
|  |  |  | Hydrogen export | [7 empty] | 0 | 0 | 0 | 0 | 0 | 0 | 0
|  |  |  | Direct Air Carbon Capture and Storage | [7 empty] | 0 | 0.13608 | 0 | 0 | 0 | 29.6229 | 0
|  |  |  | Curtailment | [7 empty] | 0.0403 | 33.5582 | 6.6 | 40.9913 | 14.5991 | 0.77347 | 25.6257
|  |  |  | Losses | [7 empty] | 289.1622 | 167.5941 | 148.7539 | 222.4501 | 275.1489 | 185.7041 | 173.7303

## Key Stats
Key Statistics in 2030, 2035 and 2050
Return to: Main Menu
Return to: Chapter contents
|  | Five Year Forecast | Consumer Transformation | System Transformation | Leading the Way | Falling Short | Consumer Transformation | System Transformation | Leading the Way | Falling Short | Consumer Transformation | System Transformation | Leading the Way | Falling Short
Emissions |  | 2022 | 2030 |  |  |  | 2035 |  |  |  | 2050 |  |  |  | Emissions
|  |  | CT | ST | LW | FS | CT | ST | LW | FS | CT | ST | LW | FS
Annual average carbon intensity of electricity (g CO2/kWh) |  | 183.1104 | 65.8525 | 67.5568 | 37.6958 | 103.7961 | -14.227 | 0.26694 | -6.7372 | 49.5682 | -41.3625 | -40.4128 | -13.1104 | -9.6538 | Annual average carbon intensity of electricity (g CO2/kWh)
Net annual emissions (MtCO2e) |  | 463.3953 | 303.0842 | 329.898 | 287.9321 | 388.7861 | 163.5306 | 190.0858 | 145.4556 | 328.0171 | -1.3265 | -8.6599 | -34.2909 | 178.3433 | Net annual emissions (MtCO2e)
Electricity |  | 2022 | 2030 |  |  |  | 2035 |  |  |  | 2050 |  |  |  | Electricity
|  |  | CT | ST | LW | FS | CT | ST | LW | FS | CT | ST | LW | FS
Annual demand (TWh) [1] |  | 286.458 | 344.369 | 324.928 | 368.814 | 325.951 | 466.986 | 400.131 | 478.919 | 372.614 | 725.534 | 678.369 | 670.793 | 569.721 | Annual demand (TWh) [1]
Electricity demand for heat (TWh) |  | 19.388 | 26.948 | 20.93 | 27.876 | 23.528 | 42.524 | 21.413 | 45.122 | 29.645 | 79.559 | 60.496 | 65.223 | 69.14 | Electricity demand for heat (TWh)
Peak demand (GW) [2] |  | 57.7 | 68.5 | 63.3 | 62.8 | 67.4 | 87 | 72.9 | 81.8 | 77.6 | 112.9 | 100.8 | 97.5 | 114.2 | Peak demand (GW) [2]
Total installed capacity (GW) [3] |  | 111.7256 | 187.2893 | 172.1275 | 206.6151 | 158.713 | 265.8791 | 225.4457 | 287.4527 | 189.0441 | 386.4403 | 344.2516 | 386.6965 | 284.9288 | Total installed capacity (GW) [3]
Wind and solar capacity (GW) |  | 34.7228 | 102.0633 | 88.6425 | 118.6023 | 70.2798 | 158.4828 | 134.2053 | 178.4894 | 94.2284 | 239.0096 | 212.9594 | 249.0131 | 148.6584 | Wind and solar capacity (GW)
Interconnector capacity (GW) |  | 7.4 | 11.7 | 11.7 | 17.45 | 11.7 | 19.15 | 15.9 | 23.95 | 14.5 | 20.95 | 15.9 | 26.75 | 15.9 | Interconnector capacity (GW)
Total storage capacity (GW) [4] |  | 3.3837 | 20.7957 | 16.905 | 30.7155 | 13.4049 | 36.7138 | 20.0836 | 51.8591 | 15.2684 | 63.6051 | 41.4762 | 71.784 | 25.8163 | Total storage capacity (GW)
Total storage capacity (GWh) [5] |  | 29.4964 | 59.6112 | 50.5397 | 117.9498 | 43.5715 | 115.7355 | 58.9542 | 149.2309 | 46.6193 | 165.6079 | 115.8543 | 196.7787 | 61.9661 | Total storage capacity (GWh)
Total vehicle-to-grid capacity (GW) [6] |  | 0 | 1.8879 | 0.05929 | 3.4384 | 0 | 14.4346 | 0.75952 | 27.5363 | 0.1053 | 34.373 | 16.0834 | 39.3314 | 8.2073 | Total vehicle-to-grid capacity (GW) [4]
Natural Gas |  | 2022 | 2030 |  |  |  | 2035 |  |  |  | 2050 |  |  |  | Natural Gas
|  |  | CT | ST | LW | FS | CT | ST | LW | FS | CT | ST | LW | FS
Annual demand (TWh) [7] |  | 986.3802 | 570.9075 | 689.9234 | 532.5943 | 828.171 | 383.7635 | 591.9341 | 330.4748 | 700.1678 | 28.8292 | 330.0106 | 74.3355 | 512.8085 | Annual demand (TWh) [7]
1-in-20 peak demand (GWh/day) |  | 0 | 3985 | 4799 | 3568 | 5353 | 2593 | 3956 | 1990 | 4982 | 282 | 2138 | 444 | 3924 | 1-in-20 peak demand (GWh/day)
Residential demand (TWh) [8] |  | 310.5561 | 239.6467 | 308.483 | 227.3044 | 325.2307 | 150.8774 | 228.112 | 116.5413 | 293.8033 | 0.080915 | 0.887 | 0.00030963 | 147.1886 | Residential demand (TWh)
Imports (TWh) |  | 598.2309 | 410.8706 | 478.4962 | 352.7519 | 558.894 | 284.7279 | 433.6377 | 226.8042 | 435.5549 | 24.7995 | 324.1191 | 54.7744 | 355.5875 | Imports (TWh)
Hydrogen |  | 2022 | 2030 |  |  |  | 2035 |  |  |  | 2050 |  |  |  | Hydrogen
|  |  | CT | ST | LW | FS | CT | ST | LW | FS | CT | ST | LW | FS
Annual demand (TWh) |  | 0.051893 | 3.1923 | 38.1646 | 39.6663 | 1.1997 | 19.2055 | 150.8596 | 80.4394 | 3.2467 | 120.4471 | 445.9432 | 242.3493 | 13.7731 | Annual demand (TWh)
Residential hydrogen demand for heat (TWh) |  | 0 | 0 | 0 | 4.825 | 0 | 0 | 48.864 | 14.287 | 0 | 0 | 118.611 | 28.997 | 0 | Residential hydrogen demand for heat (TWh)
Blue hydrogen production (TWh) [9] |  | 0.0098112 | 0.032662 | 24.7307 | 6.5 | 0.020404 | 1.2463 | 104 | 25.53 | 0.88129 | 1.2463 | 218.0356 | 26 | 6 | Blue hydrogen production (TWh) [9]
Green hydrogen production (TWh) [10] |  | 0.025959 | 3.1566 | 11.3607 | 32.3504 | 1.1793 | 16.6277 | 25.8567 | 47.5102 | 2.3654 | 111.2039 | 174.9076 | 177.2594 | 7.782 | Green hydrogen production (TWh) [10]
Bioresources |  | 2022 | 2030 |  |  |  | 2035 |  |  |  | 2050 |  |  |  | Bioresources
|  |  | CT | ST | LW | FS | CT | ST | LW | FS | CT | ST | LW | FS
Bioresource demand (TWh) |  | 126.8485 | 103.0381 | 112.8711 | 146.7196 | 130.2869 | 168.9651 | 156.4292 | 139.1253 | 137.3667 | 218.8499 | 227.7474 | 159.5697 | 147.8129 | Bioresource demand (TWh)
1 | Customer demand plus on-grid electrolysis meeting GB hydrogen demand only, plus losses, equivalent to GBFES System Demand Total in ED1 of data workbook
2 | Refer to data workbook for further information on winter average cold spell (ACS) peak demand.
3 | Includes all networked generation as well as total interconnector and storage capacity (including vehicle-to-grid available at winter peak).
4 | Includes vehicle-to-grid capacity available at winter peak
5 | Excludes vehicle-to-grid
6 | Less capacity will be available during winter peak 5-6pm due to vehicle usage.
7 | Includes shrinkage, exports, biomethane and natural gas for methane reformation.
8 | Residential demand made up of biomethane and natural gas
9 | Blue hydrogen is created using natural gas as an input, with CCUS
10 | Green hydrogen is created via electrolysis using zero carbon electricity (this figure does not include hydrogen produced directly from nuclear or bioenergy)

## Key Comparisons
FES Key Comparison Chart
Return to: Main Menu
Return to: Chapter contents
Denotes UK Government Target & Ambitions
|  |  | 2021 | By 2025 |  | By 2030 |  |  | By 2035 |  |  |  | By 2040 |  |  |  | By 2045 |  |  | By 2050 |  |  | Maximum Potential by 2050 | Max potential scenario
| Emissions | Meets 2050 Net Zero target | 446 MtCO2e | [16 empty] | CT | ST | LW | Net Zero by 2046 | LW
|  | Meets 5th carbon budget |  |  |  | CT | ST | LW |  |  |  | FS
|  | Meets 6th carbon budget | [6 empty] | CT | ST | LW
| Electricity Generation | 50 GW of offshore wind | 13 GW |  |  |  |  | LW | CT |  | ST |  |  |  |  | FS | [6 empty] | 115 GW | CT
|  | Up to 5 GW floating offshore wind | 0 GW | [5 empty] | CT | ST | LW |  |  |  |  | FS | [6 empty] | 20 GW | CT
|  | Up to 70 GW of solar | 14 GW | [11 empty] | LW |  |  |  |  | CT |  |  | 91 GW | LW
|  | No unabated natural gas-fired generation capacity (subject to security of supply) | 36 GW | [11 empty] | LW |  |  | ST |  | CT |  |  | LW reaches this target in 2036 | LW
|  | Up to 24 GW nuclear generation capacity | 6.1 GW | [19 empty] | 16 GW | CT
| Hydrogen | 10 GW low carbon hydrogen production capacity in operation or construction | <1 GW |  |  |  | ST | LW |  |  |  |  | CT | [9 empty] | 83 GW | ST
|  | 5 GW hydrogen production from electrolysis | <1 GW |  |  |  |  | LW |  |  | ST |  | CT | [9 empty] | 55 GW | LW
|  | 2 GW of low carbon hydrogen production capacity in operation or construction | <1 GW |  | LW |  | ST |  | CT | [9 empty] | FS |  |  |  | 83 GW | ST
| Natural gas | 40% reduction in gas consumption | [5 empty] | LW | CT |  |  |  |  | ST | [8 empty] | 97% reduction | CT
| Bioenergy | Strategy expected this year – bioresource supply consistent with CCC Carbon Budget 6
|  |  | 2022 | By 2025 |  | By 2030 |  |  | By 2035 |  |  |  | By 2040 |  |  |  | By 2045 |  |  | By 2050 |  |  | Maximum Potential by 2050 | Max potential scenario
| Transport | Sales of petrol and diesel cars and vans banned | 1.6m petrol and diesel cars and vans sold |  |  | CT |  | LW |  | ST | [5 empty] | FS | [6 empty] | 37m battery electric cars and vans | FS
|  | Zero tailpipe emissions for all new cars | 7% of cars sold | [5 empty] | CT | ST | LW |  |  |  |  | FS | [6 empty] | Zero ICE cars still on the road | CT | ST | LW
|  | Zero tailpipe emissions for all new HGVs | <1% of HGVs sold | [9 empty] | CT | ST | LW |  |  |  | FS |  |  |  | Zero ICE cars still on the road | CT | ST | LW
| Heating | 600,000 heat pumps installed per year (by 2028) | Approximately 60,000 |  |  | CT |  | LW |  | ST | [5 empty] | FS | [6 empty] | 1.6m per year | CT
|  | 4 in 5 homes not using natural gas boiler as primary heat source | 1 in 5 | [11 empty] | LW |  | CT | ST |  |  |  |  | 100% | CT | ST | LW
| Natural Gas | Gas grid connection for new homes ends | >60% | CT | LW |  |  |  |  | ST | [12 empty] | 0% | LW
| Industry | Annual industrial hydrogen demand over 10 TWh | <0.5 TWh |  |  |  | ST |  |  |  | LW | [5 empty] | CT | [5 empty] | 88 TWh | ST
New | Energy storage | 100 GWh of non-battery electrical storage | 2.5 GW / 26 GWh | [7 empty] | LW | [5 empty] | CT | [5 empty] | 134 GWh | LW
New |  | 30 GWh of battery electrical storage | 2.7 GW / 3.1 GWh |  |  |  |  | LW |  |  |  |  | CT | [7 empty] | ST |  | 63 GWh | LW
nEW | Interconnectors | 18 GW capacity | 7.4 GW | [5 empty] | CT |  | LW | [11 empty] | 26.8 GW (LW reaches 17.5 GW in 2030) | LW

## Net Zero
Net Zero
Chapter Section | Subsection | Figure Title | Figure Number
Net Zero |  | NZ.01: Emissions reductions by sector between 1990 and 2021 | NZ.01
|  | NZ.02: Net greenhouse gas emissions and carbon budgets | NZ.02
|  | NZ.03: Route to net zero 2040 to 2050 | NZ.03
|  | NZ.04: Power generation emissions out to 2050 | NZ.04
|  | NZ.05: Emission contributions from different sectors excluding land use change for Wales and the South East of England,showing the significant increase in Welsh large industry contributions (BEIS 2020 data) | NZ.05
|  | NZ.06: Locational elements of the half-hourly year-round demand charge for network regions combined with proposed carbon storage sites | NZ.06
|  | NZ.07: Total net GHG emissions | NZ.07
|  | NZ.08: Changes to reported 1990 emissions by year | NZ.08
|  | NZ.09: Non-FES sector emissions | NZ.09
|  | NZ.10: Plant Biomass | NZ.10
|  | NZ.11 - NZ.15: Negative emissions (by scenario) | NZ.11-15
|  | NZ.16 - NZ.17: Negative Emissions in each scenario at 2050 | NZ.16-17
|  | NZ.18-NZ.21: Estimated number of vehicles in the UK and associated emissions | NZ.18-21
|  | NZ.22-NZ.25: Estimated number of heating technologies and the associated emissions reduction to 2050 | NZ.22-25
|  | NZ.26: Clearing price and total allowances of the UK ETS since the first auction back in May 2019 | NZ.26
|  | NZ.A: Historical emissions by sector and trajectory | NZ.A
|  | NZ.B: Greenhouse gas emissions (by scenario) | NZ.B

## NZ.01
NZ.01: Emissions reductions by sector between 1990 and 2021
Return to: Main Menu
Return to: Chapter contents
Figure NZ.01 Emissions reductions by sector between 1990 and 2021 | Sector | 1990 | 2021 | Difference | % Reduction
| Electricity | 204.0986 | 55.0543 | 149.0443 | 73.03%
| Residential Heat | 80.3305 | 68.4547 | 11.8758 | 14.78%
| Service Heat | 28.088 | 19.0409 | 9.0471 | 32.21%
| Industrial Heat | 98.4663 | 53.4339 | 45.0324 | 45.73%
| Industrial Processes | 41.5936 | 10.6225 | 30.9711 | 74.46%
| Sector | 1990 | 2021 | Difference | % Reduction
| Road and Rail | 113.1632 | 101.7143 | 11.4488 | 10.12%
| Shipping | 16.6235 | 11.5469 | 5.0765 | 30.54%
| Aviation | 22.4547 | 15.7199 | 6.7348 | 29.99%
| F-gases | 15.2453 | 10.9703 | 4.275 | 28.04%
| Sector | 1990 | 2021 | Difference | % Reduction
| Agriculture | 54.4079 | 47.9062 | 6.5017 | 11.95%
| Land Use | 11.0835 | 1.0831 | 10.0003 | 90.23%
| Waste | 72.0723 | 18.6621 | 53.4101 | 74.11%

## NZ.02
NZ.02: Net greenhouse gas emissions and carbon budgets
Return to: Main Menu
Return to: Chapter contents
Figure NZ.02 Net greenhouse gas emissions and carbon budgets
| MtCO2e | 2021-01-01 | 2022-01-01 | 2023-01-01 | 2024-01-01 | 2025-01-01 | 2026-01-01 | 2027-01-01 | 2028-01-01 | 2029-01-01 | 2030-01-01 | 2031-01-01 | 2032-01-01 | 2033-01-01 | 2034-01-01 | 2035-01-01 | 2036-01-01 | 2037-01-01 | 2038-01-01 | 2039-01-01 | 2040-01-01 | 2041-01-01 | 2042-01-01 | 2043-01-01 | 2044-01-01 | 2045-01-01 | 2046-01-01 | 2047-01-01 | 2048-01-01 | 2049-01-01 | 2050-01-01
| Consumer Transformation | 446.0382 | 460.3516 | 442.1195 | 421.6198 | 402.5723 | 391.008 | 370.094 | 345.4676 | 324.1729 | 303.0842 | 280.4425 | 248.5259 | 220.4599 | 189.8482 | 163.5306 | 139.6356 | 120.1194 | 103.3141 | 91.6153 | 78.9201 | 64.9791 | 55.329 | 47.0939 | 39.7537 | 33.5483 | 28.0667 | 22.3281 | 18.7903 | 5.567 | -1.3265
| System Transformation | 446.0382 | 466.1636 | 452.4899 | 436.8164 | 418.9509 | 405.2009 | 391.1209 | 367.5438 | 350.8981 | 329.898 | 309.3731 | 275.9084 | 243.115 | 216.9653 | 190.0858 | 167.1948 | 147.4805 | 127.0749 | 110.3836 | 92.873 | 68.0578 | 53.1671 | 39.9556 | 31.7542 | 24.3813 | 19.2931 | 13.2192 | 8.833 | 4.2866 | -8.6599
| Leading the Way | 446.0382 | 458.5271 | 437.4169 | 415.7166 | 397.4597 | 379.3355 | 360.9201 | 335.8578 | 312.1795 | 287.9321 | 259.2332 | 227.5042 | 198.9603 | 170.713 | 145.4556 | 115.8015 | 103.2911 | 88.6522 | 76.4088 | 61.8426 | 46.4544 | 34.0493 | 22.4093 | 12.592 | 4.0934 | -3.6251 | -12.4877 | -19.7384 | -27.0153 | -34.2909
| Falling Short | 446.0382 | 464.9228 | 466.7436 | 453.5664 | 439.1636 | 435.8336 | 424.1687 | 409.1347 | 397.5012 | 388.7861 | 381.0014 | 369.5779 | 357.716 | 346.4588 | 328.0171 | 314.628 | 298.412 | 286.151 | 271.65 | 260.8699 | 249.6184 | 237.165 | 227.9225 | 219.0583 | 211.7391 | 205.2848 | 199.4807 | 191.8892 | 186.6503 | 178.3433
| Five Year Forecast | 2021-01-01: 446.0382; 2022-01-01: 463.3953; 2023-01-01: 449.4908; 2024-01-01: 434.6569; 2025-01-01: 418.6522; 2026-01-01: 405.7615; 2027-01-01: 392.541; 2028-01-01: 370.8638
| CB4 | 2023-01-01: 390; 2024-01-01: 390; 2025-01-01: 390; 2026-01-01: 390; 2027-01-01: 390
| CB5 | 2028-01-01: 345; 2029-01-01: 345; 2030-01-01: 345; 2031-01-01: 345; 2032-01-01: 345
| CB6 | 2033-01-01: 193.51; 2034-01-01: 193.51; 2035-01-01: 193.51; 2036-01-01: 193.51; 2037-01-01: 193.51
| ISA Headroom | 2023-01-01: 42.6964; 2024-01-01: 42.6964; 2025-01-01: 42.6964; 2026-01-01: 42.6964; 2027-01-01: 42.6964
| ISA Headroom | 2028-01-01: 39.6891; 2029-01-01: 39.6891; 2030-01-01: 39.6891; 2031-01-01: 39.6891; 2032-01-01: 39.6891

## NZ.03
NZ.03: Route to net zero 2040 to 2050
Return to: Main Menu
Return to: Chapter contents
Figure NZ.03 Route to net zero 2040 to 2050
Total Carbon Emissions MtCO2e
|  | 2040 | 2041 | 2042 | 2043 | 2044 | 2045 | 2046 | 2047 | 2048 | 2049 | 2050
| Consumer Transformation | 78.9201 | 64.9791 | 55.329 | 47.0939 | 39.7537 | 33.5483 | 28.0667 | 22.3281 | 18.7903 | 5.567 | -1.3265
| System Transformation | 92.873 | 68.0578 | 53.1671 | 39.9556 | 31.7542 | 24.3813 | 19.2931 | 13.2192 | 8.833 | 4.2866 | -8.6599
| Leading the Way | 61.8426 | 46.4544 | 34.0493 | 22.4093 | 12.592 | 4.0934 | -3.6251 | -12.4877 | -19.7384 | -27.0153 | -34.2909
| Consumer Transformation FES22 | 88.2109 | 70.9282 | 58.6252 | 50.0112 | 42.3006 | 35.9276 | 29.9885 | 24.0326 | 20.2286 | 3.4877 | -0.38875
| System Transformation FES22 | 90.7495 | 73.9771 | 59.4108 | 46.4367 | 38.6949 | 31.7212 | 26.6016 | 20.4748 | 16.062 | 11.5051 | -3.6773
| Leading the Way FES22 | 68.4318 | 52.8415 | 39.992 | 28.1886 | 18.2086 | 9.4855 | 1.5381 | -7.5418 | -15.0515 | -22.5133 | -30.0978
|  | 2040 | 2041 | 2042 | 2043 | 2044 | 2045 | 2046 | 2047 | 2048 | 2049 | 2050
| Consumer Transformation | 90.57% | 92.24% | 93.39% | 94.37% | 95.25% | 95.99% | 96.65% | 97.33% | 97.76% | 99.33% | 100.2%
| System Transformation | 88.9% | 91.87% | 93.65% | 95.23% | 96.21% | 97.09% | 97.7% | 98.42% | 98.94% | 99.49% | 101%
| Leading the Way | 92.61% | 94.45% | 95.93% | 97.32% | 98.5% | 99.51% | 100.4% | 101.5% | 102.4% | 103.2% | 104.1%
1990 Emissions
| MtCO2e | 2040: 837.0434
ST reaches 95% reduction in 2043
LW reaches 95% reduction in 2042
CT reaches 95%, LW reaches 98% reduction in 2044
ST reaches 98% reduction, LW reaches Net Zero in 2046
CT reaches 98% reduction in 2048
CT and ST reach Net Zero in 2050

## NZ.04
NZ.04: Power generation emissions out to 2050
Return to: Main Menu
Return to: Chapter contents
Figure NZ.04 Power generation emissions out to 2050
Carbon dioxide equivalent (Mt)
|  | 2021-01-01 | 2022-01-01 | 2023-01-01 | 2024-01-01 | 2025-01-01 | 2026-01-01 | 2027-01-01 | 2028-01-01 | 2029-01-01 | 2030-01-01 | 2031-01-01 | 2032-01-01 | 2033-01-01 | 2034-01-01 | 2035-01-01 | 2036-01-01 | 2037-01-01 | 2038-01-01 | 2039-01-01 | 2040-01-01 | 2041-01-01 | 2042-01-01 | 2043-01-01 | 2044-01-01 | 2045-01-01 | 2046-01-01 | 2047-01-01 | 2048-01-01 | 2049-01-01 | 2050-01-01
| Consumer Transformation | 55.0543 | 51.4858 | 41.8772 | 34.6076 | 29.6704 | 34.2226 | 30.2248 | 28.2543 | 26.4532 | 25.4298 | 22.2081 | 12.8989 | 7.1526 | -3.8775 | -7.9113 | -13.2657 | -17.2287 | -20.0169 | -20.1535 | -20.5473 | -22.4317 | -22.6748 | -22.725 | -22.9472 | -23.1561 | -23.7781 | -23.869 | -23.8422 | -33.3764 | -36.626
| System Transformation | 55.0543 | 53.741 | 47.3342 | 40.3071 | 31.9872 | 32.7997 | 33.1083 | 29.4002 | 28.5574 | 24.1956 | 22.7568 | 13.1174 | 9.741 | 3.5711 | 0.12811 | -1.4734 | -2.6365 | -9.0714 | -11.1049 | -11.4086 | -19.629 | -20.5255 | -23.2015 | -23.2117 | -23.2181 | -23.2402 | -23.2184 | -23.2343 | -23.2384 | -32.0954
| Leading the Way | 55.0543 | 51.4094 | 39.7848 | 29.2137 | 24.9146 | 23.2941 | 22.7357 | 21.819 | 19.8006 | 16.3837 | 9.3205 | 4.3379 | 1.9374 | -3.607 | -4.0528 | -13.6294 | -9.6015 | -9.7727 | -9.7987 | -9.7682 | -9.9831 | -10.055 | -10.1962 | -10.2355 | -10.2051 | -10.2049 | -10.2166 | -10.2147 | -10.2538 | -10.2147
| Falling Short | 55.0543 | 53.7363 | 52.5196 | 48.0558 | 42.5331 | 49.3708 | 45.5134 | 40.7237 | 36.144 | 34.4618 | 34.376 | 31.9128 | 29.3197 | 27.8157 | 19.5707 | 16.4882 | 10.8482 | 9.267 | 5.5984 | 4.9614 | 3.9145 | 1.3079 | 0.81362 | 0.26657 | 0.57807 | 0.3683 | 0.38109 | -2.1163 | -2.1213 | -6.1598
| Five Year Forecast | 2021-01-01: 55.0543; 2022-01-01: 53.8235; 2023-01-01: 47.6542; 2024-01-01: 40.3144; 2025-01-01: 32.4421; 2026-01-01: 33.5275; 2027-01-01: 33.7591; 2028-01-01: 30.151
Consumer Transformation
Carbon dioxide equivalent (Mt)
|  | 2021-01-01 | 2022-01-01 | 2023-01-01 | 2024-01-01 | 2025-01-01 | 2026-01-01 | 2027-01-01 | 2028-01-01 | 2029-01-01 | 2030-01-01 | 2031-01-01 | 2032-01-01 | 2033-01-01 | 2034-01-01 | 2035-01-01 | 2036-01-01 | 2037-01-01 | 2038-01-01 | 2039-01-01 | 2040-01-01 | 2041-01-01 | 2042-01-01 | 2043-01-01 | 2044-01-01 | 2045-01-01 | 2046-01-01 | 2047-01-01 | 2048-01-01 | 2049-01-01 | 2050-01-01
| Heat | 122.9209 | 108.6721 | 106.2704 | 104.2205 | 101.299 | 98.3097 | 94.0187 | 84.4863 | 79.5764 | 74.121 | 68.1971 | 61.0262 | 54.0049 | 48.2384 | 42.074 | 36.3011 | 30.9522 | 25.979 | 21.4482 | 17.3111 | 13.6697 | 10.8108 | 8.607 | 6.9153 | 5.6968 | 4.6394 | 3.6587 | 2.7279 | 1.8443 | 1.5312
| Industrial Process | 28.6311 | 25.6893 | 24.872 | 24.0805 | 22.4339 | 21.2472 | 19.68 | 18.7316 | 17.92 | 16.5335 | 15.402 | 13.2769 | 11.4685 | 10.0631 | 7.4292 | 5.7643 | 4.805 | 3.5402 | 3.131 | 2.121 | 1.7964 | 1.1901 | 1.0743 | 0.97581 | 0.95595 | 0.84415 | 0.83104 | 0.77187 | 0.7492 | 0.7103
| Agriculture | 47.9062 | 44.9766 | 43.9509 | 42.8828 | 41.7397 | 40.5329 | 39.3538 | 38.1852 | 36.9697 | 35.6947 | 35.221 | 34.7782 | 34.4165 | 33.9727 | 33.7324 | 33.4961 | 33.2568 | 33.0136 | 32.766 | 32.5263 | 32.2612 | 32.0072 | 31.7514 | 31.3326 | 31.0721 | 30.8104 | 30.546 | 30.2788 | 30.0087 | 29.7049
| Aviation | 15.7199 | 33.2289 | 36.9986 | 36.9338 | 36.481 | 35.8105 | 35.0762 | 34.374 | 33.553 | 33.0933 | 32.5433 | 31.8215 | 31.2654 | 30.6965 | 30.4305 | 30.2084 | 29.9576 | 29.7662 | 29.5802 | 29.1659 | 27.7105 | 27.2825 | 26.8379 | 26.3152 | 25.8645 | 25.3935 | 24.852 | 24.3606 | 23.8678 | 23.352
| Shipping | 11.5469 | 14.8932 | 15.0238 | 15.1545 | 15.2852 | 15.3869 | 15.4597 | 15.5035 | 15.5473 | 15.5912 | 15.1925 | 14.3514 | 13.0678 | 11.7842 | 10.5006 | 9.5074 | 8.8045 | 8.3919 | 7.9793 | 7.5667 | 6.8953 | 5.9651 | 4.776 | 3.5869 | 2.3978 | 1.5786 | 1.1292 | 1.0496 | 0.96997 | 0.89038
| Waste | 18.6621 | 25.2018 | 23.7044 | 22.1678 | 22.1211 | 20.2931 | 18.6188 | 17.1732 | 15.8789 | 14.6683 | 14.2401 | 13.906 | 13.6248 | 13.2977 | 12.9494 | 12.6346 | 12.5065 | 12.3665 | 12.2927 | 13.4524 | 12.7707 | 11.863 | 10.5657 | 9.5939 | 8.5058 | 7.863 | 6.0318 | 5.9159 | 5.8068 | 5.6735
| F-gases | 10.9703 | 10.0468 | 9.1606 | 8.2188 | 7.5303 | 6.7794 | 6.147 | 5.5982 | 4.9981 | 4.4583 | 3.9477 | 3.4852 | 3.203 | 3.0128 | 2.8768 | 2.7536 | 2.6327 | 2.4829 | 2.3798 | 2.3211 | 2.2731 | 2.2467 | 2.2141 | 2.1944 | 2.1931 | 2.1817 | 2.187 | 2.1823 | 2.1754 | 2.1837
| Fuel Supply | 31.8289 | 33.6235 | 32.2398 | 30.3258 | 28.3136 | 26.6121 | 24.8393 | 22.1255 | 18.5255 | 15.8117 | 13.7576 | 11.9458 | 10.5055 | 10.0214 | 7.8115 | 6.5974 | 5.6577 | 5.0158 | 4.4179 | 2.1126 | 1.2005 | 1.2084 | 1.1581 | 1.0972 | 1.0322 | 0.93442 | 0.82234 | 0.68719 | 0.53393 | 0.29699
| Electricity without BECCS | 55.0543 | 51.4858 | 41.8772 | 34.6076 | 29.6704 | 34.2226 | 30.2248 | 28.2543 | 26.4532 | 25.4298 | 24.6356 | 18.0008 | 17.3564 | 14.3118 | 12.7181 | 12.4025 | 10.0696 | 9.51 | 9.3734 | 8.9796 | 7.0951 | 6.852 | 6.8018 | 6.5797 | 6.3707 | 5.7488 | 5.6579 | 5.6847 | 5.6641 | 5.6831
| Road Transport and Rail | 101.7143 | 102.3867 | 98.1785 | 93.7306 | 89.0462 | 83.9049 | 79.573 | 74.6887 | 69.0971 | 63.0319 | 55.9604 | 48.3762 | 40.9305 | 33.8541 | 27.0052 | 21.0938 | 16.1615 | 12.0105 | 8.5017 | 5.4752 | 3.229 | 1.6786 | 0.94967 | 0.68236 | 0.45385 | 0.26253 | 0.085008 | 0.0048536 | 0 | 0
| Methane Reformation with CCUS | 0 | 0.00024696 | 0.00024696 | 0.00024696 | 0.00037884 | 0.00037884 | 0.00037804 | 0.00049982 | 0.00032649 | 0.00040811 | 0.0041991 | 0.0079901 | 0.011781 | 0.015572 | 0.015572 | 0.015572 | 0.015572 | 0.015572 | 0.015572 | 0.015572 | 0.015572 | 0.015572 | 0.015572 | 0.015572 | 0.015572 | 0.015572 | 0.015572 | 0.015572 | 0.015572 | 0.015572
| LULUCF P | 1.0831 | 10.1467 | 9.8429 | 9.2967 | 8.6516 | 7.9082 | 7.1023 | 6.3464 | 5.6533 | 4.8148 | 4.0488 | 3.0563 | 1.9063 | 0.57088 | 0 | 0 | 0 | 0 | 0 | 0 | 0 | 0 | 0 | 0 | 0 | 0 | 0 | 0 | 0 | 0
| LULUCF N | 0 | 0 | 0 | 0 | 0 | 0 | 0 | 0 | 0 | 0 | 0 | 0 | 0 | 0 | -0.86221 | -2.2362 | -3.4308 | -4.5213 | -5.2363 | -6.3346 | -7.9486 | -9.603 | -11.2696 | -12.9455 | -14.217 | -15.2072 | -16.2836 | -17.476 | -18.9322 | -20.7515
| LULUCF N | 0 | 0 | 0 | 0 | 0 | 0 | 0 | 0 | 0 | 0 | 0 | 0 | 0 | 0 | 0.86221 | 2.2362 | 3.4308 | 4.5213 | 5.2363 | 6.3346 | 7.9486 | 9.603 | 11.2696 | 12.9455 | 14.217 | 15.2072 | 16.2836 | 17.476 | 18.9322 | 20.7515
| BECCS | 0 | 0 | 0 | 0 | 0 | 0 | 0 | 0 | 0 | -0.16477 | -2.7078 | -5.5066 | -11.3013 | -19.991 | -23.1506 | -28.903 | -31.2693 | -34.2567 | -35.0341 | -35.7927 | -35.9895 | -36.1879 | -36.388 | -36.5897 | -36.7931 | -36.9981 | -37.2047 | -37.413 | -47.1366 | -50.6168
| BECCS | 0 | 0 | 0 | 0 | 0 | 0 | 0 | 0 | 0 | 0.16477 | 2.7078 | 5.5066 | 11.3013 | 19.991 | 23.1506 | 28.903 | 31.2693 | 34.2567 | 35.0341 | 35.7927 | 35.9895 | 36.1879 | 36.388 | 36.5897 | 36.7931 | 36.9981 | 37.2047 | 37.413 | 47.1366 | 50.6168
| Net emissions | 446.0382 | 460.3516 | 442.1195 | 421.6198 | 402.5723 | 391.008 | 370.094 | 345.4676 | 324.1729 | 303.0842 | 280.4425 | 248.5259 | 220.4599 | 189.8482 | 163.5306 | 139.6356 | 120.1194 | 103.3141 | 91.6153 | 78.9201 | 64.9791 | 55.329 | 47.0939 | 39.7537 | 33.5483 | 28.0667 | 22.3281 | 18.7903 | 5.567 | -1.3265
Rows coloured in grey are for chart, please do not delete
System Transformation
Carbon dioxide equivalent (Mt)
|  | 2021-01-01 | 2022-01-01 | 2023-01-01 | 2024-01-01 | 2025-01-01 | 2026-01-01 | 2027-01-01 | 2028-01-01 | 2029-01-01 | 2030-01-01 | 2031-01-01 | 2032-01-01 | 2033-01-01 | 2034-01-01 | 2035-01-01 | 2036-01-01 | 2037-01-01 | 2038-01-01 | 2039-01-01 | 2040-01-01 | 2041-01-01 | 2042-01-01 | 2043-01-01 | 2044-01-01 | 2045-01-01 | 2046-01-01 | 2047-01-01 | 2048-01-01 | 2049-01-01 | 2050-01-01
| Heat | 122.9209 | 108.9971 | 107.557 | 109.4838 | 110.3181 | 107.8112 | 104.6534 | 96.19 | 93.1141 | 89.4472 | 83.8685 | 75.3135 | 67.3839 | 62.5309 | 56.9919 | 51.2619 | 45.9148 | 40.6931 | 35.5961 | 30.6056 | 25.9974 | 21.6586 | 17.5101 | 13.5157 | 9.6876 | 7.6249 | 5.7805 | 3.9595 | 2.169 | 1.3617
| Industrial Process | 28.6311 | 25.6893 | 24.872 | 24.0805 | 22.4339 | 21.2472 | 19.68 | 18.7316 | 17.92 | 16.5335 | 15.402 | 13.2769 | 11.4685 | 10.0631 | 7.4292 | 5.7643 | 4.805 | 3.5402 | 3.131 | 2.121 | 1.7964 | 1.1901 | 1.0743 | 0.97581 | 0.95595 | 0.84415 | 0.83104 | 0.77187 | 0.7492 | 0.7103
| Agriculture | 47.9062 | 47.8358 | 46.7732 | 45.6666 | 44.4823 | 43.2321 | 42.0105 | 40.7999 | 39.4666 | 38.0412 | 36.461 | 35.6704 | 29.4306 | 29.0357 | 28.8218 | 28.6115 | 28.3985 | 31.693 | 32.1107 | 32.5263 | 32.2612 | 32.0072 | 31.7514 | 31.3326 | 31.0721 | 30.8104 | 30.546 | 30.2788 | 30.0087 | 29.7049
| Aviation | 15.7199 | 33.2289 | 36.9986 | 36.9338 | 36.481 | 35.8105 | 35.0762 | 34.374 | 33.553 | 33.0933 | 32.5433 | 31.8215 | 31.2654 | 30.6965 | 30.4305 | 30.2084 | 29.9576 | 29.7662 | 29.5802 | 29.1659 | 27.7105 | 27.2825 | 26.8379 | 26.3152 | 25.8645 | 25.3935 | 24.852 | 24.3606 | 23.8678 | 23.352
| Shipping | 11.5469 | 14.8932 | 15.0238 | 15.1545 | 15.2852 | 15.3882 | 15.4636 | 15.5113 | 15.5591 | 15.6068 | 14.8748 | 13.3631 | 11.0717 | 8.7803 | 6.4889 | 4.7564 | 3.5827 | 2.9679 | 2.3531 | 1.7383 | 1.3179 | 1.0919 | 1.0602 | 1.0285 | 0.99688 | 0.96547 | 0.93433 | 0.90344 | 0.87256 | 0.84167
| Waste | 18.6621 | 25.2018 | 23.7044 | 22.1678 | 22.1211 | 20.2931 | 18.6188 | 17.1732 | 15.8789 | 14.6683 | 14.2401 | 13.906 | 13.6248 | 13.2977 | 12.9494 | 12.6346 | 12.5065 | 12.3665 | 12.2927 | 13.4524 | 12.7707 | 11.863 | 10.5657 | 9.5939 | 8.5058 | 7.863 | 6.0318 | 5.9159 | 5.8068 | 5.6735
| F-gases | 10.9703 | 10.0468 | 9.1606 | 8.2188 | 7.5303 | 6.7794 | 6.147 | 5.5982 | 4.9981 | 4.4583 | 3.9477 | 3.4852 | 3.203 | 3.0128 | 2.8768 | 2.7536 | 2.6327 | 2.4829 | 2.3798 | 2.3211 | 2.2731 | 2.2467 | 2.2141 | 2.1944 | 2.1931 | 2.1817 | 2.187 | 2.1823 | 2.1754 | 2.1837
| Fuel Supply | 31.8289 | 33.6235 | 32.2398 | 30.3258 | 28.3136 | 26.6121 | 24.8393 | 22.1255 | 18.5255 | 15.8117 | 13.7576 | 11.9458 | 10.5055 | 10.0214 | 7.8115 | 6.5974 | 5.6577 | 5.0158 | 4.4179 | 2.1126 | 1.2005 | 1.2084 | 1.1581 | 1.0972 | 1.0322 | 0.93442 | 0.82234 | 0.68719 | 0.53393 | 0.29699
| Electricity without BECCS | 55.0543 | 53.741 | 47.3342 | 40.3071 | 31.9872 | 32.7997 | 33.1083 | 29.4002 | 28.5574 | 24.1956 | 22.7568 | 15.5574 | 14.8429 | 13.7748 | 10.3319 | 9.2287 | 8.0656 | 7.0594 | 6.3428 | 6.0391 | 5.8715 | 4.975 | 4.3122 | 4.3019 | 4.2956 | 4.2734 | 4.2953 | 4.2793 | 4.2753 | 4.2832
| Road Transport and Rail | 101.7143 | 102.7595 | 98.9832 | 95.1806 | 91.3463 | 87.2883 | 84.3466 | 81.1517 | 77.4711 | 73.4964 | 68.8613 | 63.4492 | 57.6715 | 51.2152 | 44.1443 | 36.899 | 29.6951 | 22.7803 | 16.5763 | 11.1661 | 6.6112 | 2.7631 | 0.81396 | 0.57842 | 0.40478 | 0.22431 | 0.04414 | 0 | 0 | 0
| BECCS | 0 | 0 | 0 | 0 | 0 | 0 | 0 | 0 | 0 | -0.57822 | -1.8197 | -5.5388 | -10.0479 | -17.0086 | -18.4978 | -20.0946 | -21.2158 | -27.788 | -30.2672 | -33.2417 | -43.0794 | -44.8658 | -47.4761 | -47.6778 | -47.8812 | -48.0862 | -48.2928 | -48.5011 | -48.711 | -57.7876
| BECCS | 0 | 0 | 0 | 0 | 0 | 0 | 0 | 0 | 0 | 0.57822 | 1.8197 | 5.5388 | 10.0479 | 17.0086 | 18.4978 | 20.0946 | 21.2158 | 27.788 | 30.2672 | 33.2417 | 43.0794 | 44.8658 | 47.4761 | 47.6778 | 47.8812 | 48.0862 | 48.2928 | 48.5011 | 48.711 | 57.7876
| Methane Reformation with CCUS | 0 | 0.0001518 | 0.0001518 | 0.0001518 | 0.00031363 | 0.030988 | 0.074828 | 0.14161 | 0.20096 | 0.30901 | 0.43102 | 0.60181 | 0.78887 | 0.97448 | 1.1695 | 0.80968 | 0.9109 | 1.0189 | 1.1066 | 1.201 | 1.2753 | 1.3495 | 1.4035 | 1.4439 | 1.4712 | 1.4712 | 1.4712 | 1.4712 | 1.4712 | 1.4712
| LULUCF P | 2021-01-01: 1.0831; 2022-01-01: 10.1467; 2023-01-01: 9.8429; 2024-01-01: 9.2967; 2025-01-01: 8.6516; 2026-01-01: 7.9082; 2027-01-01: 7.1023; 2028-01-01: 6.3464; 2029-01-01: 5.6533; 2030-01-01: 4.8148; 2031-01-01: 4.0488; 2032-01-01: 3.0563; 2033-01-01: 1.9063; 2034-01-01: 0.57088; 2035-01-01: 0
| LULUCF N | 0 | 0 | 0 | 0 | 0 | 0 | 0 | 0 | 0 | 0 | 0 | 0 | 0 | 0 | -0.86221 | -2.2362 | -3.4308 | -4.5213 | -5.2363 | -6.3346 | -7.9486 | -9.603 | -11.2696 | -12.9455 | -14.217 | -15.2072 | -16.2836 | -17.476 | -18.9322 | -20.7515
| LULUCF N | 0 | 0 | 0 | 0 | 0 | 0 | 0 | 0 | 0 | 0 | 0 | 0 | 0 | 0 | 0.86221 | 2.2362 | 3.4308 | 4.5213 | 5.2363 | 6.3346 | 7.9486 | 9.603 | 11.2696 | 12.9455 | 14.217 | 15.2072 | 16.2836 | 17.476 | 18.9322 | 20.7515
| Net | 446.0382 | 466.1636 | 452.4899 | 436.8164 | 418.9509 | 405.2009 | 391.1209 | 367.5438 | 350.8981 | 329.898 | 309.3731 | 275.9084 | 243.115 | 216.9653 | 190.0858 | 167.1948 | 147.4805 | 127.0749 | 110.3836 | 92.873 | 68.0578 | 53.1671 | 39.9556 | 31.7542 | 24.3813 | 19.2931 | 13.2192 | 8.833 | 4.2866 | -8.6599
Rows coloured in grey are for chart, please do not delete
Leading the Way
Carbon dioxide equivalent (Mt)
|  | 2021-01-01 | 2022-01-01 | 2023-01-01 | 2024-01-01 | 2025-01-01 | 2026-01-01 | 2027-01-01 | 2028-01-01 | 2029-01-01 | 2030-01-01 | 2031-01-01 | 2032-01-01 | 2033-01-01 | 2034-01-01 | 2035-01-01 | 2036-01-01 | 2037-01-01 | 2038-01-01 | 2039-01-01 | 2040-01-01 | 2041-01-01 | 2042-01-01 | 2043-01-01 | 2044-01-01 | 2045-01-01 | 2046-01-01 | 2047-01-01 | 2048-01-01 | 2049-01-01 | 2050-01-01
| Heat | 122.9209 | 108.5066 | 105.6347 | 103.639 | 100.8948 | 98.161 | 93.661 | 83.6345 | 77.7737 | 70.9576 | 63.7986 | 53.9862 | 44.8902 | 38.6685 | 32.7467 | 27.53 | 22.844 | 18.8009 | 15.2296 | 12.371 | 9.7383 | 7.9205 | 6.3943 | 5.257 | 4.3963 | 3.5982 | 2.8777 | 2.1968 | 1.5454 | 1.4195
| Industrial Process | 28.6311 | 25.6893 | 24.872 | 24.0805 | 22.4339 | 21.2472 | 19.68 | 18.7316 | 17.92 | 16.5335 | 15.402 | 13.2769 | 11.4685 | 10.0631 | 7.4292 | 5.7643 | 4.805 | 3.5402 | 3.131 | 2.121 | 1.7964 | 1.1901 | 1.0743 | 0.97581 | 0.95595 | 0.84415 | 0.83104 | 0.77187 | 0.7492 | 0.7103
| Agriculture | 47.9062 | 43.8458 | 42.4759 | 41.0923 | 39.6071 | 38.0885 | 36.6285 | 35.2089 | 33.7697 | 32.6497 | 31.4873 | 30.6719 | 29.9363 | 29.1236 | 28.5304 | 28.0414 | 27.5379 | 27.0296 | 26.5073 | 26.0048 | 25.481 | 24.9564 | 24.4054 | 23.771 | 23.2528 | 22.7353 | 22.216 | 21.7019 | 21.186 | 20.6003
| Aviation | 15.7199 | 33.0446 | 36.7968 | 39.0208 | 38.8695 | 38.0146 | 37.1044 | 36.326 | 35.4022 | 36.5032 | 37.0477 | 37.1996 | 37.5027 | 36.8229 | 35.7402 | 34.6845 | 33.6462 | 32.5754 | 31.3173 | 29.978 | 27.19 | 25.7901 | 24.422 | 22.9239 | 21.3711 | 20.0216 | 18.5544 | 17.1104 | 15.8555 | 14.4964
| Shipping | 11.5469 | 14.8932 | 15.0238 | 15.1545 | 15.2852 | 15.3882 | 15.4636 | 15.5113 | 15.5591 | 15.6068 | 14.8748 | 13.3631 | 11.0717 | 8.7803 | 6.4889 | 4.7564 | 3.5827 | 2.9679 | 2.3531 | 1.7383 | 1.3179 | 1.0919 | 1.0602 | 1.0285 | 0.99688 | 0.96547 | 0.93433 | 0.90344 | 0.87256 | 0.84167
| Waste | 18.6621 | 25.2018 | 23.7044 | 22.1678 | 22.1211 | 20.2931 | 18.6188 | 17.1732 | 15.8789 | 14.6683 | 14.2401 | 13.906 | 13.6248 | 13.2977 | 12.9494 | 12.6346 | 12.5065 | 12.3665 | 12.2927 | 13.4524 | 12.7707 | 11.863 | 10.5657 | 9.5939 | 8.5058 | 7.863 | 6.0318 | 5.9159 | 5.8068 | 5.6735
| F-gases | 10.9703 | 10.0428 | 9.1943 | 8.3412 | 7.7053 | 6.9728 | 6.3237 | 5.6977 | 5.0166 | 4.4415 | 3.8882 | 3.3889 | 3.0643 | 2.8249 | 2.6361 | 2.4406 | 2.271 | 2.0693 | 1.9157 | 1.8134 | 1.731 | 1.6586 | 1.5872 | 1.532 | 1.4955 | 1.47 | 1.4568 | 1.431 | 1.4205 | 1.4119
| Fuel Supply | 31.8289 | 33.6235 | 32.2398 | 30.3258 | 28.3136 | 26.6121 | 24.8393 | 22.1255 | 18.5255 | 15.8117 | 13.7576 | 11.9458 | 10.5055 | 10.0214 | 7.8115 | 6.5974 | 5.6577 | 5.0158 | 4.4179 | 2.1126 | 1.2005 | 1.2084 | 1.1581 | 1.0972 | 1.0322 | 0.93442 | 0.82234 | 0.68719 | 0.53393 | 0.29699
| Electricity without BECCS | 55.0543 | 51.4094 | 39.7848 | 29.2137 | 24.9146 | 23.2941 | 22.7357 | 21.819 | 19.8006 | 20.5275 | 13.4642 | 12.6254 | 10.2249 | 8.8242 | 8.3784 | 7.0893 | 6.9735 | 6.8022 | 6.7763 | 6.8068 | 6.5919 | 6.5199 | 6.3788 | 6.3395 | 6.3699 | 6.37 | 6.3584 | 6.3603 | 6.3212 | 6.3603
| Road Transport and Rail | 101.7143 | 102.349 | 98.0985 | 93.6644 | 88.9823 | 83.8196 | 79.4146 | 74.2002 | 68.1098 | 61.3686 | 54.0044 | 45.9125 | 38.0976 | 30.7546 | 24.3557 | 19.1474 | 14.9102 | 11.4454 | 8.5061 | 6.1805 | 3.9911 | 1.987 | 0.3717 | 0 | 0 | 0 | 0 | 0 | 0 | 0
| BECCS | 0 | 0 | 0 | 0 | 0 | -0.06953 | -0.13906 | -0.20859 | -0.27812 | -4.6562 | -5.0582 | -9.6129 | -10.5922 | -15.7266 | -16.8172 | -25.8608 | -22.5805 | -23.4663 | -24.3708 | -25.2564 | -25.569 | -25.8831 | -26.1989 | -26.5163 | -26.8354 | -27.0404 | -27.2471 | -27.4554 | -27.6653 | -27.8769
| BECCS | 0 | 0 | 0 | 0 | 0 | 0.06953 | 0.13906 | 0.20859 | 0.27812 | 4.6562 | 5.0582 | 9.6129 | 10.5922 | 15.7266 | 16.8172 | 25.8608 | 22.5805 | 23.4663 | 24.3708 | 25.2564 | 25.569 | 25.8831 | 26.1989 | 26.5163 | 26.8354 | 27.0404 | 27.2471 | 27.4554 | 27.6653 | 27.8769
| Methane Reformation with CCUS | 0 | 0.00027376 | 0.00027376 | 0.00027376 | 0.00037804 | 0.012495 | 0.023741 | 0.039984 | 0.057478 | 0.081218 | 0.12728 | 0.19957 | 0.2624 | 0.29988 | 0.319 | 0.19492 | 0.19492 | 0.19492 | 0.19492 | 0.19492 | 0.19492 | 0.19492 | 0.19492 | 0.19492 | 0.19492 | 0.19492 | 0.19492 | 0.19492 | 0.19492 | 0.19492
| DACCS | 0 | 0 | 0 | 0 | 0 | 0 | 0 | 0 | 0 | 0 | 0 | 0 | 0 | 0 | 0 | 0 | 0 | 0 | 0 | 2.1818 | 4.3636 | 6.5455 | 8.7273 | 10.9091 | 13.0909 | 15.2727 | 17.4545 | 19.6364 | 21.8182 | 24
| DACCS | 0 | 0 | 0 | 0 | 0 | 0 | 0 | 0 | 0 | 0 | 0 | 0 | 0 | 0 | 0 | 0 | 0 | 0 | 0 | -2.1818 | -4.3636 | -6.5455 | -8.7273 | -10.9091 | -13.0909 | -15.2727 | -17.4545 | -19.6364 | -21.8182 | -24
| LULUCF P | 1.0831 | 9.9208 | 9.5916 | 9.0164 | 8.3319 | 7.5014 | 6.5659 | 5.5985 | 4.6441 | 3.4385 | 2.1992 | 0.6412 | 0 | 0 | 0 | 0 | 0 | 0 | 0 | 0 | 0 | 0 | 0 | 0 | 0 | 0 | 0 | 0 | 0 | 0
| LULUCF N | 0 | 0 | 0 | 0 | 0 | 0 | 0 | 0 | 0 | 0 | 0 | 0 | -1.0963 | -3.0416 | -5.1128 | -7.2186 | -9.058 | -10.6897 | -11.8623 | -13.4926 | -15.6168 | -17.903 | -20.2771 | -22.6963 | -24.5516 | -26.3091 | -28.0637 | -29.9205 | -32.0179 | -34.4198
| LULUCF N | 0 | 0 | 0 | 0 | 0 | 0 | 0 | 0 | 0 | 0 | 0 | 0 | 1.0963 | 3.0416 | 5.1128 | 7.2186 | 9.058 | 10.6897 | 11.8623 | 13.4926 | 15.6168 | 17.903 | 20.2771 | 22.6963 | 24.5516 | 26.3091 | 28.0637 | 29.9205 | 32.0179 | 34.4198
| Net | 446.0382 | 458.5271 | 437.4169 | 415.7166 | 397.4597 | 379.3355 | 360.9201 | 335.8578 | 312.1795 | 287.9321 | 259.2332 | 227.5042 | 198.9603 | 170.713 | 145.4556 | 115.8015 | 103.2911 | 88.6522 | 76.4088 | 61.8426 | 46.4544 | 34.0493 | 22.4093 | 12.592 | 4.0934 | -3.6251 | -12.4877 | -19.7384 | -27.0153 | -34.2909
Rows coloured in grey are for chart, please do not delete
Falling Short
Carbon dioxide equivalent (Mt)
|  | 2021-01-01 | 2022-01-01 | 2023-01-01 | 2024-01-01 | 2025-01-01 | 2026-01-01 | 2027-01-01 | 2028-01-01 | 2029-01-01 | 2030-01-01 | 2031-01-01 | 2032-01-01 | 2033-01-01 | 2034-01-01 | 2035-01-01 | 2036-01-01 | 2037-01-01 | 2038-01-01 | 2039-01-01 | 2040-01-01 | 2041-01-01 | 2042-01-01 | 2043-01-01 | 2044-01-01 | 2045-01-01 | 2046-01-01 | 2047-01-01 | 2048-01-01 | 2049-01-01 | 2050-01-01
| Heat | 122.9209 | 109.1282 | 115.8486 | 115.0126 | 113.0781 | 111.3519 | 108.8296 | 103.9548 | 102.6758 | 101.0952 | 99.6232 | 97.9247 | 96.1393 | 94.246 | 92.0881 | 90.1267 | 88.0634 | 85.8327 | 83.4157 | 80.8295 | 78.2745 | 75.9783 | 73.7412 | 71.5711 | 69.5016 | 67.3524 | 65.0715 | 62.4648 | 59.623 | 56.6079
| Industrial Process | 28.6311 | 28.7818 | 28.9324 | 29.0831 | 29.2337 | 29.3844 | 29.535 | 29.6857 | 29.8363 | 29.987 | 30.1376 | 30.2883 | 30.4389 | 30.5896 | 30.7402 | 30.8909 | 31.0415 | 31.1922 | 31.3428 | 31.4935 | 31.6441 | 31.7948 | 31.9454 | 32.0961 | 32.2467 | 32.3974 | 32.548 | 32.6987 | 32.8493 | 33
| Agriculture and LULUCF | 48.9894 | 55.158 | 53.8868 | 52.3675 | 50.6754 | 48.8444 | 47.703 | 46.5617 | 45.4203 | 44.279 | 43.1376 | 41.9963 | 40.8549 | 39.7136 | 38.5722 | 37.4309 | 36.2895 | 35.1482 | 34.0068 | 32.8655 | 31.7241 | 30.5828 | 29.4415 | 28.3001 | 27.1588 | 26.0174 | 24.8761 | 23.7347 | 22.5934 | 21.452
| Aviation | 15.7199 | 33.2642 | 37.0378 | 36.973 | 36.5198 | 35.8486 | 35.1137 | 34.4108 | 33.589 | 33.1291 | 32.5789 | 31.8568 | 31.3005 | 30.7314 | 30.4655 | 30.2434 | 29.9927 | 29.8013 | 29.6154 | 30.3099 | 31.0043 | 31.6988 | 32.3932 | 33.0877 | 33.7821 | 34.4766 | 35.171 | 35.8655 | 36.5599 | 37.85
| Shipping | 11.5469 | 14.9268 | 15.0583 | 15.1898 | 15.3214 | 15.4235 | 15.4963 | 15.5398 | 15.5832 | 15.6267 | 15.2269 | 14.3841 | 13.0981 | 11.8121 | 10.5261 | 9.5309 | 8.8266 | 8.4132 | 7.9997 | 7.5863 | 6.9135 | 5.9814 | 5.7508 | 5.5201 | 5.2895 | 5.0588 | 4.8282 | 4.5975 | 4.3668 | 4.4
| Waste | 18.6621 | 25.1886 | 23.6583 | 22.0888 | 21.7235 | 19.8743 | 19.3354 | 18.7965 | 18.2576 | 17.7187 | 17.1799 | 16.641 | 16.1021 | 15.5632 | 15.0243 | 14.4855 | 13.9466 | 13.4077 | 12.8688 | 12.3299 | 11.7911 | 11.2522 | 10.7133 | 10.1744 | 9.6356 | 9.0967 | 8.5578 | 8.0189 | 7.48 | 6.9412
| F-gases | 10.9703 | 10.0468 | 9.1606 | 8.2188 | 7.5303 | 7.3481 | 7.1659 | 6.9837 | 6.8015 | 6.6193 | 6.4372 | 6.255 | 6.0728 | 5.8906 | 5.7084 | 5.5262 | 5.3441 | 5.1619 | 4.9797 | 4.7975 | 4.6153 | 4.4331 | 4.251 | 4.0688 | 3.8866 | 3.7044 | 3.5222 | 3.34 | 3.1579 | 3.1579
| Fuel Supply | 31.8289 | 31.6635 | 31.2035 | 30.7435 | 30.2835 | 29.8235 | 29.3635 | 28.9035 | 28.4435 | 27.9835 | 27.5235 | 27.0635 | 26.6035 | 26.1435 | 25.6835 | 25.2235 | 24.7635 | 24.3035 | 23.8435 | 23.3835 | 22.9235 | 22.4635 | 22.0035 | 21.5435 | 21.0835 | 20.6235 | 20.1635 | 19.7035 | 19.2435 | 18.7835
| Electricity without BECCS | 55.0543 | 53.7363 | 52.5196 | 48.0558 | 42.5331 | 49.3708 | 45.5134 | 40.7237 | 36.144 | 34.4618 | 34.376 | 31.9128 | 31.1652 | 29.6612 | 23.2616 | 20.179 | 16.3845 | 14.8033 | 12.9801 | 12.3431 | 11.2962 | 10.7028 | 10.2085 | 9.6615 | 9.973 | 9.7632 | 9.776 | 9.2918 | 9.2868 | 9.2747
| Road Transport and Rail | 101.7143 | 103.0286 | 99.4375 | 95.8333 | 92.2646 | 88.5638 | 86.1127 | 83.5743 | 80.7496 | 77.8855 | 74.7803 | 71.2552 | 67.7859 | 63.9476 | 59.627 | 54.6651 | 49.273 | 43.5944 | 37.944 | 32.2706 | 26.7638 | 21.6163 | 16.8069 | 12.3623 | 8.5056 | 6.1169 | 4.2875 | 3.5069 | 2.8228 | 2.2358
| Methane Reformation with CCUS | 0 | 0.00012308 | 0.00012308 | 0.00012308 | 0.00025496 | 0.00025496 | 0.00025496 | 0.00025496 | 0.00025496 | 0.00025496 | 0.00025496 | 0.00025496 | 0.00025496 | 0.0054549 | 0.011012 | 0.016675 | 0.022762 | 0.028955 | 0.035125 | 0.042275 | 0.049535 | 0.055808 | 0.062121 | 0.067722 | 0.071222 | 0.072472 | 0.073846 | 0.074971 | 0.074971 | 0.074971
| BECCS | 0 | 0 | 0 | 0 | 0 | 0 | 0 | 0 | 0 | 0 | 0 | 0 | -1.8454 | -1.8454 | -3.6909 | -3.6909 | -5.5363 | -5.5363 | -7.3817 | -7.3817 | -7.3817 | -9.3949 | -9.3949 | -9.3949 | -9.3949 | -9.3949 | -9.3949 | -11.4081 | -11.4081 | -15.4345
| BECCS | 0 | 0 | 0 | 0 | 0 | 0 | 0 | 0 | 0 | 0 | 0 | 0 | 1.8454 | 1.8454 | 3.6909 | 3.6909 | 5.5363 | 5.5363 | 7.3817 | 7.3817 | 7.3817 | 9.3949 | 9.3949 | 9.3949 | 9.3949 | 9.3949 | 9.3949 | 11.4081 | 11.4081 | 15.4345
| Net | 446.0382 | 464.9228 | 466.7436 | 453.5664 | 439.1636 | 435.8336 | 424.1687 | 409.1347 | 397.5012 | 388.7861 | 381.0014 | 369.5779 | 357.716 | 346.4588 | 328.0171 | 314.628 | 298.412 | 286.151 | 271.65 | 260.8699 | 249.6184 | 237.165 | 227.9225 | 219.0583 | 211.7391 | 205.2848 | 199.4807 | 191.8892 | 186.6503 | 178.3433
Rows coloured in grey are for chart, please do not delete
Carbon dioxide equivalent (Mt)
|  | 2019 | 2020 | 2021 | 2022 | 2023 | 2024 | 2025 | 2026 | 2027 | 2028 | 2029 | 2030 | 2031 | 2032 | 2033 | 2034 | 2035 | 2036 | 2037 | 2038 | 2039 | 2040 | 2041 | 2042 | 2043 | 2044 | 2045 | 2046 | 2047 | 2048 | 2049 | 2050
| Consumer Transformation |  |  | 137.7175 | 172.1175 | 170.9211 | 164.9803 | 160.1225 | 153.3231 | 146.5971 | 139.3061 | 131.1259 | 123.9676 | 118.6706 | 112.9397 | 106.8916 | 101.5546 | 94.9179 | 89.7267 | 85.4138 | 81.7857 | 78.6724 | 74.5445 | 68.7002 | 64.3087 | 59.1724 | 54.1118 | 49.5822 | 46.0832 | 41.6068 | 39.1123 | 36.3344 | 33.0424
| System Transformation |  |  | 137.7175 | 174.9766 | 173.7433 | 167.7641 | 162.8652 | 156.0235 | 149.2577 | 141.9286 | 133.6346 | 126.3298 | 119.593 | 112.8437 | 99.9097 | 93.6137 | 85.9956 | 80.0911 | 75.3339 | 75.0412 | 72.3909 | 68.7161 | 63.1228 | 59.4356 | 55.4566 | 51.5535 | 48.1813 | 45.4701 | 41.412 | 38.9662 | 36.2369 | 32.9937
| Leading the Way |  |  | 137.7175 | 170.5725 | 169.0267 | 165.1188 | 160.2337 | 152.8707 | 145.5441 | 137.6411 | 128.796 | 122.955 | 117.2146 | 110.7119 | 103.5114 | 96.0275 | 86.5226 | 78.7016 | 72.173 | 66.6051 | 61.4344 | 55.341 | 47.6117 | 42.0043 | 36.0603 | 30.1874 | 24.8365 | 20.2094 | 14.274 | 9.9433 | 5.5615 | 0.59336
| Falling Short |  |  | 137.7175 | 170.2478 | 170.0053 | 165.5814 | 162.0538 | 157.1624 | 154.1778 | 151.196 | 148.0952 | 145.3563 | 142.084 | 138.1966 | 134.0319 | 129.8544 | 125.9801 | 122.4404 | 119.1629 | 116.2358 | 113.314 | 111.2726 | 108.9719 | 106.4118 | 104.5532 | 102.6946 | 100.836 | 98.9773 | 97.1187 | 95.2601 | 93.4015 | 92.5845
| Consumer Transformation FES22 |  |  | 186.3414 | 188.1833 | 186.4014 | 179.8032 | 174.2062 | 166.7553 | 159.3771 | 151.4473 | 142.6722 | 134.9698 | 129.3381 | 123.2599 | 117.0462 | 111.5638 | 104.824 | 99.5252 | 95.1112 | 91.3835 | 88.181 | 83.9743 | 78.0498 | 73.5857 | 68.3757 | 63.2449 | 58.65 | 55.0766 | 50.5229 | 47.9605 | 45.1156 | 41.7536
| System Transformation FES22 |  |  | 186.3414 | 190.0706 | 188.2458 | 181.603 | 175.9577 | 168.4576 | 161.0325 | 153.0574 | 144.1491 | 136.2761 | 129.0198 | 121.8637 | 112.2328 | 105.7751 | 98.0436 | 92.022 | 87.1546 | 84.4026 | 81.7761 | 78.1345 | 72.4615 | 68.7029 | 64.6525 | 60.6811 | 57.2459 | 54.4617 | 50.3272 | 47.8137 | 45.0177 | 41.7047
| Leading the Way FES22 |  |  | 185.0863 | 186.4184 | 184.2338 | 179.6302 | 173.9555 | 165.8912 | 157.8635 | 149.27 | 139.7831 | 133.4089 | 127.2285 | 120.3123 | 112.8784 | 105.1805 | 95.506 | 87.5088 | 80.812 | 75.0772 | 69.7481 | 63.5104 | 55.6375 | 49.892 | 43.8055 | 37.8024 | 32.324 | 27.5632 | 21.49 | 17.0302 | 12.5229 | 7.4231
| Falling Short FES22 |  |  | 183.0209 | 186.1283 | 185.2793 | 180.1936 | 176.212 | 170.6669 | 167.3615 | 164.0587 | 160.6371 | 157.5773 | 153.9841 | 149.7759 | 145.2902 | 140.7918 | 136.5966 | 132.7361 | 129.1377 | 125.8896 | 122.647 | 120.2847 | 117.6631 | 114.7821 | 112.6026 | 110.4231 | 108.2436 | 106.0641 | 103.8846 | 101.705 | 99.5255 | 98.4132
| Historic Emissions | 2019: 174.5441; 2020: 141.041; 2021: 137.7175

## NZ.05
NZ.05: Emission contributions from different sectors excluding land use change for Wales and the South East of England,showing the significant increase in Welsh large industry contributions (BEIS 2020 data)
Return to: Main Menu
Return to: Chapter contents
Figure NZ.05 Emission contributions from different sectors excluding land use change for Wales and the South East of England,showing the significant increase in Welsh large industry contributions (BEIS 2020 data)
Relative Fractions of Emissions
| NUTS1 Regions | Agriculture Total | Commercial Total | Domestic Total | Industry Total | Public Sector Total | Transport Total | Waste Management Total | Total Check
| East Midlands (England) | 10.29% | 5.198% | 23.21% | 24.32% | 2.747% | 30.02% | 4.221% | 100%
| East of England | 10.51% | 6.893% | 26.5% | 11.68% | 2.9% | 34.94% | 6.583% | 100%
| London | 0.1685% | 15.99% | 36.14% | 6.607% | 7.018% | 28.45% | 5.63% | 100%
| North East (England) | 8.198% | 4.603% | 25.67% | 30.19% | 3.451% | 24.58% | 3.31% | 100%
| North West (England) | 10.07% | 6.553% | 25.3% | 20.4% | 3.382% | 29.37% | 4.92% | 100%
| Scotland | 21.37% | 5.667% | 23.06% | 18.6% | 3.382% | 23.78% | 4.136% | 100%
| South East (England) | 6.254% | 7.459% | 30.76% | 10.45% | 3.792% | 36.85% | 4.437% | 100%
| South West (England) | 23.11% | 5.428% | 23.93% | 10.15% | 3.014% | 30.51% | 3.864% | 100%
| Wales | 19.36% | 3.168% | 17.47% | 36.64% | 1.682% | 18.96% | 2.724% | 100%
| West Midlands (England) | 10.45% | 5.733% | 25.04% | 18.03% | 3.235% | 32.4% | 5.105% | 100%
| Yorkshire and The Humber | 8.831% | 5.485% | 21.63% | 30.64% | 2.466% | 26.54% | 4.409% | 100%
Total Regional Emissions (kt CO2e)
| NUTS1 Regions | Agriculture Total | Commercial Total | Domestic Total | Industry Total | Public Sector Total | Transport Total | Waste Management Total | Total Check
| East Midlands (England) | 3044.63 | 1538.65 | 6870.319 | 7198.295 | 813.0277 | 8885.435 | 1249.429 | 29599.7857
| East of England | 3501.641 | 2297.226 | 8830.739 | 3892.093 | 966.5665 | 11646.08 | 2193.902 | 33328.2475
| London | 47.9037 | 4545.384 | 10272.8 | 1877.95 | 1994.936 | 8085.649 | 1600.367 | 28424.9897
| North East (England) | 1288.614 | 723.4553 | 4035.105 | 4744.95 | 542.4563 | 3863.454 | 520.2122 | 15718.2468
| North West (England) | 4146.94 | 2698.536 | 10418.63 | 8400.46 | 1392.797 | 12095.43 | 2026.212 | 41179.005
| Scotland | 7635.445 | 2024.415 | 8236.161 | 6644.385 | 1208.044 | 8495.582 | 1477.388 | 35721.42
| South East (England) | 2636.867 | 3145.134 | 12970.61 | 4404.752 | 1599.115 | 15538.95 | 1870.752 | 42166.18
| South West (England) | 7140.148 | 1677.436 | 7394.863 | 3137.309 | 931.2775 | 9427.874 | 1194.077 | 30902.9845
| Wales | 5364.592 | 877.7725 | 4839.36 | 10151.6 | 466.0903 | 5253.342 | 754.6196 | 27707.3764
| West Midlands (England) | 3309.351 | 1815.601 | 7930.306 | 5708.905 | 1024.494 | 10261.48 | 1616.726 | 31666.863
| Yorkshire and The Humber | 3229.122 | 2005.82 | 7908.956 | 11202.19 | 901.5524 | 9706.535 | 1612.27 | 36566.4454
Regional emissions data do not include Land use / Land use Change & Forestry (LULUCF) emissions
NB: The sum of each region doesn't match the total emissions reported elsewhere, this is due to methodoligcal differences in UK accounting and the regional methodology

## NZ.06
NZ.06: Locational elements of the half-hourly year-round demand charge for network regions combined with proposed carbon storage sites
Return to: Main Menu
Return to: Chapter contents
Figure NZ.06 Locational elements of the half-hourly year-round demand charge for network regions combined with proposed carbon storage sites
TNUOS data for 2022/23 published 31/01/22
| Publication | Year_FY | Zone_Name | YearRound_£/kW
| Final | 2023 | Northern Scotland | -27.2369
| Final | 2023 | Southern Scotland | -18.8079
| Final | 2023 | Northern | -7.8453
| Final | 2023 | North West | -3.9317
| Final | 2023 | Yorkshire | -1.911
| Final | 2023 | N Wales & Mersey | -1.4773
| Final | 2023 | East Midlands | 1.4207
| Final | 2023 | Midlands | 1.6811
| Final | 2023 | Eastern | 0.6466
| Final | 2023 | South Wales | 5.1195
| Final | 2023 | South East | -0.30285
| Final | 2023 | London | 2.3392
| Final | 2023 | Southern | 2.8642
| Final | 2023 | South Western | 5.0049
Carbon Storage Location Shape Files: https://www.nstauthority.co.uk/data-centre/nsta-open-data/carbon-storage/
LW reaches 95% reduction in 2042

## NZ.07
NZ.07: Total net GHG emissions
Return to: Main Menu
Return to: Chapter contents
UK historic emissions, carbon budgets and CCC balanced net zero pathway emissions projection |  | 1990 | 1991 | 1992 | 1993 | 1994 | 1995 | 1996 | 1997 | 1998 | 1999 | 2000 | 2001 | 2002 | 2003 | 2004 | 2005 | 2006 | 2007 | 2008 | 2009 | 2010 | 2011 | 2012 | 2013 | 2014 | 2015 | 2016 | 2017 | 2018 | 2019 | 2020 | 2021 | 2022 | 2023 | 2024 | 2025 | 2026 | 2027 | 2028 | 2029 | 2030 | 2031 | 2032 | 2033 | 2034 | 2035 | 2036 | 2037 | 2038 | 2039 | 2040 | 2041 | 2042 | 2043 | 2044 | 2045 | 2046 | 2047 | 2048 | 2049 | 2050
| Past carbon budgets (cumulative for budget period) | 2008: 3018; 2009: 3018; 2010: 3018; 2011: 3018; 2012: 3018; 2013: 2782; 2014: 2782; 2015: 2782; 2016: 2782; 2017: 2782
| Active legislated carbon budgets | 2018: 2544; 2019: 2544; 2020: 2544; 2021: 2544; 2022: 2544; 2023: 1950; 2024: 1950; 2025: 1950; 2026: 1950; 2027: 1950; 2028: 1725; 2029: 1725; 2030: 1725; 2031: 1725; 2032: 1725
| The Sixth Carbon Budget | 2033: 193.51; 2034: 193.51; 2035: 193.51; 2036: 193.51; 2037: 193.51
| Headroom for IAS emissions | 2008: 214.2805; 2009: 214.2805; 2010: 214.2805; 2011: 214.2805; 2012: 214.2805; 2013: 211.4329; 2014: 211.4329; 2015: 211.4329; 2016: 211.4329; 2017: 211.4329; 2018: 222.8797; 2019: 222.8797; 2020: 222.8797; 2021: 222.8797; 2022: 222.8797; 2023: 213.4819; 2024: 213.4819; 2025: 213.4819; 2026: 213.4819; 2027: 213.4819; 2028: 198.4457; 2029: 198.4457; 2030: 198.4457; 2031: 198.4457; 2032: 198.4457
| Historical emissions | 1990: 837.0434; 1991: 844.9673; 1992: 825.6891; 1993: 807.1616; 1994: 794.7785; 1995: 790.3242; 1996: 811.7533; 1997: 789.2087; 1998: 789.7557; 1999: 760.7844; 2000: 762.7598; 2001: 765.3703; 2002: 741.7008; 2003: 747.2756; 2004: 746.7774; 2005: 740.4183; 2006: 733.898; 2007: 720.7371; 2008: 701.6852; 2009: 642.605; 2010: 653.7262; 2011: 610.1423; 2012: 624.0257; 2013: 609.9849; 2014: 569.7426; 2015: 551.9232; 2016: 527.1391; 2017: 517.3273; 2018: 509.2741; 2019: 494.5137; 2020: 427.1516; 2021: 446.0382
| The Balanced Net Zero Pathway | 2022: 491.9754; 2023: 478.5438; 2024: 464.3445; 2025: 445.2689; 2026: 416.4312; 2027: 391.0138; 2028: 368.436; 2029: 343.2683; 2030: 316.2674; 2031: 293.4251; 2032: 264.5594; 2033: 238.5394; 2034: 215.4521; 2035: 190.9108; 2036: 170.2866; 2037: 152.3612; 2038: 137.3429; 2039: 122.9241; 2040: 104.5195; 2041: 87.5263; 2042: 73.5861; 2043: 61.1825; 2044: 48.6247; 2045: 37.7664; 2046: 27.9485; 2047: 18.9823; 2048: 12.0983; 2049: 6.3317; 2050: -0.97245
Carbon budgets, headroom for IAS emissions and historical emissions are taken from the CCC:6th Carbon Budget, Supporting information, charts and data: 6th Carbon Budget - Charts and data in the report https://www.theccc.org.uk/publication/sixth-carbon-budget/
Historical emissions taken from BEIS final estimates of UK territorial greenhouse gas emissions:
Final UK greenhouse gas emissions national statistics: 1990 to 2021 - GOV.UK (www.gov.uk)
Historical emissions include non-domestic shipping and aviation
Figure NZ.07 Total net GHG emissions
|  |  | 1990 | 1991 | 1992 | 1993 | 1994 | 1995 | 1996 | 1997 | 1998 | 1999 | 2000 | 2001 | 2002 | 2003 | 2004 | 2005 | 2006 | 2007 | 2008 | 2009 | 2010 | 2011 | 2012 | 2013 | 2014 | 2015 | 2016 | 2017 | 2018 | 2019 | 2020
|  | Historical emissions from Government in 2022 | 829.9325 | 837.8226 | 818.1344 | 799.1751 | 788.1233 | 783.4865 | 805.0396 | 782.6261 | 783.4402 | 753.39 | 755.1919 | 757.632 | 733.6317 | 740.3117 | 739.8926 | 734.1084 | 727.8395 | 715.1755 | 696.3575 | 637.7861 | 649.395 | 606.1499 | 620.2572 | 607.0485 | 567.2674 | 549.4591 | 525.31 | 515.8064 | 507.9778 | 492.0335 | 426.0429
|  | Latest Historical emissions from Government in 2023 | 837.047 | 844.9234 | 825.667 | 807.1742 | 794.7364 | 790.3178 | 811.7197 | 789.2226 | 789.803 | 760.775 | 762.715 | 765.3946 | 741.7062 | 747.2287 | 746.7285 | 740.4284 | 733.8746 | 720.7624 | 701.6784 | 642.632 | 653.7725 | 610.1715 | 624.0333 | 609.9797 | 569.7847 | 551.9018 | 527.1001 | 517.3117 | 509.2665 | 494.4785 | 427.1595
CB1 CB2 CB3 CB4 CB5 CB6
Source: CCC 6th Carbon Budget - Charts and data in the report, https://www.theccc.org.uk/publication/sixth-carbon-budget/
BEIS final estimates of UK territorial greenhouse gas emissions, Final UK greenhouse gas emissions national statistics: 1990 to 2020 - GOV.UK (www.gov.uk)

## NZ.08
NZ.08: Changes to reported 1990 emissions by year
Return to: Main Menu
Return to: Chapter contents
Figure NZ.08 Changes to reported 1990 emissions by year
| Reporting Year | 1990 Emissions
| 2010 | 774.4701
| 2011 | 779.7791
| 2012 | 767.5917
| 2013 | 771.1235
| 2014 | 777.1121
| 2015 | 807.4578
| 2016 | 796.6398
| 2017 | 799.023
| 2018 | 794.1972
| 2019 | 794.3597
| 2020 | 793.8439
| 2021 | 809.1199
| 2022 | 806.2583
| 2023 | 813.3965
LW reaches 95% reduction in 2042

## NZ.09
NZ.09: Non-FES sector emissions
Return to: Main Menu
Return to: Chapter contents
Figure NZ.09 Non-FES sector emissions
Carbon dioxide equivalent (Mt)
|  | 2019 | 2020 | 2021 | 2022 | 2023 | 2024 | 2025 | 2026 | 2027 | 2028 | 2029 | 2030 | 2031 | 2032 | 2033 | 2034 | 2035 | 2036 | 2037 | 2038 | 2039 | 2040 | 2041 | 2042 | 2043 | 2044 | 2045 | 2046 | 2047 | 2048 | 2049 | 2050
| Consumer Transformation |  |  | 137.7175 | 172.1175 | 170.9211 | 164.9803 | 160.1225 | 153.3231 | 146.5971 | 139.3061 | 131.1259 | 123.9676 | 118.6706 | 112.9397 | 106.8916 | 101.5546 | 94.9179 | 89.7267 | 85.4138 | 81.7857 | 78.6724 | 74.5445 | 68.7002 | 64.3087 | 59.1724 | 54.1118 | 49.5822 | 46.0832 | 41.6068 | 39.1123 | 36.3344 | 33.0424
| System Transformation |  |  | 137.7175 | 174.9766 | 173.7433 | 167.7641 | 162.8652 | 156.0235 | 149.2577 | 141.9286 | 133.6346 | 126.3298 | 119.593 | 112.8437 | 99.9097 | 93.6137 | 85.9956 | 80.0911 | 75.3339 | 75.0412 | 72.3909 | 68.7161 | 63.1228 | 59.4356 | 55.4566 | 51.5535 | 48.1813 | 45.4701 | 41.412 | 38.9662 | 36.2369 | 32.9937
| Leading the Way |  |  | 137.7175 | 170.5725 | 169.0267 | 165.1188 | 160.2337 | 152.8707 | 145.5441 | 137.6411 | 128.796 | 122.955 | 117.2146 | 110.7119 | 103.5114 | 96.0275 | 86.5226 | 78.7016 | 72.173 | 66.6051 | 61.4344 | 55.341 | 47.6117 | 42.0043 | 36.0603 | 30.1874 | 24.8365 | 20.2094 | 14.274 | 9.9433 | 5.5615 | 0.59336
| Falling Short |  |  | 137.7175 | 170.2478 | 170.0053 | 165.5814 | 162.0538 | 157.1624 | 154.1778 | 151.196 | 148.0952 | 145.3563 | 142.084 | 138.1966 | 134.0319 | 129.8544 | 125.9801 | 122.4404 | 119.1629 | 116.2358 | 113.314 | 111.2726 | 108.9719 | 106.4118 | 104.5532 | 102.6946 | 100.836 | 98.9773 | 97.1187 | 95.2601 | 93.4015 | 92.5845
| Consumer Transformation FES22 |  |  | 186.3414 | 188.1833 | 186.4014 | 179.8032 | 174.2062 | 166.7553 | 159.3771 | 151.4473 | 142.6722 | 134.9698 | 129.3381 | 123.2599 | 117.0462 | 111.5638 | 104.824 | 99.5252 | 95.1112 | 91.3835 | 88.181 | 83.9743 | 78.0498 | 73.5857 | 68.3757 | 63.2449 | 58.65 | 55.0766 | 50.5229 | 47.9605 | 45.1156 | 41.7536
| System Transformation FES22 |  |  | 186.3414 | 190.0706 | 188.2458 | 181.603 | 175.9577 | 168.4576 | 161.0325 | 153.0574 | 144.1491 | 136.2761 | 129.0198 | 121.8637 | 112.2328 | 105.7751 | 98.0436 | 92.022 | 87.1546 | 84.4026 | 81.7761 | 78.1345 | 72.4615 | 68.7029 | 64.6525 | 60.6811 | 57.2459 | 54.4617 | 50.3272 | 47.8137 | 45.0177 | 41.7047
| Leading the Way FES22 |  |  | 185.0863 | 186.4184 | 184.2338 | 179.6302 | 173.9555 | 165.8912 | 157.8635 | 149.27 | 139.7831 | 133.4089 | 127.2285 | 120.3123 | 112.8784 | 105.1805 | 95.506 | 87.5088 | 80.812 | 75.0772 | 69.7481 | 63.5104 | 55.6375 | 49.892 | 43.8055 | 37.8024 | 32.324 | 27.5632 | 21.49 | 17.0302 | 12.5229 | 7.4231
| Falling Short FES22 |  |  | 183.0209 | 186.1283 | 185.2793 | 180.1936 | 176.212 | 170.6669 | 167.3615 | 164.0587 | 160.6371 | 157.5773 | 153.9841 | 149.7759 | 145.2902 | 140.7918 | 136.5966 | 132.7361 | 129.1377 | 125.8896 | 122.647 | 120.2847 | 117.6631 | 114.7821 | 112.6026 | 110.4231 | 108.2436 | 106.0641 | 103.8846 | 101.705 | 99.5255 | 98.4132
| Historic Emissions | 2019: 174.5441; 2020: 141.041; 2021: 137.7175
Consumer Transformation
Carbon dioxide equivalent (Mt)
|  | 2021-01-01 | 2022-01-01 | 2023-01-01 | 2024-01-01 | 2025-01-01 | 2026-01-01 | 2027-01-01 | 2028-01-01 | 2029-01-01 | 2030-01-01 | 2031-01-01 | 2032-01-01 | 2033-01-01 | 2034-01-01 | 2035-01-01 | 2036-01-01 | 2037-01-01 | 2038-01-01 | 2039-01-01 | 2040-01-01 | 2041-01-01 | 2042-01-01 | 2043-01-01 | 2044-01-01 | 2045-01-01 | 2046-01-01 | 2047-01-01 | 2048-01-01 | 2049-01-01 | 2050-01-01
| Heat | 122.9209 | 108.6721 | 106.2704 | 104.2205 | 101.299 | 98.3097 | 94.0187 | 84.4863 | 79.5764 | 74.121 | 68.1971 | 61.0262 | 54.0049 | 48.2384 | 42.074 | 36.3011 | 30.9522 | 25.979 | 21.4482 | 17.3111 | 13.6697 | 10.8108 | 8.607 | 6.9153 | 5.6968 | 4.6394 | 3.6587 | 2.7279 | 1.8443 | 1.5312
| Industrial Process | 28.6311 | 25.6893 | 24.872 | 24.0805 | 22.4339 | 21.2472 | 19.68 | 18.7316 | 17.92 | 16.5335 | 15.402 | 13.2769 | 11.4685 | 10.0631 | 7.4292 | 5.7643 | 4.805 | 3.5402 | 3.131 | 2.121 | 1.7964 | 1.1901 | 1.0743 | 0.97581 | 0.95595 | 0.84415 | 0.83104 | 0.77187 | 0.7492 | 0.7103
| Agriculture | 47.9062 | 44.9766 | 43.9509 | 42.8828 | 41.7397 | 40.5329 | 39.3538 | 38.1852 | 36.9697 | 35.6947 | 35.221 | 34.7782 | 34.4165 | 33.9727 | 33.7324 | 33.4961 | 33.2568 | 33.0136 | 32.766 | 32.5263 | 32.2612 | 32.0072 | 31.7514 | 31.3326 | 31.0721 | 30.8104 | 30.546 | 30.2788 | 30.0087 | 29.7049
| Aviation | 15.7199 | 33.2289 | 36.9986 | 36.9338 | 36.481 | 35.8105 | 35.0762 | 34.374 | 33.553 | 33.0933 | 32.5433 | 31.8215 | 31.2654 | 30.6965 | 30.4305 | 30.2084 | 29.9576 | 29.7662 | 29.5802 | 29.1659 | 27.7105 | 27.2825 | 26.8379 | 26.3152 | 25.8645 | 25.3935 | 24.852 | 24.3606 | 23.8678 | 23.352
| Shipping | 11.5469 | 14.8932 | 15.0238 | 15.1545 | 15.2852 | 15.3869 | 15.4597 | 15.5035 | 15.5473 | 15.5912 | 15.1925 | 14.3514 | 13.0678 | 11.7842 | 10.5006 | 9.5074 | 8.8045 | 8.3919 | 7.9793 | 7.5667 | 6.8953 | 5.9651 | 4.776 | 3.5869 | 2.3978 | 1.5786 | 1.1292 | 1.0496 | 0.96997 | 0.89038
| Waste | 18.6621 | 25.2018 | 23.7044 | 22.1678 | 22.1211 | 20.2931 | 18.6188 | 17.1732 | 15.8789 | 14.6683 | 14.2401 | 13.906 | 13.6248 | 13.2977 | 12.9494 | 12.6346 | 12.5065 | 12.3665 | 12.2927 | 13.4524 | 12.7707 | 11.863 | 10.5657 | 9.5939 | 8.5058 | 7.863 | 6.0318 | 5.9159 | 5.8068 | 5.6735
| F-gases | 10.9703 | 10.0468 | 9.1606 | 8.2188 | 7.5303 | 6.7794 | 6.147 | 5.5982 | 4.9981 | 4.4583 | 3.9477 | 3.4852 | 3.203 | 3.0128 | 2.8768 | 2.7536 | 2.6327 | 2.4829 | 2.3798 | 2.3211 | 2.2731 | 2.2467 | 2.2141 | 2.1944 | 2.1931 | 2.1817 | 2.187 | 2.1823 | 2.1754 | 2.1837
| Fuel Supply | 31.8289 | 33.6235 | 32.2398 | 30.3258 | 28.3136 | 26.6121 | 24.8393 | 22.1255 | 18.5255 | 15.8117 | 13.7576 | 11.9458 | 10.5055 | 10.0214 | 7.8115 | 6.5974 | 5.6577 | 5.0158 | 4.4179 | 2.1126 | 1.2005 | 1.2084 | 1.1581 | 1.0972 | 1.0322 | 0.93442 | 0.82234 | 0.68719 | 0.53393 | 0.29699
| Electricity without BECCS | 55.0543 | 51.4858 | 41.8772 | 34.6076 | 29.6704 | 34.2226 | 30.2248 | 28.2543 | 26.4532 | 25.4298 | 24.6356 | 18.0008 | 17.3564 | 14.3118 | 12.7181 | 12.4025 | 10.0696 | 9.51 | 9.3734 | 8.9796 | 7.0951 | 6.852 | 6.8018 | 6.5797 | 6.3707 | 5.7488 | 5.6579 | 5.6847 | 5.6641 | 5.6831
| Road Transport and Rail | 101.7143 | 102.3867 | 98.1785 | 93.7306 | 89.0462 | 83.9049 | 79.573 | 74.6887 | 69.0971 | 63.0319 | 55.9604 | 48.3762 | 40.9305 | 33.8541 | 27.0052 | 21.0938 | 16.1615 | 12.0105 | 8.5017 | 5.4752 | 3.229 | 1.6786 | 0.94967 | 0.68236 | 0.45385 | 0.26253 | 0.085008 | 0.0048536 | 0 | 0
| Methane Reformation with CCUS | 0 | 0.00024696 | 0.00024696 | 0.00024696 | 0.00037884 | 0.00037884 | 0.00037804 | 0.00049982 | 0.00032649 | 0.00040811 | 0.0041991 | 0.0079901 | 0.011781 | 0.015572 | 0.015572 | 0.015572 | 0.015572 | 0.015572 | 0.015572 | 0.015572 | 0.015572 | 0.015572 | 0.015572 | 0.015572 | 0.015572 | 0.015572 | 0.015572 | 0.015572 | 0.015572 | 0.015572
| LULUCF P | 1.0831 | 10.1467 | 9.8429 | 9.2967 | 8.6516 | 7.9082 | 7.1023 | 6.3464 | 5.6533 | 4.8148 | 4.0488 | 3.0563 | 1.9063 | 0.57088 | 0 | 0 | 0 | 0 | 0 | 0 | 0 | 0 | 0 | 0 | 0 | 0 | 0 | 0 | 0 | 0
| LULUCF N | 0 | 0 | 0 | 0 | 0 | 0 | 0 | 0 | 0 | 0 | 0 | 0 | 0 | 0 | -0.86221 | -2.2362 | -3.4308 | -4.5213 | -5.2363 | -6.3346 | -7.9486 | -9.603 | -11.2696 | -12.9455 | -14.217 | -15.2072 | -16.2836 | -17.476 | -18.9322 | -20.7515
| LULUCF N | 0 | 0 | 0 | 0 | 0 | 0 | 0 | 0 | 0 | 0 | 0 | 0 | 0 | 0 | 0.86221 | 2.2362 | 3.4308 | 4.5213 | 5.2363 | 6.3346 | 7.9486 | 9.603 | 11.2696 | 12.9455 | 14.217 | 15.2072 | 16.2836 | 17.476 | 18.9322 | 20.7515
| BECCS | 0 | 0 | 0 | 0 | 0 | 0 | 0 | 0 | 0 | -0.16477 | -2.7078 | -5.5066 | -11.3013 | -19.991 | -23.1506 | -28.903 | -31.2693 | -34.2567 | -35.0341 | -35.7927 | -35.9895 | -36.1879 | -36.388 | -36.5897 | -36.7931 | -36.9981 | -37.2047 | -37.413 | -47.1366 | -50.6168
| BECCS | 0 | 0 | 0 | 0 | 0 | 0 | 0 | 0 | 0 | 0.16477 | 2.7078 | 5.5066 | 11.3013 | 19.991 | 23.1506 | 28.903 | 31.2693 | 34.2567 | 35.0341 | 35.7927 | 35.9895 | 36.1879 | 36.388 | 36.5897 | 36.7931 | 36.9981 | 37.2047 | 37.413 | 47.1366 | 50.6168
| Net emissions | 446.0382 | 460.3516 | 442.1195 | 421.6198 | 402.5723 | 391.008 | 370.094 | 345.4676 | 324.1729 | 303.0842 | 280.4425 | 248.5259 | 220.4599 | 189.8482 | 163.5306 | 139.6356 | 120.1194 | 103.3141 | 91.6153 | 78.9201 | 64.9791 | 55.329 | 47.0939 | 39.7537 | 33.5483 | 28.0667 | 22.3281 | 18.7903 | 5.567 | -1.3265
Rows coloured in grey are for chart, please do not delete
System Transformation
Carbon dioxide equivalent (Mt)
|  | 2021-01-01 | 2022-01-01 | 2023-01-01 | 2024-01-01 | 2025-01-01 | 2026-01-01 | 2027-01-01 | 2028-01-01 | 2029-01-01 | 2030-01-01 | 2031-01-01 | 2032-01-01 | 2033-01-01 | 2034-01-01 | 2035-01-01 | 2036-01-01 | 2037-01-01 | 2038-01-01 | 2039-01-01 | 2040-01-01 | 2041-01-01 | 2042-01-01 | 2043-01-01 | 2044-01-01 | 2045-01-01 | 2046-01-01 | 2047-01-01 | 2048-01-01 | 2049-01-01 | 2050-01-01
| Heat | 122.9209 | 108.9971 | 107.557 | 109.4838 | 110.3181 | 107.8112 | 104.6534 | 96.19 | 93.1141 | 89.4472 | 83.8685 | 75.3135 | 67.3839 | 62.5309 | 56.9919 | 51.2619 | 45.9148 | 40.6931 | 35.5961 | 30.6056 | 25.9974 | 21.6586 | 17.5101 | 13.5157 | 9.6876 | 7.6249 | 5.7805 | 3.9595 | 2.169 | 1.3617
| Industrial Process | 28.6311 | 25.6893 | 24.872 | 24.0805 | 22.4339 | 21.2472 | 19.68 | 18.7316 | 17.92 | 16.5335 | 15.402 | 13.2769 | 11.4685 | 10.0631 | 7.4292 | 5.7643 | 4.805 | 3.5402 | 3.131 | 2.121 | 1.7964 | 1.1901 | 1.0743 | 0.97581 | 0.95595 | 0.84415 | 0.83104 | 0.77187 | 0.7492 | 0.7103
| Agriculture | 47.9062 | 47.8358 | 46.7732 | 45.6666 | 44.4823 | 43.2321 | 42.0105 | 40.7999 | 39.4666 | 38.0412 | 36.461 | 35.6704 | 29.4306 | 29.0357 | 28.8218 | 28.6115 | 28.3985 | 31.693 | 32.1107 | 32.5263 | 32.2612 | 32.0072 | 31.7514 | 31.3326 | 31.0721 | 30.8104 | 30.546 | 30.2788 | 30.0087 | 29.7049
| Aviation | 15.7199 | 33.2289 | 36.9986 | 36.9338 | 36.481 | 35.8105 | 35.0762 | 34.374 | 33.553 | 33.0933 | 32.5433 | 31.8215 | 31.2654 | 30.6965 | 30.4305 | 30.2084 | 29.9576 | 29.7662 | 29.5802 | 29.1659 | 27.7105 | 27.2825 | 26.8379 | 26.3152 | 25.8645 | 25.3935 | 24.852 | 24.3606 | 23.8678 | 23.352
| Shipping | 11.5469 | 14.8932 | 15.0238 | 15.1545 | 15.2852 | 15.3882 | 15.4636 | 15.5113 | 15.5591 | 15.6068 | 14.8748 | 13.3631 | 11.0717 | 8.7803 | 6.4889 | 4.7564 | 3.5827 | 2.9679 | 2.3531 | 1.7383 | 1.3179 | 1.0919 | 1.0602 | 1.0285 | 0.99688 | 0.96547 | 0.93433 | 0.90344 | 0.87256 | 0.84167
| Waste | 18.6621 | 25.2018 | 23.7044 | 22.1678 | 22.1211 | 20.2931 | 18.6188 | 17.1732 | 15.8789 | 14.6683 | 14.2401 | 13.906 | 13.6248 | 13.2977 | 12.9494 | 12.6346 | 12.5065 | 12.3665 | 12.2927 | 13.4524 | 12.7707 | 11.863 | 10.5657 | 9.5939 | 8.5058 | 7.863 | 6.0318 | 5.9159 | 5.8068 | 5.6735
| F-gases | 10.9703 | 10.0468 | 9.1606 | 8.2188 | 7.5303 | 6.7794 | 6.147 | 5.5982 | 4.9981 | 4.4583 | 3.9477 | 3.4852 | 3.203 | 3.0128 | 2.8768 | 2.7536 | 2.6327 | 2.4829 | 2.3798 | 2.3211 | 2.2731 | 2.2467 | 2.2141 | 2.1944 | 2.1931 | 2.1817 | 2.187 | 2.1823 | 2.1754 | 2.1837
| Fuel Supply | 31.8289 | 33.6235 | 32.2398 | 30.3258 | 28.3136 | 26.6121 | 24.8393 | 22.1255 | 18.5255 | 15.8117 | 13.7576 | 11.9458 | 10.5055 | 10.0214 | 7.8115 | 6.5974 | 5.6577 | 5.0158 | 4.4179 | 2.1126 | 1.2005 | 1.2084 | 1.1581 | 1.0972 | 1.0322 | 0.93442 | 0.82234 | 0.68719 | 0.53393 | 0.29699
| Electricity without BECCS | 55.0543 | 53.741 | 47.3342 | 40.3071 | 31.9872 | 32.7997 | 33.1083 | 29.4002 | 28.5574 | 24.1956 | 22.7568 | 15.5574 | 14.8429 | 13.7748 | 10.3319 | 9.2287 | 8.0656 | 7.0594 | 6.3428 | 6.0391 | 5.8715 | 4.975 | 4.3122 | 4.3019 | 4.2956 | 4.2734 | 4.2953 | 4.2793 | 4.2753 | 4.2832
| Road Transport and Rail | 101.7143 | 102.7595 | 98.9832 | 95.1806 | 91.3463 | 87.2883 | 84.3466 | 81.1517 | 77.4711 | 73.4964 | 68.8613 | 63.4492 | 57.6715 | 51.2152 | 44.1443 | 36.899 | 29.6951 | 22.7803 | 16.5763 | 11.1661 | 6.6112 | 2.7631 | 0.81396 | 0.57842 | 0.40478 | 0.22431 | 0.04414 | 0 | 0 | 0
| BECCS | 0 | 0 | 0 | 0 | 0 | 0 | 0 | 0 | 0 | -0.57822 | -1.8197 | -5.5388 | -10.0479 | -17.0086 | -18.4978 | -20.0946 | -21.2158 | -27.788 | -30.2672 | -33.2417 | -43.0794 | -44.8658 | -47.4761 | -47.6778 | -47.8812 | -48.0862 | -48.2928 | -48.5011 | -48.711 | -57.7876
| BECCS | 0 | 0 | 0 | 0 | 0 | 0 | 0 | 0 | 0 | 0.57822 | 1.8197 | 5.5388 | 10.0479 | 17.0086 | 18.4978 | 20.0946 | 21.2158 | 27.788 | 30.2672 | 33.2417 | 43.0794 | 44.8658 | 47.4761 | 47.6778 | 47.8812 | 48.0862 | 48.2928 | 48.5011 | 48.711 | 57.7876
| Methane Reformation with CCUS | 0 | 0.0001518 | 0.0001518 | 0.0001518 | 0.00031363 | 0.030988 | 0.074828 | 0.14161 | 0.20096 | 0.30901 | 0.43102 | 0.60181 | 0.78887 | 0.97448 | 1.1695 | 0.80968 | 0.9109 | 1.0189 | 1.1066 | 1.201 | 1.2753 | 1.3495 | 1.4035 | 1.4439 | 1.4712 | 1.4712 | 1.4712 | 1.4712 | 1.4712 | 1.4712
| LULUCF P | 2021-01-01: 1.0831; 2022-01-01: 10.1467; 2023-01-01: 9.8429; 2024-01-01: 9.2967; 2025-01-01: 8.6516; 2026-01-01: 7.9082; 2027-01-01: 7.1023; 2028-01-01: 6.3464; 2029-01-01: 5.6533; 2030-01-01: 4.8148; 2031-01-01: 4.0488; 2032-01-01: 3.0563; 2033-01-01: 1.9063; 2034-01-01: 0.57088; 2035-01-01: 0
| LULUCF N | 0 | 0 | 0 | 0 | 0 | 0 | 0 | 0 | 0 | 0 | 0 | 0 | 0 | 0 | -0.86221 | -2.2362 | -3.4308 | -4.5213 | -5.2363 | -6.3346 | -7.9486 | -9.603 | -11.2696 | -12.9455 | -14.217 | -15.2072 | -16.2836 | -17.476 | -18.9322 | -20.7515
| LULUCF N | 0 | 0 | 0 | 0 | 0 | 0 | 0 | 0 | 0 | 0 | 0 | 0 | 0 | 0 | 0.86221 | 2.2362 | 3.4308 | 4.5213 | 5.2363 | 6.3346 | 7.9486 | 9.603 | 11.2696 | 12.9455 | 14.217 | 15.2072 | 16.2836 | 17.476 | 18.9322 | 20.7515
| Net | 446.0382 | 466.1636 | 452.4899 | 436.8164 | 418.9509 | 405.2009 | 391.1209 | 367.5438 | 350.8981 | 329.898 | 309.3731 | 275.9084 | 243.115 | 216.9653 | 190.0858 | 167.1948 | 147.4805 | 127.0749 | 110.3836 | 92.873 | 68.0578 | 53.1671 | 39.9556 | 31.7542 | 24.3813 | 19.2931 | 13.2192 | 8.833 | 4.2866 | -8.6599
Rows coloured in grey are for chart, please do not delete
Leading the Way
Carbon dioxide equivalent (Mt)
|  | 2021-01-01 | 2022-01-01 | 2023-01-01 | 2024-01-01 | 2025-01-01 | 2026-01-01 | 2027-01-01 | 2028-01-01 | 2029-01-01 | 2030-01-01 | 2031-01-01 | 2032-01-01 | 2033-01-01 | 2034-01-01 | 2035-01-01 | 2036-01-01 | 2037-01-01 | 2038-01-01 | 2039-01-01 | 2040-01-01 | 2041-01-01 | 2042-01-01 | 2043-01-01 | 2044-01-01 | 2045-01-01 | 2046-01-01 | 2047-01-01 | 2048-01-01 | 2049-01-01 | 2050-01-01
| Heat | 122.9209 | 108.5066 | 105.6347 | 103.639 | 100.8948 | 98.161 | 93.661 | 83.6345 | 77.7737 | 70.9576 | 63.7986 | 53.9862 | 44.8902 | 38.6685 | 32.7467 | 27.53 | 22.844 | 18.8009 | 15.2296 | 12.371 | 9.7383 | 7.9205 | 6.3943 | 5.257 | 4.3963 | 3.5982 | 2.8777 | 2.1968 | 1.5454 | 1.4195
| Industrial Process | 28.6311 | 25.6893 | 24.872 | 24.0805 | 22.4339 | 21.2472 | 19.68 | 18.7316 | 17.92 | 16.5335 | 15.402 | 13.2769 | 11.4685 | 10.0631 | 7.4292 | 5.7643 | 4.805 | 3.5402 | 3.131 | 2.121 | 1.7964 | 1.1901 | 1.0743 | 0.97581 | 0.95595 | 0.84415 | 0.83104 | 0.77187 | 0.7492 | 0.7103
| Agriculture | 47.9062 | 43.8458 | 42.4759 | 41.0923 | 39.6071 | 38.0885 | 36.6285 | 35.2089 | 33.7697 | 32.6497 | 31.4873 | 30.6719 | 29.9363 | 29.1236 | 28.5304 | 28.0414 | 27.5379 | 27.0296 | 26.5073 | 26.0048 | 25.481 | 24.9564 | 24.4054 | 23.771 | 23.2528 | 22.7353 | 22.216 | 21.7019 | 21.186 | 20.6003
| Aviation | 15.7199 | 33.0446 | 36.7968 | 39.0208 | 38.8695 | 38.0146 | 37.1044 | 36.326 | 35.4022 | 36.5032 | 37.0477 | 37.1996 | 37.5027 | 36.8229 | 35.7402 | 34.6845 | 33.6462 | 32.5754 | 31.3173 | 29.978 | 27.19 | 25.7901 | 24.422 | 22.9239 | 21.3711 | 20.0216 | 18.5544 | 17.1104 | 15.8555 | 14.4964
| Shipping | 11.5469 | 14.8932 | 15.0238 | 15.1545 | 15.2852 | 15.3882 | 15.4636 | 15.5113 | 15.5591 | 15.6068 | 14.8748 | 13.3631 | 11.0717 | 8.7803 | 6.4889 | 4.7564 | 3.5827 | 2.9679 | 2.3531 | 1.7383 | 1.3179 | 1.0919 | 1.0602 | 1.0285 | 0.99688 | 0.96547 | 0.93433 | 0.90344 | 0.87256 | 0.84167
| Waste | 18.6621 | 25.2018 | 23.7044 | 22.1678 | 22.1211 | 20.2931 | 18.6188 | 17.1732 | 15.8789 | 14.6683 | 14.2401 | 13.906 | 13.6248 | 13.2977 | 12.9494 | 12.6346 | 12.5065 | 12.3665 | 12.2927 | 13.4524 | 12.7707 | 11.863 | 10.5657 | 9.5939 | 8.5058 | 7.863 | 6.0318 | 5.9159 | 5.8068 | 5.6735
| F-gases | 10.9703 | 10.0428 | 9.1943 | 8.3412 | 7.7053 | 6.9728 | 6.3237 | 5.6977 | 5.0166 | 4.4415 | 3.8882 | 3.3889 | 3.0643 | 2.8249 | 2.6361 | 2.4406 | 2.271 | 2.0693 | 1.9157 | 1.8134 | 1.731 | 1.6586 | 1.5872 | 1.532 | 1.4955 | 1.47 | 1.4568 | 1.431 | 1.4205 | 1.4119
| Fuel Supply | 31.8289 | 33.6235 | 32.2398 | 30.3258 | 28.3136 | 26.6121 | 24.8393 | 22.1255 | 18.5255 | 15.8117 | 13.7576 | 11.9458 | 10.5055 | 10.0214 | 7.8115 | 6.5974 | 5.6577 | 5.0158 | 4.4179 | 2.1126 | 1.2005 | 1.2084 | 1.1581 | 1.0972 | 1.0322 | 0.93442 | 0.82234 | 0.68719 | 0.53393 | 0.29699
| Electricity without BECCS | 55.0543 | 51.4094 | 39.7848 | 29.2137 | 24.9146 | 23.2941 | 22.7357 | 21.819 | 19.8006 | 20.5275 | 13.4642 | 12.6254 | 10.2249 | 8.8242 | 8.3784 | 7.0893 | 6.9735 | 6.8022 | 6.7763 | 6.8068 | 6.5919 | 6.5199 | 6.3788 | 6.3395 | 6.3699 | 6.37 | 6.3584 | 6.3603 | 6.3212 | 6.3603
| Road Transport and Rail | 101.7143 | 102.349 | 98.0985 | 93.6644 | 88.9823 | 83.8196 | 79.4146 | 74.2002 | 68.1098 | 61.3686 | 54.0044 | 45.9125 | 38.0976 | 30.7546 | 24.3557 | 19.1474 | 14.9102 | 11.4454 | 8.5061 | 6.1805 | 3.9911 | 1.987 | 0.3717 | 0 | 0 | 0 | 0 | 0 | 0 | 0
| BECCS | 0 | 0 | 0 | 0 | 0 | -0.06953 | -0.13906 | -0.20859 | -0.27812 | -4.6562 | -5.0582 | -9.6129 | -10.5922 | -15.7266 | -16.8172 | -25.8608 | -22.5805 | -23.4663 | -24.3708 | -25.2564 | -25.569 | -25.8831 | -26.1989 | -26.5163 | -26.8354 | -27.0404 | -27.2471 | -27.4554 | -27.6653 | -27.8769
| BECCS | 0 | 0 | 0 | 0 | 0 | 0.06953 | 0.13906 | 0.20859 | 0.27812 | 4.6562 | 5.0582 | 9.6129 | 10.5922 | 15.7266 | 16.8172 | 25.8608 | 22.5805 | 23.4663 | 24.3708 | 25.2564 | 25.569 | 25.8831 | 26.1989 | 26.5163 | 26.8354 | 27.0404 | 27.2471 | 27.4554 | 27.6653 | 27.8769
| Methane Reformation with CCUS | 0 | 0.00027376 | 0.00027376 | 0.00027376 | 0.00037804 | 0.012495 | 0.023741 | 0.039984 | 0.057478 | 0.081218 | 0.12728 | 0.19957 | 0.2624 | 0.29988 | 0.319 | 0.19492 | 0.19492 | 0.19492 | 0.19492 | 0.19492 | 0.19492 | 0.19492 | 0.19492 | 0.19492 | 0.19492 | 0.19492 | 0.19492 | 0.19492 | 0.19492 | 0.19492
| DACCS | 0 | 0 | 0 | 0 | 0 | 0 | 0 | 0 | 0 | 0 | 0 | 0 | 0 | 0 | 0 | 0 | 0 | 0 | 0 | 2.1818 | 4.3636 | 6.5455 | 8.7273 | 10.9091 | 13.0909 | 15.2727 | 17.4545 | 19.6364 | 21.8182 | 24
| DACCS | 0 | 0 | 0 | 0 | 0 | 0 | 0 | 0 | 0 | 0 | 0 | 0 | 0 | 0 | 0 | 0 | 0 | 0 | 0 | -2.1818 | -4.3636 | -6.5455 | -8.7273 | -10.9091 | -13.0909 | -15.2727 | -17.4545 | -19.6364 | -21.8182 | -24
| LULUCF P | 1.0831 | 9.9208 | 9.5916 | 9.0164 | 8.3319 | 7.5014 | 6.5659 | 5.5985 | 4.6441 | 3.4385 | 2.1992 | 0.6412 | 0 | 0 | 0 | 0 | 0 | 0 | 0 | 0 | 0 | 0 | 0 | 0 | 0 | 0 | 0 | 0 | 0 | 0
| LULUCF N | 0 | 0 | 0 | 0 | 0 | 0 | 0 | 0 | 0 | 0 | 0 | 0 | -1.0963 | -3.0416 | -5.1128 | -7.2186 | -9.058 | -10.6897 | -11.8623 | -13.4926 | -15.6168 | -17.903 | -20.2771 | -22.6963 | -24.5516 | -26.3091 | -28.0637 | -29.9205 | -32.0179 | -34.4198
| LULUCF N | 0 | 0 | 0 | 0 | 0 | 0 | 0 | 0 | 0 | 0 | 0 | 0 | 1.0963 | 3.0416 | 5.1128 | 7.2186 | 9.058 | 10.6897 | 11.8623 | 13.4926 | 15.6168 | 17.903 | 20.2771 | 22.6963 | 24.5516 | 26.3091 | 28.0637 | 29.9205 | 32.0179 | 34.4198
| Net | 446.0382 | 458.5271 | 437.4169 | 415.7166 | 397.4597 | 379.3355 | 360.9201 | 335.8578 | 312.1795 | 287.9321 | 259.2332 | 227.5042 | 198.9603 | 170.713 | 145.4556 | 115.8015 | 103.2911 | 88.6522 | 76.4088 | 61.8426 | 46.4544 | 34.0493 | 22.4093 | 12.592 | 4.0934 | -3.6251 | -12.4877 | -19.7384 | -27.0153 | -34.2909
Rows coloured in grey are for chart, please do not delete
Falling Short
Carbon dioxide equivalent (Mt)
|  | 2021-01-01 | 2022-01-01 | 2023-01-01 | 2024-01-01 | 2025-01-01 | 2026-01-01 | 2027-01-01 | 2028-01-01 | 2029-01-01 | 2030-01-01 | 2031-01-01 | 2032-01-01 | 2033-01-01 | 2034-01-01 | 2035-01-01 | 2036-01-01 | 2037-01-01 | 2038-01-01 | 2039-01-01 | 2040-01-01 | 2041-01-01 | 2042-01-01 | 2043-01-01 | 2044-01-01 | 2045-01-01 | 2046-01-01 | 2047-01-01 | 2048-01-01 | 2049-01-01 | 2050-01-01
| Heat | 122.9209 | 109.1282 | 115.8486 | 115.0126 | 113.0781 | 111.3519 | 108.8296 | 103.9548 | 102.6758 | 101.0952 | 99.6232 | 97.9247 | 96.1393 | 94.246 | 92.0881 | 90.1267 | 88.0634 | 85.8327 | 83.4157 | 80.8295 | 78.2745 | 75.9783 | 73.7412 | 71.5711 | 69.5016 | 67.3524 | 65.0715 | 62.4648 | 59.623 | 56.6079
| Industrial Process | 28.6311 | 28.7818 | 28.9324 | 29.0831 | 29.2337 | 29.3844 | 29.535 | 29.6857 | 29.8363 | 29.987 | 30.1376 | 30.2883 | 30.4389 | 30.5896 | 30.7402 | 30.8909 | 31.0415 | 31.1922 | 31.3428 | 31.4935 | 31.6441 | 31.7948 | 31.9454 | 32.0961 | 32.2467 | 32.3974 | 32.548 | 32.6987 | 32.8493 | 33
| Agriculture and LULUCF | 48.9894 | 55.158 | 53.8868 | 52.3675 | 50.6754 | 48.8444 | 47.703 | 46.5617 | 45.4203 | 44.279 | 43.1376 | 41.9963 | 40.8549 | 39.7136 | 38.5722 | 37.4309 | 36.2895 | 35.1482 | 34.0068 | 32.8655 | 31.7241 | 30.5828 | 29.4415 | 28.3001 | 27.1588 | 26.0174 | 24.8761 | 23.7347 | 22.5934 | 21.452
| Aviation | 15.7199 | 33.2642 | 37.0378 | 36.973 | 36.5198 | 35.8486 | 35.1137 | 34.4108 | 33.589 | 33.1291 | 32.5789 | 31.8568 | 31.3005 | 30.7314 | 30.4655 | 30.2434 | 29.9927 | 29.8013 | 29.6154 | 30.3099 | 31.0043 | 31.6988 | 32.3932 | 33.0877 | 33.7821 | 34.4766 | 35.171 | 35.8655 | 36.5599 | 37.85
| Shipping | 11.5469 | 14.9268 | 15.0583 | 15.1898 | 15.3214 | 15.4235 | 15.4963 | 15.5398 | 15.5832 | 15.6267 | 15.2269 | 14.3841 | 13.0981 | 11.8121 | 10.5261 | 9.5309 | 8.8266 | 8.4132 | 7.9997 | 7.5863 | 6.9135 | 5.9814 | 5.7508 | 5.5201 | 5.2895 | 5.0588 | 4.8282 | 4.5975 | 4.3668 | 4.4
| Waste | 18.6621 | 25.1886 | 23.6583 | 22.0888 | 21.7235 | 19.8743 | 19.3354 | 18.7965 | 18.2576 | 17.7187 | 17.1799 | 16.641 | 16.1021 | 15.5632 | 15.0243 | 14.4855 | 13.9466 | 13.4077 | 12.8688 | 12.3299 | 11.7911 | 11.2522 | 10.7133 | 10.1744 | 9.6356 | 9.0967 | 8.5578 | 8.0189 | 7.48 | 6.9412
| F-gases | 10.9703 | 10.0468 | 9.1606 | 8.2188 | 7.5303 | 7.3481 | 7.1659 | 6.9837 | 6.8015 | 6.6193 | 6.4372 | 6.255 | 6.0728 | 5.8906 | 5.7084 | 5.5262 | 5.3441 | 5.1619 | 4.9797 | 4.7975 | 4.6153 | 4.4331 | 4.251 | 4.0688 | 3.8866 | 3.7044 | 3.5222 | 3.34 | 3.1579 | 3.1579
| Fuel Supply | 31.8289 | 31.6635 | 31.2035 | 30.7435 | 30.2835 | 29.8235 | 29.3635 | 28.9035 | 28.4435 | 27.9835 | 27.5235 | 27.0635 | 26.6035 | 26.1435 | 25.6835 | 25.2235 | 24.7635 | 24.3035 | 23.8435 | 23.3835 | 22.9235 | 22.4635 | 22.0035 | 21.5435 | 21.0835 | 20.6235 | 20.1635 | 19.7035 | 19.2435 | 18.7835
| Electricity without BECCS | 55.0543 | 53.7363 | 52.5196 | 48.0558 | 42.5331 | 49.3708 | 45.5134 | 40.7237 | 36.144 | 34.4618 | 34.376 | 31.9128 | 31.1652 | 29.6612 | 23.2616 | 20.179 | 16.3845 | 14.8033 | 12.9801 | 12.3431 | 11.2962 | 10.7028 | 10.2085 | 9.6615 | 9.973 | 9.7632 | 9.776 | 9.2918 | 9.2868 | 9.2747
| Road Transport and Rail | 101.7143 | 103.0286 | 99.4375 | 95.8333 | 92.2646 | 88.5638 | 86.1127 | 83.5743 | 80.7496 | 77.8855 | 74.7803 | 71.2552 | 67.7859 | 63.9476 | 59.627 | 54.6651 | 49.273 | 43.5944 | 37.944 | 32.2706 | 26.7638 | 21.6163 | 16.8069 | 12.3623 | 8.5056 | 6.1169 | 4.2875 | 3.5069 | 2.8228 | 2.2358
| Methane Reformation with CCUS | 0 | 0.00012308 | 0.00012308 | 0.00012308 | 0.00025496 | 0.00025496 | 0.00025496 | 0.00025496 | 0.00025496 | 0.00025496 | 0.00025496 | 0.00025496 | 0.00025496 | 0.0054549 | 0.011012 | 0.016675 | 0.022762 | 0.028955 | 0.035125 | 0.042275 | 0.049535 | 0.055808 | 0.062121 | 0.067722 | 0.071222 | 0.072472 | 0.073846 | 0.074971 | 0.074971 | 0.074971
| BECCS | 0 | 0 | 0 | 0 | 0 | 0 | 0 | 0 | 0 | 0 | 0 | 0 | -1.8454 | -1.8454 | -3.6909 | -3.6909 | -5.5363 | -5.5363 | -7.3817 | -7.3817 | -7.3817 | -9.3949 | -9.3949 | -9.3949 | -9.3949 | -9.3949 | -9.3949 | -11.4081 | -11.4081 | -15.4345
| BECCS | 0 | 0 | 0 | 0 | 0 | 0 | 0 | 0 | 0 | 0 | 0 | 0 | 1.8454 | 1.8454 | 3.6909 | 3.6909 | 5.5363 | 5.5363 | 7.3817 | 7.3817 | 7.3817 | 9.3949 | 9.3949 | 9.3949 | 9.3949 | 9.3949 | 9.3949 | 11.4081 | 11.4081 | 15.4345
| Net | 446.0382 | 464.9228 | 466.7436 | 453.5664 | 439.1636 | 435.8336 | 424.1687 | 409.1347 | 397.5012 | 388.7861 | 381.0014 | 369.5779 | 357.716 | 346.4588 | 328.0171 | 314.628 | 298.412 | 286.151 | 271.65 | 260.8699 | 249.6184 | 237.165 | 227.9225 | 219.0583 | 211.7391 | 205.2848 | 199.4807 | 191.8892 | 186.6503 | 178.3433
Rows coloured in grey are for chart, please do not delete
Figure NZ.04 Power Generation Emissions
Carbon dioxide equivalent (Mt)
|  | 2021-01-01 | 2022-01-01 | 2023-01-01 | 2024-01-01 | 2025-01-01 | 2026-01-01 | 2027-01-01 | 2028-01-01 | 2029-01-01 | 2030-01-01 | 2031-01-01 | 2032-01-01 | 2033-01-01 | 2034-01-01 | 2035-01-01 | 2036-01-01 | 2037-01-01 | 2038-01-01 | 2039-01-01 | 2040-01-01 | 2041-01-01 | 2042-01-01 | 2043-01-01 | 2044-01-01 | 2045-01-01 | 2046-01-01 | 2047-01-01 | 2048-01-01 | 2049-01-01 | 2050-01-01
| Consumer Transformation | 55.0543 | 51.4858 | 41.8772 | 34.6076 | 29.6704 | 34.2226 | 30.2248 | 28.2543 | 26.4532 | 25.4298 | 22.2081 | 12.8989 | 7.1526 | -3.8775 | -7.9113 | -13.2657 | -17.2287 | -20.0169 | -20.1535 | -20.5473 | -22.4317 | -22.6748 | -22.725 | -22.9472 | -23.1561 | -23.7781 | -23.869 | -23.8422 | -33.3764 | -36.626
| System Transformation | 55.0543 | 53.741 | 47.3342 | 40.3071 | 31.9872 | 32.7997 | 33.1083 | 29.4002 | 28.5574 | 24.1956 | 22.7568 | 13.1174 | 9.741 | 3.5711 | 0.12811 | -1.4734 | -2.6365 | -9.0714 | -11.1049 | -11.4086 | -19.629 | -20.5255 | -23.2015 | -23.2117 | -23.2181 | -23.2402 | -23.2184 | -23.2343 | -23.2384 | -32.0954
| Leading the Way | 55.0543 | 51.4094 | 39.7848 | 29.2137 | 24.9146 | 23.2941 | 22.7357 | 21.819 | 19.8006 | 16.3837 | 9.3205 | 4.3379 | 1.9374 | -3.607 | -4.0528 | -13.6294 | -9.6015 | -9.7727 | -9.7987 | -9.7682 | -9.9831 | -10.055 | -10.1962 | -10.2355 | -10.2051 | -10.2049 | -10.2166 | -10.2147 | -10.2538 | -10.2147
| Falling Short | 55.0543 | 53.7363 | 52.5196 | 48.0558 | 42.5331 | 49.3708 | 45.5134 | 40.7237 | 36.144 | 34.4618 | 34.376 | 31.9128 | 29.3197 | 27.8157 | 19.5707 | 16.4882 | 10.8482 | 9.267 | 5.5984 | 4.9614 | 3.9145 | 1.3079 | 0.81362 | 0.26657 | 0.57807 | 0.3683 | 0.38109 | -2.1163 | -2.1213 | -6.1598
| Five Year Forecast | 2021-01-01: 55.0543; 2022-01-01: 53.8235; 2023-01-01: 47.6542; 2024-01-01: 40.3144; 2025-01-01: 32.4421; 2026-01-01: 33.5275; 2027-01-01: 33.7591; 2028-01-01: 30.151

## NZ.10
NZ.10: Plant Biomass
Return to: Main Menu
Return to: Chapter contents
Figure NZ.10 Plant biomass
| Data item | 2000-01-01 | 2001-01-01 | 2002-01-01 | 2003-01-01 | 2004-01-01 | 2005-01-01 | 2006-01-01 | 2007-01-01 | 2008-01-01 | 2009-01-01 | 2010-01-01 | 2011-01-01 | 2012-01-01 | 2013-01-01 | 2014-01-01 | 2015-01-01 | 2016-01-01 | 2017-01-01 | 2018-01-01 | 2019-01-01 | 2020-01-01 | 2021-01-01
| Plant Biomass Imports (TWh) | 0 | 0 | 0 | 1.4025 | 5.1054 | 5.3435 | 6.3118 | 4.8031 | 5.4962 | 5.3782 | 11.2141 | 11.1191 | 12.9017 | 20.0132 | 27.8124 | 36.021 | 39.7271 | 38.2617 | 44.6865 | 49.3204 | 50.7958 | 51.7618
| Plant biomass imports % | 0% | 0% | 0% | 0% | 76.47% | 39.98% | 47.11% | 45.73% | 46.86% | 40.17% | 65.07% | 54.49% | 58.11% | 63.52% | 62.58% | 60.02% | 64.91% | 57.27% | 56.89% | 57.81% | 55.88% | 54.43%
| Plant biomass as a % of total bioenergy | 0% | 0% | 0% | 4.081% | 13.07% | 11.23% | 12.49% | 9.066% | 8.86% | 7.814% | 14.15% | 13.58% | 15.38% | 20.88% | 24.57% | 27.44% | 28.66% | 26.21% | 27.08% | 28.94% | 29.01% | 28.69%
| Plant biomass % use for power | 0% | 0% | 0% | 0% | 86.33% | 91.22% | 90.23% | 86.35% | 79% | 78.4% | 80.05% | 81.98% | 83.68% | 83.12% | 83.96% | 82.27% | 80.51% | 80.31% | 79.2% | 80.39% | 78.75% | 79.98%
Source: https://www.gov.uk/government/statistics/renewable-sources-of-energy-chapter-6-digest-of-united-kingdom-energy-statistics-dukes
NB: From 2004 "Solid Biomass" was split into "Plant Biomass" and "Animal Biomass"
LW reaches 95% reduction in 2042

## NZ.11-15
NZ.11 - NZ.15: Negative emissions (by scenario)
Return to: Main Menu
Return to: Chapter contents
Figure NZ.11 Consumer Transformation negative emissions with LULUCF (left) and without LULUCF (right) | Consumer Transformation
Carbon dioxide equivalent (Mt)
|  | 2020 | 2021 | 2022 | 2023 | 2024 | 2025 | 2026 | 2027 | 2028 | 2029 | 2030 | 2031 | 2032 | 2033 | 2034 | 2035 | 2036 | 2037 | 2038 | 2039 | 2040 | 2041 | 2042 | 2043 | 2044 | 2045 | 2046 | 2047 | 2048 | 2049 | 2050
| Power Sector BECCS | 0 | 0 | 0 | 0 | 0 | 0 | 0 | 0 | 0 | 0 | 0 | 2.4275 | 5.1019 | 10.2038 | 18.1893 | 20.6294 | 25.6682 | 27.2982 | 29.5269 | 29.5269 | 29.5269 | 29.5269 | 29.5269 | 29.5269 | 29.5269 | 29.5269 | 29.5269 | 29.5269 | 29.5269 | 39.0405 | 42.3091
| BECCS Enabled Hydrogen | 0 | 0 | 0 | 0 | 0 | 0 | 0 | 0 | 0 | 0 | 0 | 0 | 0 | 0 | 0 | 0 | 0 | 0 | 0 | 0 | 0 | 0 | 0 | 0 | 0 | 0 | 0 | 0 | 0 | 0 | 0
| BECCS for biofuels | 0 | 0 | 0 | 0 | 0 | 0 | 0 | 0 | 0 | 0 | 0.16477 | 0.28027 | 0.40472 | 1.0975 | 1.8017 | 2.5212 | 3.2348 | 3.9711 | 4.7298 | 5.5073 | 6.2658 | 6.4626 | 6.661 | 6.8611 | 7.0628 | 7.2662 | 7.4712 | 7.6778 | 7.8861 | 8.0961 | 8.3076
| DACCS | 0 | 0 | 0 | 0 | 0 | 0 | 0 | 0 | 0 | 0 | 0 | 0 | 0 | 0 | 0 | 0 | 0 | 0 | 0 | 0 | 0 | 0 | 0 | 0 | 0 | 0 | 0 | 0 | 0 | 0 | 0
| LULUCF | 0 | 0 | 0 | 0 | 0 | 0 | 0 | 0 | 0 | 0 | 0 | 0 | 0 | 0 | 0 | 0.86221 | 2.2362 | 3.4308 | 4.5213 | 5.2363 | 6.3346 | 7.9486 | 9.603 | 11.2696 | 12.9455 | 14.217 | 15.2072 | 16.2836 | 17.476 | 18.9322 | 20.7515
Figure NZ.12 System Transformation negative emissions with LULUCF (left) and without LULUCF (right)
System Transformation
Carbon dioxide equivalent (Mt)
|  | 2020 | 2021 | 2022 | 2023 | 2024 | 2025 | 2026 | 2027 | 2028 | 2029 | 2030 | 2031 | 2032 | 2033 | 2034 | 2035 | 2036 | 2037 | 2038 | 2039 | 2040 | 2041 | 2042 | 2043 | 2044 | 2045 | 2046 | 2047 | 2048 | 2049 | 2050
| Power Sector BECCS | 0 | 0 | 0 | 0 | 0 | 0 | 0 | 0 | 0 | 0 | 0 | 0 | 2.44 | 5.1019 | 10.2038 | 10.2038 | 10.7022 | 10.7022 | 16.1308 | 17.4477 | 17.4477 | 25.5005 | 25.5005 | 27.5137 | 27.5137 | 27.5137 | 27.5137 | 27.5137 | 27.5137 | 27.5137 | 36.3787
| BECCS Enabled Hydrogen | 0 | 0 | 0 | 0 | 0 | 0 | 0 | 0 | 0 | 0 | 0.41345 | 1.5394 | 2.694 | 3.8486 | 5.0031 | 5.7728 | 6.1577 | 6.5426 | 6.9274 | 7.3123 | 9.5282 | 11.1163 | 12.7043 | 13.1013 | 13.1013 | 13.1013 | 13.1013 | 13.1013 | 13.1013 | 13.1013 | 13.1013
| BECCS for biofuels | 0 | 0 | 0 | 0 | 0 | 0 | 0 | 0 | 0 | 0 | 0.16477 | 0.28027 | 0.40472 | 1.0975 | 1.8017 | 2.5212 | 3.2348 | 3.9711 | 4.7298 | 5.5073 | 6.2658 | 6.4626 | 6.661 | 6.8611 | 7.0628 | 7.2662 | 7.4712 | 7.6778 | 7.8861 | 8.0961 | 8.3076
| DACCS | 0 | 0 | 0 | 0 | 0 | 0 | 0 | 0 | 0 | 0 | 0 | 0 | 0 | 0 | 0 | 0 | 0 | 0 | 0 | 0 | 0 | 0 | 0 | 0 | 0 | 0 | 0 | 0 | 0 | 0 | 0
| LULUCF | 0 | 0 | 0 | 0 | 0 | 0 | 0 | 0 | 0 | 0 | 0 | 0 | 0 | 0 | 0 | 0.86221 | 2.2362 | 3.4308 | 4.5213 | 5.2363 | 6.3346 | 7.9486 | 9.603 | 11.2696 | 12.9455 | 14.217 | 15.2072 | 16.2836 | 17.476 | 18.9322 | 20.7515
Figure NZ.13 Leading the Way negative emissions with LULUCF (left) and without LULUCF (right)
Leading the Way
Carbon dioxide equivalent (Mt)
|  | 2020 | 2021 | 2022 | 2023 | 2024 | 2025 | 2026 | 2027 | 2028 | 2029 | 2030 | 2031 | 2032 | 2033 | 2034 | 2035 | 2036 | 2037 | 2038 | 2039 | 2040 | 2041 | 2042 | 2043 | 2044 | 2045 | 2046 | 2047 | 2048 | 2049 | 2050
| Power Sector BECCS | 0 | 0 | 0 | 0 | 0 | 0 | 0 | 0 | 0 | 0 | 4.1437 | 4.1437 | 8.2875 | 8.2875 | 12.4312 | 12.4312 | 20.7187 | 16.575 | 16.575 | 16.575 | 16.575 | 16.575 | 16.575 | 16.575 | 16.575 | 16.575 | 16.575 | 16.575 | 16.575 | 16.575 | 16.575
| BECCS Enabled Hydrogen | 0 | 0 | 0 | 0 | 0 | 0 | 0.06953 | 0.13906 | 0.20859 | 0.27812 | 0.34765 | 0.63418 | 0.92071 | 1.2072 | 1.4938 | 1.8648 | 1.9074 | 2.0344 | 2.1615 | 2.2886 | 2.4157 | 2.5314 | 2.6471 | 2.7628 | 2.8785 | 2.9943 | 2.9943 | 2.9943 | 2.9943 | 2.9943 | 2.9943
| BECCS for biofuels | 0 | 0 | 0 | 0 | 0 | 0 | 0 | 0 | 0 | 0 | 0.16477 | 0.28027 | 0.40472 | 1.0975 | 1.8017 | 2.5212 | 3.2348 | 3.9711 | 4.7298 | 5.5073 | 6.2658 | 6.4626 | 6.661 | 6.8611 | 7.0628 | 7.2662 | 7.4712 | 7.6778 | 7.8861 | 8.0961 | 8.3076
| DACCS | 0 | 0 | 0 | 0 | 0 | 0 | 0 | 0 | 0 | 0 | 0 | 0 | 0 | 0 | 0 | 0 | 0 | 0 | 0 | 0 | 2.1818 | 4.3636 | 6.5455 | 8.7273 | 10.9091 | 13.0909 | 15.2727 | 17.4545 | 19.6364 | 21.8182 | 24
| LULUCF | 0 | 0 | 0 | 0 | 0 | 0 | 0 | 0 | 0 | 0 | 0 | 0 | 0 | 1.0963 | 3.0416 | 5.1128 | 7.2186 | 9.058 | 10.6897 | 11.8623 | 13.4926 | 15.6168 | 17.903 | 20.2771 | 22.6963 | 24.5516 | 26.3091 | 28.0637 | 29.9205 | 32.0179 | 34.4198
Figure NZ.14 Falling Short negative emissions | Falling Short
Carbon dioxide equivalent (Mt)
|  | 2020 | 2021 | 2022 | 2023 | 2024 | 2025 | 2026 | 2027 | 2028 | 2029 | 2030 | 2031 | 2032 | 2033 | 2034 | 2035 | 2036 | 2037 | 2038 | 2039 | 2040 | 2041 | 2042 | 2043 | 2044 | 2045 | 2046 | 2047 | 2048 | 2049 | 2050
| Power Sector BECCS | 0 | 0 | 0 | 0 | 0 | 0 | 0 | 0 | 0 | 0 | 0 | 0 | 0 | 1.8454 | 1.8454 | 3.6909 | 3.6909 | 5.5363 | 5.5363 | 7.3817 | 7.3817 | 7.3817 | 9.3949 | 9.3949 | 9.3949 | 9.3949 | 9.3949 | 9.3949 | 11.4081 | 11.4081 | 15.4345
| BECCS Enabled Hydrogen | 0 | 0 | 0 | 0 | 0 | 0 | 0 | 0 | 0 | 0 | 0 | 0 | 0 | 0 | 0 | 0 | 0 | 0 | 0 | 0 | 0 | 0 | 0 | 0 | 0 | 0 | 0 | 0 | 0 | 0 | 0
| BECCS for biofuels | 0 | 0 | 0 | 0 | 0 | 0 | 0 | 0 | 0 | 0 | 0 | 0 | 0 | 0 | 0 | 0 | 0 | 0 | 0 | 0 | 0 | 0 | 0 | 0 | 0 | 0 | 0 | 0 | 0 | 0 | 0
| DACCS | 0 | 0 | 0 | 0 | 0 | 0 | 0 | 0 | 0 | 0 | 0 | 0 | 0 | 0 | 0 | 0 | 0 | 0 | 0 | 0 | 0 | 0 | 0 | 0 | 0 | 0 | 0 | 0 | 0 | 0 | 0
| LULUCF | 0 | 0 | 0 | 0 | 0 | 0 | 0 | 0 | 0 | 0 | 0 | 0 | 0 | 0 | 0 | 0 | 0 | 0 | 0 | 0 | 0 | 0 | 0 | 0 | 0 | 0 | 0 | 0 | 0 | 0 | 0
Figure NZ.15 Negative Emissions from BECCS by 2050 | 2050 Carbon dioxide equivalent (Mt)
|  |  | Consumer Transformation | System Transformation | Leading the Way
| BECCS Enabled Hydrogen | 2021: 0; 2022: 13.1013; 2023: 2.9943
| BECCS for Power Generation | 2021: 42.3091; 2022: 36.3787; 2023: 16.575
| BECCS for Biofuel | 2021: 8.3076; 2022: 8.3076; 2023: 8.3076

## NZ.16-17
NZ.16 - NZ.17: Negative Emissions in each scenario at 2050
Return to: Main Menu
Return to: Chapter contents | Emissions in 2050 MtCO2e
| Scenario | Net Emissions incl. BECCS | Emissions from BECCS | Emissions excl. BECCS
Figure NZ.16 Net annual emissions sensitivity analysis - without BECCS 2050 | Consumer Transformation | -1.3265 | -50.6168 | 49.2902
| System Transformation | -8.6599 | -57.7876 | 49.1277
| Leading the Way | -34.2909 | -27.8769 | -6.414
Emissions in 2050 MtCO2e
| Scenario | Net Emissions incl. BECCS and DACCS | Emissions from BECCS and DACCS | Emissions excl. BECCS and DACCS
| Consumer Transformation | -1.3265 | -50.6168 | 49.2902
| System Transformation | -8.6599 | -57.7876 | 49.1277
| Leading the Way | -34.2909 | -51.8769 | 17.586
Figure NZ.17 Net annual emissions sensitivity analysis - without BECCS and DACCS

## NZ.18-21
NZ.18-NZ.21: Estimated number of vehicles in the UK and associated emissions
Return to: Main Menu
Return to: Chapter contents
Figure NZ.18 Estimated number of vehicles in the UK and associated emissions in Consumer Transformation
Consumer Transformation
| Data item | 2020-01-01 | 2021-01-01 | 2022-01-01 | 2023-01-01 | 2024-01-01 | 2025-01-01 | 2026-01-01 | 2027-01-01 | 2028-01-01 | 2029-01-01 | 2030-01-01 | 2031-01-01 | 2032-01-01 | 2033-01-01 | 2034-01-01 | 2035-01-01 | 2036-01-01 | 2037-01-01 | 2038-01-01 | 2039-01-01 | 2040-01-01 | 2041-01-01 | 2042-01-01 | 2043-01-01 | 2044-01-01 | 2045-01-01 | 2046-01-01 | 2047-01-01 | 2048-01-01 | 2049-01-01 | 2050-01-01
| # Vehicles - Electric Vehicles | 431847 | 739264 | 1141412.396 | 1703005.8536 | 2494350.0758 | 3546776.4869 | 4926984.0272 | 6664253.5948 | 8812853.9702 | 11367880.6864 | 14282852.2569 | 17795231.0448 | 21525591.2281 | 25238779.0004 | 28642946.1541 | 31593156.3471 | 33960612.7153 | 35708005.6572 | 36977149.4983 | 37801353.0357 | 38351953.972 | 38470775.8071 | 38421842.3892 | 38295705.3871 | 38089067.8527 | 37819277.1954 | 37465927.2992 | 37027459.134 | 36539490.9618 | 35933910.6805 | 35223456.5747
| # Vehicles - Hydrogen | 233 | 250 | 2394 | 3653 | 5154 | 6910 | 8955 | 11332 | 14073 | 17243 | 20902 | 25119 | 29970 | 35542 | 41932 | 49259.0867 | 57468.2847 | 66748.3428 | 77311.5017 | 89426.9643 | 103485.028 | 119995.1929 | 139591.6108 | 162849.6129 | 185471.1473 | 211556.8046 | 241230.5833 | 274719.569 | 312296.0173 | 348567.8661 | 386958.561
| # Vehicles - Natural Gas | 1282 | 1686 | 1983 | 2456 | 3038 | 3759 | 4652 | 5761 | 7142 | 8863 | 11011 | 13691 | 17039 | 21211 | 26398 | 27674.3122 | 29187.1587 | 30982.5395 | 33085.7218 | 35516.7054 | 34412.1241 | 33059.6114 | 31418.1672 | 29422.0588 | 26991.2861 | 24030.4827 | 20419.9157 | 15952.5852 | 10514.7583 | 3861 | 1
| # Vehicles - Internal Combustion Engine | 37444457 | 37567258 | 37244348.5242 | 36784454.4422 | 36089503.7369 | 35130440.5147 | 33842014.0061 | 32194961.5677 | 30134281.6846 | 27663718.9723 | 24828308.1796 | 21387807.1904 | 17715148.026 | 14044309.8482 | 10666557.961 | 7731804.8133 | 5370137.0018 | 3612473.2732 | 2307227.5268 | 1417920.8176 | 772758.3584 | 521892.5232 | 396187.8496 | 299750.0418 | 235121.9734 | 175486.6907 | 119743.5327 | 65168.2591 | 12466.9314 | 0 | 0
| Emissions | 90.4631 | 100.1456 | 100.0387 | 95.7977 | 91.4898 | 86.9455 | 81.9443 | 77.7524 | 73.0082 | 67.5566 | 61.6314 | 54.7 | 47.2558 | 39.9502 | 33.0138 | 26.305 | 20.5336 | 15.7413 | 11.7304 | 8.3616 | 5.4752 | 3.229 | 1.6786 | 0.94967 | 0.68236 | 0.45385 | 0.26253 | 0.085008 | 0.0048536 | 0 | 0
Figure NZ.19 Estimated number of vehicles in the UK and associated emissions in System Transformation | System Transformation
| Data item | 2020-01-01 | 2021-01-01 | 2022-01-01 | 2023-01-01 | 2024-01-01 | 2025-01-01 | 2026-01-01 | 2027-01-01 | 2028-01-01 | 2029-01-01 | 2030-01-01 | 2031-01-01 | 2032-01-01 | 2033-01-01 | 2034-01-01 | 2035-01-01 | 2036-01-01 | 2037-01-01 | 2038-01-01 | 2039-01-01 | 2040-01-01 | 2041-01-01 | 2042-01-01 | 2043-01-01 | 2044-01-01 | 2045-01-01 | 2046-01-01 | 2047-01-01 | 2048-01-01 | 2049-01-01 | 2050-01-01
| # Vehicles - Electric Vehicles | 431847 | 739264 | 977622.7848 | 1310916.0423 | 1741879.1277 | 2298752.6143 | 3024662.0385 | 3943632.5772 | 5103256.4997 | 6539921.3947 | 8291530.5828 | 10463911.1577 | 13027621.826 | 15974218.8129 | 19221514.7159 | 22486268.8781 | 25772414.1995 | 28881327.2873 | 31669662.3395 | 33995227.0806 | 35853258.9742 | 37290810.6045 | 38303361.9776 | 38603485.3852 | 38398797.3436 | 38088574.125 | 37637392.937 | 37033214.4788 | 36466478.8057 | 35859566.0467 | 35177304.1316
| # Vehicles - Hydrogen | 233 | 250 | 3358 | 5642 | 8272 | 11446 | 15368 | 20137 | 26010 | 33217 | 42181 | 54219 | 69494 | 88695 | 113186 | 149568.2705 | 195599.0946 | 254145.6854 | 327686.6605 | 419592.9194 | 535505.0258 | 674629.3955 | 846443.0224 | 1036474.2371 | 1261509.4502 | 1556090.8821 | 1954146.0297 | 2434323.4832 | 2796479.1048 | 3142882.5 | 3498006.0041
| # Vehicles - Natural Gas | 1282 | 1686 | 2102 | 2677 | 3405 | 4332 | 5514 | 7028 | 8973 | 11473 | 14691 | 18828 | 24149 | 30955 | 39436 | 41484.3122 | 43933.1587 | 46856.5395 | 50295.7218 | 54310.7054 | 52832.1241 | 50995.6114 | 48718.1672 | 45890.0588 | 42371.2861 | 37992.4827 | 32539.9157 | 25665.5852 | 17134.7583 | 6514 | 0
| # Vehicles - Internal Combustion Engine | 37444457 | 37567258 | 37406927.5242 | 37174079.4422 | 36838138.7369 | 36373139.5147 | 35737600.0061 | 34907982.5677 | 33836418.6846 | 32486007.9723 | 30817959.1796 | 28724501.1904 | 26234068.026 | 23353370.8482 | 20161480.961 | 16940078.8133 | 13680389.0018 | 10577395.2732 | 7770299.5268 | 5399307.8176 | 3465377.3584 | 1912385.5232 | 732152.8496 | 222952.4196 | 156345.8935 | 94036.2008 | 32570.5327 | 0 | 0 | 0 | 0
| Emissions | 90.4631 | 100.1456 | 100.4115 | 96.6024 | 92.9399 | 89.2456 | 85.3276 | 82.526 | 79.4712 | 75.9305 | 72.096 | 67.6008 | 62.3288 | 56.6912 | 50.3749 | 43.444 | 36.3388 | 29.2749 | 22.5002 | 16.4362 | 11.1661 | 6.6112 | 2.7631 | 0.81396 | 0.57842 | 0.40478 | 0.22431 | 0.04414 | 0 | 0 | 0
Figure NZ.20 Estimated number of vehicles in the UK and associated emissions in Leading the Way | Leading the Way
| Data item | 2020-01-01 | 2021-01-01 | 2022-01-01 | 2023-01-01 | 2024-01-01 | 2025-01-01 | 2026-01-01 | 2027-01-01 | 2028-01-01 | 2029-01-01 | 2030-01-01 | 2031-01-01 | 2032-01-01 | 2033-01-01 | 2034-01-01 | 2035-01-01 | 2036-01-01 | 2037-01-01 | 2038-01-01 | 2039-01-01 | 2040-01-01 | 2041-01-01 | 2042-01-01 | 2043-01-01 | 2044-01-01 | 2045-01-01 | 2046-01-01 | 2047-01-01 | 2048-01-01 | 2049-01-01 | 2050-01-01
| # Vehicles - Electric Vehicles | 431847 | 739264 | 1134436.2428 | 1711836.18 | 2492328.5205 | 3541761.0431 | 4936478.8296 | 6724665.817 | 9091824.4377 | 11994749.6765 | 15415164.8684 | 19201507.6263 | 23103069.842 | 26880306.6393 | 30221250.5456 | 32901525 | 34896152 | 36252112 | 37128969 | 37542725.1629 | 37385999.1271 | 37108683.9904 | 36698419.8072 | 36155272.2118 | 35414563.7032 | 34507367.1186 | 33449096.7481 | 32225288.6122 | 30820412.1419 | 29218267.7952 | 27400879.1428
| # Vehicles - Hydrogen | 233 | 250 | 2508 | 3903 | 5622 | 7675 | 10111 | 12989 | 16346 | 20279 | 24874 | 30224 | 36438 | 43638 | 51961 | 61511 | 72244 | 84406 | 98280 | 114249.8371 | 132880.8729 | 154971.4524 | 181710.2794 | 214127.4105 | 242479.9841 | 270332.0893 | 302607.7514 | 339205.3498 | 380176.7686 | 425498.7514 | 475062.9928
| # Vehicles - Natural Gas | 1282 | 1686 | 1696 | 1934 | 2195 | 2484 | 2800 | 3147 | 3530 | 3950 | 4411 | 4917 | 5475 | 6086 | 6757 | 6906.3122 | 7069.1587 | 7247.5395 | 7442.7218 | 7656.7054 | 7213.1241 | 6714.6114 | 6167.1672 | 5567.0588 | 4906.2861 | 4180.4827 | 3384.9157 | 2459.5852 | 1442.7583 | 297 | 1
| # Vehicles - Internal Combustion Engine | 37444457 | 37567258 | 37251441.5242 | 36775783.4422 | 36091681.7369 | 35135307.5147 | 33831199.0061 | 32130333.5677 | 29845330.6846 | 27016764.9723 | 23657351.1796 | 19908000.1904 | 16012103.026 | 12206052.8482 | 8805575.961 | 6042678.8133 | 3946407.0018 | 2436972.2732 | 1347989.5268 | 654353.8176 | 454156.3584 | 285994.0804 | 150215.763 | 34174.4196 | 0 | 0 | 0 | 0 | 0 | 0 | 0
| Emissions | 90.4631 | 100.1456 | 100.0632 | 95.811 | 91.5404 | 87.0216 | 82.0223 | 77.7807 | 72.7297 | 66.8027 | 60.2249 | 53.024 | 45.0956 | 37.4441 | 30.2645 | 24.0289 | 18.984 | 14.9102 | 11.4454 | 8.5061 | 6.1805 | 3.9911 | 1.987 | 0.3717 | 0 | 0 | 0 | 0 | 0 | 0 | 0
Figure NZ.21 Estimated number of vehicles in the UK and associated emissions in Falling Short | Falling Short
| Data item | 2020-01-01 | 2021-01-01 | 2022-01-01 | 2023-01-01 | 2024-01-01 | 2025-01-01 | 2026-01-01 | 2027-01-01 | 2028-01-01 | 2029-01-01 | 2030-01-01 | 2031-01-01 | 2032-01-01 | 2033-01-01 | 2034-01-01 | 2035-01-01 | 2036-01-01 | 2037-01-01 | 2038-01-01 | 2039-01-01 | 2040-01-01 | 2041-01-01 | 2042-01-01 | 2043-01-01 | 2044-01-01 | 2045-01-01 | 2046-01-01 | 2047-01-01 | 2048-01-01 | 2049-01-01 | 2050-01-01
| # Vehicles - Electric Vehicles | 431847 | 739264 | 959145.7848 | 1253562.0423 | 1628006.1277 | 2093756.6143 | 2682036.0385 | 3399262.5772 | 4274156.4997 | 5325979.3947 | 6577020.5828 | 8038534.3793 | 9729290.6502 | 11649433.6251 | 13783651.0086 | 16089730.0945 | 18798326.0945 | 21647359.0945 | 24567026.0945 | 27448870.0945 | 29973765 | 32273117 | 34297043 | 36052888 | 37501684 | 38650895.3566 | 38958227.7967 | 39220681.1605 | 39440756.8019 | 39644426.5914 | 39836157.5552
| # Vehicles - Hydrogen | 233 | 250 | 2368 | 3582 | 4979 | 6532 | 8221 | 10081 | 12088 | 14282 | 16672 | 19265 | 22072 | 25101 | 28361 | 31862 | 35614 | 39628 | 43915 | 48489 | 53362 | 58550 | 64067 | 69930 | 76155 | 82761.6434 | 89766.2033 | 97195.8395 | 105071.1981 | 113415.4086 | 122210.9207
| # Vehicles - Natural Gas | 1282 | 1686 | 2487 | 3304 | 4315 | 5572 | 7140 | 9103 | 11571 | 14680 | 18607 | 23568 | 29846 | 37761 | 47693 | 60057 | 75275 | 93691 | 112491 | 131412 | 133853.3414 | 136450.6003 | 139167.4481 | 141947.0442 | 144700.5236 | 140056.9973 | 134378.2961 | 127187.4825 | 118399.0587 | 107591.7587 | 94405.5241
| # Vehicles - Internal Combustion Engine | 37444457 | 37567258 | 37425740.5242 | 37232326.4422 | 36953583.7369 | 36580735.5147 | 36084451.0061 | 35458929.5677 | 34675579.6846 | 33715013.9723 | 32554768.1796 | 31183362.1904 | 29581721.026 | 27749356.8482 | 25701170.961 | 23478919.8133 | 20851483.0018 | 18080537.2732 | 15238639.5268 | 12434434.8176 | 10003165.3584 | 7797084.5232 | 5867214.8496 | 4204142.0418 | 2847586.9734 | 1797311.6907 | 1589082.4152 | 1426192.5473 | 1306028.6688 | 1202827.5467 | 1112290.1357
| Emissions | 90.4631 | 100.1456 | 100.474 | 96.7468 | 93.2052 | 89.699 | 86.0608 | 83.6723 | 81.1965 | 78.4343 | 75.6328 | 72.5902 | 69.1277 | 65.7209 | 61.9452 | 57.6872 | 52.7879 | 47.4584 | 41.8423 | 36.2545 | 30.6437 | 25.1995 | 20.1145 | 15.3677 | 10.9856 | 7.1915 | 4.8654 | 3.0986 | 2.3805 | 1.759 | 1.2346

## NZ.22-25
NZ.22-NZ.25: Estimated number of heating technologies and the associated emissions reduction to 2050
Return to: Main Menu
Return to: Chapter contents
Figure NZ.22 Consumer Transformation Residential Emissions and number heat technologies by fuel type | Consumer Transformation
| Type | 2020-01-01 | 2021-01-01 | 2022-01-01 | 2023-01-01 | 2024-01-01 | 2025-01-01 | 2026-01-01 | 2027-01-01 | 2028-01-01 | 2029-01-01 | 2030-01-01 | 2031-01-01 | 2032-01-01 | 2033-01-01 | 2034-01-01 | 2035-01-01 | 2036-01-01 | 2037-01-01 | 2038-01-01 | 2039-01-01 | 2040-01-01 | 2041-01-01 | 2042-01-01 | 2043-01-01 | 2044-01-01 | 2045-01-01 | 2046-01-01 | 2047-01-01 | 2048-01-01 | 2049-01-01 | 2050-01-01
| Gas | 23939318 | 23993139 | 24105873 | 24180626 | 24209384 | 24169079 | 24051275 | 23758128 | 23228402 | 22429886 | 21404602 | 20264581 | 19101503 | 17919065 | 16720986 | 15158290 | 13521731 | 11895300 | 10268980 | 8643350 | 7018373 | 5475885 | 4173077 | 3106848 | 2309410 | 1738740 | 1282806 | 849929 | 436413 | 38537 | 5279
| ASHP | 169106 | 191265 | 201757 | 246501 | 326174 | 458464 | 663408 | 1000923 | 1481536 | 2033527 | 2571222 | 3077017 | 3580663 | 4077928 | 4566323 | 5077024 | 5583291 | 6081931 | 6562474 | 7042433 | 7527913 | 7942460 | 8163350 | 8239335 | 8216057 | 8168776 | 8142851 | 8101307 | 8080853 | 8108446 | 8152953
| Hybrid | 0 | 2000 | 18513 | 22578 | 32095 | 52104 | 92582 | 148908 | 247993 | 395473 | 597653 | 853422 | 1120599 | 1399195 | 1690843 | 2153693 | 2619335 | 3070343 | 3536759 | 4000349 | 4461598 | 4914850 | 5337913 | 5713764 | 6012152 | 6215046 | 6355387 | 6487920 | 6622850 | 6783114 | 6810472
| GSHP | 51859 | 61519 | 89020 | 112650 | 156772 | 219205 | 295168 | 362146 | 468955 | 715430 | 1133996 | 1626727 | 2105346 | 2568853 | 3019087 | 3488393 | 3961714 | 4438392 | 4912683 | 5385136 | 5857541 | 6294848 | 6712622 | 7116522 | 7480564 | 7808490 | 8104101 | 8390558 | 8650937 | 8809947 | 8835201
| Hydrogen | 0 | 0 | 0 | 0 | 0 | 0 | 0 | 0 | 0 | 0 | 0 | 0 | 0 | 0 | 0 | 0 | 0 | 0 | 0 | 0 | 0 | 0 | 0 | 0 | 0 | 0 | 0 | 0 | 0 | 0 | 0
| Electric | 2355579 | 2358311 | 2322758 | 2302954 | 2277373 | 2244017 | 2199634 | 2185066 | 2170712 | 2155937 | 2140152 | 2122426 | 2105680 | 2089814 | 2074640 | 2060042 | 2057884 | 2065876 | 2065279 | 2061858 | 2056241 | 2056876 | 2043885 | 2021087 | 1989806 | 1950408 | 1904419 | 1864780 | 1823646 | 1781247 | 1737630
| DH | 514006 | 535661 | 534573 | 547615 | 562030 | 579081 | 595305 | 618089 | 658920 | 714848 | 790029 | 888356 | 1014482 | 1170163 | 1350818 | 1689545 | 2090501 | 2481774 | 2876423 | 3275378 | 3672263 | 4072071 | 4456088 | 4815413 | 5127693 | 5377841 | 5589733 | 5782626 | 5960118 | 6150954 | 6222293
| Community | 205837 | 209927 | 189165 | 183465 | 177185 | 170042 | 162083 | 153667 | 144496 | 134626 | 124117 | 113150 | 102199 | 91261 | 80336 | 69422 | 67444 | 60045 | 52464 | 45018 | 37783 | 31411 | 26104 | 21553 | 17700 | 14487 | 11731 | 8960 | 6175 | 3378 | 569
| Biofuel | 0 | 3163 | 150652 | 203729 | 256148 | 310883 | 356539 | 395708 | 429686 | 459973 | 487963 | 514693 | 540348 | 564769 | 588024 | 612110 | 549922 | 523579 | 497355 | 471297 | 446592 | 435271 | 453309 | 473075 | 494529 | 513404 | 534840 | 578652 | 622827 | 667503 | 710580
| Oil | 1526332 | 1520438 | 1397284 | 1333257 | 1259996 | 1178058 | 1088717 | 1005858 | 921572 | 836350 | 750097 | 663238 | 576568 | 490119 | 403891 | 310210 | 290684 | 249047 | 217648 | 189023 | 159319 | 137730 | 118834 | 101365 | 84831 | 69329 | 54432 | 39347 | 24041 | 8513 | 439
| Emissions | 64.121 | 68.4547 | 60.4948 | 62.3251 | 61.2776 | 60.0841 | 58.6421 | 56.6573 | 54.1667 | 51.1928 | 47.847 | 44.3386 | 40.8129 | 37.2769 | 33.7382 | 29.6342 | 25.8956 | 22.4397 | 19.0827 | 15.7857 | 12.6514 | 9.779 | 7.4484 | 5.6245 | 4.2843 | 3.3335 | 2.5484 | 1.803 | 1.0907 | 0.40548 | 0.28693
Figure NZ.23 System Transformation Residential Emissions and number heat technologies by fuel type | System Transformation
| Type | 2020-01-01 | 2021-01-01 | 2022-01-01 | 2023-01-01 | 2024-01-01 | 2025-01-01 | 2026-01-01 | 2027-01-01 | 2028-01-01 | 2029-01-01 | 2030-01-01 | 2031-01-01 | 2032-01-01 | 2033-01-01 | 2034-01-01 | 2035-01-01 | 2036-01-01 | 2037-01-01 | 2038-01-01 | 2039-01-01 | 2040-01-01 | 2041-01-01 | 2042-01-01 | 2043-01-01 | 2044-01-01 | 2045-01-01 | 2046-01-01 | 2047-01-01 | 2048-01-01 | 2049-01-01 | 2050-01-01
| Gas | 23939318 | 23993139 | 24078103 | 24139903 | 24195995 | 24250252 | 24296013 | 24312545 | 24324652 | 24334480 | 24333806 | 23556717 | 22719746 | 21878767 | 21031243 | 19634959 | 18015125 | 16362254 | 14709028 | 13056228 | 11403947 | 9752614 | 8140246 | 6530607 | 4925530 | 3329666 | 2510818 | 1751846 | 996879 | 248454 | 48787
| ASHP | 169106 | 191265 | 210752 | 242388 | 292668 | 348400 | 425577 | 496972 | 574682 | 649210 | 725111 | 796961 | 845700 | 896725 | 950925 | 1022648 | 1124236 | 1207355 | 1292396 | 1380170 | 1470552 | 1578341 | 1687271 | 1838360 | 2057453 | 2353281 | 2681921 | 3029882 | 3380020 | 3728430 | 4057670
| Hybrid | 0 | 2000 | 16519 | 32110 | 52962 | 78636 | 111672 | 143566 | 179874 | 217327 | 257155 | 302318 | 349483 | 399279 | 452577 | 530135 | 1066104 | 1599926 | 2150063 | 2711488 | 3282793 | 3875044 | 4479423 | 5083905 | 5670612 | 6245174 | 6837770 | 7423127 | 8009805 | 8599919 | 9172874
| GSHP | 51859 | 61519 | 81886 | 99697 | 124989 | 153006 | 199010 | 254242 | 315754 | 379173 | 447827 | 510521 | 545896 | 578523 | 608957 | 643392 | 678082 | 712009 | 746257 | 780825 | 815860 | 831714 | 845168 | 863000 | 886790 | 919965 | 959970 | 978915 | 1001749 | 1028757 | 1058774
| Hydrogen | 0 | 0 | 0 | 0 | 0 | 0 | 0 | 0 | 0 | 0 | 0 | 833764 | 1765731 | 2687996 | 3599042 | 4935232 | 5837345 | 6823011 | 7777549 | 8700867 | 9602139 | 10472209 | 11228553 | 11942639 | 12614698 | 13232267 | 12977093 | 12695415 | 12415574 | 12138512 | 11427149
| Electric | 2355579 | 2358311 | 2350045 | 2341153 | 2324857 | 2304344 | 2271315 | 2248202 | 2223399 | 2200946 | 2176906 | 2113873 | 2050999 | 1988187 | 1925328 | 1862382 | 1795405 | 1698782 | 1603860 | 1510777 | 1420042 | 1333200 | 1246584 | 1159993 | 1073441 | 987085 | 941476 | 895691 | 849802 | 803882 | 757939
| DH | 514006 | 535661 | 543402 | 558975 | 576033 | 594376 | 611686 | 631208 | 654154 | 680417 | 711606 | 739620 | 778074 | 828101 | 891382 | 1042486 | 1346247 | 1648830 | 1958532 | 2277001 | 2595313 | 2913559 | 3268392 | 3604368 | 3913011 | 4186002 | 4444202 | 4685872 | 4913274 | 5124553 | 5244411
| Community | 205837 | 209927 | 206715 | 204195 | 197567 | 190469 | 181979 | 174059 | 165101 | 155901 | 145983 | 135038 | 124106 | 113184 | 102271 | 91367 | 80428 | 67229 | 56699 | 49468 | 42506 | 35780 | 29978 | 24956 | 20530 | 16629 | 13851 | 11061 | 8261 | 5451 | 2633
| Biofuel | 0 | 3163 | 62170 | 102570 | 144247 | 184545 | 224054 | 258413 | 288325 | 315162 | 340135 | 360399 | 380128 | 399688 | 419262 | 439193 | 444856 | 440741 | 432222 | 423057 | 417029 | 415086 | 433316 | 458018 | 487760 | 521765 | 563339 | 597241 | 632355 | 668485 | 704658
| Oil | 1526332 | 1520438 | 1460002 | 1412384 | 1347837 | 1276904 | 1183407 | 1109284 | 1026329 | 946436 | 861301 | 774399 | 687499 | 600663 | 513878 | 416822 | 354541 | 305985 | 263268 | 223745 | 187197 | 153584 | 125952 | 102789 | 82563 | 64307 | 49453 | 34598 | 19678 | 4707 | 8
| Emissions | 64.121 | 68.4547 | 60.8198 | 66.6591 | 65.6343 | 64.5594 | 63.3139 | 61.9538 | 60.5624 | 59.1518 | 57.6729 | 54.6664 | 51.5793 | 48.4907 | 45.3967 | 41.384 | 37.346 | 33.5438 | 29.8187 | 26.1785 | 22.6093 | 19.2309 | 15.9879 | 12.8 | 9.6557 | 6.5995 | 5.029 | 3.5599 | 2.1169 | 0.70374 | 0.19228
Figure NZ.24 Leading the Way Residential Emissions and number heat technologies by fuel type | Leading the way
| Type | 2020-01-01 | 2021-01-01 | 2022-01-01 | 2023-01-01 | 2024-01-01 | 2025-01-01 | 2026-01-01 | 2027-01-01 | 2028-01-01 | 2029-01-01 | 2030-01-01 | 2031-01-01 | 2032-01-01 | 2033-01-01 | 2034-01-01 | 2035-01-01 | 2036-01-01 | 2037-01-01 | 2038-01-01 | 2039-01-01 | 2040-01-01 | 2041-01-01 | 2042-01-01 | 2043-01-01 | 2044-01-01 | 2045-01-01 | 2046-01-01 | 2047-01-01 | 2048-01-01 | 2049-01-01 | 2050-01-01
| Gas | 23939318 | 23993139 | 24090571 | 24138499 | 24133931 | 24026786 | 23812362 | 23341850 | 22616351 | 21384652 | 19933287 | 18324464 | 16720013 | 15103375 | 13444752 | 11659987 | 10018101 | 8399385 | 7106639 | 5869910 | 4825705 | 3788819 | 2988021 | 2300335 | 1812046 | 1389952 | 1011766 | 668274 | 340567 | 25740 | 34
| ASHP | 169106 | 191265 | 203474 | 280791 | 406869 | 614168 | 923625 | 1413262 | 2049024 | 2788837 | 3592208 | 4411311 | 5138624 | 5821286 | 6489783 | 7039024 | 7404216 | 7768148 | 7829234 | 7822933 | 7644461 | 7437696 | 7036326 | 6659495 | 6454212 | 6298110 | 6171678 | 6090077 | 6046132 | 6030371 | 6024638
| Hybrid | 0 | 2000 | 7235 | 12084 | 21449 | 33706 | 46487 | 68016 | 105168 | 179748 | 313245 | 528245 | 847805 | 1213211 | 1613870 | 2177094 | 2717835 | 3248704 | 3750706 | 4251187 | 4741880 | 5268866 | 5766903 | 6234613 | 6640307 | 6967830 | 7203381 | 7356796 | 7512246 | 7668006 | 7669524
| GSHP | 51859 | 61519 | 106447 | 118280 | 136841 | 171258 | 213095 | 296048 | 467143 | 746739 | 1153858 | 1639681 | 2112813 | 2584766 | 3062449 | 3500018 | 3875573 | 4247219 | 4605610 | 4969095 | 5329342 | 5664831 | 5965359 | 6190821 | 6421666 | 6619173 | 6840246 | 7026232 | 7122221 | 7158529 | 7115109
| Hydrogen | 0 | 0 | 0 | 0 | 0 | 0 | 0 | 0 | 0 | 284508 | 557129 | 803214 | 1026440 | 1239739 | 1445193 | 1646641 | 1860319 | 2093151 | 2319574 | 2546723 | 2770541 | 2996391 | 3214561 | 3424313 | 3340091 | 3259222 | 3197659 | 3165898 | 3156849 | 3161249 | 3175966
| Electric | 2355579 | 2358311 | 2329266 | 2315687 | 2294831 | 2271385 | 2250233 | 2253457 | 2253709 | 2243380 | 2207254 | 2167122 | 2121248 | 2075284 | 2030042 | 1988387 | 1970476 | 1934933 | 1903160 | 1877075 | 1853803 | 1824448 | 1797066 | 1767730 | 1741776 | 1738021 | 1734882 | 1738189 | 1741447 | 1743062 | 1744680
| DH | 514006 | 535661 | 540536 | 555115 | 570768 | 587404 | 602550 | 627406 | 677431 | 740511 | 826237 | 934471 | 1065918 | 1219994 | 1398935 | 1694920 | 2026168 | 2344818 | 2652596 | 2964786 | 3272630 | 3593560 | 3890938 | 4154072 | 4382600 | 4571034 | 4723270 | 4867961 | 5012310 | 5146595 | 5176602
| Community | 205837 | 209927 | 188646 | 183858 | 178626 | 173409 | 168003 | 161503 | 153539 | 142876 | 131043 | 118284 | 105586 | 92904 | 80115 | 68071 | 66241 | 58770 | 51495 | 44655 | 38202 | 31472 | 25743 | 20827 | 17204 | 14046 | 11293 | 8658 | 6022 | 3360 | 700
| Biofuel | 0 | 3163 | 149338 | 188513 | 227393 | 265242 | 306755 | 344309 | 378080 | 408021 | 435884 | 463146 | 488424 | 512853 | 536757 | 561529 | 531841 | 538162 | 553277 | 564101 | 570809 | 578322 | 642592 | 716808 | 798569 | 889585 | 990591 | 1100507 | 1222760 | 1361760 | 1522466
| Oil | 1526332 | 1520438 | 1394083 | 1340549 | 1286446 | 1237575 | 1181603 | 1122641 | 1051825 | 956779 | 849685 | 733671 | 620518 | 507758 | 393051 | 283055 | 264119 | 217760 | 194923 | 172909 | 152167 | 131299 | 111975 | 94249 | 78573 | 63849 | 49837 | 35788 | 21607 | 7268 | 0
| Emissions | 64.121 | 68.4547 | 60.3293 | 59.3413 | 58.4263 | 57.4596 | 56.0169 | 53.8894 | 51.2001 | 47.5201 | 43.4135 | 39.0604 | 34.7878 | 30.5602 | 26.3263 | 22.0258 | 18.4985 | 15.2783 | 12.6272 | 10.3398 | 8.4513 | 6.5199 | 5.1398 | 4.002 | 3.1964 | 2.5283 | 1.919 | 1.3708 | 0.85073 | 0.35254 | 0.31581
Figure NZ.25 Falling Short Residential Emissions and number heat technologies by fuel type | Falling Short
| Type | 2020-01-01 | 2021-01-01 | 2022-01-01 | 2023-01-01 | 2024-01-01 | 2025-01-01 | 2026-01-01 | 2027-01-01 | 2028-01-01 | 2029-01-01 | 2030-01-01 | 2031-01-01 | 2032-01-01 | 2033-01-01 | 2034-01-01 | 2035-01-01 | 2036-01-01 | 2037-01-01 | 2038-01-01 | 2039-01-01 | 2040-01-01 | 2041-01-01 | 2042-01-01 | 2043-01-01 | 2044-01-01 | 2045-01-01 | 2046-01-01 | 2047-01-01 | 2048-01-01 | 2049-01-01 | 2050-01-01
| Gas | 23939318 | 23993139 | 24070226 | 24130035 | 24188961 | 24246933 | 24285406 | 24271459 | 24240202 | 24188704 | 24116752 | 24024046 | 23868010 | 23679783 | 23451544 | 23177296 | 22785205 | 22366382 | 21880117 | 21310115 | 20671509 | 19973810 | 19318144 | 18665686 | 18018557 | 17376387 | 16740157 | 16032467 | 15098064 | 14038227 | 12879016
| ASHP | 169106 | 191265 | 221811 | 258675 | 301102 | 336903 | 421309 | 547120 | 673920 | 856117 | 1061847 | 1251863 | 1475888 | 1711734 | 1965431 | 2241853 | 2558676 | 2896479 | 3244594 | 3614440 | 4007689 | 4379042 | 4710093 | 5017826 | 5307319 | 5586199 | 5859012 | 6167021 | 6525722 | 6932771 | 7372903
| Hybrid | 0 | 2000 | 4271 | 7082 | 10816 | 14984 | 30184 | 47435 | 65779 | 93894 | 133478 | 183386 | 236496 | 294161 | 357093 | 425809 | 521147 | 625766 | 742222 | 871200 | 1012123 | 1162774 | 1299573 | 1429448 | 1549159 | 1655137 | 1743893 | 1826938 | 1913615 | 2002436 | 2095146
| GSHP | 51859 | 61519 | 86330 | 105942 | 128586 | 148496 | 169106 | 207898 | 238696 | 282412 | 330200 | 373191 | 430573 | 489523 | 550315 | 613089 | 700913 | 788722 | 911473 | 1077455 | 1266700 | 1470317 | 1673216 | 1883508 | 2098610 | 2315765 | 2537664 | 2758336 | 3117751 | 3512540 | 3941553
| Hydrogen | 0 | 0 | 0 | 0 | 0 | 0 | 0 | 0 | 0 | 0 | 0 | 0 | 0 | 0 | 0 | 0 | 0 | 0 | 0 | 0 | 0 | 0 | 0 | 0 | 0 | 0 | 0 | 0 | 0 | 0 | 0
| Electric | 2355579 | 2358311 | 2339807 | 2326345 | 2309689 | 2289336 | 2256059 | 2221777 | 2186361 | 2149232 | 2109984 | 2068344 | 2027398 | 1987105 | 1947405 | 1908289 | 1874687 | 1845829 | 1818596 | 1793542 | 1771100 | 1760620 | 1752155 | 1745845 | 1742310 | 1741955 | 1745068 | 1747784 | 1750155 | 1752280 | 1754150
| DH | 514006 | 535661 | 577916 | 619769 | 660796 | 700333 | 730500 | 761437 | 794946 | 832420 | 875487 | 926324 | 985653 | 1056437 | 1140636 | 1239409 | 1340688 | 1429200 | 1526114 | 1633254 | 1752840 | 1896466 | 2040351 | 2190431 | 2347042 | 2510163 | 2677457 | 2881639 | 3126954 | 3416636 | 3735670
| Community | 205837 | 209927 | 205114 | 204805 | 204622 | 204512 | 204440 | 204352 | 204241 | 204091 | 203864 | 203498 | 203115 | 202718 | 202307 | 201880 | 201628 | 201675 | 201457 | 201073 | 200548 | 199912 | 199376 | 198933 | 198578 | 198352 | 198315 | 198303 | 198309 | 198336 | 198381
| Biofuel | 0 | 3163 | 39178 | 49783 | 57233 | 63516 | 74173 | 85393 | 97065 | 109204 | 121275 | 133199 | 143616 | 153331 | 162908 | 172588 | 160071 | 154137 | 153880 | 157023 | 162354 | 167549 | 172089 | 176212 | 180588 | 185520 | 190927 | 210541 | 230963 | 252027 | 273453
| Oil | 1526332 | 1520438 | 1447944 | 1413940 | 1388347 | 1368922 | 1326536 | 1272620 | 1206061 | 1129975 | 1046944 | 959758 | 876639 | 796377 | 717310 | 638515 | 599492 | 558098 | 511613 | 455743 | 392760 | 350914 | 320186 | 301073 | 290577 | 287041 | 287807 | 281050 | 266323 | 246385 | 225146
| Emissions | 64.121 | 68.4547 | 60.9509 | 67.7169 | 67.2482 | 66.7813 | 66.2431 | 65.4699 | 64.612 | 63.6724 | 62.533 | 61.4157 | 60.142 | 58.7706 | 57.2858 | 55.6739 | 54.189 | 52.643 | 50.9539 | 49.1004 | 47.097 | 45.0112 | 43.1487 | 41.3589 | 39.6354 | 38.0666 | 36.4822 | 34.7592 | 32.6782 | 30.3808 | 27.927
| Technology | 2020-01-01: Fuel
| ASHP | 2020-01-01: ASHP
| Biofuel boiler | 2020-01-01: Biofuel
| Biomass boiler | 2020-01-01: Biofuel
| Biomass CHP | 2020-01-01: Biofuel
| Community | 2020-01-01: Community
DH | bar: 2020-01-01
| Electric resistive | 2020-01-01: Electric
| Electric storage | 2020-01-01: Electric
| Gas boiler | 2020-01-01: Gas
| Gas CHP | 2020-01-01: Gas
| GSHP | 2020-01-01: GSHP
| Hybrid (ASHP + Biofuel boiler) | 2020-01-01: Hybrid
| Hybrid (ASHP + Electric resistive) | 2020-01-01: Hybrid
| Hybrid (ASHP + Hydrogen boiler) | 2020-01-01: Hybrid
| Hybrid (ASHP + Solar thermal) | 2020-01-01: Hybrid
| Hydrogen boiler | 2020-01-01: Hydrogen
| Oil boiler | 2020-01-01: Oil
LW reaches 95% reduction in 2042

## NZ.26
NZ.26: Clearing price and total allowances of the UK ETS since the first auction back in May 2019
Return to: Main Menu
Return to: Chapter contents
Figure NZ.26 Clearing price and total allowances of the UK ETS since the first auction back in May 2019
Date | time axis 2021-05-19 to 2023-05-17
| Allowances | 6052000 | 6052000 | 6052000 | 6052000 | 6052000 | 6052000 | 2594000 | 2594000 | 5187500 | 5187500 | 5187500 | 5447500 | 5654000 | 5654500 | 5654000 | 5394500 | 3221500 | 3221500 | 3221500 | 3221500 | 3221500 | 3221500 | 3221500 | 3221500 | 3221500 | 3221500 | 3221500 | 3221500 | 3221500 | 3221500 | 3221500 | 3221500 | 3221500 | 3221500 | 3336500 | 3336500 | 3336000 | 3336000 | 3335500 | 3335500 | 3335500 | 3154500 | 3154500 | 3154500 | 3154500 | 3154500 | 3154500 | 3154500 | 3154500 | 3154500 | 3154500
| Clearing Price | 43.99 | 44.75 | 43.4 | 45.05 | 42.01 | 42.29 | 47.25 | 48.75 | 53.25 | 55.21 | 60 | 51.39 | 52.45 | 59 | 65.8 | 71.32 | 68.5 | 81 | 81.81 | 82 | 62.21 | 72.6 | 69.37 | 74.5 | 78 | 82.2 | 79 | 79.25 | 81.21 | 80.67 | 75.5 | 79.75 | 90 | 80 | 73 | 72.37 | 67 | 71.65 | 67.74 | 69.5 | 68 | 62.5 | 61.56 | 78 | 78.24 | 79.55 | 70.7 | 69.51 | 64.5 | 55.22 | 57.5
Source
ICE Report Center - Data (theice.com)
LW reaches 95% reduction in 2042

## NZ.A
NZ.A: Historical emissions by sector and trajectory
Return to: Main Menu
Return to: Chapter contents
Figure NZ.A Historical emissions by sector and trajectory
|  | 2000 | 2001 | 2002 | 2003 | 2004 | 2005 | 2006 | 2007 | 2008 | 2009 | 2010 | 2011 | 2012 | 2013 | 2014 | 2015 | 2016 | 2017 | 2018 | 2019 | 2020 | 2021
| Surface transport | 118.8018 | 118.8841 | 121.2521 | 120.5337 | 121.6012 | 121.9889 | 121.918 | 122.7589 | 118.4903 | 114.2524 | 113.0153 | 111.4095 | 111.0826 | 110.351 | 111.927 | 114.1446 | 116.8909 | 116.9989 | 115.3597 | 113.4097 | 91.9054 | 101.7143
| Buildings | 114.2759 | 116.6372 | 109.2817 | 109.927 | 112.0569 | 107.6484 | 102.5955 | 97.723 | 102.2949 | 95.4954 | 106.5684 | 86.3887 | 95.1477 | 96.6756 | 81.1585 | 84.8393 | 86.5362 | 83.9001 | 86.2019 | 83.6201 | 81.8892 | 87.4956
| Manufacturing & construction | 117.6666 | 113.0768 | 101.7847 | 105.0401 | 105.5911 | 104.6859 | 101.7735 | 102.0398 | 93.6219 | 76.9662 | 79.0537 | 73.1368 | 72.1055 | 74.6073 | 73.8697 | 70.6292 | 66.0538 | 66.5099 | 65.2115 | 64.5534 | 62.208 | 64.0565
| Agriculture & LULUCF | 58.5372 | 55.5662 | 54.5585 | 54.8529 | 54.6921 | 54.4155 | 52.9362 | 51.9864 | 50.9007 | 50.1167 | 49.9729 | 48.7208 | 49.4605 | 48.3028 | 49.5756 | 50.2369 | 49.5055 | 49.8364 | 49.7256 | 49.8058 | 47.7515 | 48.9894
| Electricity supply | 159.2941 | 170.1126 | 165.7557 | 174.7969 | 174.4515 | 173.7232 | 182.5998 | 178.3141 | 173.2092 | 151.4507 | 157.738 | 144.9807 | 158.9557 | 147.9464 | 124.7616 | 104.6416 | 82.6466 | 72.7242 | 66.3518 | 58.3863 | 50.108 | 55.0543
| Aviation | 35.5272 | 34.8717 | 34.4797 | 35.3684 | 38.2753 | 40.9469 | 41.9976 | 42.0037 | 40.6233 | 38.235 | 36.9154 | 38.1701 | 37.0058 | 37.0389 | 36.8902 | 37.0886 | 37.1917 | 39.9332 | 40.2634 | 40.3882 | 16.9258 | 15.7199
| Fuel supply | 65.3911 | 64.4351 | 64.6654 | 61.2068 | 59.5156 | 58.9067 | 54.2532 | 53.0655 | 51.4607 | 49.9223 | 50.6932 | 48.5898 | 44.9837 | 42.8459 | 41.064 | 41.2685 | 39.6057 | 39.0684 | 38.2442 | 37.8497 | 34.365 | 31.8289
| Waste | 67.7235 | 65.805 | 64.5641 | 60.5346 | 55.6764 | 52.7654 | 49.4544 | 46.0204 | 40.9633 | 36.6235 | 31.4701 | 29.1842 | 27.5276 | 24.288 | 21.9121 | 21.2179 | 20.3991 | 20.8008 | 20.8417 | 20.5556 | 19.0448 | 18.6621
| Shipping | 15.7556 | 15.9486 | 14.9823 | 14.1114 | 15.0174 | 14.7909 | 15.2037 | 15.3737 | 18.5137 | 17.7156 | 15.8452 | 16.4617 | 14.5076 | 14.3286 | 14.93 | 14.209 | 14.6529 | 13.8878 | 13.8898 | 13.377 | 11.2958 | 11.5469
| F-gas | 9.7868 | 10.0329 | 10.3766 | 10.9038 | 9.8997 | 10.5465 | 11.1662 | 11.4516 | 11.6073 | 11.8272 | 12.4541 | 13.1001 | 13.2491 | 13.6004 | 13.654 | 13.6475 | 13.6568 | 13.6677 | 13.1845 | 12.5677 | 11.6581 | 10.9703
| Total | 762.7598 | 765.3703 | 741.7008 | 747.2756 | 746.7774 | 740.4183 | 733.898 | 720.7371 | 701.6852 | 642.605 | 653.7262 | 610.1423 | 624.0257 | 609.9849 | 569.7426 | 551.9232 | 527.1391 | 517.3273 | 509.2741 | 494.5137 | 427.1516 | 446.0382
NB: Aviation and Shipping include non-domestic emissions

## NZ.B
NZ.B: Greenhouse gas emissions (by scenario)
Return to: Main Menu
Return to: Chapter contents
Consumer Transformation
Emissions projections by sector Consumer Transformation | Carbon dioxide equivalent (Mt)
|  | 2021-01-01 | 2022-01-01 | 2023-01-01 | 2024-01-01 | 2025-01-01 | 2026-01-01 | 2027-01-01 | 2028-01-01 | 2029-01-01 | 2030-01-01 | 2031-01-01 | 2032-01-01 | 2033-01-01 | 2034-01-01 | 2035-01-01 | 2036-01-01 | 2037-01-01 | 2038-01-01 | 2039-01-01 | 2040-01-01 | 2041-01-01 | 2042-01-01 | 2043-01-01 | 2044-01-01 | 2045-01-01 | 2046-01-01 | 2047-01-01 | 2048-01-01 | 2049-01-01 | 2050-01-01
| Heat | 122.9209 | 108.6721 | 106.2704 | 104.2205 | 101.299 | 98.3097 | 94.0187 | 84.4863 | 79.5764 | 74.121 | 68.1971 | 61.0262 | 54.0049 | 48.2384 | 42.074 | 36.3011 | 30.9522 | 25.979 | 21.4482 | 17.3111 | 13.6697 | 10.8108 | 8.607 | 6.9153 | 5.6968 | 4.6394 | 3.6587 | 2.7279 | 1.8443 | 1.5312
| Industrial Process | 28.6311 | 25.6893 | 24.872 | 24.0805 | 22.4339 | 21.2472 | 19.68 | 18.7316 | 17.92 | 16.5335 | 15.402 | 13.2769 | 11.4685 | 10.0631 | 7.4292 | 5.7643 | 4.805 | 3.5402 | 3.131 | 2.121 | 1.7964 | 1.1901 | 1.0743 | 0.97581 | 0.95595 | 0.84415 | 0.83104 | 0.77187 | 0.7492 | 0.7103
| Agriculture | 47.9062 | 44.9766 | 43.9509 | 42.8828 | 41.7397 | 40.5329 | 39.3538 | 38.1852 | 36.9697 | 35.6947 | 35.221 | 34.7782 | 34.4165 | 33.9727 | 33.7324 | 33.4961 | 33.2568 | 33.0136 | 32.766 | 32.5263 | 32.2612 | 32.0072 | 31.7514 | 31.3326 | 31.0721 | 30.8104 | 30.546 | 30.2788 | 30.0087 | 29.7049
| Aviation | 15.7199 | 33.2289 | 36.9986 | 36.9338 | 36.481 | 35.8105 | 35.0762 | 34.374 | 33.553 | 33.0933 | 32.5433 | 31.8215 | 31.2654 | 30.6965 | 30.4305 | 30.2084 | 29.9576 | 29.7662 | 29.5802 | 29.1659 | 27.7105 | 27.2825 | 26.8379 | 26.3152 | 25.8645 | 25.3935 | 24.852 | 24.3606 | 23.8678 | 23.352
| Shipping | 11.5469 | 14.8932 | 15.0238 | 15.1545 | 15.2852 | 15.3869 | 15.4597 | 15.5035 | 15.5473 | 15.5912 | 15.1925 | 14.3514 | 13.0678 | 11.7842 | 10.5006 | 9.5074 | 8.8045 | 8.3919 | 7.9793 | 7.5667 | 6.8953 | 5.9651 | 4.776 | 3.5869 | 2.3978 | 1.5786 | 1.1292 | 1.0496 | 0.96997 | 0.89038
| Waste | 18.6621 | 25.2018 | 23.7044 | 22.1678 | 22.1211 | 20.2931 | 18.6188 | 17.1732 | 15.8789 | 14.6683 | 14.2401 | 13.906 | 13.6248 | 13.2977 | 12.9494 | 12.6346 | 12.5065 | 12.3665 | 12.2927 | 13.4524 | 12.7707 | 11.863 | 10.5657 | 9.5939 | 8.5058 | 7.863 | 6.0318 | 5.9159 | 5.8068 | 5.6735
| F-gases | 10.9703 | 10.0468 | 9.1606 | 8.2188 | 7.5303 | 6.7794 | 6.147 | 5.5982 | 4.9981 | 4.4583 | 3.9477 | 3.4852 | 3.203 | 3.0128 | 2.8768 | 2.7536 | 2.6327 | 2.4829 | 2.3798 | 2.3211 | 2.2731 | 2.2467 | 2.2141 | 2.1944 | 2.1931 | 2.1817 | 2.187 | 2.1823 | 2.1754 | 2.1837
| Fuel Supply | 31.8289 | 33.6235 | 32.2398 | 30.3258 | 28.3136 | 26.6121 | 24.8393 | 22.1255 | 18.5255 | 15.8117 | 13.7576 | 11.9458 | 10.5055 | 10.0214 | 7.8115 | 6.5974 | 5.6577 | 5.0158 | 4.4179 | 2.1126 | 1.2005 | 1.2084 | 1.1581 | 1.0972 | 1.0322 | 0.93442 | 0.82234 | 0.68719 | 0.53393 | 0.29699
| Electricity without BECCS | 55.0543 | 51.4858 | 41.8772 | 34.6076 | 29.6704 | 34.2226 | 30.2248 | 28.2543 | 26.4532 | 25.4298 | 24.6356 | 18.0008 | 17.3564 | 14.3118 | 12.7181 | 12.4025 | 10.0696 | 9.51 | 9.3734 | 8.9796 | 7.0951 | 6.852 | 6.8018 | 6.5797 | 6.3707 | 5.7488 | 5.6579 | 5.6847 | 5.6641 | 5.6831
| Road Transport and Rail | 101.7143 | 102.3867 | 98.1785 | 93.7306 | 89.0462 | 83.9049 | 79.573 | 74.6887 | 69.0971 | 63.0319 | 55.9604 | 48.3762 | 40.9305 | 33.8541 | 27.0052 | 21.0938 | 16.1615 | 12.0105 | 8.5017 | 5.4752 | 3.229 | 1.6786 | 0.94967 | 0.68236 | 0.45385 | 0.26253 | 0.085008 | 0.0048536 | 0 | 0
| Methane Reformation with CCUS | 0 | 0.00024696 | 0.00024696 | 0.00024696 | 0.00037884 | 0.00037884 | 0.00037804 | 0.00049982 | 0.00032649 | 0.00040811 | 0.0041991 | 0.0079901 | 0.011781 | 0.015572 | 0.015572 | 0.015572 | 0.015572 | 0.015572 | 0.015572 | 0.015572 | 0.015572 | 0.015572 | 0.015572 | 0.015572 | 0.015572 | 0.015572 | 0.015572 | 0.015572 | 0.015572 | 0.015572
| LULUCF P | 1.0831 | 10.1467 | 9.8429 | 9.2967 | 8.6516 | 7.9082 | 7.1023 | 6.3464 | 5.6533 | 4.8148 | 4.0488 | 3.0563 | 1.9063 | 0.57088 | 0 | 0 | 0 | 0 | 0 | 0 | 0 | 0 | 0 | 0 | 0 | 0 | 0 | 0 | 0 | 0
| LULUCF N | 0 | 0 | 0 | 0 | 0 | 0 | 0 | 0 | 0 | 0 | 0 | 0 | 0 | 0 | -0.86221 | -2.2362 | -3.4308 | -4.5213 | -5.2363 | -6.3346 | -7.9486 | -9.603 | -11.2696 | -12.9455 | -14.217 | -15.2072 | -16.2836 | -17.476 | -18.9322 | -20.7515
| LULUCF N | 0 | 0 | 0 | 0 | 0 | 0 | 0 | 0 | 0 | 0 | 0 | 0 | 0 | 0 | 0.86221 | 2.2362 | 3.4308 | 4.5213 | 5.2363 | 6.3346 | 7.9486 | 9.603 | 11.2696 | 12.9455 | 14.217 | 15.2072 | 16.2836 | 17.476 | 18.9322 | 20.7515
| BECCS | 0 | 0 | 0 | 0 | 0 | 0 | 0 | 0 | 0 | -0.16477 | -2.7078 | -5.5066 | -11.3013 | -19.991 | -23.1506 | -28.903 | -31.2693 | -34.2567 | -35.0341 | -35.7927 | -35.9895 | -36.1879 | -36.388 | -36.5897 | -36.7931 | -36.9981 | -37.2047 | -37.413 | -47.1366 | -50.6168
| BECCS | 0 | 0 | 0 | 0 | 0 | 0 | 0 | 0 | 0 | 0.16477 | 2.7078 | 5.5066 | 11.3013 | 19.991 | 23.1506 | 28.903 | 31.2693 | 34.2567 | 35.0341 | 35.7927 | 35.9895 | 36.1879 | 36.388 | 36.5897 | 36.7931 | 36.9981 | 37.2047 | 37.413 | 47.1366 | 50.6168
| Net emissions | 446.0382 | 460.3516 | 442.1195 | 421.6198 | 402.5723 | 391.008 | 370.094 | 345.4676 | 324.1729 | 303.0842 | 280.4425 | 248.5259 | 220.4599 | 189.8482 | 163.5306 | 139.6356 | 120.1194 | 103.3141 | 91.6153 | 78.9201 | 64.9791 | 55.329 | 47.0939 | 39.7537 | 33.5483 | 28.0667 | 22.3281 | 18.7903 | 5.567 | -1.3265
Rows coloured in grey are for chart, please do not delete
Emissions projections by sector System Transformation | System Transformation
Carbon dioxide equivalent (Mt)
|  | 2021-01-01 | 2022-01-01 | 2023-01-01 | 2024-01-01 | 2025-01-01 | 2026-01-01 | 2027-01-01 | 2028-01-01 | 2029-01-01 | 2030-01-01 | 2031-01-01 | 2032-01-01 | 2033-01-01 | 2034-01-01 | 2035-01-01 | 2036-01-01 | 2037-01-01 | 2038-01-01 | 2039-01-01 | 2040-01-01 | 2041-01-01 | 2042-01-01 | 2043-01-01 | 2044-01-01 | 2045-01-01 | 2046-01-01 | 2047-01-01 | 2048-01-01 | 2049-01-01 | 2050-01-01
| Heat | 122.9209 | 108.9971 | 107.557 | 109.4838 | 110.3181 | 107.8112 | 104.6534 | 96.19 | 93.1141 | 89.4472 | 83.8685 | 75.3135 | 67.3839 | 62.5309 | 56.9919 | 51.2619 | 45.9148 | 40.6931 | 35.5961 | 30.6056 | 25.9974 | 21.6586 | 17.5101 | 13.5157 | 9.6876 | 7.6249 | 5.7805 | 3.9595 | 2.169 | 1.3617
| Industrial Process | 28.6311 | 25.6893 | 24.872 | 24.0805 | 22.4339 | 21.2472 | 19.68 | 18.7316 | 17.92 | 16.5335 | 15.402 | 13.2769 | 11.4685 | 10.0631 | 7.4292 | 5.7643 | 4.805 | 3.5402 | 3.131 | 2.121 | 1.7964 | 1.1901 | 1.0743 | 0.97581 | 0.95595 | 0.84415 | 0.83104 | 0.77187 | 0.7492 | 0.7103
| Agriculture | 47.9062 | 47.8358 | 46.7732 | 45.6666 | 44.4823 | 43.2321 | 42.0105 | 40.7999 | 39.4666 | 38.0412 | 36.461 | 35.6704 | 29.4306 | 29.0357 | 28.8218 | 28.6115 | 28.3985 | 31.693 | 32.1107 | 32.5263 | 32.2612 | 32.0072 | 31.7514 | 31.3326 | 31.0721 | 30.8104 | 30.546 | 30.2788 | 30.0087 | 29.7049
| Aviation | 15.7199 | 33.2289 | 36.9986 | 36.9338 | 36.481 | 35.8105 | 35.0762 | 34.374 | 33.553 | 33.0933 | 32.5433 | 31.8215 | 31.2654 | 30.6965 | 30.4305 | 30.2084 | 29.9576 | 29.7662 | 29.5802 | 29.1659 | 27.7105 | 27.2825 | 26.8379 | 26.3152 | 25.8645 | 25.3935 | 24.852 | 24.3606 | 23.8678 | 23.352
| Shipping | 11.5469 | 14.8932 | 15.0238 | 15.1545 | 15.2852 | 15.3882 | 15.4636 | 15.5113 | 15.5591 | 15.6068 | 14.8748 | 13.3631 | 11.0717 | 8.7803 | 6.4889 | 4.7564 | 3.5827 | 2.9679 | 2.3531 | 1.7383 | 1.3179 | 1.0919 | 1.0602 | 1.0285 | 0.99688 | 0.96547 | 0.93433 | 0.90344 | 0.87256 | 0.84167
| Waste | 18.6621 | 25.2018 | 23.7044 | 22.1678 | 22.1211 | 20.2931 | 18.6188 | 17.1732 | 15.8789 | 14.6683 | 14.2401 | 13.906 | 13.6248 | 13.2977 | 12.9494 | 12.6346 | 12.5065 | 12.3665 | 12.2927 | 13.4524 | 12.7707 | 11.863 | 10.5657 | 9.5939 | 8.5058 | 7.863 | 6.0318 | 5.9159 | 5.8068 | 5.6735
| F-gases | 10.9703 | 10.0468 | 9.1606 | 8.2188 | 7.5303 | 6.7794 | 6.147 | 5.5982 | 4.9981 | 4.4583 | 3.9477 | 3.4852 | 3.203 | 3.0128 | 2.8768 | 2.7536 | 2.6327 | 2.4829 | 2.3798 | 2.3211 | 2.2731 | 2.2467 | 2.2141 | 2.1944 | 2.1931 | 2.1817 | 2.187 | 2.1823 | 2.1754 | 2.1837
| Fuel Supply | 31.8289 | 33.6235 | 32.2398 | 30.3258 | 28.3136 | 26.6121 | 24.8393 | 22.1255 | 18.5255 | 15.8117 | 13.7576 | 11.9458 | 10.5055 | 10.0214 | 7.8115 | 6.5974 | 5.6577 | 5.0158 | 4.4179 | 2.1126 | 1.2005 | 1.2084 | 1.1581 | 1.0972 | 1.0322 | 0.93442 | 0.82234 | 0.68719 | 0.53393 | 0.29699
| Electricity without BECCS | 55.0543 | 53.741 | 47.3342 | 40.3071 | 31.9872 | 32.7997 | 33.1083 | 29.4002 | 28.5574 | 24.1956 | 22.7568 | 15.5574 | 14.8429 | 13.7748 | 10.3319 | 9.2287 | 8.0656 | 7.0594 | 6.3428 | 6.0391 | 5.8715 | 4.975 | 4.3122 | 4.3019 | 4.2956 | 4.2734 | 4.2953 | 4.2793 | 4.2753 | 4.2832
| Road Transport and Rail | 101.7143 | 102.7595 | 98.9832 | 95.1806 | 91.3463 | 87.2883 | 84.3466 | 81.1517 | 77.4711 | 73.4964 | 68.8613 | 63.4492 | 57.6715 | 51.2152 | 44.1443 | 36.899 | 29.6951 | 22.7803 | 16.5763 | 11.1661 | 6.6112 | 2.7631 | 0.81396 | 0.57842 | 0.40478 | 0.22431 | 0.04414 | 0 | 0 | 0
| BECCS | 0 | 0 | 0 | 0 | 0 | 0 | 0 | 0 | 0 | -0.57822 | -1.8197 | -5.5388 | -10.0479 | -17.0086 | -18.4978 | -20.0946 | -21.2158 | -27.788 | -30.2672 | -33.2417 | -43.0794 | -44.8658 | -47.4761 | -47.6778 | -47.8812 | -48.0862 | -48.2928 | -48.5011 | -48.711 | -57.7876
| BECCS | 0 | 0 | 0 | 0 | 0 | 0 | 0 | 0 | 0 | 0.57822 | 1.8197 | 5.5388 | 10.0479 | 17.0086 | 18.4978 | 20.0946 | 21.2158 | 27.788 | 30.2672 | 33.2417 | 43.0794 | 44.8658 | 47.4761 | 47.6778 | 47.8812 | 48.0862 | 48.2928 | 48.5011 | 48.711 | 57.7876
| Methane Reformation with CCUS | 0 | 0.0001518 | 0.0001518 | 0.0001518 | 0.00031363 | 0.030988 | 0.074828 | 0.14161 | 0.20096 | 0.30901 | 0.43102 | 0.60181 | 0.78887 | 0.97448 | 1.1695 | 0.80968 | 0.9109 | 1.0189 | 1.1066 | 1.201 | 1.2753 | 1.3495 | 1.4035 | 1.4439 | 1.4712 | 1.4712 | 1.4712 | 1.4712 | 1.4712 | 1.4712
| LULUCF P | 2021-01-01: 1.0831; 2022-01-01: 10.1467; 2023-01-01: 9.8429; 2024-01-01: 9.2967; 2025-01-01: 8.6516; 2026-01-01: 7.9082; 2027-01-01: 7.1023; 2028-01-01: 6.3464; 2029-01-01: 5.6533; 2030-01-01: 4.8148; 2031-01-01: 4.0488; 2032-01-01: 3.0563; 2033-01-01: 1.9063; 2034-01-01: 0.57088; 2035-01-01: 0
| LULUCF N | 0 | 0 | 0 | 0 | 0 | 0 | 0 | 0 | 0 | 0 | 0 | 0 | 0 | 0 | -0.86221 | -2.2362 | -3.4308 | -4.5213 | -5.2363 | -6.3346 | -7.9486 | -9.603 | -11.2696 | -12.9455 | -14.217 | -15.2072 | -16.2836 | -17.476 | -18.9322 | -20.7515
| LULUCF N | 0 | 0 | 0 | 0 | 0 | 0 | 0 | 0 | 0 | 0 | 0 | 0 | 0 | 0 | 0.86221 | 2.2362 | 3.4308 | 4.5213 | 5.2363 | 6.3346 | 7.9486 | 9.603 | 11.2696 | 12.9455 | 14.217 | 15.2072 | 16.2836 | 17.476 | 18.9322 | 20.7515
| Net | 446.0382 | 466.1636 | 452.4899 | 436.8164 | 418.9509 | 405.2009 | 391.1209 | 367.5438 | 350.8981 | 329.898 | 309.3731 | 275.9084 | 243.115 | 216.9653 | 190.0858 | 167.1948 | 147.4805 | 127.0749 | 110.3836 | 92.873 | 68.0578 | 53.1671 | 39.9556 | 31.7542 | 24.3813 | 19.2931 | 13.2192 | 8.833 | 4.2866 | -8.6599
Rows coloured in grey are for chart, please do not delete
Emissions projections by sector Leading the Way | Leading the Way
Carbon dioxide equivalent (Mt)
|  | 2021-01-01 | 2022-01-01 | 2023-01-01 | 2024-01-01 | 2025-01-01 | 2026-01-01 | 2027-01-01 | 2028-01-01 | 2029-01-01 | 2030-01-01 | 2031-01-01 | 2032-01-01 | 2033-01-01 | 2034-01-01 | 2035-01-01 | 2036-01-01 | 2037-01-01 | 2038-01-01 | 2039-01-01 | 2040-01-01 | 2041-01-01 | 2042-01-01 | 2043-01-01 | 2044-01-01 | 2045-01-01 | 2046-01-01 | 2047-01-01 | 2048-01-01 | 2049-01-01 | 2050-01-01
| Heat | 122.9209 | 108.5066 | 105.6347 | 103.639 | 100.8948 | 98.161 | 93.661 | 83.6345 | 77.7737 | 70.9576 | 63.7986 | 53.9862 | 44.8902 | 38.6685 | 32.7467 | 27.53 | 22.844 | 18.8009 | 15.2296 | 12.371 | 9.7383 | 7.9205 | 6.3943 | 5.257 | 4.3963 | 3.5982 | 2.8777 | 2.1968 | 1.5454 | 1.4195
| Industrial Process | 28.6311 | 25.6893 | 24.872 | 24.0805 | 22.4339 | 21.2472 | 19.68 | 18.7316 | 17.92 | 16.5335 | 15.402 | 13.2769 | 11.4685 | 10.0631 | 7.4292 | 5.7643 | 4.805 | 3.5402 | 3.131 | 2.121 | 1.7964 | 1.1901 | 1.0743 | 0.97581 | 0.95595 | 0.84415 | 0.83104 | 0.77187 | 0.7492 | 0.7103
| Agriculture | 47.9062 | 43.8458 | 42.4759 | 41.0923 | 39.6071 | 38.0885 | 36.6285 | 35.2089 | 33.7697 | 32.6497 | 31.4873 | 30.6719 | 29.9363 | 29.1236 | 28.5304 | 28.0414 | 27.5379 | 27.0296 | 26.5073 | 26.0048 | 25.481 | 24.9564 | 24.4054 | 23.771 | 23.2528 | 22.7353 | 22.216 | 21.7019 | 21.186 | 20.6003
| Aviation | 15.7199 | 33.0446 | 36.7968 | 39.0208 | 38.8695 | 38.0146 | 37.1044 | 36.326 | 35.4022 | 36.5032 | 37.0477 | 37.1996 | 37.5027 | 36.8229 | 35.7402 | 34.6845 | 33.6462 | 32.5754 | 31.3173 | 29.978 | 27.19 | 25.7901 | 24.422 | 22.9239 | 21.3711 | 20.0216 | 18.5544 | 17.1104 | 15.8555 | 14.4964
| Shipping | 11.5469 | 14.8932 | 15.0238 | 15.1545 | 15.2852 | 15.3882 | 15.4636 | 15.5113 | 15.5591 | 15.6068 | 14.8748 | 13.3631 | 11.0717 | 8.7803 | 6.4889 | 4.7564 | 3.5827 | 2.9679 | 2.3531 | 1.7383 | 1.3179 | 1.0919 | 1.0602 | 1.0285 | 0.99688 | 0.96547 | 0.93433 | 0.90344 | 0.87256 | 0.84167
| Waste | 18.6621 | 25.2018 | 23.7044 | 22.1678 | 22.1211 | 20.2931 | 18.6188 | 17.1732 | 15.8789 | 14.6683 | 14.2401 | 13.906 | 13.6248 | 13.2977 | 12.9494 | 12.6346 | 12.5065 | 12.3665 | 12.2927 | 13.4524 | 12.7707 | 11.863 | 10.5657 | 9.5939 | 8.5058 | 7.863 | 6.0318 | 5.9159 | 5.8068 | 5.6735
| F-gases | 10.9703 | 10.0428 | 9.1943 | 8.3412 | 7.7053 | 6.9728 | 6.3237 | 5.6977 | 5.0166 | 4.4415 | 3.8882 | 3.3889 | 3.0643 | 2.8249 | 2.6361 | 2.4406 | 2.271 | 2.0693 | 1.9157 | 1.8134 | 1.731 | 1.6586 | 1.5872 | 1.532 | 1.4955 | 1.47 | 1.4568 | 1.431 | 1.4205 | 1.4119
| Fuel Supply | 31.8289 | 33.6235 | 32.2398 | 30.3258 | 28.3136 | 26.6121 | 24.8393 | 22.1255 | 18.5255 | 15.8117 | 13.7576 | 11.9458 | 10.5055 | 10.0214 | 7.8115 | 6.5974 | 5.6577 | 5.0158 | 4.4179 | 2.1126 | 1.2005 | 1.2084 | 1.1581 | 1.0972 | 1.0322 | 0.93442 | 0.82234 | 0.68719 | 0.53393 | 0.29699
| Electricity without BECCS | 55.0543 | 51.4094 | 39.7848 | 29.2137 | 24.9146 | 23.2941 | 22.7357 | 21.819 | 19.8006 | 20.5275 | 13.4642 | 12.6254 | 10.2249 | 8.8242 | 8.3784 | 7.0893 | 6.9735 | 6.8022 | 6.7763 | 6.8068 | 6.5919 | 6.5199 | 6.3788 | 6.3395 | 6.3699 | 6.37 | 6.3584 | 6.3603 | 6.3212 | 6.3603
| Road Transport and Rail | 101.7143 | 102.349 | 98.0985 | 93.6644 | 88.9823 | 83.8196 | 79.4146 | 74.2002 | 68.1098 | 61.3686 | 54.0044 | 45.9125 | 38.0976 | 30.7546 | 24.3557 | 19.1474 | 14.9102 | 11.4454 | 8.5061 | 6.1805 | 3.9911 | 1.987 | 0.3717 | 0 | 0 | 0 | 0 | 0 | 0 | 0
| BECCS | 0 | 0 | 0 | 0 | 0 | -0.06953 | -0.13906 | -0.20859 | -0.27812 | -4.6562 | -5.0582 | -9.6129 | -10.5922 | -15.7266 | -16.8172 | -25.8608 | -22.5805 | -23.4663 | -24.3708 | -25.2564 | -25.569 | -25.8831 | -26.1989 | -26.5163 | -26.8354 | -27.0404 | -27.2471 | -27.4554 | -27.6653 | -27.8769
| BECCS | 0 | 0 | 0 | 0 | 0 | 0.06953 | 0.13906 | 0.20859 | 0.27812 | 4.6562 | 5.0582 | 9.6129 | 10.5922 | 15.7266 | 16.8172 | 25.8608 | 22.5805 | 23.4663 | 24.3708 | 25.2564 | 25.569 | 25.8831 | 26.1989 | 26.5163 | 26.8354 | 27.0404 | 27.2471 | 27.4554 | 27.6653 | 27.8769
| Methane Reformation with CCUS | 0 | 0.00027376 | 0.00027376 | 0.00027376 | 0.00037804 | 0.012495 | 0.023741 | 0.039984 | 0.057478 | 0.081218 | 0.12728 | 0.19957 | 0.2624 | 0.29988 | 0.319 | 0.19492 | 0.19492 | 0.19492 | 0.19492 | 0.19492 | 0.19492 | 0.19492 | 0.19492 | 0.19492 | 0.19492 | 0.19492 | 0.19492 | 0.19492 | 0.19492 | 0.19492
| DACCS | 0 | 0 | 0 | 0 | 0 | 0 | 0 | 0 | 0 | 0 | 0 | 0 | 0 | 0 | 0 | 0 | 0 | 0 | 0 | 2.1818 | 4.3636 | 6.5455 | 8.7273 | 10.9091 | 13.0909 | 15.2727 | 17.4545 | 19.6364 | 21.8182 | 24
| DACCS | 0 | 0 | 0 | 0 | 0 | 0 | 0 | 0 | 0 | 0 | 0 | 0 | 0 | 0 | 0 | 0 | 0 | 0 | 0 | -2.1818 | -4.3636 | -6.5455 | -8.7273 | -10.9091 | -13.0909 | -15.2727 | -17.4545 | -19.6364 | -21.8182 | -24
| LULUCF P | 1.0831 | 9.9208 | 9.5916 | 9.0164 | 8.3319 | 7.5014 | 6.5659 | 5.5985 | 4.6441 | 3.4385 | 2.1992 | 0.6412 | 0 | 0 | 0 | 0 | 0 | 0 | 0 | 0 | 0 | 0 | 0 | 0 | 0 | 0 | 0 | 0 | 0 | 0
| LULUCF N | 0 | 0 | 0 | 0 | 0 | 0 | 0 | 0 | 0 | 0 | 0 | 0 | -1.0963 | -3.0416 | -5.1128 | -7.2186 | -9.058 | -10.6897 | -11.8623 | -13.4926 | -15.6168 | -17.903 | -20.2771 | -22.6963 | -24.5516 | -26.3091 | -28.0637 | -29.9205 | -32.0179 | -34.4198
| LULUCF N | 0 | 0 | 0 | 0 | 0 | 0 | 0 | 0 | 0 | 0 | 0 | 0 | 1.0963 | 3.0416 | 5.1128 | 7.2186 | 9.058 | 10.6897 | 11.8623 | 13.4926 | 15.6168 | 17.903 | 20.2771 | 22.6963 | 24.5516 | 26.3091 | 28.0637 | 29.9205 | 32.0179 | 34.4198
| Net | 446.0382 | 458.5271 | 437.4169 | 415.7166 | 397.4597 | 379.3355 | 360.9201 | 335.8578 | 312.1795 | 287.9321 | 259.2332 | 227.5042 | 198.9603 | 170.713 | 145.4556 | 115.8015 | 103.2911 | 88.6522 | 76.4088 | 61.8426 | 46.4544 | 34.0493 | 22.4093 | 12.592 | 4.0934 | -3.6251 | -12.4877 | -19.7384 | -27.0153 | -34.2909
Rows coloured in grey are for chart, please do not delete
Emissions projections by sector Falling Short | Falling Short
Carbon dioxide equivalent (Mt)
|  | 2021-01-01 | 2022-01-01 | 2023-01-01 | 2024-01-01 | 2025-01-01 | 2026-01-01 | 2027-01-01 | 2028-01-01 | 2029-01-01 | 2030-01-01 | 2031-01-01 | 2032-01-01 | 2033-01-01 | 2034-01-01 | 2035-01-01 | 2036-01-01 | 2037-01-01 | 2038-01-01 | 2039-01-01 | 2040-01-01 | 2041-01-01 | 2042-01-01 | 2043-01-01 | 2044-01-01 | 2045-01-01 | 2046-01-01 | 2047-01-01 | 2048-01-01 | 2049-01-01 | 2050-01-01
| Heat | 122.9209 | 109.1282 | 115.8486 | 115.0126 | 113.0781 | 111.3519 | 108.8296 | 103.9548 | 102.6758 | 101.0952 | 99.6232 | 97.9247 | 96.1393 | 94.246 | 92.0881 | 90.1267 | 88.0634 | 85.8327 | 83.4157 | 80.8295 | 78.2745 | 75.9783 | 73.7412 | 71.5711 | 69.5016 | 67.3524 | 65.0715 | 62.4648 | 59.623 | 56.6079
| Industrial Process | 28.6311 | 28.7818 | 28.9324 | 29.0831 | 29.2337 | 29.3844 | 29.535 | 29.6857 | 29.8363 | 29.987 | 30.1376 | 30.2883 | 30.4389 | 30.5896 | 30.7402 | 30.8909 | 31.0415 | 31.1922 | 31.3428 | 31.4935 | 31.6441 | 31.7948 | 31.9454 | 32.0961 | 32.2467 | 32.3974 | 32.548 | 32.6987 | 32.8493 | 33
| Agriculture and LULUCF | 48.9894 | 55.158 | 53.8868 | 52.3675 | 50.6754 | 48.8444 | 47.703 | 46.5617 | 45.4203 | 44.279 | 43.1376 | 41.9963 | 40.8549 | 39.7136 | 38.5722 | 37.4309 | 36.2895 | 35.1482 | 34.0068 | 32.8655 | 31.7241 | 30.5828 | 29.4415 | 28.3001 | 27.1588 | 26.0174 | 24.8761 | 23.7347 | 22.5934 | 21.452
| Aviation | 15.7199 | 33.2642 | 37.0378 | 36.973 | 36.5198 | 35.8486 | 35.1137 | 34.4108 | 33.589 | 33.1291 | 32.5789 | 31.8568 | 31.3005 | 30.7314 | 30.4655 | 30.2434 | 29.9927 | 29.8013 | 29.6154 | 30.3099 | 31.0043 | 31.6988 | 32.3932 | 33.0877 | 33.7821 | 34.4766 | 35.171 | 35.8655 | 36.5599 | 37.85
| Shipping | 11.5469 | 14.9268 | 15.0583 | 15.1898 | 15.3214 | 15.4235 | 15.4963 | 15.5398 | 15.5832 | 15.6267 | 15.2269 | 14.3841 | 13.0981 | 11.8121 | 10.5261 | 9.5309 | 8.8266 | 8.4132 | 7.9997 | 7.5863 | 6.9135 | 5.9814 | 5.7508 | 5.5201 | 5.2895 | 5.0588 | 4.8282 | 4.5975 | 4.3668 | 4.4
| Waste | 18.6621 | 25.1886 | 23.6583 | 22.0888 | 21.7235 | 19.8743 | 19.3354 | 18.7965 | 18.2576 | 17.7187 | 17.1799 | 16.641 | 16.1021 | 15.5632 | 15.0243 | 14.4855 | 13.9466 | 13.4077 | 12.8688 | 12.3299 | 11.7911 | 11.2522 | 10.7133 | 10.1744 | 9.6356 | 9.0967 | 8.5578 | 8.0189 | 7.48 | 6.9412
| F-gases | 10.9703 | 10.0468 | 9.1606 | 8.2188 | 7.5303 | 7.3481 | 7.1659 | 6.9837 | 6.8015 | 6.6193 | 6.4372 | 6.255 | 6.0728 | 5.8906 | 5.7084 | 5.5262 | 5.3441 | 5.1619 | 4.9797 | 4.7975 | 4.6153 | 4.4331 | 4.251 | 4.0688 | 3.8866 | 3.7044 | 3.5222 | 3.34 | 3.1579 | 3.1579
| Fuel Supply | 31.8289 | 31.6635 | 31.2035 | 30.7435 | 30.2835 | 29.8235 | 29.3635 | 28.9035 | 28.4435 | 27.9835 | 27.5235 | 27.0635 | 26.6035 | 26.1435 | 25.6835 | 25.2235 | 24.7635 | 24.3035 | 23.8435 | 23.3835 | 22.9235 | 22.4635 | 22.0035 | 21.5435 | 21.0835 | 20.6235 | 20.1635 | 19.7035 | 19.2435 | 18.7835
| Electricity without BECCS | 55.0543 | 53.7363 | 52.5196 | 48.0558 | 42.5331 | 49.3708 | 45.5134 | 40.7237 | 36.144 | 34.4618 | 34.376 | 31.9128 | 31.1652 | 29.6612 | 23.2616 | 20.179 | 16.3845 | 14.8033 | 12.9801 | 12.3431 | 11.2962 | 10.7028 | 10.2085 | 9.6615 | 9.973 | 9.7632 | 9.776 | 9.2918 | 9.2868 | 9.2747
| Road Transport and Rail | 101.7143 | 103.0286 | 99.4375 | 95.8333 | 92.2646 | 88.5638 | 86.1127 | 83.5743 | 80.7496 | 77.8855 | 74.7803 | 71.2552 | 67.7859 | 63.9476 | 59.627 | 54.6651 | 49.273 | 43.5944 | 37.944 | 32.2706 | 26.7638 | 21.6163 | 16.8069 | 12.3623 | 8.5056 | 6.1169 | 4.2875 | 3.5069 | 2.8228 | 2.2358
| Methane Reformation with CCUS | 0 | 0.00012308 | 0.00012308 | 0.00012308 | 0.00025496 | 0.00025496 | 0.00025496 | 0.00025496 | 0.00025496 | 0.00025496 | 0.00025496 | 0.00025496 | 0.00025496 | 0.0054549 | 0.011012 | 0.016675 | 0.022762 | 0.028955 | 0.035125 | 0.042275 | 0.049535 | 0.055808 | 0.062121 | 0.067722 | 0.071222 | 0.072472 | 0.073846 | 0.074971 | 0.074971 | 0.074971
| BECCS | 0 | 0 | 0 | 0 | 0 | 0 | 0 | 0 | 0 | 0 | 0 | 0 | -1.8454 | -1.8454 | -3.6909 | -3.6909 | -5.5363 | -5.5363 | -7.3817 | -7.3817 | -7.3817 | -9.3949 | -9.3949 | -9.3949 | -9.3949 | -9.3949 | -9.3949 | -11.4081 | -11.4081 | -15.4345
| BECCS | 0 | 0 | 0 | 0 | 0 | 0 | 0 | 0 | 0 | 0 | 0 | 0 | 1.8454 | 1.8454 | 3.6909 | 3.6909 | 5.5363 | 5.5363 | 7.3817 | 7.3817 | 7.3817 | 9.3949 | 9.3949 | 9.3949 | 9.3949 | 9.3949 | 9.3949 | 11.4081 | 11.4081 | 15.4345
| Net | 446.0382 | 464.9228 | 466.7436 | 453.5664 | 439.1636 | 435.8336 | 424.1687 | 409.1347 | 397.5012 | 388.7861 | 381.0014 | 369.5779 | 357.716 | 346.4588 | 328.0171 | 314.628 | 298.412 | 286.151 | 271.65 | 260.8699 | 249.6184 | 237.165 | 227.9225 | 219.0583 | 211.7391 | 205.2848 | 199.4807 | 191.8892 | 186.6503 | 178.3433
Rows coloured in grey are for chart, please do not delete

## The Energy Consumer ->
Chapter Section | Subsection | Figure Title | Figure Number
The Energy Consumer |  | EC.01: Annual consumer demand in Consumer Transformation by fuel and sector | EC.01
|  | EC.02: Annual consumer demand in System Transformation by fuel and sector | EC.02
|  | EC.03: Total annual consumer electricity demand | EC.03
|  | EC.04: Total annual consumer gas demand | EC.04
|  | EC.05: Domestic annual gas demand for heat | EC.05
|  | EC:06: Domestic annual electricity demand for heat | EC.06
|  | EC.07: Cumulative savings in underlying heat demand from applying fabric insulation measures to existing homes, higher standards in new builds and consumer behavioural change | EC.07
|  | EC.08: Annual heat pump installations | EC.08
|  | EC.09: Annual hydrogen boiler installations (including hybrids) | EC.09
|  | EC.10: Residential electricity demand for appliances | EC.10
|  | EC.11: Battery electric cars on the road | EC.11
|  | EC.12: Reduction in unmanaged peak demand for EV charging due to smart charging | EC.12
|  | EC.13: Proportion of privately owned EVs with access to off-street parking that participate in V2G | EC.13
|  | EC.14: Hydrogen demand for road transport | EC.14
|  | EC.15: Industrial electricity demand (excluding hydrogen production) | EC.15
|  | EC.16: Industrial gas demand | EC.16
|  | EC.17: Industrial hydrogen demand | EC.17
|  | EC.18: Electricity demand in the commercial sector (excluding hydrogen production) | EC.18
|  | EC.19: Annual natural gas demand for the commercial sector | EC.19
|  | EC.20: Low carbon hydrogen demand in the commercial sector | EC.20
|  | EC.21: Peak and annual demand split by archetype and share of Green Dreamers by local authority in Wales | EC.21
|  | EC.22: Average 15 year cost of selected heating systems in Leading the Way in 2030 for the most common housing type in England excluding any grants or incentives | EC.22
|  | EC.23: Relative cost of hydrogen vs electrification for residential consumers for the most common archetype in England, based on Leading the Way 2030, excluding subsidies and incentives | EC.23
| Additional Graphs | EC:A: Annual consumer demand in Leading the Way by fuel and sector | EC.A
|  | EC.B: Annual consumer demand in Falling Short by fuel and sector | EC.B
|  | EC.C: Total annual demand for heating homes | EC.C
|  | EC.D: Hydrogen demand for home heating | EC.D
|  | EC.E: Home heating technology mix today, in 2035 and in 2050 | EC.E
|  | EC.F: Breakdown of savings in underlying heat demand due to building fabric improvement and consumer behavioural change - 2050 | EC.F
|  | EC.G: Residential heat pump (including hybrids) total uptake trends | EC.G
|  | EC.H: Residential hydrogen boilers (including hybrids) total uptake trends | EC.H
|  | EC.I: District heat network connections in 2050 | EC.I
|  | EC.J: Annual energy demand for Road Transport | EC.J
|  | EC.K: Battery electric van on the road | EC.K
|  | EC.L: HGVs on the road by fuel type | EC.L
|  | EC.M: Electricity demand for data centres | EC.M
|  | EC.N: Overall non-domestic heating technology mix | EC.N

## EC.01
EC.01: Annual consumer demand in Consumer Transformation by fuel and sector
Return to: Main Menu
Return to: Chapter contents
Figure EC.01 Annual consumer demand in Consumer Transformation by fuel and sector
| Category | Subcategory | Fuel lookup | Description | Data | Data table | Component | Component 2 | Component 3 | Subtract component | Unit lookup | Consumer Transformation | Consumer Transformation | Consumer Transformation | Consumer Transformation | Consumer Transformation | Consumer Transformation | Consumer Transformation | Consumer Transformation | Consumer Transformation | Consumer Transformation | Consumer Transformation | Consumer Transformation | Consumer Transformation | Consumer Transformation | Consumer Transformation | Consumer Transformation | Consumer Transformation | Consumer Transformation | Consumer Transformation | Consumer Transformation | Consumer Transformation | Consumer Transformation | Consumer Transformation | Consumer Transformation | Consumer Transformation | Consumer Transformation | Consumer Transformation | Consumer Transformation | Consumer Transformation
[12 empty] | 2022-01-01 | 2023-01-01 | 2024-01-01 | 2025-01-01 | 2026-01-01 | 2027-01-01 | 2028-01-01 | 2029-01-01 | 2030-01-01 | 2031-01-01 | 2032-01-01 | 2033-01-01 | 2034-01-01 | 2035-01-01 | 2036-01-01 | 2037-01-01 | 2038-01-01 | 2039-01-01 | 2040-01-01 | 2041-01-01 | 2042-01-01 | 2043-01-01 | 2044-01-01 | 2045-01-01 | 2046-01-01 | 2047-01-01 | 2048-01-01 | 2049-01-01 | 2050-01-01
| End user demand | I&C | Electricity | Electricity | Demand (TWh) | ED1 | GBFES Customer Demand: Total Industrial (Excluding electrolysis) | Total Commercial Demand inc EV, Heat Pumps, District Heat, Rail Traction, No Directs | GBFES Customer Demand: Direct Transmission Customers | I&C Rail Traction Demand | GWh | 158.542 | 156.161 | 157.282 | 163.728 | 169.493 | 174.681 | 178.653 | 182.9 | 187.358 | 191.951 | 197.716 | 204.764 | 212.488 | 220.251 | 228.347 | 236.222 | 243.218 | 249.294 | 254.687 | 259.866 | 264.11 | 267.238 | 270.074 | 272.55 | 274.924 | 277.064 | 278.939 | 280.318 | 281.389
|  |  | Gas | Gas | Demand (TWh) | ED3 | Annual end-use gas demand from industry | Annual end-use gas demand from the commercial sector |  |  | GWh | 203.3519 | 194.706 | 191.735 | 191.424 | 189.07 | 185.279 | 178.7665 | 172.5216 | 164.96 | 155.0414 | 144.2293 | 132.4161 | 119.4903 | 105.8528 | 91.6849 | 78.0122 | 65.7675 | 55.774 | 47.3988 | 40.1646 | 34.7385 | 30.4077 | 26.5305 | 23.5668 | 20.6606 | 18.2456 | 16.0214 | 14.2407 | 12.8549
|  |  | Hydrogen | Hydrogen | Demand (TWh) | WS1 | Industrial | Commercial |  |  | TWh | 0.019686 | 0.038112 | 0.038112 | 0.048624 | 0.048624 | 0.33025 | 0.58789 | 1.0453 | 1.5919 | 2.3394 | 3.3674 | 4.591 | 5.8833 | 7.1446 | 8.2844 | 9.2542 | 10.0495 | 10.6969 | 11.224 | 11.6582 | 12.0194 | 12.2683 | 12.5102 | 12.6997 | 12.8798 | 12.9719 | 13.0649 | 13.158 | 13.2562
|  |  | Bioenergy | Bioresource | Demand (TWh) | WS1 | Industrial | Commercial |  |  | TWh | 3.06 | 3.03 | 2.98 | 2.96 | 2.98 | 3.17 | 3.54 | 3.99 | 4.4 | 4.8 | 5.23 | 5.59 | 5.78 | 6.01 | 6.21 | 6.48 | 6.77 | 7.04 | 7.35 | 7.83 | 8.16 | 8.36 | 8.47 | 8.75 | 8.92 | 9.09 | 9.31 | 9.69 | 10.09
|  |  | Oil | Fossil Fuel | Demand (TWh) | WS1 | Industrial | Commercial |  |  | TWh | 39.1446 | 38.0053 | 36.8646 | 35.713 | 34.4967 | 33.1877 | 31.0778 | 28.8992 | 26.65 | 24.2653 | 21.8433 | 19.3578 | 16.8612 | 14.3572 | 12.8126 | 11.2972 | 9.807 | 8.365 | 6.9622 | 5.6072 | 4.375 | 3.9271 | 3.5289 | 3.1494 | 2.8444 | 2.6079 | 2.3743 | 2.1627 | 0
|  | Residential | Electricity | Electricity | Demand (TWh) | ED1 | GBFES Customer Demand: Residential |  |  | Residential Electric Vehicles Demand (Evs) | GWh | 99.344 | 87.401 | 85.129 | 83.416 | 82.413 | 82.299 | 83.251 | 85.137 | 87.454 | 90.124 | 92.966 | 95.845 | 98.769 | 102.532 | 106.778 | 111.419 | 115.87 | 120.262 | 124.483 | 128.444 | 131.544 | 133.906 | 135.626 | 136.783 | 137.768 | 138.78 | 139.82 | 140.936 | 141.403
|  |  | Gas | Gas | Demand (TWh) | ED3 | Total end-use residential gas demand |  |  |  | GWh | 310.5561 | 306.3964 | 302.0862 | 297.019 | 290.7457 | 281.6683 | 269.9714 | 255.7603 | 239.6467 | 222.6376 | 205.516 | 188.3187 | 171.0853 | 150.8774 | 131.6944 | 114.0424 | 96.8428 | 79.892 | 63.7736 | 48.9196 | 36.8672 | 27.4379 | 20.5298 | 15.5536 | 11.5404 | 7.7366 | 4.1071 | 0.61353 | 0.080915
|  |  | Hydrogen | Hydrogen | Demand (TWh) | WS1 | Residential |  |  |  | TWh | 0 | 0 | 0 | 0 | 0 | 0 | 0 | 0 | 0 | 0 | 0 | 0 | 0 | 0 | 0 | 0 | 0 | 0 | 0 | 0 | 0 | 0 | 0 | 0 | 0 | 0 | 0 | 0 | 0
|  |  | Bioenergy | Bioresource | Demand (TWh) | WS1 | Residential Heat |  |  |  | TWh | 2.23 | 2.86 | 3.45 | 4.04 | 4.5 | 4.9 | 5.29 | 5.68 | 5.96 | 6.37 | 6.79 | 7.18 | 7.58 | 8.13 | 7.56 | 7.57 | 7.57 | 7.59 | 7.68 | 7.93 | 8.26 | 8.62 | 8.99 | 9.59 | 9.92 | 10.22 | 10.53 | 10.88 | 11.14
|  |  | Petrol/Diesel | Oil/Petroleum | Demand (TWh) | ED3 | Other |  |  |  | TWh | 26.635 | 25.188 | 23.672 | 22.153 | 20.501 | 18.816 | 17.1 | 15.368 | 13.618 | 11.86 | 10.104 | 8.352 | 6.606 | 4.807 | 4.342 | 3.75 | 3.231 | 2.78 | 2.332 | 2.017 | 1.735 | 1.486 | 1.251 | 1.034 | 0.825 | 0.614 | 0.399 | 0.179 | 0.011
|  | Road Transport | Electricity | Electricity | Demand (TWh) | ED1 | Residential Electric Vehicles Demand (EVs) | Commercial Electric Vehicles Demand (EVs) |  |  | GWh | 3.006 | 4.412 | 6.36 | 8.926 | 12.305 | 16.589 | 21.94 | 28.37 | 35.856 | 45 | 54.981 | 65.309 | 75.243 | 84.886 | 93.356 | 100.529 | 106.845 | 112.261 | 117.354 | 121.348 | 123.698 | 123.938 | 123.503 | 122.975 | 122.315 | 121.563 | 120.733 | 119.843 | 118.436
|  |  | Gas | Gas | Demand (TWh) | ED3 | Gas end-use demand for transport |  |  |  | GWh | 0.028108 | 0 | 0 | 0 | 0 | 0 | 0 | 0 | 0 | 0 | 0 | 0 | 0 | 0 | 0 | 0 | 0 | 0 | 0 | 0 | 0 | 0 | 0 | 0 | 0 | 0 | 0 | 0 | 0.0002912
|  |  | Hydrogen | Hydrogen | Demand (TWh) | WS1 | Road Transport |  |  |  | TWh | 0.032 | 0.076926 | 0.10077 | 0.12737 | 0.15687 | 0.18972 | 0.22615 | 0.26651 | 0.3111 | 0.36035 | 0.41477 | 0.4748 | 0.54085 | 0.61272 | 0.6846 | 0.75925 | 0.83992 | 0.93084 | 1.0459 | 1.1977 | 1.3901 | 1.6152 | 1.7341 | 1.8947 | 2.088 | 2.3097 | 2.5503 | 2.8223 | 3.108
|  |  | Bioenergy | Bioresource | Demand (TWh) | WS1 | Road Transport | Road Transport |  |  | TWh | 26.1046 | 31.4907 | 36.4937 | 41.0175 | 44.7661 | 44.0451 | 42.8606 | 41.2209 | 39.1353 | 36.2153 | 32.8749 | 28.7302 | 25.0007 | 21.1182 | 17.912 | 15.3945 | 13.4774 | 12.168 | 10.073 | 8.3283 | 6.9282 | 5.962 | 5.217 | 4.4791 | 3.6305 | 2.6322 | 1.4794 | 0.25053 | 0
|  |  | Petrol/Diesel | Oil/Petroleum | Demand (TWh) | ED5 | TWh Vehicles - Petrol/Diesel |  |  |  | TWh | 376.5042 | 360.2897 | 343.8215 | 326.4456 | 307.4381 | 291.6373 | 273.7959 | 253.2041 | 230.8743 | 204.8053 | 176.746 | 149.2966 | 123.1943 | 98.0237 | 76.397 | 58.5048 | 43.5906 | 31.0254 | 20.2819 | 11.9794 | 6.2891 | 3.6258 | 2.6442 | 1.7333 | 0.98278 | 0.29103 | 0.022326 | 0 | 0
|  | Rail | Electricity | Electricity | Demand (TWh) | ED1 | I&C Rail Traction Demand |  |  |  | GWh | 4.757 | 4.828 | 4.946 | 5.066 | 5.19 | 5.317 | 5.447 | 5.58 | 5.716 | 5.856 | 5.999 | 6.146 | 6.296 | 6.449 | 6.607 | 6.768 | 6.934 | 7.103 | 7.277 | 7.454 | 7.637 | 7.823 | 8.014 | 8.21 | 8.411 | 8.616 | 8.826 | 9.042 | 9.263
|  |  | Hydrogen | Hydrogen | Demand (TWh) | WS1 | Rail |  |  |  | TWh | 0 | 0 | 0 | 0 | 0 | 0 | 0 | 0 | 0 | 0 | 0 | 0 | 0 | 0 | 0 | 0 | 0 | 0 | 0 | 0 | 0 | 0 | 0 | 0 | 0 | 0 | 0 | 0 | 0
| Total by sector | I&C | [8 empty] | TWh | 404.1182 | 391.9404 | 388.8997 | 393.8736 | 396.0883 | 396.648 | 392.6253 | 389.3561 | 384.9599 | 378.397 | 372.3861 | 366.7188 | 360.5028 | 353.6156 | 347.3388 | 341.2656 | 335.612 | 331.1699 | 327.6219 | 325.1261 | 323.4029 | 322.2012 | 321.1137 | 320.7159 | 320.2288 | 319.9794 | 319.7095 | 319.5693 | 317.5901
|  | Residential | [8 empty] | TWh | 438.7651 | 421.8454 | 414.3372 | 406.628 | 398.1597 | 387.6833 | 375.6124 | 361.9453 | 346.6787 | 330.9916 | 315.376 | 299.6957 | 284.0403 | 266.3464 | 250.3744 | 236.7814 | 223.5138 | 210.524 | 198.2686 | 187.3106 | 178.4062 | 171.4499 | 166.3968 | 162.9606 | 160.0534 | 157.3506 | 154.8561 | 152.6085 | 152.6349
|  | Transport | [8 empty] | TWh | 410.4319 | 401.0973 | 391.722 | 381.5824 | 369.8561 | 357.7781 | 344.2697 | 328.6415 | 311.8927 | 292.237 | 271.0157 | 249.9566 | 230.2749 | 211.0897 | 194.9567 | 181.9555 | 171.6869 | 163.4882 | 156.0317 | 150.3073 | 145.9424 | 142.964 | 141.1124 | 139.2921 | 137.4274 | 135.412 | 133.611 | 131.9578 | 130.8073
| Total by fuel | Electricity | [8 empty] | TWh | 265.649 | 252.802 | 253.717 | 261.136 | 269.401 | 278.886 | 289.291 | 301.987 | 316.384 | 332.931 | 351.662 | 372.064 | 392.796 | 414.118 | 435.088 | 454.938 | 472.867 | 488.92 | 503.801 | 517.112 | 526.989 | 532.905 | 537.217 | 540.518 | 543.418 | 546.023 | 548.318 | 550.139 | 550.491
|  | Gas | [8 empty] | TWh | 513.9362 | 501.1024 | 493.8212 | 488.443 | 479.8157 | 466.9473 | 448.738 | 428.2819 | 404.6068 | 377.6789 | 349.7454 | 320.7347 | 290.5756 | 256.7302 | 223.3792 | 192.0546 | 162.6102 | 135.666 | 111.1724 | 89.0842 | 71.6057 | 57.8456 | 47.0603 | 39.1204 | 32.201 | 25.9823 | 20.1285 | 14.8542 | 12.9361
|  | Hydrogen | [8 empty] | TWh | 0.051686 | 0.11504 | 0.13889 | 0.176 | 0.20549 | 0.51997 | 0.81404 | 1.3118 | 1.903 | 2.6997 | 3.7822 | 5.0658 | 6.4241 | 7.7573 | 8.969 | 10.0135 | 10.8894 | 11.6277 | 12.2699 | 12.8559 | 13.4095 | 13.8836 | 14.2444 | 14.5944 | 14.9678 | 15.2817 | 15.6152 | 15.9803 | 16.3642
|  | Bioenergy | [8 empty] | TWh | 31.3946 | 37.3807 | 42.9237 | 48.0175 | 52.2461 | 52.1151 | 51.6906 | 50.8909 | 49.4953 | 47.3853 | 44.8949 | 41.5002 | 38.3607 | 35.2582 | 31.682 | 29.4445 | 27.8174 | 26.798 | 25.103 | 24.0883 | 23.3482 | 22.942 | 22.677 | 22.8191 | 22.4705 | 21.9422 | 21.3194 | 20.8205 | 21.23
|  | Other fuels | [8 empty] | TWh | 442.2838 | 423.483 | 404.3581 | 384.3115 | 362.4358 | 343.641 | 321.9737 | 297.4714 | 271.1423 | 240.9306 | 208.6933 | 177.0064 | 146.6615 | 117.188 | 93.5516 | 73.5519 | 56.6286 | 42.1704 | 29.576 | 19.6036 | 12.3991 | 9.039 | 7.4241 | 5.9167 | 4.6521 | 3.5129 | 2.7956 | 2.3417 | 0.011
| Total consumer energy demand | [9 empty] | TWh | 1253.3152 | 1214.8832 | 1194.9589 | 1182.084 | 1164.1041 | 1142.1093 | 1112.5074 | 1079.943 | 1043.5314 | 1001.6256 | 958.7778 | 916.3711 | 874.8179 | 831.0517 | 792.6699 | 760.0025 | 730.8126 | 705.1821 | 681.9223 | 662.744 | 647.7515 | 636.6152 | 628.6229 | 622.9686 | 617.7095 | 612.742 | 608.1767 | 604.1357 | 601.0323

## EC.02
EC.02: Annual consumer demand in System Transformation by fuel and sector
Return to: Main Menu
Return to: Chapter contents
Figure EC.02 Annual consumer demand in System Transformation by fuel and sector
| Category | Subcategory | Fuel lookup | Description | Data | Data table | Component | Component 2 | Component 3 | Subtract component | Unit lookup | System Transformation | System Transformation | System Transformation | System Transformation | System Transformation | System Transformation | System Transformation | System Transformation | System Transformation | System Transformation | System Transformation | System Transformation | System Transformation | System Transformation | System Transformation | System Transformation | System Transformation | System Transformation | System Transformation | System Transformation | System Transformation | System Transformation | System Transformation | System Transformation | System Transformation | System Transformation | System Transformation | System Transformation | System Transformation
[12 empty] | 2022-01-01 | 2023-01-01 | 2024-01-01 | 2025-01-01 | 2026-01-01 | 2027-01-01 | 2028-01-01 | 2029-01-01 | 2030-01-01 | 2031-01-01 | 2032-01-01 | 2033-01-01 | 2034-01-01 | 2035-01-01 | 2036-01-01 | 2037-01-01 | 2038-01-01 | 2039-01-01 | 2040-01-01 | 2041-01-01 | 2042-01-01 | 2043-01-01 | 2044-01-01 | 2045-01-01 | 2046-01-01 | 2047-01-01 | 2048-01-01 | 2049-01-01 | 2050-01-01
| End user demand | I&C | Electricity | Electricity | Demand (TWh) | ED1 | GBFES Customer Demand: Total Industrial (Excluding electrolysis) | Total Commercial Demand inc EV, Heat Pumps, District Heat, Rail Traction, No Directs | GBFES Customer Demand: Direct Transmission Customers | I&C Rail Traction Demand | GWh | 158.542 | 159.303 | 160.414 | 162.354 | 164.429 | 167.985 | 170.743 | 173.633 | 175.462 | 177.452 | 179.694 | 182.175 | 184.58 | 187.23 | 189.394 | 191.88 | 194.464 | 197.285 | 199.806 | 202.672 | 205.29 | 207.32 | 208.999 | 210.752 | 212.123 | 213.283 | 214.447 | 215.574 | 216.285
|  |  | Gas | Gas | Demand (TWh) | ED3 | Annual end-use gas demand from industry | Annual end-use gas demand from the commercial sector |  |  | GWh | 203.3519 | 204.449 | 206.387 | 204.92 | 198.254 | 193.084 | 190.3851 | 185.4694 | 177.1438 | 166.1149 | 154.6221 | 143.092 | 131.1331 | 119.2517 | 107.5861 | 96.1673 | 85.3058 | 74.8167 | 64.9877 | 55.3869 | 47.3862 | 39.0655 | 32.0178 | 25.752 | 21.0624 | 17.886 | 14.9303 | 12.8043 | 10.94
|  |  | Hydrogen | Hydrogen | Demand (TWh) | WS1 | Industrial | Commercial |  |  | TWh | 0.019686 | 0.063336 | 0.063336 | 1.5093 | 6.738 | 11.858 | 14.308 | 16.5 | 21.298 | 28.6288 | 36.3353 | 44.1408 | 52.3486 | 60.2936 | 67.9625 | 75.1145 | 81.7559 | 88.0897 | 93.9057 | 99.7877 | 104.9057 | 110.7877 | 116.3237 | 121.7172 | 125.4211 | 127.9371 | 130.4533 | 132.2513 | 133.7263
|  |  | Bioenergy | Bioresource | Demand (TWh) | WS1 | Industrial | Commercial |  |  | TWh | 2.85 | 2.75 | 2.64 | 2.51 | 2.41 | 2.49 | 2.82 | 3.24 | 3.59 | 3.88 | 4.16 | 4.41 | 4.53 | 4.6 | 4.79 | 5.01 | 5.21 | 5.41 | 5.65 | 6.15 | 6.47 | 6.55 | 6.52 | 6.54 | 6.68 | 6.78 | 6.89 | 7.13 | 7.43
|  |  | Oil | Fossil Fuel | Demand (TWh) | WS1 | Industrial | Commercial |  |  | TWh | 38.5007 | 37.3575 | 36.2144 | 35.0481 | 33.8588 | 32.1984 | 30.4657 | 28.3062 | 26.0689 | 23.7655 | 21.4154 | 18.9942 | 16.5576 | 14.1379 | 12.6975 | 11.2439 | 9.84 | 8.4618 | 7.1423 | 5.8989 | 4.7677 | 4.4118 | 4.0992 | 3.8422 | 3.5991 | 3.3855 | 3.1618 | 2.9385 | 0
|  | Residential | Electricity | Electricity | Demand (TWh) | ED1 | GBFES Customer Demand: Residential |  |  | Residential Electric Vehicles Demand (Evs) | GWh | 99.344 | 93.694 | 91.577 | 90.107 | 89.217 | 88.482 | 88.09 | 88.026 | 87.803 | 87.517 | 87.242 | 87.239 | 87.409 | 87.935 | 90.019 | 92.364 | 94.805 | 97.278 | 99.817 | 102.435 | 105.132 | 107.935 | 110.909 | 113.998 | 117.438 | 120.86 | 124.321 | 127.784 | 130.912
|  |  | Gas | Gas | Demand (TWh) | ED3 | Total end-use residential gas demand |  |  |  | GWh | 310.556 | 306.198 | 319.962 | 335.568 | 330.849 | 325.537 | 320.06 | 314.466 | 308.483 | 293.989 | 278.956 | 263.823 | 248.566 | 228.112 | 206.958 | 186.652 | 166.538 | 146.72 | 127.137 | 108.486 | 90.429 | 72.535 | 54.759 | 37.371 | 28.495 | 20.156 | 11.918 | 3.804 | 0.887
|  |  | Hydrogen | Hydrogen | Demand (TWh) | WS1 | Residential |  |  |  | TWh | 0 | 0 | 0 | 0 | 0 | 0 | 0 | 0 | 0 | 10.0422 | 20.6852 | 31.1529 | 41.4541 | 55.2742 | 65.8448 | 78.4023 | 90.6243 | 102.4306 | 113.917 | 124.7742 | 134.5436 | 143.7398 | 152.4343 | 160.4524 | 158.0592 | 155.6241 | 153.3144 | 151.1125 | 145.3041
|  |  | Bioenergy | Bioresource | Demand (TWh) | WS1 | Residential Heat |  |  |  | TWh | 0.77 | 1.29 | 1.8 | 2.21 | 2.64 | 3.03 | 3.37 | 3.7 | 3.95 | 4.21 | 4.46 | 4.7 | 4.93 | 5.21 | 5.41 | 5.39 | 5.28 | 5.23 | 5.21 | 5.25 | 5.42 | 5.64 | 5.9 | 6.19 | 6.57 | 6.87 | 7.2 | 7.53 | 7.84
|  |  | Petrol/Diesel | Oil/Petroleum | Demand (TWh) | ED3 | Other |  |  |  | TWh | 29.438 | 28.033 | 26.541 | 24.984 | 23.371 | 21.66 | 19.894 | 18.095 | 16.28 | 14.417 | 12.554 | 10.691 | 8.829 | 6.866 | 5.507 | 4.651 | 3.964 | 3.362 | 2.826 | 2.346 | 1.963 | 1.637 | 1.343 | 1.065 | 0.836 | 0.606 | 0.375 | 0.144 | 0.014
|  | Road Transport | Electricity | Electricity | Demand (TWh) | ED1 | Residential Electric Vehicles Demand (EVs) | Commercial Electric Vehicles Demand (EVs) |  |  | GWh | 3.006 | 3.326 | 4.374 | 5.72 | 7.478 | 9.712 | 12.54 | 16.05 | 20.347 | 25.7 | 32.09 | 39.53 | 47.836 | 56.589 | 65.416 | 73.795 | 81.161 | 87.288 | 92.228 | 96.055 | 98.769 | 99.612 | 98.733 | 97.588 | 96.161 | 94.487 | 92.939 | 91.358 | 89.695
|  |  | Gas | Gas | Demand (TWh) | ED3 | Gas end-use demand for transport |  |  |  | GWh | -2.2962e-05 | 0 | 0 | 0 | 0 | 0 | 0 | 0 | 0 | 0 | 0 | 0 | 0 | 0 | 0 | 0 | 0 | 0 | 0 | 0 | 0 | 0 | 0 | 0 | 0 | 0 | 0 | 0 | 0
|  |  | Hydrogen | Hydrogen | Demand (TWh) | WS1 | Road Transport |  |  |  | TWh | 0.032 | 0.083152 | 0.121 | 0.1724 | 0.24321 | 0.3411 | 0.47767 | 0.66939 | 0.9406 | 1.3286 | 1.8802 | 2.6625 | 3.7668 | 5.3539 | 7.5182 | 10.4022 | 14.0999 | 18.5893 | 24.188 | 29.8208 | 35.5225 | 38.8543 | 40.391 | 42.3367 | 44.8486 | 47.8883 | 50.7883 | 53.8831 | 56.2244
|  |  | Bioenergy | Bioresource | Demand (TWh) | WS1 | Road Transport | Road Transport |  |  | TWh | 26.2327 | 31.8403 | 37.1717 | 42.2329 | 46.8304 | 46.9737 | 46.974 | 46.6449 | 46.1038 | 45.0716 | 43.6748 | 40.843 | 37.899 | 34.0551 | 30.3376 | 26.6661 | 23.459 | 20.8364 | 17.024 | 13.6394 | 10.6687 | 8.6947 | 7.796 | 6.7479 | 5.5212 | 3.9548 | 2.3364 | 0.42229 | 0
|  |  | Petrol/Diesel | Oil/Petroleum | Demand (TWh) | ED5 | TWh Vehicles - Petrol/Diesel |  |  |  | TWh | 377.9272 | 363.3274 | 349.3275 | 335.1781 | 320.2225 | 309.7346 | 298.2559 | 284.9475 | 270.5391 | 253.6849 | 233.7403 | 212.6411 | 188.8589 | 162.8539 | 136.1048 | 109.6625 | 84.2097 | 61.5393 | 41.87 | 24.8467 | 10.4376 | 3.2263 | 2.2607 | 1.5619 | 0.83181 | 0.20304 | 0 | 0 | 0
|  | Rail | Electricity | Electricity | Demand (TWh) | ED1 | I&C Rail Traction Demand |  |  |  | GWh | 4.757 | 4.774 | 4.873 | 4.975 | 5.079 | 5.186 | 5.294 | 5.405 | 5.518 | 5.633 | 5.751 | 5.872 | 5.994 | 6.12 | 6.248 | 6.379 | 6.512 | 6.648 | 6.787 | 6.929 | 7.074 | 7.222 | 7.373 | 7.528 | 7.685 | 7.846 | 8.01 | 8.178 | 8.349
|  |  | Hydrogen | Hydrogen | Demand (TWh) | WS1 | Rail |  |  |  | TWh | 0 | 0 | 0 | 0 | 0 | 0 | 0 | 0 | 0.52055 | 0.68558 | 0.85061 | 1.0156 | 1.1807 | 1.3457 | 1.3949 | 1.4442 | 1.4934 | 1.5427 | 1.5919 | 1.6902 | 1.7885 | 1.8868 | 1.985 | 2.0833 | 2.0833 | 2.0833 | 2.0833 | 2.0833 | 2.0833
| Total by sector | I&C | [8 empty] | TWh | 403.2644 | 403.9228 | 405.7187 | 406.3414 | 405.6898 | 407.6155 | 408.7218 | 407.1486 | 403.5626 | 399.8413 | 396.2267 | 392.812 | 389.1493 | 385.5132 | 382.4301 | 379.4158 | 376.5758 | 374.0632 | 371.4917 | 369.8955 | 368.8196 | 368.135 | 367.9597 | 368.6033 | 368.8856 | 369.2715 | 369.8824 | 370.698 | 368.3813
|  | Residential | [8 empty] | TWh | 440.108 | 429.215 | 439.88 | 452.869 | 446.077 | 438.709 | 431.414 | 424.287 | 416.516 | 410.1752 | 403.8972 | 397.6059 | 391.1881 | 383.3972 | 373.7388 | 367.4593 | 361.2113 | 355.0206 | 348.907 | 343.2912 | 337.4876 | 331.4868 | 325.3453 | 319.0764 | 311.3982 | 304.1161 | 297.1284 | 290.3745 | 284.9571
|  | Transport | [8 empty] | TWh | 411.9548 | 403.3508 | 395.8673 | 388.2784 | 379.8531 | 371.9474 | 363.5416 | 353.7167 | 343.9691 | 332.1037 | 317.9869 | 302.5642 | 285.5354 | 266.3176 | 247.0195 | 228.3489 | 210.9351 | 196.4437 | 183.6889 | 172.981 | 164.2602 | 159.4961 | 158.5387 | 157.8458 | 157.1309 | 156.4624 | 156.1571 | 155.9247 | 156.3517
| Total by fuel | Electricity | [8 empty] | TWh | 265.649 | 261.097 | 261.238 | 263.156 | 266.203 | 271.365 | 276.667 | 283.114 | 289.13 | 296.302 | 304.777 | 314.816 | 325.819 | 337.874 | 351.077 | 364.418 | 376.942 | 388.499 | 398.638 | 408.091 | 416.265 | 422.089 | 426.014 | 429.866 | 433.407 | 436.476 | 439.717 | 442.894 | 445.241
|  | Gas | [8 empty] | TWh | 513.9079 | 510.647 | 526.349 | 540.488 | 529.103 | 518.621 | 510.4451 | 499.9354 | 485.6268 | 460.1039 | 433.5781 | 406.915 | 379.6991 | 347.3637 | 314.5441 | 282.8193 | 251.8438 | 221.5367 | 192.1247 | 163.8729 | 137.8152 | 111.6005 | 86.7768 | 63.123 | 49.5574 | 38.042 | 26.8483 | 16.6083 | 11.827
|  | Hydrogen | [8 empty] | TWh | 0.051686 | 0.14649 | 0.18433 | 1.6817 | 6.9812 | 12.1991 | 14.7857 | 17.1694 | 22.7591 | 40.6852 | 59.7513 | 78.9719 | 98.7501 | 122.2674 | 142.7205 | 165.3632 | 187.9736 | 210.6523 | 233.6025 | 256.0729 | 276.7603 | 295.2686 | 311.134 | 326.5896 | 330.4122 | 333.5327 | 336.6393 | 339.3302 | 337.3381
|  | Bioenergy | [8 empty] | TWh | 29.8527 | 35.8803 | 41.6117 | 46.9529 | 51.8804 | 52.4937 | 53.164 | 53.5849 | 53.6438 | 53.1616 | 52.2948 | 49.953 | 47.359 | 43.8651 | 40.5376 | 37.0661 | 33.949 | 31.4764 | 27.884 | 25.0394 | 22.5587 | 20.8847 | 20.216 | 19.4779 | 18.7712 | 17.6048 | 16.4264 | 15.0823 | 15.27
|  | Other fuels | [8 empty] | TWh | 445.8659 | 428.7179 | 412.0829 | 395.2102 | 377.4524 | 363.593 | 348.6156 | 331.3487 | 312.888 | 291.8674 | 267.7097 | 242.3263 | 214.2455 | 183.8579 | 154.3092 | 125.5574 | 98.0137 | 73.3631 | 51.8383 | 33.0915 | 17.1683 | 9.2751 | 7.7029 | 6.4691 | 5.2669 | 4.1945 | 3.5368 | 3.0825 | 0.014
| Total consumer energy demand | [9 empty] | TWh | 1255.3272 | 1236.4887 | 1241.4659 | 1247.4888 | 1231.6199 | 1218.2719 | 1203.6773 | 1185.1523 | 1164.0477 | 1142.1201 | 1118.1108 | 1092.9822 | 1065.8728 | 1035.228 | 1003.1884 | 975.224 | 948.7222 | 925.5275 | 904.0876 | 886.1677 | 870.5674 | 859.1179 | 851.8437 | 845.5255 | 837.4147 | 829.85 | 823.1679 | 816.9972 | 809.6901

## EC.03
EC.03: Total annual consumer electricity demand
Return to: Main Menu
Return to: Chapter contents
EC.03: Total annual consumer electricity demand
|  | 2010 | 2011 | 2012 | 2013 | 2014 | 2015 | 2016 | 2017 | 2018 | 2019 | 2020 | 2021 | 2022 | 2023 | 2024 | 2025 | 2026 | 2027 | 2028 | 2029 | 2030 | 2031 | 2032 | 2033 | 2034 | 2035 | 2036 | 2037 | 2038 | 2039 | 2040 | 2041 | 2042 | 2043 | 2044 | 2045 | 2046 | 2047 | 2048 | 2049 | 2050
| History | 2010: 322398; 2011: 323142; 2012: 321205; 2013: 318607; 2014: 308956; 2015: 307522; 2016: 300111; 2017: 294466; 2018: 290601; 2019: 285777; 2020: 263451; 2021: 271716; 2022: 265649
| Consumer Transformation | [12 empty] | 265649 | 252802 | 253717 | 261136 | 269401 | 278886 | 289291 | 301988 | 316383 | 332930 | 351662 | 372063 | 392796 | 414117 | 435088 | 454938 | 472867 | 488920 | 503801 | 517112 | 526988 | 532905 | 537217 | 540517 | 543418 | 546023 | 548318 | 550139 | 550491
| System Transformation | [12 empty] | 265649 | 261097 | 261238 | 263156 | 266203 | 271365 | 276667 | 283114 | 289130 | 296302 | 304777 | 314816 | 325819 | 337873 | 351077 | 364418 | 376942 | 388500 | 398639 | 408091 | 416265 | 422088 | 426014 | 429866 | 433407 | 436475 | 439716 | 442895 | 445241
| Leading the Way | [12 empty] | 265649 | 250211 | 247730 | 250416 | 261555 | 272655 | 283203 | 296305 | 310797 | 327028 | 344843 | 363199 | 380896 | 397009 | 409559 | 423118 | 434882 | 444868 | 452543 | 459928 | 465624 | 469829 | 471370 | 471972 | 472386 | 472300 | 471857 | 471301 | 469415
| Falling Short | [12 empty] | 265649 | 274648 | 277788 | 281353 | 283875 | 287070 | 290329 | 294874 | 300628 | 307044 | 314379 | 323006 | 332360 | 342200 | 352924 | 364425 | 376572 | 389372 | 403075 | 417144 | 430723 | 444105 | 456991 | 469285 | 479916 | 489993 | 498311 | 507278 | 516280
| Five Year Forecast | 2022: 265649; 2023: 262740; 2024: 262508; 2025: 266513; 2026: 272462; 2027: 278437; 2028: 285427
| Data Table | 2010: ED1
| Item | 2010: GBFES Customer Demand: Residential; 2011: GBFES Customer Demand: Total Industrial (Excluding Electrolysis); 2012: GBFES Customer Demand: Commercial with Micro-generation Included; 2013: GBFES Customer Demand: Direct Transmission Customers
| Unit | 2010: GWh
| Fuel | 2010: Electricity
| Peak/Annual/Minimum | 2010: Annual [Fiscal]

## EC.04
EC.04: Total annual consumer gas demand
Return to: Main Menu
Return to: Chapter contents
EC.04: Total annual consumer gas demand
|  | GWh | 2020 | 2021 | 2022 | 2023 | 2024 | 2025 | 2026 | 2027 | 2028 | 2029 | 2030 | 2031 | 2032 | 2033 | 2034 | 2035 | 2036 | 2037 | 2038 | 2039 | 2040 | 2041 | 2042 | 2043 | 2044 | 2045 | 2046 | 2047 | 2048 | 2049 | 2050
|  | History | 2020: 568866.2717; 2021: 561068.9804; 2022: 514340.7171
|  | Consumer Transformation |  |  | 514340.7171 | 501593.135 | 494414.9098 | 489160.4743 | 480681.8528 | 467992.3304 | 449998.6189 | 429802.7705 | 406442.0819 | 379894.242 | 352420.3019 | 323964.9755 | 294476.2814 | 261048.4107 | 228191.2517 | 197449.0885 | 168687.6272 | 142533.9837 | 117745.3937 | 95312.5106 | 77433.925 | 63207.598 | 51877.3824 | 43299.4854 | 35631.5356 | 28514.4735 | 21607.8787 | 15104.7378 | 12936.0837
|  | System Transformation |  |  | 514340.6236 | 511187.2607 | 527020.7344 | 541320.8557 | 530133.3901 | 519894.7244 | 512019.0293 | 501880.2724 | 488030.5812 | 463075.5386 | 437252.8185 | 411457.9884 | 385298.126 | 353618.804 | 321581.7035 | 290785.4266 | 260902.8645 | 231873.1413 | 202048.7185 | 173312.2193 | 146683.8669 | 119795.1762 | 94172.7528 | 69570.8659 | 54878.5735 | 41996.7677 | 29184.7357 | 17030.5393 | 11827.0455
|  | Leading the Way |  |  | 514340.7171 | 497663.4064 | 490893.89 | 487127.0926 | 479318.9321 | 464780.3707 | 445606.9496 | 419767.3461 | 388255.5675 | 354006.4268 | 319074.301 | 283823.3362 | 248299.4474 | 212750.0146 | 181161.0448 | 152078.4257 | 126407.1119 | 103523.5185 | 84890.4048 | 67877.1299 | 55783.3277 | 45309.6496 | 37072.5392 | 30519.0248 | 24626.1832 | 19713.7548 | 15560.4857 | 11736.0437 | 10773.2633
|  | Falling Short |  |  | 514340.7171 | 558111.095 | 559056.0423 | 558865.8913 | 556997.6496 | 553513.9115 | 549260.6066 | 545509.4805 | 540896.0185 | 536406.3966 | 530750.8463 | 524729.1134 | 518262.3923 | 511308.2379 | 505119.7539 | 498607.229 | 491277.7493 | 483044.8969 | 472382.986 | 461016.4057 | 450892.218 | 440861.9926 | 431066.0233 | 419075.8481 | 406829.3589 | 393567.6689 | 378410.3095 | 361670.2889 | 343581.4224
|  | Five Year Forecast | 2022: 514340.7171; 2023: 503362.3607; 2024: 517103.4712; 2025: 535058.7371; 2026: 528980.9529; 2027: 522580.9128; 2028: 513551.2201
*includes biomethane demand blended with natural gas

## EC.05
EC.05: Domestic annual gas demand for heat
Return to: Main Menu
Return to: Chapter contents
EC.05: Domestic annual gas demand for heat | Annual natural gas demand for home heating
TWh | time axis 2005-01-01 to 2050-01-01
| History | 2005-01-01: 374; 2006-01-01: 359; 2007-01-01: 345; 2008-01-01: 352; 2009-01-01: 338; 2010-01-01: 383; 2011-01-01: 302; 2012-01-01: 336; 2013-01-01: 337; 2014-01-01: 277; 2015-01-01: 290; 2016-01-01: 298; 2017-01-01: 288; 2018-01-01: 298; 2019-01-01: 287; 2020-01-01: 289; 2021-01-01: 311
| Consumer Transformation | [16 empty] | 311 | 288.901 | 285.743 | 282.429 | 278.388 | 273.194 | 265.332 | 254.956 | 242.148 | 227.468 | 211.862 | 196.068 | 180.122 | 164.058 | 145.053 | 126.937 | 110.207 | 93.829 | 77.607 | 62.111 | 47.769 | 36.094 | 26.933 | 20.205 | 15.348 | 11.418 | 7.675 | 4.085 | 0.612 | 0.081
| System Transformation | [16 empty] | 311 | 307.945 | 305.049 | 301.889 | 298.521 | 294.323 | 289.597 | 284.725 | 279.749 | 274.426 | 261.532 | 248.159 | 234.697 | 221.124 | 202.928 | 184.11 | 166.046 | 148.152 | 130.522 | 113.101 | 96.51 | 80.445 | 64.527 | 48.714 | 33.246 | 25.349 | 17.931 | 10.602 | 3.384 | 0.789
| Leading the Way | [16 empty] | 311 | 269.412 | 266.894 | 264.724 | 262.366 | 257.63 | 249.558 | 238.686 | 222.889 | 204.948 | 185.524 | 166.3 | 147.104 | 127.679 | 107.728 | 90.664 | 75.149 | 62.163 | 50.885 | 41.479 | 31.803 | 24.88 | 19.145 | 15.085 | 11.597 | 8.493 | 5.683 | 2.989 | 0.381 | 0
| Falling Short | [16 empty] | 311 | 310.069 | 309.073 | 308.064 | 307.039 | 305.781 | 303.549 | 301.078 | 298.314 | 295.193 | 291.67 | 287.319 | 282.431 | 276.928 | 270.742 | 264.666 | 258.246 | 251.104 | 243.155 | 234.463 | 225.16 | 216.748 | 208.454 | 200.314 | 192.372 | 184.676 | 176.257 | 165.966 | 154.514 | 142.15
| Five Year Forecast | 2021-01-01: 311; 2022-01-01: 269.413; 2023-01-01: 266.895; 2024-01-01: 282.306; 2025-01-01: 297.497; 2026-01-01: 293.822; 2027-01-01: 290.05; 2028-01-01: 286.251
History from ECUK 2022_End_use_tables (non weather corrected)
Modelled data assumes average weather conditions
|  | Data Table | ED3
|  | Sector | Domestic
|  | Fuel | gas
Technology
|  | Time | Annuals
|  | Units | TWh
Reduction in indoor temperature in LW and CT

## EC.06
EC:06: Domestic annual electricity demand for heat
Return to: Main Menu
Return to: Chapter contents
EC:06: Domestic annual electricity demand for heat
Domestic annual electricity demand for heat
TWh/yr
 | time axis 2005-01-01 to 2050-01-01
|  | History | 2005-01-01: 34; 2006-01-01: 32; 2007-01-01: 30; 2008-01-01: 36; 2009-01-01: 35; 2010-01-01: 36; 2011-01-01: 29; 2012-01-01: 27; 2013-01-01: 26; 2014-01-01: 24; 2015-01-01: 24; 2016-01-01: 25; 2017-01-01: 22; 2018-01-01: 21; 2019-01-01: 21; 2020-01-01: 21; 2021-01-01: 21
|  | Consumer Transformation | [16 empty] | 21 | 19.388 | 18.563 | 18.695 | 18.704 | 19.116 | 20.128 | 21.907 | 24.292 | 26.948 | 29.886 | 32.802 | 35.754 | 38.738 | 42.524 | 46.769 | 51.484 | 56.068 | 60.586 | 64.885 | 68.818 | 71.876 | 74.164 | 75.745 | 76.69 | 77.443 | 78.167 | 78.86 | 79.572 | 79.559
|  | System Transformation | [16 empty] | 21 | 19.388 | 20.034 | 20.126 | 20.116 | 20.222 | 20.405 | 20.606 | 20.827 | 20.93 | 20.929 | 20.872 | 20.874 | 20.944 | 21.413 | 23.535 | 25.869 | 28.272 | 30.702 | 33.16 | 35.598 | 38.099 | 40.671 | 43.331 | 46.071 | 49.136 | 52.122 | 55.072 | 57.977 | 60.496
|  | Leading the Way | [16 empty] | 21 | 19.388 | 17.201 | 17.626 | 17.77 | 18.701 | 20.232 | 22.366 | 24.938 | 27.876 | 31.19 | 34.554 | 37.942 | 41.416 | 45.122 | 46.483 | 50.204 | 53.048 | 55.442 | 57.264 | 59.179 | 60.287 | 61.109 | 62.165 | 62.984 | 63.771 | 64.416 | 64.987 | 65.518 | 65.223
|  | Falling Short | [16 empty] | 21 | 19.388 | 20.329 | 20.528 | 20.577 | 20.804 | 21.197 | 21.75 | 22.42 | 23.528 | 24.446 | 25.504 | 26.707 | 28.08 | 29.645 | 31.626 | 33.734 | 36.062 | 38.656 | 41.514 | 44.574 | 47.302 | 49.916 | 52.442 | 54.485 | 56.821 | 59.328 | 62.317 | 65.624 | 69.14
|  | Five Year Forecast | 2021-01-01: 21; 2022-01-01: 19.388; 2023-01-01: 19.639; 2024-01-01: 20.152; 2025-01-01: 20.317; 2026-01-01: 20.761; 2027-01-01: 21.06; 2028-01-01: 21.097
History from ECUK 2021_End_use_tables (non weather corrected)
|  |  | Data Table | ED3
|  |  | Sector | Domestic
|  |  | Fuel | electricity | electricity off-peak
Technology
|  |  | Time | Annuals
|  |  | Units | TWh

## EC.07
EC.07: Cumulative savings in underlying heat demand from applying fabric insulation measures to existing homes, higher standards in new builds and consumer behavioural change
Return to: Main Menu
Return to: Chapter contents
Cumulative savings in underlying heat demand from insulation, higher standards in new builds and consumer behavioural change
EC.07: Cumulative savings in underlying heat demand from applying fabric insulation measures to existing homes, higher standards in new builds and consumer behavioural change
|  | 2020 | 2021 | 2022 | 2023 | 2024 | 2025 | 2026 | 2027 | 2028 | 2029 | 2030 | 2031 | 2032 | 2033 | 2034 | 2035 | 2036 | 2037 | 2038 | 2039 | 2040 | 2041 | 2042 | 2043 | 2044 | 2045 | 2046 | 2047 | 2048 | 2049 | 2050
| Consumer Transformation | 0 | 2.282 | 22.276 | 24.185 | 26.252 | 29.026 | 32.025 | 35.811 | 39.538 | 43.307 | 47.214 | 51.171 | 55.347 | 59.583 | 63.862 | 68.238 | 72.197 | 73.245 | 74.267 | 75.276 | 76.323 | 77.381 | 78.471 | 79.568 | 80.716 | 81.968 | 83.302 | 84.582 | 85.857 | 87.1 | 88.106
| System Transformation | 0 | 2.282 | 4.454 | 6.246 | 8.276 | 10.529 | 13.511 | 16.828 | 20.299 | 23.802 | 27.496 | 31.262 | 35.151 | 39.043 | 42.934 | 46.859 | 50.564 | 51.139 | 51.691 | 52.238 | 52.779 | 53.282 | 53.78 | 54.279 | 54.771 | 55.256 | 55.808 | 56.386 | 56.975 | 57.581 | 58.226
| Leading the Way | 0 | 2.282 | 40.037 | 41.903 | 44.563 | 47.332 | 50.37 | 54.474 | 58.661 | 62.842 | 66.993 | 71.123 | 75.124 | 79.149 | 83.213 | 87.398 | 91.228 | 92.189 | 93.192 | 94.189 | 95.179 | 96.271 | 97.49 | 98.695 | 99.913 | 101.221 | 102.433 | 103.648 | 104.852 | 105.976 | 106.964
| Falling Short | 0 | 2.282 | 1.887 | 1.491 | 1.096 | 0.701 | 0.306 | 0.47 | 0.634 | 0.798 | 0.962 | 1.127 | 1.571 | 2.014 | 2.458 | 2.902 | 3.345 | 3.787 | 4.227 | 4.666 | 5.104 | 5.54 | 5.977 | 6.413 | 6.85 | 7.301 | 7.774 | 8.266 | 8.772 | 9.296 | 9.824
| Five Year Forecast | 2020: 0; 2021: 2.282; 2022: 40.37; 2023: 41.956; 2024: 25.91; 2025: 9.749; 2026: 12.065; 2027: 14.468; 2028: 16.89
| Data Table | 2020: ED3
| Sector | 2020: Domestic
Fuel
| Technology | 2020: Savings from Behaviour and Insulation
| Time | 2020: Cumulative Annual
| Units | 2020: TWh

## EC.08
EC.08: Annual heat pump installations
Return to: Main Menu
Return to: Chapter contents
EC.08: Annual heat pump installations | Residential Heat Pump (including hybrids) annual installations
Number of homes
|  | 2020 | 2021 | 2022 | 2023 | 2024 | 2025 | 2026 | 2027 | 2028 | 2029 | 2030 | 2031 | 2032 | 2033 | 2034 | 2035 | 2036 | 2037 | 2038 | 2039 | 2040 | 2041 | 2042 | 2043 | 2044 | 2045 | 2046 | 2047 | 2048 | 2049 | 2050
| Consumer Transformation | 47686 | 63625 | 86306 | 147177 | 228599 | 335252 | 474686 | 700373 | 959813 | 1172307 | 1268160 | 1263310 | 1253235 | 1244144 | 1456723 | 1506035 | 1522867 | 1521338 | 1516755 | 1526718 | 1541451 | 1506270 | 1489731 | 1397796 | 1273627 | 1237817 | 1229115 | 1271392 | 1387251 | 1503104 | 1646459
| System Transformation | 47686 | 63625 | 71039 | 102424 | 115424 | 162218 | 164521 | 181529 | 178399 | 193384 | 193574 | 145146 | 147315 | 151798 | 197583 | 721725 | 722792 | 745806 | 765708 | 784380 | 825475 | 866845 | 919026 | 979544 | 1058292 | 1125914 | 1117373 | 1133579 | 1150316 | 1164014 | 1231820
| Leading the Way | 47686 | 63625 | 99998 | 160003 | 259974 | 370074 | 600120 | 850008 | 1099990 | 1349986 | 1525926 | 1526005 | 1526020 | 1552841 | 1556033 | 1342426 | 1335171 | 1297062 | 1324440 | 1321466 | 1374043 | 1296446 | 1262640 | 1188146 | 1131151 | 1084342 | 1133508 | 1213433 | 1263585 | 1308513 | 1376884
| Falling Short | 47686 | 63625 | 65288 | 74806 | 65878 | 126216 | 187854 | 181943 | 260028 | 299101 | 296783 | 348384 | 366328 | 391287 | 421779 | 548112 | 579115 | 640716 | 717638 | 777218 | 858782 | 848904 | 854023 | 857432 | 858012 | 857698 | 941946 | 1151616 | 1260765 | 1361774 | 1485283
| Five Year Forecast | 2020: 47686; 2021: 63625; 2022: 77038; 2023: 82762; 2024: 90425; 2025: 150918; 2026: 171012; 2027: 180586; 2028: 179674
| Government 2028 annual installation target | 600000 | 600000 | 600000 | 600000 | 600000 | 600000 | 600000 | 600000 | 600000 | 600000 | 600000 | 600000 | 600000 | 600000 | 600000 | 600000 | 600000 | 600000 | 600000 | 600000 | 600000 | 600000 | 600000 | 600000 | 600000 | 600000 | 600000 | 600000 | 600000 | 600000 | 600000
Total Heat Pump annual installations include:
ASHP
Hybrid (ASHP + Hydrogen boiler)
Hybrid (ASHP + Biofuel boiler)
Hybrid (ASHP + Electric resistive)
GSHP
| Data Table | 2020: ED3
| Sector | 2020: Domestic
Fuel
| Technology | 2020: ASHP; 2021: Hybrid (ASHP + Hydrogen boiler); 2022: Hybrid (ASHP + Biofuel boiler); 2023: Hybrid (ASHP + Electric resistive); 2024: GSHP
Time
| Units | 2020: uptake
Government 2028 annual installation target

## EC.09
EC.09: Annual hydrogen boiler installations (including hybrids)
Return to: Main Menu
Return to: Chapter contents
EC.09: Annual hydrogen boiler installations (including hybrids) | Residential hydrogen (including hybrids) uptake trends
Number of homes
|  | 2020 | 2021 | 2022 | 2023 | 2024 | 2025 | 2026 | 2027 | 2028 | 2029 | 2030 | 2031 | 2032 | 2033 | 2034 | 2035 | 2036 | 2037 | 2038 | 2039 | 2040 | 2041 | 2042 | 2043 | 2044 | 2045 | 2046 | 2047 | 2048 | 2049 | 2050
| Consumer Transformation | 0 | 0 | 0 | 0 | 0 | 0 | 0 | 0 | 0 | 0 | 0 | 0 | 0 | 0 | 0 | 0 | 0 | 0 | 0 | 0 | 0 | 0 | 0 | 0 | 0 | 0 | 0 | 0 | 0 | 0 | 0
| System Transformation | 0 | 0 | 0 | 0 | 0 | 0 | 0 | 0 | 0 | 0 | 844081 | 943609 | 935970 | 927356 | 1367007 | 1369590 | 1468163 | 1454264 | 1436129 | 1425754 | 1404106 | 1308446 | 1257521 | 1180026 | 1071288 | 989347 | 1046203 | 1030382 | 1013446 | 995141 | 1004606
| Leading the Way | 0 | 0 | 0 | 0 | 0 | 0 | 0 | 0 | 296276 | 305967 | 314661 | 326315 | 329454 | 332166 | 378398 | 396550 | 415403 | 404141 | 408033 | 403789 | 410027 | 394604 | 379287 | 361177 | 344927 | 331598 | 345658 | 371367 | 382714 | 395489 | 408353
| Falling Short | 0 | 0 | 0 | 0 | 0 | 0 | 0 | 0 | 0 | 0 | 0 | 0 | 0 | 0 | 0 | 0 | 0 | 0 | 0 | 0 | 0 | 0 | 0 | 0 | 0 | 0 | 0 | 0 | 0 | 0 | 0
| Five Year Forecast | 2020: 0; 2021: 0; 2022: 0; 2023: 0; 2024: 0; 2025: 0; 2026: 0; 2027: 0; 2028: 0
| Data Table | 2020: ED3
| Sector | 2020: Domestic
Fuel
| Technology | 2020: Hydrogen Boiler; 2021: Hybrid (ASHP + Hydrogen boiler)
Time
| Units | 2020: uptake

## EC.10
EC.10: Residential electricity demand for appliances
Return to: Main Menu
Return to: Chapter contents
| EC.10: Residential electricity demand for appliances | Annual Residential Electricity Demand for Appliances GWh
 | time axis 2005-01-01 to 2050-01-01
|  | History | 2005-01-01: 82617; 2006-01-01: 86765; 2007-01-01: 87092; 2008-01-01: 80192; 2009-01-01: 79317; 2010-01-01: 75157; 2011-01-01: 80115; 2012-01-01: 83093; 2013-01-01: 82913; 2014-01-01: 85730; 2015-01-01: 87895; 2016-01-01: 83336; 2017-01-01: 86212; 2018-01-01: 76705; 2019-01-01: 76111; 2020-01-01: 83762; 2021-01-01: 86571; 2022-01-01: 79861
|  | Consumer Transformation | [17 empty] | 79861 | 69108 | 67091 | 65619 | 64421 | 63464 | 62801 | 62461 | 62282 | 61933 | 61777 | 61615 | 61456 | 61326 | 61211 | 61013 | 60735 | 60447 | 60191 | 60022 | 59843 | 59667 | 59528 | 59425 | 59306 | 59196 | 59103 | 59009 | 58929
|  | System Transformation | [17 empty] | 79861 | 74010 | 71934 | 70605 | 69732 | 68934 | 68452 | 68278 | 68050 | 67690 | 67394 | 67302 | 67307 | 67263 | 67106 | 66987 | 66879 | 66761 | 66665 | 66648 | 66622 | 66609 | 66646 | 66685 | 66721 | 66768 | 66842 | 66914 | 66973
|  | Leading the Way | [17 empty] | 79861 | 70847 | 65318 | 60193 | 58149 | 56494 | 55564 | 54762 | 54098 | 53562 | 53040 | 52528 | 52036 | 51589 | 51192 | 50807 | 50394 | 49903 | 49473 | 49233 | 48990 | 48739 | 48500 | 48219 | 47858 | 47613 | 47374 | 47144 | 46948
|  | Falling Short | [17 empty] | 79861 | 84620 | 83588 | 82517 | 81001 | 79686 | 78792 | 78048 | 77548 | 77667 | 77865 | 78294 | 78837 | 79337 | 79740 | 80206 | 80692 | 81178 | 81675 | 82191 | 82702 | 83208 | 83669 | 84011 | 84344 | 84701 | 85091 | 85484 | 85821
|  | Five Year Forecast | 2022-01-01: 79861; 2023-01-01: 78748; 2024-01-01: 75772; 2025-01-01: 71944; 2026-01-01: 71113; 2027-01-01: 70374; 2028-01-01: 69794
Home appliances and light
Does not include heat, EV charging or aircon
Reduction due to smart meters not applied (see table ED1)
All appliance modelling carried out using the ECUK 2020 dataset
Data Lookup
Residential Appliance Demand
Residential Storage Heat
Residential Resistive Heat Demand
Residential Resistive Hot Water
Residential Light
|  | Data Table | 2005-01-01: ED1; 2012-01-01: Residential Smart Metering - Demand Reduction
|  | Item | 2005-01-01: Residential Appliance Demand; 2006-01-01: Residential Light; 2012-01-01: Residential Heat Pumps
|  | Unit | 2005-01-01: GWh; 2012-01-01: Residential Electric Vehicles Demand (EVs)
|  | Fuel | 2005-01-01: Electricity; 2012-01-01: Residential Air Conditioning Demand
|  | Peak/Annual/Minimum | 2005-01-01: Annual [Fiscal]; 2012-01-01: Residential District Heat Demand

## EC.11
EC.11: Battery electric cars on the road
Return to: Main Menu
Return to: Chapter contents
| EC.11: Battery electric cars on the road | Number of battery electric cars on the road
|  | #No. of vehicles | 2015-01-01 | 2016-01-01 | 2017-01-01 | 2018-01-01 | 2019-01-01 | 2020-01-01 | 2021-01-01 | 2022-01-01 | 2023-01-01 | 2024-01-01 | 2025-01-01 | 2026-01-01 | 2027-01-01 | 2028-01-01 | 2029-01-01 | 2030-01-01 | 2031-01-01 | 2032-01-01 | 2033-01-01 | 2034-01-01 | 2035-01-01 | 2036-01-01 | 2037-01-01 | 2038-01-01 | 2039-01-01 | 2040-01-01 | 2041-01-01 | 2042-01-01 | 2043-01-01 | 2044-01-01 | 2045-01-01 | 2046-01-01 | 2047-01-01 | 2048-01-01 | 2049-01-01 | 2050-01-01
|  | History | 2017-01-01: 47635; 2018-01-01: 63666; 2019-01-01: 98328; 2020-01-01: 200271; 2021-01-01: 383348
|  | Consumer Transformation | [6 empty] | 383348 | 724266 | 1195109 | 1873675 | 2784493 | 3982030 | 5484748 | 7328925 | 9497995 | 11922796 | 14859717 | 17935777 | 20940993 | 23665593 | 26039106.307 | 27966002.507 | 29406012.1961 | 30426256.7368 | 31072994.3173 | 31497900.5312 | 31529048.1524 | 31433573.6488 | 31299838.5922 | 31122771.1055 | 30873489.7536 | 30545514.4403 | 30139997.1185 | 29667062.4142 | 29032182.8321 | 28309150.8629
|  | System Transformation | [6 empty] | 383348 | 559191 | 796271 | 1113161 | 1533754 | 2084913 | 2793502 | 3696186 | 4821917 | 6195456 | 7933535 | 9982599 | 12322875 | 14882643 | 17634153.8302 | 20388947.2126 | 22993484.1335 | 25370012.0578 | 27343349.1929 | 28957020.9416 | 30248731.6192 | 31203674.3511 | 31564533.4607 | 31534205.5582 | 31414667.0147 | 31183204.4623 | 30858187.1258 | 30448737.4999 | 29955553.4137 | 29402952.9499
|  | Leading the Way | [6 empty] | 383348 | 691717 | 1149050 | 1785746 | 2659610 | 3833858 | 5344942 | 7377327 | 9858743 | 12753970 | 15926613 | 19327419.112 | 22499373.1197 | 25241256.7383 | 27390228.5518 | 28968025.3684 | 30006285.1603 | 30656928.1562 | 30912935.8568 | 30652385.1066 | 30315086.5343 | 29874321.9459 | 29335627.992 | 28635161.5936 | 27711228.2172 | 26639962.8966 | 25406728.7366 | 23996077.848 | 22391735.3473 | 20576589.3572
|  | Falling Short | [6 empty] | 383348 | 539716 | 736212 | 997774 | 1333313 | 1758840 | 2288656 | 2944933 | 3745400 | 4707345 | 5843552 | 7166230 | 8674065 | 10344036 | 12129493 | 14276658 | 16516997 | 18793729 | 21000025 | 23264400.7015 | 25363363.3794 | 27209240.9874 | 28820059.6628 | 30187217.0612 | 31306632.607 | 31652706.7528 | 32011133.2565 | 32388435.0818 | 32778376.1224 | 33171533.9067
|  | Five Year Forecast | 2021-01-01: 383348; 2022-01-01: 628722; 2023-01-01: 969161; 2024-01-01: 1442589; 2025-01-01: 2077792; 2026-01-01: 2914911; 2027-01-01: 3977963; 2028-01-01: 5336843
Uptake of battery electric cars reflect historic sales data, assumptions for the upfront cost of vehicles and government policy such as the ban on sales of new petrol/diesel cars
In Consumer Transformation and Leading the Way 100% of new sales have zero emission capability by 2030
In System Transformation 100% of new sales have zero emission capability by 2032
In Falling Short 100% of new sales have zero emission capability by 2035
The fall in numbers post 2040 is due to assumptions on other forms of propulsion, automated self driving vehicles and public transport
|  | Data Table | 2015-01-01: ED5
|  | Item | 2015-01-01: # Cars - Electric Vehicles - Battery Electric Vehicle
|  | Unit | 2015-01-01: # Cars
|  | Fuel | 2015-01-01: Electricity
|  | Peak/Annual/Minimum | 2015-01-01: # Vehicles

## EC.12
EC.12: Reduction in unmanaged peak demand for EV charging due to smart charging
Return to: Main Menu
Return to: Chapter contents
| EC.12: Reduction in unmanaged peak demand for EV charging due to smart charging | Reduction in unmanaged peak demand for EV charging due to smart charging
|  | % | 2020-01-01 | 2021-01-01 | 2022-01-01 | 2023-01-01 | 2024-01-01 | 2025-01-01 | 2026-01-01 | 2027-01-01 | 2028-01-01 | 2029-01-01 | 2030-01-01 | 2031-01-01 | 2032-01-01 | 2033-01-01 | 2034-01-01 | 2035-01-01 | 2036-01-01 | 2037-01-01 | 2038-01-01 | 2039-01-01 | 2040-01-01 | 2041-01-01 | 2042-01-01 | 2043-01-01 | 2044-01-01 | 2045-01-01 | 2046-01-01 | 2047-01-01 | 2048-01-01 | 2049-01-01 | 2050-01-01
|  | Consumer Transformation | 22.32% | 21.12% | 20.09% | 25.45% | 29.09% | 31.67% | 34.28% | 36.78% | 39.2% | 41.56% | 43.72% | 45.44% | 47.21% | 48.65% | 49.69% | 50.25% | 49.58% | 48.86% | 48.1% | 47.3% | 46.45% | 45.58% | 45.34% | 45.2% | 45.08% | 45.09% | 45.09% | 45.09% | 45.07% | 45.04% | 45.02%
|  | System Transformation | 22.32% | 21.12% | 21.21% | 22.25% | 23.41% | 24.15% | 24.66% | 25.14% | 25.58% | 25.97% | 26.39% | 28.14% | 29.87% | 31.66% | 33.39% | 35.21% | 36.59% | 37.65% | 38.36% | 38.66% | 38.6% | 37.82% | 36.97% | 36.06% | 36.08% | 36.08% | 36.09% | 36.1% | 36.12% | 36.14% | 36.16%
|  | Leading the Way | 22.32% | 21.12% | 37.94% | 42.31% | 46.76% | 50.08% | 53.33% | 56.47% | 59.38% | 62.31% | 65.06% | 64.78% | 64.44% | 64.08% | 63.73% | 63.39% | 63.07% | 62.77% | 62.46% | 62.13% | 61.78% | 61.74% | 61.7% | 61.66% | 61.6% | 61.53% | 61.45% | 61.35% | 61.23% | 61.08% | 60.9%
|  | Falling Short | 22.32% | 21.12% | 15.93% | 16.6% | 16.6% | 16.53% | 16.23% | 15.98% | 15.7% | 15.38% | 15.06% | 16.53% | 18.01% | 19.51% | 21.03% | 22.65% | 23.99% | 25.24% | 26.71% | 28.03% | 29.32% | 30.15% | 30.57% | 30.72% | 30.65% | 30.42% | 30.17% | 30.27% | 30.25% | 30.21% | 30.16%
|  | Five Year Forecast | 2020-01-01: 22.32%; 2021-01-01: 21.12%; 2022-01-01: 23.81%; 2023-01-01: 26.68%; 2024-01-01: 28.99%; 2025-01-01: 30.64%; 2026-01-01: 32.15%; 2027-01-01: 33.61%; 2028-01-01: 34.98%

## EC.13
EC.13: Proportion of privately owned EVs with access to off-street parking that participate in V2G
Return to: Main Menu
Return to: Chapter contents
| EC.13: Proportion of privately owned EVs with access to off-street parking that participate in V2G | Proportion of privately owned EVs with access to off-street parking that participate in V2G
|  | % | 2020-01-01 | 2021-01-01 | 2022-01-01 | 2023-01-01 | 2024-01-01 | 2025-01-01 | 2026-01-01 | 2027-01-01 | 2028-01-01 | 2029-01-01 | 2030-01-01 | 2031-01-01 | 2032-01-01 | 2033-01-01 | 2034-01-01 | 2035-01-01 | 2036-01-01 | 2037-01-01 | 2038-01-01 | 2039-01-01 | 2040-01-01 | 2041-01-01 | 2042-01-01 | 2043-01-01 | 2044-01-01 | 2045-01-01 | 2046-01-01 | 2047-01-01 | 2048-01-01 | 2049-01-01 | 2050-01-01
|  | Consumer Transformation | 0% | 0% | 0% | 0.2% | 0.2% | 0.4% | 0.7% | 1.1% | 1.6% | 2.3% | 3.2% | 4.3% | 5.6% | 7.3% | 9.2% | 11.4% | 13.8% | 16.4% | 18.9% | 21.1% | 23% | 24.4% | 25.5% | 26.1% | 26.1% | 26.1% | 26.1% | 26.1% | 26.1% | 26.1% | 26.1%
|  | System Transformation | 0% | 0% | 0% | 0% | 0% | 0% | 0% | 0% | 0.1% | 0.1% | 0.2% | 0.2% | 0.3% | 0.5% | 0.6% | 0.8% | 1.1% | 1.4% | 1.8% | 2.3% | 3% | 3.7% | 4.6% | 5.6% | 6.7% | 7.7% | 8.7% | 9.7% | 10.5% | 11.2% | 11.8%
|  | Leading the Way | 0% | 0% | 0% | 0.3% | 0.4% | 0.6% | 1.1% | 1.7% | 2.7% | 3.8% | 5.3% | 7.2% | 9.7% | 12.8% | 16.6% | 20.9% | 25.6% | 30.3% | 34.6% | 38.3% | 41.2% | 43.2% | 44.4% | 45% | 45% | 45% | 45% | 45% | 45% | 45% | 45%
|  | Falling Short | 0% | 0% | 0% | 0% | 0% | 0% | 0% | 0% | 0% | 0% | 0% | 0% | 0% | 0.1% | 0.1% | 0.2% | 0.2% | 0.3% | 0.4% | 0.5% | 0.7% | 0.9% | 1.1% | 1.4% | 1.7% | 2.2% | 2.6% | 3.2% | 3.8% | 4.5% | 5.2%
|  | Five Year Forecast | 2020-01-01: 0%; 2021-01-01: 0%; 2022-01-01: 0%; 2023-01-01: 0.1%; 2024-01-01: 0.1%; 2025-01-01: 0.2%; 2026-01-01: 0.3%; 2027-01-01: 0.5%; 2028-01-01: 0.6%

## EC.14
EC.14: Hydrogen demand for road transport
Return to: Main Menu
Return to: Chapter contents
| EC.14: Hydrogen demand for road transport | Hydrogen demand for road transport
|  | TWh | 2015-01-01 | 2016-01-01 | 2017-01-01 | 2018-01-01 | 2019-01-01 | 2020-01-01 | 2021-01-01 | 2022-01-01 | 2023-01-01 | 2024-01-01 | 2025-01-01 | 2026-01-01 | 2027-01-01 | 2028-01-01 | 2029-01-01 | 2030-01-01 | 2031-01-01 | 2032-01-01 | 2033-01-01 | 2034-01-01 | 2035-01-01 | 2036-01-01 | 2037-01-01 | 2038-01-01 | 2039-01-01 | 2040-01-01 | 2041-01-01 | 2042-01-01 | 2043-01-01 | 2044-01-01 | 2045-01-01 | 2046-01-01 | 2047-01-01 | 2048-01-01 | 2049-01-01 | 2050-01-01
|  | History | 2017-01-01: 0.00035769; 2018-01-01: 0.00049264; 2019-01-01: 0.00081596; 2020-01-01: 0.0019529; 2021-01-01: 0.0037416
|  | Consumer Transformation | [6 empty] | 0.0037416 | 0.056023 | 0.076926 | 0.10077 | 0.12737 | 0.15687 | 0.18972 | 0.22615 | 0.26651 | 0.3111 | 0.36035 | 0.41477 | 0.4748 | 0.54085 | 0.61272 | 0.6846 | 0.75925 | 0.83992 | 0.93084 | 1.0459 | 1.1977 | 1.3901 | 1.6152 | 1.7341 | 1.8947 | 2.088 | 2.3097 | 2.5503 | 2.8223 | 3.108
|  | System Transformation | [6 empty] | 0.0037416 | 0.054909 | 0.083152 | 0.121 | 0.1724 | 0.24321 | 0.3411 | 0.47767 | 0.66939 | 0.9406 | 1.3286 | 1.8802 | 2.6625 | 3.7668 | 5.3539 | 7.5182 | 10.4022 | 14.0999 | 18.5893 | 24.188 | 29.8208 | 35.5225 | 38.8543 | 40.391 | 42.3367 | 44.8486 | 47.8883 | 50.7883 | 53.8831 | 56.2244
|  | Leading the Way | [6 empty] | 0.0037416 | 0.053887 | 0.074889 | 0.099968 | 0.12909 | 0.16279 | 0.20183 | 0.24705 | 0.29919 | 0.35944 | 0.42877 | 0.50864 | 0.60056 | 0.70616 | 0.82532 | 0.9511 | 1.0883 | 1.2424 | 1.4224 | 1.648 | 1.941 | 2.3495 | 2.8921 | 3.2572 | 3.5729 | 3.9636 | 4.4164 | 4.9323 | 5.5086 | 6.1345
|  | Falling Short | [6 empty] | 0.0037416 | 0.025426 | 0.033431 | 0.042443 | 0.05254 | 0.061081 | 0.070795 | 0.08185 | 0.09432 | 0.10837 | 0.12406 | 0.14175 | 0.16148 | 0.1835 | 0.20813 | 0.23551 | 0.26595 | 0.29975 | 0.3373 | 0.3789 | 0.42507 | 0.4761 | 0.5325 | 0.59461 | 0.6631 | 0.73844 | 0.82137 | 0.91235 | 1.0121 | 1.1176
|  | Five Year Forecast | 2021-01-01: 0.0037416; 2022-01-01: 0.047561; 2023-01-01: 0.0671; 2024-01-01: 0.091046; 2025-01-01: 0.12035; 2026-01-01: 0.15599; 2027-01-01: 0.20086; 2028-01-01: 0.25818
|  | Data Table | 2015-01-01: ED5
|  | Item | 2015-01-01: TWh Vehicles - Hydrogen
|  | Unit | 2015-01-01: TWh
|  | Fuel | 2015-01-01: Hydrogen
|  | Peak/Annual/Minimum | 2015-01-01: Annual

## EC.15
EC.15: Industrial electricity demand (excluding hydrogen production)
Return to: Main Menu
Return to: Chapter contents
EC.15: Industrial electricity demand (excluding hydrogen production) | Industrial Demand excluding Hydrogen Production GWh
| Fiscal Year Beginning | 2015-01-01 | 2016-01-01 | 2017-01-01 | 2018-01-01 | 2019-01-01 | 2020-01-01 | 2021-01-01 | 2022-01-01 | 2023-01-01 | 2024-01-01 | 2025-01-01 | 2026-01-01 | 2027-01-01 | 2028-01-01 | 2029-01-01 | 2030-01-01 | 2031-01-01 | 2032-01-01 | 2033-01-01 | 2034-01-01 | 2035-01-01 | 2036-01-01 | 2037-01-01 | 2038-01-01 | 2039-01-01 | 2040-01-01 | 2041-01-01 | 2042-01-01 | 2043-01-01 | 2044-01-01 | 2045-01-01 | 2046-01-01 | 2047-01-01 | 2048-01-01 | 2049-01-01 | 2050-01-01
| History | 2015-01-01: 89180; 2016-01-01: 89849; 2017-01-01: 86862; 2018-01-01: 91888; 2019-01-01: 88512; 2020-01-01: 78274; 2021-01-01: 79977; 2022-01-01: 78763
| Consumer Transformation | [7 empty] | 78763 | 77009 | 77198 | 78074 | 78503 | 78868 | 79467 | 80326 | 82117 | 84139 | 87133 | 91335 | 96252 | 101312 | 106433 | 111222 | 115319 | 118768 | 121750 | 124815 | 127554 | 129853 | 131860 | 133583 | 135143 | 136462 | 137553 | 138188 | 138608
| System Transformation | [7 empty] | 78763 | 78432 | 78527 | 78633 | 79057 | 79465 | 79652 | 80189 | 80405 | 80892 | 81560 | 82399 | 83265 | 84557 | 85468 | 86609 | 87773 | 89101 | 90113 | 91585 | 93095 | 94451 | 95655 | 97020 | 97852 | 98479 | 99113 | 99726 | 99983
| Leading the Way | [7 empty] | 78763 | 75899 | 76208 | 77318 | 78285 | 79557 | 79687 | 80644 | 81903 | 83288 | 85103 | 87211 | 89170 | 90697 | 92293 | 93542 | 94619 | 95461 | 96169 | 97082 | 97896 | 98703 | 99342 | 99803 | 100179 | 100244 | 100191 | 100271 | 100253
| Falling Short | [7 empty] | 78763 | 79195 | 79746 | 80653 | 81555 | 82396 | 82728 | 83632 | 84489 | 85200 | 85941 | 86824 | 87706 | 88550 | 89316 | 90138 | 91015 | 92003 | 93266 | 94792 | 96353 | 98025 | 99669 | 101344 | 103058 | 104941 | 106941 | 109136 | 111171
| Five Year Forecast | 2022-01-01: 78763; 2023-01-01: 77380; 2024-01-01: 77570; 2025-01-01: 79166; 2026-01-01: 79900; 2027-01-01: 80190; 2028-01-01: 80661
Includes industrial demand and energy used to run non SMR CCS, and hydrogen storage
Electrolysis not included
For a breakdown of components please see sheet "ED1 Electricity Demand Summary"
Assumed levels of behind meter generation have not been deducted from the totals
Latter increases due to increasing electrification of processes, particularly heat
Consumer Transformation the highest due to electrification of most processes
System Transformation lower due to availability of hydrogen for processes
Leading the Way has both hydrogen and electrification
| Data Table | 2015-01-01: ED1
| Item | 2015-01-01: GBFES Customer Demand: Total Industrial (Excluding Electrolysis)
| Unit | 2015-01-01: GWh
| Fuel | 2015-01-01: Electricity
| Peak/Annual/Minimum | 2015-01-01: Annual [Fiscal]

## EC.16
EC.16: Industrial gas demand
Return to: Main Menu
Return to: Chapter contents
Industrial gas Demand
GWh/yr
EC.16: Industrial gas demand
|  | Calendar Year | 2010 | 2011 | 2012 | 2013 | 2014 | 2015 | 2016 | 2017 | 2018 | 2019 | 2020 | 2021 | 2022 | 2023 | 2024 | 2025 | 2026 | 2027 | 2028 | 2029 | 2030 | 2031 | 2032 | 2033 | 2034 | 2035 | 2036 | 2037 | 2038 | 2039 | 2040 | 2041 | 2042 | 2043 | 2044 | 2045 | 2046 | 2047 | 2048 | 2049 | 2050
|  | History | 2010: 140855.7952; 2011: 133316.1258; 2012: 133672.4009; 2013: 133262.4334; 2014: 123920.5854; 2015: 121133.0764; 2016: 126481.8246; 2017: 127679.7085; 2018: 135188.5246; 2019: 137064.8487; 2020: 112878; 2021: 116328; 2022: 114449
|  | Consumer Transformation | [10 empty] | 112878 | 116328 | 114449 | 108216 | 105725 | 104124 | 102640 | 101409 | 99788 | 98233 | 95508 | 90507 | 84734 | 78013 | 70223 | 61766 | 53225 | 45253 | 38128 | 32078 | 27150 | 23028 | 19647 | 16686 | 14130 | 12168 | 10360 | 8963 | 7736 | 6921 | 6425
|  | System Transformation | [10 empty] | 112878 | 116328 | 114449 | 112569 | 111507 | 109010 | 102174 | 97154 | 95323 | 92979 | 87729 | 80884 | 74264 | 67652 | 60629 | 53768 | 47593 | 42150 | 37287 | 32804 | 28987 | 25299 | 22442 | 18397 | 14954 | 11803 | 9202 | 7499 | 5999 | 5313 | 4812
|  | Leading the Way | [10 empty] | 112878 | 116328 | 114449 | 106896 | 104560 | 103451 | 101409 | 99645 | 97457 | 94776 | 89342 | 82605 | 74783 | 66442 | 57884 | 49753 | 42572 | 36116 | 30229 | 24977 | 20771 | 17520 | 14911 | 12413 | 10124 | 8214 | 6577 | 5596 | 5226 | 5061 | 4935
|  | Falling Short | [10 empty] | 112878 | 116328 | 114449 | 115564 | 115145 | 113794 | 112544 | 111189 | 109919 | 109278 | 108217 | 106938 | 105538 | 104172 | 102776 | 101327 | 99978 | 98509 | 97001 | 95449 | 93811 | 92045 | 90339 | 88491 | 86631 | 84792 | 82889 | 80819 | 78989 | 76999 | 74850
|  | Five Year Forecast | 2020: 112878; 2021: 116328; 2022: 114449; 2023: 109358; 2024: 106737; 2025: 104934; 2026: 102047; 2027: 100081; 2028: 96339
|  | Data Table | 2010: ED3
|  | Sector | 2010: Annual end-use gas demand from industry
|  | Fuel | 2010: gas
|  | Technology | 2010: Industrial demand
|  | Time | 2010: Annuals
|  | Units | 2010: GWh

## EC.17
EC.17: Industrial hydrogen demand
Return to: Main Menu
Return to: Chapter contents
| EC.17: Industrial hydrogen demand | Industrial hydrogen demand
TWh/yr
|  | Calendar Year | 2020-01-01 | 2021-01-01 | 2022-01-01 | 2023-01-01 | 2024-01-01 | 2025-01-01 | 2026-01-01 | 2027-01-01 | 2028-01-01 | 2029-01-01 | 2030-01-01 | 2031-01-01 | 2032-01-01 | 2033-01-01 | 2034-01-01 | 2035-01-01 | 2036-01-01 | 2037-01-01 | 2038-01-01 | 2039-01-01 | 2040-01-01 | 2041-01-01 | 2042-01-01 | 2043-01-01 | 2044-01-01 | 2045-01-01 | 2046-01-01 | 2047-01-01 | 2048-01-01 | 2049-01-01 | 2050-01-01
|  | Consumer Transformation | 0 | 0 | 0.019686 | 0.038112 | 0.038112 | 0.048624 | 0.048624 | 0.29715 | 0.52168 | 0.91291 | 1.3933 | 2.0746 | 2.9599 | 4.0407 | 5.1901 | 6.3087 | 7.3058 | 8.133 | 8.7857 | 9.2904 | 9.6749 | 9.9665 | 10.1856 | 10.3588 | 10.5254 | 10.6397 | 10.7514 | 10.8436 | 10.9365 | 11.0296 | 11.1278
|  | System Transformation | 0 | 0 | 0.019686 | 0.063336 | 0.063336 | 1.5093 | 6.738 | 11.858 | 13.7784 | 15.4407 | 19.6831 | 25.2742 | 30.6487 | 36.1678 | 42.0978 | 47.7691 | 52.7615 | 57.1209 | 60.8728 | 64.2579 | 67.0721 | 69.8493 | 71.8701 | 75.2178 | 78.2438 | 81.1385 | 83.5263 | 85.151 | 86.6654 | 87.3789 | 87.7331
|  | Leading the Way | 0 | 0 | 0.019686 | 0.040248 | 0.040248 | 0.27571 | 0.77654 | 1.3385 | 2.6135 | 4.4748 | 7.0412 | 10.1375 | 13.6146 | 17.7462 | 22.1618 | 26.6447 | 30.7556 | 34.2768 | 37.5374 | 40.47 | 43.0461 | 45.1194 | 46.8525 | 48.5242 | 50.1335 | 51.3612 | 52.4473 | 53.3816 | 53.758 | 54.0008 | 54.231
|  | Falling Short | 0 | 0 | 0.019686 | 0.051834 | 0.056357 | 0.071577 | 0.23046 | 0.3861 | 0.57966 | 0.77277 | 1.0865 | 1.4273 | 1.8132 | 2.1916 | 2.5957 | 3.0256 | 3.4613 | 3.9277 | 4.3992 | 4.8651 | 5.405 | 5.9493 | 6.4099 | 6.8683 | 7.2643 | 7.6572 | 7.9975 | 8.3378 | 8.6295 | 8.9231 | 9.1778
|  | Five Year Forecast | 2020-01-01: 0; 2021-01-01: 0; 2022-01-01: 0.019686; 2023-01-01: 0.02744; 2024-01-01: 0.036; 2025-01-01: 1.12; 2026-01-01: 4.787; 2027-01-01: 7.3321; 2028-01-01: 11.4109
|  | Data Table | 2020-01-01: WS1
|  | Fuel type | 2020-01-01: Hydrogen
|  | Unit | 2020-01-01: TWh
|  | Category | 2020-01-01: Demand
|  | Sector | 2020-01-01: Industrial
Commercial hydrogen demand TWh

## EC.18
EC.18: Electricity demand in the commercial sector (excluding hydrogen production)
Return to: Main Menu
Return to: Chapter contents
EC.18: Electricity demand in the commercial sector |  | Commercial demand excluding Rail and Road Transport GWh
|  | Year Beginning | 2015-01-01 | 2016-01-01 | 2017-01-01 | 2018-01-01 | 2019-01-01 | 2020-01-01 | 2021-01-01 | 2022-01-01 | 2023-01-01 | 2024-01-01 | 2025-01-01 | 2026-01-01 | 2027-01-01 | 2028-01-01 | 2029-01-01 | 2030-01-01 | 2031-01-01 | 2032-01-01 | 2033-01-01 | 2034-01-01 | 2035-01-01 | 2036-01-01 | 2037-01-01 | 2038-01-01 | 2039-01-01 | 2040-01-01 | 2041-01-01 | 2042-01-01 | 2043-01-01 | 2044-01-01 | 2045-01-01 | 2046-01-01 | 2047-01-01 | 2048-01-01 | 2049-01-01 | 2050-01-01
|  | History | 2015-01-01: 94108; 2016-01-01: 91650; 2017-01-01: 86847; 2018-01-01: 89410; 2019-01-01: 90302; 2020-01-01: 73386; 2021-01-01: 76121; 2022-01-01: 74779
|  | Consumer Transformation | [7 empty] | 74779 | 74152 | 75084 | 80654 | 85990 | 90813 | 94186 | 97574 | 100241 | 102812 | 105583 | 108429 | 111236 | 113939 | 116914 | 120000 | 122899 | 125526 | 127937 | 130051 | 131556 | 132385 | 133214 | 133967 | 134781 | 135602 | 136386 | 137130 | 137781
|  | System Transformation | [7 empty] | 74779 | 75871 | 76887 | 78721 | 80372 | 83520 | 86091 | 88444 | 90057 | 91560 | 93134 | 94776 | 96315 | 97673 | 98926 | 100271 | 101691 | 103184 | 104693 | 106087 | 107195 | 107869 | 108344 | 108732 | 109271 | 109804 | 110334 | 110848 | 111302
|  | Leading the Way | [7 empty] | 74779 | 72075 | 72761 | 76773 | 84930 | 90873 | 94322 | 97572 | 100051 | 102272 | 104749 | 107306 | 109838 | 112237 | 114702 | 117303 | 119863 | 122029 | 123257 | 124056 | 124533 | 124956 | 125383 | 125810 | 126390 | 126951 | 127489 | 127967 | 128258
|  | Falling Short | [7 empty] | 74779 | 77872 | 80426 | 83019 | 84542 | 86115 | 87299 | 88498 | 89796 | 90848 | 91981 | 93274 | 94408 | 95345 | 95835 | 96281 | 96718 | 97289 | 98088 | 99087 | 100108 | 101148 | 102200 | 103172 | 104274 | 105318 | 106353 | 107396 | 108301
|  | Five Year Forecast | 2022-01-01: 74779; 2023-01-01: 73325; 2024-01-01: 74181; 2025-01-01: 78453; 2026-01-01: 81655; 2027-01-01: 84657; 2028-01-01: 87717
Rail traction demand not included
Demand from commercial electric vehicles is included
For a breakdown of components please see sheet "ED1 Electricity Demand Summary"
Assumed levels of behind meter generation have not been deducted from the totals
Latter increases due to increasing electrification of processes, particularly heat
Consumer Transformation the highest due to electrification of most processes
System Transformation lower due to availability of hydrogen for processes
Leading the Way has both hydrogen and electrification
| Data Table | ED1
| Item | Total Commercial Demand inc EV, Heat Pumps, District Heat, Rail Traction, No directs | 2015-01-01: I&C Rail Traction Demand
| Unit | GWh
| Fuel | Electricity
| Peak/Annual/Minimum | Annual [Fiscal]

## EC.19
EC.19: Annual natural gas demand for the commercial sector
Return to: Main Menu
Return to: Chapter contents
Commercial Demand
| EC.19: Annual natural gas demand for the commercial sector | GWh/yr
|  | Calendar Year | 2010 | 2011 | 2012 | 2013 | 2014 | 2015 | 2016 | 2017 | 2018 | 2019 | 2020 | 2021 | 2022 | 2023 | 2024 | 2025 | 2026 | 2027 | 2028 | 2029 | 2030 | 2031 | 2032 | 2033 | 2034 | 2035 | 2036 | 2037 | 2038 | 2039 | 2040 | 2041 | 2042 | 2043 | 2044 | 2045 | 2046 | 2047 | 2048 | 2049 | 2050
|  | History | 2010: 101598; 2011: 85416; 2012: 99128; 2013: 102088; 2014: 85844; 2015: 91764; 2016: 94333; 2017: 92310; 2018: 92298; 2019: 93231; 2020: 80094.4547; 2021: 92410
|  | Consumer Transformation | [11 empty] | 92410 | 88902.9495 | 86490 | 86010 | 87300 | 86430 | 83870 | 78978.5437 | 74288.5565 | 69452.0461 | 64534.3728 | 59495.3426 | 54403.0539 | 49267.3042 | 44086.7765 | 38459.8512 | 32759.1535 | 27639.4616 | 23696.0161 | 20248.7776 | 17136.6057 | 15091.495 | 13721.6972 | 12400.547 | 11398.7793 | 10300.5957 | 9282.6474 | 8285.3937 | 7319.6741 | 6429.8779
|  | System Transformation | [11 empty] | 92410 | 88902.9495 | 91880 | 94880 | 95910 | 96080 | 95930 | 95062.0744 | 92490.4176 | 89414.7737 | 85230.9484 | 80358.0554 | 75440.0315 | 70504.0994 | 65483.6571 | 59993.1166 | 54017.3491 | 48018.8266 | 42012.7063 | 36000.7103 | 30087.8551 | 24944.1519 | 20668.4873 | 17063.7707 | 13948.98 | 11860.399 | 10386.9987 | 8931.3225 | 7491.25 | 6128.0455
|  | Leading the Way | [11 empty] | 92410 | 88902.9495 | 84170 | 83620 | 85030 | 85990 | 83640 | 80120 | 75790 | 70740 | 65690 | 60600.416 | 55462.1975 | 50296.9706 | 45093.844 | 39570.2036 | 33975.3545 | 28353.0535 | 22923.0455 | 18800.7279 | 15536.6988 | 13580.2403 | 11834.6321 | 10335.5372 | 9521.6071 | 8678.0426 | 7856.4881 | 7051.4127 | 6272.8192 | 5837.8893
|  | Falling Short | [11 empty] | 92410 | 88902.9495 | 94140 | 97460 | 100550 | 102070 | 103100 | 103460 | 103921.315 | 104218.1518 | 105159.9405 | 105796.1715 | 106417.1816 | 107053.9081 | 107719.5747 | 108609.9659 | 109318.8948 | 109860.3125 | 110248.6445 | 110528.7694 | 110746.5333 | 111058.8095 | 111348.2529 | 111593.9143 | 111475.0768 | 110996.0828 | 110608.1171 | 110175.9924 | 109687.7049 | 109146.0624
|  | Five Year Forecast | 2021: 92410; 2022: 88902.9495; 2023: 87271.57; 2024: 87371.57; 2025: 91262.66; 2026: 93677.72; 2027: 94885.25; 2028: 95187.13
Histories are sourced from BEIS Energy Trends, except for 2020 where Xoserve/Corrella meter readings have also been used to inform the value.
|  | Data Table | 2010: ED3
|  | Sector | 2010: Annual end-use gas demand from the commercial sector
|  | Fuel | 2010: gas
|  | Technology | 2010: Commercial demand
|  | Time | 2010: Annuals
|  | Units | 2010: GWh

## EC.20
EC.20: Low carbon hydrogen demand in the commercial sector
Return to: Main Menu
Return to: Chapter contents
| EC.20: Low carbon hydrogen demand in the commercial sector | Commercial hydrogen demand
TWh/yr
|  | Calendar Year | 2020-01-01 | 2021-01-01 | 2022-01-01 | 2023-01-01 | 2024-01-01 | 2025-01-01 | 2026-01-01 | 2027-01-01 | 2028-01-01 | 2029-01-01 | 2030-01-01 | 2031-01-01 | 2032-01-01 | 2033-01-01 | 2034-01-01 | 2035-01-01 | 2036-01-01 | 2037-01-01 | 2038-01-01 | 2039-01-01 | 2040-01-01 | 2041-01-01 | 2042-01-01 | 2043-01-01 | 2044-01-01 | 2045-01-01 | 2046-01-01 | 2047-01-01 | 2048-01-01 | 2049-01-01 | 2050-01-01
|  | Consumer Transformation | 0 | 0 | 0 | 0 | 0 | 0 | 0 | 0.033102 | 0.066203 | 0.13241 | 0.19861 | 0.26481 | 0.40755 | 0.55033 | 0.69314 | 0.83588 | 0.97861 | 1.1213 | 1.2639 | 1.4065 | 1.5491 | 1.6917 | 1.8338 | 1.9095 | 1.9849 | 2.06 | 2.1284 | 2.1284 | 2.1284 | 2.1284 | 2.1284
|  | System Transformation | 0 | 0 | 0 | 0 | 0 | 0 | 0 | 0 | 0.52963 | 1.0593 | 1.6148 | 3.3546 | 5.6865 | 7.973 | 10.2508 | 12.5245 | 15.201 | 17.9936 | 20.8831 | 23.8317 | 26.8336 | 29.9384 | 33.0356 | 35.5699 | 38.0799 | 40.5787 | 41.8947 | 42.7861 | 43.7879 | 44.8724 | 45.9932
|  | Leading the Way | 0 | 0 | 0 | 0 | 0.13241 | 0.26481 | 0.52963 | 0.79444 | 1.0593 | 1.3647 | 2.0534 | 3.1959 | 4.3285 | 5.4504 | 6.5676 | 7.6871 | 8.9822 | 10.3655 | 11.7678 | 13.1647 | 14.2417 | 15.3604 | 16.4656 | 17.5671 | 18.6114 | 19.3587 | 19.6796 | 20.1081 | 20.5448 | 20.9751 | 21.4169
|  | Falling Short | 0 | 0 | 0 | 0 | 0 | 0 | 0 | 0 | 0 | 0 | 0 | 0 | 0 | 0 | 0 | 0 | 0 | 0 | 0 | 0 | 0 | 0 | 0 | 0 | 0 | 0 | 0 | 0 | 0 | 0 | 0
|  | Five Year Forecast | 2020-01-01: 0; 2021-01-01: 0; 2022-01-01: 0; 2023-01-01: 0; 2024-01-01: 0; 2025-01-01: 0; 2026-01-01: 0; 2027-01-01: 0; 2028-01-01: 0
|  | Data Table | 2020-01-01: WS1
|  | Fuel type | 2020-01-01: Hydrogen
|  | Unit | 2020-01-01: TWh
|  | Category | 2020-01-01: Demand
|  | Sector | 2020-01-01: Commercial

## EC.21
EC.21: Peak and annual demand split by archetype and share of Green Dreamers by local authority in Wales
Return to: Main Menu
Return to: Chapter contents | Welsh Industrial Sectors only |  |  |  | Welsh Local Authority Codes
| Sector | Archetype | Electricity Consumption (TWh) | Peak Demand (MW) | LAD21CD | Fraction of Green Dreamers
| Retail | Green Dreamers | 0.75603 | 113.3243 | W06000001 | 30.33%
| Retail | Constrained Sceptics | 0.47145 | 70.6678 | W06000002 | 29.41%
| Retail | Resourceful Innovators | 0.626 | 93.8339 | W06000003 | 33.12%
| Retail | Renewable Realists | 0.074418 | 11.1548 | W06000004 | 30.96%
| Offices | Green Dreamers | 0.21291 | 41.8406 | W06000005 | 29%
| Offices | Constrained Sceptics | 0.274 | 53.8462 | W06000006 | 28.22%
| Offices | Resourceful Innovators | 0.17971 | 35.3159 | W06000008 | 27.99%
| Offices | Renewable Realists | 0.052662 | 10.3493 | W06000009 | 29.73%
| Storage | Green Dreamers | 0.22258 | 36.0446 | W06000010 | 30%
| Storage | Constrained Sceptics | 0.45305 | 73.3686 | W06000011 | 33.41%
| Storage | Resourceful Innovators | 0.28635 | 46.3728 | W06000012 | 31.34%
| Storage | Renewable Realists | 0.12204 | 19.7628 | W06000013 | 31.84%
| Light industrial | Green Dreamers | 0.091878 | 22.4528 | W06000014 | 30.33%
| Light industrial | Constrained Sceptics | 0.13824 | 33.7826 | W06000015 | 32.85%
| Light industrial | Resourceful Innovators | 0.13774 | 33.6612 | W06000016 | 31.01%
| Light industrial | Renewable Realists | 0.051216 | 12.516 | W06000018 | 30.76%
| Hospitality | Green Dreamers | 0.33507 | 65.7077 | W06000019 | 31.2%
| Hospitality | Constrained Sceptics | 0.0871 | 17.0807 | W06000020 | 30.3%
| Hospitality | Resourceful Innovators | 0.30165 | 59.1549 | W06000021 | 25.41%
| Hospitality | Renewable Realists | 0.012361 | 2.424 | W06000022 | 32.24%
| Health | Green Dreamers | 0.067741 | 12.8226 | W06000023 | 26.84%
| Health | Constrained Sceptics | 0.011923 | 2.2569 | W06000024 | 32.89%
| Health | Resourceful Innovators | 0.15263 | 28.8915
| Health | Renewable Realists | 0.004969 | 0.94058
| Community, arts & leisure | Green Dreamers | 0.00838 | 1.8266
| Community, arts & leisure | Constrained Sceptics | 0.002366 | 0.51577
| Community, arts & leisure | Resourceful Innovators | 0.034925 | 7.6122
| Community, arts & leisure | Renewable Realists | 0.002057 | 0.44827
| Education | Green Dreamers | 0.048525 | 13.9312
| Education | Constrained Sceptics | 0.007538 | 2.164
| Education | Resourceful Innovators | 0.12835 | 36.8479
| Education | Renewable Realists | 0.003862 | 1.1088
| Emergency services | Green Dreamers | 0.000908 | 0.22181
| Emergency services | Constrained Sceptics | 6.92e-05 | 0.016909
| Emergency services | Resourceful Innovators | 0.012018 | 2.937
| Emergency services | Renewable Realists | 5.52e-05 | 0.013487
| Other | Green Dreamers | 0.002813 | 0.6875
| Other | Constrained Sceptics | 0.00341 | 0.83339
| Other | Resourceful Innovators | 0.004597 | 1.1234
| Other | Renewable Realists | 0.001433 | 0.35027

## EC.22
EC.22: Average 15 year cost of selected heating systems in Leading the Way in 2030 for the most common housing type in England excluding any grants or incentives
Return to: Main Menu
Return to: Chapter contents
EC.22: Average 15 year cost of selected heating systems in Leading the Way in 2030 for the most common housing type in England excluding any grants or incentives
Leading the Way, 2030 average 15 year heating costs
|  | Heating technology | Retail fuel costs | EE package capex | Conversion costs | Capex | Opex
|  | ASHP | 4780 | 286 | 2641 | 4973 | 1558
|  | Biomass boiler | 6097 | 509 | 0 | 12734 | 1558
|  | DH | 6352 | 148 | 841 | 4586 | 1558
|  | Gas boiler | 18125 | 191 | 0 | 2128 | 1558
|  | GSHP | 3832 | 403 | 2641 | 7354 | 1558
|  | Hybrid (ASHP + Electric resistive) | 5999 | 382 | 3012 | 4434 | 1560
|  | Hybrid (ASHP + Hydrogen boiler) | 7021 | 0 | 2122 | 6561 | 3116
|  | Hydrogen boiler | 31489 | 0 | 322 | 2128 | 1558
CT 2030 average 15 yr costs
|  | Heating technology | Retail fuel costs | EE package capex | Conversion costs | Capex | Opex
|  | ASHP | 5065 | 289 | 2641 | 3927 | 1402
|  | Biomass boiler | 6493 | 485 | 0 | 12716 | 1402
|  | DH | 6479 | 323 | 841 | 4586 | 1558
|  | Gas boiler | 18407 | 166 | 0 | 1915 | 1402
|  | GSHP | 3685 | 457 | 2641 | 6380 | 1402
|  | Hybrid (ASHP + Electric resistive) | 5763 | 367 | 2994 | 3880 | 1404
|  | Hybrid (ASHP + Hydrogen boiler) | N/A | N/A | N/A | N/A | N/A
|  | Hydrogen boiler | N/A | N/A | N/A | N/A | N/A
ST 2030 average 15 yr costs
|  | Heating technology | Retail fuel costs | EE package capex | Conversion costs | Capex | Opex
|  | ASHP | 6924 | 543 | 2641 | 5166 | 1714
|  | Biomass boiler | 6782 | 456 | 0 | 16541 | 1714
|  | DH | 9788 | 435 | 841 | 5100 | 1714
|  | Gas boiler | 9791 | 212 | 0 | 2340 | 1714
|  | GSHP | 5513 | 655 | 2641 | 8410 | 1714
|  | Hybrid (ASHP + Electric resistive) | 7899 | 543 | 2978 | 4988 | 1716
|  | Hybrid (ASHP + Hydrogen boiler) | 7355 | 0 | 2122 | 6902 | 3116
|  | Hydrogen boiler | 13287 | 0 | 322 | 1915 | 1402

## EC.23
EC.23: Relative cost of hydrogen vs electrification for residential consumers for the most common archetype in England, based on Leading the Way 2030, excluding subsidies and incentives
Return to: Main Menu
Return to: Chapter contents
LW 2030 assumptions
| EC.23: Relative cost of hydrogen vs electrification for residential consumers for the most common archetype in England, based on Leading the Way 2030, excluding subsidies and incentives | Electricity retail price (p/kWh) | Equivalent hydrogen retail price (p/kWh) | Formatting column | Average property heat demand for most common archetype | 6650 | kWh
|  | 1 | 4.6556 | 30.3444 | ASHP efficiency | 2.81 | CoP
|  | 2 | 4.9403 | 30.0597 | Average annualised cost excluding fuel - ASHP | 630.5333 | £
|  | 3 | 5.225 | 29.775 | Average annualised cost excluding fuel - Hydrogen boiler | 267.2 | £
|  | 4 | 5.5097 | 29.4903 | Hydrogen boiler efficiency | 80%
|  | 5 | 5.7944 | 29.2056
|  | 6 | 6.0791 | 28.9209
|  | 7 | 6.3638 | 28.6362
|  | 8 | 6.6485 | 28.3515 | Modelling excludes assumed 1 degree temperature average temperature reduction in Leading the Way
|  | 9 | 6.9332 | 28.0668
|  | 10 | 7.2179 | 27.7821
|  | 11 | 7.5026 | 27.4974
|  | 12 | 7.7873 | 27.2127
|  | 13 | 8.072 | 26.928
|  | 14 | 8.3567 | 26.6433
|  | 15 | 8.6414 | 26.3586
|  | 16 | 8.9261 | 26.0739
|  | 17 | 9.2108 | 25.7892
|  | 18 | 9.4955 | 25.5045
|  | 19 | 9.7802 | 25.2198
|  | 20 | 10.0649 | 24.9351
|  | 21 | 10.3496 | 24.6504
|  | 22 | 10.6343 | 24.3657
|  | 23 | 10.919 | 24.081
|  | 24 | 11.2037 | 23.7963
|  | 25 | 11.4884 | 23.5116
|  | 26 | 11.7731 | 23.2269
|  | 27 | 12.0578 | 22.9422
|  | 28 | 12.3425 | 22.6575
|  | 29 | 12.6272 | 22.3728
|  | 30 | 12.9119 | 22.0881
|  | 31 | 13.1966 | 21.8034
|  | 32 | 13.4812 | 21.5188
|  | 33 | 13.7659 | 21.2341
|  | 34 | 14.0506 | 20.9494
|  | 35 | 14.3353 | 20.6647
|  | 36 | 14.62 | 20.38
|  | 37 | 14.9047 | 20.0953
|  | 38 | 15.1894 | 19.8106
|  | 39 | 15.4741 | 19.5259
|  | 40 | 15.7588 | 19.2412
|  | 41 | 16.0435 | 18.9565
|  | 42 | 16.3282 | 18.6718
|  | 43 | 16.6129 | 18.3871
|  | 44 | 16.8976 | 18.1024
|  | 45 | 17.1823 | 17.8177
|  | 46 | 17.467 | 17.533
|  | 47 | 17.7517 | 17.2483
|  | 48 | 18.0364 | 16.9636
|  | 49 | 18.3211 | 16.6789
|  | 50 | 18.6058 | 16.3942
Hydrogen boiler cheaper
Hydrogen boiler cheaper
Air Source Heat Pump cheaper

## EC.A
EC:A: Annual consumer demand in Leading the Way by fuel and sector
Return to: Main Menu
Return to: Chapter contents
EC:A: Annual consumer demand in Leading the Way by fuel and sector
|  | Category | Subcategory | Fuel lookup | Description | Data | Data table | Component | Component 2 | Component 3 | Subtract component | Unit lookup | Leading the Way | Leading the Way | Leading the Way | Leading the Way | Leading the Way | Leading the Way | Leading the Way | Leading the Way | Leading the Way | Leading the Way | Leading the Way | Leading the Way | Leading the Way | Leading the Way | Leading the Way | Leading the Way | Leading the Way | Leading the Way | Leading the Way | Leading the Way | Leading the Way | Leading the Way | Leading the Way | Leading the Way | Leading the Way | Leading the Way | Leading the Way | Leading the Way | Leading the Way
[13 empty] | 2022-01-01 | 2023-01-01 | 2024-01-01 | 2025-01-01 | 2026-01-01 | 2027-01-01 | 2028-01-01 | 2029-01-01 | 2030-01-01 | 2031-01-01 | 2032-01-01 | 2033-01-01 | 2034-01-01 | 2035-01-01 | 2036-01-01 | 2037-01-01 | 2038-01-01 | 2039-01-01 | 2040-01-01 | 2041-01-01 | 2042-01-01 | 2043-01-01 | 2044-01-01 | 2045-01-01 | 2046-01-01 | 2047-01-01 | 2048-01-01 | 2049-01-01 | 2050-01-01
|  | End user demand | I&C | Electricity | Electricity | Demand (TWh) | ED1 | GBFES Customer Demand: Total Industrial (Excluding electrolysis) | Total Commercial Demand inc EV, Heat Pumps, District Heat, Rail Traction, No Directs | GBFES Customer Demand: Direct Transmission Customers | I&C Rail Traction Demand | GWh | 158.542 | 152.974 | 153.969 | 159.091 | 168.215 | 175.43 | 179.009 | 183.216 | 186.954 | 190.56 | 194.852 | 199.517 | 204.008 | 207.934 | 211.995 | 215.845 | 219.482 | 222.49 | 224.426 | 226.138 | 227.429 | 228.659 | 229.725 | 230.613 | 231.569 | 232.195 | 232.68 | 233.238 | 233.511
|  |  |  | Gas | Gas | Demand (TWh) | ED3 | Annual end-use gas demand from industry | Annual end-use gas demand from the commercial sector |  |  | GWh | 203.3519 | 191.066 | 188.18 | 188.481 | 187.399 | 183.285 | 177.577 | 170.566 | 160.082 | 148.295 | 135.3834 | 121.9042 | 108.181 | 94.8468 | 82.1422 | 70.0914 | 58.5821 | 47.9 | 39.5717 | 33.0567 | 28.4912 | 24.2476 | 20.4595 | 17.7356 | 15.255 | 13.4525 | 12.2774 | 11.3338 | 10.7729
|  |  |  | Hydrogen | Hydrogen | Demand (TWh) | WS1 | Industrial | Commercial |  |  | TWh | 0.019686 | 0.040248 | 0.17265 | 0.54052 | 1.3062 | 2.1329 | 3.6727 | 5.8395 | 9.0946 | 13.3334 | 17.9431 | 23.1966 | 28.7294 | 34.3318 | 39.7378 | 44.6423 | 49.3052 | 53.6346 | 57.2878 | 60.4798 | 63.3182 | 66.0913 | 68.7449 | 70.7199 | 72.1269 | 73.4897 | 74.3028 | 74.9759 | 75.6479
|  |  |  | Bioenergy | Bioresource | Demand (TWh) | WS1 | Industrial | Commercial |  |  | TWh | 3.08 | 3.1 | 3.13 | 3.08 | 3.14 | 3.37 | 3.81 | 4.25 | 4.38 | 4.71 | 5.07 | 5.38 | 5.52 | 5.67 | 5.78 | 5.97 | 6.21 | 6.43 | 6.74 | 7.07 | 7.3 | 7.36 | 7.45 | 7.72 | 7.89 | 8.02 | 8.22 | 8.5 | 9.2
|  |  |  | Oil | Fossil Fuel | Demand (TWh) | WS1 | Industrial | Commercial |  |  | TWh | 37.7592 | 36.6932 | 35.2238 | 33.7346 | 31.851 | 29.8472 | 27.7227 | 25.471 | 23.1283 | 20.7316 | 18.288 | 15.822 | 13.367 | 10.9454 | 9.4854 | 8.0636 | 6.6923 | 5.3672 | 4.7842 | 4.2849 | 3.8792 | 3.5461 | 3.2565 | 3.0169 | 2.7998 | 2.6106 | 2.4431 | 2.2647 | 0
|  |  | Residential | Electricity | Electricity | Demand (TWh) | ED1 | GBFES Customer Demand: Residential |  |  | Residential Electric Vehicles Demand (Evs) | GWh | 99.344 | 87.887 | 82.338 | 77.188 | 75.633 | 74.959 | 75.932 | 77.474 | 79.529 | 82.346 | 85.23 | 88.146 | 91.165 | 94.464 | 95.455 | 98.815 | 101.272 | 103.207 | 104.621 | 106.316 | 107.198 | 107.787 | 108.622 | 109.177 | 109.623 | 110.034 | 110.38 | 110.692 | 110.212
|  |  |  | Gas | Gas | Demand (TWh) | ED3 | Total end-use residential gas demand |  |  |  | GWh | 310.5561 | 306.1975 | 302.2633 | 298.1399 | 291.3533 | 280.8628 | 267.3252 | 248.4179 | 227.3044 | 204.7488 | 182.626 | 160.7429 | 138.8208 | 116.5413 | 97.5866 | 80.4777 | 66.2313 | 53.9374 | 43.7417 | 33.3639 | 25.9655 | 19.8758 | 15.5785 | 11.9131 | 8.6781 | 5.7756 | 3.0217 | 0.38297 | 0.00030963
|  |  |  | Hydrogen | Hydrogen | Demand (TWh) | WS1 | Residential |  |  |  | TWh | 0 | 0 | 0 | 0 | 0 | 0 | 0 | 2.5393 | 4.9987 | 7.7174 | 10.2379 | 12.6747 | 15.0576 | 17.4651 | 20.2115 | 23.3894 | 26.4844 | 29.4712 | 32.3623 | 35.288 | 38.092 | 40.8048 | 40.9156 | 41.0811 | 40.9528 | 41.2132 | 41.6758 | 42.2313 | 42.7932
|  |  |  | Bioenergy | Bioresource | Demand (TWh) | WS1 | Residential Heat |  |  |  | TWh | 2.6065 | 3.0528 | 3.4712 | 3.6316 | 4.0469 | 4.4511 | 4.8558 | 5.2534 | 5.3263 | 5.737 | 6.1409 | 6.5425 | 6.9416 | 7.4319 | 7.2449 | 7.5127 | 7.8822 | 8.2262 | 8.699 | 9.0479 | 9.4769 | 9.9706 | 10.4811 | 11.37 | 11.9579 | 12.5386 | 13.226 | 14.0594 | 15.7134
|  |  |  | Petrol/Diesel | Oil/Petroleum | Demand (TWh) | ED3 | Other |  |  |  | TWh | 25.033 | 23.539 | 22.009 | 20.457 | 18.908 | 17.323 | 15.713 | 14.074 | 12.424 | 10.766 | 9.108 | 7.452 | 5.8 | 4.099 | 3.683 | 2.994 | 2.647 | 2.338 | 2.05 | 1.758 | 1.504 | 1.272 | 1.071 | 0.881 | 0.699 | 0.516 | 0.331 | 0.143 | 0.003
|  |  | Road Transport | Electricity | Electricity | Demand (TWh) | ED1 | Residential Electric Vehicles Demand (EVs) | Commercial Electric Vehicles Demand (EVs) |  |  | GWh | 3.006 | 4.445 | 6.374 | 8.94 | 12.357 | 16.759 | 22.594 | 29.779 | 38.307 | 47.938 | 58.395 | 68.983 | 78.978 | 87.668 | 94.962 | 101.101 | 106.555 | 111.374 | 115.471 | 119.213 | 122.493 | 124.629 | 124.011 | 122.906 | 121.647 | 120.242 | 118.679 | 116.955 | 114.971
|  |  |  | Gas | Gas | Demand (TWh) | ED3 | Gas end-use demand for transport |  |  |  | GWh | 0.07925 | 0 | 0 | 0 | 0 | 0 | 0 | 0 | 0 | 0 | 0 | 0 | 0 | 0 | 0 | 0 | 0 | 0 | 0 | 0 | 0 | 0 | 0 | 0 | 0 | 0 | 0 | 0 | 6.4439e-05
|  |  |  | Hydrogen | Hydrogen | Demand (TWh) | WS1 | Road Transport |  |  |  | TWh | 0.032 | 0.074889 | 0.099968 | 0.12909 | 0.16279 | 0.20183 | 0.24705 | 0.29919 | 0.35944 | 0.42877 | 0.50864 | 0.60056 | 0.70616 | 0.82532 | 0.9511 | 1.0883 | 1.2424 | 1.4224 | 1.648 | 1.941 | 2.3495 | 2.8921 | 3.2572 | 3.5729 | 3.9636 | 4.4164 | 4.9323 | 5.5086 | 6.1345
|  |  |  | Bioenergy | Bioresource | Demand (TWh) | WS1 | Road Transport | Road Transport |  |  | TWh | 26.0534 | 31.3999 | 36.3506 | 40.8062 | 44.5666 | 43.6326 | 42.2048 | 39.9834 | 37.2691 | 33.9626 | 29.8649 | 25.0762 | 20.5976 | 16.6619 | 13.4322 | 10.9094 | 8.7937 | 7.0861 | 5.477 | 3.9565 | 2.6266 | 1.3862 | 1.0345 | 0.87032 | 0.69307 | 0.48571 | 0.26138 | 0.019254 | 0
|  |  |  | Petrol/Diesel | Oil/Petroleum | Demand (TWh) | ED5 | TWh Vehicles - Petrol/Diesel |  |  |  | TWh | 376.6111 | 360.3574 | 344.052 | 326.7934 | 307.7025 | 291.7917 | 272.7056 | 250.4098 | 225.563 | 198.3531 | 168.4771 | 139.6635 | 112.6668 | 89.2604 | 70.4322 | 55.2096 | 42.2877 | 31.3087 | 22.7797 | 14.7367 | 7.2933 | 1.4187 | 0 | 0 | 0 | 0 | 0 | 0 | 0
|  |  | Rail | Electricity | Electricity | Demand (TWh) | ED1 | I&C Rail Traction Demand |  |  |  | GWh | 4.757 | 4.905 | 5.049 | 5.197 | 5.35 | 5.507 | 5.669 | 5.836 | 6.007 | 6.184 | 6.365 | 6.553 | 6.745 | 6.943 | 7.147 | 7.357 | 7.574 | 7.796 | 8.025 | 8.261 | 8.504 | 8.754 | 9.011 | 9.276 | 9.548 | 9.829 | 10.118 | 10.415 | 10.721
|  |  |  | Hydrogen | Hydrogen | Demand (TWh) | WS1 | Rail |  |  |  | TWh | 0 | 0 | 0 | 0 | 0 | 0 | 0 | 0 | 0 | 0 | 0 | 0 | 0 | 0 | 0 | 0 | 0 | 0 | 0 | 0 | 0 | 0 | 0 | 0 | 0 | 0 | 0 | 0 | 0
|  | Total by sector | I&C | [9 empty] | 402.7528 | 383.8734 | 380.6754 | 384.9272 | 391.9111 | 394.0651 | 391.7914 | 389.3425 | 383.6389 | 377.6299 | 371.5365 | 365.8197 | 359.8054 | 353.728 | 349.1404 | 344.6123 | 340.2716 | 335.8219 | 332.8097 | 331.0294 | 330.4176 | 329.904 | 329.636 | 329.8054 | 329.6408 | 329.7678 | 329.9233 | 330.3123 | 329.1318
|  |  | Residential | [9 empty] | 437.5396 | 420.6763 | 410.0815 | 399.4164 | 389.9413 | 377.5959 | 363.826 | 347.7587 | 329.5824 | 311.3152 | 293.3428 | 275.5581 | 257.785 | 240.0013 | 224.181 | 213.1889 | 204.517 | 197.1798 | 191.4739 | 185.7738 | 182.2364 | 179.7102 | 176.6682 | 174.4222 | 171.9108 | 170.0773 | 168.6345 | 167.5087 | 168.722
|  |  | Transport | [9 empty] | 410.5388 | 401.1821 | 391.9256 | 381.8657 | 370.1389 | 357.8921 | 343.4204 | 326.3074 | 307.5056 | 286.8665 | 263.6106 | 240.8763 | 219.6936 | 201.3587 | 186.9245 | 175.6653 | 166.4529 | 158.9871 | 153.4006 | 148.1082 | 143.2664 | 139.0801 | 137.3137 | 136.6252 | 135.8517 | 134.9731 | 133.9906 | 132.8978 | 131.8266
|  | Total by fuel | Electricity | [8 empty] | TWh | 265.649 | 250.211 | 247.73 | 250.416 | 261.555 | 272.655 | 283.204 | 296.305 | 310.797 | 327.028 | 344.842 | 363.199 | 380.896 | 397.009 | 409.559 | 423.118 | 434.883 | 444.867 | 452.543 | 459.928 | 465.624 | 469.829 | 471.369 | 471.972 | 472.387 | 472.3 | 471.857 | 471.3 | 469.415
|  |  | Gas | [8 empty] | TWh | 513.9873 | 497.2635 | 490.4433 | 486.6209 | 478.7523 | 464.1478 | 444.9022 | 418.9839 | 387.3864 | 353.0438 | 318.0094 | 282.6471 | 247.0018 | 211.3881 | 179.7288 | 150.5691 | 124.8134 | 101.8375 | 83.3134 | 66.4206 | 54.4568 | 44.1234 | 36.038 | 29.6487 | 23.9331 | 19.228 | 15.2991 | 11.7168 | 10.7733
|  |  | Hydrogen | [8 empty] | TWh | 0.051686 | 0.11514 | 0.27262 | 0.66961 | 1.469 | 2.3347 | 3.9198 | 8.678 | 14.4527 | 21.4795 | 28.6896 | 36.4719 | 44.4932 | 52.6222 | 60.9005 | 69.12 | 77.0321 | 84.5282 | 91.298 | 97.7088 | 103.7596 | 109.7883 | 112.9177 | 115.374 | 117.0433 | 119.1193 | 120.9108 | 122.7157 | 124.5756
|  |  | Bioenergy | [8 empty] | TWh | 31.7399 | 37.5527 | 42.9518 | 47.5178 | 51.7535 | 51.4537 | 50.8705 | 49.4868 | 46.9754 | 44.4097 | 41.0759 | 36.9987 | 33.0592 | 29.7638 | 26.4571 | 24.3921 | 22.886 | 21.7423 | 20.916 | 20.0744 | 19.4035 | 18.7168 | 18.9656 | 19.9603 | 20.541 | 21.0443 | 21.7074 | 22.5787 | 24.9134
|  |  | Other fuels | [8 empty] | TWh | 439.4033 | 420.5895 | 401.2847 | 380.985 | 358.4615 | 338.9619 | 316.1412 | 289.9548 | 261.1153 | 229.8507 | 195.873 | 162.9375 | 131.8337 | 104.3048 | 83.6005 | 66.2673 | 51.627 | 39.0139 | 29.6139 | 20.7796 | 12.6765 | 6.2368 | 4.3275 | 3.8979 | 3.4988 | 3.1266 | 2.7741 | 2.4077 | 0.003
|  | Total consumer energy demand | [10 empty] | 1250.8312 | 1205.7319 | 1182.6825 | 1166.2093 | 1151.9913 | 1129.5531 | 1099.0378 | 1063.4086 | 1020.7269 | 975.8117 | 928.4899 | 882.2542 | 837.284 | 795.0879 | 760.2459 | 733.4665 | 711.2415 | 691.9889 | 677.6843 | 664.9115 | 655.9204 | 648.6943 | 643.6179 | 640.8528 | 637.4032 | 634.8181 | 632.5484 | 630.7188 | 629.6803

## EC.B
EC.B: Annual consumer demand in Falling Short by fuel and sector
Return to: Main Menu
Return to: Chapter contents
EC.B: Annual consumer demand in Falling Short by fuel and sector
|  | Category | Subcategory | Fuel lookup | Description | Data | Data table | Component | Component 2 | Component 3 | Subtract component | Unit lookup | Falling Short | Falling Short | Falling Short | Falling Short | Falling Short | Falling Short | Falling Short | Falling Short | Falling Short | Falling Short | Falling Short | Falling Short | Falling Short | Falling Short | Falling Short | Falling Short | Falling Short | Falling Short | Falling Short | Falling Short | Falling Short | Falling Short | Falling Short | Falling Short | Falling Short | Falling Short | Falling Short | Falling Short | Falling Short
[13 empty] | 2022-01-01 | 2023-01-01 | 2024-01-01 | 2025-01-01 | 2026-01-01 | 2027-01-01 | 2028-01-01 | 2029-01-01 | 2030-01-01 | 2031-01-01 | 2032-01-01 | 2033-01-01 | 2034-01-01 | 2035-01-01 | 2036-01-01 | 2037-01-01 | 2038-01-01 | 2039-01-01 | 2040-01-01 | 2041-01-01 | 2042-01-01 | 2043-01-01 | 2044-01-01 | 2045-01-01 | 2046-01-01 | 2047-01-01 | 2048-01-01 | 2049-01-01 | 2050-01-01
|  | End user demand | I&C | Electricity | Electricity | Demand (TWh) | ED1 | GBFES Customer Demand: Total Industrial (Excluding electrolysis) | Total Commercial Demand inc EV, Heat Pumps, District Heat, Rail Traction, No Directs | GBFES Customer Demand: Direct Transmission Customers | I&C Rail Traction Demand | GWh | 158.542 | 162.067 | 165.172 | 168.672 | 171.097 | 173.511 | 175.027 | 177.13 | 179.285 | 181.048 | 182.922 | 185.098 | 187.114 | 188.895 | 190.151 | 191.419 | 192.733 | 194.292 | 196.354 | 198.879 | 201.461 | 204.173 | 206.869 | 209.516 | 212.332 | 215.259 | 218.294 | 221.532 | 224.472
|  |  |  | Gas | Gas | Demand (TWh) | ED3 | Annual end-use gas demand from industry | Annual end-use gas demand from the commercial sector |  |  | GWh | 203.3519 | 209.704 | 212.605 | 214.344 | 214.614 | 214.289 | 213.379 | 213.1993 | 212.4352 | 212.0979 | 211.3342 | 210.5892 | 209.8299 | 209.0466 | 208.588 | 207.8279 | 206.8613 | 205.6976 | 204.3398 | 202.7915 | 201.3978 | 199.8393 | 198.2249 | 196.2671 | 193.8851 | 191.4271 | 189.165 | 186.6867 | 183.9961
|  |  |  | Hydrogen | Hydrogen | Demand (TWh) | WS1 | Industrial | Commercial |  |  | TWh | 0.019686 | 0.051834 | 0.056357 | 0.071577 | 0.23046 | 0.3861 | 0.57966 | 0.77277 | 1.0865 | 1.4273 | 1.8132 | 2.1916 | 2.5957 | 3.0256 | 3.4613 | 3.9277 | 4.3992 | 4.8651 | 5.405 | 5.9493 | 6.4099 | 6.8683 | 7.2643 | 7.6572 | 7.9975 | 8.3378 | 8.6295 | 8.9231 | 9.1778
|  |  |  | Bioenergy | Bioresource | Demand (TWh) | WS1 | Industrial | Commercial |  |  | TWh | 2.98 | 2.91 | 2.86 | 2.71 | 2.57 | 2.42 | 2.29 | 2.18 | 1.36 | 1.17 | 0.99 | 0.8 | 0.63 | 0.46 | 0.62 | 0.67 | 0.74 | 0.84 | 0.91 | 0.99 | 1.06 | 1.13 | 1.19 | 1.63 | 1.67 | 1.73 | 1.76 | 1.84 | 1.93
|  |  |  | Oil | Fossil Fuel | Demand (TWh) | WS1 | Industrial | Commercial |  |  | TWh | 38.4469 | 37.1784 | 36.1437 | 35.6155 | 35.4294 | 35.2184 | 34.9535 | 34.6575 | 33.5379 | 32.3442 | 31.14 | 29.9038 | 28.6082 | 27.3077 | 27.2111 | 27.0589 | 26.8146 | 26.3616 | 25.4965 | 24.3665 | 23.1957 | 22.0256 | 20.7997 | 20.2118 | 19.6171 | 19.0069 | 18.4382 | 17.8539 | 17.2963
|  |  | Residential | Electricity | Electricity | Demand (TWh) | ED1 | GBFES Customer Demand: Residential |  |  | Residential Electric Vehicles Demand (Evs) | GWh | 99.344 | 104.844 | 103.946 | 102.867 | 101.531 | 100.572 | 100.199 | 100.106 | 100.697 | 101.819 | 103.169 | 104.907 | 106.945 | 109.148 | 111.694 | 114.452 | 117.473 | 120.795 | 124.429 | 128.321 | 131.927 | 135.468 | 138.939 | 141.882 | 145.193 | 148.795 | 153.022 | 157.695 | 162.672
|  |  |  | Gas | Gas | Demand (TWh) | ED3 | Total end-use residential gas demand |  |  |  | GWh | 310.5561 | 347.6968 | 345.5397 | 343.3725 | 340.9517 | 337.4565 | 333.7113 | 329.6585 | 325.2307 | 320.3821 | 314.6504 | 308.3611 | 301.435 | 293.8033 | 286.333 | 278.5302 | 269.9953 | 260.6419 | 250.5479 | 239.8598 | 230.1797 | 220.6804 | 211.3989 | 202.3802 | 193.6707 | 184.2572 | 172.9491 | 160.503 | 147.1886
|  |  |  | Hydrogen | Hydrogen | Demand (TWh) | WS1 | Residential |  |  |  | TWh | 0 | 0 | 0 | 0 | 0 | 0 | 0 | 0 | 0 | 0 | 0 | 0 | 0 | 0 | 0 | 0 | 0 | 0 | 0 | 0 | 0 | 0 | 0 | 0 | 0 | 0 | 0 | 0 | 0
|  |  |  | Bioenergy | Bioresource | Demand (TWh) | WS1 | Residential Heat |  |  |  | TWh | 1.77 | 2.03 | 2.28 | 2.41 | 2.65 | 2.9 | 3.14 | 3.4 | 1.77 | 1.93 | 2.1 | 2.24 | 2.42 | 2.6 | 2.63 | 2.69 | 2.8 | 2.94 | 3.05 | 3.2 | 3.35 | 3.51 | 3.67 | 5.31 | 5.59 | 6.01 | 6.48 | 6.99 | 7.64
|  |  |  | Petrol/Diesel | Oil/Petroleum | Demand (TWh) | ED3 | Other |  |  |  | TWh | 29.82 | 29.067 | 28.408 | 27.842 | 27.045 | 25.948 | 24.54 | 22.925 | 21.176 | 19.354 | 17.575 | 15.829 | 14.107 | 12.397 | 11.471 | 10.55 | 9.56 | 8.456 | 7.235 | 6.222 | 5.511 | 5.112 | 4.92 | 4.868 | 4.898 | 4.837 | 4.681 | 4.452 | 4.19
|  |  | Road Transport | Electricity | Electricity | Demand (TWh) | ED1 | Residential Electric Vehicles Demand (EVs) | Commercial Electric Vehicles Demand (EVs) |  |  | GWh | 3.006 | 3.129 | 4.016 | 5.113 | 6.499 | 8.192 | 10.26 | 12.747 | 15.705 | 19.187 | 23.247 | 27.911 | 33.16 | 38.966 | 45.834 | 53.257 | 61.016 | 68.882 | 76.835 | 84.432 | 91.769 | 98.841 | 105.504 | 112.151 | 116.599 | 120.088 | 121.086 | 122.083 | 123.108
|  |  |  | Gas | Gas | Demand (TWh) | ED3 | Gas end-use demand for transport |  |  |  | GWh | -0.10733 | 0 | 0 | 0 | 0 | 0 | 0 | 0 | 0 | 0 | 0 | 0 | 0 | 0 | 0 | 0 | 0 | 0 | 0 | 0 | 0 | 0 | 0 | 0 | 0 | 0 | 0 | 0 | 0
|  |  |  | Hydrogen | Hydrogen | Demand (TWh) | WS1 | Road Transport |  |  |  | TWh | 0.032 | 0.033431 | 0.042443 | 0.05254 | 0.061081 | 0.070795 | 0.08185 | 0.09432 | 0.10837 | 0.12406 | 0.14175 | 0.16148 | 0.1835 | 0.20813 | 0.23551 | 0.26595 | 0.29975 | 0.3373 | 0.3789 | 0.42507 | 0.4761 | 0.5325 | 0.59461 | 0.6631 | 0.73844 | 0.82137 | 0.91235 | 1.0121 | 1.1176
|  |  |  | Bioenergy | Bioresource | Demand (TWh) | WS1 | Road Transport | Road Transport |  |  | TWh | 26.34 | 32.0103 | 37.5114 | 42.7494 | 47.5319 | 48.0684 | 48.5703 | 48.7517 | 49.0302 | 49.2264 | 49.0663 | 47.9789 | 46.6975 | 45.4584 | 43.9988 | 42.6492 | 41.2211 | 39.9054 | 37.0953 | 34.4651 | 32.2147 | 30.1423 | 28.4422 | 25.0285 | 22.3736 | 19.8834 | 17.8962 | 15.6806 | 13.1968
|  |  |  | Petrol/Diesel | Oil/Petroleum | Demand (TWh) | ED5 | TWh Vehicles - Petrol/Diesel |  |  |  | TWh | 378.1788 | 363.9217 | 350.337 | 336.9037 | 323.0845 | 314.0953 | 304.7494 | 294.4603 | 283.9069 | 272.3891 | 259.3972 | 246.5115 | 232.3939 | 216.3504 | 197.9711 | 177.9142 | 156.8004 | 135.8357 | 114.7451 | 94.3068 | 75.1959 | 57.5095 | 41.1509 | 26.9823 | 18.4154 | 11.8483 | 9.0816 | 6.7271 | 4.7888
|  |  | Rail | Electricity | Electricity | Demand (TWh) | ED1 | I&C Rail Traction Demand |  |  |  | GWh | 4.757 | 4.608 | 4.654 | 4.701 | 4.748 | 4.795 | 4.843 | 4.891 | 4.94 | 4.99 | 5.04 | 5.09 | 5.141 | 5.192 | 5.244 | 5.297 | 5.35 | 5.403 | 5.457 | 5.512 | 5.567 | 5.623 | 5.679 | 5.736 | 5.793 | 5.851 | 5.909 | 5.969 | 6.028
|  |  |  | Hydrogen | Hydrogen | Demand (TWh) | WS1 | Rail |  |  |  | TWh | 0 | 0 | 0 | 0 | 0 | 0 | 0 | 0 | 0 | 0 | 0 | 0 | 0 | 0 | 0 | 0 | 0 | 0 | 0 | 0 | 0 | 0 | 0 | 0 | 0 | 0 | 0 | 0 | 0
|  | Total by sector | I&C | [8 empty] | TWh | 403.3405 | 411.9112 | 416.837 | 421.4131 | 423.9409 | 425.8245 | 426.2291 | 427.9396 | 427.7046 | 428.0875 | 428.1994 | 428.5825 | 428.7778 | 428.7349 | 430.0314 | 430.9035 | 431.5481 | 432.0564 | 432.5053 | 432.9763 | 433.5244 | 434.0362 | 434.3479 | 435.2821 | 435.5017 | 435.7609 | 436.2866 | 436.8357 | 436.8722
|  |  | Residential | [8 empty] | TWh | 441.4901 | 483.6378 | 480.1737 | 476.4915 | 472.1777 | 466.8765 | 461.5903 | 456.0895 | 448.8737 | 443.4851 | 437.4944 | 431.3371 | 424.907 | 417.9483 | 412.128 | 406.2222 | 399.8283 | 392.8329 | 385.2619 | 377.6028 | 370.9677 | 364.7704 | 358.9279 | 354.4402 | 349.3517 | 343.8992 | 337.1321 | 329.64 | 321.6906
|  |  | Transport | [8 empty] | TWh | 412.2064 | 403.7025 | 396.5608 | 389.5196 | 381.9245 | 375.2215 | 368.5045 | 360.9443 | 353.6904 | 345.9165 | 336.8923 | 327.6528 | 317.5759 | 306.1749 | 293.2834 | 279.3833 | 264.6873 | 250.3634 | 234.5114 | 219.141 | 205.2227 | 192.6483 | 181.3707 | 170.5609 | 163.9194 | 158.4921 | 154.8852 | 151.4718 | 148.2392
|  | Total by fuel | Electricity | [8 empty] | TWh | 265.649 | 274.648 | 277.788 | 281.353 | 283.875 | 287.07 | 290.329 | 294.874 | 300.627 | 307.044 | 314.378 | 323.006 | 332.36 | 342.201 | 352.923 | 364.425 | 376.572 | 389.372 | 403.075 | 417.144 | 430.724 | 444.105 | 456.991 | 469.285 | 479.917 | 489.993 | 498.311 | 507.279 | 516.28
|  |  | Gas | [8 empty] | TWh | 513.8007 | 557.4008 | 558.1447 | 557.7165 | 555.5657 | 551.7455 | 547.0903 | 542.8578 | 537.6658 | 532.48 | 525.9845 | 518.9503 | 511.2649 | 502.8498 | 494.9209 | 486.3581 | 476.8566 | 466.3395 | 454.8877 | 442.6513 | 431.5775 | 420.5197 | 409.6238 | 398.6473 | 387.5557 | 375.6843 | 362.1141 | 347.1897 | 331.1846
|  |  | Hydrogen | [8 empty] | TWh | 0.051686 | 0.085265 | 0.0988 | 0.12412 | 0.29154 | 0.45689 | 0.66151 | 0.86709 | 1.1949 | 1.5514 | 1.955 | 2.3531 | 2.7792 | 3.2338 | 3.6968 | 4.1937 | 4.6989 | 5.2024 | 5.7839 | 6.3743 | 6.886 | 7.4008 | 7.8589 | 8.3203 | 8.7359 | 9.1592 | 9.5418 | 9.9352 | 10.2954
|  |  | Bioenergy | [8 empty] | TWh | 31.09 | 36.9503 | 42.6514 | 47.8694 | 52.7519 | 53.3884 | 54.0003 | 54.3317 | 52.1602 | 52.3264 | 52.1563 | 51.0189 | 49.7475 | 48.5184 | 47.2488 | 46.0092 | 44.7611 | 43.6854 | 41.0553 | 38.6551 | 36.6247 | 34.7823 | 33.3022 | 31.9685 | 29.6336 | 27.6234 | 26.1362 | 24.5106 | 22.7668
|  |  | Other fuels | [8 empty] | TWh | 446.4457 | 430.1671 | 414.8887 | 400.3612 | 385.5589 | 375.2618 | 364.2428 | 352.0428 | 338.6208 | 324.0873 | 308.1123 | 292.2443 | 275.1091 | 256.0551 | 236.6532 | 215.523 | 193.1749 | 170.6534 | 147.4766 | 124.8954 | 103.9027 | 84.6471 | 66.8706 | 52.0621 | 42.9305 | 35.6923 | 32.2008 | 29.033 | 26.2751
|  | Total consumer energy demand | [9 empty] | TWh | 1257.0371 | 1299.2515 | 1293.5715 | 1287.4242 | 1278.043 | 1267.9226 | 1256.324 | 1244.9734 | 1230.2687 | 1217.4891 | 1202.5861 | 1187.5725 | 1171.2607 | 1152.8581 | 1135.4428 | 1116.5089 | 1096.0636 | 1075.2527 | 1052.2785 | 1029.7201 | 1009.7148 | 991.4549 | 974.6465 | 960.2832 | 948.7728 | 938.1521 | 928.3039 | 917.9475 | 906.802

## EC.C
EC.C: Total annual demand for heating homes
Return to: Main Menu
Return to: Chapter contents
EC.C: Total annual demand for heating homes
Total annual residential demand for home heating
TWh/yr
 | time axis 2005-01-01 to 2050-01-01
| History | 2005-01-01: 457; 2006-01-01: 441; 2007-01-01: 421; 2008-01-01: 436; 2009-01-01: 429; 2010-01-01: 485; 2011-01-01: 385; 2012-01-01: 422; 2013-01-01: 426; 2014-01-01: 359; 2015-01-01: 377; 2016-01-01: 371; 2017-01-01: 357; 2018-01-01: 368; 2019-01-01: 356; 2020-01-01: 358; 2021-01-01: 382
| Consumer Transformation | [16 empty] | 382 | 341.575 | 336.933 | 332.968 | 328.14 | 322.254 | 314.342 | 304.87 | 293.671 | 280.921 | 267.816 | 254.721 | 241.731 | 228.814 | 214.918 | 203.078 | 193.869 | 184.874 | 176.127 | 167.786 | 160.538 | 155 | 150.994 | 148.338 | 146.629 | 145.089 | 143.507 | 141.932 | 140.653 | 140.785
| System Transformation | [16 empty] | 382 | 362.54 | 359.585 | 355.678 | 351.288 | 346.123 | 340.405 | 334.516 | 328.504 | 322.001 | 316.407 | 311.068 | 305.727 | 300.361 | 295.047 | 288.69 | 286.054 | 283.389 | 280.723 | 278.034 | 275.33 | 272.415 | 269.082 | 265.361 | 261.162 | 255.772 | 250.32 | 244.777 | 239.175 | 233.389
| Leading the Way | [16 empty] | 382 | 320.588 | 314.959 | 312.199 | 308.687 | 303.816 | 296.312 | 286.877 | 275.489 | 261.974 | 247.6 | 233.436 | 219.383 | 205.271 | 191.764 | 179.819 | 172.496 | 167.05 | 162.701 | 159.728 | 156.512 | 154.96 | 153.945 | 152.068 | 150.736 | 149.385 | 148.384 | 147.755 | 147.387 | 148.554
| Falling Short | [16 empty] | 382 | 366.811 | 367.055 | 366.578 | 365.851 | 364.802 | 362.642 | 360.128 | 357.302 | 352.621 | 349.196 | 345.271 | 341.188 | 336.917 | 332.41 | 328.899 | 325.014 | 320.689 | 315.87 | 310.627 | 305.531 | 301.28 | 297.43 | 293.934 | 291.821 | 289 | 285.98 | 281.884 | 277.251 | 272.151
| Five Year Forecast | 2021-01-01: 382; 2022-01-01: 321.164; 2023-01-01: 319.037; 2024-01-01: 337.465; 2025-01-01: 355.044; 2026-01-01: 351.878; 2027-01-01: 348.18; 2028-01-01: 344.202
History from ECUK 2022_End_use_tables (non weather corrected)
|  | Data Table | ED3
|  | Sector | Domestic
Fuel
Technology
|  | Time | Annuals
|  | Units | TWh

## EC.D
EC.D: Hydrogen demand for home heating
Return to: Main Menu
Return to: Chapter contents |  | Annual hydrogen demand for home heating TWh
EC.D: Hydrogen demand for home heating
|  | TWh | 2020 | 2021 | 2022 | 2023 | 2024 | 2025 | 2026 | 2027 | 2028 | 2029 | 2030 | 2031 | 2032 | 2033 | 2034 | 2035 | 2036 | 2037 | 2038 | 2039 | 2040 | 2041 | 2042 | 2043 | 2044 | 2045 | 2046 | 2047 | 2048 | 2049 | 2050
|  | Consumer Transformation | 0 | 0 | 0 | 0 | 0 | 0 | 0 | 0 | 0 | 0 | 0 | 0 | 0 | 0 | 0 | 0 | 0 | 0 | 0 | 0 | 0 | 0 | 0 | 0 | 0 | 0 | 0 | 0 | 0 | 0 | 0
|  | System Transformation | 0 | 0 | 0 | 0 | 0 | 0 | 0 | 0 | 0 | 0 | 0 | 8.68 | 18.009 | 27.208 | 36.261 | 48.864 | 57.866 | 68.767 | 79.261 | 89.308 | 99.014 | 107.995 | 115.917 | 123.332 | 130.299 | 136.634 | 133.872 | 130.923 | 128.006 | 125.137 | 118.611
|  | Leading the Way | 0 | 0 | 0 | 0 | 0 | 0 | 0 | 0 | 0 | 2.494 | 4.825 | 6.924 | 8.836 | 10.675 | 12.464 | 14.287 | 16.261 | 18.57 | 20.77 | 22.867 | 24.93 | 26.983 | 28.929 | 30.79 | 30.069 | 29.439 | 28.978 | 28.786 | 28.787 | 28.888 | 28.997
|  | Falling Short | 0 | 0 | 0 | 0 | 0 | 0 | 0 | 0 | 0 | 0 | 0 | 0 | 0 | 0 | 0 | 0 | 0 | 0 | 0 | 0 | 0 | 0 | 0 | 0 | 0 | 0 | 0 | 0 | 0 | 0 | 0
|  | Five Year Forecast | 2020: 0; 2021: 0; 2022: 0; 2023: 0; 2024: 0; 2025: 0; 2026: 0; 2027: 0; 2028: 0
|  | Data Table | 2020: ED3
|  | Sector | 2020: Domestic
|  | Fuel | 2020: Hydrogen
Technology
|  | Time | 2020: Annuals
|  | Units | 2020: TWh

## EC.E
EC.E: Home heating technology mix today, in 2035 and in 2050
Return to: Main Menu
Return to: Chapter contents
EC.E: Home heating technology mix today, in 2035 and in 2050 | Overall heating technology mix
[13 empty] | Consumer Transformation | Consumer Transformation | System Transformation | Leading the Way | Falling Short | Consumer Transformation | System Transformation | Leading the Way | Falling Short
| Number of homes | 2021 | 2035 |  |  |  | 2050 |  |  |  | Category | Number of homes | 2021 | 2035 |  |  |  | 2050
|  |  | CT | ST | LW | FS | CT | ST | LW | FS |  |  |  | CT | ST | LW | FS | CT | ST | LW | FS
| Gas boiler | 23993139 | 15158290 | 19634959 | 11659987 | 23177296 | 5279 | 48787 | 34 | 12879016 | ASHP | ASHP | 191265 | 5077024 | 1022648 | 7039024 | 2241853 | 8152953 | 4057670 | 6024638 | 7372903
| Direct electric | 2358311 | 2060042 | 1862382 | 1988387 | 1908289 | 1737630 | 757939 | 1744680 | 1754150 | Biofuel boiler or hybrid | Biofuel boiler | 2273 | 557552 | 406161 | 508371 | 149590 | 590801 | 620527 | 1048298 | 235210
| GSHP | 61519 | 3488393 | 643392 | 3500018 | 613089 | 8835201 | 1058774 | 7115109 | 3941553 | Biofuel boiler or hybrid | Biomass boiler | 890 | 54558 | 33032 | 53158 | 22998 | 119779 | 84131 | 474168 | 38243
| ASHP | 192862 | 7053537 | 1331053 | 8420552 | 2578076 | 14458394 | 5954787 | 10806501 | 9212099 | Biofuel boiler or hybrid | Biomass CHP | 0 | 0 | 0 | 0 | 0 | 0 | 0 | 0 | 0
| Hybrid (ASHP + Hydrogen boiler) | 0 | 0 | 82792 | 636595 | 0 | 0 | 7022658 | 2568800 | 0 | District heating | Community | 209927 | 69422 | 91367 | 68071 | 201880 | 569 | 2633 | 700 | 198381
| Hydrogen boiler | 0 | 0 | 4935232 | 1646641 | 0 | 0 | 11427149 | 3175966 | 0 | District heating | DH | 535661 | 1689545 | 1042486 | 1694920 | 1239409 | 6222293 | 5244411 | 5176602 | 3735670
| Biofuel boiler or hybrid | 3566 | 789290 | 578131 | 720500 | 262174 | 1215611 | 957757 | 1841327 | 529403 | Direct electric | Electric resistive | 699254 | 524026 | 544697 | 505282 | 560498 | 264818 | 213085 | 276539 | 538659
| District heating | 745588 | 1758967 | 1133853 | 1762991 | 1441289 | 6222862 | 5247044 | 5177302 | 3934051 | Direct electric | Electric storage | 1659057 | 1536016 | 1317685 | 1483105 | 1347791 | 1472812 | 544854 | 1468141 | 1215491
| Other | 1520438 | 310210 | 416822 | 283055 | 638515 | 439 | 8 | 0 | 225146 | Gas boiler | Gas boiler | 23993139 | 15158290 | 19634959 | 11659987 | 23177296 | 5279 | 48787 | 34 | 12879016
[11 empty] | Gas boiler | Gas CHP | 0 | 0 | 0 | 0 | 0 | 0 | 0 | 0 | 0
[11 empty] | GSHP | GSHP | 61519 | 3488393 | 643392 | 3500018 | 613089 | 8835201 | 1058774 | 7115109 | 3941553
[11 empty] | Biofuel boiler or hybrid | Hybrid (ASHP + Biofuel boiler) | 403 | 177180 | 138938 | 158971 | 89586 | 505031 | 253099 | 318861 | 255950
[11 empty] | ASHP | Hybrid (ASHP + Electric resistive) | 1597 | 1976513 | 308405 | 1381528 | 336223 | 6305441 | 1897117 | 4781863 | 1839196
[11 empty] | Hybrid (ASHP + Hydrogen boiler) | Hybrid (ASHP + Hydrogen boiler) | 0 | 0 | 82792 | 636595 | 0 | 0 | 7022658 | 2568800 | 0
[11 empty] | ASHP | Hybrid (ASHP + Solar thermal) | 0 | 0 | 0 | 0 | 0 | 0 | 0 | 0 | 0
[11 empty] | Hydrogen boiler | Hydrogen boiler | 0 | 0 | 4935232 | 1646641 | 0 | 0 | 11427149 | 3175966 | 0
[11 empty] | Other | Oil boiler | 1520438 | 310210 | 416822 | 283055 | 638515 | 439 | 8 | 0 | 225146
[12 empty] | Total | 28875423 | 30618729 | 30618616 | 30618726 | 30618728 | 32475416 | 32474903 | 32429719 | 32475418
Others includes biomass, waste heat
Oil boiler includes LPG, solid fuel, waste
| Data Table | ED3
| Sector | Domestic
Fuel
Technology
Time
| Units | number

## EC.F
EC.F: Breakdown of savings in underlying heat demand due to building fabric improvement and consumer behavioural change - 2050
Return to: Main Menu
Return to: Chapter contents
Savings in underlying heat demand from building fabric and consumer behavioural change
EC.F: Breakdown of savings in underlying heat demand due to building fabric improvement and consumer behavioural change - 2050
|  | 2050 | 2050 | 2050 | 2050
|  | Consumer Transformation | System Transformation | Leading the Way | Falling Short
| Behaviour | 15.296 | 0 | 30.097 | 0
| Building Fabric - Existing and New Build | 72.811 | 58.226 | 76.867 | 9.824
0
0
0
0
0 | Data Table | ED3
0 | Sector | Domestic
0 | Fuel
0 | Technology | Savings from Behaviour | Savings from Building Fabric - Existing and New Build
Time
| Units | TWh

## EC.G
EC.G: Residential heat pump (including hybrids) total uptake trends
Return to: Main Menu
Return to: Chapter contents
EC.G: Residential heat pump (including hybrids) total uptake trends | Residential heat pump (including hybrids) uptake trends
Number of homes
|  | 2020 | 2021 | 2022 | 2023 | 2024 | 2025 | 2026 | 2027 | 2028 | 2029 | 2030 | 2031 | 2032 | 2033 | 2034 | 2035 | 2036 | 2037 | 2038 | 2039 | 2040 | 2041 | 2042 | 2043 | 2044 | 2045 | 2046 | 2047 | 2048 | 2049 | 2050
| Consumer Transformation | 220965 | 254784 | 309290 | 381729 | 515041 | 729773 | 1051158 | 1511977 | 2198484 | 3144430 | 4302871 | 5557166 | 6806608 | 8045976 | 9276253 | 10719110 | 12164340 | 13590666 | 15011916 | 16427918 | 17847052 | 19152158 | 20213885 | 21069621 | 21708773 | 22192312 | 22602339 | 22979785 | 23354640 | 23701507 | 23798626
| System Transformation | 220965 | 254784 | 309157 | 374195 | 470619 | 580042 | 736259 | 894780 | 1070310 | 1245710 | 1430093 | 1609800 | 1741079 | 1874527 | 2012459 | 2196175 | 2868422 | 3519290 | 4188716 | 4872483 | 5569205 | 6285099 | 7011862 | 7785265 | 8614855 | 9518420 | 10479661 | 11431924 | 12391574 | 13357106 | 14289318
| Leading the Way | 220965 | 254784 | 317156 | 411155 | 565159 | 819132 | 1183207 | 1777326 | 2621335 | 3715324 | 5059311 | 6579237 | 8099242 | 9619263 | 11166102 | 12716136 | 13997624 | 15264071 | 16185550 | 17043215 | 17715683 | 18371393 | 18768588 | 19084929 | 19516185 | 19885113 | 20215305 | 20473105 | 20680599 | 20856906 | 20809271
| Falling Short | 220965 | 254784 | 312412 | 371699 | 440504 | 500383 | 620599 | 802453 | 978395 | 1232423 | 1525525 | 1808440 | 2142957 | 2495418 | 2872839 | 3280751 | 3780736 | 4310967 | 4898289 | 5563095 | 6286512 | 7012133 | 7682882 | 8330782 | 8955088 | 9557101 | 10140569 | 10752295 | 11557088 | 12447747 | 13409602
| Five Year Forecast | 2020: 220965; 2021: 254784; 2022: 309275; 2023: 372430; 2024: 441309; 2025: 517851; 2026: 654888; 2027: 812017; 2028: 978721
|  | Data Table | ED3
|  | Sector | Domestic
Fuel
|  | Technology | ASHP | Hybrid (ASHP + Hydrogen boiler) | Hybrid (ASHP + Electric resistive) | Hybrid (ASHP + Biofuel boiler) | Hybrid (ASHP + Solar thermal) | GSHP
Time
|  | Units | number

## EC.H
EC.H: Residential hydrogen boilers (including hybrids) total uptake trends
Return to: Main Menu
Return to: Chapter contents | Residential hydrogen boilers (including hybrids) numbers
EC.H: Residential hydrogen boilers (including hybrids) total uptake trends | Number of homes
|  | 2020 | 2021 | 2022 | 2023 | 2024 | 2025 | 2026 | 2027 | 2028 | 2029 | 2030 | 2031 | 2032 | 2033 | 2034 | 2035 | 2036 | 2037 | 2038 | 2039 | 2040 | 2041 | 2042 | 2043 | 2044 | 2045 | 2046 | 2047 | 2048 | 2049 | 2050
| Consumer Transformation | 0 | 0 | 0 | 0 | 0 | 0 | 0 | 0 | 0 | 0 | 0 | 0 | 0 | 0 | 0 | 0 | 0 | 0 | 0 | 0 | 0 | 0 | 0 | 0 | 0 | 0 | 0 | 0 | 0 | 0 | 0
| System Transformation | 0 | 0 | 0 | 0 | 0 | 0 | 0 | 0 | 0 | 0 | 0 | 844081 | 1787690 | 2723661 | 3651017 | 5018024 | 6387614 | 7855777 | 9310041 | 10746170 | 12171924 | 13576030 | 14884476 | 16141997 | 17322022 | 18393311 | 18538577 | 18641171 | 18735582 | 18821672 | 18449807
| Leading the Way | 0 | 0 | 0 | 0 | 0 | 0 | 0 | 0 | 0 | 296276 | 602243 | 916904 | 1243219 | 1572673 | 1904838 | 2283236 | 2679787 | 3095190 | 3499332 | 3907363 | 4311152 | 4721179 | 5115782 | 5495069 | 5559971 | 5598932 | 5615870 | 5635212 | 5677126 | 5727675 | 5744766
| Falling Short | 0 | 0 | 0 | 0 | 0 | 0 | 0 | 0 | 0 | 0 | 0 | 0 | 0 | 0 | 0 | 0 | 0 | 0 | 0 | 0 | 0 | 0 | 0 | 0 | 0 | 0 | 0 | 0 | 0 | 0 | 0
| Five Year Forecast | 2020: 0; 2021: 0; 2022: 0; 2023: 0; 2024: 0; 2025: 0; 2026: 0; 2027: 0; 2028: 0
| Data Table | 2020: ED3
| Sector | 2020: Domestic
Fuel
| Technology | 2020: Hydrogen boiler; 2021: Hybrid (ASHP + Hydrogen boiler)
Time
| Units | 2020: number

## EC.I
EC.I: District heat network connections in 2050
Return to: Main Menu
Return to: Chapter contents
District heat network connections in 2050
EC.I: District heat network connections in 2050
|  | 2022 | Consumer Transformation | System Transformation | Leading the Way | Falling Short
| Number of connections (residential) |  | 2050 | 2050 | 2050 | 2050
| Buildings connected | 534573 | 6222293 | 5244411 | 5176602 | 3735670
All future district heat schemes not served by waste heat sources are powered by heat pumps, with biomethane thermal storage providing flexibility
|  | 2022 | Consumer Transformation | System Transformation | Leading the Way | Falling Short
| Number of connections (residential + non-residential) |  | 2050 | 2050 | 2050 | 2050
| Buildings connected | 535366 | 6392690 | 5384159 | 5330322 | 3802324
All future district heat schemes not served by waste heat sources are powered by heat pumps, with biomethane thermal storage providing flexibility
|  | Data Table | ED3
|  | Sector | Domestic | Non-domestic
Fuel
|  | Technology | DH
Time
|  | Units | number

## EC.J
EC.J: Annual energy demand for Road Transport
Return to: Main Menu
Return to: Chapter contents
| Consumer Transformation | Annual energy demand for Road Transport in Consumer Transformation
|  | TWh | 2015-01-01 | 2016-01-01 | 2017-01-01 | 2018-01-01 | 2019-01-01 | 2020-01-01 | 2021-01-01 | 2022-01-01 | 2023-01-01 | 2024-01-01 | 2025-01-01 | 2026-01-01 | 2027-01-01 | 2028-01-01 | 2029-01-01 | 2030-01-01 | 2031-01-01 | 2032-01-01 | 2033-01-01 | 2034-01-01 | 2035-01-01 | 2036-01-01 | 2037-01-01 | 2038-01-01 | 2039-01-01 | 2040-01-01 | 2041-01-01 | 2042-01-01 | 2043-01-01 | 2044-01-01 | 2045-01-01 | 2046-01-01 | 2047-01-01 | 2048-01-01 | 2049-01-01 | 2050-01-01
|  | Petrol/Diesel |  |  | 447.3225 | 450.6328 | 431.4377 | 416.1182 | 413.5655 | 402.2042 | 391.2897 | 379.7215 | 366.7456 | 351.3381 | 334.6373 | 315.3959 | 292.9041 | 268.1743 | 238.8053 | 206.946 | 174.7966 | 144.2943 | 114.8237 | 89.497 | 68.5048 | 50.9906 | 36.3254 | 23.7819 | 14.0794 | 7.3891 | 4.2258 | 3.0442 | 2.0333 | 1.1828 | 0.39103 | 0.022326 | 0 | 0
|  | Electricity |  |  | 0.40344 | 0.57157 | 0.76541 | 1.2391 | 1.9761 | 3.0148 | 4.4121 | 6.36 | 8.9266 | 12.3046 | 16.5892 | 21.9405 | 28.3707 | 35.8552 | 44.9998 | 54.981 | 65.3083 | 75.2438 | 84.8853 | 93.356 | 100.5286 | 106.8451 | 112.2619 | 117.3533 | 121.3477 | 123.6976 | 123.9383 | 123.5026 | 122.975 | 122.3154 | 121.5637 | 120.7329 | 119.8426 | 118.4353
|  | Hydrogen |  |  | 0.00035769 | 0.00049264 | 0.00081596 | 0.0019529 | 0.0037416 | 0.056023 | 0.076926 | 0.10077 | 0.12737 | 0.15687 | 0.18972 | 0.22615 | 0.26651 | 0.3111 | 0.36035 | 0.41477 | 0.4748 | 0.54085 | 0.61272 | 0.6846 | 0.75925 | 0.83992 | 0.93084 | 1.0459 | 1.1977 | 1.3901 | 1.6152 | 1.7341 | 1.8947 | 2.088 | 2.3097 | 2.5503 | 2.8223 | 3.108
|  | Natural Gas |  |  | 0.14123 | 0.16493 | 0.21202 | 0.27159 | 0.35561 | 0.40457 | 0.49069 | 0.5937 | 0.71745 | 0.86613 | 1.0451 | 1.2606 | 1.5209 | 1.8353 | 2.2153 | 2.6749 | 3.2302 | 3.9007 | 4.3182 | 4.812 | 5.3945 | 6.0774 | 6.868 | 6.573 | 6.2283 | 5.8282 | 5.362 | 4.817 | 4.1791 | 3.4305 | 2.5322 | 1.4794 | 0.25053 | 0.0002912
Road transport demand from Road Transport Demand Model
A proportion of the Petrol/Diesel demand will be met by Biofuels due to the blended fuel sold at forecourts under legislation
Data available back to 2017 only
|  | Data Table | 2015-01-01: ED5
|  | Item | 2015-01-01: TWh Vehicles -
|  | Unit | 2015-01-01: TWh
|  | Fuel | 2015-01-01: N/A
|  | Peak/Annual/Minimum | 2015-01-01: Annual
| System Transformation | Annual energy demand for Road Transport in System Transformation
|  | TWh | 2015-01-01 | 2016-01-01 | 2017-01-01 | 2018-01-01 | 2019-01-01 | 2020-01-01 | 2021-01-01 | 2022-01-01 | 2023-01-01 | 2024-01-01 | 2025-01-01 | 2026-01-01 | 2027-01-01 | 2028-01-01 | 2029-01-01 | 2030-01-01 | 2031-01-01 | 2032-01-01 | 2033-01-01 | 2034-01-01 | 2035-01-01 | 2036-01-01 | 2037-01-01 | 2038-01-01 | 2039-01-01 | 2040-01-01 | 2041-01-01 | 2042-01-01 | 2043-01-01 | 2044-01-01 | 2045-01-01 | 2046-01-01 | 2047-01-01 | 2048-01-01 | 2049-01-01 | 2050-01-01
|  | Petrol/Diesel |  |  | 447.3225 | 450.6328 | 431.4377 | 416.1182 | 413.5655 | 403.7272 | 394.6274 | 385.8275 | 376.5781 | 366.0225 | 355.4346 | 343.6559 | 329.6475 | 314.2391 | 295.7849 | 273.7403 | 248.9411 | 221.1589 | 190.6539 | 159.4048 | 128.3625 | 98.6097 | 72.0393 | 48.97 | 29.0467 | 12.2376 | 3.7263 | 2.6607 | 1.8619 | 1.0318 | 0.20304 | 0 | 0 | 0
|  | Electricity |  |  | 0.40344 | 0.57157 | 0.76541 | 1.2391 | 1.9761 | 2.5144 | 3.3258 | 4.374 | 5.72 | 7.4785 | 9.7124 | 12.5397 | 16.0496 | 20.3476 | 25.7001 | 32.0898 | 39.5304 | 47.8357 | 56.5884 | 65.416 | 73.795 | 81.1603 | 87.2888 | 92.2281 | 96.0552 | 98.7692 | 99.6116 | 98.7327 | 97.5884 | 96.1611 | 94.4864 | 92.939 | 91.3585 | 89.6948
|  | Hydrogen |  |  | 0.00035769 | 0.00049264 | 0.00081596 | 0.0019529 | 0.0037416 | 0.054909 | 0.083152 | 0.121 | 0.1724 | 0.24321 | 0.3411 | 0.47767 | 0.66939 | 0.9406 | 1.3286 | 1.8802 | 2.6625 | 3.7668 | 5.3539 | 7.5182 | 10.4022 | 14.0999 | 18.5893 | 24.188 | 29.8208 | 35.5225 | 38.8543 | 40.391 | 42.3367 | 44.8486 | 47.8883 | 50.7883 | 53.8831 | 56.2244
|  | Natural Gas |  |  | 0.14123 | 0.16493 | 0.21202 | 0.27159 | 0.35561 | 0.4327 | 0.54026 | 0.67173 | 0.83286 | 1.0304 | 1.2737 | 1.574 | 1.9449 | 2.4038 | 2.9716 | 3.6748 | 4.543 | 5.599 | 6.2551 | 7.0376 | 7.9661 | 9.059 | 10.3364 | 9.924 | 9.4394 | 8.8687 | 8.1947 | 7.396 | 6.4479 | 5.3212 | 3.9548 | 2.3364 | 0.42229 | 0
| Leading the Way | Annual energy demand for Road Transport in Leading the Way
|  | TWh | 2015-01-01 | 2016-01-01 | 2017-01-01 | 2018-01-01 | 2019-01-01 | 2020-01-01 | 2021-01-01 | 2022-01-01 | 2023-01-01 | 2024-01-01 | 2025-01-01 | 2026-01-01 | 2027-01-01 | 2028-01-01 | 2029-01-01 | 2030-01-01 | 2031-01-01 | 2032-01-01 | 2033-01-01 | 2034-01-01 | 2035-01-01 | 2036-01-01 | 2037-01-01 | 2038-01-01 | 2039-01-01 | 2040-01-01 | 2041-01-01 | 2042-01-01 | 2043-01-01 | 2044-01-01 | 2045-01-01 | 2046-01-01 | 2047-01-01 | 2048-01-01 | 2049-01-01 | 2050-01-01
|  | Petrol/Diesel |  |  | 447.3225 | 450.6328 | 431.4377 | 416.1182 | 413.5655 | 402.3111 | 391.3574 | 379.952 | 367.0934 | 351.7025 | 334.7917 | 314.2056 | 289.6098 | 261.963 | 231.3531 | 197.2771 | 163.5635 | 131.9668 | 104.5604 | 82.4322 | 64.6096 | 49.4877 | 36.7087 | 26.6797 | 17.2367 | 8.5933 | 1.6187 | 0 | 0 | 0 | 0 | 0 | 0 | 0
|  | Electricity |  |  | 0.40344 | 0.57157 | 0.76541 | 1.2391 | 1.9761 | 3.0063 | 4.4448 | 6.3735 | 8.9407 | 12.3567 | 16.7584 | 22.5941 | 29.7791 | 38.3077 | 47.9383 | 58.3955 | 68.9834 | 78.9778 | 87.6689 | 94.9626 | 101.1015 | 106.5542 | 111.3747 | 115.4715 | 119.2131 | 122.4926 | 124.6282 | 124.0113 | 122.9053 | 121.6464 | 120.2414 | 118.6792 | 116.9551 | 114.9708
|  | Hydrogen |  |  | 0.00035769 | 0.00049264 | 0.00081596 | 0.0019529 | 0.0037416 | 0.053887 | 0.074889 | 0.099968 | 0.12909 | 0.16279 | 0.20183 | 0.24705 | 0.29919 | 0.35944 | 0.42877 | 0.50864 | 0.60056 | 0.70616 | 0.82532 | 0.9511 | 1.0883 | 1.2424 | 1.4224 | 1.648 | 1.941 | 2.3495 | 2.8921 | 3.2572 | 3.5729 | 3.9636 | 4.4164 | 4.9323 | 5.5086 | 6.1345
|  | Natural Gas |  |  | 0.14123 | 0.16493 | 0.21202 | 0.27159 | 0.35561 | 0.35342 | 0.3999 | 0.45062 | 0.50624 | 0.56659 | 0.63259 | 0.70476 | 0.7834 | 0.86914 | 0.96262 | 1.0649 | 1.1762 | 1.2976 | 1.3619 | 1.4322 | 1.5094 | 1.5937 | 1.6861 | 1.577 | 1.4565 | 1.3266 | 1.1862 | 1.0345 | 0.87032 | 0.69307 | 0.48571 | 0.26138 | 0.019254 | 6.4439e-05
| Falling Short | Annual energy demand for Road Transport in Falling Short
|  | TWh | 2015-01-01 | 2016-01-01 | 2017-01-01 | 2018-01-01 | 2019-01-01 | 2020-01-01 | 2021-01-01 | 2022-01-01 | 2023-01-01 | 2024-01-01 | 2025-01-01 | 2026-01-01 | 2027-01-01 | 2028-01-01 | 2029-01-01 | 2030-01-01 | 2031-01-01 | 2032-01-01 | 2033-01-01 | 2034-01-01 | 2035-01-01 | 2036-01-01 | 2037-01-01 | 2038-01-01 | 2039-01-01 | 2040-01-01 | 2041-01-01 | 2042-01-01 | 2043-01-01 | 2044-01-01 | 2045-01-01 | 2046-01-01 | 2047-01-01 | 2048-01-01 | 2049-01-01 | 2050-01-01
|  | Petrol/Diesel |  |  | 447.3225 | 450.6328 | 431.4377 | 416.1182 | 413.5655 | 403.9788 | 395.2217 | 386.937 | 378.5037 | 369.1845 | 360.3953 | 351.1494 | 340.5603 | 329.7069 | 317.6891 | 303.6972 | 288.7115 | 272.0939 | 253.3504 | 231.7711 | 208.3142 | 183.6004 | 159.0357 | 134.3451 | 110.4068 | 88.0959 | 67.3095 | 48.1509 | 31.5823 | 21.5154 | 13.8483 | 10.6816 | 7.9271 | 5.5888
|  | Electricity |  |  | 0.40344 | 0.57157 | 0.76541 | 1.2391 | 1.9761 | 2.429 | 3.1288 | 4.0169 | 5.1139 | 6.4992 | 8.1924 | 10.2608 | 12.747 | 15.7047 | 19.1872 | 23.2473 | 27.9113 | 33.1607 | 38.9658 | 45.8346 | 53.2575 | 61.016 | 68.8822 | 76.8351 | 84.4319 | 91.7689 | 98.8417 | 105.5041 | 112.1512 | 116.599 | 120.0882 | 121.0858 | 122.0826 | 123.108
|  | Hydrogen |  |  | 0.00035769 | 0.00049264 | 0.00081596 | 0.0019529 | 0.0037416 | 0.025426 | 0.033431 | 0.042443 | 0.05254 | 0.061081 | 0.070795 | 0.08185 | 0.09432 | 0.10837 | 0.12406 | 0.14175 | 0.16148 | 0.1835 | 0.20813 | 0.23551 | 0.26595 | 0.29975 | 0.3373 | 0.3789 | 0.42507 | 0.4761 | 0.5325 | 0.59461 | 0.6631 | 0.73844 | 0.82137 | 0.91235 | 1.0121 | 1.1176
|  | Natural Gas |  |  | 0.14123 | 0.16493 | 0.21202 | 0.27159 | 0.35561 | 0.54001 | 0.71029 | 0.91137 | 1.1494 | 1.4319 | 1.7684 | 2.1703 | 2.6517 | 3.2302 | 3.9264 | 4.7663 | 5.7789 | 6.9975 | 8.4584 | 10.1988 | 12.2492 | 14.4211 | 16.7054 | 17.4953 | 18.3651 | 19.3147 | 20.3423 | 21.4422 | 20.4285 | 19.2736 | 17.8834 | 16.2962 | 14.4806 | 12.3968

## EC.K
EC.K: Battery electric van on the road
Return to: Main Menu
Return to: Chapter contents
| EC.K: Battery electric van on the road | Battery electric vans on the road
|  | #N.o. of vehicles | 2015-01-01 | 2016-01-01 | 2017-01-01 | 2018-01-01 | 2019-01-01 | 2020-01-01 | 2021-01-01 | 2022-01-01 | 2023-01-01 | 2024-01-01 | 2025-01-01 | 2026-01-01 | 2027-01-01 | 2028-01-01 | 2029-01-01 | 2030-01-01 | 2031-01-01 | 2032-01-01 | 2033-01-01 | 2034-01-01 | 2035-01-01 | 2036-01-01 | 2037-01-01 | 2038-01-01 | 2039-01-01 | 2040-01-01 | 2041-01-01 | 2042-01-01 | 2043-01-01 | 2044-01-01 | 2045-01-01 | 2046-01-01 | 2047-01-01 | 2048-01-01 | 2049-01-01 | 2050-01-01
|  | History | 2017-01-01: 6310; 2018-01-01: 7488; 2019-01-01: 10380; 2020-01-01: 15471; 2021-01-01: 28057
|  | Consumer Transformation | [6 empty] | 28057 | 44932 | 72319 | 114132 | 175842 | 265901 | 395449 | 578179 | 825313 | 1156836 | 1573421 | 2050678 | 2558294 | 3016246 | 3477604.4858 | 3827766.7368 | 4061686.6883 | 4204884.6816 | 4288409.2799 | 4336931.7525 | 4366416.4807 | 4385832.3312 | 4400196.0768 | 4411910.968 | 4422484.6126 | 4431229.9995 | 4438794.4321 | 4446112.3117 | 4453107.0497 | 4459675.2937
|  | System Transformation | [6 empty] | 28057 | 37078 | 52643 | 74425 | 104906 | 147386 | 206267 | 287278 | 396948 | 545174 | 740752 | 990473 | 1300494 | 1663256 | 2089149.1785 | 2540054.4643 | 2979130.4894 | 3371697.1885 | 3692827.2079 | 3934993.1036 | 4106105.369 | 4221630.0481 | 4253992.0241 | 4218496.0641 | 4171256.9208 | 4110329.3647 | 4034194.2502 | 3942015.8384 | 3835839.9351 | 3716405.0464
|  | Leading the Way | [6 empty] | 28057 | 44675 | 73303 | 115229 | 177041 | 267093 | 397801 | 582012 | 831158 | 1156777 | 1559020 | 2068244.1333 | 2618078.083 | 3146420.9069 | 3589973.9979 | 3916184.3967 | 4126034.4818 | 4252167.6146 | 4325682.6113 | 4367353 | 4392199.4434 | 4400554.099 | 4408924.6404 | 4417311.101 | 4425713.5124 | 4434131.9058 | 4442566.3118 | 4451016.7612 | 4459483.2845 | 4467965.9124
|  | Falling Short | [6 empty] | 28057 | 34965 | 46639 | 62149 | 82579 | 109421 | 144577 | 190446 | 249735 | 326153 | 423862 | 546577 | 699560 | 884706 | 1110598 | 1372293 | 1669355 | 1987744 | 2310180 | 2666638.7263 | 3008485.7267 | 3319132.1642 | 3587268.0611 | 3807911.1975 | 3982551.6131 | 4116446.0707 | 4216905.5109 | 4291777.6724 | 4347297.8586 | 4388903.3855
|  | Five Year Forecast | 2021-01-01: 28057; 2022-01-01: 40413; 2023-01-01: 61226; 2024-01-01: 91484; 2025-01-01: 135092; 2026-01-01: 197450; 2027-01-01: 286024; 2028-01-01: 409479
|  | Data Table | 2015-01-01: ED5
|  | Item | 2015-01-01: # Vans - Electric Vehicles - Battery Electric Vehicle
|  | Unit | 2015-01-01: # Vans
|  | Fuel | 2015-01-01: Electricity
|  | Peak/Annual/Minimum | 2015-01-01: # Vehicles

## EC.L
EC.L: HGVs on the road by fuel type
Return to: Main Menu
Return to: Chapter contents
| EC.L: HGVs on the road by fuel type | HGVs on the road by fuel type (thousands)
[5 empty] | Five Year Forecast | Consumer Transformation | System Transformation | Leading the Way | Falling Short | Consumer Transformation | System Transformation | Leading the Way | Falling Short
[5 empty] | 2022 | 2035 |  |  |  | 2050
|  | ED5 Data Item |  | Legend |  | CT | ST | LW | FS | CT | ST | LW | FS
|  | Internal Combustion Engine | Petrol/Diesel | Internal Combustion Engine | 499647 | 351938 | 357099 | 381989 | 438921 | 0 | 0 | 0 | 0
|  | Electric Vehicles - Battery Electric Vehicle | Electricity | Battery Electric Vehicle | 422 | 129905 | 88834 | 119373 | 27306 | 490993 | 236998 | 454226 | 449453
|  | Hydrogen | Hydrogen | Hydrogen | 218 | 6786 | 28886 | 8035 | 0 | 38158 | 292155 | 74926 | 0
|  | Natural Gas | Natural Gas | Natural Gas | 1446 | 25652 | 39462 | 4884 | 48054 | 1 | 0 | 1 | 79701
|  | Data Table |  | ED5
|  | Item |  | # HGVs -
|  | Unit |  | # HGVs
|  | Fuel |  | N/A
|  | Peak/Annual/Minimum |  | # Vehicles

## EC.M
EC.M: Electricity demand for data centres
Return to: Main Menu
Return to: Chapter contents
| EC.M: Electricity demand for data centres |  | Total electricity demand for data centres
GWh/yr
|  |  | Calendar Year | 2020-01-01 | 2021-01-01 | 2022-01-01 | 2023-01-01 | 2024-01-01 | 2025-01-01 | 2026-01-01 | 2027-01-01 | 2028-01-01 | 2029-01-01 | 2030-01-01 | 2031-01-01 | 2032-01-01 | 2033-01-01 | 2034-01-01 | 2035-01-01 | 2036-01-01 | 2037-01-01 | 2038-01-01 | 2039-01-01 | 2040-01-01 | 2041-01-01 | 2042-01-01 | 2043-01-01 | 2044-01-01 | 2045-01-01 | 2046-01-01 | 2047-01-01 | 2048-01-01 | 2049-01-01 | 2050-01-01
|  |  | Consumer Transformation | 3600 | 3812 | 3969 | 4644 | 5760 | 7219 | 8991 | 10947 | 13155 | 15314 | 17008 | 18307 | 19325 | 20110 | 20702 | 21144 | 21595 | 22038 | 22442 | 22796 | 23083 | 23290 | 23407 | 23489 | 23565 | 23637 | 23704 | 23766 | 23824 | 23878 | 23929
|  |  | System Transformation | 3600 | 3812 | 3969 | 4260 | 4957 | 5872 | 6991 | 8288 | 9752 | 11176 | 12567 | 13882 | 14921 | 15716 | 16330 | 16783 | 17105 | 17308 | 17508 | 17749 | 18020 | 18272 | 18493 | 18684 | 18836 | 18947 | 19012 | 19061 | 19107 | 19152 | 19192
|  |  | Leading the Way | 3600 | 3812 | 3969 | 4853 | 6211 | 7976 | 10105 | 12446 | 15066 | 17623 | 19610 | 21134 | 22348 | 23324 | 24118 | 24793 | 25512 | 26220 | 26867 | 27437 | 27900 | 28238 | 28431 | 28561 | 28683 | 28798 | 28903 | 29002 | 29095 | 29181 | 29261
|  |  | Falling Short | 3600 | 3812 | 3969 | 4062 | 4542 | 5178 | 5963 | 6885 | 7935 | 9002 | 10019 | 11029 | 11996 | 12770 | 13357 | 13798 | 14098 | 14274 | 14331 | 14374 | 14424 | 14482 | 14545 | 14604 | 14653 | 14695 | 14729 | 14754 | 14767 | 14779 | 14790
|  |  | Five Year Forecast | 2020-01-01: 3600; 2021-01-01: 3812; 2022-01-01: 3969; 2023-01-01: 4473; 2024-01-01: 5305; 2025-01-01: 6408; 2026-01-01: 7784; 2027-01-01: 9429; 2028-01-01: 11334
|  | Data Table | ED1
|  | Item | GB Customer Demand: Commercial Data Centres - Direct Transmission Customers | 2020-01-01: GB Customer Demand: Commercial Data Centres - Distribution System Customers

## EC.N
EC.N: Overall non-domestic heating technology mix
Return to: Main Menu
Return to: Chapter contents
EC.N: Overall non-domestic heating technology mix | Overall non-domestic technology mix
[13 empty] | Five Year Forecast | Consumer Transformation | System Transformation | Leading the Way | Falling Short | Consumer Transformation | System Transformation | Leading the Way | Falling Short
| Number of systems | 2021 | 2035 |  |  |  | 2050 |  |  |  | Category | Number of systems | 2021 | 2035 |  |  |  | 2050
|  |  | CT | ST | LW | FS | CT | ST | LW | FS |  |  |  | CT | ST | LW | FS | CT | ST | LW | FS
| Gas boiler | 381628 | 192959 | 302638 | 217093 | 470726 | 6210 | 9200 | 5260 | 411268 | ASHP | ASHP | 3382 | 237834 | 163491 | 212880 | 72058 | 390878 | 274458 | 271312 | 146647
| Direct electric | 395888 | 153371 | 157261 | 108883 | 375562 | 85573 | 20799 | 54906 | 392975 | Biofuel boiler and hybrids | Biofuel boiler | 1 | 22407 | 10900 | 27137 | 15 | 27563 | 22846 | 29375 | 439
| GSHP | 3636 | 196481 | 127189 | 178304 | 51268 | 369458 | 280282 | 331912 | 134372 | Biofuel boiler and hybrids | Biomass boiler | 14270 | 6730 | 5348 | 5762 | 0 | 21922 | 14946 | 15986 | 280
| ASHP | 4460 | 360418 | 245919 | 317739 | 79003 | 565441 | 411231 | 431963 | 215644 | Biofuel boiler and hybrids | Biomass CHP | 0 | 4108 | 3939 | 3877 | 0 | 7817 | 6626 | 6771 | 1513
| Hybrid (ASHP + Hydrogen boiler) | 0 | 0 | 40764 | 35146 | 0 | 0 | 178371 | 112609 | 0 | District heating | Community | 3801 | 14239 | 14228 | 14846 | 51425 | 14146 | 10730 | 11498 | 55166
| Hydrogen boiler | 0 | 0 | 47686 | 28708 | 0 | 0 | 178576 | 115261 | 0 | District heating | DH | 793 | 107617 | 105326 | 120377 | 38976 | 170397 | 139748 | 153720 | 66654
| Biofuel boiler and hybrids | 14271 | 52085 | 36712 | 56523 | 1820 | 83975 | 66380 | 78173 | 5685 | Direct electric | Electric resistive | 394029 | 144610 | 154269 | 101009 | 375562 | 28369 | 14869 | 10271 | 392975
| District heating | 4594 | 121856 | 119554 | 135223 | 90401 | 184543 | 150478 | 165218 | 121820 | Direct electric | Electric storage | 1859 | 8761 | 2992 | 7874 | 0 | 57204 | 5930 | 44635 | 0
| Other | 90352 | 13176 | 12624 | 12729 | 21100 | 167 | 50 | 67 | 12666 | Gas boiler | Gas boiler | 359309 | 192959 | 302638 | 217093 | 470726 | 6210 | 9200 | 5260 | 411268
[11 empty] | Gas boiler | Gas CHP | 22319 | 0 | 0 | 0 | 0 | 0 | 0 | 0 | 0
[11 empty] | GSHP | GSHP | 3636 | 196481 | 127189 | 178304 | 51268 | 369458 | 280282 | 331912 | 134372
[11 empty] | Biofuel boiler and hybrids | Hybrid (ASHP + Biofuel boiler) | 0 | 18840 | 16525 | 19747 | 1805 | 26673 | 21962 | 26041 | 3453
[11 empty] | ASHP | Hybrid (ASHP + Electric resistive) | 1078 | 122584 | 82428 | 104859 | 6945 | 174563 | 136773 | 160651 | 68997
[11 empty] | Hybrid (ASHP + Hydrogen boiler) | Hybrid (ASHP + Hydrogen boiler) | 0 | 0 | 40764 | 35146 | 0 | 0 | 178371 | 112609 | 0
[11 empty] | ASHP | Hybrid (ASHP + Solar thermal) | 0 | 0 | 0 | 0 | 0 | 0 | 0 | 0 | 0
[11 empty] | Hydrogen boiler | Hydrogen boiler | 0 | 0 | 47686 | 28708 | 0 | 0 | 178576 | 115261 | 0
[11 empty] | Other | Oil boiler | 90352 | 13176 | 12624 | 12729 | 21100 | 167 | 50 | 67 | 12666
[12 empty] | Total | 894829 | 1090346 | 1090347 | 1090348 | 1089880 | 1295367 | 1295367 | 1295369 | 1294430
Others includes biomass, waste heat
Oil boiler includes LPG, solid fuel, waste
| Data Table | ED3
| Sector | Non-Domestic
Fuel
Technology
Time
| Units | number

## The Energy System ->
The Energy System
Chapter Section | Subsection | Figure Title | Figure Number
The Energy System |  | ES.01: Demand components contributing to total primary energy in Leading the Way | ES.01
|  | ES.02 Primary energy demand in Leading the Way in 2050 | ES.02
|  | ES.03: Electricity ACS peak demand (including losses) | ES.03
|  | ES.04: Peak natural gas demand (1-in-20 day) | ES.04
|  | ES.05-08: Electricity output by technology (excluding non-networked wind and solar) | ES.05-08
|  | ES.09: Installed capacity in GW | ES.09
|  | ES.10: Installed generation capacity, peak demand and percentage of decentralised generation capacity (GW) | ES.10
|  | ES.11: Offshore wind generation capacity | ES.11
|  | ES.12: Onshore wind capacity | ES.12
|  | ES.13: Solar capacity in GW | ES.13
|  | ES.14: Marine capacity in GW | ES.14
|  | ES.15: Unabated gas capacity in GW | ES.15
|  | ES.16: Dispatchable low carbon generation capacity in GW | ES.16
|  | ES.17: Installed BECCS generation capacity (GW) | ES.17
|  | ES.18:Nuclear generation of existing plant | ES.18
|  | ES.19: Nuclear capacity of existing plant | ES.19
|  | ES.20: Small Modular Reactor capacity across our scenarios | ES.20
|  | ES.21: Annual electricity demand compared to nuclear and offshore wind in Consumer Transformation | ES.21
|  | ES.22: Distribution connection generation | ES.22
|  | ES.23: Installed generation capacity in Scotland | ES.23
|  | ES.24: Proportion of demand met by embedded generation at winter peak in Consumer Transformation | ES.24
|  | ES.25: Interconnector capacity | ES.25
|  | ES.26: Electricity storage installed capacity (excluding Vehicle-to-Grid and Hydrogen) | ES.26
|  | ES.28: Different types of hydrogen and their carbon emissions | ES.28
|  | ES.29: Projects in various development stages | ES.29
|  | ES.30: Low carbon hydrogen production capacity | ES.30
|  | ES.31: Low carbon hydrogen source by scenario in 2030 | ES.31
|  | ES.32: Low carbon hydrogen demand imn 2050 | ES.32
|  | ES.33: Location of electrolyser and wind capacities | ES.33
|  | ES.35-36: Natural gas supply and demand sources in 2022 and 2021 | ES.35-36
|  | ES.37: Annual gas supply in Consumer Transformation | ES.37
|  | ES.38: Annual gas supply in System Transformation | ES.38
|  | ES.39: Annual gas supply in Leading the Way | ES.39
|  | ES.40: Annual gas supply in Falling Short | ES.40
|  | ES.41: Import dependency by volume | ES.41
|  | ES.42: Estimated working gas volume | ES.42
|  | ES.43: 2022 LNG import sources and percentage split | ES.43
|  | ES.44: Total bioenergy demand in 2050 | ES.44
|  | ES.45: Total bioenergy supply in 2050 (TWh) | ES.45
|  | ES.46-49: Total bioenergy demand by scenario and sector | ES.46-49
|  | ES.50: Locations of electricity generation output and demand in Leading the Way | ES.50
|  | ES.51: Installed generation capacity compared to TEC register pipeline | ES.51
| Additional Graphs | ES.A: Hydrogen blending into the gas network | ES.A
|  | ES.B: Electricity demand for hydrogen production (including offshore hydrogen production) | ES.B
|  | ES.C: Natural gas demand for hydrogen production | ES.C
|  | ES.D: Nuclear electricity demand for electrolysis | ES.D
|  | ES.E: Bioresources demand for hydrogen production by gasification | ES.E
|  | ES.F: Hydrogen supply in Consumer Transformation | ES.F
|  | ES.G: Hydrogen production capacity in Consumer Transformation | ES.G
|  | ES.H: Hydrogen supply in System Transformation | ES.H
|  | ES.I: Hydrogen production capacity in System Transformation | ES.I
|  | ES.J: Hydrogen supply in Leading the Way | ES.J
|  | ES.K: Hydrogen production capacity in Leading the Way | ES.K
|  | ES.L: Hydrogen supply in Falling Short | ES.L
|  | ES.M: Hydrogen production capacity in Falling Short | ES.M
|  | ES.N: Wind and solar generation capacity by region (GW) | ES.N
|  | ES.O: Load Factor, Capacity (GW) and Generation (TWh) in 2030 and 2050 | ES.O
|  | ES.P: UK Bioenergy and waste supply from 2000 to 2021 (TWh) | ES.P
|  | ES.Q: UK Bioenergy by end use from 2000 to 2021 (TWh) | ES.Q
|  | ES.R: Bioenergy demand in each scenario by sector | ES.R
|  | ES.S: Hydrogen supply in 2050 by technology (TWh) | ES.S

## ES.01
ES.01: Demand components contributing to total primary energy in Leading the Way
Return to: Main Menu
Return to: Chapter contents
| ES.01: Demand components contributing to total primary energy in Leading the Way | Leading the Way 2050
|  |  | Baseline | Primary energy supply | I&C | Residential | Transport | Network and storage losses | Thermal generation losses | Hydrogen production losses | Other losses | Electricity export | Hydrogen export | Curtailment | DACCS | Aviation & shipping
|  | Primary energy supply |  | 1167.1255
|  | Losses and curtailment | 971.8638 |  |  |  |  | 40.9288 | 107.5032 | 37.272 | 8.7841 |  |  | 0.77347
|  | Electricity export | 841.4188 | [8 empty] | 130.445
|  | DACCS | 811.7958 | [11 empty] | 29.6229
|  | Aviation & shipping | 629.6803 | [12 empty] | 182.1155
|  | Consumer demand |  |  | 329.1318 | 168.722 | 131.8266
|  | Total energy supply | 1167.1255
|  | Natural gas | 64.3494
|  | Hydrogen import | 32
|  | Non-networked generation | 50.4501
|  | Nuclear | 72.5241
|  | Solar | 83.2888
|  | Offshore wind | 430.6175
|  | Onshore wind | 142.6365
|  | Other renewables | 17.6282
|  | Electricity import | 26.1932
|  | Bioresource | 159.5697
|  | Other fuels | 87.868
|  | Total energy demand, export and losses | 1158.3413
|  | I&C | 329.1318
|  | Residential | 168.722
|  | Transport | 131.8266
|  | Electricity Export | 130.445
|  | Aviation & shipping | 182.1155
|  | Hydrogen export | 0
|  | DACCS | 29.6229
|  | Curtailment | 0.77347
|  | Losses | 185.7041
|  | Network and storage losses | 40.9288
|  | Thermal generation losses | 107.5032
|  | Hydrogen production losses | 37.272
|  | Other losses | 8.7841

## ES.02
ES.02 Primary energy demand in Leading the Way in 2050
Return to: Main Menu |  |  |  | Industrial and commercial demand includes direct transmission connected demand as well as distribution connected demand
Return to: Chapter contents |  |  |  | Natural gas figures exclude natural gas exports
| ES.02 Primary energy demand in Leading the Way in 2050 |  |  | Bioresource figures in 2020 include only energy related uses, and are referenced from CCC data and FES analysis
|  | Category | Subcategory | Fuel lookup | Description | Data | Data table | Component | Component 2 | Component 3 | Subtract component | Unit lookup | Leading the Way | Leading the Way | Leading the Way | Leading the Way | Leading the Way | Leading the Way | Leading the Way | Leading the Way | Leading the Way | Leading the Way | Leading the Way | Leading the Way | Leading the Way | Leading the Way | Leading the Way | Leading the Way | Leading the Way | Leading the Way | Leading the Way | Leading the Way | Leading the Way | Leading the Way | Leading the Way | Leading the Way | Leading the Way | Leading the Way | Leading the Way | Leading the Way | Leading the Way
[13 empty] | 2022-01-01 | 2023-01-01 | 2024-01-01 | 2025-01-01 | 2026-01-01 | 2027-01-01 | 2028-01-01 | 2029-01-01 | 2030-01-01 | 2031-01-01 | 2032-01-01 | 2033-01-01 | 2034-01-01 | 2035-01-01 | 2036-01-01 | 2037-01-01 | 2038-01-01 | 2039-01-01 | 2040-01-01 | 2041-01-01 | 2042-01-01 | 2043-01-01 | 2044-01-01 | 2045-01-01 | 2046-01-01 | 2047-01-01 | 2048-01-01 | 2049-01-01 | 2050-01-01 | Diagram name in | Diagram name out
|  | End user demand | I&C | Electricity | Electricity | Demand (TWh) | ED1 | GBFES Customer Demand: Total Industrial (Excluding electrolysis) | Total Commercial Demand inc EV, Heat Pumps, District Heat, Rail Traction, No Directs | GBFES Customer Demand: Direct Transmission Customers | I&C Rail Traction Demand | GWh | 158.542 | 152.974 | 153.969 | 159.091 | 168.215 | 175.43 | 179.009 | 183.216 | 186.954 | 190.56 | 194.852 | 199.517 | 204.008 | 207.934 | 211.995 | 215.845 | 219.482 | 222.49 | 224.426 | 226.138 | 227.429 | 228.659 | 229.725 | 230.613 | 231.569 | 232.195 | 232.68 | 233.238 | 233.511 | Electricity 2 | I&C
|  |  |  | Gas | Gas | Demand (TWh) | ED3 | Annual end-use gas demand from industry | Annual end-use gas demand from the commercial sector |  |  | GWh | 203.3519 | 191.066 | 188.18 | 188.481 | 187.399 | 183.285 | 177.577 | 170.566 | 160.082 | 148.295 | 135.3834 | 121.9042 | 108.181 | 94.8468 | 82.1422 | 70.0914 | 58.5821 | 47.9 | 39.5717 | 33.0567 | 28.4912 | 24.2476 | 20.4595 | 17.7356 | 15.255 | 13.4525 | 12.2774 | 11.3338 | 10.7729 | Natural gas 3 | I&C
|  |  |  | Hydrogen | Hydrogen | Demand (TWh) | WS1 | Industrial | Commercial |  |  | TWh | 0.019686 | 0.040248 | 0.17265 | 0.54052 | 1.3062 | 2.1329 | 3.6727 | 5.8395 | 9.0946 | 13.3334 | 17.9431 | 23.1966 | 28.7294 | 34.3318 | 39.7378 | 44.6423 | 49.3052 | 53.6346 | 57.2878 | 60.4798 | 63.3182 | 66.0913 | 68.7449 | 70.7199 | 72.1269 | 73.4897 | 74.3028 | 74.9759 | 75.6479 | Hydrogen 2 | I&C
|  |  |  | Bioenergy | Bioresource | Demand (TWh) | WS1 | Industrial | Commercial |  |  | TWh | 3.08 | 3.1 | 3.13 | 3.08 | 3.14 | 3.37 | 3.81 | 4.25 | 4.38 | 4.71 | 5.07 | 5.38 | 5.52 | 5.67 | 5.78 | 5.97 | 6.21 | 6.43 | 6.74 | 7.07 | 7.3 | 7.36 | 7.45 | 7.72 | 7.89 | 8.02 | 8.22 | 8.5 | 9.2 | Bioresource 2 | I&C
|  |  |  | Oil | Oil/Petroleum/Waste/Solid fuels | Demand (TWh) | WS1 | Industrial | Commercial |  |  | TWh | 37.7592 | 36.6932 | 35.2238 | 33.7346 | 31.851 | 29.8472 | 27.7227 | 25.471 | 23.1283 | 20.7316 | 18.288 | 15.822 | 13.367 | 10.9454 | 9.4854 | 8.0636 | 6.6923 | 5.3672 | 4.7842 | 4.2849 | 3.8792 | 3.5461 | 3.2565 | 3.0169 | 2.7998 | 2.6106 | 2.4431 | 2.2647 | 0 | Other fuels 2 | I&C
|  |  | Residential | Electricity | Electricity | Demand (TWh) | ED1 | GBFES Customer Demand: Residential |  |  | Residential Electric Vehicles Demand (Evs) | GWh | 99.344 | 87.887 | 82.338 | 77.188 | 75.633 | 74.959 | 75.932 | 77.474 | 79.529 | 82.346 | 85.23 | 88.146 | 91.165 | 94.464 | 95.455 | 98.815 | 101.272 | 103.207 | 104.621 | 106.316 | 107.198 | 107.787 | 108.622 | 109.177 | 109.623 | 110.034 | 110.38 | 110.692 | 110.212 | Electricity 2 | Residential
|  |  |  | Gas | Gas | Demand (TWh) | ED3 | Total end-use residential gas demand |  |  |  | GWh | 310.5561 | 306.1975 | 302.2633 | 298.1399 | 291.3533 | 280.8628 | 267.3252 | 248.4179 | 227.3044 | 204.7488 | 182.626 | 160.7429 | 138.8208 | 116.5413 | 97.5866 | 80.4777 | 66.2313 | 53.9374 | 43.7417 | 33.3639 | 25.9655 | 19.8758 | 15.5785 | 11.9131 | 8.6781 | 5.7756 | 3.0217 | 0.38297 | 0.00030963 | Natural gas 3 | Residential
|  |  |  | Hydrogen | Hydrogen | Demand (TWh) | WS1 | Residential |  |  |  | TWh | 0 | 0 | 0 | 0 | 0 | 0 | 0 | 2.5393 | 4.9987 | 7.7174 | 10.2379 | 12.6747 | 15.0576 | 17.4651 | 20.2115 | 23.3894 | 26.4844 | 29.4712 | 32.3623 | 35.288 | 38.092 | 40.8048 | 40.9156 | 41.0811 | 40.9528 | 41.2132 | 41.6758 | 42.2313 | 42.7932 | Hydrogen 2 | Residential
|  |  |  | Bioenergy | Bioresource | Demand (TWh) | WS1 | Residential Heat |  |  |  | TWh | 2.6065 | 3.0528 | 3.4712 | 3.6316 | 4.0469 | 4.4511 | 4.8558 | 5.2534 | 5.3263 | 5.737 | 6.1409 | 6.5425 | 6.9416 | 7.4319 | 7.2449 | 7.5127 | 7.8822 | 8.2262 | 8.699 | 9.0479 | 9.4769 | 9.9706 | 10.4811 | 11.37 | 11.9579 | 12.5386 | 13.226 | 14.0594 | 15.7134 | Bioresource 2 | Residential
|  |  |  | Petrol/Diesel | Oil/Petroleum | Demand (TWh) | ED3 | Other |  |  |  | TWh | 25.033 | 23.539 | 22.009 | 20.457 | 18.908 | 17.323 | 15.713 | 14.074 | 12.424 | 10.766 | 9.108 | 7.452 | 5.8 | 4.099 | 3.683 | 2.994 | 2.647 | 2.338 | 2.05 | 1.758 | 1.504 | 1.272 | 1.071 | 0.881 | 0.699 | 0.516 | 0.331 | 0.143 | 0.003 | Other fuels 2 | Residential
|  |  | Road Transport | Electricity | Electricity | Demand (TWh) | ED1 | Residential Electric Vehicles Demand (EVs) | Commercial Electric Vehicles Demand (EVs) |  |  | GWh | 3.006 | 4.445 | 6.374 | 8.94 | 12.357 | 16.759 | 22.594 | 29.779 | 38.307 | 47.938 | 58.395 | 68.983 | 78.978 | 87.668 | 94.962 | 101.101 | 106.555 | 111.374 | 115.471 | 119.213 | 122.493 | 124.629 | 124.011 | 122.906 | 121.647 | 120.242 | 118.679 | 116.955 | 114.971 | Electricity 2 | Transport
|  |  |  | Gas | Gas | Demand (TWh) | ED3 | Gas end-use demand for transport |  |  |  | GWh | 0.07925 | 0 | 0 | 0 | 0 | 0 | 0 | 0 | 0 | 0 | 0 | 0 | 0 | 0 | 0 | 0 | 0 | 0 | 0 | 0 | 0 | 0 | 0 | 0 | 0 | 0 | 0 | 0 | 6.4439e-05 | Natural gas 3 | Transport
|  |  |  | Hydrogen | Hydrogen | Demand (TWh) | WS1 | Road Transport |  |  |  | TWh | 0.032 | 0.074889 | 0.099968 | 0.12909 | 0.16279 | 0.20183 | 0.24705 | 0.29919 | 0.35944 | 0.42877 | 0.50864 | 0.60056 | 0.70616 | 0.82532 | 0.9511 | 1.0883 | 1.2424 | 1.4224 | 1.648 | 1.941 | 2.3495 | 2.8921 | 3.2572 | 3.5729 | 3.9636 | 4.4164 | 4.9323 | 5.5086 | 6.1345 | Hydrogen 2 | Transport
|  |  |  | Bioenergy | Bioresource | Demand (TWh) | WS1 | Road Transport | Road Transport |  |  | TWh | 26.0534 | 31.3999 | 36.3506 | 40.8062 | 44.5666 | 43.6326 | 42.2048 | 39.9834 | 37.2691 | 33.9626 | 29.8649 | 25.0762 | 20.5976 | 16.6619 | 13.4322 | 10.9094 | 8.7937 | 7.0861 | 5.477 | 3.9565 | 2.6266 | 1.3862 | 1.0345 | 0.87032 | 0.69307 | 0.48571 | 0.26138 | 0.019254 | 0 | Bioresource 2 | Transport
|  |  |  | Petrol/Diesel | Oil/Petroleum | Demand (TWh) | ED5 | TWh Vehicles - Petrol/Diesel |  |  |  | TWh | 376.6111 | 360.3574 | 344.052 | 326.7934 | 307.7025 | 291.7917 | 272.7056 | 250.4098 | 225.563 | 198.3531 | 168.4771 | 139.6635 | 112.6668 | 89.2604 | 70.4322 | 55.2096 | 42.2877 | 31.3087 | 22.7797 | 14.7367 | 7.2933 | 1.4187 | 0 | 0 | 0 | 0 | 0 | 0 | 0 | Other fuels 2 | Transport
|  |  | Rail | Electricity | Electricity | Demand (TWh) | ED1 | I&C Rail Traction Demand |  |  |  | GWh | 4.757 | 4.905 | 5.049 | 5.197 | 5.35 | 5.507 | 5.669 | 5.836 | 6.007 | 6.184 | 6.365 | 6.553 | 6.745 | 6.943 | 7.147 | 7.357 | 7.574 | 7.796 | 8.025 | 8.261 | 8.504 | 8.754 | 9.011 | 9.276 | 9.548 | 9.829 | 10.118 | 10.415 | 10.721 | Electricity 2 | Transport
|  |  |  | Hydrogen | Hydrogen | Demand (TWh) | WS1 | Rail |  |  |  | TWh | 0 | 0 | 0 | 0 | 0 | 0 | 0 | 0 | 0 | 0 | 0 | 0 | 0 | 0 | 0 | 0 | 0 | 0 | 0 | 0 | 0 | 0 | 0 | 0 | 0 | 0 | 0 | 0 | 0 | Hydrogen 2 | Transport
|  |  | Aviation & Shipping | Bioenergy | Bioresource | Demand (TWh) | WS1 | Shipping | Aviation |  |  | TWh | 0 | 0 | 0 | 0.2 | 0.88 | 1.71 | 2.18 | 3.32 | 5.46 | 7.83 | 11.34 | 13.66 | 16.13 | 18.57 | 20.72 | 22.7 | 24.66 | 26.6 | 28.41 | 30.47 | 31.64 | 32.76 | 33.99 | 35.22 | 36.44 | 37.66 | 38.88 | 40.11 | 41.34 | Bioresource 2 | Aviation & Shipping
|  |  |  | Hydrogen | Hydrogen | Demand (TWh) | WS1 | Shipping | Aviation |  |  | TWh | 0 | 0 | 0 | 0 | 0 | 0 | 0 | 0 | 0.5 | 1 | 2 | 3 | 4 | 5 | 6 | 7 | 8 | 9 | 10.6115 | 17.5279 | 24.4443 | 31.3607 | 38.2771 | 45.1935 | 52.1099 | 59.0263 | 65.9427 | 72.8591 | 79.7755 | Hydrogen 2 | Aviation & Shipping
|  |  |  | Petroleum | CB6 aviation & shipping petroleum use | Demand (TWh) | [6 empty] | 190.1 | 205.6 | 214.9 | 214.8 | 211.7 | 208.3 | 205.4 | 201.9 | 206.5 | 205.9 | 200.7 | 193 | 181.4 | 168.1 | 157.1 | 148.3 | 141.6 | 134.1 | 126.3 | 113.5 | 107 | 101.3 | 95.2 | 88.8 | 83.2 | 77.2 | 71.3 | 66.1 | 61 | Other fuels 2 | Aviation & Shipping
|  |  | DACCS | Electricity | Electricity | Demand (TWh) | ES1 | DACCS Demand (TWh) |  |  |  |  | 0 | 0 | 0 | 0 | 0 | 0 | 0 | 0 | 0.00045533 | 0.00045087 | 0.0004464 | 0.00044193 | 0.00043747 | 0.1299 | 0.25395 | 0.37695 | 0.55947 | 0.83027 | 1.232 | 1.6869 | 2.1314 | 2.5657 | 2.9896 | 3.4033 | 3.8067 | 4.1997 | 4.5825 | 4.955 | 5.3172 | Electricity 2 | DACCS
|  |  |  | Hydrogen | Hydrogen | Demand (TWh) | WS1 | Direct Air Carbon Capture and Storage |  |  |  | TWh | 0 | 0 | 0 | 0 | 0 | 0 | 0 | 0 | 0.0066204 | 0.0065325 | 0.0064445 | 0.0063565 | 0.0062686 | 0.0061806 | 0.0060926 | 0.0060047 | 0.0059167 | 0.0058288 | 1.7222 | 4.3527 | 6.9004 | 9.3655 | 11.7479 | 14.0476 | 16.2646 | 18.3989 | 20.4506 | 22.4195 | 24.3058 | Hydrogen 2 | DACCS
|  | Energy supply | Electricity supply | Electricity | Solar | Generation (TWh) | ES1 | Solar |  |  |  | Generation (TWh) | 12.965 | 15.8348 | 18.2007 | 21.2825 | 23.7596 | 26.7012 | 29.801 | 33.3295 | 37.7027 | 41.1388 | 45.2885 | 48.1046 | 51.1672 | 50.4631 | 51.7123 | 54.3842 | 56.0289 | 58.346 | 61.6745 | 65.3588 | 68.7193 | 72.1964 | 74.3113 | 75.8648 | 77.3881 | 78.8427 | 80.2809 | 81.7133 | 83.1148 | Solar | Electricity 1
|  |  |  | Electricity | Offshore wind | Generation (TWh) | ES1 | Offshore Wind |  |  |  | Generation (TWh) | 54.1714 | 62.9831 | 82.4447 | 96.6536 | 117.2923 | 123.7393 | 146.3929 | 177.6514 | 205.6033 | 232.7859 | 253.1695 | 322.4717 | 349.7556 | 358.468 | 381.3201 | 386.7977 | 392.2226 | 402.719 | 410.5049 | 417.173 | 421.5781 | 425.8703 | 427.305 | 428.3046 | 429.0104 | 429.4708 | 429.7929 | 430.0476 | 430.1967 | Offshore wind | Electricity 1
|  |  |  | Electricity | Onshore wind | Generation (TWh) | ES1 | Onshore Wind |  |  |  | Generation (TWh) | 46.5722 | 49.7801 | 57.1497 | 64.6132 | 74.5887 | 82.9384 | 89.9791 | 93.0924 | 97.3788 | 99.5876 | 100.255 | 100.7268 | 102.8455 | 107.6333 | 107.9709 | 111.5454 | 113.3447 | 115.4452 | 118.9168 | 123.9446 | 128.1605 | 132.6175 | 135.5889 | 138.3108 | 139.8951 | 140.6667 | 141.3781 | 142.0323 | 142.4579 | Onshore wind | Electricity 1
|  |  |  | Electricity | Nuclear (non hydrogen related) | Generation (TWh) | ES1 | Nuclear |  |  |  | Generation (TWh) | 40.7767 | 40.7516 | 40.3889 | 40.1647 | 51.5494 | 48.9135 | 33.3757 | 33.2312 | 33.4527 | 33.2921 | 33.3492 | 32.8606 | 34.9071 | 37.4671 | 39.376 | 51.7171 | 65.8893 | 65.8781 | 66.391 | 67.788 | 68.9472 | 69.6221 | 70.3286 | 70.9404 | 71.7934 | 72.2276 | 72.3552 | 72.4565 | 72.5241 | Nuclear | Electricity 1
|  |  |  | Electricity | Other Renewables | Generation (TWh) | ES1 | Hydro | Marine | Other Renewables |  | Generation (TWh) | 13.7978 | 15.0485 | 14.6022 | 14.4114 | 14.1057 | 14.5131 | 14.8078 | 14.9058 | 15.1818 | 14.8524 | 14.7749 | 14.5647 | 14.7987 | 14.9904 | 15.1796 | 15.0976 | 15.5993 | 16.876 | 16.984 | 17.0117 | 17.0607 | 17.1535 | 17.1689 | 17.2385 | 17.3052 | 17.3688 | 17.4624 | 17.5072 | 17.6282 | Other renewables | Electricity 1
|  |  |  | Electricity | Non-networked renewables for hydrogen | Generation (TWh) | ES1 | Offshore Wind |  |  |  | Generation (TWh) | 0.022767 | 0.022767 | 0.022767 | 0.12053 | 0.36162 | 0.72325 | 1.6875 | 3.0123 | 4.7406 | 5.0891 | 5.863 | 7.1543 | 8.5275 | 9.602 | 10.7882 | 12.7313 | 14.5156 | 18.4929 | 21.8957 | 25.0041 | 28.8327 | 32.6265 | 35.5769 | 39.5209 | 40.4243 | 43.2379 | 46.2201 | 47.8637 | 50.4501 | Non-networked generation | Electrolysis 2
|  |  |  | Hydrogen | Nuclear to produce hydrogen | Generation (TWh) | WS1 | Nuclear |  |  |  | TWh | 0 | 0 | 0 | 0 | 0 | 0 | 0 | 0 | 0 | 0 | 0 | 0 | 0 | 0 | 0 | 0 | 0 | 0 | 0 | 0 | 0 | 0 | 0 | 0 | 0 | 0 | 0 | 0 | 0 | Nuclear | Electrolysis 3
|  |  | Imports and exports | Electricity | Electricity import | Demand (TWh) | ES1 | Interconnectors |  |  |  | Import (TWh) | 23.066 | 22.7698 | 29.0137 | 32.8897 | 23.8718 | 24.6706 | 23.5198 | 20.3804 | 26.1457 | 23.75 | 29.8553 | 26.2767 | 24.6363 | 25.9794 | 22.8173 | 25.0459 | 22.4004 | 21.7795 | 20.3189 | 22.2331 | 23.224 | 25.9486 | 25.8318 | 24.9581 | 25.4539 | 25.6927 | 25.7378 | 26.6413 | 26.1932 | Electricity import | Electricity 1
|  |  |  | Electricity | Electricity export | Demand (TWh) | ES1 | Interconnectors |  |  |  | Export (TWh) | 27.5138 | 19.0019 | 26.0554 | 33.1671 | 48.8609 | 48.0435 | 58.8606 | 66.2993 | 89.7143 | 95.1763 | 105.995 | 141.041 | 148.148 | 145.275 | 153.373 | 159.01 | 163.303 | 165.009 | 163.884 | 158.514 | 154.762 | 153.918 | 149.144 | 146.011 | 142.465 | 138.975 | 137.362 | 132.12 | 130.445 | Electricity 2 | Electricity export
|  |  |  | Hydrogen | Hydrogen import | Demand (TWh) | WS1 | Imports |  |  |  | TWh | 0 | 0 | 0 | 0 | 0 | 0 | 0 | 0 | 0 | 0 | 0 | 0 | 0 | 3 | 4 | 6 | 8 | 10 | 12 | 13.8 | 15.6 | 17.4 | 19.2 | 21 | 23.2 | 25.4 | 27.6 | 29.8 | 32 | Hydrogen import | Hydrogen 1
|  |  |  | Hydrogen | Hydrogen export | Demand (TWh) | WS1 | Exports |  |  |  | TWh | 0 | 0 | 0 | 0 | 0 | 0 | 0 | 0 | 0 | 0 | 0 | 0 | 0 | 0 | 0 | 0 | 0 | 0 | 0 | 0 | 0 | 0 | 0 | 0 | 0 | 0 | 0 | 0 | 0 | Hydrogen 2 | Hydrogen export
|  | Transformation demand | Methane reformation | Gas | Natural gas for Methane Reformation | Demand (TWh) | ED3 | Hydrogen Production - Natural Gas Demand |  |  |  | TWh | 0.013294 | 0.029687 | 0.029687 | 0.040995 | 1.355 | 2.5745 | 4.336 | 6.233 | 8.8075 | 13.802 | 21.642 | 28.455 | 32.52 | 34.5931 | 35.23 | 35.23 | 35.23 | 35.23 | 35.23 | 35.23 | 35.23 | 35.23 | 35.23 | 35.23 | 35.23 | 35.23 | 35.23 | 35.23 | 35.23 | Natural gas 2 | Methane reforming
|  |  |  | Bioresources | Bioresources for Methane Reformation | Demand (TWh) | WS1 | Hydrogen Production |  |  |  | TWh | 0 | 0 | 0 | 0 | 0.23161 | 0.46322 | 0.69483 | 0.92644 | 1.1581 | 2.1125 | 3.067 | 4.0214 | 4.9759 | 6.212 | 6.3537 | 6.7769 | 7.2002 | 7.6235 | 8.0468 | 8.4323 | 8.8178 | 9.2033 | 9.5887 | 9.9742 | 9.9742 | 9.9742 | 9.9742 | 9.9742 | 9.9742 | Bioresource | Methane reforming
|  |  |  | Hydrogen | Hydrogen produced from Methane Reformation (natural gas) | Production (TWh) | WS1 | Methane Reformation with CCUS |  |  |  | TWh | 0.0098112 | 0.021909 | 0.021909 | 0.030255 | 1 | 1.9 | 3.2 | 4.6 | 6.5 | 10.186 | 15.972 | 21 | 24 | 25.53 | 26 | 26 | 26 | 26 | 26 | 26 | 26 | 26 | 26 | 26 | 26 | 26 | 26 | 26 | 26 | Methane reforming | Hydrogen 1
|  |  |  | Hydrogen | Hydrogen produced from Methane Reformation (biomethane) | Production (TWh) | WS1 | Biomass gasification |  |  |  | TWh | 0 | 0 | 0 | 0 | 0.1645 | 0.32899 | 0.49349 | 0.65798 | 0.82248 | 1.5004 | 2.1783 | 2.8561 | 3.534 | 4.4119 | 4.5125 | 4.8132 | 5.1138 | 5.4144 | 5.7151 | 5.9888 | 6.2626 | 6.5364 | 6.8102 | 7.084 | 7.084 | 7.084 | 7.084 | 7.084 | 7.084 | Methane reforming | Hydrogen 1
|  |  | Storage | Hydrogen | Hydrogen storage | Total annual TWh hydrogen stored | WS1 | [5 empty] | 0 | 0 | 0 | 0.040084 | 0 | 0 | 0 | 0 | 1.8083 | 0 | 0 | 0 | 0 | 3.7706 | 0 | 0 | 0 | 0 | 5.4883 | 0 | 0 | 0 | 0 | 8.2227 | 0 | 0 | 0 | 0 | 19.1407 | Hydrogen 1 | Hydrogen storage
|  |  |  | Hydrogen | Hydrogen storage losses | Losses (TWh) | WS1
|  |  |  | Hydrogen | Hydrogen storage supply | Supply from hydrogen storage | WS1 | [5 empty] | 0 | 0 | 0 | 0.040084 | 0 | 0 | 0 | 0 | 1.8083 | 0 | 0 | 0 | 0 | 3.7706 | 0 | 0 | 0 | 0 | 5.4883 | 0 | 0 | 0 | 0 | 8.2227 | 0 | 0 | 0 | 0 | 19.1407 | Hydrogen storage | Hydrogen 2
|  |  |  | Electricity | Electricity storage | Total annual TWh electricity stored | ES1 | Storage Consumption (TWh) |  |  |  | Consumption (TWh) | 4.568 | 6.7931 | 11.0419 | 11.0024 | 16.0232 | 15.9039 | 13.8301 | 13.4843 | 15.1474 | 15.2859 | 15.5559 | 14.4794 | 13.7714 | 13.5879 | 13.3441 | 13.3437 | 13.2473 | 13.4627 | 14.2065 | 13.8713 | 13.5114 | 12.8564 | 12.3349 | 12.1898 | 11.667 | 11.0387 | 10.5666 | 10.2028 | 9.7109 | Electricity 1 | Electricity storage
[6 empty] | Storage output (TWh) | ES1 | Storage |  |  |  | Generation (TWh) | 3.6283 | 5.6106 | 9.1623 | 9.0909 | 13.3185 | 13.0744 | 11.316 | 10.9301 | 12.2757 | 12.395 | 12.6081 | 11.7489 | 11.1929 | 11.0304 | 10.848 | 10.8667 | 10.8067 | 10.9923 | 11.5652 | 11.2788 | 10.9982 | 10.4891 | 10.0574 | 9.9673 | 9.5432 | 9.0488 | 8.6717 | 8.378 | 7.9945 | Electricity storage | Electricity 2
|  |  | Electrolysis | Hydrogen | Electricity demand (network connected) | Electricity demand (TWh) | WS1 | Networked Electricity |  |  |  | TWh | 0.04 | 0.09 | 0.29 | 5.64 | 8.72 | 12.28 | 16.5597 | 24.0616 | 33.6287 | 36.3204 | 36.7789 | 40.7 | 45.1704 | 45.9837 | 52.8394 | 54.2985 | 56.8467 | 59.5516 | 64.9956 | 78.7516 | 90.6204 | 102.2034 | 112.1702 | 118.7164 | 126.846 | 133.1738 | 138.4053 | 147.2629 | 151.9611 | Electricity 1 | Electrolysis
|  |  |  | Hydrogen | Hydrogen produced (network connected) | Hydrogen produced (TWh) | WS1 | Networked Electrolysis |  |  |  | TWh | 0.025959 | 0.075189 | 0.2333 | 4.6756 | 7.2371 | 10.1884 | 13.742 | 19.9637 | 28.3541 | 30.6239 | 31.0071 | 34.3251 | 38.0913 | 39.3061 | 45.1769 | 46.4129 | 48.5907 | 50.9031 | 56.3177 | 68.2288 | 78.5058 | 88.5411 | 97.1718 | 103.4073 | 110.4833 | 115.9875 | 120.5384 | 128.2541 | 133.0764 | Electrolysis | Hydrogen 1
|  |  |  | Electricity | Additional electrolysis for hydrogen export |  | WS1 |  |  |  |  | TWh | 0 | 0 | 0 | 0 | 0 | 0 | 0 | 0 | 0 | 0 | 0 | 0 | 0 | 0 | 0 | 0 | 0 | 0 | 0 | 0 | 0 | 0 | 0 | 0 | 0 | 0 | 0 | 0 | 0 | Electricity 1 | Electrolysis
|  |  |  | Hydrogen | Hydrogen produced for export | Demand (TWh) | WS1 | Exports |  |  |  | TWh | 0 | 0 | 0 | 0 | 0 | 0 | 0 | 0 | 0 | 0 | 0 | 0 | 0 | 0 | 0 | 0 | 0 | 0 | 0 | 0 | 0 | 0 | 0 | 0 | 0 | 0 | 0 | 0 | 0 | Electrolysis | Hydrogen 1
|  |  |  | Hydrogen | Hydrogen produced by non-networked wind/electrolysis | Hydrogen produced (TWh) | WS1 | Non-networked Electrolysis |  |  |  | TWh | 0.016123 | 0.0185 | 0.0185 | 0.1 | 0.30003 | 0.60007 | 1.4001 | 2.4992 | 3.9963 | 4.2901 | 4.9425 | 6.031 | 7.1887 | 8.2041 | 9.2176 | 10.8779 | 12.4024 | 15.8006 | 18.9651 | 21.6574 | 24.9735 | 28.2595 | 30.8151 | 34.4203 | 35.2071 | 37.6575 | 40.2549 | 41.6863 | 44.183 | Electrolysis 2 | Hydrogen 1
|  |  |  | Hydrogen | Hydrogen produced by nuclear connected electrolysis | Hydrogen produced (TWh) | WS1 | Nuclear Electrolysis |  |  |  | TWh | 0 | 0 | 0 | 0 | 0 | 0 | 0 | 0 | 0 | 0 | 0 | 0 | 0 | 0 | 0 | 0 | 0 | 0 | 0 | 0 | 0 | 0 | 0 | 0 | 0 | 0 | 0 | 0 | 0 | Electrolysis 3 | Hydrogen 1
|  |  | Hydrogen elec generation | Hydrogen | Hydrogen demand | Demand (TWh) | WS1 | Power Generation |  |  |  | TWh | 0 | 0 | 0 | 0 | 0 | 0 | 0.1076 | 0.45112 | 2.7597 | 3.501 | 4.1118 | 7.4037 | 9.507 | 9.7565 | 14.2147 | 13.3052 | 13.3191 | 14.1534 | 14.8919 | 15.5451 | 15.6347 | 15.5583 | 16.3373 | 16.5319 | 15.7518 | 14.7394 | 13.2907 | 13.9025 | 12.721 | Hydrogen 1 | Hydrogen generation
|  |  |  | Electricity | Electricity produced | Generation (TWh) | ES1 |  | Hydrogen | Hydrogen CHP |  | Generation (TWh) | 0 | 0 | 0 | 0 | 0 | 0 | 0.034431 | 0.12298 | 1.3164 | 1.466 | 1.5915 | 2.5871 | 3.1786 | 3.2034 | 6.4449 | 5.9303 | 5.8565 | 6.4398 | 6.6477 | 6.7246 | 6.7162 | 6.6489 | 6.7735 | 6.7814 | 6.4173 | 6.0342 | 5.4873 | 5.6396 | 5.2041 | Hydrogen generation | Electricity 2
|  |  | Gas elec generation | Gas | Gas demand | Demand (TWh) | ED3 | Total gas demand (gas NTS connected only) for electricity generation | LDZ connected peaking/flexible plants |  |  | GWh | 223.6813 | 138.4909 | 84.4855 | 64.3895 | 60.6646 | 56.4152 | 58.6442 | 53.8015 | 56.4123 | 41.9881 | 38.7491 | 29.2379 | 24.4072 | 24.365 | 18.6392 | 18.7744 | 17.6106 | 16.7961 | 16.8807 | 16.2893 | 16.0385 | 17.4283 | 18.0505 | 18.2388 | 19.5369 | 19.9173 | 21.1195 | 20.3691 | 21.5239 | Natural gas | Gas gen
|  |  |  | Electricity | Electricity produced | Generation (TWh) | ES1 | Gas |  | CCS Gas |  | Generation (TWh) | 90.2241 | 64.9666 | 37.3729 | 27.2223 | 25.6807 | 23.5194 | 24.7764 | 20.969 | 22.2619 | 22.914 | 21.279 | 15.7751 | 12.5117 | 12.0948 | 8.7881 | 8.9526 | 8.4355 | 8.0943 | 8.1939 | 7.9402 | 7.8538 | 8.5989 | 8.9563 | 9.0844 | 9.7754 | 9.9833 | 10.6024 | 10.2095 | 10.8032 | Gas gen | Electricity 1
|  |  | Biomass/BECCS elec generation | Bioenergy | Bioresources demand | Demand (TWh) | WS1 | Power Generation |  |  | Waste | TWh | 48.0811 | 25.5436 | 21.7975 | 17.3911 | 15.7652 | 14.7839 | 39.9478 | 36.4235 | 45.849 | 40.6886 | 48.547 | 41.1737 | 47.848 | 47.5003 | 69.8846 | 57.2361 | 56.9526 | 56.4371 | 55.957 | 53.1652 | 52.7311 | 52.5181 | 52.4887 | 52.2551 | 52.299 | 52.4794 | 52.7031 | 52.7434 | 52.9771 | Bioresource | Bio gen
|  |  |  | Electricity | Electricity produced | Generation (TWh) | ES1 | Biomass |  | CCS Biomass |  | Generation (TWh) | 15.9324 | 8.5015 | 7.1765 | 5.5972 | 4.8798 | 4.5256 | 13.2132 | 12.0223 | 14.5216 | 12.7902 | 14.7601 | 12.3717 | 14.1473 | 14.0666 | 20.3855 | 16.7957 | 16.7037 | 16.5661 | 16.4029 | 15.3534 | 15.1972 | 15.144 | 15.1366 | 15.0783 | 15.0893 | 15.1344 | 15.1903 | 15.2004 | 15.2589 | Bio gen | Electricity 1
|  |  | Other thermal elec generation | Other fuels | Other thermal generation - coal, diesel, fuel oil | Demand (TWh) | [6 empty] | 14.4312 | 0.13364 | 0 | 0 | 0 | 0 | 0 | 0 | 0 | 0 | 0 | 0 | 0 | 0 | 0 | 0 | 0 | 0 | 0 | 0 | 0 | 0 | 0 | 0 | 0 | 0 | 0 | 0 | 0 | Other fuels | Other thermal
|  |  |  | Electricity | Electricity produced | Generation (TWh) | ES1 | Coal | Other Thermal |  |  | Generation (TWh) | 4.9066 | 0.045439 | 0 | 0 | 0 | 0 | 0 | 0 | 0 | 0 | 0 | 0 | 0 | 0 | 0 | 0 | 0 | 0 | 0 | 0 | 0 | 0 | 0 | 0 | 0 | 0 | 0 | 0 | 0 | Other thermal | Electricity 1
|  |  | Energy from waste generation | Bioenergy | Bioenergy - waste powergen | TWh | WS1 | Waste |  |  |  | TWh | 44.9756 | 46.1112 | 44.7164 | 42.5418 | 38.6262 | 39.6387 | 40.1743 | 39.8075 | 41.5772 | 37.5602 | 36.1158 | 31.9401 | 30.5591 | 30.9792 | 29.8914 | 29.4218 | 28.7127 | 28.6176 | 28.7432 | 27.8583 | 27.5652 | 26.964 | 26.786 | 26.9136 | 26.9058 | 26.8551 | 26.8599 | 26.7016 | 26.865 | Bioresource | Energy from waste
|  |  |  | Other fuels | Non-biogenic waste for power | TWh | WS1 | [5 empty] | 44.9756 | 46.1112 | 44.7164 | 42.5418 | 38.6262 | 39.6387 | 40.1743 | 39.8075 | 41.5772 | 37.5602 | 36.1158 | 31.9401 | 30.5591 | 30.9792 | 29.8914 | 29.4218 | 28.7127 | 28.6176 | 28.7432 | 27.8583 | 27.5652 | 26.964 | 26.786 | 26.9136 | 26.9058 | 26.8551 | 26.8599 | 26.7016 | 26.865 | Other fuels | Energy from waste
|  |  |  | Electricity | Electricity prouced from waste | Generation (TWh) | ES1 | Waste |  |  |  | Generation (TWh) | 12.8047 | 11.8489 | 11.477 | 10.5522 | 8.9392 | 9.1403 | 9.2176 | 8.933 | 9.5592 | 7.8882 | 7.2544 | 5.4231 | 4.7395 | 4.769 | 4.3547 | 4.2133 | 3.86 | 3.7654 | 3.745 | 3.2936 | 3.1287 | 2.7794 | 2.6636 | 2.6474 | 2.5668 | 2.4667 | 2.3646 | 2.2309 | 2.1826 | Energy from waste | Electricity 1
|  |  |  | Electricity | Energy from waste adjustment | [7 empty] | 1.0225 | 1.7875 | 2.0118 | 2.2139 | 2.3214 | 2.5717 | 2.8019 | 2.9956 | 3.2455 | 3.0163 | 2.8725 | 2.6885 | 2.5975 | 2.5671 | 2.5256 | 2.5024 | 2.4678 | 2.4202 | 2.3617 | 2.2773 | 2.209 | 2.1621 | 2.1247 | 2.0988 | 2.0676 | 2.0321 | 2.0014 | 1.9547 | 1.9164
|  |  | Green Gas | Bioenergy | Bioresource demand | Demand (TWh) | WS1 | Biomethane blending |  |  |  | TWh | 3.4 | 5 | 5 | 5.1 | 5.5 | 5.7 | 5.7 | 5.5 | 5.7 | 5.7 | 8.2 | 6.3 | 6.1 | 6.1 | 6.2 | 6.5 | 6.7 | 7.1 | 7.6 | 8.1 | 8.9 | 10.6 | 10.5 | 11.6 | 9.8 | 7.7 | 5.2 | 3.5 | 3.5 | Bioresource | Natural gas 2
|  |  | Hydrogen blending | Hydrogen | Hydrogen for blending | Demand (TWh) | WS1 | Blending |  |  |  | TWh | 0 | 0 | 0 | 4.1171 | 7.198 | 10.6309 | 14.7331 | 18.4814 | 21.7958 | 20.4276 | 19.0764 | 17.0744 | 14.5173 | 12.7466 | 7.4316 | 4.2978 | 1.3509 | 0 | 0 | 0 | 0 | 0 | 0 | 0 | 0 | 0 | 0 | 0 | 0 | Hydrogen 2 | Natural gas 3
|  | Losses | Network and storage losses | Gas | Natural gas shrinkage losses | Shrinkage Losses (TWh) | ED3 | Total (NTS+LDZ) gas shrinkage |  |  |  | GWh | 9.1679 | 5.143 | 4.8901 | 4.8189 | 4.7971 | 4.731 | 4.6368 | 4.4636 | 4.3333 | 4.1303 | 3.9604 | 3.5582 | 3.1503 | 2.7422 | 2.3738 | 2.0508 | 1.7428 | 1.4794 | 1.2644 | 1.0535 | 0.90179 | 0.76952 | 0.65197 | 0.5323 | 0.47588 | 0.41817 | 0.37146 | 0.32835 | 0.32222 | Natural gas 3 | Losses
|  |  |  | Electricity | Electricity network losses (Tx and Dx) | TWh | ED1 | GBFES System Losses: Transmission | GBFES System Losses: Distribution |  |  | GWh | 20.764 | 19.583 | 19.224 | 19.255 | 20.038 | 20.813 | 21.548 | 22.497 | 23.588 | 24.812 | 26.179 | 27.612 | 28.985 | 30.26 | 31.167 | 32.182 | 33.032 | 33.7 | 34.139 | 34.564 | 34.83 | 34.968 | 34.902 | 34.774 | 34.653 | 34.503 | 34.335 | 34.143 | 33.834 | Electricity 2 | Losses
|  |  |  | Electricity | Other electricity losses (station load, pumping, flexibility conversion losses etc) | TWh | [5 empty] | Demand Total (TWh) - Excluding Electrolysis | 2.555 | 3.1468 | 3.273 | 3.3293 | 3.2877 | 2.2952 | 2.6068 | 2.4374 | 2.2483 | 2.3378 | 2.6299 | 2.6415 | 2.7996 | 3.3412 | 3.3006 | 3.9388 | 4.3942 | 4.812 | 4.9806 | 4.7791 | 4.4915 | 4.102 | 4.1013 | 4.1389 | 4.1186 | 4.0937 | 4.1867 | 4.1445 | 4.0848 | Electricity 2 | Losses
|  |  |  | Electricity | Electricity storage conversion losses | TWh | ES1 | [5 empty] | 0.93974 | 1.1825 | 1.8796 | 1.9115 | 2.7048 | 2.8295 | 2.5141 | 2.5542 | 2.8717 | 2.8908 | 2.9478 | 2.7305 | 2.5784 | 2.5576 | 2.4961 | 2.477 | 2.4405 | 2.4704 | 2.6413 | 2.5925 | 2.5132 | 2.3673 | 2.2776 | 2.2225 | 2.1238 | 1.9899 | 1.8949 | 1.8248 | 1.7164 | Electricity storage | Losses
|  |  |  | Hydrogen | Hydrogen Tx and Dx losses | TWh | WS1 | Transmission Losses |  |  |  | TWh | 0.00020674 | 0.00046055 | 0.0010905 | 0.019147 | 0.034668 | 0.051863 | 0.074612 | 0.11024 | 0.15142 | 0.17965 | 0.21109 | 0.24301 | 0.27607 | 0.3079 | 0.32895 | 0.3521 | 0.37636 | 0.40614 | 0.45253 | 0.51916 | 0.58522 | 0.64966 | 0.70177 | 0.75286 | 0.79647 | 0.84178 | 0.88442 | 0.92758 | 0.97143 | Hydrogen 2 | Losses
|  |  | Thermal generation losses | Gas | Gas generation losses | TWh | [6 empty] | 133.4572 | 73.5243 | 47.1126 | 37.1672 | 34.9839 | 32.8958 | 33.8678 | 32.8325 | 34.1504 | 19.0741 | 17.4701 | 13.4627 | 11.8955 | 12.2702 | 9.8511 | 9.8218 | 9.1751 | 8.7017 | 8.6867 | 8.3491 | 8.1847 | 8.8294 | 9.0943 | 9.1544 | 9.7615 | 9.9339 | 10.5171 | 10.1595 | 10.7207 | Gas gen | Losses
|  |  |  | Bioresource | Biomass/BECCS generation losses | TWh | [6 empty] | 32.1487 | 17.0421 | 14.621 | 11.7939 | 10.8854 | 10.2583 | 26.7347 | 24.4013 | 31.3273 | 27.8984 | 33.7869 | 28.802 | 33.7006 | 33.4338 | 49.4991 | 40.4403 | 40.2489 | 39.8711 | 39.5542 | 37.8118 | 37.5339 | 37.3741 | 37.3521 | 37.1768 | 37.2097 | 37.345 | 37.5128 | 37.543 | 37.7182 | Bio gen | Losses
|  |  |  | Hydrogen | Hydrogen generation losses | TWh | [6 empty] | 0 | 0 | 0 | 0 | 0 | 0 | 0.073166 | 0.32813 | 1.4433 | 2.035 | 2.5203 | 4.8167 | 6.3285 | 6.5532 | 7.7698 | 7.3749 | 7.4625 | 7.7136 | 8.2442 | 8.8204 | 8.9184 | 8.9094 | 9.5638 | 9.7505 | 9.3345 | 8.7052 | 7.8034 | 8.2629 | 7.5169 | Hydrogen generation | Losses
|  |  |  | Waste | Energy from waste losses | TWh | [5 empty] | TWh | 77.1465 | 80.3735 | 77.9558 | 74.5313 | 68.3132 | 70.1371 | 71.131 | 70.682 | 73.5951 | 67.2323 | 64.9771 | 58.457 | 56.3786 | 57.1895 | 55.428 | 54.6303 | 53.5653 | 53.4699 | 53.7414 | 52.4231 | 52.0017 | 51.1485 | 50.9084 | 51.1798 | 51.2447 | 51.2435 | 51.3552 | 51.1723 | 51.5474 | Energy from waste | Losses
[5 empty] | Other thermal losses | TWh | [6 empty] | 9.5246 | 0.088205 | 0 | 0 | 0 | 0 | 0 | 0 | 0 | 0 | 0 | 0 | 0 | 0 | 0 | 0 | 0 | 0 | 0 | 0 | 0 | 0 | 0 | 0 | 0 | 0 | 0 | 0 | 0 | Other thermal | Losses
|  |  | Hydrogen production losses | Electricity | Grid-connected electrolysis losses | TWh | [6 empty] | 0.014041 | 0.014811 | 0.056696 | 0.96441 | 1.4829 | 2.0916 | 2.8177 | 4.0979 | 5.2746 | 5.6965 | 5.7718 | 6.3749 | 7.0791 | 6.6776 | 7.6624 | 7.8856 | 8.2561 | 8.6485 | 8.6779 | 10.5228 | 12.1145 | 13.6622 | 14.9984 | 15.3091 | 16.3627 | 17.1863 | 17.8669 | 19.0088 | 18.8847 | Electrolysis | Losses
|  |  |  | Electricity | Non-networked electrolysis losses | TWh | [6 empty] | 0.0066441 | 0.004267 | 0.004267 | 0.020528 | 0.06159 | 0.12318 | 0.28741 | 0.51304 | 0.74429 | 0.79902 | 0.92052 | 1.1233 | 1.3389 | 1.3979 | 1.5706 | 1.8535 | 2.1132 | 2.6922 | 2.9307 | 3.3467 | 3.8591 | 4.3669 | 4.7618 | 5.1006 | 5.2172 | 5.5803 | 5.9652 | 6.1773 | 6.267 | Electrolysis 2 | Losses
|  |  |  | Electricity | Nuclear electrolysis losses | TWh | [6 empty] | 0 | 0 | 0 | 0 | 0 | 0 | 0 | 0 | 0 | 0 | 0 | 0 | 0 | 0 | 0 | 0 | 0 | 0 | 0 | 0 | 0 | 0 | 0 | 0 | 0 | 0 | 0 | 0 | 0 | Electrolysis 3 | Losses
|  |  |  | Gas | Methane reformation losses | TWh | [6 empty] | 0.003483 | 0.0077778 | 0.0077778 | 0.010741 | 0.42211 | 0.80873 | 1.3373 | 1.9015 | 2.6431 | 4.2282 | 6.5588 | 8.6203 | 9.9619 | 10.8632 | 11.0711 | 11.1938 | 11.3164 | 11.4391 | 11.5617 | 11.6735 | 11.7852 | 11.8969 | 12.0086 | 12.1203 | 12.1203 | 12.1203 | 12.1203 | 12.1203 | 12.1203 | Methane reforming | Losses
|  | Energy curtailment |  | Electricity | Total energy curtailment | Generation (TWh) | ES1 |  |  |  |  | Curtailment (TWh) | 0.0403 | 0.05204 | 0.33646 | 1.1367 | 5.2022 | 5.5878 | 7.1225 | 13.0624 | 7.6001 | 12.1206 | 10.1017 | 29.5002 | 39.2356 | 33.5582 | 43.216 | 35.441 | 36.3549 | 38.2851 | 32.1259 | 21.8767 | 15.1596 | 8.2157 | 5.7469 | 4.0495 | 2.7994 | 2.0245 | 1.4706 | 1.0326 | 0.77347 | Electricity 1 | Curtailment
|  |  |  | Electricity | Offshore wind |  |  | Offshore wind |  |  |  | Curtailment (TWh) | 0 | 0 | 0.056329 | 0.40865 | 2.6485 | 2.6732 | 4.8578 | 9.9333 | 5.591 | 9.2316 | 5.8409 | 20.6459 | 28.6249 | 21.4387 | 28.4761 | 22.9984 | 23.3833 | 24.7238 | 20.1125 | 13.4445 | 9.0393 | 4.7472 | 3.3124 | 2.3129 | 1.6071 | 1.1467 | 0.8245 | 0.56989 | 0.42079 | Offshore wind | Electricity 1
|  |  |  | Electricity | Onshore wind |  |  | Onshore wind |  |  |  | Curtailment (TWh) | 0.0403 | 0.05204 | 0.27663 | 0.68154 | 2.2305 | 2.5665 | 2.0353 | 2.7795 | 1.7176 | 2.4283 | 3.92 | 8.1974 | 9.8533 | 7.9746 | 9.7053 | 8.3088 | 8.8037 | 9.3505 | 8.4248 | 5.902 | 4.2198 | 2.3154 | 1.5834 | 1.0845 | 0.70898 | 0.49462 | 0.34686 | 0.2415 | 0.17866 | Onshore wind | Electricity 1
|  |  |  | Electricity | Solar |  |  | Solar |  |  |  | Curtailment (TWh) | 0 | 0 | 0.003498 | 0.046498 | 0.32319 | 0.34819 | 0.22951 | 0.34971 | 0.29154 | 0.46068 | 0.3408 | 0.65693 | 0.75745 | 4.1449 | 5.0347 | 4.1337 | 4.168 | 4.2108 | 3.5886 | 2.5302 | 1.9005 | 1.1532 | 0.8511 | 0.65214 | 0.48333 | 0.3832 | 0.29927 | 0.22125 | 0.17403 | Solar | Electricity 1
|  | Energy flow diagram transformation flows and combined flows | Transformation flows |  | Electricity Transformation | [7 empty] | 310.6089 | 285.6474 | 286.4943 | 296.7444 | 319.924 | 330.4775 | 354.6936 | 376.969 | 413.0316 | 437.3929 | 467.6511 | 523.3957 | 550.5674 | 566.3601 | 585.721 | 606.9073 | 624.3904 | 636.4552 | 643.9298 | 647.4736 | 649.7377 | 654.8709 | 652.7858 | 651.521 | 649.7647 | 647.6411 | 646.1929 | 640.5734 | 638.6874 | Electricity 1 | Electricity 2
[5 empty] | Natural gas transformation | [7 empty] | 523.1552 | 502.4065 | 495.3334 | 487.3227 | 476.3514 | 458.2479 | 434.8058 | 404.9661 | 369.9239 | 336.7465 | 302.8933 | 269.1308 | 235.6348 | 201.3836 | 174.671 | 148.3221 | 125.2052 | 103.3169 | 84.5778 | 67.4741 | 55.3586 | 44.8929 | 36.69 | 30.181 | 24.409 | 19.6462 | 15.6706 | 12.0451 | 11.0955 | Natural gas 2 | Natural gas 3
[5 empty] | Natural gas 2 transformation | [7 empty] | 519.7685 | 497.4362 | 490.363 | 482.2637 | 472.2064 | 455.1224 | 433.4418 | 405.6991 | 373.0314 | 344.8485 | 316.3353 | 291.2858 | 262.0548 | 229.8768 | 203.701 | 177.0521 | 153.7352 | 131.4469 | 112.2078 | 94.6041 | 81.6886 | 69.5229 | 61.42 | 53.811 | 49.839 | 47.1762 | 45.7006 | 43.7751 | 42.8255 | Natural gas | Natural gas 2
[5 empty] | Hydrogen transformation | [7 empty] | 0.051893 | 0.1156 | 0.27371 | 4.7658 | 8.7016 | 13.0175 | 18.728 | 27.2698 | 35.1049 | 43.0993 | 49.9881 | 56.8085 | 63.3069 | 66.9249 | 74.6924 | 80.7987 | 86.7878 | 93.9648 | 98.6176 | 120.13 | 135.7073 | 151.1788 | 163.6598 | 167.157 | 186.2225 | 197.3896 | 208.1865 | 218.9219 | 210.4818 | Hydrogen 1 | Hydrogen 2
[5 empty] | Bioresource transformation | [7 empty] | 31.7399 | 37.5527 | 42.9518 | 47.7178 | 52.6335 | 53.1637 | 53.0505 | 52.8068 | 52.4354 | 52.2397 | 52.4159 | 50.6587 | 49.1892 | 48.3338 | 47.1771 | 47.0921 | 47.546 | 48.3423 | 49.326 | 50.5444 | 51.0435 | 51.4768 | 52.9556 | 55.1803 | 56.981 | 58.7043 | 60.5874 | 62.6887 | 66.2534 | Bioresource | Bioresource 2
[5 empty] | Other fuels transformation | [7 empty] | 629.5033 | 626.1895 | 616.1847 | 595.785 | 570.1615 | 547.2619 | 521.5412 | 491.8548 | 467.6153 | 435.7507 | 396.573 | 355.9375 | 313.2337 | 272.4048 | 240.7005 | 214.5673 | 193.227 | 173.1139 | 155.9139 | 134.2796 | 119.6765 | 107.5368 | 99.5275 | 92.6979 | 86.6988 | 80.3266 | 74.0741 | 68.5077 | 61.003 | Other fuels | Other fuels 2
|  |  | Combined flows for diagrams |  | Total offshore wind generation | [7 empty] | 54.1714 | 62.9831 | 82.501 | 97.0622 | 119.9409 | 126.4125 | 151.2507 | 187.5846 | 211.1942 | 242.0175 | 259.0104 | 343.1176 | 378.3805 | 379.9066 | 409.7961 | 409.7961 | 415.6059 | 427.4429 | 430.6174 | 430.6174 | 430.6174 | 430.6175 | 430.6175 | 430.6175 | 430.6175 | 430.6175 | 430.6174 | 430.6175 | 430.6175 | Offshore wind | Electricity 1
[5 empty] | Total onshore wind generation | [7 empty] | 46.6125 | 49.8322 | 57.4263 | 65.2947 | 76.8192 | 85.5049 | 92.0144 | 95.8719 | 99.0964 | 102.0159 | 104.175 | 108.9242 | 112.6988 | 115.6079 | 117.6762 | 119.8542 | 122.1484 | 124.7957 | 127.3416 | 129.8466 | 132.3803 | 134.9328 | 137.1723 | 139.3953 | 140.6041 | 141.1613 | 141.725 | 142.2738 | 142.6365 | Onshore wind | Electricity 1
[5 empty] | Total Electrolysis 1 in | [7 empty] | 0.04 | 0.09 | 0.29 | 5.64 | 8.72 | 12.28 | 16.5597 | 24.0616 | 33.6287 | 36.3204 | 36.7789 | 40.7 | 45.1704 | 45.9837 | 52.8394 | 54.2985 | 56.8467 | 59.5516 | 64.9956 | 78.7516 | 90.6204 | 102.2034 | 112.1702 | 118.7164 | 126.846 | 133.1738 | 138.4053 | 147.2629 | 151.9611 | Electricity 1 | Electrolysis
[5 empty] | Total Electrolysis 1 Hydrogen out | [7 empty] | 0.025959 | 0.075189 | 0.2333 | 4.6756 | 7.2371 | 10.1884 | 13.742 | 19.9637 | 28.3541 | 30.6239 | 31.0071 | 34.3251 | 38.0913 | 39.3061 | 45.1769 | 46.4129 | 48.5907 | 50.9031 | 56.3177 | 68.2288 | 78.5058 | 88.5411 | 97.1718 | 103.4073 | 110.4833 | 115.9875 | 120.5384 | 128.2541 | 133.0764 | Electrolysis | Hydrogen 1
[5 empty] | Total Transport electricity demand | [7 empty] | 7.763 | 9.35 | 11.423 | 14.137 | 17.707 | 22.266 | 28.263 | 35.615 | 44.314 | 54.122 | 64.76 | 75.536 | 85.723 | 94.611 | 102.109 | 108.458 | 114.129 | 119.17 | 123.496 | 127.474 | 130.997 | 133.383 | 133.022 | 132.182 | 131.195 | 130.071 | 128.797 | 127.37 | 125.692 | Electricity 2 | Transport
[5 empty] | Total transport hydrogen demand | [7 empty] | 0.032 | 0.074889 | 0.099968 | 0.12909 | 0.16279 | 0.20183 | 0.24705 | 0.29919 | 0.35944 | 0.42877 | 0.50864 | 0.60056 | 0.70616 | 0.82532 | 0.9511 | 1.0883 | 1.2424 | 1.4224 | 1.648 | 1.941 | 2.3495 | 2.8921 | 3.2572 | 3.5729 | 3.9636 | 4.4164 | 4.9323 | 5.5086 | 6.1345 | Hydrogen 2 | Transport
[5 empty] | Electricity 2 losses | [7 empty] | 23.319 | 22.7298 | 22.497 | 22.5843 | 23.3257 | 23.1082 | 24.1548 | 24.9344 | 25.8363 | 27.1498 | 28.8089 | 30.2535 | 31.7846 | 33.6012 | 34.4676 | 36.1208 | 37.4262 | 38.512 | 39.1196 | 39.3431 | 39.3215 | 39.07 | 39.0033 | 38.9129 | 38.7716 | 38.5967 | 38.5217 | 38.2875 | 37.9188 | Electricity 2 | Losses
|  | Totals for energy supply categories |  |  | Total energy supply | [7 empty] | 1751.9687 | 1629.8117 | 1592.3744 | 1569.003 | 1565.1466 | 1539.9749 | 1540.0554 | 1515.2927 | 1513.1613 | 1461.0651 | 1428.7759 | 1424.1548 | 1394.8005 | 1337.9126 | 1328.8191 | 1285.6028 | 1264.7528 | 1245.9168 | 1224.2303 | 1195.3217 | 1181.3084 | 1173.8647 | 1169.1614 | 1167.7721 | 1166.2104 | 1164.9198 | 1165.3768 | 1164.056 | 1167.1255
[5 empty] | Natural gas | [7 empty] | 743.4498 | 635.9271 | 574.8485 | 546.6532 | 532.871 | 511.5376 | 492.086 | 459.5006 | 429.4437 | 386.8366 | 355.0845 | 320.5237 | 286.462 | 254.2418 | 222.3402 | 195.8265 | 171.3458 | 148.2429 | 129.0885 | 110.8934 | 97.727 | 86.9512 | 79.4705 | 72.0498 | 69.3759 | 67.0935 | 66.82 | 64.1442 | 64.3494
[5 empty] | Hydrogen import | [7 empty] | 0 | 0 | 0 | 0 | 0 | 0 | 0 | 0 | 0 | 0 | 0 | 0 | 0 | 3 | 4 | 6 | 8 | 10 | 12 | 13.8 | 15.6 | 17.4 | 19.2 | 21 | 23.2 | 25.4 | 27.6 | 29.8 | 32
[5 empty] | Non-networked generation | [7 empty] | 0.022767 | 0.022767 | 0.022767 | 0.12053 | 0.36162 | 0.72325 | 1.6875 | 3.0123 | 4.7406 | 5.0891 | 5.863 | 7.1543 | 8.5275 | 9.602 | 10.7882 | 12.7313 | 14.5156 | 18.4929 | 21.8957 | 25.0041 | 28.8327 | 32.6265 | 35.5769 | 39.5209 | 40.4243 | 43.2379 | 46.2201 | 47.8637 | 50.4501
[5 empty] | Nuclear | [7 empty] | 40.7767 | 40.7516 | 40.3889 | 40.1647 | 51.5494 | 48.9135 | 33.3757 | 33.2312 | 33.4527 | 33.2921 | 33.3492 | 32.8606 | 34.9071 | 37.4671 | 39.376 | 51.7171 | 65.8893 | 65.8781 | 66.391 | 67.788 | 68.9472 | 69.6221 | 70.3286 | 70.9404 | 71.7934 | 72.2276 | 72.3552 | 72.4565 | 72.5241
[5 empty] | Solar | [7 empty] | 12.965 | 15.8348 | 18.2042 | 21.329 | 24.0828 | 27.0494 | 30.0305 | 33.6792 | 37.9943 | 41.5995 | 45.6293 | 48.7615 | 51.9247 | 54.608 | 56.747 | 58.518 | 60.1968 | 62.5567 | 65.2631 | 67.889 | 70.6197 | 73.3496 | 75.1624 | 76.5169 | 77.8714 | 79.2259 | 80.5802 | 81.9345 | 83.2888
[5 empty] | Offshore wind | [7 empty] | 54.1714 | 62.9831 | 82.501 | 97.0622 | 119.9409 | 126.4125 | 151.2507 | 187.5846 | 211.1942 | 242.0175 | 259.0104 | 343.1176 | 378.3805 | 379.9066 | 409.7961 | 409.7961 | 415.6059 | 427.4429 | 430.6174 | 430.6174 | 430.6174 | 430.6175 | 430.6175 | 430.6175 | 430.6175 | 430.6175 | 430.6174 | 430.6175 | 430.6175
[5 empty] | Onshore wind | [7 empty] | 46.6125 | 49.8322 | 57.4263 | 65.2947 | 76.8192 | 85.5049 | 92.0144 | 95.8719 | 99.0964 | 102.0159 | 104.175 | 108.9242 | 112.6988 | 115.6079 | 117.6762 | 119.8542 | 122.1484 | 124.7957 | 127.3416 | 129.8466 | 132.3803 | 134.9328 | 137.1723 | 139.3953 | 140.6041 | 141.1613 | 141.725 | 142.2738 | 142.6365
[5 empty] | Other renewables | [7 empty] | 13.7978 | 15.0485 | 14.6022 | 14.4114 | 14.1057 | 14.5131 | 14.8078 | 14.9058 | 15.1818 | 14.8524 | 14.7749 | 14.5647 | 14.7987 | 14.9904 | 15.1796 | 15.0976 | 15.5993 | 16.876 | 16.984 | 17.0117 | 17.0607 | 17.1535 | 17.1689 | 17.2385 | 17.3052 | 17.3688 | 17.4624 | 17.5072 | 17.6282
[5 empty] | Electricity import | [7 empty] | 23.066 | 22.7698 | 29.0137 | 32.8897 | 23.8718 | 24.6706 | 23.5198 | 20.3804 | 26.1457 | 23.75 | 29.8553 | 26.2767 | 24.6363 | 25.9794 | 22.8173 | 25.0459 | 22.4004 | 21.7795 | 20.3189 | 22.2331 | 23.224 | 25.9486 | 25.8318 | 24.9581 | 25.4539 | 25.6927 | 25.7378 | 26.6413 | 26.1932
[5 empty] | Bioresource | [7 empty] | 128.1966 | 114.2075 | 114.4657 | 112.7507 | 112.7565 | 113.7495 | 139.5675 | 135.4644 | 146.7196 | 138.301 | 148.3456 | 134.094 | 138.6721 | 139.1253 | 159.5067 | 147.0269 | 147.1115 | 148.1205 | 149.673 | 148.1003 | 149.0575 | 150.7621 | 152.319 | 155.9232 | 155.96 | 155.713 | 155.3247 | 155.6079 | 159.5697
[5 empty] | Other fuels | [7 empty] | 688.9101 | 672.4344 | 660.9011 | 638.3268 | 608.7877 | 586.9006 | 561.7155 | 531.6624 | 509.1925 | 473.311 | 432.6888 | 387.8776 | 343.7928 | 303.3841 | 270.5919 | 243.9891 | 221.9397 | 201.7316 | 184.6571 | 162.138 | 147.2417 | 134.5008 | 126.3136 | 119.6115 | 113.6046 | 107.1817 | 100.934 | 95.2093 | 87.868
|  | Total energy demand categories |  |  | Total energy demand, export and losses | [7 empty] | 1754.2132 | 1630.4964 | 1593.0002 | 1569.3351 | 1565.6457 | 1540.2297 | 1540.2303 | 1514.8091 | 1512.8791 | 1459.1596 | 1426.5672 | 1420.9042 | 1390.6767 | 1333.3213 | 1323.4335 | 1280.5013 | 1259.8483 | 1241.2231 | 1218.8447 | 1189.2952 | 1175.6775 | 1167.2239 | 1162.0353 | 1159.7899 | 1157.9071 | 1156.2638 | 1157.3501 | 1156.1274 | 1158.3413
[5 empty] | I&C | [7 empty] | 402.7528 | 383.8734 | 380.6754 | 384.9272 | 391.9111 | 394.0651 | 391.7914 | 389.3425 | 383.6389 | 377.6299 | 371.5365 | 365.8197 | 359.8054 | 353.728 | 349.1404 | 344.6123 | 340.2716 | 335.8219 | 332.8097 | 331.0294 | 330.4176 | 329.904 | 329.636 | 329.8054 | 329.6408 | 329.7678 | 329.9233 | 330.3123 | 329.1318
[5 empty] | Residential | [7 empty] | 437.5396 | 420.6763 | 410.0815 | 399.4164 | 389.9413 | 377.5959 | 363.826 | 347.7587 | 329.5824 | 311.3152 | 293.3428 | 275.5581 | 257.785 | 240.0013 | 224.181 | 213.1889 | 204.517 | 197.1798 | 191.4739 | 185.7738 | 182.2364 | 179.7102 | 176.6682 | 174.4222 | 171.9108 | 170.0773 | 168.6345 | 167.5087 | 168.722
[5 empty] | Transport | [7 empty] | 410.5388 | 401.1821 | 391.9256 | 381.8657 | 370.1389 | 357.8921 | 343.4204 | 326.3074 | 307.5056 | 286.8665 | 263.6106 | 240.8763 | 219.6936 | 201.3587 | 186.9245 | 175.6653 | 166.4529 | 158.9871 | 153.4006 | 148.1082 | 143.2664 | 139.0801 | 137.3137 | 136.6252 | 135.8517 | 134.9731 | 133.9906 | 132.8978 | 131.8266
[5 empty] | Electricity Export | [7 empty] | 27.5138 | 19.0019 | 26.0554 | 33.1671 | 48.8609 | 48.0435 | 58.8606 | 66.2993 | 89.7143 | 95.1763 | 105.995 | 141.041 | 148.148 | 145.275 | 153.373 | 159.01 | 163.303 | 165.009 | 163.884 | 158.514 | 154.762 | 153.918 | 149.144 | 146.011 | 142.465 | 138.975 | 137.362 | 132.12 | 130.445
[5 empty] | Aviation & shipping | [7 empty] | 190.1 | 205.6 | 214.9 | 215 | 212.58 | 210.01 | 207.58 | 205.22 | 212.46 | 214.73 | 214.04 | 209.66 | 201.53 | 191.67 | 183.82 | 178 | 174.26 | 169.7 | 165.3215 | 161.4979 | 163.0843 | 165.4207 | 167.4671 | 169.2135 | 171.7499 | 173.8863 | 176.1227 | 179.0691 | 182.1155
[5 empty] | Hydrogen export | [7 empty] | 0 | 0 | 0 | 0 | 0 | 0 | 0 | 0 | 0 | 0 | 0 | 0 | 0 | 0 | 0 | 0 | 0 | 0 | 0 | 0 | 0 | 0 | 0 | 0 | 0 | 0 | 0 | 0 | 0
[5 empty] | DACCS | [7 empty] | 0 | 0 | 0 | 0 | 0 | 0 | 0 | 0 | 0.0070758 | 0.0069833 | 0.0068909 | 0.0067985 | 0.006706 | 0.13608 | 0.26004 | 0.38295 | 0.56538 | 0.8361 | 2.9542 | 6.0395 | 9.0319 | 11.9312 | 14.7375 | 17.4509 | 20.0713 | 22.5987 | 25.0331 | 27.3745 | 29.6229
[5 empty] | Curtailment | [7 empty] | 0.0403 | 0.05204 | 0.33646 | 1.1367 | 5.2022 | 5.5878 | 7.1225 | 13.0624 | 7.6001 | 12.1206 | 10.1017 | 29.5002 | 39.2356 | 33.5582 | 43.216 | 35.441 | 36.3549 | 38.2851 | 32.1259 | 21.8767 | 15.1596 | 8.2157 | 5.7469 | 4.0495 | 2.7994 | 2.0245 | 1.4706 | 1.0326 | 0.77347
[5 empty] | Losses | [7 empty] | 285.728 | 200.1106 | 169.0258 | 153.8221 | 147.0113 | 147.0353 | 167.6294 | 166.8188 | 182.3707 | 161.3141 | 167.9337 | 158.442 | 164.4724 | 167.5941 | 182.5185 | 174.2009 | 174.1235 | 175.4041 | 176.8747 | 176.4556 | 177.7193 | 179.0439 | 181.3219 | 182.2121 | 183.4183 | 183.9611 | 184.8133 | 185.8123 | 185.7041

## ES.03
ES.03: Electricity ACS peak demand (including losses)
Return to: Main Menu
Return to: Chapter contents
ES.03: Electricity ACS peak demand (including losses) | Electricity System ACS Peak Demand GW
Fiscal year Beginning | time axis 2005-01-01 to 2050-01-01
| History | 2005-01-01: 64.3; 2006-01-01: 63.9; 2007-01-01: 63.9; 2008-01-01: 61.7; 2009-01-01: 61.6; 2010-01-01: 61.7; 2011-01-01: 60.3; 2012-01-01: 60; 2013-01-01: 59.9; 2014-01-01: 60.5; 2015-01-01: 59.8; 2016-01-01: 58.9; 2017-01-01: 59; 2018-01-01: 59.3; 2019-01-01: 58.1; 2020-01-01: 58.1; 2021-01-01: 59; 2022-01-01: 57.7
| Consumer Transformation | [17 empty] | 57.7 | 56.8 | 57.2 | 58.1 | 58.9 | 60.4 | 62.9 | 65.9 | 68.5 | 71.5 | 75.2 | 79.1 | 83.1 | 87 | 90.9 | 95.7 | 100.2 | 104.3 | 107 | 109.6 | 112.3 | 114.3 | 116.1 | 116 | 114.7 | 115 | 114.7 | 114.6 | 112.9
| System Transformation | [17 empty] | 57.7 | 58 | 58.2 | 58.4 | 58.9 | 59.6 | 60.6 | 62.1 | 63.3 | 64.9 | 66.8 | 69 | 71 | 72.9 | 75.6 | 78.4 | 81 | 83.5 | 85.5 | 87.5 | 90 | 92.1 | 93.9 | 95.2 | 96.2 | 97.6 | 99 | 100.3 | 100.8
| Leading the Way | [17 empty] | 57.7 | 56.2 | 54.9 | 55 | 55.9 | 57 | 59 | 60.7 | 62.8 | 66.3 | 69.7 | 73.8 | 78.7 | 81.8 | 84.5 | 88.5 | 91.4 | 93.6 | 94.2 | 95 | 96.3 | 97.4 | 98.3 | 98.4 | 97.5 | 97.9 | 97.8 | 97.9 | 97.5
| Falling Short | [17 empty] | 57.7 | 61 | 61.8 | 62.8 | 63.5 | 64.4 | 65.1 | 66.1 | 67.4 | 69 | 70.8 | 73 | 75.3 | 77.6 | 79.9 | 82.5 | 85.2 | 88 | 90.8 | 93.6 | 96.3 | 99.1 | 101.6 | 103.9 | 105.9 | 107.9 | 109.8 | 111.8 | 114.2
| Five-year Forecast | 2022-01-01: 57.7; 2023-01-01: 58.1; 2024-01-01: 58.4; 2025-01-01: 59.4; 2026-01-01: 60.3; 2027-01-01: 61.4; 2028-01-01: 63
Peak Demand in this chart is: Average Cold Spell (ACS) Peak
Components in total: All Residential, Industrial, Commercial demand, losses
Assumptions: EV charging is smart, hybrid heat pumps on alternate fuel, residential DSR deducted, I&C DSR not deducted, electrolysis assumed to be zero at peak,
Components not in total: Station demand, pumping demand, interconnector exports, electricity storage demand assumed to be zero
Non transmission generation not deducted from this total

## ES.04
ES.04: Peak natural gas demand (1-in-20 day)
Return to: Main Menu
Return to: Chapter contents
|  | Natural Gas 1:20 Peak Demand GWh per day | [30 empty] | last year
|  | Natural Gas Year Beginning | 2015-01-01 | 2016-01-01 | 2017-01-01 | 2018-01-01 | 2019-01-01 | 2020-01-01 | 2021-01-01 | 2022-01-01 | 2023-01-01 | 2024-01-01 | 2025-01-01 | 2026-01-01 | 2027-01-01 | 2028-01-01 | 2029-01-01 | 2030-01-01 | 2031-01-01 | 2032-01-01 | 2033-01-01 | 2034-01-01 | 2035-01-01 | 2036-01-01 | 2037-01-01 | 2038-01-01 | 2039-01-01 | 2040-01-01 | 2041-01-01 | 2042-01-01 | 2043-01-01 | 2044-01-01 | 2045-01-01 | 2046-01-01 | 2047-01-01 | 2048-01-01 | 2049-01-01 | 2050-01-01
| ES.04: Peak natural gas demand (1-in-20 day) | History | 2019-01-01: 5488; 2020-01-01: 5831.8957; 2021-01-01: 5555.0912; 2022-01-01: 5313
|  | Consumer Transformation | [7 empty] | 5313 | 5159 | 5084 | 5029 | 4826 | 4662 | 4474 | 4265 | 3985 | 3728 | 3470 | 3206 | 2935 | 2593 | 2266 | 2051 | 1827 | 1620 | 1397 | 1192 | 1044 | 919 | 819 | 685 | 606 | 545 | 469 | 350 | 282
|  | System Transformation | [7 empty] | 5313 | 5145 | 5291 | 5318 | 5272 | 5130 | 5086 | 4956 | 4799 | 4670 | 4530 | 4389 | 4132 | 3956 | 3788 | 3598 | 3408 | 3222 | 3020 | 2826 | 2663 | 2532 | 2404 | 2316 | 2259 | 2182 | 2150 | 2149 | 2138
|  | Leading the Way | [7 empty] | 5313 | 4760 | 4760 | 4667 | 4559 | 4368 | 4112 | 3840 | 3568 | 3273 | 2946 | 2651 | 2367 | 1990 | 1770 | 1562 | 1371 | 1209 | 1065 | 952 | 857 | 761 | 676 | 516 | 493 | 470 | 442 | 445 | 444
|  | Falling Short | [7 empty] | 5313 | 5532 | 5624 | 5759 | 5732 | 5578 | 5453 | 5389 | 5353 | 5284 | 5245 | 5191 | 5087 | 4982 | 4993 | 4943 | 4831 | 4748 | 4646 | 4575 | 4586 | 4527 | 4478 | 4396 | 4303 | 4191 | 4080 | 3964 | 3924
|  | Five Year Forecast | 2022-01-01: 5313; 2023-01-01: 5077; 2024-01-01: 5246; 2025-01-01: 5305; 2026-01-01: 5275; 2027-01-01: 5130
2022 refers to the 1-in-20 peak demand forecast published in the Gas Winter Outlook Report 2022/23
Data is in gas years rather than calendar years.
For example, 2022 refers to Gas Year 2022/23 which is 01/10/2022 - 30/09/2023
|  | Data Table | 2015-01-01: ED3
|  | Sector | 2015-01-01: Total GB Peak 1-in-20 Demand
|  | Fuel | 2015-01-01: gas
|  | Demand type | 2015-01-01: Peak 1-in-20
|  | Units | 2015-01-01: GWh

## ES.05-08
ES.05-08: Electricity output by technology (excluding non-networked wind and solar)
Return to: Main Menu
Return to: Chapter contents
Consumer Transformation
Figure ES.05: Electricity output by technology in Consumer Transformation |  | Total generation output by technology (TWh)
|  | Year | 2022-04-01 | 2023-01-01 | 2024-01-01 | 2025-01-01 | 2026-01-01 | 2027-01-01 | 2028-01-01 | 2029-01-01 | 2030-01-01 | 2031-01-01 | 2032-01-01 | 2033-01-01 | 2034-01-01 | 2035-01-01 | 2036-01-01 | 2037-01-01 | 2038-01-01 | 2039-01-01 | 2040-01-01 | 2041-01-01 | 2042-01-01 | 2043-01-01 | 2044-01-01 | 2045-01-01 | 2046-01-01 | 2047-01-01 | 2048-01-01 | 2049-01-01 | 2050-01-01
| Consumer Transformation | Interconnectors | -4.4478 | 11.0461 | 25.6672 | 24.3861 | 15.2041 | 1.9413 | -9.4465 | -21.2356 | -36.8268 | -50.9479 | -55.9572 | -53.1014 | -70.5946 | -83.6696 | -80.0446 | -89.6619 | -100.038 | -100.529 | -105.513 | -121.217 | -122.336 | -124.193 | -131.399 | -138.067 | -141.648 | -141.539 | -142.274 | -146.621 | -148.621
| Consumer Transformation | Biomass | 15.9324 | 8.4321 | 7.4583 | 5.9458 | 4.5973 | 3.979 | 0.32144 | 0.25817 | 0.19281 | 0.1746 | 0.15474 | 0.12608 | 0.093235 | 0.069885 | 0.059028 | 0.035093 | 0.033903 | 0.032223 | 0.031605 | 0.02315 | 0.021137 | 0.016427 | 0.00922 | 0.003605 | 0.002892 | 0.002899 | 0.002929 | 0.002918 | 0.002948
| Consumer Transformation | BECCS | 0 | 0 | 0 | 0 | 0 | 0 | 0 | 0 | 0 | 2.1395 | 4.4966 | 8.9932 | 16.0313 | 18.1819 | 22.6232 | 24.0599 | 26.0241 | 26.0241 | 26.0241 | 26.0241 | 26.0241 | 26.0241 | 26.0241 | 26.0241 | 26.0241 | 26.0241 | 26.0241 | 34.4087 | 37.2895
| Consumer Transformation | Fossil Fuel | 97.0382 | 70.5921 | 50.1747 | 38.7121 | 51.6472 | 41.485 | 35.3443 | 30.9462 | 29.5108 | 27.3265 | 18.1586 | 16.815 | 11.4244 | 9.4071 | 8.7573 | 4.41 | 3.3653 | 3.2343 | 2.9994 | 1.5083 | 1.2163 | 1.2715 | 0.99174 | 0.75999 | 0.027215 | 0.011798 | 0.01057 | 0.00938 | 0
| Consumer Transformation | Gas CCUS | 0 | 0 | 0 | 0 | 0 | 0 | 4.8825 | 4.4808 | 7.577 | 7.7317 | 17.1104 | 17.3128 | 14.1235 | 14.2814 | 14.8014 | 19.6553 | 19.4332 | 18.6111 | 17.2336 | 12.2292 | 11.2569 | 10.876 | 8.3206 | 7.3573 | 6.8594 | 6.957 | 7.2259 | 6.7168 | 6.5614
| Consumer Transformation | Nuclear | 40.7767 | 40.7716 | 40.6514 | 32.5251 | 16.8445 | 21.4243 | 33.6461 | 33.277 | 32.8803 | 33.0543 | 32.9744 | 33.0388 | 34.65 | 34.6279 | 39.1671 | 45.4498 | 57.572 | 61.9979 | 63.8473 | 81.1675 | 83.3247 | 83.5487 | 87.5273 | 91.5156 | 91.9307 | 93.1876 | 94.0147 | 94.3905 | 94.7742
| Consumer Transformation | Hydrogen | 0 | 0 | 0 | 0 | 0 | 0 | 0 | 0.000894 | 0.45055 | 0.75319 | 1.6406 | 2.4438 | 3.4779 | 3.8185 | 4.9705 | 5.896 | 5.8372 | 6.3774 | 7.448 | 9.8044 | 10.5012 | 11.5165 | 13.5557 | 14.368 | 15.3673 | 15.3907 | 15.9347 | 16.2364 | 16.5387
| Consumer Transformation | Offshore Wind | 54.1714 | 58.2207 | 62.9831 | 82.7232 | 97.0138 | 119.0995 | 125.2419 | 150.3557 | 177.8111 | 201.1955 | 227.5163 | 241.2093 | 284.3722 | 317.6968 | 323.1348 | 347.9709 | 362.2721 | 373.2015 | 393.3743 | 408.0225 | 423.3837 | 436.1871 | 453.2149 | 463.9224 | 474.7635 | 478.426 | 483.4733 | 485.364 | 487.8882
| Consumer Transformation | Onshore Wind | 46.5722 | 47.0987 | 49.2473 | 58.5276 | 64.2761 | 70.7422 | 78.3141 | 82.8029 | 86.8783 | 93.0914 | 90.6476 | 93.1651 | 91.3751 | 98.6264 | 104.582 | 106.2441 | 109.6252 | 114.0921 | 117.3823 | 116.9891 | 120.4951 | 123.4414 | 125.3711 | 128.3576 | 131.0232 | 134.2609 | 137.1515 | 138.5021 | 139.4198
| Consumer Transformation | Solar | 12.965 | 13.8153 | 15.1719 | 17.2519 | 19.0402 | 21.0383 | 23.0835 | 25.3819 | 27.7155 | 30.6972 | 33.5603 | 36.2526 | 40.0718 | 38.4028 | 41.128 | 42.211 | 44.0123 | 45.8337 | 47.6981 | 49.1199 | 51.4291 | 53.5949 | 55.3126 | 57.2498 | 59.9553 | 62.3823 | 64.8209 | 66.8176 | 68.8846
| Consumer Transformation | Other Renewables | 26.6025 | 26.7403 | 26.8732 | 26.2224 | 26.6306 | 26.0966 | 26.5843 | 26.1703 | 24.9874 | 25.1325 | 24.1673 | 23.9911 | 22.339 | 22.0839 | 22.0471 | 21.307 | 20.979 | 20.8608 | 20.2775 | 35.2831 | 35.0569 | 34.9738 | 34.8394 | 34.6124 | 34.7583 | 34.575 | 34.6257 | 34.5849 | 34.6382
|  | Interconnectors (net negative) | 4.4478 | 0 | 0 | 0 | 0 | 0 | 9.4465 | 21.2356 | 36.8268 | 50.9479 | 55.9572 | 53.1014 | 70.5946 | 83.6696 | 80.0446 | 89.6619 | 100.038 | 100.529 | 105.513 | 121.217 | 122.336 | 124.193 | 131.399 | 138.067 | 141.648 | 141.539 | 142.274 | 146.621 | 148.621
Consumer Transformation
|  | Wind and solar | 113.7086 | 119.1347 | 127.4024 | 158.5027 | 180.3302 | 210.88 | 226.6396 | 258.5405 | 292.4049 | 324.9841 | 351.7242 | 370.6269 | 415.819 | 454.726 | 468.8448 | 496.426 | 515.9096 | 533.1273 | 558.4547 | 574.1316 | 595.3079 | 613.2234 | 633.8986 | 649.5297 | 665.742 | 675.0692 | 685.4458 | 690.6837 | 696.1926
|  | Total (domestic generation) | 294.0584 | 265.6707 | 252.56 | 261.9081 | 280.0498 | 303.8649 | 327.4182 | 353.6739 | 388.0037 | 421.2966 | 450.4268 | 473.3477 | 517.9584 | 557.1965 | 581.2704 | 617.2393 | 649.1543 | 670.2651 | 696.3161 | 740.1714 | 762.709 | 781.4503 | 805.1666 | 824.1707 | 840.7118 | 851.2182 | 863.2844 | 877.0334 | 885.9975
|  | Wind and solar % of domestic generation | 38.67% | 44.84% | 50.44% | 60.52% | 64.39% | 69.4% | 69.22% | 73.1% | 75.36% | 77.14% | 78.09% | 78.3% | 80.28% | 81.61% | 80.66% | 80.43% | 79.47% | 79.54% | 80.2% | 77.57% | 78.05% | 78.47% | 78.73% | 78.81% | 79.19% | 79.31% | 79.4% | 78.75% | 78.58%
|  | Renewables % of domestic generation | 53.13% | 58.08% | 64.04% | 72.8% | 75.54% | 79.3% | 77.44% | 80.57% | 81.85% | 83.65% | 84.48% | 85.29% | 87.71% | 88.85% | 88.35% | 87.78% | 86.72% | 86.54% | 86.86% | 85.85% | 86.06% | 86.28% | 86.29% | 86.17% | 86.42% | 86.43% | 86.43% | 86.62% | 86.7%
|  | Fossil fuel % of domestic generation | 33% | 26.57% | 19.87% | 14.78% | 18.44% | 13.65% | 10.79% | 8.75% | 7.606% | 6.486% | 4.031% | 3.552% | 2.206% | 1.688% | 1.507% | 0.7145% | 0.5184% | 0.4825% | 0.4308% | 0.2038% | 0.1595% | 0.1627% | 0.1232% | 0.09221% | 0.003237% | 0.001386% | 0.001224% | 0.00107% | 0%
Fossil fuel is made up of:
| Consumer Transformation | Gas | 90.2241 | 69.6792 | 49.23 | 38.7072 | 51.6472 | 41.485 | 35.3443 | 30.9462 | 29.5108 | 27.3265 | 18.1586 | 16.815 | 11.4244 | 9.4071 | 8.7573 | 4.41 | 3.3653 | 3.2343 | 2.9994 | 1.5083 | 1.2163 | 1.2715 | 0.99174 | 0.75999 | 0.027215 | 0.011798 | 0.01057 | 0.00938 | 0
| Consumer Transformation | Coal | 4.9066 | 0.15871 | 0.29164 | 0 | 0 | 0 | 0 | 0 | 0 | 0 | 0 | 0 | 0 | 0 | 0 | 0 | 0 | 0 | 0 | 0 | 0 | 0 | 0 | 0 | 0 | 0 | 0 | 0 | 0
| Consumer Transformation | Other thermal | 1.9075 | 0.75417 | 0.65299 | 0.004889 | 0 | 0 | 0 | 0 | 0 | 0 | 0 | 0 | 0 | 0 | 0 | 0 | 0 | 0 | 0 | 0 | 0 | 0 | 0 | 0 | 0 | 0 | 0 | 0 | 0
Other renewables is made up of:
| Consumer Transformation | Waste | 11.7822 | 9.9215 | 9.8561 | 9.1171 | 9.0669 | 8.064 | 8.0278 | 7.2795 | 6.2283 | 6.2044 | 5.6076 | 5.3747 | 4.2266 | 3.9748 | 3.9354 | 3.4195 | 3.1565 | 3.0592 | 2.7441 | 0.8589 | 0.70981 | 0.61891 | 0.50093 | 0.38231 | 0.37752 | 0.20992 | 0.21599 | 0.16513 | 0.17583
| Consumer Transformation | Hydro | 3.8904 | 3.8915 | 3.8919 | 3.8902 | 3.8919 | 3.8917 | 3.8932 | 3.8925 | 3.894 | 3.8953 | 3.8955 | 3.8958 | 3.8972 | 3.898 | 3.8983 | 3.8996 | 3.8996 | 3.9001 | 3.9013 | 3.9013 | 3.9017 | 3.9029 | 3.9028 | 3.9033 | 3.9036 | 3.9048 | 3.9045 | 3.9047 | 3.9052
| Consumer Transformation | Marine | 0.10919 | 0.15257 | 0.18813 | 0.18849 | 0.32538 | 0.74141 | 0.86586 | 1.0614 | 1.1325 | 1.2926 | 1.3281 | 1.4526 | 1.5237 | 1.5592 | 1.5948 | 1.7193 | 1.7548 | 1.7904 | 1.8259 | 19.6404 | 19.676 | 19.7116 | 19.7923 | 19.7926 | 19.9106 | 19.913 | 19.915 | 19.9158 | 19.9167
| Consumer Transformation | Other renewables | 10.8207 | 12.7747 | 12.9371 | 13.0266 | 13.3464 | 13.3995 | 13.7975 | 13.9369 | 13.7325 | 13.7403 | 13.3361 | 13.2681 | 12.6915 | 12.6519 | 12.6185 | 12.2687 | 12.1681 | 12.1111 | 11.8061 | 10.8825 | 10.7694 | 10.7404 | 10.6434 | 10.5341 | 10.5665 | 10.5473 | 10.5902 | 10.5993 | 10.6404
System Transformation
System Transformation
System Transformation
System Transformation
System Transformation
System Transformation
System Transformation | System Transformation | Total generation output by technology (TWh)
Figure ES.06: Electricity output by technology in System Transformation | System Transformation | Year | 2022-04-01 | 2023-01-01 | 2024-01-01 | 2025-01-01 | 2026-01-01 | 2027-01-01 | 2028-01-01 | 2029-01-01 | 2030-01-01 | 2031-01-01 | 2032-01-01 | 2033-01-01 | 2034-01-01 | 2035-01-01 | 2036-01-01 | 2037-01-01 | 2038-01-01 | 2039-01-01 | 2040-01-01 | 2041-01-01 | 2042-01-01 | 2043-01-01 | 2044-01-01 | 2045-01-01 | 2046-01-01 | 2047-01-01 | 2048-01-01 | 2049-01-01 | 2050-01-01
| System Transformation | Interconnectors | -4.4478 | 5.7619 | 24.4179 | 38.049 | 19.4412 | 22.3325 | 3.6744 | -4.3631 | -30.8564 | -35.8431 | -45.0861 | -55.4402 | -61.1395 | -79.6359 | -83.5211 | -85.3707 | -90.1835 | -96.5062 | -101.2716 | -99.5623 | -106.2664 | -105.1677 | -104.954 | -108.601 | -108.205 | -108.3862 | -111.4139 | -107.6589 | -110.7266
| System Transformation | Biomass | 15.9324 | 8.9546 | 8.207 | 6.69 | 4.8844 | 4.4865 | 0.34999 | 0.35472 | 0.21014 | 0.18862 | 0.13645 | 0.12645 | 0.10324 | 0.064973 | 0.04537 | 0.041846 | 0.023031 | 0.019375 | 0.018634 | 0.010975 | 0.008631 | 0.0079913 | 0.0080028 | 0.0078727 | 0.0061598 | 0.0061636 | 0.0061636 | 0.0060213 | 0.0043145
| System Transformation | BECCS | 0 | 0 | 0 | 0 | 0 | 0 | 0 | 0 | 0 | 0 | 2.1505 | 4.4966 | 8.9932 | 8.9932 | 9.4326 | 9.4326 | 14.2172 | 15.3779 | 15.3779 | 22.4753 | 22.4753 | 24.2497 | 24.2497 | 24.2497 | 24.2497 | 24.2497 | 24.2497 | 24.2497 | 32.0627
|  | Fossil Fuel | 97.0377 | 84.8953 | 65.3337 | 44.1371 | 48.6592 | 49.0291 | 39.4754 | 35.9638 | 27.6267 | 25.3215 | 15.3545 | 14.5105 | 12.9779 | 6.8605 | 5.2477 | 3.9141 | 2.7568 | 2.0141 | 1.7255 | 1.5992 | 0.77504 | 0.032721 | 0.017197 | 0.014436 | 0.012212 | 0.010712 | 0.0092475 | 0.0078242 | 0
|  | Gas CCUS | 0 | 0 | 0 | 0 | 0 | 0 | 0 | 5.2782 | 7.7927 | 6.9891 | 14.8674 | 14.436 | 14.3777 | 13.6975 | 15.271 | 17.3381 | 16.5539 | 16.203 | 14.3702 | 12.2463 | 8.371 | 8.0355 | 8.4593 | 7.9828 | 6.8983 | 7.1493 | 6.4514 | 5.6463 | 5.358
| System Transformation | Nuclear | 40.7767 | 40.7997 | 40.7504 | 40.7008 | 32.5993 | 21.769 | 34.0192 | 34.0134 | 33.255 | 32.9742 | 32.8855 | 32.7681 | 32.7907 | 36.751 | 40.5391 | 43.1263 | 48.6144 | 63.3149 | 73.9074 | 66.7456 | 78.3681 | 78.3568 | 79.0897 | 79.7422 | 81.0814 | 81.1157 | 81.2607 | 86.1568 | 86.6537
|  | Hydrogen | 0 | 0 | 0 | 0 | 0 | 0 | 0 | 0.013511 | 2.5212 | 1.9408 | 1.9804 | 2.2021 | 2.937 | 5.7958 | 8.3912 | 7.4042 | 7.905 | 8.7462 | 8.3182 | 9.1274 | 11.5765 | 11.8082 | 12.0846 | 12.6949 | 13.1451 | 12.8345 | 12.663 | 12.6984 | 12.8214
|  | Offshore Wind | 54.1714 | 58.2207 | 58.2207 | 62.9831 | 87.357 | 96.3338 | 118.7646 | 125.1446 | 164.9176 | 179.2599 | 200.4789 | 219.6842 | 232.7303 | 276.9492 | 290.7235 | 310.8296 | 331.0407 | 347.0852 | 357.465 | 374.918 | 387.7635 | 401.9405 | 413.7254 | 425.8543 | 438.9216 | 448.2268 | 454.1327 | 457.4104 | 457.8423
|  | Onshore Wind | 46.5722 | 46.885 | 48.0088 | 55.1449 | 61.0958 | 66.1451 | 70.0304 | 75.5162 | 77.4693 | 81.9325 | 80.4503 | 81.9555 | 84.4265 | 84.8256 | 86.2118 | 88.1415 | 86.1901 | 86.2777 | 86.7252 | 91.2766 | 90.8863 | 94.0581 | 97.1521 | 99.8436 | 101.7559 | 103.8087 | 105.3776 | 107.3241 | 108.2983
|  | Solar | 12.965 | 13.4143 | 14.4575 | 15.5341 | 16.6208 | 17.8521 | 19.4793 | 20.9996 | 22.6444 | 24.5305 | 26.8328 | 28.7065 | 30.9688 | 29.3271 | 30.5898 | 31.9294 | 32.3819 | 33.4439 | 35.0476 | 37.6163 | 39.0486 | 41.0984 | 42.8546 | 44.4539 | 45.8764 | 47.2844 | 48.6405 | 50.0669 | 51.2893
|  | Other Renewables | 26.6025 | 26.8208 | 26.912 | 26.9834 | 25.7945 | 26.1888 | 25.5424 | 26.3719 | 23.1758 | 22.1864 | 20.6459 | 19.8521 | 19.352 | 17.5785 | 16.5589 | 15.6201 | 14.8719 | 13.9557 | 13.605 | 13.4199 | 22.4227 | 22.3722 | 23.3992 | 32.2785 | 32.2384 | 32.2777 | 41.1372 | 41.2187 | 41.2459
|  | Interconnectors (net negative) | 4.4478 | 0 | 0 | 0 | 0 | 0 | 0 | 4.3631 | 30.8564 | 35.8431 | 45.0861 | 55.4402 | 61.1395 | 79.6359 | 83.5211 | 85.3707 | 90.1835 | 96.5062 | 101.2716 | 99.5623 | 106.2664 | 105.1677 | 104.954 | 108.601 | 108.205 | 108.3862 | 111.4139 | 107.6589 | 110.7266
| System Transformation |  | TRUE | TRUE | TRUE | TRUE | TRUE | TRUE | TRUE | TRUE | TRUE | TRUE | TRUE | TRUE | TRUE | TRUE | TRUE | TRUE | TRUE | TRUE | TRUE | TRUE | TRUE | TRUE | TRUE | TRUE | TRUE | TRUE | TRUE | TRUE | TRUE
| System Transformation | Wind and solar | 113.7086 | 118.5201 | 120.687 | 133.6621 | 165.0736 | 180.331 | 208.2743 | 221.6603 | 265.0313 | 285.7229 | 307.762 | 330.3463 | 348.1257 | 391.1019 | 407.5251 | 430.9006 | 449.6127 | 466.8068 | 479.2379 | 503.811 | 517.6984 | 537.097 | 553.732 | 570.1518 | 586.5539 | 599.3199 | 608.1508 | 614.8013 | 617.4299
| System Transformation | Total (domestic generation) | 294.0578 | 279.9905 | 261.8902 | 252.1734 | 277.011 | 281.8044 | 307.6612 | 323.6558 | 359.6128 | 375.3236 | 395.7826 | 418.7381 | 439.6575 | 480.8433 | 503.0109 | 527.7778 | 554.5549 | 586.438 | 606.5607 | 629.4356 | 661.6956 | 681.96 | 701.0397 | 727.1222 | 744.1852 | 756.9636 | 773.9282 | 784.7851 | 795.5758
|  | Wind and solar % of domestic generation | 38.67% | 42.33% | 46.08% | 53% | 59.59% | 63.99% | 67.7% | 68.49% | 73.7% | 76.13% | 77.76% | 78.89% | 79.18% | 81.34% | 81.02% | 81.64% | 81.08% | 79.6% | 79.01% | 80.04% | 78.24% | 78.76% | 78.99% | 78.41% | 78.82% | 79.17% | 78.58% | 78.34% | 77.61%
|  | Renewables % of domestic generation | 53.13% | 55.11% | 59.49% | 66.36% | 70.67% | 74.88% | 76.11% | 76.74% | 80.2% | 82.09% | 83.55% | 84.74% | 85.65% | 86.88% | 86.19% | 86.4% | 86.33% | 84.61% | 83.79% | 85.75% | 85.02% | 85.6% | 85.79% | 86.19% | 86.41% | 86.64% | 87.03% | 86.68% | 86.82%
| System Transformation | Fossil fuel % of domestic generation | 33% | 30.32% | 24.95% | 17.5% | 17.57% | 17.4% | 12.83% | 11.11% | 7.682% | 6.747% | 3.88% | 3.465% | 2.952% | 1.427% | 1.043% | 0.7416% | 0.4971% | 0.3435% | 0.2845% | 0.2541% | 0.1171% | 0.004798% | 0.002453% | 0.001985% | 0.001641% | 0.001415% | 0.001195% | 0.000997% | 0%
System Transformation
| System Transformation | Fossil fuel is made up of:
| System Transformation | Gas | 90.2233 | 83.702 | 64.1814 | 44.1296 | 48.6592 | 49.0291 | 39.4754 | 35.9624 | 27.6267 | 25.3215 | 15.3545 | 14.5105 | 12.9779 | 6.8605 | 5.2477 | 3.9141 | 2.7568 | 2.0141 | 1.7255 | 1.5992 | 0.77504 | 0.032721 | 0.017197 | 0.014436 | 0.012212 | 0.010712 | 0.0092475 | 0.0078242 | 0
|  | Coal | 4.9066 | 0.2589 | 0.43041 | 0 | 0 | 0 | 0 | 0 | 0 | 0 | 0 | 0 | 0 | 0 | 0 | 0 | 0 | 0 | 0 | 0 | 0 | 0 | 0 | 0 | 0 | 0 | 0 | 0 | 0
|  | Other thermal | 1.9077 | 0.93436 | 0.72192 | 0.0074202 | 0 | 0 | 0 | 0.0014413 | 0 | 0 | 0 | 0 | 0 | 0 | 0 | 0 | 0 | 0 | 0 | 0 | 0 | 0 | 0 | 0 | 0 | 0 | 0 | 0 | 0
Other renewables is made up of:
|  | Waste | 11.7822 | 10.2779 | 10.2355 | 10.2713 | 9.3048 | 9.4618 | 8.7574 | 9.2493 | 6.9401 | 6.1434 | 5.1655 | 4.6805 | 4.4317 | 3.1536 | 2.4744 | 1.928 | 1.459 | 0.76514 | 0.56835 | 0.48679 | 0.18905 | 0.18467 | 0.18273 | 0.17924 | 0.14864 | 0.17405 | 0.15677 | 0.14108 | 0.14053
|  | Hydro | 3.8904 | 3.891 | 3.8911 | 3.8898 | 3.8891 | 3.8901 | 3.8901 | 3.8902 | 3.8897 | 3.89 | 3.8899 | 3.8903 | 3.8904 | 3.891 | 3.8915 | 3.891 | 3.8923 | 3.892 | 3.8921 | 3.8922 | 3.8916 | 3.8918 | 3.8926 | 3.8929 | 3.8931 | 3.8927 | 3.893 | 3.8934 | 3.8934
|  | Marine | 0.10919 | 0.13195 | 0.13195 | 0.12235 | 0.14013 | 0.21124 | 0.37481 | 0.42815 | 0.42815 | 0.75883 | 0.84417 | 0.89751 | 0.89751 | 0.89751 | 0.89751 | 0.98641 | 0.98641 | 0.98641 | 0.98641 | 0.98641 | 10.4093 | 10.4093 | 11.4511 | 20.3406 | 20.3406 | 20.3406 | 29.2301 | 29.3172 | 29.3173
|  | Other renewables | 10.8207 | 12.5199 | 12.6535 | 12.7 | 12.4605 | 12.6256 | 12.5202 | 12.8042 | 11.9179 | 11.3942 | 10.7463 | 10.3838 | 10.1324 | 9.6364 | 9.2955 | 8.8147 | 8.5342 | 8.3122 | 8.1581 | 8.0545 | 7.9328 | 7.8865 | 7.8728 | 7.8658 | 7.8561 | 7.8704 | 7.8574 | 7.867 | 7.8947
Leading the Way
Leading the Way
Leading the Way
Leading the Way
Leading the Way
Leading the Way
Leading the Way | Leading the Way | Total generation output by technology (TWh)
Figure ES.07: Electricity generation output by technology in Leading the Way | Leading the Way | Year | 2022-04-01 | 2023-01-01 | 2024-01-01 | 2025-01-01 | 2026-01-01 | 2027-01-01 | 2028-01-01 | 2029-01-01 | 2030-01-01 | 2031-01-01 | 2032-01-01 | 2033-01-01 | 2034-01-01 | 2035-01-01 | 2036-01-01 | 2037-01-01 | 2038-01-01 | 2039-01-01 | 2040-01-01 | 2041-01-01 | 2042-01-01 | 2043-01-01 | 2044-01-01 | 2045-01-01 | 2046-01-01 | 2047-01-01 | 2048-01-01 | 2049-01-01 | 2050-01-01
| Leading the Way | Interconnectors | -4.4478 | 3.7679 | 2.9583 | -0.27742 | -24.9891 | -23.3729 | -35.3408 | -45.9189 | -63.5686 | -71.4263 | -76.1396 | -114.764 | -123.512 | -119.296 | -130.556 | -133.965 | -140.903 | -143.23 | -143.565 | -136.28 | -131.538 | -127.969 | -123.312 | -121.053 | -117.011 | -113.282 | -111.625 | -105.479 | -104.252
| Leading the Way | Biomass | 15.9324 | 8.5015 | 7.1765 | 5.5972 | 4.8798 | 4.5256 | 13.2132 | 12.0223 | 10.8696 | 9.1382 | 7.456 | 5.0677 | 3.1912 | 3.1104 | 2.1253 | 2.1875 | 2.0955 | 1.9579 | 1.7947 | 0.74526 | 0.58899 | 0.53577 | 0.52842 | 0.47014 | 0.48112 | 0.52621 | 0.58215 | 0.59224 | 0.6507
| Leading the Way | BECCS | 0 | 0 | 0 | 0 | 0 | 0 | 0 | 0 | 3.652 | 3.652 | 7.3041 | 7.3041 | 10.9561 | 10.9561 | 18.2602 | 14.6082 | 14.6082 | 14.6082 | 14.6082 | 14.6082 | 14.6082 | 14.6082 | 14.6082 | 14.6082 | 14.6082 | 14.6082 | 14.6082 | 14.6082 | 14.6082
|  | Fossil Fuel | 97.0382 | 65.3946 | 37.4851 | 27.2223 | 25.6807 | 23.5194 | 20.4331 | 16.9242 | 17.8935 | 8.9855 | 7.7001 | 4.6829 | 3.0941 | 2.1269 | 0 | 0 | 0 | 0 | 0 | 0 | 0 | 0 | 0 | 0 | 0 | 0 | 0 | 0 | 0
|  | Gas CCUS | 0 | 0 | 0 | 0 | 0 | 0 | 4.3432 | 4.0447 | 4.3684 | 13.9285 | 13.5789 | 11.0923 | 9.4177 | 9.9679 | 8.7881 | 8.9526 | 8.4355 | 8.0943 | 8.1939 | 7.9402 | 7.8538 | 8.5989 | 8.9563 | 9.0844 | 9.7754 | 9.9833 | 10.6024 | 10.2095 | 10.8032
| Leading the Way | Nuclear | 40.7767 | 40.7516 | 40.3889 | 40.1647 | 51.5494 | 48.9135 | 33.3757 | 33.2312 | 33.4527 | 33.2921 | 33.3492 | 32.8606 | 34.9071 | 37.4671 | 39.376 | 51.7171 | 65.8893 | 65.8781 | 66.391 | 67.788 | 68.9472 | 69.6221 | 70.3286 | 70.9404 | 71.7934 | 72.2276 | 72.3552 | 72.4565 | 72.5241
|  | Hydrogen | 0 | 0 | 0 | 0 | 0 | 0 | 0.034431 | 0.12298 | 1.3164 | 1.466 | 1.5915 | 2.5871 | 3.1786 | 3.2034 | 6.4449 | 5.9303 | 5.8565 | 6.4398 | 6.6477 | 6.7246 | 6.7162 | 6.6489 | 6.7735 | 6.7814 | 6.4173 | 6.0342 | 5.4873 | 5.6396 | 5.2041
|  | Offshore Wind | 54.1714 | 62.9831 | 82.4447 | 96.6536 | 117.2923 | 123.7393 | 146.3929 | 177.6514 | 205.6033 | 232.7859 | 253.1695 | 322.4717 | 349.7556 | 358.468 | 381.3201 | 386.7977 | 392.2226 | 402.719 | 410.5049 | 417.173 | 421.5781 | 425.8703 | 427.305 | 428.3046 | 429.0104 | 429.4708 | 429.7929 | 430.0476 | 430.1967
|  | Onshore Wind | 46.5722 | 49.7801 | 57.1497 | 64.6132 | 74.5887 | 82.9384 | 89.9791 | 93.0924 | 97.3788 | 99.5876 | 100.255 | 100.7268 | 102.8455 | 107.6333 | 107.9709 | 111.5454 | 113.3447 | 115.4452 | 118.9168 | 123.9446 | 128.1605 | 132.6175 | 135.5889 | 138.3108 | 139.8951 | 140.6667 | 141.3781 | 142.0323 | 142.4579
|  | Solar | 12.965 | 15.8348 | 18.2007 | 21.2825 | 23.7596 | 26.7012 | 29.801 | 33.3295 | 37.7027 | 41.1388 | 45.2885 | 48.1046 | 51.1672 | 50.4631 | 51.7123 | 54.3842 | 56.0289 | 58.346 | 61.6745 | 65.3588 | 68.7193 | 72.1964 | 74.3113 | 75.8648 | 77.3881 | 78.8427 | 80.2809 | 81.7133 | 83.1148
|  | Other Renewables | 26.6025 | 26.8975 | 26.0792 | 24.9636 | 23.0449 | 23.6534 | 24.0254 | 23.8389 | 24.741 | 22.7406 | 22.0293 | 19.9878 | 19.5382 | 19.7594 | 19.5342 | 19.3109 | 19.4594 | 20.6414 | 20.729 | 20.3054 | 20.1894 | 19.933 | 19.8325 | 19.8859 | 19.872 | 19.8354 | 19.827 | 19.7382 | 19.8108
|  | Interconnectors (net negative) | 4.4478 | 0 | 0 | 0.27742 | 24.9891 | 23.3729 | 35.3408 | 45.9189 | 63.5686 | 71.4263 | 76.1396 | 114.764 | 123.512 | 119.296 | 130.556 | 133.965 | 140.903 | 143.23 | 143.565 | 136.28 | 131.538 | 127.969 | 123.312 | 121.053 | 117.011 | 113.282 | 111.625 | 105.479 | 104.252
| Leading the Way |  | TRUE | TRUE | TRUE | TRUE | TRUE | TRUE | TRUE | TRUE | TRUE | TRUE | TRUE | TRUE | TRUE | TRUE | TRUE | TRUE | TRUE | TRUE | TRUE | TRUE | TRUE | TRUE | TRUE | TRUE | TRUE | TRUE | TRUE | TRUE | TRUE
| Leading the Way | Wind and solar | 113.7086 | 128.598 | 157.795 | 182.5493 | 215.6407 | 233.3789 | 266.173 | 304.0733 | 340.6848 | 373.5123 | 398.713 | 471.3031 | 503.7684 | 516.5644 | 541.0032 | 552.7273 | 561.5961 | 576.5102 | 591.0962 | 606.4763 | 618.4579 | 630.6842 | 637.2053 | 642.4801 | 646.2937 | 648.9801 | 651.452 | 653.7932 | 655.7693
| Leading the Way | Total (domestic generation) | 294.0584 | 270.1432 | 268.9247 | 280.4971 | 320.7955 | 333.9908 | 361.5981 | 394.2576 | 436.9784 | 466.7153 | 491.7221 | 554.8855 | 588.0513 | 603.1556 | 635.532 | 655.434 | 677.9405 | 694.1299 | 709.4606 | 724.588 | 737.3616 | 750.6309 | 758.2327 | 764.2505 | 769.2411 | 772.1951 | 774.9143 | 777.0374 | 779.3703
|  | Wind and solar % of domestic generation | 38.67% | 47.6% | 58.68% | 65.08% | 67.22% | 69.88% | 73.61% | 77.13% | 77.96% | 80.03% | 81.09% | 84.94% | 85.67% | 85.64% | 85.13% | 84.33% | 82.84% | 83.06% | 83.32% | 83.7% | 83.87% | 84.02% | 84.04% | 84.07% | 84.02% | 84.04% | 84.07% | 84.14% | 84.14%
|  | Renewables % of domestic generation | 53.13% | 60.71% | 71.04% | 75.98% | 75.93% | 78.31% | 83.91% | 86.22% | 86.95% | 87.64% | 88.57% | 90.77% | 91.4% | 91.25% | 91.41% | 89.84% | 88.17% | 88.42% | 88.55% | 88.62% | 88.67% | 88.69% | 88.65% | 88.64% | 88.56% | 88.57% | 88.59% | 88.64% | 88.64%
| Leading the Way | Fossil fuel % of domestic generation | 33% | 24.21% | 13.94% | 9.705% | 8.005% | 7.042% | 5.651% | 4.293% | 4.095% | 1.925% | 1.566% | 0.8439% | 0.5262% | 0.3526% | 0% | 0% | 0% | 0% | 0% | 0% | 0% | 0% | 0% | 0% | 0% | 0% | 0% | 0% | 0%
Leading the Way
| Leading the Way | Fossil fuel is made up of:
| Leading the Way | Gas | 90.2241 | 64.9666 | 37.3729 | 27.2223 | 25.6807 | 23.5194 | 20.4331 | 16.9242 | 17.8935 | 8.9855 | 7.7001 | 4.6829 | 3.0941 | 2.1269 | 0 | 0 | 0 | 0 | 0 | 0 | 0 | 0 | 0 | 0 | 0 | 0 | 0 | 0 | 0
|  | Coal | 4.9066 | 0.045439 | 0 | 0 | 0 | 0 | 0 | 0 | 0 | 0 | 0 | 0 | 0 | 0 | 0 | 0 | 0 | 0 | 0 | 0 | 0 | 0 | 0 | 0 | 0 | 0 | 0 | 0 | 0
|  | Other thermal | 1.9075 | 0.3826 | 0.11216 | 0 | 0 | 0 | 0 | 0 | 0 | 0 | 0 | 0 | 0 | 0 | 0 | 0 | 0 | 0 | 0 | 0 | 0 | 0 | 0 | 0 | 0 | 0 | 0 | 0 | 0
Other renewables is made up of:
|  | Waste | 11.7822 | 10.0615 | 9.4652 | 8.3383 | 6.6178 | 6.5686 | 6.4156 | 5.9375 | 6.3137 | 4.872 | 4.3819 | 2.7346 | 2.1421 | 2.2019 | 1.829 | 1.711 | 1.3922 | 1.3452 | 1.3832 | 1.0163 | 0.91968 | 0.6173 | 0.53886 | 0.54863 | 0.49921 | 0.43456 | 0.36322 | 0.27624 | 0.26615
|  | Hydro | 3.8904 | 3.8915 | 3.8915 | 3.8911 | 3.8911 | 3.8919 | 3.8922 | 3.8927 | 3.8941 | 3.8943 | 3.8957 | 3.8966 | 3.8971 | 3.8973 | 3.8986 | 3.8993 | 3.9007 | 3.9009 | 3.9009 | 3.9021 | 3.9031 | 3.9037 | 3.9042 | 3.9044 | 3.9055 | 3.9049 | 3.9057 | 3.9073 | 3.9073
|  | Marine | 0.10919 | 0.15257 | 0.13515 | 0.22404 | 0.40173 | 0.59393 | 0.77531 | 0.86325 | 0.93984 | 1.009 | 1.0475 | 1.168 | 1.4512 | 1.4891 | 1.8432 | 1.8807 | 2.4177 | 3.668 | 3.7059 | 3.7448 | 3.782 | 3.8191 | 3.8196 | 3.82 | 3.8202 | 3.8204 | 3.8205 | 3.8205 | 3.8206
|  | Other renewables | 10.8207 | 12.7919 | 12.5873 | 12.5102 | 12.1343 | 12.5989 | 12.9422 | 13.1454 | 13.5933 | 12.9653 | 12.7042 | 12.1886 | 12.0479 | 12.171 | 11.9633 | 11.8199 | 11.7488 | 11.7273 | 11.7389 | 11.6422 | 11.5846 | 11.5929 | 11.5698 | 11.6128 | 11.6471 | 11.6756 | 11.7376 | 11.7341 | 11.8168
Falling Short |  | Total generation output by technology (TWh)
Figure ES.08: Electricity generation output by technology in Falling Short |  | Year | 2022-04-01 | 2023-01-01 | 2024-01-01 | 2025-01-01 | 2026-01-01 | 2027-01-01 | 2028-01-01 | 2029-01-01 | 2030-01-01 | 2031-01-01 | 2032-01-01 | 2033-01-01 | 2034-01-01 | 2035-01-01 | 2036-01-01 | 2037-01-01 | 2038-01-01 | 2039-01-01 | 2040-01-01 | 2041-01-01 | 2042-01-01 | 2043-01-01 | 2044-01-01 | 2045-01-01 | 2046-01-01 | 2047-01-01 | 2048-01-01 | 2049-01-01 | 2050-01-01
| Falling Short | Interconnectors | -4.4478 | 11.9709 | 34.0286 | 56.2478 | 52.1049 | 46.2039 | 34.4645 | 13.7273 | -1.6918 | -0.10464 | -6.9498 | -8.2029 | -16.1055 | -17.6428 | -37.9786 | -49.9468 | -53.7986 | -60.4435 | -56.8618 | -63.8836 | -67.6668 | -66.0079 | -68.4855 | -68.1162 | -66.2462 | -62.6797 | -65.1675 | -62.6048 | -60.7471
| Falling Short | Biomass | 15.9324 | 8.9781 | 8.3036 | 6.9926 | 5.6042 | 4.8543 | 0.50703 | 0.44331 | 0.37891 | 0.38514 | 0.34393 | 0.29802 | 0.26006 | 0.2744 | 0.22243 | 0.21211 | 0.23011 | 0.15676 | 0.16007 | 0.17368 | 0.16675 | 0.16182 | 0.1791 | 0.18681 | 0.18502 | 0.18839 | 0.18178 | 0.18796 | 0.18631
| Falling Short | BECCS | 0 | 0 | 0 | 0 | 0 | 0 | 0 | 0 | 0 | 0 | 0 | 1.6265 | 1.6265 | 3.253 | 3.253 | 4.8795 | 4.8795 | 6.506 | 6.506 | 6.506 | 8.2804 | 8.2804 | 8.2804 | 8.2804 | 8.2804 | 8.2804 | 10.0548 | 10.0548 | 13.6035
| Falling Short | Fossil Fuel | 97.0382 | 96.2817 | 81.4424 | 68.4525 | 88.0919 | 79.024 | 66.3279 | 54.6074 | 51.371 | 51.4733 | 46.0611 | 45.2907 | 43.4245 | 33.8838 | 27.9148 | 20.3883 | 17.4486 | 14.1246 | 12.9395 | 11.3878 | 10.5183 | 9.6874 | 8.7357 | 9.676 | 9.2822 | 9.331 | 8.4935 | 8.5308 | 8.5509
| Falling Short | Gas CCUS | 0 | 0 | 0 | 0 | 0 | 0 | 0 | 0 | 0 | 0 | 4.6072 | 4.6571 | 4.2738 | 12.3945 | 14.4629 | 23.0217 | 26.7828 | 28.7509 | 32.9446 | 30.9119 | 30.6988 | 36.615 | 40.9259 | 42.0365 | 44.6802 | 46.5318 | 44.2688 | 47.1069 | 48.7123
| Falling Short | Nuclear | 40.7767 | 36.8173 | 32.7348 | 24.6725 | 9.328 | 9.3111 | 21.8249 | 34.2137 | 33.9656 | 33.931 | 33.7169 | 33.7287 | 33.5199 | 33.5865 | 33.1621 | 35.0799 | 41.7132 | 57.6089 | 57.9904 | 63.4481 | 74.9351 | 75.2923 | 81.8644 | 84.3998 | 87.254 | 88.3486 | 87.531 | 88.6122 | 89.4356
| Falling Short | Hydrogen | 0 | 0 | 0 | 0 | 0 | 0 | 0 | 0 | 0 | 0 | 0 | 0 | 0 | 0 | 0 | 0 | 0 | 0 | 0 | 0 | 0 | 0 | 0 | 0 | 0.32553 | 0.85207 | 1.1304 | 1.636 | 1.8874
| Falling Short | Offshore Wind | 54.1714 | 58.2207 | 58.2207 | 60.262 | 62.9831 | 79.1938 | 90.6223 | 111.6302 | 134.7953 | 135.1119 | 146.2641 | 152.653 | 172.5841 | 182.9744 | 219.7527 | 243.5258 | 253.3407 | 259.3775 | 265.0586 | 287.344 | 294.2629 | 300.6241 | 305.1959 | 311.1769 | 314.2496 | 316.7396 | 321.327 | 323.3475 | 324.6512
| Falling Short | Onshore Wind | 46.5722 | 46.6409 | 47.1828 | 47.4854 | 48.2621 | 51.5228 | 60.2254 | 64.8692 | 68.3256 | 73.0458 | 77.7821 | 81.0627 | 81.7101 | 82.9594 | 84.3695 | 83.1162 | 83.9087 | 83.464 | 85.1592 | 83.8013 | 83.1843 | 83.7903 | 85.1921 | 86.3223 | 87.355 | 88.8422 | 88.4385 | 89.9955 | 91.0645
| Falling Short | Solar | 12.965 | 13.4056 | 13.6224 | 14.0711 | 14.4853 | 14.9855 | 15.5063 | 16.3266 | 17.1865 | 18.2809 | 19.9772 | 21.2471 | 22.8468 | 23.7755 | 24.2908 | 24.2646 | 24.7085 | 25.1549 | 26.5692 | 27.1584 | 28.0117 | 29.2119 | 30.4822 | 31.8674 | 33.1275 | 34.4783 | 35.499 | 36.6778 | 37.7464
| Falling Short | Other Renewables | 26.6025 | 28.3497 | 28.7714 | 30.228 | 30.7235 | 30.2452 | 29.7438 | 28.7019 | 27.4136 | 27.0745 | 25.8627 | 25.1395 | 23.5739 | 23.161 | 21.1054 | 18.531 | 17.2558 | 15.83 | 15.3218 | 14.4755 | 13.8509 | 13.3867 | 12.8965 | 13.1225 | 12.9855 | 12.9972 | 22.9613 | 22.9377 | 23.0158
|  | Interconnectors (net negative) | 4.4478 | 0 | 0 | 0 | 0 | 0 | 0 | 0 | 1.6918 | 0.10464 | 6.9498 | 8.2029 | 16.1055 | 17.6428 | 37.9786 | 49.9468 | 53.7986 | 60.4435 | 56.8618 | 63.8836 | 67.6668 | 66.0079 | 68.4855 | 68.1162 | 66.2462 | 62.6797 | 65.1675 | 62.6048 | 60.7471
| Falling Short |  | TRUE | TRUE | TRUE | TRUE | TRUE | TRUE | TRUE | TRUE | TRUE | TRUE | TRUE | TRUE | TRUE | TRUE | TRUE | TRUE | TRUE | TRUE | TRUE | TRUE | TRUE | TRUE | TRUE | TRUE | TRUE | TRUE | TRUE | TRUE | TRUE
|  | Wind and solar | 113.7086 | 118.2673 | 119.0259 | 121.8185 | 125.7305 | 145.7021 | 166.3539 | 192.8261 | 220.3074 | 226.4385 | 244.0235 | 254.9627 | 277.1409 | 289.7092 | 328.413 | 350.9066 | 361.9579 | 367.9964 | 376.787 | 398.3038 | 405.459 | 413.6262 | 420.8703 | 429.3666 | 434.7321 | 440.0601 | 445.2645 | 450.0208 | 453.4621
|  | Total (domestic generation) | 294.0584 | 288.694 | 270.2781 | 252.1641 | 259.4782 | 269.1366 | 284.7577 | 310.7924 | 333.4364 | 339.3025 | 354.6153 | 365.7032 | 383.8195 | 396.2625 | 428.5335 | 453.0192 | 470.268 | 490.9736 | 502.6494 | 525.2069 | 543.9092 | 557.0499 | 573.7522 | 587.0685 | 597.7248 | 606.5896 | 619.8861 | 629.0871 | 638.8539
|  | Wind and solar % of domestic generation | 38.67% | 40.97% | 44.04% | 48.31% | 48.46% | 54.14% | 58.42% | 62.04% | 66.07% | 66.74% | 68.81% | 69.72% | 72.21% | 73.11% | 76.64% | 77.46% | 76.97% | 74.95% | 74.96% | 75.84% | 74.55% | 74.25% | 73.35% | 73.14% | 72.73% | 72.55% | 71.83% | 71.54% | 70.98%
|  | Renewables % of domestic generation | 53.13% | 53.9% | 57.76% | 63.07% | 62.46% | 67.18% | 69.04% | 71.42% | 74.41% | 74.83% | 76.2% | 77.12% | 78.84% | 79.85% | 82.37% | 82.67% | 81.72% | 79.53% | 79.33% | 79.87% | 78.64% | 78.17% | 77.08% | 76.81% | 76.32% | 76.09% | 77.19% | 76.81% | 76.74%
|  | Fossil fuel % of domestic generation | 33% | 33.35% | 30.13% | 27.15% | 33.95% | 29.36% | 23.29% | 17.57% | 15.41% | 15.17% | 12.99% | 12.38% | 11.31% | 8.551% | 6.514% | 4.501% | 3.71% | 2.877% | 2.574% | 2.168% | 1.934% | 1.739% | 1.523% | 1.648% | 1.553% | 1.538% | 1.37% | 1.356% | 1.338%
Fossil fuel is made up of:
| Falling Short | Gas | 90.2241 | 94.3882 | 78.3056 | 68.3089 | 88.0407 | 79.018 | 66.322 | 54.6028 | 51.371 | 51.4733 | 46.0611 | 45.2907 | 43.4245 | 33.8838 | 27.9148 | 20.3883 | 17.4486 | 14.1246 | 12.9395 | 11.3878 | 10.5183 | 9.6874 | 8.7357 | 9.676 | 9.2822 | 9.331 | 8.4935 | 8.5308 | 8.5509
| Falling Short | Coal | 4.9066 | 0.70433 | 1.8646 | 0 | 0 | 0 | 0 | 0 | 0 | 0 | 0 | 0 | 0 | 0 | 0 | 0 | 0 | 0 | 0 | 0 | 0 | 0 | 0 | 0 | 0 | 0 | 0 | 0 | 0
| Falling Short | Other thermal | 1.9075 | 1.1892 | 1.2722 | 0.14361 | 0.051167 | 0.005952 | 0.005921 | 0.00457 | 0 | 0 | 0 | 0 | 0 | 0 | 0 | 0 | 0 | 0 | 0 | 0 | 0 | 0 | 0 | 0 | 0 | 0 | 0 | 0 | 0
Other renewables is made up of:
| Falling Short | Waste | 11.7822 | 12.31 | 12.5526 | 13.8927 | 14.3433 | 14.117 | 13.6508 | 12.9305 | 12.0282 | 11.9738 | 11.3842 | 11.09 | 9.9776 | 9.7654 | 8.195 | 6.4495 | 5.446 | 4.2934 | 3.9652 | 3.3222 | 2.8623 | 2.5454 | 2.1881 | 2.1706 | 2.0899 | 2.1352 | 2.0666 | 2.045 | 2.0746
| Falling Short | Hydro | 3.8904 | 3.891 | 3.891 | 3.8905 | 3.8908 | 3.8907 | 3.89 | 3.89 | 3.8901 | 3.8901 | 3.8908 | 3.8908 | 3.8907 | 3.8917 | 3.8912 | 3.8909 | 3.8916 | 3.8922 | 3.8918 | 3.8914 | 3.8915 | 3.893 | 3.892 | 3.8921 | 3.8932 | 3.8924 | 3.8926 | 3.8933 | 3.8929
| Falling Short | Marine | 0.10919 | 0.10919 | 0.10919 | 0.10919 | 0.10919 | 0.073989 | 0.18066 | 0.18066 | 0.234 | 0.234 | 0.26956 | 0.26956 | 0.37623 | 0.37623 | 0.58958 | 0.58958 | 0.58958 | 0.58958 | 0.58958 | 0.58958 | 0.58958 | 0.58958 | 0.58958 | 0.88662 | 0.88732 | 0.88798 | 10.9963 | 10.9971 | 11.0686
| Falling Short | Other renewables | 10.8207 | 12.0395 | 12.2187 | 12.3356 | 12.3802 | 12.1636 | 12.0224 | 11.7007 | 11.2613 | 10.9767 | 10.3181 | 9.8892 | 9.3294 | 9.1277 | 8.4296 | 7.601 | 7.3287 | 7.0548 | 6.8752 | 6.6724 | 6.5076 | 6.3587 | 6.2268 | 6.1732 | 6.115 | 6.0816 | 6.0058 | 6.0022 | 5.9797

## ES.09
ES.09: Installed capacity in GW
Return to: Main Menu
Return to: Chapter contents
ES.09: Installed capacity in GW
Installed capacity (GW)
|  |  | 2022-01-01 | 2023-01-01 | 2024-01-01 | 2025-01-01 | 2026-01-01 | 2027-01-01 | 2028-01-01 | 2029-01-01 | 2030-01-01 | 2031-01-01 | 2032-01-01 | 2033-01-01 | 2034-01-01 | 2035-01-01 | 2036-01-01 | 2037-01-01 | 2038-01-01 | 2039-01-01 | 2040-01-01 | 2041-01-01 | 2042-01-01 | 2043-01-01 | 2044-01-01 | 2045-01-01 | 2046-01-01 | 2047-01-01 | 2048-01-01 | 2049-01-01 | 2050-01-01
|  | Consumer Transformation | 111.73 | 116.0565 | 125.1981 | 135.4912 | 144.8384 | 155.4908 | 163.5099 | 173.4014 | 186.3539 | 199.4017 | 213.2558 | 222.0891 | 244.2836 | 258.6716 | 264.6452 | 275.1312 | 283.3764 | 290.8115 | 303.0571 | 317.5025 | 327.7312 | 336.7376 | 345.9319 | 351.617 | 356.9879 | 360.177 | 362.9484 | 365.6772 | 369.2575
|  | System Transformation | 111.73 | 114.7394 | 120.0307 | 126.3511 | 138.0697 | 143.4488 | 151.9904 | 157.0706 | 172.5803 | 179.7117 | 190.5583 | 201.3694 | 209.8771 | 228.0504 | 238.0669 | 246.1917 | 256.6652 | 265.0748 | 272.5984 | 278.8219 | 290.1074 | 296.4286 | 303.1096 | 311.7777 | 317.8338 | 322.4355 | 329.1101 | 332.7994 | 336.2117
|  | Leading the Way | 111.73 | 121.5295 | 137.0823 | 145.6949 | 163.5569 | 173.4288 | 173.0194 | 189.9857 | 206.7002 | 219.9116 | 232.2498 | 260.5347 | 273.6479 | 277.7926 | 286.333 | 294.3501 | 302.3119 | 312.6753 | 320.5074 | 326.3342 | 332.8736 | 340.7557 | 345.5032 | 350.1026 | 353.2008 | 356.8091 | 360.3977 | 363.5387 | 367.0351
|  | Falling Short | 111.73 | 114.4848 | 117.2003 | 117.6126 | 122.5444 | 132.0598 | 140.9943 | 149.5196 | 158.7378 | 158.929 | 166.6054 | 173.4657 | 182.7701 | 189.0159 | 203.6251 | 213.8986 | 220.1062 | 225.3222 | 231.1857 | 242.5104 | 248.7292 | 254.0238 | 258.0536 | 261.8947 | 265.1969 | 267.9341 | 275.2553 | 277.7041 | 280.826

## ES.10
ES.10: Installed generation capacity, peak demand and percentage of decentralised generation capacity (GW)
Return to: Main Menu
Return to: Chapter contents
ES.10: Installed generation capacity, peak demand and percentage of decentralised generation capacity (GW)
|  |  |  | 2030 |  |  |  | 2050
|  |  | System Transformation | Consumer Transformation | System Transformation | Leading the Way | Falling Short | Consumer Transformation | System Transformation | Leading the Way | Falling Short
|  |  |  | 2030 |  |  |  | 2050
|  |  | 2022 | CT | ST | LW | FS | CT | ST | LW | FS
|  | Interconnectors | 7.4 | 11.7 | 11.7 | 17.45 | 11.7 | 20.95 | 15.9 | 26.75 | 15.9
|  | Biomass | 4.418 | 4.1203 | 4.2935 | 3.4853 | 4.7846 | 0.20613 | 0.47412 | 0.20613 | 3.9636
|  | BECCS | 0 | 0 | 0 | 0.55 | 0 | 8.8 | 8.2 | 2.2 | 4.6
|  | Nuclear | 6.075 | 4.57 | 4.57 | 4.57 | 4.57 | 15.9 | 13.08 | 9.79 | 14.49
|  | Hydrogen | 0 | 0.60456 | 1.3799 | 0.96069 | 0 | 21.2431 | 22.5554 | 17.5795 | 4.2
|  | Fossil fuel | 42.2573 | 35.3211 | 36.9761 | 23.0196 | 47.9256 | 0 | 0 | 0 | 37.7784
|  | CCS Gas | 0 | 1.77 | 1.77 | 0.91 | 0 | 5.97 | 16.77 | 3.31 | 21.27
|  | Solar | 14.0407 | 30.7706 | 24.7819 | 41.3983 | 18.6995 | 78.6894 | 56.9185 | 91.2088 | 42.7227
|  | Offshore Wind | 13.4277 | 44.7635 | 40.675 | 48.4435 | 31.534 | 115.0396 | 105.1311 | 96.7896 | 77.6231
|  | Onshore Wind | 13.5964 | 26.5292 | 23.1856 | 28.7605 | 20.0464 | 44.4294 | 32.512 | 41.8177 | 28.2888
|  | Other Renewables | 5.2429 | 6.3443 | 5.8904 | 6.3518 | 6.0479 | 10.7564 | 12.8365 | 6.0638 | 8.2521
|  | Storage | 5.2632 | 19.8519 | 16.8754 | 28.9967 | 13.4049 | 46.4223 | 33.4363 | 52.1225 | 21.7135
|  | FES ACS Peak System Demand | 57.7 | 68.5 | 63.3 | 62.8 | 67.4 | 112.9 | 100.8 | 97.5 | 114.2
Note: storage excludes vehicle-to-grid
Fossil fuel is made up of:
|  | Gas | 36.2941 | 34.9239 | 36.5789 | 22.8838 | 47.2737 | 0 | 0 | 0 | 37.7356
|  | Coal | 4.24 | 0 | 0 | 0 | 0 | 0 | 0 | 0 | 0
|  | Other thermal | 1.7233 | 0.39723 | 0.39723 | 0.1358 | 0.65198 | 0 | 0 | 0 | 0.0428
Other renewables is made up of:
|  | Waste | 1.8979 | 1.7051 | 1.8296 | 1.7881 | 2.3754 | 0.58817 | 0.84343 | 0.49827 | 2.0067
|  | Hydro | 1.9002 | 2.0762 | 1.9955 | 1.9955 | 1.9138 | 2.3236 | 2.0795 | 2.0795 | 1.926
|  | Marine | 0.030708 | 0.31851 | 0.12041 | 0.26551 | 0.065808 | 5.6035 | 8.2454 | 1.0745 | 3.1138
|  | Other renewables | 1.4141 | 2.2446 | 1.9449 | 2.3027 | 1.6929 | 2.2411 | 1.6682 | 2.4115 | 1.2055
Split between transmission and decentralised:
|  | Transmission | 77.8821 | 130.5258 | 125.0351 | 143.1508 | 115.7695 | 244.0785 | 230.9653 | 208.101 | 211.3567
|  | Decentralised | 33.7972 | 55.0678 | 46.8134 | 60.8737 | 42.7708 | 117.1292 | 84.9638 | 131.3459 | 68.503
|  | Decentralised - Micro | 0.042 | 0.75186 | 0.24939 | 0.87186 | 0.17264 | 7.1986 | 1.8848 | 8.391 | 0.94248
|  | Proportion decentralsied | 30.29% | 29.95% | 27.35% | 30.14% | 27.06% | 33.75% | 27.33% | 40.17% | 24.73%

## ES.11
ES.11: Offshore wind generation capacity
Return to: Main Menu
Return to: Chapter contents
ES.11: Offshore wind generation capacity (excluding non-networked generation)
Installed offshore wind generation capacity (GW)
|  |  | 2022-01-01 | 2023-01-01 | 2024-01-01 | 2025-01-01 | 2026-01-01 | 2027-01-01 | 2028-01-01 | 2029-01-01 | 2030-01-01 | 2031-01-01 | 2032-01-01 | 2033-01-01 | 2034-01-01 | 2035-01-01 | 2036-01-01 | 2037-01-01 | 2038-01-01 | 2039-01-01 | 2040-01-01 | 2041-01-01 | 2042-01-01 | 2043-01-01 | 2044-01-01 | 2045-01-01 | 2046-01-01 | 2047-01-01 | 2048-01-01 | 2049-01-01 | 2050-01-01
|  | Consumer Transformation | 13.4277 | 14.501 | 15.555 | 20.0735 | 23.2335 | 28.2725 | 29.7525 | 36.3335 | 44.7635 | 49.4635 | 54.9135 | 57.8935 | 71.1765 | 79.0045 | 79.0106 | 85.3896 | 88.0896 | 90.3896 | 95.7896 | 100.3896 | 103.6896 | 106.2396 | 110.4896 | 112.9896 | 115.0396 | 115.0396 | 115.0396 | 115.0396 | 115.0396
|  | System Transformation | 13.4277 | 14.501 | 14.501 | 15.555 | 21.095 | 23.075 | 28.114 | 29.594 | 40.675 | 44.705 | 49.405 | 54.355 | 57.335 | 70.518 | 75.0041 | 78.3521 | 85.4311 | 88.9311 | 91.2311 | 92.7311 | 95.9311 | 97.7311 | 98.6311 | 100.2811 | 102.6311 | 104.1311 | 105.1311 | 105.1311 | 105.1311
|  | Leading the Way | 13.4277 | 15.555 | 20.015 | 23.2335 | 28.2725 | 29.7525 | 35.0135 | 43.2635 | 48.4435 | 55.2135 | 58.8935 | 77.4765 | 85.3045 | 85.6525 | 92.2896 | 92.2896 | 93.5896 | 96.0896 | 96.7896 | 96.7896 | 96.7896 | 96.7896 | 96.7896 | 96.7896 | 96.7896 | 96.7896 | 96.7896 | 96.7896 | 96.7896
|  | Falling Short | 13.4277 | 14.501 | 14.501 | 14.955 | 15.555 | 19.295 | 21.815 | 26.495 | 31.534 | 31.625 | 34.605 | 36.105 | 41.055 | 43.035 | 52.5511 | 58.9361 | 61.3681 | 63.2621 | 64.2621 | 71.3381 | 73.6981 | 74.5581 | 75.1231 | 76.1231 | 76.1231 | 76.1231 | 77.6231 | 77.6231 | 77.6231
Non-networked (GW)
|  |  | 2022-01-01 | 2023-01-01 | 2024-01-01 | 2025-01-01 | 2026-01-01 | 2027-01-01 | 2028-01-01 | 2029-01-01 | 2030-01-01 | 2031-01-01 | 2032-01-01 | 2033-01-01 | 2034-01-01 | 2035-01-01 | 2036-01-01 | 2037-01-01 | 2038-01-01 | 2039-01-01 | 2040-01-01 | 2041-01-01 | 2042-01-01 | 2043-01-01 | 2044-01-01 | 2045-01-01 | 2046-01-01 | 2047-01-01 | 2048-01-01 | 2049-01-01 | 2050-01-01
|  | Consumer Transformation | 0.0086631 | 0.0086631 | 0.0086631 | 0.0084845 | 0.0084845 | 0.0084845 | 0.0084845 | 0.0084845 | 0.0083505 | 0.0083505 | 0.0083505 | 0.0083505 | 0.0083505 | 0.0082389 | 0.0082389 | 0.0082389 | 0.0082389 | 0.0082389 | 0.0081273 | 0.0081273 | 0.0081273 | 0.0081273 | 0.0081273 | 0.0080826 | 0.0080826 | 0.0080826 | 0.0080826 | 0.0080826 | 0.85118
|  | System Transformation | 0.0086631 | 0.027317 | 0.027317 | 0.03507 | 0.036585 | 0.073169 | 0.15062 | 0.30125 | 0.4824 | 0.95207 | 0.96437 | 1.5742 | 1.8142 | 2.374 | 2.9843 | 3.5858 | 4.3036 | 5.0232 | 5.9576 | 7.0038 | 8.0825 | 9.9839 | 11.4678 | 13.7376 | 14.5505 | 15.3654 | 16.2064 | 17.4308 | 18.3978
|  | Leading the Way | 0.0086631 | 0.0086631 | 0.0086631 | 0.045863 | 0.1376 | 0.27521 | 0.64213 | 1.1462 | 1.8039 | 1.9365 | 2.231 | 2.7223 | 3.2449 | 3.6537 | 4.1051 | 4.8445 | 5.5235 | 7.0369 | 8.3317 | 9.5145 | 10.9713 | 12.4149 | 13.5376 | 15.0384 | 15.3822 | 16.4528 | 17.5876 | 18.213 | 19.1971
|  | Falling Short | 0.0086631 | 0.022405 | 0.024817 | 0.025836 | 0.025836 | 0.025836 | 0.025836 | 0.025836 | 0.024843 | 0.024843 | 0.024843 | 0.024843 | 0.024843 | 0.02447 | 0.02447 | 0.02447 | 0.02447 | 0.02447 | 0.024097 | 0.024097 | 0.024097 | 0.024097 | 0.024097 | 0.023973 | 0.023973 | 0.023973 | 0.023973 | 0.023973 | 0.023849
Networked and non-networked (GW)
|  |  | 2022-01-01 | 2023-01-01 | 2024-01-01 | 2025-01-01 | 2026-01-01 | 2027-01-01 | 2028-01-01 | 2029-01-01 | 2030-01-01 | 2031-01-01 | 2032-01-01 | 2033-01-01 | 2034-01-01 | 2035-01-01 | 2036-01-01 | 2037-01-01 | 2038-01-01 | 2039-01-01 | 2040-01-01 | 2041-01-01 | 2042-01-01 | 2043-01-01 | 2044-01-01 | 2045-01-01 | 2046-01-01 | 2047-01-01 | 2048-01-01 | 2049-01-01 | 2050-01-01
|  | Consumer Transformation | 13.4364 | 14.5096 | 15.5636 | 20.082 | 23.242 | 28.281 | 29.761 | 36.342 | 44.7718 | 49.4718 | 54.9218 | 57.9018 | 71.1848 | 79.0127 | 79.0188 | 85.3978 | 88.0978 | 90.3978 | 95.7977 | 100.3977 | 103.6977 | 106.2477 | 110.4977 | 112.9977 | 115.0477 | 115.0477 | 115.0477 | 115.0477 | 115.8908
|  | System Transformation | 13.4364 | 14.5283 | 14.5283 | 15.5901 | 21.1316 | 23.1482 | 28.2646 | 29.8952 | 41.1574 | 45.657 | 50.3694 | 55.9292 | 59.1492 | 72.892 | 77.9884 | 81.9379 | 89.7346 | 93.9542 | 97.1887 | 99.7349 | 104.0136 | 107.715 | 110.0989 | 114.0187 | 117.1816 | 119.4965 | 121.3375 | 122.5618 | 123.5289
|  | Leading the Way | 13.4364 | 15.5636 | 20.0236 | 23.2793 | 28.4101 | 30.0277 | 35.6556 | 44.4097 | 50.2473 | 57.15 | 61.1245 | 80.1988 | 88.5494 | 89.3062 | 96.3947 | 97.1341 | 99.113 | 103.1264 | 105.1213 | 106.3041 | 107.7609 | 109.2045 | 110.3272 | 111.828 | 112.1717 | 113.2423 | 114.3771 | 115.0025 | 115.9867
|  | Falling Short | 13.4364 | 14.5234 | 14.5258 | 14.9808 | 15.5808 | 19.3208 | 21.8408 | 26.5208 | 31.5588 | 31.6498 | 34.6298 | 36.1298 | 41.0798 | 43.0595 | 52.5756 | 58.9606 | 61.3926 | 63.2866 | 64.2862 | 71.3622 | 73.7222 | 74.5822 | 75.1472 | 76.1471 | 76.1471 | 76.1471 | 77.6471 | 77.6471 | 77.6469

## ES.12
ES.12: Onshore wind capacity
Return to: Main Menu
Return to: Chapter contents
ES.12: Onshore wind capacity
Installed onshore wind generation capacity (GW)
|  |  | 2022-01-01 | 2023-01-01 | 2024-01-01 | 2025-01-01 | 2026-01-01 | 2027-01-01 | 2028-01-01 | 2029-01-01 | 2030-01-01 | 2031-01-01 | 2032-01-01 | 2033-01-01 | 2034-01-01 | 2035-01-01 | 2036-01-01 | 2037-01-01 | 2038-01-01 | 2039-01-01 | 2040-01-01 | 2041-01-01 | 2042-01-01 | 2043-01-01 | 2044-01-01 | 2045-01-01 | 2046-01-01 | 2047-01-01 | 2048-01-01 | 2049-01-01 | 2050-01-01
|  | Consumer Transformation | 13.5964 | 13.754 | 14.4181 | 17.1204 | 18.8263 | 20.9027 | 23.1913 | 24.8029 | 26.5292 | 28.083 | 28.8716 | 29.639 | 30.5729 | 32.6388 | 33.8383 | 35.012 | 35.9093 | 37.1394 | 38.7356 | 39.7176 | 40.7104 | 41.7456 | 42.703 | 43.5566 | 43.9997 | 44.131 | 44.2633 | 44.3874 | 44.4294
|  | System Transformation | 13.5964 | 13.686 | 14.0203 | 16.0953 | 17.8346 | 19.3325 | 20.569 | 22.1553 | 23.1856 | 25.0601 | 25.8193 | 26.6654 | 27.2735 | 28.2739 | 28.7769 | 29.1133 | 29.3423 | 29.3339 | 29.7292 | 30.0637 | 30.3045 | 30.5881 | 30.8346 | 31.1489 | 31.4024 | 31.7236 | 31.9832 | 32.246 | 32.512
|  | Leading the Way | 13.5964 | 14.5132 | 16.6954 | 18.9479 | 22.3152 | 24.8273 | 26.6997 | 27.809 | 28.7605 | 29.6165 | 30.2715 | 31.7055 | 32.8061 | 33.678 | 34.3013 | 34.9577 | 35.6491 | 36.4424 | 37.2096 | 37.9645 | 38.7281 | 39.4973 | 40.1722 | 40.842 | 41.2062 | 41.3738 | 41.5435 | 41.7086 | 41.8177
|  | Falling Short | 13.5964 | 13.6143 | 13.7779 | 13.8854 | 14.1185 | 15.0728 | 17.5765 | 18.9674 | 20.0464 | 21.4402 | 23.174 | 24.0389 | 24.6926 | 24.8514 | 25.7554 | 26.1244 | 26.4317 | 26.6211 | 26.8106 | 26.9856 | 27.1104 | 27.2353 | 27.3604 | 27.5306 | 27.656 | 27.8465 | 28.0371 | 28.1629 | 28.2888

## ES.13
ES.13: Solar capacity in GW
Return to: Main Menu
Return to: Chapter contents
| ES.13: Solar capacity in GW | Installed solar generation capacity (GW)
|  |  | 2022-01-01 | 2023-01-01 | 2024-01-01 | 2025-01-01 | 2026-01-01 | 2027-01-01 | 2028-01-01 | 2029-01-01 | 2030-01-01 | 2031-01-01 | 2032-01-01 | 2033-01-01 | 2034-01-01 | 2035-01-01 | 2036-01-01 | 2037-01-01 | 2038-01-01 | 2039-01-01 | 2040-01-01 | 2041-01-01 | 2042-01-01 | 2043-01-01 | 2044-01-01 | 2045-01-01 | 2046-01-01 | 2047-01-01 | 2048-01-01 | 2049-01-01 | 2050-01-01
|  | Consumer Transformation | 14.0407 | 14.9632 | 16.4629 | 18.7494 | 20.711 | 22.9609 | 25.2548 | 27.9747 | 30.7706 | 33.8275 | 36.9274 | 39.9012 | 44.4478 | 46.8395 | 48.9895 | 50.6395 | 52.2896 | 54.0395 | 56.3895 | 58.6895 | 60.9895 | 63.2895 | 65.3895 | 67.4895 | 70.2895 | 72.3894 | 74.4894 | 76.5894 | 78.6894
|  | System Transformation | 14.0407 | 14.5232 | 15.679 | 16.8589 | 18.0497 | 19.3971 | 21.2111 | 22.875 | 24.7819 | 26.9388 | 29.4207 | 31.4995 | 33.9821 | 36.0237 | 37.5307 | 38.5876 | 39.7944 | 40.9146 | 42.6285 | 44.1785 | 45.9185 | 47.4685 | 48.8185 | 50.1685 | 51.5185 | 52.8685 | 54.2185 | 55.5685 | 56.9185
|  | Leading the Way | 14.0407 | 17.1539 | 19.7247 | 23.1387 | 26.1456 | 29.4026 | 32.6713 | 36.6913 | 41.3983 | 45.3551 | 49.7772 | 53.2059 | 56.6686 | 59.6103 | 61.9603 | 63.9103 | 65.7604 | 68.3528 | 71.3241 | 74.2087 | 77.2087 | 80.2087 | 82.2087 | 83.7087 | 85.2088 | 86.7087 | 88.2087 | 89.7087 | 91.2088
|  | Falling Short | 14.0407 | 14.5248 | 14.7625 | 15.2641 | 15.7216 | 16.28 | 16.8497 | 17.7495 | 18.6995 | 19.8994 | 21.7763 | 23.1667 | 24.9433 | 26.342 | 27.492 | 27.9919 | 28.5488 | 29.2988 | 30.7327 | 31.8827 | 32.9826 | 34.0326 | 35.1826 | 36.6227 | 37.8727 | 39.2226 | 40.5727 | 41.6726 | 42.7227
|  | Five Year Forecast | 2022-01-01: 14.0407; 2023-01-01: 14.7408; 2024-01-01: 15.8965; 2025-01-01: 17.0764; 2026-01-01: 18.2673; 2027-01-01: 19.6146; 2028-01-01: 21.4286

## ES.14
ES.14: Marine capacity in GW
Return to: Main Menu
Return to: Chapter contents
ES.14: Marine capacity in GW
Installed marine generation capacity (GW)
|  |  | 2020-01-01 | 2022-01-01 | 2023-01-01 | 2024-01-01 | 2025-01-01 | 2026-01-01 | 2027-01-01 | 2028-01-01 | 2029-01-01 | 2030-01-01 | 2031-01-01 | 2032-01-01 | 2033-01-01 | 2034-01-01 | 2035-01-01 | 2036-01-01 | 2037-01-01 | 2038-01-01 | 2039-01-01 | 2040-01-01 | 2041-01-01 | 2042-01-01 | 2043-01-01 | 2044-01-01 | 2045-01-01 | 2046-01-01 | 2047-01-01 | 2048-01-01 | 2049-01-01 | 2050-01-01
|  | Consumer Transformation |  | 0.030708 | 0.042908 | 0.052908 | 0.053008 | 0.091508 | 0.20851 | 0.24351 | 0.29851 | 0.31851 | 0.36351 | 0.37351 | 0.40851 | 0.42851 | 0.43851 | 0.44851 | 0.48351 | 0.49351 | 0.50351 | 0.51351 | 5.5235 | 5.5335 | 5.5435 | 5.5685 | 5.5685 | 5.6035 | 5.6035 | 5.6035 | 5.6035 | 5.6035
|  | System Transformation |  | 0.030708 | 0.037108 | 0.037108 | 0.034408 | 0.039408 | 0.059408 | 0.10541 | 0.12041 | 0.12041 | 0.21341 | 0.23741 | 0.25241 | 0.25241 | 0.25241 | 0.25241 | 0.27741 | 0.27741 | 0.27741 | 0.27741 | 0.27741 | 2.9274 | 2.9274 | 3.2204 | 5.7204 | 5.7204 | 5.7204 | 8.2204 | 8.2454 | 8.2454
|  | Leading the Way |  | 0.030708 | 0.042908 | 0.038008 | 0.063008 | 0.11651 | 0.17051 | 0.22051 | 0.24551 | 0.26551 | 0.28551 | 0.29551 | 0.33051 | 0.41051 | 0.42051 | 0.52051 | 0.53051 | 0.68151 | 1.0345 | 1.0445 | 1.0545 | 1.0645 | 1.0745 | 1.0745 | 1.0745 | 1.0745 | 1.0745 | 1.0745 | 1.0745 | 1.0745
|  | Falling Short |  | 0.030708 | 0.030708 | 0.030708 | 0.030708 | 0.030708 | 0.020808 | 0.050808 | 0.050808 | 0.065808 | 0.065808 | 0.075808 | 0.075808 | 0.10581 | 0.10581 | 0.16581 | 0.16581 | 0.16581 | 0.16581 | 0.16581 | 0.16581 | 0.16581 | 0.16581 | 0.16581 | 0.25081 | 0.25081 | 0.25081 | 3.0938 | 3.0938 | 3.1138

## ES.15
ES.15: Unabated gas capacity in GW
Return to: Main Menu
Return to: Chapter contents
| ES.15: Unabated gas capacity in GW | Installed unabated natural gas generation capacity (GW)
|  |  | 2020-01-01 | 2022-01-01 | 2023-01-01 | 2024-01-01 | 2025-01-01 | 2026-01-01 | 2027-01-01 | 2028-01-01 | 2029-01-01 | 2030-01-01 | 2031-01-01 | 2032-01-01 | 2033-01-01 | 2034-01-01 | 2035-01-01 | 2036-01-01 | 2037-01-01 | 2038-01-01 | 2039-01-01 | 2040-01-01 | 2041-01-01 | 2042-01-01 | 2043-01-01 | 2044-01-01 | 2045-01-01 | 2046-01-01 | 2047-01-01 | 2048-01-01 | 2049-01-01 | 2050-01-01
|  | Consumer Transformation |  | 36.2941 | 37.0361 | 38.499 | 39.0725 | 41.8756 | 42.1119 | 39.7707 | 37.7089 | 34.9239 | 32.8039 | 31.2811 | 29.4546 | 26.4622 | 24.683 | 20.072 | 13.8572 | 11.9028 | 11.4868 | 11.0398 | 6.8099 | 6.3606 | 6.1876 | 4.4179 | 1.6871 | 0.41624 | 0.0326 | 0.029206 | 0.025919 | 0
|  | System Transformation |  | 36.2941 | 37.0361 | 38.499 | 39.0725 | 41.5756 | 42.0719 | 40.3137 | 37.9579 | 36.5789 | 34.8319 | 33.3204 | 32.8465 | 31.0829 | 27.038 | 23.0582 | 20.446 | 16.6994 | 12.5466 | 9.6487 | 6.1475 | 3.2138 | 0.5155 | 0.50752 | 0.039891 | 0.033745 | 0.0296 | 0.025553 | 0.02162 | 0
|  | Leading the Way |  | 36.2941 | 36.8829 | 37.9525 | 38.7209 | 41.0487 | 41.384 | 28.7114 | 27.0677 | 22.8838 | 18.6903 | 15.998 | 14.37 | 11.8168 | 7.5653 | 0 | 0 | 0 | 0 | 0 | 0 | 0 | 0 | 0 | 0 | 0 | 0 | 0 | 0 | 0
|  | Falling Short |  | 36.2941 | 38.1517 | 39.7264 | 40.9871 | 44.3182 | 47.077 | 47.4749 | 47.027 | 47.2737 | 44.569 | 44.2977 | 46.065 | 47.8733 | 46.4489 | 46.6161 | 45.0867 | 43.8151 | 42.5511 | 42.4797 | 42.1536 | 41.4352 | 40.9436 | 38.7716 | 38.6363 | 38.3736 | 38.2548 | 38.0431 | 37.9037 | 37.7356

## ES.16
ES.16: Dispatchable low carbon generation capacity in GW
Return to: Main Menu
Return to: Chapter contents
ES.16: Dispatchable low carbon generation capacity in GW
Installed hydrogen generation capacity (GW)
|  |  | 2022-01-01 | 2023-01-01 | 2024-01-01 | 2025-01-01 | 2026-01-01 | 2027-01-01 | 2028-01-01 | 2029-01-01 | 2030-01-01 | 2031-01-01 | 2032-01-01 | 2033-01-01 | 2034-01-01 | 2035-01-01 | 2036-01-01 | 2037-01-01 | 2038-01-01 | 2039-01-01 | 2040-01-01 | 2041-01-01 | 2042-01-01 | 2043-01-01 | 2044-01-01 | 2045-01-01 | 2046-01-01 | 2047-01-01 | 2048-01-01 | 2049-01-01 | 2050-01-01
|  | Consumer Transformation | 0 | 0 | 0 | 0 | 0 | 0 | 0 | 0.002206 | 0.60456 | 0.61321 | 1.8227 | 3.3039 | 3.5989 | 4.5087 | 7.235 | 10.0768 | 10.4374 | 11.4188 | 13.0235 | 14.6558 | 15.7199 | 18.0228 | 19.1709 | 20.3735 | 21.0431 | 21.2431 | 21.2431 | 21.2431 | 21.2431
|  | System Transformation | 0 | 0 | 0 | 0 | 0 | 0 | 0 | 0.023228 | 1.3799 | 1.634 | 1.9388 | 2.3972 | 3.5768 | 7.2307 | 11.5918 | 12.1489 | 13.8277 | 15.4885 | 16.0164 | 17.178 | 18.3377 | 20.0163 | 20.301 | 20.5565 | 20.7812 | 20.9721 | 21.1283 | 21.849 | 22.5554
|  | Leading the Way | 0 | 0 | 0 | 0 | 0 | 0 | 0.025 | 0.15496 | 0.96069 | 1.4142 | 2.2018 | 3.6792 | 4.6855 | 7.0455 | 11.0105 | 11.0165 | 11.0675 | 12.3485 | 12.8495 | 13.6505 | 14.5515 | 15.5525 | 15.9535 | 16.3045 | 16.6355 | 16.9115 | 17.1575 | 17.3785 | 17.5795
|  | Falling Short | 0 | 0 | 0 | 0 | 0 | 0 | 0 | 0 | 0 | 0 | 0 | 0 | 0 | 0 | 0 | 0 | 0 | 0 | 0 | 0 | 0 | 0 | 0 | 0 | 0.6 | 1.8 | 2.4 | 3.6 | 4.2
Installed gas CCUS generation capacity (GW)
|  |  | 2022-01-01 | 2023-01-01 | 2024-01-01 | 2025-01-01 | 2026-01-01 | 2027-01-01 | 2028-01-01 | 2029-01-01 | 2030-01-01 | 2031-01-01 | 2032-01-01 | 2033-01-01 | 2034-01-01 | 2035-01-01 | 2036-01-01 | 2037-01-01 | 2038-01-01 | 2039-01-01 | 2040-01-01 | 2041-01-01 | 2042-01-01 | 2043-01-01 | 2044-01-01 | 2045-01-01 | 2046-01-01 | 2047-01-01 | 2048-01-01 | 2049-01-01 | 2050-01-01
|  | Consumer Transformation | 0 | 0 | 0 | 0 | 0 | 0 | 0.91 | 0.91 | 1.77 | 1.77 | 4.17 | 4.17 | 4.17 | 4.17 | 4.17 | 5.97 | 5.97 | 5.97 | 5.97 | 5.97 | 5.97 | 5.97 | 5.97 | 5.97 | 5.97 | 5.97 | 5.97 | 5.97 | 5.97
|  | System Transformation | 0 | 0 | 0 | 0 | 0 | 0 | 0 | 0.91 | 1.77 | 1.77 | 4.17 | 4.17 | 4.17 | 5.07 | 5.97 | 7.77 | 8.67 | 11.37 | 13.17 | 14.07 | 14.97 | 15.87 | 16.77 | 16.77 | 16.77 | 16.77 | 16.77 | 16.77 | 16.77
|  | Leading the Way | 0 | 0 | 0 | 0 | 0 | 0 | 0.91 | 0.91 | 0.91 | 3.31 | 3.31 | 3.31 | 3.31 | 3.31 | 3.31 | 3.31 | 3.31 | 3.31 | 3.31 | 3.31 | 3.31 | 3.31 | 3.31 | 3.31 | 3.31 | 3.31 | 3.31 | 3.31 | 3.31
|  | Falling Short | 0 | 0 | 0 | 0 | 0 | 0 | 0 | 0 | 0 | 0 | 0.91 | 0.91 | 0.91 | 2.71 | 3.61 | 6.91 | 8.71 | 10.51 | 12.31 | 13.17 | 14.07 | 17.67 | 20.37 | 20.37 | 21.27 | 21.27 | 21.27 | 21.27 | 21.27
Installed hydrogen and gas CCUS generation capacity (GW)
|  |  | 2022-01-01 | 2023-01-01 | 2024-01-01 | 2025-01-01 | 2026-01-01 | 2027-01-01 | 2028-01-01 | 2029-01-01 | 2030-01-01 | 2031-01-01 | 2032-01-01 | 2033-01-01 | 2034-01-01 | 2035-01-01 | 2036-01-01 | 2037-01-01 | 2038-01-01 | 2039-01-01 | 2040-01-01 | 2041-01-01 | 2042-01-01 | 2043-01-01 | 2044-01-01 | 2045-01-01 | 2046-01-01 | 2047-01-01 | 2048-01-01 | 2049-01-01 | 2050-01-01
|  | Consumer Transformation | 0 | 0 | 0 | 0 | 0 | 0 | 0.91 | 0.91221 | 2.3746 | 2.3832 | 5.9927 | 7.4739 | 7.7689 | 8.6787 | 11.405 | 16.0468 | 16.4074 | 17.3888 | 18.9935 | 20.6258 | 21.6899 | 23.9928 | 25.1409 | 26.3435 | 27.0131 | 27.2131 | 27.2131 | 27.2131 | 27.2131
|  | System Transformation | 0 | 0 | 0 | 0 | 0 | 0 | 0 | 0.93323 | 3.1499 | 3.404 | 6.1088 | 6.5672 | 7.7468 | 12.3007 | 17.5618 | 19.9189 | 22.4977 | 26.8585 | 29.1864 | 31.248 | 33.3077 | 35.8863 | 37.071 | 37.3265 | 37.5512 | 37.7421 | 37.8983 | 38.619 | 39.3254
|  | Leading the Way | 0 | 0 | 0 | 0 | 0 | 0 | 0.935 | 1.065 | 1.8707 | 4.7242 | 5.5118 | 6.9892 | 7.9955 | 10.3555 | 14.3205 | 14.3265 | 14.3775 | 15.6585 | 16.1595 | 16.9605 | 17.8615 | 18.8625 | 19.2635 | 19.6145 | 19.9455 | 20.2215 | 20.4675 | 20.6885 | 20.8895
|  | Falling Short | 0 | 0 | 0 | 0 | 0 | 0 | 0 | 0 | 0 | 0 | 0.91 | 0.91 | 0.91 | 2.71 | 3.61 | 6.91 | 8.71 | 10.51 | 12.31 | 13.17 | 14.07 | 17.67 | 20.37 | 20.37 | 21.87 | 23.07 | 23.67 | 24.87 | 25.47

## ES.17
ES.17: Installed BECCS generation capacity (GW)
Return to: Main Menu
Return to: Chapter contents
ES.17: BECCS generation capacity (GW)
Installed BECCS generation capacity (GW)
|  |  | 2022-01-01 | 2023-01-01 | 2024-01-01 | 2025-01-01 | 2026-01-01 | 2027-01-01 | 2028-01-01 | 2029-01-01 | 2030-01-01 | 2031-01-01 | 2032-01-01 | 2033-01-01 | 2034-01-01 | 2035-01-01 | 2036-01-01 | 2037-01-01 | 2038-01-01 | 2039-01-01 | 2040-01-01 | 2041-01-01 | 2042-01-01 | 2043-01-01 | 2044-01-01 | 2045-01-01 | 2046-01-01 | 2047-01-01 | 2048-01-01 | 2049-01-01 | 2050-01-01
|  | Consumer Transformation | 0 | 0 | 0 | 0 | 0 | 0 | 0 | 0 | 0 | 0.55 | 1.15 | 2.3 | 4.1 | 4.65 | 7.65 | 8.8 | 8.8 | 8.8 | 8.8 | 8.8 | 8.8 | 8.8 | 8.8 | 8.8 | 8.8 | 8.8 | 8.8 | 8.8 | 8.8
|  | System Transformation | 0 | 0 | 0 | 0 | 0 | 0 | 0 | 0 | 0 | 0 | 0.55 | 1.15 | 2.3 | 2.3 | 3.45 | 3.45 | 5.2 | 5.2 | 5.2 | 7.6 | 7.6 | 8.2 | 8.2 | 8.2 | 8.2 | 8.2 | 8.2 | 8.2 | 8.2
|  | Leading the Way | 0 | 0 | 0 | 0 | 0 | 0 | 0 | 0 | 0.55 | 0.55 | 1.1 | 1.1 | 1.65 | 1.65 | 2.2 | 2.2 | 2.2 | 2.2 | 2.2 | 2.2 | 2.2 | 2.2 | 2.2 | 2.2 | 2.2 | 2.2 | 2.2 | 2.2 | 2.2
|  | Falling Short | 0 | 0 | 0 | 0 | 0 | 0 | 0 | 0 | 0 | 0 | 0 | 0.55 | 0.55 | 1.1 | 1.1 | 1.65 | 1.65 | 2.2 | 2.2 | 2.2 | 2.8 | 2.8 | 2.8 | 2.8 | 2.8 | 2.8 | 3.4 | 3.4 | 4.6

## ES.18
ES.18:Nuclear generation of existing plant
Return to: Main Menu
Return to: Chapter contents
ES.18:Nuclear generation of existing plant
Installed nuclear generation capacity (GW)
|  |  | 2020-01-01 | 2010-01-01 | 2015-01-01 | 2022-01-01 | 2023-01-01 | 2024-01-01 | 2025-01-01 | 2026-01-01 | 2027-01-01 | 2028-01-01 | 2029-01-01 | 2030-01-01 | 2031-01-01 | 2032-01-01 | 2033-01-01 | 2034-01-01 | 2035-01-01 | 2036-01-01 | 2037-01-01 | 2038-01-01 | 2039-01-01 | 2040-01-01 | 2041-01-01 | 2042-01-01 | 2043-01-01 | 2044-01-01 | 2045-01-01 | 2046-01-01 | 2047-01-01 | 2048-01-01 | 2049-01-01 | 2050-01-01
|  | History |  | 10.982 | 10.548 | 6.1
|  | Consumer Transformation |  |  |  | 6.075 | 6.075 | 6.075 | 4.835 | 2.4125 | 2.9 | 4.57 | 4.57 | 4.57 | 4.57 | 4.57 | 4.57 | 5.04 | 5.04 | 5.98 | 7.39 | 9.06 | 10 | 10.47 | 13.55 | 14.02 | 14.02 | 14.96 | 15.9 | 15.9 | 15.9 | 15.9 | 15.9 | 15.9
|  | System Transformation |  |  |  | 6.075 | 6.075 | 6.075 | 6.075 | 4.835 | 2.9 | 4.57 | 4.57 | 4.57 | 4.57 | 4.57 | 4.57 | 4.57 | 5.51 | 5.98 | 6.92 | 7.39 | 9.53 | 11.41 | 11.41 | 13.08 | 13.08 | 13.08 | 13.08 | 13.08 | 13.08 | 13.08 | 13.08 | 13.08
|  | Leading the Way |  |  |  | 6.075 | 6.075 | 6.075 | 6.075 | 7.745 | 7.05 | 4.57 | 4.57 | 4.57 | 4.57 | 4.57 | 4.57 | 5.04 | 5.51 | 5.98 | 7.65 | 9.79 | 9.79 | 9.79 | 9.79 | 9.79 | 9.79 | 9.79 | 9.79 | 9.79 | 9.79 | 9.79 | 9.79 | 9.79
|  | Falling Short |  |  |  | 6.075 | 5.46 | 4.835 | 3.595 | 1.23 | 1.23 | 2.9 | 4.57 | 4.57 | 4.57 | 4.57 | 4.57 | 4.57 | 4.57 | 4.57 | 5.04 | 6.45 | 9.06 | 9.06 | 10.47 | 12.14 | 12.14 | 13.55 | 14.02 | 14.49 | 14.49 | 14.49 | 14.49 | 14.49

## ES.19
ES.19: Nuclear capacity of existing plant
Return to: Main Menu
Return to: Chapter contents
ES.19: Nuclear capacity of existing plant
Nuclear plant decommissioning as shown by installed nuclear capacity of existing fleet (GW)
|  |  | 2013-01-01 | 2016-01-01 | 2022-01-01 | 2023-01-01 | 2024-01-01 | 2025-01-01 | 2026-01-01 | 2027-01-01 | 2028-01-01 | 2029-01-01 | 2030-01-01 | 2031-01-01 | 2032-01-01
|  | Historic | 2013-01-01: 10.548; 2016-01-01: 9.568; 2022-01-01: 6.075
|  | Consumer Transformation |  |  | 6.075 | 6.075 | 4.917 | 3.71 | 2.46 | 2.46 | 1.23 | 1.23 | 1.23 | 1.23 | 1.23
|  | System Transformation |  |  | 6.075 | 5.496 | 4.3135 | 2.47 | 1.23 | 1.23 | 1.23 | 1.23 | 1.23 | 1.23 | 1.23
|  | Leading the Way |  |  | 6.075 | 4.917 | 3.71 | 3.71 | 2.47 | 1.23 | 1.23 | 1.23 | 1.23 | 1.23 | 1.23
|  | Falling Short |  |  | 6.075 | 4.302 | 2.47 | 1.23 | 1.23 | 1.23 | 1.23 | 1.23 | 1.23 | 1.23 | 1.23
Five Year Forecast

## ES.20
ES.20: Small Modular Reactor capacity across our scenarios
Return to: Main Menu
Return to: Chapter contents
ES.20: Small Modular Reactor capacity across our scenarios
|  |  | 2022-01-01 | 2023-01-01 | 2024-01-01 | 2025-01-01 | 2026-01-01 | 2027-01-01 | 2028-01-01 | 2029-01-01 | 2030-01-01 | 2031-01-01 | 2032-01-01 | 2033-01-01 | 2034-01-01 | 2035-01-01 | 2036-01-01 | 2037-01-01 | 2038-01-01 | 2039-01-01 | 2040-01-01 | 2041-01-01 | 2042-01-01 | 2043-01-01 | 2044-01-01 | 2045-01-01 | 2046-01-01 | 2047-01-01 | 2048-01-01 | 2049-01-01 | 2050-01-01
|  | Consumer Transformation | 0 | 0 | 0 | 0 | 0 | 0 | 0 | 0 | 0 | 0 | 0 | 0 | 0.47 | 0.47 | 1.41 | 2.82 | 2.82 | 3.76 | 4.23 | 5.64 | 6.11 | 6.11 | 7.05 | 7.99 | 7.99 | 7.99 | 7.99 | 7.99 | 7.99
|  | System Transformation | 0 | 0 | 0 | 0 | 0 | 0 | 0 | 0 | 0 | 0 | 0 | 0 | 0 | 0.94 | 1.41 | 2.35 | 2.82 | 3.29 | 5.17 | 5.17 | 5.17 | 5.17 | 5.17 | 5.17 | 5.17 | 5.17 | 5.17 | 5.17 | 5.17
|  | Leading the Way | 0 | 0 | 0 | 0 | 0 | 0 | 0 | 0 | 0 | 0 | 0 | 0 | 0.47 | 0.94 | 1.41 | 1.41 | 1.88 | 1.88 | 1.88 | 1.88 | 1.88 | 1.88 | 1.88 | 1.88 | 1.88 | 1.88 | 1.88 | 1.88 | 1.88
|  | Falling Short | 0 | 0 | 0 | 0 | 0 | 0 | 0 | 0 | 0 | 0 | 0 | 0 | 0 | 0 | 0 | 0.47 | 1.88 | 2.82 | 2.82 | 4.23 | 4.23 | 4.23 | 5.64 | 6.11 | 6.58 | 6.58 | 6.58 | 6.58 | 6.58

## ES.21
ES.21: Annual electricity demand compared to nuclear and offshore wind in Consumer Transformation
Return to: Main Menu
Return to: Chapter contents
| ES.21: Annual electricity demand compared to nuclear and offshore wind in Consumer Transformation | Consumer Transformation
TWh/yr
|  | Calendar Year | 2022-01-01 | 2023-01-01 | 2024-01-01 | 2025-01-01 | 2026-01-01 | 2027-01-01 | 2028-01-01 | 2029-01-01 | 2030-01-01 | 2031-01-01 | 2032-01-01 | 2033-01-01 | 2034-01-01 | 2035-01-01 | 2036-01-01 | 2037-01-01 | 2038-01-01 | 2039-01-01 | 2040-01-01 | 2041-01-01 | 2042-01-01 | 2043-01-01 | 2044-01-01 | 2045-01-01 | 2046-01-01 | 2047-01-01 | 2048-01-01 | 2049-01-01 | 2050-01-01
|  | Annual electricity demand | 286.458 | 272.749 | 273.659 | 281.583 | 290.432 | 300.964 | 312.478 | 326.752 | 344.369 | 363.817 | 387.933 | 413.801 | 440.956 | 466.986 | 494.155 | 519.887 | 540.99 | 560.984 | 581.461 | 609.235 | 630.653 | 647.066 | 663.088 | 675.257 | 687.903 | 698.489 | 709.582 | 718.72 | 725.534
|  | Nuclear generation output | 40.7767 | 40.7716 | 40.6514 | 32.5251 | 16.8445 | 21.4243 | 33.6461 | 33.277 | 32.8803 | 33.0543 | 32.9744 | 33.0388 | 34.65 | 34.6279 | 39.1671 | 45.4498 | 57.572 | 61.9979 | 63.8473 | 81.1675 | 83.3247 | 83.5487 | 87.5273 | 91.5156 | 91.9307 | 93.1876 | 94.0147 | 94.3905 | 94.7742
|  | Offshore wind generation output | 54.1714 | 58.2207 | 62.9831 | 82.7232 | 97.0138 | 119.0995 | 125.2419 | 150.3557 | 177.8111 | 201.1955 | 227.5163 | 241.2093 | 284.3722 | 317.6968 | 323.1348 | 347.9709 | 362.2721 | 373.2015 | 393.3743 | 408.0225 | 423.3837 | 436.1871 | 453.2149 | 463.9224 | 474.7635 | 478.426 | 483.4733 | 485.364 | 487.8882
|  | Difference | 191.5099 | 173.7567 | 170.0245 | 166.3347 | 176.5736 | 160.4402 | 153.59 | 143.1193 | 133.6776 | 129.5672 | 127.4424 | 139.553 | 121.9339 | 114.6614 | 131.8531 | 126.4663 | 121.1459 | 125.7846 | 124.2394 | 120.045 | 123.9446 | 127.3303 | 122.3458 | 119.819 | 121.2089 | 126.8754 | 132.094 | 138.9655 | 142.8717

## ES.22
ES.22: Distribution connection generation
Return to: Main Menu
Return to: Chapter contents
ES.22: Distribution connection generation*
Installed distributed generation capacity (GW)*
|  |  | 2022-01-01 | 2023-01-01 | 2024-01-01 | 2025-01-01 | 2026-01-01 | 2027-01-01 | 2028-01-01 | 2029-01-01 | 2030-01-01 | 2031-01-01 | 2032-01-01 | 2033-01-01 | 2034-01-01 | 2035-01-01 | 2036-01-01 | 2037-01-01 | 2038-01-01 | 2039-01-01 | 2040-01-01 | 2041-01-01 | 2042-01-01 | 2043-01-01 | 2044-01-01 | 2045-01-01 | 2046-01-01 | 2047-01-01 | 2048-01-01 | 2049-01-01 | 2050-01-01
|  | Consumer Transformation | 31.9177 | 32.7757 | 34.6034 | 37.135 | 39.5745 | 42.0463 | 44.3905 | 47.0153 | 49.9378 | 53.0723 | 56.0419 | 59.172 | 62.4978 | 65.2582 | 66.94 | 69.1788 | 71.6199 | 74.2311 | 77.4804 | 80.6597 | 83.9282 | 87.4776 | 90.8735 | 94.2806 | 97.3105 | 99.6559 | 101.7342 | 103.8837 | 105.9562
|  | System Transformation | 31.9177 | 32.4009 | 33.5951 | 34.9289 | 36.2622 | 37.7259 | 39.0209 | 40.5914 | 42.6557 | 44.9552 | 47.1351 | 49.2676 | 51.6742 | 53.5264 | 54.2515 | 55.3454 | 56.5087 | 57.749 | 59.5226 | 61.2539 | 63.0229 | 64.9281 | 66.7494 | 68.55 | 70.2939 | 71.9798 | 73.6183 | 75.2434 | 76.8698
|  | Leading the Way | 31.9177 | 33.8054 | 36.2287 | 39.3912 | 42.3418 | 45.7023 | 48.9775 | 52.505 | 55.0117 | 59.0416 | 63.389 | 67.8506 | 71.1966 | 75.5443 | 78.77 | 81.3111 | 83.8791 | 87.2244 | 91.4495 | 95.8181 | 100.4402 | 105.1272 | 108.1553 | 110.5953 | 112.7136 | 114.5709 | 116.3319 | 118.1427 | 119.9051
|  | Falling Short | 31.9177 | 32.877 | 33.6846 | 34.3708 | 35.0837 | 35.7694 | 36.5719 | 37.4964 | 38.6507 | 40.2832 | 41.9363 | 43.28 | 44.6813 | 45.8156 | 46.6073 | 47.043 | 47.5487 | 48.2982 | 49.454 | 50.5771 | 51.5871 | 52.5793 | 53.7016 | 54.8933 | 56.0853 | 57.3807 | 58.6444 | 59.6556 | 60.5888
|  | Five Year Forecast | 2022-01-01: 31.922; 2023-01-01: 32.9685; 2024-01-01: 34.159; 2025-01-01: 35.4882; 2026-01-01: 36.8178; 2027-01-01: 38.2762; 2028-01-01: 39.5958
*Excludes Storage

## ES.23
ES.23: Installed generation capacity in Scotland
Return to: Main Menu
Return to: Chapter contents
ES.23: Installed generation capacity in Scotland
|  | Generation (MW) | FES Scenario | 2022 | 2023 | 2024 | 2025 | 2026 | 2027 | 2028 | 2029 | 2030 | 2031 | 2032 | 2033 | 2034 | 2035 | 2036 | 2037 | 2038 | 2039 | 2040 | 2041 | 2042 | 2043 | 2044 | 2045 | 2046 | 2047 | 2048 | 2049 | 2050
|  | Distributed Generation | Consumer Transformation | 3205.7593 | 3406.1652 | 3587.8038 | 3809.5158 | 4072.6743 | 4312.324 | 4566.5842 | 4876.6752 | 5140.9026 | 5471.0372 | 5814.6077 | 6201.9799 | 6586.5101 | 6968.9963 | 7342.0996 | 7714.9359 | 8120.4495 | 8525.6925 | 9066.2975 | 9572.7605 | 10108.3674 | 10656.5907 | 11129.3392 | 11602.7288 | 12133.598 | 12532.7408 | 12909.0739 | 13342.4653 | 13662.8354
|  |  | Falling Short | 3205.7593 | 3240.4168 | 3285.7634 | 3380.5106 | 3425.4128 | 3472.5094 | 3527.3261 | 3596.9954 | 3742.4542 | 3878.2716 | 4029.807 | 4191.9855 | 4377.6269 | 4525.414 | 4657.4715 | 4768.0012 | 4883.1014 | 5017.261 | 5180.7187 | 5348.4919 | 5513.0352 | 5681.2534 | 5891.317 | 6083.6806 | 6280.3627 | 6540.5571 | 6810.3767 | 7005.3744 | 7195.4831
|  |  | Leading the Way | 3205.7593 | 3407.3749 | 3597.3055 | 3874.7787 | 4152.521 | 4440.8689 | 4735.7406 | 5060.0776 | 5326.2062 | 5717.9493 | 6137.304 | 6584.0616 | 7033.818 | 7483.8257 | 8026.4889 | 8587.3287 | 9048.3788 | 9662.2818 | 10273.9919 | 10840.9581 | 11433.5546 | 12035.8507 | 12543.2433 | 13009.4583 | 13492.2835 | 13870.207 | 14249.1753 | 14680.9282 | 14999.805
|  |  | System Transformation | 3205.7593 | 3285.5106 | 3392.8419 | 3516.9057 | 3623.9751 | 3744.7604 | 3895.4702 | 4038.1502 | 4195.7578 | 4411.3511 | 4631.5017 | 4849.7866 | 5101.2713 | 5326.6048 | 5501.3243 | 5715.6798 | 5919.4506 | 6150.1656 | 6410.9079 | 6664.9803 | 6928.6511 | 7251.7204 | 7587.0444 | 7857.9737 | 8256.3052 | 8535.8285 | 8819.936 | 9210.0836 | 9506.9251
|  | Transmission Generation1 | Consumer Transformation | 14720.25 | 16268.79 | 18989.55 | 22155.98 | 24601.68 | 26591.38 | 28295.88 | 31308.48 | 36662.08 | 38864.06 | 43912.06 | 45252.06 | 58479.06 | 67939.96 | 70714.66 | 73014.66 | 72994.66 | 73275.86 | 77620.86 | 77548.86 | 78148.86 | 79384.86 | 79479.86 | 80079.86 | 80017.66 | 80017.66 | 80017.66 | 80001.66 | 80001.66
|  |  | Falling Short | 14720.25 | 15855.25 | 15655.06 | 16047.56 | 16918.16 | 20073.59 | 23068.08 | 24464.68 | 27752.78 | 27378.98 | 29748.98 | 30477.88 | 34458.88 | 34594.86 | 41437.86 | 47051.86 | 49956.86 | 51971.86 | 52696.86 | 56675.26 | 57163.26 | 57098.26 | 57998.26 | 58043.26 | 59543.26 | 60808.26 | 60981.26 | 60981.26 | 61001.26
|  |  | Leading the Way | 14720.25 | 17861.32 | 22584.78 | 25902.78 | 28795.88 | 31990.68 | 33711.46 | 39999.16 | 41767.16 | 46539.16 | 49814.16 | 63515.06 | 71712.06 | 71812.06 | 73323.76 | 73323.76 | 73379.76 | 76027.76 | 76627.76 | 76582.76 | 76500.76 | 76418.86 | 76418.86 | 76418.86 | 76418.86 | 76418.86 | 76418.86 | 76418.86 | 76418.86
|  |  | System Transformation | 14720.25 | 16119.9 | 17396.75 | 21329.55 | 24744.18 | 25230.68 | 25320.98 | 27789.98 | 32286.18 | 36582.58 | 38483.36 | 42172.36 | 43772.36 | 56790.36 | 63375.06 | 67372.06 | 68128.06 | 67888.06 | 68049.06 | 72945.66 | 73900.66 | 74420.66 | 74503.66 | 74568.66 | 74541.66 | 74606.46 | 74590.46 | 74590.46 | 75190.46
|  | Total Capacity | Consumer Transformation | 17926.0093 | 19674.9552 | 22577.3538 | 25965.4958 | 28674.3543 | 30903.704 | 32862.4642 | 36185.1552 | 41802.9826 | 44335.0972 | 49726.6677 | 51454.0399 | 65065.5701 | 74908.9563 | 78056.7596 | 80729.5959 | 81115.1095 | 81801.5525 | 86687.1575 | 87121.6205 | 88257.2274 | 90041.4507 | 90609.1992 | 91682.5888 | 92151.258 | 92550.4008 | 92926.7339 | 93344.1253 | 93664.4954
|  |  | Falling Short | 17926.0093 | 19095.6668 | 18940.8234 | 19428.0706 | 20343.5728 | 23546.0994 | 26595.4061 | 28061.6754 | 31495.2342 | 31257.2516 | 33778.787 | 34669.8655 | 38836.5069 | 39120.274 | 46095.3315 | 51819.8612 | 54839.9614 | 56989.121 | 57877.5787 | 62023.7519 | 62676.2952 | 62779.5134 | 63889.577 | 64126.9406 | 65823.6227 | 67348.8171 | 67791.6367 | 67986.6344 | 68196.7431
|  |  | Leading the Way | 17926.0093 | 21268.6949 | 26182.0855 | 29777.5587 | 32948.401 | 36431.5489 | 38447.2006 | 45059.2376 | 47093.3662 | 52257.1093 | 55951.464 | 70099.1216 | 78745.878 | 79295.8857 | 81350.2489 | 81911.0887 | 82428.1388 | 85690.0418 | 86901.7519 | 87423.7181 | 87934.3146 | 88454.7107 | 88962.1033 | 89428.3183 | 89911.1435 | 90289.067 | 90668.0353 | 91099.7882 | 91418.665
|  |  | System Transformation | 17926.0093 | 19405.4106 | 20789.5919 | 24846.4557 | 28368.1551 | 28975.4404 | 29216.4502 | 31828.1302 | 36481.9378 | 40993.9311 | 43114.8617 | 47022.1466 | 48873.6313 | 62116.9648 | 68876.3843 | 73087.7398 | 74047.5106 | 74038.2256 | 74459.9679 | 79610.6403 | 80829.3111 | 81672.3804 | 82090.7044 | 82426.6337 | 82797.9652 | 83142.2885 | 83410.396 | 83800.5436 | 84697.3851
1 This includes distribtion connected generation which can participate in balancing through a Bilateral Connection Agreement (BC). Bilateral Embedded Generation Agreement (BEGA) or Bilateral Embedded Licence exemptable Large power station Agreement (BELLA)

## ES.24
ES.24: Proportion of demand met by embedded generation at winter peak in Consumer Transformation
Return to: Main Menu
Return to: Chapter contents
ES.24: Proportion of demand met by embedded generation at winter peak in Consumer Transformation
|  | Region | nuts118cd | Scenario | Year | Distributed Generation at Peak (MW)* | Demand at Peak (MW)** | Ratio (Gen / Demand)
|  | North East (England) | UKC | CT | 2040 | 1581.6174 | 4376.71 | 36.14%
|  | North West (England) | UKD | CT | 2040 | 3808.9189 | 11723.14 | 32.49%
|  | Yorkshire and The Humber | UKE | CT | 2040 | 3106.9749 | 9248.15 | 33.6%
|  | East Midlands (England) | UKF | CT | 2040 | 2917.9794 | 9261.7 | 31.51%
|  | West Midlands (England) | UKG | CT | 2040 | 2359.0747 | 8961.43 | 26.32%
|  | East of England | UKH | CT | 2040 | 3174.3899 | 10733.95 | 29.57%
|  | London | UKI | CT | 2040 | 963.6009 | 11811 | 8.159%
|  | South East (England) | UKJ | CT | 2040 | 3709.6571 | 14847.26 | 24.99%
|  | South West (England) | UKK | CT | 2040 | 3066.8066 | 9244.11 | 33.18%
|  | Wales | UKL | CT | 2040 | 2095.4005 | 5480.51 | 38.23%
|  | Scotland | UKM | CT | 2040 | 2784.5707 | 10412.04 | 26.74%
[6 empty] | 29568.991 | 106100 | 27.87%
* This does not include distribution connected generation which can participate in balancing through a Bilateral Connection Agreement (BC). Bilateral Embedded Generation Agreement (BEGA) or Bilateral Embedded Licence exemptable Large power station Agreement (BELLA)
** Demand data do not include directly connected industrial sites but does include a proportional distribution of demand due to rail connections (~2.3GW).

## ES.25
ES.25: Interconnector capacity
Return to: Main Menu
Return to: Chapter contents
ES.25: Interconnector capacity
Installed interconnector capacity (GW)
|  |  | 2020-01-01 | 2022-01-01 | 2023-01-01 | 2024-01-01 | 2025-01-01 | 2026-01-01 | 2027-01-01 | 2028-01-01 | 2029-01-01 | 2030-01-01 | 2031-01-01 | 2032-01-01 | 2033-01-01 | 2034-01-01 | 2035-01-01 | 2036-01-01 | 2037-01-01 | 2038-01-01 | 2039-01-01 | 2040-01-01 | 2041-01-01 | 2042-01-01 | 2043-01-01 | 2044-01-01 | 2045-01-01 | 2046-01-01 | 2047-01-01 | 2048-01-01 | 2049-01-01 | 2050-01-01
|  | Consumer Transformation |  | 7.4 | 8.4 | 9.8 | 10.3 | 10.3 | 10.3 | 11.7 | 11.7 | 11.7 | 16.3 | 16.3 | 16.3 | 17.05 | 19.15 | 19.15 | 19.15 | 20.95 | 20.95 | 20.95 | 20.95 | 20.95 | 20.95 | 20.95 | 20.95 | 20.95 | 20.95 | 20.95 | 20.95 | 20.95
|  | System Transformation |  | 7.4 | 8.4 | 9.8 | 9.8 | 10.3 | 10.3 | 10.3 | 11.7 | 11.7 | 11.7 | 13.1 | 14.5 | 15.9 | 15.9 | 15.9 | 15.9 | 15.9 | 15.9 | 15.9 | 15.9 | 15.9 | 15.9 | 15.9 | 15.9 | 15.9 | 15.9 | 15.9 | 15.9 | 15.9
|  | Leading the Way |  | 7.4 | 8.4 | 9.8 | 10.3 | 10.3 | 10.3 | 11.7 | 12.45 | 17.45 | 17.45 | 20.25 | 23.95 | 23.95 | 23.95 | 23.95 | 25.35 | 25.35 | 25.35 | 25.35 | 25.35 | 25.35 | 26.75 | 26.75 | 26.75 | 26.75 | 26.75 | 26.75 | 26.75 | 26.75
|  | Falling Short |  | 7.4 | 8.4 | 9.8 | 9.8 | 9.8 | 10.3 | 10.3 | 10.3 | 11.7 | 11.7 | 11.7 | 13.1 | 13.1 | 14.5 | 15.9 | 15.9 | 15.9 | 15.9 | 15.9 | 15.9 | 15.9 | 15.9 | 15.9 | 15.9 | 15.9 | 15.9 | 15.9 | 15.9 | 15.9
|  | Five Year Forecast | 2022-01-01: 7.4; 2023-01-01: 8.4; 2024-01-01: 9.8; 2025-01-01: 9.8; 2026-01-01: 10.3; 2027-01-01: 10.3; 2028-01-01: 10.3

## ES.26
ES.26: Electricity storage installed capacity (excluding Vehicle-to-Grid and Hydrogen)
Return to: Main Menu
Return to: Chapter contents
ES.26: Electricity storage installed capacity (excluding Vehicle-to-Grid and Hydrogen)
Electricity storage capacity, excluding V2G and hydrogen (GW)
|  |  | 2020-01-01 | 2022-01-01 | 2023-01-01 | 2024-01-01 | 2025-01-01 | 2026-01-01 | 2027-01-01 | 2028-01-01 | 2029-01-01 | 2030-01-01 | 2031-01-01 | 2032-01-01 | 2033-01-01 | 2034-01-01 | 2035-01-01 | 2036-01-01 | 2037-01-01 | 2038-01-01 | 2039-01-01 | 2040-01-01 | 2041-01-01 | 2042-01-01 | 2043-01-01 | 2044-01-01 | 2045-01-01 | 2046-01-01 | 2047-01-01 | 2048-01-01 | 2049-01-01 | 2050-01-01
|  | Consumer Transformation |  | 5.2632 | 7.4281 | 11.3348 | 14.2731 | 16.3049 | 16.7742 | 17.3306 | 18.4474 | 19.8519 | 21.2715 | 23.338 | 25.3501 | 28.4399 | 29.4981 | 30.5214 | 31.4976 | 32.6618 | 33.3645 | 34.6459 | 35.9075 | 38.4976 | 39.6677 | 41.2551 | 42.3542 | 43.1624 | 44.3862 | 45.0793 | 45.7577 | 46.4223
|  | System Transformation |  | 5.2632 | 6.4672 | 8.3189 | 11.7696 | 13.2822 | 15.2547 | 15.9704 | 16.2876 | 16.8754 | 16.9763 | 17.6069 | 18.0793 | 18.9935 | 19.7039 | 20.4216 | 22.6061 | 23.6641 | 24.4656 | 25.2932 | 26.3232 | 28.0002 | 28.3976 | 29.6804 | 30.5232 | 31.7554 | 32.2915 | 33.0025 | 33.2174 | 33.4363
|  | Leading the Way |  | 5.2632 | 9.3524 | 14.2365 | 14.8801 | 17.4671 | 20.0629 | 21.6325 | 25.3495 | 28.9967 | 31.8497 | 34.359 | 35.6879 | 36.9717 | 38.0939 | 39.7327 | 41.3993 | 42.5332 | 43.9299 | 45.58 | 46.2694 | 46.8268 | 47.4033 | 48 | 48.6587 | 49.2948 | 49.9751 | 50.6679 | 51.3728 | 52.1225
|  | Falling Short |  | 5.2632 | 5.5564 | 6.3145 | 7.4289 | 9.7269 | 10.8055 | 12.1859 | 12.7503 | 13.4049 | 13.6244 | 14.1067 | 14.3007 | 14.679 | 15.2158 | 15.7872 | 16.1351 | 16.5261 | 16.5816 | 18.1408 | 18.5605 | 18.8014 | 19.0638 | 19.3614 | 20.2209 | 20.501 | 20.6779 | 21.1071 | 21.3447 | 21.7135
|  | Five Year Forecast | 2022-01-01: 5.2632; 2023-01-01: 4.5456; 2024-01-01: 5.8918; 2025-01-01: 8.6086; 2026-01-01: 10.1211; 2027-01-01: 11.3592; 2028-01-01: 11.8931
Excludes vehicle-to-grid and hydrogen storage

## ES.28
ES.28: Different types of hydrogen and their carbon emissions
Return to: Main Menu
Return to: Chapter contents

## ES.29
ES.29: Projects in various development stages
Return to: Main Menu
Return to: Chapter contents
| ES.29: Projects in various development stages | New Low-Carbon Hydrogen Production Projects By Development Stage - MW of initial targeted capacity
|  | Status Type (Initial Production) | MW Initial Targeted Capacity
|  | Completed | 36
|  | Under Construction | 19
|  | Final Investment Decision | 3
|  | Planning Approved | 369
|  | Planning Pending | 757
|  | Scoping | 4896

## ES.30
ES.30: Low carbon hydrogen production capacity
Return to: Main Menu
Return to: Chapter contents
ES.30: Low carbon hydrogen production capacity
Total hydrogen production capacity (GW)
|  | 2020 | 2021 | 2022 | 2023 | 2024 | 2025 | 2026 | 2027 | 2028 | 2029 | 2030 | 2031 | 2032 | 2033 | 2034 | 2035 | 2036 | 2037 | 2038 | 2039 | 2040 | 2041 | 2042 | 2043 | 2044 | 2045 | 2046 | 2047 | 2048 | 2049 | 2050
| Consumer Transformation | 0 | 0 | 0.014943 | 0.031901 | 0.038734 | 0.047862 | 0.056313 | 0.14641 | 0.23063 | 0.37322 | 0.73622 | 1.1219 | 1.7626 | 2.4857 | 3.165 | 3.8593 | 4.6421 | 5.332 | 5.8658 | 6.3304 | 7.0145 | 9.1571 | 10.9684 | 12.7824 | 14.6796 | 16.2319 | 18.2205 | 19.8671 | 21.9546 | 23.5232 | 25.6173
| System Transformation | 0 | 0 | 0.014943 | 0.045133 | 0.055977 | 0.48493 | 1.6248 | 2.7204 | 3.8077 | 4.8656 | 6.6536 | 8.8906 | 11.5248 | 14.8039 | 17.7758 | 22.279 | 25.4571 | 29.339 | 33.1909 | 37.6079 | 41.556 | 47.0441 | 52.0573 | 57.832 | 63.04 | 69.1736 | 72.3597 | 75.259 | 78.1597 | 81.1342 | 82.7912
| Leading the Way | 0 | 0 | 0.014943 | 0.031624 | 0.076748 | 1.3767 | 2.3431 | 3.4488 | 4.9429 | 7.3736 | 10.1689 | 11.3563 | 12.6067 | 14.0586 | 15.9335 | 17.4081 | 18.7489 | 20.1768 | 21.6718 | 23.7405 | 26.9768 | 31.6563 | 36.3542 | 40.9333 | 44.5598 | 48.2129 | 51.0376 | 54.1419 | 57.0691 | 59.9228 | 62.9273
| Falling Short | 0 | 0 | 0.014943 | 0.027039 | 0.031349 | 0.037547 | 0.085517 | 0.1329 | 0.19153 | 0.25043 | 0.34435 | 0.44605 | 0.56168 | 0.67574 | 0.72908 | 0.78585 | 0.84364 | 0.90552 | 0.9684 | 1.0311 | 1.1032 | 1.1763 | 1.24 | 1.304 | 1.3612 | 1.4471 | 1.7789 | 1.9966 | 2.0914 | 2.2041 | 2.3073
| 10 GW 2030 BESS ambition | 10 | 10 | 10 | 10 | 10 | 10 | 10 | 10 | 10 | 10 | 10 | 10 | 10 | 10 | 10 | 10 | 10 | 10 | 10 | 10 | 10 | 10 | 10 | 10 | 10 | 10 | 10 | 10 | 10 | 10 | 10

## ES.31
ES.31: Low carbon hydrogen source by scenario in 2030
Return to: Main Menu
Return to: Chapter contents
ES.31: Low carbon hydrogen source by scenario in 2030 | 2030 hydrogen supply (TWh)
Scaled |  | Consumer Transformation | System Transformation | Leading the Way | Falling Short
| Methane reformation with CCUS | 0.032662 | 24.7307 | 6.5 | 0.020404
| Networked electrolysis | 3.1381 | 10.3614 | 28.3541 | 1.1278
| Non-networked electrolysis | 0.0185 | 0.99925 | 3.9963 | 0.051459
| Biomass gasification | 0 | 1.0743 | 0.82248 | 0
| Nuclear electrolysis | 0 | 1 | 0 | 0
| Imports | 0 | 0 | 0 | 0
| Total | 3.1892 | 38.1656 | 39.6729 | 1.1997

## ES.32
ES.32: Low carbon hydrogen demand imn 2050
Return to: Main Menu
Return to: Chapter contents
ES.32: Low carbon hydrogen demand
| 2050 hydrogen demand | TWh
|  | Consumer Transformation | System Transformation | Leading the Way | Falling Short
| Transmission Losses | 0.45256 | 1.7189 | 0.97143 | 0.045982
| Blending | 0 | 0 | 0 | 0
| Direct Air Carbon Capture and Storage | 0 | 0 | 24.3058 | 0
| Power generation | 23.8548 | 27.1107 | 12.721 | 3.4317
| Shipping and Aviation | 79.7755 | 79.7755 | 79.7755 | 0
| Road transport and rail | 3.108 | 58.3077 | 6.1345 | 1.1176
| Industrial and Commercial | 13.2562 | 133.7263 | 75.6479 | 9.1778
| Residential | 0 | 145.3041 | 42.7932 | 0
| Total | 120.4471 | 445.9432 | 242.3493 | 13.7731

## ES.33
ES.33: Location of electrolyser and wind capacities
Return to: Main Menu
Return to: Chapter contents
ES.33: Location of electrolyser and wind capacities
|  | Wind capacity (MW) |  |  | Electrolyser capacity (MW)
| Region | Consumer Transformation | System Transformation | Leading the Way | Consumer Transformation | System Transformation | Leading the Way
| East England | 24169 | 20113 | 16445 | 2597 | 9133 | 7194
| East Midlands | 2285 | 1611 | 2016 | 0 | 596 | 789
| London | 1 | 1 | 1 | 0 | 161 | 265
| North East England | 8032 | 6923 | 7587 | 2401 | 2791 | 2877
| North Scotland | 39684 | 38360 | 39500 | 26080 | 9146 | 8704
| North Wales and Merseyside | 7982 | 5230 | 6233 | 2605 | 4452 | 4305
| North West England | 5481 | 4500 | 5082 | 445 | 1823 | 1356
| South East England | 2833 | 1472 | 1568 | 2019 | 1345 | 691
| South England | 571 | 336 | 481 | 6323 | 434 | 631
| South Scotland | 31951 | 27064 | 29746 | 1989 | 5928 | 8055
| South Wales | 4841 | 5303 | 6882 | 1929 | 1660 | 1446
| South West England | 7460 | 6701 | 5388 | 463 | 1196 | 1041
| West Midlands | 209 | 100 | 164 | 200 | 664 | 1115
| Yorkshire | 23970 | 19929 | 17514 | 6121 | 5480 | 5382

## ES.35-36
ES.35-36: Natural gas supply and demand sources in 2022 and 2021
Return to: Main Menu
Return to: Chapter contents
ES.35: Natural Gas Supply Source 2022
Natural Gas Supply Source 2022
| Supply Source | Supply (TWh) | Supply (bcm) | % of Supply
| UKCS | 384.7796 | 34.98 | 49.53%
| Norway | 324.4063 | 29.4915 | 41.76%
| LNG | 272.0892 | 24.7354 | 35.02%
| Net continental flows | -207.7882 | -18.8898 | -26.75%
| Green gas | 3.3697 | 0.30634 | 0.4338%
| Total | 776.8565 | 70.6233 | 100%
| Storage (Not on chart) | 42.0424 | 3.822 | -
Natural Gas demand 2022 | 2022 | Demand TWh | Demand bcm | % of Demand
| Residential | 310.5561 | 28.2324 | 30.42% | Residential demand
| Commercial | 88.9029 | 8.0821 | 8.709% | Commercial demand
| Industrial | 114.8817 | 10.4438 | 11.25% | Industrial demand
| Power | 227.2802 | 20.6618 | 22.27% | Electricity generation
| Exports | 269.984 | 24.544 | 26.45% | Gas exported from GB
| Shrinkage | 9.1679 | 0.83345 | 0.8981% | Shrinkage
| Total | 1020.7729 | 92.7975 | 100%
PLEASE NOTE:
* Demand figures are weather corrected while supply is metered, leading to differences in totals
* Export demand includes flows to Ireland
ES.36: Natural Gas Supply Source 2021 | Natural Gas Supply Source 2021
| Supply Source | Supply (TWh) | Supply (bcm) | % of Supply
| UKCS | 322.7068 | 29.337 | 38.01%
| Norway | 349.2387 | 31.749 | 41.14%
| LNG | 157.1053 | 14.2823 | 18.51%
| Net continental flows | 16.5761 | 1.5069 | 1.953%
| Green gas | 3.3 | 0.3 | 0.3887%
| Total | 848.9269 | 77.1752 | 100%
| Storage (Not on chart) | 39.4464 | 3.586 | -
Natural Gas demand 2021 | 2021 | Demand TWh | Demand bcm | % of Demand
| Residential | 339.9 | 30.9 | 40.2%
| Commercial | 87.78 | 7.98 | 10.38%
| Industrial | 131.89 | 11.99 | 15.6%
| Power | 221.65 | 20.15 | 26.22%
| Exports | 58.3 | 5.3 | 6.896%
| Shrinkage | 5.94 | 0.54 | 0.7026%
| Total | 845.46 | 76.86 | 100%
This chart isn't available in your version of Excel. Editing this shape or saving this workbook into a different file format will permanently break the chart.
This chart isn't available in your version of Excel. Editing this shape or saving this workbook into a different file format will permanently break the chart.
This chart isn't available in your version of Excel. Editing this shape or saving this workbook into a different file format will permanently break the chart.
This chart isn't available in your version of Excel. Editing this shape or saving this workbook into a different file format will permanently break the chart.

## ES.37
ES.37: Annual gas supply in Consumer Transformation
Return to: Main Menu
Return to: Chapter contents
ES.37: Annual gas supply in Consumer Transformation
Annual gas supply and import dependency in Consumer Transformation
bcm/yr
Consumer Transformation - Annual
|  |  | 2015 | 2016 | 2017 | 2018 | 2019 | 2020 | 2021 | 2022 | 2023 | 2024 | 2025 | 2026 | 2027 | 2028 | 2029 | 2030 | 2031 | 2032 | 2033 | 2034 | 2035 | 2036 | 2037 | 2038 | 2039 | 2040 | 2041 | 2042 | 2043 | 2044 | 2045 | 2046 | 2047 | 2048 | 2049 | 2050
|  | UKCS | 33 | 34.7545 | 38.0995 | 36.0901 | 34.3546 | 33.5863 | 29.337 | 34.98 | 32.6399 | 29.9965 | 27.8411 | 24.5312 | 22.073 | 19.2629 | 16.7775 | 14.0081 | 12.3845 | 11.0162 | 9.618 | 8.3597 | 7.4597 | 5.8911 | 4.4729 | 3.1256 | 2.2311 | 1.5974 | 0.99792 | 0.47299 | 0.34297 | 0.24535 | 0.18948 | 0 | 0 | 0.073 | 0 | 0.0365
|  | Shale | 0 | 0 | 0 | 0 | 0 | 0 | 0 | 0 | 0 | 0 | 0 | 0 | 0 | 0 | 0 | 0 | 0 | 0 | 0 | 0 | 0 | 0 | 0 | 0 | 0 | 0 | 0 | 0 | 0 | 0 | 0 | 0 | 0 | 0 | 0 | 0
|  | Green Gas | 0 | 0.2 | 0.25 | 0 | 0 | 0.30168 | 0.30496 | 0.30634 | 0.4292 | 0.43096 | 0.46544 | 0.53647 | 0.55454 | 0.5566 | 0.55749 | 0.54071 | 0.68101 | 1.0011 | 1.3143 | 1.5837 | 1.5435 | 1.5013 | 1.482 | 1.1713 | 1.1428 | 0.86341 | 0.82056 | 0.57107 | 0.5739 | 0.37097 | 0.18271 | 0.18253 | 0.19039 | 0.26251 | 0.20485 | 0.32984
|  | Norway | 29 | 32.273 | 35.2134 | 33.5186 | 28.2095 | 26.411 | 31.749 | 29.4915 | 27.5279 | 28.1837 | 26.7831 | 25.9206 | 24.279 | 22.345 | 20.133 | 17.5101 | 15.8246 | 14.4588 | 13.053 | 11.3691 | 10.7031 | 9.9218 | 8.9458 | 7.9561 | 7.251 | 6.3896 | 5.4885 | 4.9734 | 4.6461 | 3.4275 | 3.0879 | 2.3414 | 1.8045 | 1.533 | 1.1778 | 0.1095
|  | Continent | 3.5 | 6 | 4.6759 | 6.144 | 1.8359 | 1.3293 | 4.1218 | 0.15777 | 0.48948 | 0.61261 | 1.3247 | 3.5786 | 3.0629 | 4.0214 | 4.6245 | 5.0232 | 4.9304 | 4.5547 | 4.2954 | 4.0624 | 3.5363 | 3.302 | 3.1001 | 2.9176 | 2.5827 | 2.2377 | 1.9231 | 1.5856 | 1.325 | 1.0566 | 0.90004 | 0.61104 | 0.41181 | 0.64864 | 0.3996 | 0.47016
|  | LNG | 12.5 | 9.0489 | 5.2819 | 5.7079 | 17.0302 | 17.6939 | 14.2823 | 24.7354 | 18.3724 | 11.58 | 7.1779 | 7.0368 | 3.3534 | 3.9443 | 5.2435 | 5.118 | 5.1597 | 4.9763 | 4.7263 | 3.9542 | 3.4262 | 3.1043 | 3.1617 | 2.8967 | 2.5753 | 2.2309 | 1.9189 | 1.6278 | 1.6261 | 1.6238 | 1.636 | 1.8164 | 1.6734 | 0.6481 | 0.39839 | 0.47043
|  | Generic imports | 0 | 0 | 0 | 0 | 0 | 0 | 0 | 0 | 0 | 0 | 3.285 | 6.0983 | 6.0977 | 7.9194 | 7.9168 | 9.7005 | 10.1125 | 9.1717 | 9.5207 | 9.1645 | 8.2189 | 7.6169 | 7.0761 | 6.7721 | 6.2098 | 5.6239 | 5.0102 | 4.4222 | 3.4903 | 3.4668 | 3.0419 | 2.6639 | 2.3292 | 2.167 | 1.6236 | 1.2044
|  | Demand | 78 | 82.2763 | 83.5206 | 81.4608 | 81.4 | 79.3222 | 79.7951 | 89.6709 | 79.4589 | 70.8038 | 66.8772 | 67.7019 | 59.4206 | 58.0496 | 55.2529 | 51.9007 | 49.0927 | 45.1788 | 42.5278 | 38.4936 | 34.8876 | 31.3374 | 28.2384 | 24.8394 | 21.9927 | 18.9429 | 16.1592 | 13.6531 | 12.0043 | 10.191 | 9.0381 | 7.6153 | 6.4093 | 5.3322 | 3.8043 | 2.6208
|  | Import Dependency % | 57.69% | 57.52% | 54.08% | 55.7% | 57.83% | 57.28% | 62.85% | 60.65% | 58.38% | 57.03% | 57.67% | 62.97% | 61.92% | 65.86% | 68.63% | 71.97% | 73.39% | 73.4% | 74.29% | 74.17% | 74.19% | 76.41% | 78.91% | 82.7% | 84.66% | 87.01% | 88.75% | 92.35% | 92.36% | 93.95% | 95.88% | 97.6% | 97.03% | 93.71% | 94.62% | 86.02%

## ES.38
ES.38: Annual gas supply in System Transformation
Return to: Main Menu
Return to: Chapter contents
ES.38: Annual gas supply in System Transformation
System Transformation - Annual
|  |  | 2015 | 2016 | 2017 | 2018 | 2019 | 2020 | 2021 | 2022 | 2023 | 2024 | 2025 | 2026 | 2027 | 2028 | 2029 | 2030 | 2031 | 2032 | 2033 | 2034 | 2035 | 2036 | 2037 | 2038 | 2039 | 2040 | 2041 | 2042 | 2043 | 2044 | 2045 | 2046 | 2047 | 2048 | 2049 | 2050
|  | UKCS | 33 | 34.7545 | 38.0995 | 36.0901 | 34.3546 | 33.5863 | 29.337 | 34.98 | 36.2544 | 34.0472 | 31.0205 | 29.2093 | 26.7236 | 22.7442 | 20.8146 | 18.0613 | 16.1829 | 14.7484 | 14.327 | 13.4829 | 12.9352 | 11.7377 | 10.2713 | 9.3947 | 7.9817 | 6.2745 | 5.2799 | 4.8244 | 4.0498 | 3.2515 | 2.5943 | 1.9737 | 1.3746 | 1.0409 | 0.73969 | 0.53559
|  | Shale | 0 | 0 | 0 | 0 | 0 | 0 | 0 | 0 | 0 | 0 | 0 | 0 | 0 | 0 | 0 | 0 | 0 | 0 | 0 | 0 | 0 | 0 | 0 | 0 | 0 | 0 | 0 | 0 | 0 | 0 | 0 | 0 | 0 | 0 | 0 | 0
|  | Green Gas | 0 | 0.2 | 0.25 | 0 | 0 | 0.30168 | 0.30496 | 0.30634 | 0.69109 | 0.73882 | 0.8152 | 0.9529 | 1.0501 | 1.0758 | 1.1573 | 1.1594 | 1.2426 | 1.3065 | 1.3828 | 1.4293 | 1.4554 | 1.2266 | 0.73115 | 0.7883 | 0.77323 | 0.74692 | 0.48086 | 0.45378 | 0.21874 | 0.2094 | 0 | 0 | 0 | 0 | 0 | 0
|  | Norway | 29 | 32.273 | 35.2134 | 33.5186 | 28.2095 | 26.411 | 31.749 | 29.4915 | 29.5464 | 29.8925 | 29.0737 | 28.6816 | 28.9663 | 27.3942 | 27.172 | 24.8694 | 24.5779 | 24.0828 | 23.8621 | 23.1694 | 22.3553 | 21.4212 | 20.4595 | 19.6767 | 18.8661 | 17.996 | 17.2478 | 16.4769 | 15.8558 | 15.1339 | 14.053 | 13.3411 | 12.7324 | 12.04 | 11.5162 | 11.3166
|  | Continent | 3.5 | 6 | 4.6759 | 6.144 | 1.8359 | 1.3293 | 4.1218 | 0.15777 | 0.069189 | 0.62781 | 1.4602 | 1.9637 | 2.1936 | 2.3204 | 2.6071 | 2.7476 | 2.9166 | 3.4585 | 3.4549 | 2.9876 | 3.1832 | 3.564 | 3.8378 | 4.1549 | 4.0541 | 4.1886 | 4.4075 | 4.342 | 4.4206 | 4.4228 | 4.4448 | 4.4066 | 4.4283 | 4.218 | 4.2553 | 4.0999
|  | LNG | 12.5 | 9.0489 | 5.2819 | 5.7079 | 17.0302 | 17.6939 | 14.2823 | 24.7354 | 22.3726 | 19.789 | 19.4378 | 16.4416 | 10.8454 | 9.6216 | 7.8712 | 7.4376 | 6.2407 | 5.8497 | 5.4383 | 5.4431 | 4.9774 | 5.2032 | 5.9513 | 5.8438 | 6.6728 | 6.654 | 7.0344 | 6.6807 | 7.1916 | 7.9007 | 9.0246 | 9.5639 | 9.3874 | 9.3069 | 9.6607 | 9.3909
|  | Generic Imports | 0 | 0 | 0 | 0 | 0 | 0 | 0 | 0 | 0 | 1.2045 | 2.0794 | 3.9248 | 6.1655 | 7.5776 | 7.6848 | 8.445 | 9.0469 | 9.0517 | 9.2279 | 9.2149 | 8.9056 | 8.7968 | 8.9961 | 8.8609 | 8.9517 | 9.6003 | 9.4943 | 9.2948 | 8.9606 | 7.9753 | 6.9467 | 6.6235 | 5.9998 | 5.3946 | 4.946 | 4.6579
|  | Demand | 78 | 82.2763 | 83.5206 | 81.4608 | 81.4 | 79.3222 | 79.7951 | 89.6709 | 88.9337 | 86.2998 | 83.8867 | 81.1738 | 75.9444 | 70.7337 | 67.307 | 62.7203 | 60.2076 | 58.4977 | 57.693 | 55.7272 | 53.8122 | 51.9495 | 50.2473 | 48.7194 | 47.2997 | 45.4603 | 43.9448 | 42.0727 | 40.6971 | 38.8936 | 37.0635 | 35.9088 | 33.9225 | 32.0004 | 31.1179 | 30.001
|  | Import Dependency % | 57.69% | 57.52% | 54.08% | 55.7% | 57.83% | 57.28% | 62.85% | 60.65% | 58.46% | 59.69% | 62.05% | 62.84% | 63.43% | 66.32% | 67.36% | 69.35% | 71.06% | 72.55% | 72.77% | 73.24% | 73.26% | 75.04% | 78.1% | 79.1% | 81.49% | 84.55% | 86.89% | 87.45% | 89.51% | 91.1% | 93% | 94.5% | 95.95% | 96.75% | 97.62% | 98.21%

## ES.39
ES.39: Annual gas supply in Leading the Way
Return to: Main Menu
Return to: Chapter contents
ES.39: Annual gas supply in Leading the Way
Annual gas supply and import dependency in Leading the Way
bcm/yr
Leading the Way - Annual
|  |  | 2015 | 2016 | 2017 | 2018 | 2019 | 2020 | 2021 | 2022 | 2023 | 2024 | 2025 | 2026 | 2027 | 2028 | 2029 | 2030 | 2031 | 2032 | 2033 | 2034 | 2035 | 2036 | 2037 | 2038 | 2039 | 2040 | 2041 | 2042 | 2043 | 2044 | 2045 | 2046 | 2047 | 2048 | 2049 | 2050
|  | UKCS | 33 | 34.7545 | 38.0995 | 36.0901 | 34.3546 | 33.5863 | 29.337 | 34.98 | 32.2064 | 31.6763 | 30.0094 | 27.898 | 26.2406 | 22.5244 | 18.2958 | 15.8268 | 13.3743 | 12.1492 | 11.156 | 10.0386 | 8.8668 | 7.6793 | 6.5563 | 5.6212 | 5.2916 | 4.1033 | 3.6115 | 3.3975 | 3.5398 | 3.137 | 2.9185 | 2.555 | 2.19 | 1.825 | 1.825 | 1.46
|  | Shale | 0 | 0 | 0 | 0 | 0 | 0 | 0 | 0 | 0 | 0 | 0 | 0 | 0 | 0 | 0 | 0 | 0 | 0 | 0 | 0 | 0 | 0 | 0 | 0 | 0 | 0 | 0 | 0 | 0 | 0 | 0 | 0 | 0 | 0 | 0 | 0
|  | Green Gas | 0 | 0.2 | 0.25 | 0 | 0 | 0.30168 | 0.30496 | 0.30634 | 0.45086 | 0.45405 | 0.46181 | 0.50224 | 0.52196 | 0.51475 | 0.49807 | 0.52251 | 0.5163 | 0.74793 | 0.5766 | 0.55149 | 0.55778 | 0.56763 | 0.59419 | 0.60916 | 0.64542 | 0.68727 | 0.7407 | 0.80639 | 0.96226 | 0.95438 | 1.0556 | 0.8949 | 0.69949 | 0.47588 | 0.32008 | 0.31828
|  | Norway | 29 | 32.273 | 35.2134 | 33.5186 | 28.2095 | 26.411 | 31.749 | 29.4915 | 26.6742 | 26.6796 | 24.9228 | 22.9974 | 21.2962 | 20.2767 | 17.2703 | 15.7264 | 13.8559 | 12.4508 | 10.5436 | 9.3126 | 8.3896 | 7.513 | 6.4578 | 5.561 | 4.7607 | 4.4492 | 3.8836 | 2.9447 | 2.3965 | 2.2638 | 1.825 | 1.46 | 1.095 | 1.095 | 1.095 | 0.73
|  | Continent | 3.5 | 6 | 4.6759 | 6.144 | 1.8359 | 1.3293 | 4.1218 | 0.15777 | 1.6861 | 1.154 | 0.7981 | 0.58908 | 0.56979 | 2.2889 | 3.3583 | 3.9892 | 3.7243 | 3.6806 | 3.3992 | 3.2076 | 3.2784 | 2.7769 | 2.7439 | 2.4149 | 2.2641 | 2.1067 | 1.6637 | 1.5839 | 1.3724 | 1.1301 | 0.35375 | 0.47593 | 0.1233 | 0 | 0 | 0
|  | LNG | 12.5 | 9.0489 | 5.2819 | 5.7079 | 17.0302 | 17.6939 | 14.2823 | 24.7354 | 17.9238 | 9.7215 | 6.1707 | 5.7962 | 2.7563 | 2.9746 | 4.6293 | 5.4368 | 4.4478 | 3.9307 | 3.6132 | 2.8337 | 2.6624 | 2.355 | 2.5787 | 2.2274 | 2.0571 | 1.9082 | 1.6377 | 1.613 | 1.6165 | 1.6227 | 1.6398 | 1.727 | 1.5901 | 0.002265 | 0.0028539 | 0.002233
|  | Generic Imports | 0 | 0 | 0 | 0 | 0 | 0 | 0 | 0 | 1.3526 | 2.7125 | 3.4425 | 4.0265 | 4.7577 | 5.3319 | 6.8438 | 6.916 | 8.1217 | 7.9969 | 7.9956 | 7.6295 | 6.2882 | 5.6582 | 5.2604 | 5.0259 | 4.4493 | 4.0007 | 3.4269 | 2.9755 | 1.9066 | 1.2378 | 0.68602 | 1.005 | 1.7156 | 3.7578 | 3.6626 | 4.2473
|  | Demand | 78 | 82.2763 | 83.5206 | 81.4608 | 81.4 | 79.3222 | 79.7951 | 89.6709 | 80.2939 | 72.398 | 65.8053 | 61.8094 | 56.1425 | 53.9113 | 50.8956 | 48.4177 | 44.0403 | 40.956 | 37.2841 | 33.5735 | 30.0432 | 26.55 | 24.1913 | 21.4595 | 19.4682 | 17.2554 | 14.9641 | 13.321 | 11.7941 | 10.3459 | 8.4787 | 8.1178 | 7.4134 | 7.1559 | 6.9056 | 6.7578
|  | Import Dependency % | 57.69% | 57.52% | 54.08% | 55.7% | 57.83% | 57.28% | 62.85% | 60.65% | 59.33% | 55.62% | 53.69% | 54.05% | 52.33% | 57.26% | 63.07% | 66.23% | 68.46% | 68.51% | 68.53% | 68.46% | 68.63% | 68.94% | 70.44% | 70.97% | 69.5% | 72.24% | 70.92% | 68.44% | 61.83% | 60.45% | 53.13% | 57.5% | 61.02% | 67.85% | 68.94% | 73.69%

## ES.40
ES.40: Annual gas supply in Falling Short
Return to: Main Menu
Return to: Chapter contents
ES.40: Annual gas supply in Falling Short
Annual gas supply and import dependency in Falling Short
bcm/yr
Falling Short - Annual
|  | 2015 | 2016 | 2017 | 2018 | 2019 | 2020 | 2021 | 2022 | 2023 | 2024 | 2025 | 2026 | 2027 | 2028 | 2029 | 2030 | 2031 | 2032 | 2033 | 2034 | 2035 | 2036 | 2037 | 2038 | 2039 | 2040 | 2041 | 2042 | 2043 | 2044 | 2045 | 2046 | 2047 | 2048 | 2049 | 2050
| UKCS | 33 | 34.7545 | 38.0995 | 36.0901 | 34.3546 | 33.5863 | 29.337 | 34.98 | 36.0122 | 34.8796 | 31.0963 | 29.7138 | 28.1579 | 26.4794 | 23.5786 | 21.8909 | 19.6202 | 18.296 | 16.8051 | 15.5963 | 14.3878 | 12.2559 | 11.2351 | 9.5413 | 8.0001 | 6.6935 | 5.5895 | 4.9753 | 4.5695 | 3.8294 | 3.2834 | 2.6015 | 1.8513 | 1.4406 | 1.0298 | 0.75691
| Shale | 0 | 0 | 0 | 0 | 0 | 0 | 0 | 0 | 0 | 0 | 0 | 0.18229 | 0.22793 | 0.27281 | 0.31817 | 0.42004 | 0.64722 | 0.87267 | 2.8608 | 5.5017 | 7.0106 | 8.7084 | 10.1443 | 10.9898 | 11.5806 | 11.9637 | 11.5032 | 11.0669 | 11.1186 | 10.8633 | 10.6298 | 10.6144 | 10.6417 | 10.1898 | 9.9127 | 9.5554
| Green Gas | 0 | 0.2 | 0.25 | 0 | 0 | 0.30168 | 0.30496 | 0.30634 | 1.031 | 1.1655 | 1.275 | 1.5377 | 1.7115 | 1.88 | 2.0523 | 2.1688 | 2.2806 | 2.4001 | 2.5087 | 2.6184 | 2.6574 | 2.7483 | 2.9034 | 2.9879 | 3.0513 | 3.1648 | 3.1655 | 3.2 | 3.3266 | 3.4525 | 3.5946 | 3.7388 | 3.8104 | 3.8187 | 3.8909 | 3.9805
| Norway | 29 | 32.273 | 35.2134 | 33.5186 | 28.2095 | 26.411 | 31.749 | 29.4915 | 29.9328 | 30.01 | 27.8745 | 27.3329 | 26.1323 | 25.8372 | 25.4578 | 24.2581 | 22.4933 | 20.6561 | 19.6145 | 18.5658 | 17.8635 | 15.8488 | 15.5439 | 14.9541 | 14.5905 | 14.0165 | 13.2397 | 13.0372 | 12.3798 | 12.0978 | 11.755 | 11.3102 | 10.7259 | 10.1296 | 9.7334 | 9.2779
| Continent | 3.5 | 6 | 4.6759 | 6.144 | 1.8359 | 1.3293 | 4.1218 | 0.15777 | 0.48519 | 0.48519 | 0.48519 | 2.3102 | 3.549 | 3.4018 | 3.3135 | 4.0951 | 4.9333 | 5.4409 | 5.1372 | 4.5808 | 4.1174 | 4.1582 | 3.9155 | 3.8992 | 3.9284 | 4.0962 | 4.2171 | 4.1449 | 4.1992 | 4.2011 | 4.2884 | 4.4816 | 4.552 | 4.5134 | 4.5063 | 4.5574
| LNG | 12.5 | 9.0489 | 5.2819 | 5.7079 | 17.0302 | 17.6939 | 14.2823 | 24.7354 | 24.6375 | 23.4023 | 22.6609 | 19.7262 | 15.3491 | 14.9881 | 13.8906 | 12.7889 | 10.9499 | 10.2128 | 9.8455 | 9.4803 | 9.2984 | 9.1123 | 9.1126 | 9.2931 | 9.5728 | 9.7435 | 9.9977 | 10.2498 | 10.6507 | 11.1689 | 11.3013 | 11.3027 | 10.9511 | 11.0846 | 11.0244 | 10.8807
| Generic Imports | 0 | 0 | 0 | 0 | 0 | 0 | 0 | 0 | 0 | 0 | 1.825 | 3.65 | 8.0977 | 8.6547 | 9.6091 | 9.6664 | 10.0369 | 10.39 | 9.9858 | 9.2441 | 8.3166 | 8.3987 | 7.9155 | 7.8845 | 7.9393 | 8.2755 | 8.3804 | 8.2375 | 8.3409 | 8.3461 | 8.5169 | 8.9007 | 8.709 | 8.1484 | 7.9678 | 7.6101
| Demand | 78 | 82.2763 | 83.5206 | 81.4608 | 81.4 | 79.3222 | 79.7951 | 89.6709 | 92.0986 | 89.9427 | 85.2169 | 84.4531 | 83.2253 | 81.5141 | 78.2201 | 75.2883 | 70.9613 | 68.2685 | 66.7575 | 65.5874 | 63.6516 | 61.2304 | 60.7704 | 59.5499 | 58.6629 | 57.9536 | 56.0929 | 54.9115 | 54.5854 | 53.9591 | 53.3694 | 52.95 | 51.2414 | 49.325 | 48.0652 | 46.619
| Import Dependency % | 57.69% | 57.52% | 54.08% | 55.7% | 57.83% | 57.28% | 62.85% | 60.65% | 59.78% | 59.92% | 62.01% | 62.78% | 63.84% | 64.87% | 66.83% | 67.49% | 68.23% | 68.41% | 66.78% | 63.84% | 62.21% | 61.27% | 60.04% | 60.51% | 61.42% | 62.35% | 63.88% | 64.96% | 65.17% | 66.37% | 67.2% | 67.98% | 68.18% | 68.68% | 69.14% | 69.34%
Annual gas supply in Falling Short without shale gas
Annual gas supply and import dependency in Falling Short without shale gas
bcm/yr
Falling Short (No Shale) - Annual
|  | 2015 | 2016 | 2017 | 2018 | 2019 | 2020 | 2021 | 2022 | 2023 | 2024 | 2025 | 2026 | 2027 | 2028 | 2029 | 2030 | 2031 | 2032 | 2033 | 2034 | 2035 | 2036 | 2037 | 2038 | 2039 | 2040 | 2041 | 2042 | 2043 | 2044 | 2045 | 2046 | 2047 | 2048 | 2049 | 2050
| UKCS | 33 | 34.7545 | 38.0995 | 36.0901 | 34.3546 | 33.5863 | 29.337 | 34.98 | 36.0122 | 34.8796 | 31.0963 | 29.7138 | 28.1579 | 26.4794 | 23.5786 | 21.8909 | 19.6202 | 18.296 | 16.8051 | 15.5963 | 14.3878 | 12.2559 | 11.2351 | 9.5413 | 8.0001 | 6.6935 | 5.5895 | 4.9753 | 4.5695 | 3.8294 | 3.2834 | 2.6015 | 1.8513 | 1.4406 | 1.0298 | 0.75691
| Shale | 0 | 0 | 0 | 0 | 0 | 0 | 0 | 0 | 0 | 0 | 0 | 0 | 0 | 0 | 0 | 0 | 0 | 0 | 0 | 0 | 0 | 0 | 0 | 0 | 0 | 0 | 0 | 0 | 0 | 0 | 0 | 0 | 0 | 0 | 0 | 0
| Green Gas | 0 | 0.2 | 0.25 | 0 | 0 | 0.30168 | 0.30496 | 0.30634 | 1.031 | 1.1655 | 1.275 | 1.5377 | 1.7115 | 1.88 | 2.0523 | 2.1688 | 2.2806 | 2.4001 | 2.5087 | 2.6184 | 2.6574 | 2.7483 | 2.9034 | 2.9879 | 3.0513 | 3.1648 | 3.1655 | 3.2 | 3.3266 | 3.4525 | 3.5946 | 3.7388 | 3.8104 | 3.8187 | 3.8909 | 3.9805
| Norway | 29 | 32.273 | 35.2134 | 33.5186 | 28.2095 | 26.411 | 31.749 | 29.4915 | 29.9328 | 30.01 | 27.8745 | 28.7887 | 29.1078 | 27.665 | 27.4268 | 24.8589 | 24.5306 | 23.846 | 23.4974 | 23.1273 | 22.2881 | 21.3409 | 20.4224 | 19.362 | 18.5041 | 17.6502 | 17.2364 | 16.116 | 15.4967 | 14.8284 | 13.7499 | 13.2939 | 12.5022 | 11.7901 | 11.2968 | 11.0557
| Continent | 3.5 | 6 | 4.6759 | 6.144 | 1.8359 | 1.3293 | 4.1218 | 0.15777 | 0.48519 | 0.48519 | 0.48519 | 2.1059 | 2.9231 | 3.0139 | 2.8962 | 4.0471 | 4.5066 | 4.6804 | 4.7949 | 4.8363 | 4.9261 | 5.1877 | 5.5978 | 6.0961 | 6.484 | 6.8729 | 6.6584 | 6.8076 | 6.8665 | 6.912 | 7.1493 | 7.2345 | 7.5071 | 7.3565 | 7.2894 | 7.1499
| LNG | 12.5 | 9.0489 | 5.2819 | 5.7079 | 17.0302 | 17.6939 | 14.2823 | 24.7354 | 24.6375 | 23.4023 | 22.6609 | 18.8343 | 14.0359 | 14.2091 | 13.0745 | 12.7041 | 10.4133 | 9.4165 | 9.5079 | 9.727 | 10.0844 | 10.087 | 10.8312 | 11.4813 | 12.1285 | 12.5202 | 12.439 | 12.9125 | 13.3179 | 13.8798 | 14.2145 | 14.2453 | 13.9062 | 13.9277 | 13.8075 | 13.4733
| Generic Imports | 0 | 0 | 0 | 0 | 0 | 0 | 0 | 0 | 0 | 0 | 1.825 | 3.4727 | 7.2893 | 8.2668 | 9.1918 | 9.6185 | 9.6102 | 9.6295 | 9.6435 | 9.6821 | 9.3078 | 9.6107 | 9.7804 | 10.0814 | 10.4949 | 11.0521 | 11.0042 | 10.9002 | 11.0082 | 11.057 | 11.3779 | 11.836 | 11.6641 | 10.9915 | 10.7509 | 10.2027
| Demand | 78 | 82.2763 | 83.5206 | 81.4608 | 81.4 | 79.3222 | 79.7951 | 89.6709 | 92.0986 | 89.9427 | 85.2169 | 84.4531 | 83.2253 | 81.5141 | 78.2201 | 75.2883 | 70.9613 | 68.2685 | 66.7575 | 65.5874 | 63.6516 | 61.2304 | 60.7704 | 59.5499 | 58.6629 | 57.9536 | 56.0929 | 54.9115 | 54.5854 | 53.9591 | 53.3694 | 52.95 | 51.2414 | 49.325 | 48.0652 | 46.619
| Import Dependency % | 57.69% | 57.52% | 54.08% | 55.7% | 57.83% | 57.28% | 62.85% | 60.65% | 59.78% | 59.92% | 62.01% | 63% | 64.11% | 65.21% | 67.23% | 68.04% | 69.14% | 69.68% | 71.07% | 72.23% | 73.22% | 75.5% | 76.73% | 78.96% | 81.16% | 82.99% | 84.39% | 85.11% | 85.53% | 86.5% | 87.11% | 88.03% | 88.95% | 89.34% | 89.76% | 89.84%

## ES.41
ES.41: Import dependency by volume
Return to: Main Menu
Return to: Chapter contents
ES.41: Import dependency by volume
|  |  | 2015-01-01 | 2016-01-01 | 2017-01-01 | 2018-01-01 | 2019-01-01 | 2020-01-01 | 2021-01-01 | 2022-01-01 | 2023-01-01 | 2024-01-01 | 2025-01-01 | 2026-01-01 | 2027-01-01 | 2028-01-01 | 2029-01-01 | 2030-01-01 | 2031-01-01 | 2032-01-01 | 2033-01-01 | 2034-01-01 | 2035-01-01 | 2036-01-01 | 2037-01-01 | 2038-01-01 | 2039-01-01 | 2040-01-01 | 2041-01-01 | 2042-01-01 | 2043-01-01 | 2044-01-01 | 2045-01-01 | 2046-01-01 | 2047-01-01 | 2048-01-01 | 2049-01-01 | 2050-01-01
|  | Consumer Transformation | 45 | 47.3219 | 45.1711 | 45.3706 | 47.0756 | 45.4342 | 50.1531 | 54.3846 | 46.3898 | 40.3763 | 38.5706 | 42.6343 | 36.793 | 38.23 | 37.9179 | 37.3519 | 36.0272 | 33.1615 | 31.5954 | 28.5502 | 25.8844 | 23.945 | 22.2836 | 20.5425 | 18.6189 | 16.4821 | 14.3407 | 12.609 | 11.0875 | 9.5747 | 8.6659 | 7.4328 | 6.2189 | 4.9967 | 3.5994 | 2.2545
|  | System Transformation | 45 | 47.3219 | 45.1711 | 45.3706 | 47.0756 | 45.4342 | 50.1531 | 54.3846 | 51.9882 | 51.5139 | 52.051 | 51.0117 | 48.1707 | 46.9138 | 45.3351 | 43.4997 | 42.782 | 42.4428 | 41.9832 | 40.815 | 39.4216 | 38.9852 | 39.2448 | 38.5363 | 38.5448 | 38.4389 | 38.184 | 36.7945 | 36.4286 | 35.4327 | 34.4691 | 33.9351 | 32.5479 | 30.9595 | 30.3782 | 29.4654
|  | Leading the Way | 45 | 47.3219 | 45.1711 | 45.3706 | 47.0756 | 45.4342 | 50.1531 | 54.3846 | 47.6367 | 40.2677 | 35.3341 | 33.4092 | 29.38 | 30.8721 | 32.1017 | 32.0684 | 30.1497 | 28.0589 | 25.5516 | 22.9834 | 20.6186 | 18.303 | 17.0408 | 15.2291 | 13.5312 | 12.4648 | 10.612 | 9.1171 | 7.292 | 6.2545 | 4.5045 | 4.6679 | 4.524 | 4.855 | 4.7605 | 4.9795
|  | Falling short | 45 | 47.3219 | 45.1711 | 45.3706 | 47.0756 | 45.4342 | 50.1531 | 54.3846 | 55.0555 | 53.8975 | 52.8457 | 53.0193 | 53.1281 | 52.8819 | 52.2711 | 50.8085 | 48.4133 | 46.6997 | 44.583 | 41.871 | 39.5959 | 37.5179 | 36.4875 | 36.031 | 36.031 | 36.1317 | 35.8349 | 35.6694 | 35.5706 | 35.8139 | 35.8616 | 35.9953 | 34.938 | 33.876 | 33.2318 | 32.3261
Imports
Norway
Continent
LNG
Generic Imports

## ES.42
ES.42: Estimated working gas volume
Return to: Main Menu |  |  |  | No colour update required
Return to: Chapter contents
Estimated Working Gas Volume (mcm)
|  | Site | 2023
| ES.42: Estimated working gas volume | Hornsea (Atwick) | 310
|  | Humbley Grove | 254
|  | Hatfield Moor | 70
|  | Aldbrough | 295
|  | Holford | 242
|  | Hill Top Farm | 59
|  | Stublach | 400
|  | Rough | 1500
Source: Ofgem
GB Gas Storage Facilities 2023 ¦ Ofgem

## ES.43
ES.43: 2022 LNG import sources and percentage split
Return to: Main Menu
Return to: Chapter contents
ES.43: 2022 LNG import sources and percentage split |  | LNG Imports in 2022 by country source (GWh)
|  | Countries | 2022 | %
|  | Oman | 270.83 | 0.09748%
|  | Chile | 775.47 | 0.2791%
|  | Spain | 887 | 0.3193%
|  | Egypt | 1140.4 | 0.4105%
|  | Trinidad & Tobago | 1963.44 | 0.7067%
|  | Norway | 2689.23 | 0.9679%
|  | Russia | 5289.34 | 1.904%
|  | Nigeria | 5520.5 | 1.987%
|  | Algeria | 6249.3 | 2.249%
|  | Angola | 6800.82 | 2.448%
|  | Peru | 23930.75 | 8.613%
|  | Qatar | 84020.67 | 30.24%
|  | USA | 138295.01 | 49.78%
|  | Total | 277832.76 | 100%
SOURCE: | Department for Energy Security & Net Zero

## ES.44
ES.44: Total bioenergy demand in 2050
Return to: Main Menu
Return to: Chapter contents
ES.44: Total bioenergy demand in 2050 | Total bioenergy annual demand in 2050 (TWh)
|  | Consumer Transformation | System Transformation | Leading the Way | Falling Short
| Power Generation | 152.6799 | 128.8314 | 79.8421 | 65.2461
| Residential Heat | 11.14 | 7.84 | 15.7134 | 7.64
| Industrial | 1.26 | 1.06 | 1.12 | 0.2
| Commercial | 8.83 | 6.37 | 8.08 | 1.73
| Road Transport | 0 | 0 | 0 | 13.1968
| Aviation | 41.34 | 41.34 | 41.34 | 16
| Hydrogen Production | 0 | 42.306 | 9.9742 | 0
| Biomethane Blending | 3.6 | 0 | 3.5 | 43.8

## ES.45
ES.45: Total bioenergy supply in 2050 (TWh)
Return to: Main Menu
Return to: Chapter contents
Figure ES.45 Bioenergy Supply in 2050 | Total bioenergy annual demand in 2050 (TWh)
|  | Consumer Transformation | System Transformation | Leading the Way | Falling Short
| Forest residues | 47.3564 | 47.3559 | 45.1797 | 40.0003
| Energy crops | 34.8256 | 11.7092 | 49.3937 | 26.9878
| Agri residues | 13.5532 | 13.5532 | 9.2627 | 7.8823
| Waste wood | 16.4468 | 16.4467 | 16.4467 | 12.2823
| Biomass imports | 70.1498 | 106.403 | 0 | 18.1452
| Waste biodiesel, bioethanol | 0 | 0 | 0 | 3.6077
| Biofuel imports | 4.696 | 4.696 | 5.7632 | 0
| Biogas | 5 | 0.76 | 6.6589 | 17.3278
| MSW, C&I (biogenic) | 26.8227 | 26.8233 | 26.865 | 21.5796
| % imported | 34.2% | 48.78% | 3.612% | 12.28%

## ES.46-49
ES.46-49: Total bioenergy demand by scenario and sector
Return to: Main Menu
Return to: Chapter contents
Total bioenergy annual demand (TWh)
Figure ES.46 Consumer Transformation bioenergy demand (TWh) | Consumer Transformation
| Sector | 2022-01-01 | 2023-01-01 | 2024-01-01 | 2025-01-01 | 2026-01-01 | 2027-01-01 | 2028-01-01 | 2029-01-01 | 2030-01-01 | 2031-01-01 | 2032-01-01 | 2033-01-01 | 2034-01-01 | 2035-01-01 | 2036-01-01 | 2037-01-01 | 2038-01-01 | 2039-01-01 | 2040-01-01 | 2041-01-01 | 2042-01-01 | 2043-01-01 | 2044-01-01 | 2045-01-01 | 2046-01-01 | 2047-01-01 | 2048-01-01 | 2049-01-01 | 2050-01-01
| Power Generation | 93.0237 | 71.1483 | 68.7294 | 63.3893 | 60.827 | 57.4685 | 45.9192 | 44.7002 | 42.1828 | 49.5143 | 55.6339 | 70.5019 | 91.3117 | 98.1369 | 113.3245 | 116.5388 | 122.6338 | 122.3543 | 121.1367 | 115.6013 | 115.0838 | 114.8418 | 114.4108 | 113.9549 | 114.0243 | 113.6736 | 113.7868 | 142.6304 | 152.6799
| Residential Heat | 2.23 | 2.86 | 3.45 | 4.04 | 4.5 | 4.9 | 5.29 | 5.68 | 5.96 | 6.37 | 6.79 | 7.18 | 7.58 | 8.13 | 7.56 | 7.57 | 7.57 | 7.59 | 7.68 | 7.93 | 8.26 | 8.62 | 8.99 | 9.59 | 9.92 | 10.22 | 10.53 | 10.88 | 11.14
| Industrial | 1.21 | 1.15 | 1.08 | 1.01 | 0.93 | 0.92 | 0.93 | 0.95 | 0.98 | 0.99 | 1.02 | 1.04 | 1 | 0.98 | 0.99 | 1.01 | 1.04 | 1.07 | 1.1 | 1.14 | 1.16 | 1.16 | 1.15 | 1.17 | 1.17 | 1.2 | 1.2 | 1.23 | 1.26
| Commercial | 1.85 | 1.88 | 1.9 | 1.95 | 2.05 | 2.25 | 2.61 | 3.04 | 3.42 | 3.81 | 4.21 | 4.55 | 4.78 | 5.03 | 5.22 | 5.47 | 5.73 | 5.97 | 6.25 | 6.69 | 7 | 7.2 | 7.32 | 7.58 | 7.75 | 7.89 | 8.11 | 8.46 | 8.83
| Road Transport | 26.1046 | 31.4907 | 36.4937 | 41.0175 | 44.7661 | 44.0451 | 42.8606 | 41.2209 | 39.1353 | 36.2153 | 32.8749 | 28.7302 | 25.0007 | 21.1182 | 17.912 | 15.3945 | 13.4774 | 12.168 | 10.073 | 8.3283 | 6.9282 | 5.962 | 5.217 | 4.4791 | 3.6305 | 2.6322 | 1.4794 | 0.25053 | 0
| Aviation | 0 | 0 | 0 | 0.2 | 0.88 | 1.71 | 2.18 | 3.32 | 5.46 | 7.83 | 11.34 | 13.66 | 16.13 | 18.57 | 20.72 | 22.7 | 24.66 | 26.6 | 28.41 | 30.47 | 31.64 | 32.76 | 33.99 | 35.22 | 36.44 | 37.66 | 38.88 | 40.11 | 41.34
| Hydrogen Production | 0 | 0 | 0 | 0 | 0 | 0 | 0 | 0 | 0 | 0 | 0 | 0 | 0 | 0 | 0 | 0 | 0 | 0 | 0 | 0 | 0 | 0 | 0 | 0 | 0 | 0 | 0 | 0 | 0
| Biomethane Blending | 3.4 | 4.7 | 4.7 | 5.1 | 5.9 | 6.1 | 6.1 | 6.1 | 5.9 | 7.5 | 11 | 14.5 | 17.4 | 17 | 16.5 | 16.3 | 12.9 | 12.6 | 9.5 | 9 | 6.3 | 6.3 | 4.1 | 2 | 2 | 2.1 | 2.9 | 2.3 | 3.6
| CCC Balanced Pathway Supply | 196.4086 | 196.4494 | 194.3046 | 209.1569 | 203.5314 | 172.2518 | 145.9562 | 151.1321 | 151.6563 | 158.8332 | 177.0523 | 190.6531 | 196.9195 | 198.18 | 200.839 | 198.902 | 204.5348 | 210.098 | 220.6063 | 223.231 | 224.1411 | 225.8475 | 229.9918 | 232.9452 | 236.3118 | 239.7273 | 243.7834 | 248.3527 | 251.9874
Figure ES.47 System Transformation bioenergy demand (TWh) | System Transformation
| Sector | 2022 | 2023 | 2024 | 2025 | 2026 | 2027 | 2028 | 2029 | 2030 | 2031 | 2032 | 2033 | 2034 | 2035 | 2036 | 2037 | 2038 | 2039 | 2040 | 2041 | 2042 | 2043 | 2044 | 2045 | 2046 | 2047 | 2048 | 2049 | 2050
| Power Generation | 93.2665 | 73.1111 | 71.2368 | 67.217 | 60.5984 | 59.9295 | 44.4532 | 46.0869 | 39.5901 | 37.101 | 41.1786 | 47.6637 | 61.9415 | 58.764 | 58.1401 | 56.3777 | 71.8153 | 73.7902 | 72.7209 | 96.5965 | 95.9778 | 101.9598 | 101.9306 | 101.8801 | 101.8972 | 101.8568 | 101.8371 | 101.8576 | 128.8314
| Residential Heat | 0.77 | 1.29 | 1.8 | 2.21 | 2.64 | 3.03 | 3.37 | 3.7 | 3.95 | 4.21 | 4.46 | 4.7 | 4.93 | 5.21 | 5.41 | 5.39 | 5.28 | 5.23 | 5.21 | 5.25 | 5.42 | 5.64 | 5.9 | 6.19 | 6.57 | 6.87 | 7.2 | 7.53 | 7.84
| Industrial | 1.21 | 1.13 | 1.05 | 0.96 | 0.85 | 0.8 | 0.81 | 0.83 | 0.83 | 0.84 | 0.85 | 0.85 | 0.85 | 0.85 | 0.88 | 0.93 | 0.96 | 1.02 | 1.02 | 1.06 | 1.07 | 1.06 | 1.02 | 1 | 1.01 | 1.01 | 1 | 1.02 | 1.06
| Commercial | 1.64 | 1.62 | 1.59 | 1.55 | 1.56 | 1.69 | 2.01 | 2.41 | 2.76 | 3.04 | 3.31 | 3.56 | 3.68 | 3.75 | 3.91 | 4.08 | 4.25 | 4.39 | 4.63 | 5.09 | 5.4 | 5.49 | 5.5 | 5.54 | 5.67 | 5.77 | 5.89 | 6.11 | 6.37
| Road Transport | 26.2327 | 31.8403 | 37.1717 | 42.2329 | 46.8304 | 46.9737 | 46.974 | 46.6449 | 46.1038 | 45.0716 | 43.6748 | 40.843 | 37.899 | 34.0551 | 30.3376 | 26.6661 | 23.459 | 20.8364 | 17.024 | 13.6394 | 10.6687 | 8.6947 | 7.796 | 6.7479 | 5.5212 | 3.9548 | 2.3364 | 0.42229 | 0
| Aviation | 0 | 0 | 0 | 0.2 | 0.88 | 1.71 | 2.18 | 3.32 | 5.46 | 7.83 | 11.34 | 13.66 | 16.13 | 18.57 | 20.72 | 22.7 | 24.66 | 26.6 | 28.41 | 30.47 | 31.64 | 32.76 | 33.99 | 35.22 | 36.44 | 37.66 | 38.88 | 40.11 | 41.34
| Hydrogen Production | 0 | 0 | 0 | 0 | 0 | 0 | 0 | 0 | 1.3772 | 5.128 | 8.974 | 12.82 | 16.666 | 19.23 | 20.512 | 21.794 | 23.076 | 24.358 | 30.768 | 35.896 | 41.024 | 42.306 | 42.306 | 42.306 | 42.306 | 42.306 | 42.306 | 42.306 | 42.306
| Biomethane Blending | 3.4 | 7.6 | 8.1 | 9 | 10.5 | 11.6 | 11.8 | 12.7 | 12.8 | 13.7 | 14.4 | 15.2 | 15.7 | 16 | 13.5 | 8 | 8.7 | 8.5 | 8.2 | 5.3 | 5 | 2.4 | 2.3 | 0 | 0 | 0 | 0 | 0 | 0
| CCC Balanced Pathway Supply | 196.4086 | 196.4494 | 194.3046 | 209.1569 | 203.5314 | 172.2518 | 145.9562 | 151.1321 | 151.6563 | 158.8332 | 177.0523 | 190.6531 | 196.9195 | 198.18 | 200.839 | 198.902 | 204.5348 | 210.098 | 220.6063 | 223.231 | 224.1411 | 225.8475 | 229.9918 | 232.9452 | 236.3118 | 239.7273 | 243.7834 | 248.3527 | 251.9874
Figure ES.48 Leading the Way bioenergy demand (TWh) | Leading the Way
| Sector | 2022-01-01 | 2023-01-01 | 2024-01-01 | 2025-01-01 | 2026-01-01 | 2027-01-01 | 2028-01-01 | 2029-01-01 | 2030-01-01 | 2031-01-01 | 2032-01-01 | 2033-01-01 | 2034-01-01 | 2035-01-01 | 2036-01-01 | 2037-01-01 | 2038-01-01 | 2039-01-01 | 2040-01-01 | 2041-01-01 | 2042-01-01 | 2043-01-01 | 2044-01-01 | 2045-01-01 | 2046-01-01 | 2047-01-01 | 2048-01-01 | 2049-01-01 | 2050-01-01
| Power Generation | 93.0567 | 71.6548 | 66.5139 | 59.9329 | 54.3914 | 54.4226 | 80.1221 | 76.2311 | 87.4261 | 78.2489 | 84.6627 | 73.1138 | 78.407 | 78.4796 | 99.7759 | 86.6579 | 85.6653 | 85.0548 | 84.7002 | 81.0236 | 80.2963 | 79.482 | 79.2747 | 79.1687 | 79.2048 | 79.3345 | 79.563 | 79.445 | 79.8421
| Residential Heat | 2.6065 | 3.0528 | 3.4712 | 3.6316 | 4.0469 | 4.4511 | 4.8558 | 5.2534 | 5.3263 | 5.737 | 6.1409 | 6.5425 | 6.9416 | 7.4319 | 7.2449 | 7.5127 | 7.8822 | 8.2262 | 8.699 | 9.0479 | 9.4769 | 9.9706 | 10.4811 | 11.37 | 11.9579 | 12.5386 | 13.226 | 14.0594 | 15.7134
| Industrial | 1.18 | 1.11 | 1.05 | 0.99 | 0.89 | 0.88 | 0.91 | 0.93 | 0.91 | 0.92 | 0.94 | 0.96 | 0.94 | 0.92 | 0.91 | 0.92 | 0.95 | 0.96 | 0.99 | 1.02 | 1.04 | 1.02 | 1.01 | 1.02 | 1.02 | 1.02 | 1.05 | 1.06 | 1.12
| Commercial | 1.9 | 1.99 | 2.08 | 2.09 | 2.25 | 2.49 | 2.9 | 3.32 | 3.47 | 3.79 | 4.13 | 4.42 | 4.58 | 4.75 | 4.87 | 5.05 | 5.26 | 5.47 | 5.75 | 6.05 | 6.26 | 6.34 | 6.44 | 6.7 | 6.87 | 7 | 7.17 | 7.44 | 8.08
| Road Transport | 26.0534 | 31.3999 | 36.3506 | 40.8062 | 44.5666 | 43.6326 | 42.2048 | 39.9834 | 37.2691 | 33.9626 | 29.8649 | 25.0762 | 20.5976 | 16.6619 | 13.4322 | 10.9094 | 8.7937 | 7.0861 | 5.477 | 3.9565 | 2.6266 | 1.3862 | 1.0345 | 0.87032 | 0.69307 | 0.48571 | 0.26138 | 0.019254 | 0
| Aviation | 0 | 0 | 0 | 0.2 | 0.88 | 1.71 | 2.18 | 3.32 | 5.46 | 7.83 | 11.34 | 13.66 | 16.13 | 18.57 | 20.72 | 22.7 | 24.66 | 26.6 | 28.41 | 30.47 | 31.64 | 32.76 | 33.99 | 35.22 | 36.44 | 37.66 | 38.88 | 40.11 | 41.34
| Hydrogen Production | 0 | 0 | 0 | 0 | 0.23161 | 0.46322 | 0.69483 | 0.92644 | 1.1581 | 2.1125 | 3.067 | 4.0214 | 4.9759 | 6.212 | 6.3537 | 6.7769 | 7.2002 | 7.6235 | 8.0468 | 8.4323 | 8.8178 | 9.2033 | 9.5887 | 9.9742 | 9.9742 | 9.9742 | 9.9742 | 9.9742 | 9.9742
| Biomethane Blending | 3.4 | 5 | 5 | 5.1 | 5.5 | 5.7 | 5.7 | 5.5 | 5.7 | 5.7 | 8.2 | 6.3 | 6.1 | 6.1 | 6.2 | 6.5 | 6.7 | 7.1 | 7.6 | 8.1 | 8.9 | 10.6 | 10.5 | 11.6 | 9.8 | 7.7 | 5.2 | 3.5 | 3.5
| CCC Balanced Pathway Supply | 196.4086 | 196.4494 | 194.3046 | 209.1569 | 203.5314 | 172.2518 | 145.9562 | 151.1321 | 151.6563 | 158.8332 | 177.0523 | 190.6531 | 196.9195 | 198.18 | 200.839 | 198.902 | 204.5348 | 210.098 | 220.6063 | 223.231 | 224.1411 | 225.8475 | 229.9918 | 232.9452 | 236.3118 | 239.7273 | 243.7834 | 248.3527 | 251.9874
Figure ES.49 Falling Short bioenergy demand (TWh) | Falling Short
| Sector | 2022-01-01 | 2023-01-01 | 2024-01-01 | 2025-01-01 | 2026-01-01 | 2027-01-01 | 2028-01-01 | 2029-01-01 | 2030-01-01 | 2031-01-01 | 2032-01-01 | 2033-01-01 | 2034-01-01 | 2035-01-01 | 2036-01-01 | 2037-01-01 | 2038-01-01 | 2039-01-01 | 2040-01-01 | 2041-01-01 | 2042-01-01 | 2043-01-01 | 2044-01-01 | 2045-01-01 | 2046-01-01 | 2047-01-01 | 2048-01-01 | 2049-01-01 | 2050-01-01
| Power Generation | 93.2571 | 76.2714 | 75.2975 | 74.5967 | 72.1265 | 69.2591 | 53.6242 | 51.502 | 48.7667 | 48.1511 | 45.5877 | 49.6585 | 46.2962 | 51.1483 | 46.5805 | 47.1017 | 44.659 | 47.2791 | 46.275 | 44.6365 | 49.4964 | 48.5562 | 47.6337 | 47.5061 | 47.2127 | 47.2366 | 53.046 | 53.0075 | 65.2461
| Residential Heat | 1.77 | 2.03 | 2.28 | 2.41 | 2.65 | 2.9 | 3.14 | 3.4 | 1.77 | 1.93 | 2.1 | 2.24 | 2.42 | 2.6 | 2.63 | 2.69 | 2.8 | 2.94 | 3.05 | 3.2 | 3.35 | 3.51 | 3.67 | 5.31 | 5.59 | 6.01 | 6.48 | 6.99 | 7.64
| Industrial | 1.39 | 1.29 | 1.2 | 1.09 | 0.99 | 0.88 | 0.79 | 0.69 | 0.56 | 0.45 | 0.35 | 0.24 | 0.14 | 0.04 | 0.04 | 0.04 | 0.05 | 0.06 | 0.06 | 0.07 | 0.08 | 0.09 | 0.1 | 0.14 | 0.15 | 0.16 | 0.16 | 0.18 | 0.2
| Commercial | 1.59 | 1.62 | 1.66 | 1.62 | 1.58 | 1.54 | 1.5 | 1.49 | 0.8 | 0.72 | 0.64 | 0.56 | 0.49 | 0.42 | 0.58 | 0.63 | 0.69 | 0.78 | 0.85 | 0.92 | 0.98 | 1.04 | 1.09 | 1.49 | 1.52 | 1.57 | 1.6 | 1.66 | 1.73
| Road Transport | 26.34 | 32.0103 | 37.5114 | 42.7494 | 47.5319 | 48.0684 | 48.5703 | 48.7517 | 49.0302 | 49.2264 | 49.0663 | 47.9789 | 46.6975 | 45.4584 | 43.9988 | 42.6492 | 41.2211 | 39.9054 | 37.0953 | 34.4651 | 32.2147 | 30.1423 | 28.4422 | 25.0285 | 22.3736 | 19.8834 | 17.8962 | 15.6806 | 13.1968
| Aviation | 0 | 0 | 0 | 0.2 | 0.88 | 1.71 | 2.18 | 3.32 | 5.46 | 6.5 | 7 | 7.5 | 8 | 8.5 | 9 | 9.5 | 10 | 10.5 | 11 | 11.5 | 12 | 12.5 | 13 | 13.5 | 14 | 14.5 | 15 | 15.5 | 16
| Hydrogen Production | 0 | 0 | 0 | 0 | 0 | 0 | 0 | 0 | 0 | 0 | 0 | 0 | 0 | 0 | 0 | 0 | 0 | 0 | 0 | 0 | 0 | 0 | 0 | 0 | 0 | 0 | 0 | 0 | 0
| Biomethane Blending | 3.4 | 11.3 | 12.8 | 14 | 16.9 | 18.8 | 20.7 | 22.6 | 23.9 | 25.1 | 26.4 | 27.6 | 28.8 | 29.2 | 30.2 | 31.9 | 32.9 | 33.6 | 34.8 | 34.8 | 35.2 | 36.6 | 38 | 39.5 | 41.1 | 41.9 | 42 | 42.8 | 43.8
| CCC Balanced Pathway Supply | 196.4086 | 196.4494 | 194.3046 | 209.1569 | 203.5314 | 172.2518 | 145.9562 | 151.1321 | 151.6563 | 158.8332 | 177.0523 | 190.6531 | 196.9195 | 198.18 | 200.839 | 198.902 | 204.5348 | 210.098 | 220.6063 | 223.231 | 224.1411 | 225.8475 | 229.9918 | 232.9452 | 236.3118 | 239.7273 | 243.7834 | 248.3527 | 251.9874

## ES.50
ES.50: Locations of electricity generation output and demand in Leading the Way
Return to: Main Menu
Return to: Chapter contents
These values show where generation and demand is connected to the network, without constraints. Some generation is connected in a different region to where it is located.
|  |  | Leading the Way 2022 - aggregated |  |  |  | Leading the Way 2035 - aggregated
|  |  | Net flow | -4.45TWh |  |  | Net flow | -119TWh
|  | Scotland |  |  |  | Scotland
|  | 33.84 |  |  |  | 192.59
[5 empty] | North England |  |  |  | North England
[5 empty] | 54.28 |  |  |  | -1.65
[5 empty] | Midlands |  |  |  | Midlands
[5 empty] | -14.4 |  |  |  | -37.96
|  | Wales |  |  |  | Wales
|  | 5.66 |  |  |  | 17.79
[5 empty] | SE England |  |  |  | SE England
[5 empty] | -68.42 |  |  |  | -179.98
|  | SW England |  |  |  | SW England
|  | -10.96 |  |  |  | 9.21

## ES.51
ES.51: Installed generation capacity compared to TEC register pipeline
Return to: Main Menu
Return to: Chapter contents
Figure ES.50: Installed transmission generation capacity in 2035 compared to TEC register pipeline
2035
|  | Five Year Forecast |  | Consumer Transformation | System Transformation | Leading the Way | Falling Short
|  | 2022 | TEC register 2035 | CT | ST | LW | FS
| Interconnectors | 7.4 | 33.67 | 19.15 | 15.9 | 23.95 | 14.5
| Fossil fuel and CCS | 35.3635 | 51.01 | 24.1053 | 27.3885 | 10.8976 | 40.056
| Solar | 0.0375 | 5.6 | 4.9306 | 2.6149 | 6.7515 | 1.9832
| Offshore Wind | 12.7465 | 106.05 | 78.2665 | 69.8385 | 84.9145 | 42.3555
| Onshore Wind | 7.9356 | 23.55 | 20.8328 | 20.8283 | 23.2763 | 18.1967
| Other generation | 11.0574 | 22.31 | 16.6219 | 15.8759 | 10.7109 | 10.8688
| Storage | 3.3417 | 47.8553 | 21.1517 | 14.352 | 28.6907 | 10.5466
| Hybrid storage* |  | 63.75
Fossil fuel is made up of:
| Gas | 31.0527 |  | 19.913 | 22.1827 | 7.5653 | 37.2101
| Coal | 4.24 |  | 0 | 0 | 0 | 0
| Other thermal | 0.0708 |  | 0.0223 | 0.1358 | 0.0223 | 0.1358
| CCS Gas | 0 |  | 4.17 | 5.07 | 3.31 | 2.71
Other generation is made up of:
| Biomass | 3.535 |  | 1.63 | 1.584 | 1.184 | 3.215
| BECCS | 0 |  | 4.65 | 2.3 | 1.65 | 1.1
| Nuclear | 6.075 |  | 5.04 | 5.51 | 5.51 | 4.57
| Hydrogen | 0 |  | 3.6 | 4.8 | 0.6 | 0
| Waste | 0.052 |  | 0.1419 | 0.1419 | 0.2249 | 0.5068
| Hydro | 1.3805 |  | 1.387 | 1.387 | 1.387 | 1.387
| Marine | 0.0149 |  | 0.173 | 0.153 | 0.155 | 0.09
| Other renewables | 0 |  | 0 | 0 | 0 | 0
TEC register data updated as of 25.05.2023
*Hybrid storage sites and their co-located technologies are modelled as individual units in FES and the capacities of both the storage and co-located technology are therefore counted. The capacities of co-located sites are only counted under Hybrid Storage in the 2035 TEC register data.

## ES.A
ES.A: Hydrogen blending into the gas network
Return to: Main Menu
Return to: Chapter contents
ES.A: Hydrogen blending into the gas network
Blending demand for hydrogen (TWh)
|  | 2020 | 2021 | 2022 | 2023 | 2024 | 2025 | 2026 | 2027 | 2028 | 2029 | 2030 | 2031 | 2032 | 2033 | 2034 | 2035 | 2036 | 2037 | 2038 | 2039 | 2040 | 2041 | 2042 | 2043 | 2044 | 2045 | 2046 | 2047 | 2048 | 2049 | 2050
| Consumer Transformation | 0 | 0 | 0 | 0 | 0 | 0 | 0 | 0 | 0 | 0 | 0 | 0 | 0 | 0 | 0 | 0 | 0 | 0 | 0 | 0 | 0 | 0 | 0 | 0 | 0 | 0 | 0 | 0 | 0 | 0 | 0
| System Transformation | 0 | 0 | 0 | 0 | 0 | 0 | 0 | 0.42818 | 4.3468 | 7.9202 | 10.1389 | 9.4996 | 9.6341 | 10.488 | 11.2925 | 11.7885 | 9.3782 | 8.8643 | 7.873 | 6.4548 | 6.9924 | 4.2722 | 3.8542 | 1.9 | 0 | 0 | 0 | 0 | 0 | 0 | 0
| Leading the Way | 0 | 0 | 0 | 0 | 0 | 4.1171 | 7.198 | 10.6309 | 14.7331 | 18.4814 | 21.7958 | 20.4276 | 19.0764 | 17.0744 | 14.5173 | 12.7466 | 7.4316 | 4.2978 | 1.3509 | 0 | 0 | 0 | 0 | 0 | 0 | 0 | 0 | 0 | 0 | 0 | 0
| Falling Short | 0 | 0 | 0 | 0 | 0 | 0 | 0 | 0 | 0 | 0 | 0 | 0 | 0 | 0 | 0 | 0 | 0 | 0 | 0 | 0 | 0 | 0 | 0 | 0 | 0 | 0 | 0 | 0 | 0 | 0 | 0

## ES.B
ES.B: Electricity demand for hydrogen production (including offshore hydrogen production)
Return to: Main Menu
Return to: Chapter contents
Networked electricity demand for electrolysis (solid lines) and electrolysis connected to non-networked offshore wind (dotted lines)
Excludes nuclear connected electrolysis | Electricity demand for hydrogen production (including electrolysis connected to non-networked offshore wind) (TWh)
|  | 2020 | 2021 | 2022 | 2023 | 2024 | 2025 | 2026 | 2027 | 2028 | 2029 | 2030 | 2031 | 2032 | 2033 | 2034 | 2035 | 2036 | 2037 | 2038 | 2039 | 2040 | 2041 | 2042 | 2043 | 2044 | 2045 | 2046 | 2047 | 2048 | 2049 | 2050
| Consumer Transformation | 0 | 0 | 0.04 | 0.096573 | 0.12674 | 0.15993 | 0.19719 | 0.59214 | 0.95892 | 1.6062 | 3.752 | 5.0695 | 8.6742 | 12.2038 | 16.6842 | 19.3943 | 23.6044 | 27.5847 | 29.0424 | 31.4379 | 35.6686 | 48.5484 | 58.8209 | 68.4008 | 79.3248 | 87.528 | 96.5793 | 103.8755 | 112.0028 | 118.7063 | 124.7262
| System Transformation | 0 | 0 | 0.04 | 0.12 | 0.17 | 2.1 | 5.6199 | 8.1098 | 9.1998 | 10.2542 | 13.1504 | 11.1278 | 12.8402 | 12.5653 | 15.2843 | 26.0586 | 31.6312 | 35.5723 | 40.6616 | 49.7782 | 52.0216 | 64.5393 | 81.4673 | 93.8609 | 107.8057 | 123.8859 | 135.3001 | 144.1161 | 153.2852 | 162.0765 | 164.6787
| Leading the Way | 0 | 0 | 0.04 | 0.09 | 0.29 | 5.64 | 8.72 | 12.28 | 16.5597 | 24.0616 | 33.6287 | 36.3204 | 36.7789 | 40.7 | 45.1704 | 45.9837 | 52.8394 | 54.2985 | 56.8467 | 59.5516 | 64.9956 | 78.7516 | 90.6204 | 102.2034 | 112.1702 | 118.7164 | 126.846 | 133.1738 | 138.4053 | 147.2629 | 151.9611
| Falling Short | 0 | 0 | 0.04 | 0.05 | 0.06 | 0.07 | 0.29 | 0.51 | 0.78 | 1.05 | 1.43 | 1.88 | 2.4 | 2.91 | 2.92 | 2.89 | 2.91 | 2.92 | 2.94 | 2.95 | 2.92 | 2.93 | 2.95 | 2.96 | 2.98 | 3.19 | 4.3049 | 5.8571 | 6.8488 | 8.4523 | 9.4095
| Consumer Transformation + non-networked generation | 0 | 0 | 0.062767 | 0.11934 | 0.14951 | 0.18223 | 0.21949 | 0.61444 | 0.98122 | 1.6285 | 3.774 | 5.0915 | 8.6961 | 12.2258 | 16.7062 | 19.4159 | 23.6261 | 27.6064 | 29.0641 | 31.4595 | 35.6899 | 48.5698 | 58.8423 | 68.4222 | 79.3462 | 87.5493 | 96.6006 | 103.8968 | 112.024 | 118.7275 | 126.9631
| System Transformation + non-networked generation | 0 | 0 | 0.062767 | 0.19179 | 0.24179 | 2.1922 | 5.7161 | 8.3021 | 9.5956 | 11.0459 | 14.4181 | 13.6299 | 15.3745 | 16.7024 | 20.052 | 32.2974 | 39.4739 | 44.9958 | 51.9714 | 62.9791 | 67.6782 | 82.9454 | 102.708 | 120.0985 | 137.9432 | 159.9884 | 173.5389 | 184.4963 | 195.8758 | 207.8845 | 213.0282
| Leading the Way + non-networked generation | 0 | 0 | 0.062767 | 0.11277 | 0.31277 | 5.7605 | 9.0816 | 13.0032 | 18.2472 | 27.0739 | 38.3693 | 41.4095 | 42.6419 | 47.8543 | 53.6979 | 55.5857 | 63.6275 | 67.0298 | 71.3624 | 78.0445 | 86.8913 | 103.7557 | 119.453 | 134.8298 | 147.7471 | 158.2374 | 167.2703 | 176.4117 | 184.6253 | 195.1265 | 202.4112
*Due to model iterations these values do not align directly with some data tables
Dotted line shows combined total of networked electricity and offshore wind electricity (which goes directly to floating electrolysis).

## ES.C
ES.C: Natural gas demand for hydrogen production
Return to: Main Menu
Return to: Chapter contents
Natural gas demand for methane reformation
Natural gas demand for hydrogen production by methane reformation (TWh)
|  | 2020 | 2021 | 2022 | 2023 | 2024 | 2025 | 2026 | 2027 | 2028 | 2029 | 2030 | 2031 | 2032 | 2033 | 2034 | 2035 | 2036 | 2037 | 2038 | 2039 | 2040 | 2041 | 2042 | 2043 | 2044 | 2045 | 2046 | 2047 | 2048 | 2049 | 2050
| Consumer Transformation | 0 | 0 | 0.013347 | 0.026781 | 0.026781 | 0.041082 | 0.041082 | 0.041212 | 0.041592 | 0.041972 | 0.044257 | 0.45536 | 0.86647 | 1.2776 | 1.6887 | 1.6887 | 1.6887 | 1.6887 | 1.6887 | 1.6887 | 1.6887 | 1.6887 | 1.6887 | 1.6887 | 1.6887 | 1.6887 | 1.6887 | 1.6887 | 1.6887 | 1.6887 | 1.6887
| System Transformation | 0 | 0 | 0.013347 | 0.016461 | 0.016461 | 0.03401 | 3.3604 | 8.1145 | 15.3568 | 21.7921 | 33.5101 | 46.7412 | 65.2621 | 85.5472 | 105.6749 | 126.828 | 146.34 | 164.6325 | 184.1445 | 199.998 | 217.071 | 230.4855 | 243.9 | 253.656 | 260.973 | 265.8944 | 265.8944 | 265.8944 | 265.8944 | 265.8944 | 265.8944
| Leading the Way | 0 | 0 | 0.013347 | 0.029687 | 0.029687 | 0.040995 | 1.355 | 2.5745 | 4.336 | 6.233 | 8.8075 | 13.802 | 21.642 | 28.455 | 32.52 | 34.5931 | 35.23 | 35.23 | 35.23 | 35.23 | 35.23 | 35.23 | 35.23 | 35.23 | 35.23 | 35.23 | 35.23 | 35.23 | 35.23 | 35.23 | 35.23
| Falling Short | 0 | 0 | 0.013347 | 0.013347 | 0.013347 | 0.027648 | 0.027648 | 0.027648 | 0.027648 | 0.027648 | 0.027648 | 0.027648 | 0.027648 | 0.027648 | 0.59154 | 1.1941 | 1.8082 | 2.4684 | 3.14 | 3.809 | 4.5844 | 5.3717 | 6.052 | 6.7366 | 7.3439 | 7.7235 | 7.859 | 8.0081 | 8.13 | 8.13 | 8.13

## ES.D
ES.D: Nuclear electricity demand for electrolysis
Return to: Main Menu
Return to: Chapter contents
Nuclear electricity demand for electrolysis
Nuclear Electricity demand for hydrogen production from electrolysis (TWh)
|  | 2020 | 2021 | 2022 | 2023 | 2024 | 2025 | 2026 | 2027 | 2028 | 2029 | 2030 | 2031 | 2032 | 2033 | 2034 | 2035 | 2036 | 2037 | 2038 | 2039 | 2040 | 2041 | 2042 | 2043 | 2044 | 2045 | 2046 | 2047 | 2048 | 2049 | 2050
| Consumer Transformation | 0 | 0 | 0 | 0 | 0 | 0 | 0 | 0 | 0 | 0 | 0 | 0.31633 | 0.63267 | 0.949 | 1.2653 | 1.5605 | 1.8726 | 2.1847 | 2.4968 | 2.8089 | 3.0787 | 3.6945 | 4.3102 | 4.926 | 5.5417 | 6.1237 | 6.736 | 7.3484 | 7.9608 | 8.5731 | 9.1347
| System Transformation | 0 | 0 | 0 | 0 | 0 | 0 | 0.24106 | 0.48211 | 0.72317 | 0.96422 | 1.1862 | 2.3725 | 3.5587 | 4.745 | 5.9312 | 7.0223 | 8.4268 | 9.8313 | 11.2357 | 12.6402 | 13.8544 | 15.0089 | 16.1634 | 17.3179 | 18.4725 | 19.5192 | 20.2081 | 20.897 | 21.5859 | 22.2748 | 22.8368
| Leading the Way | 0 | 0 | 0 | 0 | 0 | 0 | 0 | 0 | 0 | 0 | 0 | 0 | 0 | 0 | 0 | 0 | 0 | 0 | 0 | 0 | 0 | 0 | 0 | 0 | 0 | 0 | 0 | 0 | 0 | 0 | 0
| Falling Short | 0 | 0 | 0 | 0 | 0 | 0 | 0 | 0 | 0 | 0 | 0 | 0 | 0 | 0 | 0 | 0 | 0 | 0 | 0 | 0 | 0 | 0 | 0 | 0 | 0 | 0 | 0 | 0 | 0 | 0 | 0

## ES.E
ES.E: Bioresources demand for hydrogen production by gasification
Return to: Main Menu
Return to: Chapter contents
Bioresource demand for gasification
Bioresource demand for hydrogen production (TWh)
|  | 2020 | 2021 | 2022 | 2023 | 2024 | 2025 | 2026 | 2027 | 2028 | 2029 | 2030 | 2031 | 2032 | 2033 | 2034 | 2035 | 2036 | 2037 | 2038 | 2039 | 2040 | 2041 | 2042 | 2043 | 2044 | 2045 | 2046 | 2047 | 2048 | 2049 | 2050
| Consumer Transformation | 0 | 0 | 0 | 0 | 0 | 0 | 0 | 0 | 0 | 0 | 0 | 0 | 0 | 0 | 0 | 0 | 0 | 0 | 0 | 0 | 0 | 0 | 0 | 0 | 0 | 0 | 0 | 0 | 0 | 0 | 0
| System Transformation | 0 | 0 | 0 | 0 | 0 | 0 | 0 | 0 | 0 | 0 | 1.3772 | 5.128 | 8.974 | 12.82 | 16.666 | 19.23 | 20.512 | 21.794 | 23.076 | 24.358 | 30.768 | 35.896 | 41.024 | 42.306 | 42.306 | 42.306 | 42.306 | 42.306 | 42.306 | 42.306 | 42.306
| Leading the Way | 0 | 0 | 0 | 0 | 0 | 0 | 0.23161 | 0.46322 | 0.69483 | 0.92644 | 1.1581 | 2.1125 | 3.067 | 4.0214 | 4.9759 | 6.212 | 6.3537 | 6.7769 | 7.2002 | 7.6235 | 8.0468 | 8.4323 | 8.8178 | 9.2033 | 9.5887 | 9.9742 | 9.9742 | 9.9742 | 9.9742 | 9.9742 | 9.9742
| Falling Short | 0 | 0 | 0 | 0 | 0 | 0 | 0 | 0 | 0 | 0 | 0 | 0 | 0 | 0 | 0 | 0 | 0 | 0 | 0 | 0 | 0 | 0 | 0 | 0 | 0 | 0 | 0 | 0 | 0 | 0 | 0

## ES.F
ES.F: Hydrogen supply in Consumer Transformation
Return to: Main Menu
Return to: Chapter contents
Hydrogen supply in Consumer Transformation
Hydrogen supply in Consumer Transformation (TWh)
|  | 2020 | 2021 | 2022 | 2023 | 2024 | 2025 | 2026 | 2027 | 2028 | 2029 | 2030 | 2031 | 2032 | 2033 | 2034 | 2035 | 2036 | 2037 | 2038 | 2039 | 2040 | 2041 | 2042 | 2043 | 2044 | 2045 | 2046 | 2047 | 2048 | 2049 | 2050
| Methane reformation with CCUS | 0 | 0 | 0.0098112 | 0.019765 | 0.019765 | 0.030319 | 0.030319 | 0.030415 | 0.030695 | 0.030975 | 0.032662 | 0.33606 | 0.63946 | 0.94286 | 1.2463 | 1.2463 | 1.2463 | 1.2463 | 1.2463 | 1.2463 | 1.2463 | 1.2463 | 1.2463 | 1.2463 | 1.2463 | 1.2463 | 1.2463 | 1.2463 | 1.2463 | 1.2463 | 1.2463
| Networked electrolysis | 0 | 0 | 0.025959 | 0.077259 | 0.12674 | 0.10396 | 0.15775 | 0.46384 | 0.82041 | 1.3599 | 3.1381 | 4.2584 | 7.2687 | 10.2445 | 14.0219 | 16.6092 | 20.1886 | 23.539 | 24.8511 | 26.8631 | 30.8683 | 42.0676 | 50.9821 | 59.2217 | 68.674 | 76.2036 | 84.1604 | 90.4722 | 97.5666 | 103.3801 | 109.2448
| Non-networked electrolysis | 0 | 0 | 0.016123 | 0.0185 | 0.0185 | 0.0185 | 0.0185 | 0.0185 | 0.0185 | 0.0185 | 0.0185 | 0.0185 | 0.0185 | 0.0185 | 0.0185 | 0.0185 | 0.0185 | 0.0185 | 0.0185 | 0.0185 | 0.0185 | 0.0185 | 0.0185 | 0.0185 | 0.0185 | 0.0185 | 0.0185 | 0.0185 | 0.0185 | 0.0185 | 1.959
| Biomass gasification | 0 | 0 | 0 | 0 | 0 | 0 | 0 | 0 | 0 | 0 | 0 | 0 | 0 | 0 | 0 | 0 | 0 | 0 | 0 | 0 | 0 | 0 | 0 | 0 | 0 | 0 | 0 | 0 | 0 | 0 | 0
| Nuclear electrolysis | 0 | 0 | 0 | 0 | 0 | 0 | 0 | 0 | 0 | 0 | 0 | 0.26667 | 0.53333 | 0.8 | 1.0667 | 1.3333 | 1.6 | 1.8667 | 2.1333 | 2.4 | 2.6667 | 3.2 | 3.7333 | 4.2667 | 4.8 | 5.3333 | 5.8667 | 6.4 | 6.9333 | 7.4667 | 8
| Imports | 0 | 0 | 0 | 0 | 0 | 0 | 0 | 0 | 0 | 0 | 0 | 0 | 0 | 0 | 0 | 0 | 0 | 0 | 0 | 0 | 0 | 0 | 0 | 0 | 0 | 0 | 0 | 0 | 0 | 0 | 0
| Total | 0 | 0 | 0.051893 | 0.11552 | 0.16501 | 0.15277 | 0.20657 | 0.51276 | 0.86961 | 1.4094 | 3.1892 | 4.8796 | 8.46 | 12.0058 | 16.3533 | 19.2072 | 23.0533 | 26.6704 | 28.2492 | 30.5279 | 34.7998 | 46.5324 | 55.9802 | 64.7531 | 74.7387 | 82.8017 | 91.2918 | 98.137 | 105.7647 | 112.1115 | 120.4501
Includes hydrogen supply for domestic (GB) hydrogen demand only, excludes hydrogen produced for hydrogen export (from electrolysis)
Scaled

## ES.G
ES.G: Hydrogen production capacity in Consumer Transformation
Return to: Main Menu
Return to: Chapter contents
Hydrogen production capacity in Consumer Transformation
Hydrogen production capacity in Consumer Transformation (GW)
|  | 2020 | 2021 | 2022 | 2023 | 2024 | 2025 | 2026 | 2027 | 2028 | 2029 | 2030 | 2031 | 2032 | 2033 | 2034 | 2035 | 2036 | 2037 | 2038 | 2039 | 2040 | 2041 | 2042 | 2043 | 2044 | 2045 | 2046 | 2047 | 2048 | 2049 | 2050
| Methane reformation with CCUS | 0 | 0 | 0.0014 | 0.0028203 | 0.0028203 | 0.0043263 | 0.0043263 | 0.00434 | 0.00438 | 0.00442 | 0.0046606 | 0.040382 | 0.076839 | 0.1133 | 0.14975 | 0.14975 | 0.14975 | 0.14975 | 0.14975 | 0.14975 | 0.14975 | 0.14975 | 0.14975 | 0.14975 | 0.14975 | 0.14975 | 0.14975 | 0.14975 | 0.14975 | 0.14975 | 0.14975
| Networked electrolysis | 0 | 0 | 0.0074084 | 0.022042 | 0.028875 | 0.036497 | 0.044947 | 0.13503 | 0.21921 | 0.36176 | 0.72452 | 1.0364 | 1.6026 | 2.2513 | 2.856 | 3.5123 | 4.257 | 4.9088 | 5.4046 | 5.8312 | 6.4772 | 8.5437 | 10.2789 | 12.0168 | 13.8379 | 15.314 | 17.2266 | 18.797 | 20.8085 | 22.3009 | 23.5805
| Non-networked electrolysis | 0 | 0 | 0.0061349 | 0.0070395 | 0.0070395 | 0.0070395 | 0.0070395 | 0.0070395 | 0.0070395 | 0.0070395 | 0.0070395 | 0.0070395 | 0.0070395 | 0.0070395 | 0.0070395 | 0.0070395 | 0.0070395 | 0.0070395 | 0.0070395 | 0.0070395 | 0.0070395 | 0.0070395 | 0.0070395 | 0.0070395 | 0.0070395 | 0.0070395 | 0.0070395 | 0.0070395 | 0.0070395 | 0.0070395 | 0.74545
| Biomass gasification | 0 | 0 | 0 | 0 | 0 | 0 | 0 | 0 | 0 | 0 | 0 | 0 | 0 | 0 | 0 | 0 | 0 | 0 | 0 | 0 | 0 | 0 | 0 | 0 | 0 | 0 | 0 | 0 | 0 | 0 | 0
| Nuclear electrolysis | 0 | 0 | 0 | 0 | 0 | 0 | 0 | 0 | 0 | 0 | 0 | 0.038052 | 0.076104 | 0.11416 | 0.15221 | 0.19026 | 0.22831 | 0.26636 | 0.30441 | 0.34247 | 0.38052 | 0.45662 | 0.53272 | 0.60883 | 0.68493 | 0.76104 | 0.83714 | 0.91324 | 0.98935 | 1.0654 | 1.1416
| Imports | 0 | 0 | 0 | 0 | 0 | 0 | 0 | 0 | 0 | 0 | 0 | 0 | 0 | 0 | 0 | 0 | 0 | 0 | 0 | 0 | 0 | 0 | 0 | 0 | 0 | 0 | 0 | 0 | 0 | 0 | 0
| Total | 0 | 0 | 0.014943 | 0.031901 | 0.038734 | 0.047862 | 0.056313 | 0.14641 | 0.23063 | 0.37322 | 0.73622 | 1.1219 | 1.7626 | 2.4857 | 3.165 | 3.8593 | 4.6421 | 5.332 | 5.8658 | 6.3304 | 7.0145 | 9.1571 | 10.9684 | 12.7824 | 14.6796 | 16.2319 | 18.2205 | 19.8671 | 21.9546 | 23.5232 | 25.6173
Scaled

## ES.H
ES.H: Hydrogen supply in System Transformation
Return to: Main Menu
Return to: Chapter contents
Hydrogen supply in System Transformation
Hydrogen supply in System Transformation (TWh)
|  | 2020 | 2021 | 2022 | 2023 | 2024 | 2025 | 2026 | 2027 | 2028 | 2029 | 2030 | 2031 | 2032 | 2033 | 2034 | 2035 | 2036 | 2037 | 2038 | 2039 | 2040 | 2041 | 2042 | 2043 | 2044 | 2045 | 2046 | 2047 | 2048 | 2049 | 2050
| Methane reformation with CCUS | 0 | 0 | 0.0098112 | 0.012148 | 0.012148 | 0.0251 | 2.48 | 5.9886 | 11.3335 | 16.0827 | 24.7307 | 38.3282 | 53.5154 | 70.1494 | 86.6543 | 104 | 120 | 135 | 151 | 164 | 178 | 189 | 200 | 208 | 214 | 218.0356 | 218.0356 | 218.0356 | 218.0356 | 218.0356 | 218.0356
| Networked electrolysis | 0 | 0 | 0.025959 | 0.08 | 0.12 | 1.59 | 4.2599 | 6.1399 | 6.9798 | 7.7751 | 10.3614 | 8.7987 | 10.1459 | 9.9457 | 12.0914 | 20.8643 | 25.3166 | 28.4865 | 32.5765 | 39.8865 | 42.2987 | 52.4757 | 66.2074 | 76.2871 | 87.6144 | 101.2017 | 110.5181 | 117.7249 | 125.2155 | 132.3925 | 135.2107
| Non-networked electrolysis | 0 | 0 | 0.016123 | 0.051441 | 0.051441 | 0.06985 | 0.072867 | 0.14573 | 0.3 | 0.6 | 0.99925 | 1.9721 | 1.9976 | 3.2609 | 3.7579 | 4.9924 | 6.2758 | 7.5408 | 9.0501 | 10.5634 | 12.7222 | 14.9564 | 17.2597 | 21.3201 | 24.4891 | 29.4881 | 31.233 | 32.982 | 34.7874 | 37.4154 | 39.6969 | 39.22%
| Biomass gasification | 0 | 0 | 0 | 0 | 0 | 0 | 0 | 0 | 0 | 0 | 1.0743 | 4 | 7 | 10 | 13 | 15 | 16 | 17 | 18 | 19 | 24 | 28 | 32 | 33 | 33 | 33 | 33 | 33 | 33 | 33 | 33
| Nuclear electrolysis | 0 | 0 | 0 | 0 | 0 | 0 | 0.2 | 0.4 | 0.6 | 0.8 | 1 | 2 | 3 | 4 | 5 | 6 | 7.2 | 8.4 | 9.6 | 10.8 | 12 | 13 | 14 | 15 | 16 | 17 | 17.6 | 18.2 | 18.8 | 19.4 | 20
| Imports | 0 | 0 | 0 | 0 | 0 | 0 | 0 | 0 | 0 | 0 | 0 | 0 | 0 | 0 | 0 | 0 | 0 | 0 | 0 | 0 | 0 | 0 | 0 | 0 | 0 | 0 | 0 | 0 | 0 | 0 | 0
| Total | 0 | 0 | 0.051893 | 0.14359 | 0.18359 | 1.685 | 7.0128 | 12.6742 | 19.2133 | 25.2578 | 38.1656 | 55.099 | 75.6589 | 97.3559 | 120.5036 | 150.8567 | 174.7924 | 196.4273 | 220.2267 | 244.2499 | 269.0209 | 297.4321 | 329.4672 | 353.6073 | 375.1035 | 398.7253 | 410.3867 | 419.9426 | 429.8386 | 440.2435 | 445.9433
Includes hydrogen supply for domestic (GB) hydrogen demand only, excludes hydrogen produced for hydrogen export (from electrolysis)

## ES.I
ES.I: Hydrogen production capacity in System Transformation
Return to: Main Menu
Return to: Chapter contents
Hydrogen production capacity in System Transformation
Hydrogen production capacity in System Transformation (GW)
|  | 2020 | 2021 | 2022 | 2023 | 2024 | 2025 | 2026 | 2027 | 2028 | 2029 | 2030 | 2031 | 2032 | 2033 | 2034 | 2035 | 2036 | 2037 | 2038 | 2039 | 2040 | 2041 | 2042 | 2043 | 2044 | 2045 | 2046 | 2047 | 2048 | 2049 | 2050
| Methane reformation with CCUS | 0 | 0 | 0.0014 | 0.0017335 | 0.0017335 | 0.0035816 | 0.35388 | 0.85453 | 1.6172 | 2.2949 | 3.5289 | 4.6056 | 6.4306 | 8.4294 | 10.4127 | 12.497 | 14.4196 | 16.2221 | 18.1447 | 19.7068 | 21.3891 | 22.7109 | 24.0327 | 24.994 | 25.715 | 26.1999 | 26.1999 | 26.1999 | 26.1999 | 26.1999 | 26.1999
| Networked electrolysis | 0 | 0 | 0.0074084 | 0.023826 | 0.034669 | 0.45477 | 1.2147 | 1.7533 | 1.9907 | 2.2282 | 2.4655 | 2.7418 | 3.0181 | 3.2945 | 3.5708 | 5.1236 | 5.5926 | 6.8927 | 7.9495 | 9.9305 | 10.5694 | 13.2355 | 15.4004 | 18.3992 | 21.5377 | 25.1415 | 27.578 | 29.7262 | 31.8543 | 33.7431 | 34.4463
| Non-networked electrolysis | 0 | 0 | 0.0061349 | 0.019574 | 0.019574 | 0.026579 | 0.027727 | 0.055454 | 0.11416 | 0.22831 | 0.38023 | 0.75042 | 0.76012 | 1.2408 | 1.43 | 1.8997 | 2.388 | 2.8694 | 3.4437 | 4.0195 | 4.841 | 5.6912 | 6.5676 | 8.1127 | 9.3185 | 11.2207 | 11.8847 | 12.5502 | 13.2372 | 14.2372 | 15.1054 | 59.85%
| Biomass gasification | 0 | 0 | 0 | 0 | 0 | 0 | 0 | 0 | 0 | 0 | 0.13626 | 0.50736 | 0.88787 | 1.2684 | 1.6489 | 1.9026 | 2.0294 | 2.1563 | 2.2831 | 2.4099 | 3.0441 | 3.5515 | 4.0589 | 4.1857 | 4.1857 | 4.1857 | 4.1857 | 4.1857 | 4.1857 | 4.1857 | 4.1857 | 5.056%
| Nuclear electrolysis | 0 | 0 | 0 | 0 | 0 | 0 | 0.028539 | 0.057078 | 0.085616 | 0.11416 | 0.14269 | 0.28539 | 0.42808 | 0.57078 | 0.71347 | 0.85616 | 1.0274 | 1.1986 | 1.3699 | 1.5411 | 1.7123 | 1.855 | 1.9977 | 2.1404 | 2.2831 | 2.4258 | 2.5114 | 2.597 | 2.6826 | 2.7683 | 2.8539
| Imports | 0 | 0 | 0 | 0 | 0 | 0 | 0 | 0 | 0 | 0 | 0 | 0 | 0 | 0 | 0 | 0 | 0 | 0 | 0 | 0 | 0 | 0 | 0 | 0 | 0 | 0 | 0 | 0 | 0 | 0 | 0
| Total | 0 | 0 | 0.014943 | 0.045133 | 0.055977 | 0.48493 | 1.6248 | 2.7204 | 3.8077 | 4.8656 | 6.6536 | 8.8906 | 11.5248 | 14.8039 | 17.7758 | 22.279 | 25.4571 | 29.339 | 33.1909 | 37.6079 | 41.556 | 47.0441 | 52.0573 | 57.832 | 63.04 | 69.1736 | 72.3597 | 75.259 | 78.1597 | 81.1342 | 82.7912

## ES.J
ES.J: Hydrogen supply in Leading the Way
Return to: Main Menu
Return to: Chapter contents
Hydrogen supply in Leading the Way
Hydrogen supply in Leading the Way (TWh)
|  | 2020 | 2021 | 2022 | 2023 | 2024 | 2025 | 2026 | 2027 | 2028 | 2029 | 2030 | 2031 | 2032 | 2033 | 2034 | 2035 | 2036 | 2037 | 2038 | 2039 | 2040 | 2041 | 2042 | 2043 | 2044 | 2045 | 2046 | 2047 | 2048 | 2049 | 2050
| Methane reformation with CCUS | 0 | 0 | 0.0098112 | 0.021909 | 0.021909 | 0.030255 | 1 | 1.9 | 3.2 | 4.6 | 6.5 | 10.186 | 15.972 | 21 | 24 | 25.53 | 26 | 26 | 26 | 26 | 26 | 26 | 26 | 26 | 26 | 26 | 26 | 26 | 26 | 26 | 26
| Networked electrolysis | 0 | 0 | 0.025959 | 0.075189 | 0.2333 | 4.6756 | 7.2371 | 10.1884 | 13.742 | 19.9637 | 28.3541 | 30.6239 | 31.0071 | 34.3251 | 38.0913 | 39.3061 | 45.1769 | 46.4129 | 48.5907 | 50.9031 | 56.3177 | 68.2288 | 78.5058 | 88.5411 | 97.1718 | 103.4073 | 110.4833 | 115.9875 | 120.5384 | 128.2541 | 133.0764
| Non-networked electrolysis | 0 | 0 | 0.016123 | 0.0185 | 0.0185 | 0.1 | 0.30003 | 0.60007 | 1.4001 | 2.4992 | 3.9963 | 4.2901 | 4.9425 | 6.031 | 7.1887 | 8.2041 | 9.2176 | 10.8779 | 12.4024 | 15.8006 | 18.9651 | 21.6574 | 24.9735 | 28.2595 | 30.8151 | 34.4203 | 35.2071 | 37.6575 | 40.2549 | 41.6863 | 44.183
| Biomass gasification | 0 | 0 | 0 | 0 | 0 | 0 | 0.1645 | 0.32899 | 0.49349 | 0.65798 | 0.82248 | 1.5004 | 2.1783 | 2.8561 | 3.534 | 4.4119 | 4.5125 | 4.8132 | 5.1138 | 5.4144 | 5.7151 | 5.9888 | 6.2626 | 6.5364 | 6.8102 | 7.084 | 7.084 | 7.084 | 7.084 | 7.084 | 7.084
| Nuclear electrolysis | 0 | 0 | 0 | 0 | 0 | 0 | 0 | 0 | 0 | 0 | 0 | 0 | 0 | 0 | 0 | 0 | 0 | 0 | 0 | 0 | 0 | 0 | 0 | 0 | 0 | 0 | 0 | 0 | 0 | 0 | 0
| Imports | 0 | 0 | 0 | 0 | 0 |  | 0 | 0 | 0 | 0 | 0 | 0 | 0 | 0 | 0 | 3 | 4 | 6 | 8 | 10 | 12 | 13.8 | 15.6 | 17.4 | 19.2 | 21 | 23.2 | 25.4 | 27.6 | 29.8 | 32
| Total | 0 | 0 | 0.051893 | 0.1156 | 0.27371 | 4.8058 | 8.7016 | 13.0175 | 18.8356 | 27.7209 | 39.6729 | 46.6003 | 54.0998 | 64.2123 | 72.814 | 80.4521 | 88.9071 | 94.104 | 100.1069 | 108.1182 | 118.9978 | 135.675 | 151.342 | 166.7371 | 179.9971 | 191.9116 | 201.9744 | 212.129 | 221.4772 | 232.8244 | 242.3434
Includes hydrogen supply for domestic (GB) hydrogen demand only, excludes hydrogen produced for hydrogen export (from electrolysis)
Scaled

## ES.K
ES.K: Hydrogen production capacity in Leading the Way
Return to: Main Menu
Return to: Chapter contents
Hydrogen production capacity in Leading the Way
Hydrogen production capacity in Leading the Way (GW)
|  | 2020 | 2021 | 2022 | 2023 | 2024 | 2025 | 2026 | 2027 | 2028 | 2029 | 2030 | 2031 | 2032 | 2033 | 2034 | 2035 | 2036 | 2037 | 2038 | 2039 | 2040 | 2041 | 2042 | 2043 | 2044 | 2045 | 2046 | 2047 | 2048 | 2049 | 2050
| Methane reformation with CCUS | 0 | 0 | 0.0014 | 0.0031263 | 0.0031263 | 0.0043172 | 0.14269 | 0.27112 | 0.45662 | 0.65639 | 0.92751 | 1.224 | 1.9192 | 2.5234 | 2.8839 | 3.0678 | 3.1242 | 3.1242 | 3.1242 | 3.1242 | 3.1242 | 3.1242 | 3.1242 | 3.1242 | 3.1242 | 3.1242 | 3.1242 | 3.1242 | 3.1242 | 3.1242 | 3.1242
| Networked electrolysis | 0 | 0 | 0.0074084 | 0.021458 | 0.066582 | 1.3344 | 2.0654 | 2.9077 | 3.891 | 5.6828 | 7.6164 | 8.3096 | 8.5305 | 8.878 | 9.8659 | 10.313 | 11.0836 | 11.611 | 12.2572 | 12.764 | 14.5274 | 17.9402 | 21.134 | 24.2204 | 26.6322 | 28.6711 | 30.9427 | 32.861 | 34.5461 | 36.6015 | 38.4022
| Non-networked electrolysis | 0 | 0 | 0.0061349 | 0.0070395 | 0.0070395 | 0.038052 | 0.11417 | 0.22834 | 0.53276 | 0.951 | 1.5207 | 1.6325 | 1.8807 | 2.2949 | 2.7354 | 3.1218 | 3.5075 | 4.1392 | 4.7193 | 6.0124 | 7.2165 | 8.241 | 9.5029 | 10.7532 | 11.7257 | 13.0975 | 13.3969 | 14.3294 | 15.3177 | 15.8624 | 16.8124
| Biomass gasification | 0 | 0 | 0 | 0 | 0 | 0 | 0.020865 | 0.041729 | 0.062594 | 0.083458 | 0.10432 | 0.19031 | 0.27629 | 0.36227 | 0.44825 | 0.5596 | 0.57237 | 0.6105 | 0.64863 | 0.68676 | 0.72489 | 0.75962 | 0.79435 | 0.82907 | 0.8638 | 0.89852 | 0.89852 | 0.89852 | 0.89852 | 0.89852 | 0.89852
| Nuclear electrolysis | 0 | 0 | 0 | 0 | 0 | 0 | 0 | 0 | 0 | 0 | 0 | 0 | 0 | 0 | 0 | 0 | 0 | 0 | 0 | 0 | 0 | 0 | 0 | 0 | 0 | 0 | 0 | 0 | 0 | 0 | 0
| Imports | 0 | 0 | 0 | 0 | 0 | 0 | 0 | 0 | 0 | 0 | 0 | 0 | 0 | 0 | 0 | 0.34593 | 0.46123 | 0.69185 | 0.92247 | 1.1531 | 1.3837 | 1.5913 | 1.7988 | 2.0064 | 2.2139 | 2.4215 | 2.6752 | 2.9288 | 3.1825 | 3.4362 | 3.6899
| Total | 0 | 0 | 0.014943 | 0.031624 | 0.076748 | 1.3767 | 2.3431 | 3.4488 | 4.9429 | 7.3736 | 10.1689 | 11.3563 | 12.6067 | 14.0586 | 15.9335 | 17.4081 | 18.7489 | 20.1768 | 21.6718 | 23.7405 | 26.9768 | 31.6563 | 36.3542 | 40.9333 | 44.5598 | 48.2129 | 51.0376 | 54.1419 | 57.0691 | 59.9228 | 62.9273
Scaled

## ES.L
ES.L: Hydrogen supply in Falling Short
Return to: Main Menu
Return to: Chapter contents
Hydrogen supply in Falling Short
Hydrogen supply in Falling Short (TWh)
|  | 2020 | 2021 | 2022 | 2023 | 2024 | 2025 | 2026 | 2027 | 2028 | 2029 | 2030 | 2031 | 2032 | 2033 | 2034 | 2035 | 2036 | 2037 | 2038 | 2039 | 2040 | 2041 | 2042 | 2043 | 2044 | 2045 | 2046 | 2047 | 2048 | 2049 | 2050
| Methane reformation with CCUS | 0 | 0 | 0.0098112 | 0.0098504 | 0.0098504 | 0.020404 | 0.020404 | 0.020404 | 0.020404 | 0.020404 | 0.020404 | 0.020404 | 0.020404 | 0.020404 | 0.43656 | 0.88129 | 1.3345 | 1.8217 | 2.3173 | 2.8111 | 3.3833 | 3.9644 | 4.4664 | 4.9716 | 5.4199 | 5.7 | 5.8 | 5.91 | 6 | 6 | 6
| Networked electrolysis | 0 | 0 | 0.025959 | 0.033564 | 0.042613 | 0.05275 | 0.22084 | 0.38686 | 0.59229 | 0.7987 | 1.1278 | 1.4857 | 1.8909 | 2.2906 | 2.3023 | 2.3139 | 2.3256 | 2.3373 | 2.349 | 2.3606 | 2.3723 | 2.384 | 2.3957 | 2.4073 | 2.419 | 2.6021 | 3.5137 | 4.7898 | 5.5921 | 6.9099 | 7.7306
| Non-networked electrolysis | 0 | 0 | 0.016123 | 0.042191 | 0.046732 | 0.051459 | 0.051459 | 0.051459 | 0.051459 | 0.051459 | 0.051459 | 0.051459 | 0.051459 | 0.051459 | 0.051459 | 0.051459 | 0.051459 | 0.051459 | 0.051459 | 0.051459 | 0.051459 | 0.051459 | 0.051459 | 0.051459 | 0.051459 | 0.051459 | 0.051459 | 0.051459 | 0.051459 | 0.051459 | 0.051459
| Biomass gasification | 0 | 0 | 0 | 0 | 0 | 0 | 0 | 0 | 0 | 0 | 0 | 0 | 0 | 0 | 0 | 0 | 0 | 0 | 0 | 0 | 0 | 0 | 0 | 0 | 0 | 0 | 0 | 0 | 0 | 0 | 0
| Nuclear electrolysis | 0 | 0 | 0 | 0 | 0 | 0 | 0 | 0 | 0 | 0 | 0 | 0 | 0 | 0 | 0 | 0 | 0 | 0 | 0 | 0 | 0 | 0 | 0 | 0 | 0 | 0 | 0 | 0 | 0 | 0 | 0
| Imports | 0 | 0 | 0 | 0 | 0 | 0 | 0 | 0 | 0 | 0 | 0 | 0 | 0 | 0 | 0 | 0 | 0 | 0 | 0 | 0 | 0 | 0 | 0 | 0 | 0 | 0 | 0 | 0 | 0 | 0 | 0
| Total | 0 | 0 | 0.051893 | 0.085606 | 0.099196 | 0.12461 | 0.2927 | 0.45872 | 0.66416 | 0.87056 | 1.1997 | 1.5576 | 1.9628 | 2.3625 | 2.7903 | 3.2467 | 3.7116 | 4.2104 | 4.7177 | 5.2232 | 5.8071 | 6.3998 | 6.9135 | 7.4304 | 7.8903 | 8.3536 | 9.3651 | 10.7513 | 11.6435 | 12.9614 | 13.782
Includes hydrogen supply for domestic (GB) hydrogen demand only, excludes hydrogen produced for hydrogen export (from electrolysis)
Scaled

## ES.M
ES.M: Hydrogen production capacity in Falling Short
Return to: Main Menu
Return to: Chapter contents
Hydrogen production capacity in Falling Short
Hydrogen production capacity in Falling Short (GW)
|  | 2020 | 2021 | 2022 | 2023 | 2024 | 2025 | 2026 | 2027 | 2028 | 2029 | 2030 | 2031 | 2032 | 2033 | 2034 | 2035 | 2036 | 2037 | 2038 | 2039 | 2040 | 2041 | 2042 | 2043 | 2044 | 2045 | 2046 | 2047 | 2048 | 2049 | 2050
| Methane reformation with CCUS | 0 | 0 | 0.0014 | 0.0014056 | 0.0014056 | 0.0029116 | 0.0029116 | 0.0029116 | 0.0029116 | 0.0029116 | 0.0029116 | 0.0024519 | 0.0024519 | 0.0024519 | 0.052459 | 0.1059 | 0.16036 | 0.2189 | 0.27846 | 0.33779 | 0.40655 | 0.47637 | 0.5367 | 0.59741 | 0.65127 | 0.68493 | 0.69695 | 0.71017 | 0.72098 | 0.72098 | 0.72098
| Networked electrolysis | 0 | 0 | 0.0074084 | 0.0095789 | 0.012161 | 0.015054 | 0.063025 | 0.1104 | 0.16903 | 0.22794 | 0.32186 | 0.42401 | 0.53965 | 0.65371 | 0.65704 | 0.66037 | 0.6637 | 0.66704 | 0.67037 | 0.6737 | 0.67703 | 0.68036 | 0.68369 | 0.68702 | 0.69036 | 0.74261 | 1.0624 | 1.2669 | 1.3508 | 1.4636 | 1.5668
| Non-networked electrolysis | 0 | 0 | 0.0061349 | 0.016055 | 0.017782 | 0.019581 | 0.019581 | 0.019581 | 0.019581 | 0.019581 | 0.019581 | 0.019581 | 0.019581 | 0.019581 | 0.019581 | 0.019581 | 0.019581 | 0.019581 | 0.019581 | 0.019581 | 0.019581 | 0.019581 | 0.019581 | 0.019581 | 0.019581 | 0.019581 | 0.019581 | 0.019581 | 0.019581 | 0.019581 | 0.019581
| Biomass gasification | 0 | 0 | 0 | 0 | 0 | 0 | 0 | 0 | 0 | 0 | 0 | 0 | 0 | 0 | 0 | 0 | 0 | 0 | 0 | 0 | 0 | 0 | 0 | 0 | 0 | 0 | 0 | 0 | 0 | 0 | 0
| Nuclear electrolysis | 0 | 0 | 0 | 0 | 0 | 0 | 0 | 0 | 0 | 0 | 0 | 0 | 0 | 0 | 0 | 0 | 0 | 0 | 0 | 0 | 0 | 0 | 0 | 0 | 0 | 0 | 0 | 0 | 0 | 0 | 0
| Imports | 0 | 0 | 0 | 0 | 0 | 0 | 0 | 0 | 0 | 0 | 0 | 0 | 0 | 0 | 0 | 0 | 0 | 0 | 0 | 0 | 0 | 0 | 0 | 0 | 0 | 0 | 0 | 0 | 0 | 0 | 0
| Total | 0 | 0 | 0.014943 | 0.027039 | 0.031349 | 0.037547 | 0.085517 | 0.1329 | 0.19153 | 0.25043 | 0.34435 | 0.44605 | 0.56168 | 0.67574 | 0.72908 | 0.78585 | 0.84364 | 0.90552 | 0.9684 | 1.0311 | 1.1032 | 1.1763 | 1.24 | 1.304 | 1.3612 | 1.4471 | 1.7789 | 1.9966 | 2.0914 | 2.2041 | 2.3073
Scaled

## ES.N
ES.N: Wind and solar generation capacity by region (GW)
Return to: Main Menu
Return to: Chapter contents
| Wales - Leading the Way |  |  |  | Scotland - Leading the Way
|  | 2022 | 2030 | 2050 |  | 2022 | 2030 | 2050
| Off Shore Wind Capacity | 1 | 4 | 9 | Off Shore Wind Capacity | 2 | 11 | 39
| Solar PV Capacity | 1 | 4 | 7 | Solar PV Capacity | 0 | 2 | 7
| On Shore Wind Capacity | 1 | 3 | 5 | On Shore Wind Capacity | 9 | 21 | 26
| Midlands - Leading the Way |  |  |  | North England - Leading the Way
|  | 2022 | 2030 | 2050 |  | 2022 | 2030 | 2050
| Off Shore Wind Capacity | 3 | 11 | 15 | Off Shore Wind Capacity | 6 | 21 | 28
| Solar PV Capacity | 4 | 10 | 23 | Solar PV Capacity | 3 | 9 | 20
| On Shore Wind Capacity | 1 | 1 | 2 | On Shore Wind Capacity | 2 | 2 | 6
| South West - Leading the Way |  |  |  | South East - Leading the Way
|  | 2022 | 2030 | 2050 |  | 2022 | 2030 | 2050
| Off Shore Wind Capacity | - | 0 | 4 | Off Shore Wind Capacity | 1 | 1 | 1
| Solar PV Capacity | 1 | 5 | 9 | Solar PV Capacity | 4 | 12 | 25
| On Shore Wind Capacity | 0 | 0 | 1 | On Shore Wind Capacity | 0 | 0 | 1
| Wales - Consumer Transformation |  |  |  | Scotland - Consumer Transformation
|  | 2022 | 2030 | 2050 |  | 2022 | 2030 | 2050
| Off Shore Wind Capacity | 1 | 4 | 9 | Off Shore Wind Capacity | 2 | 9 | 41
| Solar PV Capacity | 1 | 3 | 6 | Solar PV Capacity | 0 | 2 | 7
| On Shore Wind Capacity | 1 | 2 | 5 | On Shore Wind Capacity | 9 | 20 | 27
| Midlands - Consumer Transformation |  |  |  | North England - Consumer Transformation
|  | 2022 | 2030 | 2050 |  | 2022 | 2030 | 2050
| Off Shore Wind Capacity | 3 | 12 | 22 | Off Shore Wind Capacity | 6 | 18 | 34
| Solar PV Capacity | 4 | 8 | 20 | Solar PV Capacity | 3 | 6 | 17
| On Shore Wind Capacity | 1 | 1 | 3 | On Shore Wind Capacity | 2 | 3 | 7
| South West - Consumer Transformation |  |  |  | South East - Consumer Transformation
|  | 2022 | 2030 | 2050 |  | 2022 | 2030 | 2050
| Off Shore Wind Capacity | - | 0 | 6 | Off Shore Wind Capacity | 1 | 1 | 3
| Solar PV Capacity | 1 | 3 | 8 | Solar PV Capacity | 4 | 9 | 21
| On Shore Wind Capacity | 0 | 0 | 1 | On Shore Wind Capacity | 0 | 0 | 1
Scotland - System Transformation
| Wales - System Transformation |  |  |  |  | 2022 | 2030 | 2050
|  | 2022 | 2030 | 2050 | Off Shore Wind Capacity | 2 | 7 | 38
| Off Shore Wind Capacity | 1 | 3 | 9 | Solar PV Capacity | 0 | 1 | 5
| Solar PV Capacity | 1 | 2 | 5 | On Shore Wind Capacity | 9 | 18 | 23
| On Shore Wind Capacity | 1 | 2 | 3
North England - System Transformation
| Midlands - System Transformation |  |  |  |  | 2022 | 2030 | 2050
|  | 2022 | 2030 | 2050 | Off Shore Wind Capacity | 6 | 17 | 31
| Off Shore Wind Capacity | 3 | 12 | 19 | Solar PV Capacity | 3 | 5 | 12
| Solar PV Capacity | 4 | 6 | 14 | On Shore Wind Capacity | 2 | 2 | 3
| On Shore Wind Capacity | 1 | 1 | 1
South East - System Transformation
| South West - System Transformation |  |  |  |  | 2022 | 2030 | 2050
|  | 2022 | 2030 | 2050 | Off Shore Wind Capacity | 1 | 1 | 1
| Off Shore Wind Capacity | - | - | 6 | Solar PV Capacity | 4 | 8 | 16
| Solar PV Capacity | 1 | 2 | 5 | On Shore Wind Capacity | 0 | 0 | 1
| On Shore Wind Capacity | 0 | 0 | 1
| Wales - Falling Short |  |  |  | Scotland - Falling Short
|  | 2022 | 2030 | 2050 |  | 2022 | 2030 | 2050
| Off Shore Wind Capacity | 1 | 3 | 8 | Off Shore Wind Capacity | 2 | 5 | 27
| Solar PV Capacity | 1 | 2 | 4 | Solar PV Capacity | 0 | 1 | 4
| On Shore Wind Capacity | 1 | 1 | 2 | On Shore Wind Capacity | 9 | 16 | 21
| Midlands - Falling Short |  |  |  | North England - Falling Short
|  | 2022 | 2030 | 2050 |  | 2022 | 2030 | 2050
| Off Shore Wind Capacity | 3 | 11 | 13 | Off Shore Wind Capacity | 6 | 11 | 23
| Solar PV Capacity | 4 | 5 | 10 | Solar PV Capacity | 3 | 4 | 9
| On Shore Wind Capacity | 1 | 1 | 1 | On Shore Wind Capacity | 2 | 2 | 3
| South West - Falling Short |  |  |  | South East - Falling Short
|  | 2022 | 2030 | 2050 |  | 2022 | 2030 | 2050
| Off Shore Wind Capacity | - | - | 4 | Off Shore Wind Capacity | 1 | 1 | 1
| Solar PV Capacity | 1 | 2 | 4 | Solar PV Capacity | 4 | 6 | 12
| On Shore Wind Capacity | 0 | 0 | 0 | On Shore Wind Capacity | 0 | 0 | 0

## ES.O
ES.O: Load Factor, Capacity (GW) and Generation (TWh) in 2030 and 2050
Return to: Main Menu
Return to: Chapter contents
|  |  | 2022 |  |  |  | Consumer Transformation 2050 |  |  |  | System Transformation 2050 |  |  |  | Leading the Way 2050 |  |  |  | Falling Short 2050
| Consumer Transformation 2050 | Consumer Transformation 2030 | Selected technologies |  |  |  | Selected technologies |  |  |  | Selected technologies |  |  |  | Selected technologies |  |  |  | Selected technologies
|  |  | Generation type | Capacity (GW) | Load factor | Generation (TWh) | Generation type | Capacity (GW) | Load factor | Generation (TWh) | Generation type | Capacity (GW) | Load factor | Generation (TWh) | Generation type | Capacity (GW) | Load factor | Generation (TWh) | Generation type | Capacity (GW) | Load factor | Generation (TWh)
|  |  | Biomass | 4.418 | 41.17% | 15.9324 | Biomass | 0.20613 | 0.1633% | 0.002948 | Biomass | 0.47412 | 0.1039% | 0.0043145 | Biomass | 0.20613 | 36.04% | 0.6507 | Biomass | 3.9636 | 0.5366% | 0.18631
|  |  | BECCS | 0 | 0% | 0 | BECCS | 8.8 | 48.37% | 37.2895 | BECCS | 8.2 | 44.64% | 32.0627 | BECCS | 2.2 | 75.8% | 14.6082 | BECCS | 4.6 | 33.76% | 13.6035
|  |  | Gas CCUS | 0 | 0% | 0 | Gas CCUS | 5.97 | 12.55% | 6.5614 | Gas CCUS | 16.77 | 3.647% | 5.358 | Gas CCUS | 3.31 | 37.26% | 10.8032 | Gas CCUS | 21.27 | 26.14% | 48.7123
|  |  | Gas | 36.2941 | 28.38% | 90.2241 | Gas | 0 | 0% | 0 | Gas | 0 | 0% | 0 | Gas | 0 | 0% | 0 | Gas | 37.7356 | 2.587% | 8.5509
|  |  | Hydrogen | 0 | 0% | 0 | Hydrogen | 21.2431 | 8.887% | 16.5387 | Hydrogen | 22.5554 | 6.489% | 12.8214 | Hydrogen | 17.5795 | 3.379% | 5.2041 | Hydrogen | 4.2 | 5.13% | 1.8874
|  |  | Nuclear | 6.075 | 76.62% | 40.7767 | Nuclear | 15.9 | 68.04% | 94.7742 | Nuclear | 13.08 | 75.63% | 86.6537 | Nuclear | 9.79 | 84.57% | 72.5241 | Nuclear | 14.49 | 70.46% | 89.4356
|  |  | Offshore Wind | 13.4277 | 46.05% | 54.1714 | Offshore Wind | 115.0396 | 48.41% | 487.8882 | Offshore Wind | 105.1311 | 49.71% | 457.8423 | Offshore Wind | 96.7896 | 50.74% | 430.1967 | Offshore Wind | 77.6231 | 47.74% | 324.6512
|  |  | Onshore Wind | 13.5964 | 39.1% | 46.5722 | Onshore Wind | 44.4294 | 35.82% | 139.4198 | Onshore Wind | 32.512 | 38.03% | 108.2983 | Onshore Wind | 41.8177 | 38.89% | 142.4579 | Onshore Wind | 28.2888 | 36.75% | 91.0645
|  |  | Solar | 14.0407 | 10.54% | 12.965 | Solar | 78.6894 | 9.993% | 68.8846 | Solar | 56.9185 | 10.29% | 51.2893 | Solar | 91.2088 | 10.4% | 83.1148 | Solar | 42.7227 | 10.09% | 37.7464
All values exclude any non-network connected generation
[7 empty] | Consumer Transformation 2030 |  |  |  | System Transformation 2030 |  |  |  | Leading the Way 2030 |  |  |  | Falling Short 2030
[7 empty] | Selected technologies |  |  |  | Selected technologies |  |  |  | Selected technologies |  |  |  | Selected technologies
[7 empty] | Generation type | Capacity (GW) | Load factor | Generation (TWh) | Generation type | Capacity (GW) | Load factor | Generation (TWh) | Generation type | Capacity (GW) | Load factor | Generation (TWh) | Generation type | Capacity (GW) | Load factor | Generation (TWh)
[7 empty] | Biomass | 4.1203 | 0.5342% | 0.19281 | Biomass | 4.2935 | 0.5587% | 0.21014 | Biomass | 3.4853 | 35.6% | 10.8696 | Biomass | 4.7846 | 0.904% | 0.37891
[7 empty] | BECCS | 0 | 0% | 0 | BECCS | 0 | 0% | 0 | BECCS | 0.55 | 75.8% | 3.652 | BECCS | 0 | 0% | 0
[7 empty] | Gas CCUS | 1.77 | 48.87% | 7.577 | Gas CCUS | 1.77 | 50.26% | 7.7927 | Gas CCUS | 0.91 | 54.8% | 4.3684 | Gas CCUS | 0 | 0% | 0
[7 empty] | Gas | 34.9239 | 9.646% | 29.5108 | Gas | 36.5789 | 8.622% | 27.6267 | Gas | 22.8838 | 8.926% | 17.8935 | Gas | 47.2737 | 12.4% | 51.371
[7 empty] | Hydrogen | 0.60456 | 8.507% | 0.45055 | Hydrogen | 1.3799 | 20.86% | 2.5212 | Hydrogen | 0.96069 | 15.64% | 1.3164 | Hydrogen | 0 | 0% | 0
[7 empty] | Nuclear | 4.57 | 82.13% | 32.8803 | Nuclear | 4.57 | 83.07% | 33.255 | Nuclear | 4.57 | 83.56% | 33.4527 | Nuclear | 4.57 | 84.84% | 33.9656
[7 empty] | Offshore Wind | 44.7635 | 45.35% | 177.8111 | Offshore Wind | 40.675 | 46.28% | 164.9176 | Offshore Wind | 48.4435 | 48.45% | 205.6033 | Offshore Wind | 31.534 | 48.8% | 134.7953
[7 empty] | Onshore Wind | 26.5292 | 37.38% | 86.8783 | Onshore Wind | 23.1856 | 38.14% | 77.4693 | Onshore Wind | 28.7605 | 38.65% | 97.3788 | Onshore Wind | 20.0464 | 38.91% | 68.3256
[7 empty] | Solar | 30.7706 | 10.28% | 27.7155 | Solar | 24.7819 | 10.43% | 22.6444 | Solar | 41.3983 | 10.4% | 37.7027 | Solar | 18.6995 | 10.49% | 17.1865
| System Transformation 2050 | System Transformation 2030
Leading the Way 2050
Leading the Way 2030
Falling Short 2050
Falling Short 2030

## ES.P
ES.P: UK Bioenergy and waste supply from 2000 to 2021 (TWh)
Return to: Main Menu
Return to: Chapter contents
UK Bioenergy supply by feedstock 2000-2021
Total bioenergy annual supply in 2000-2020 (TWh)
| Supply | 2000 | 2001 | 2002 | 2003 | 2004 | 2005 | 2006 | 2007 | 2008 | 2009 | 2010 | 2011 | 2012 | 2013 | 2014 | 2015 | 2016 | 2017 | 2018 | 2019 | 2020 | 2021
| Waste wood | 2.8042 | 2.4841 | 2.4841 | 2.4841 | 2.4848 | 1.1828 | 1.2314 | 1.2851 | 2.7977 | 2.8378 | 3.5442 | 3.9069 | 3.9262 | 4.0053 | 4.0524 | 4.0469 | 4.0521 | 4.0763 | 4.0245 | 4.0032 | 3.8932 | 3.8932
| Wood | 2.5935 | 2.5935 | 2.5935 | 2.5935 | 2.5935 | 3.3731 | 3.7948 | 4.2164 | 3.3619 | 3.6269 | 4.9247 | 4.3645 | 5.3316 | 6.2356 | 5.8405 | 7.064 | 7.9331 | 8.2123 | 9.3041 | 9.9357 | 10.0888 | 11.6854
| Plant biomass | 0 | 0 | 0 | 0 | 6.6768 | 13.3665 | 13.3968 | 10.5034 | 11.7298 | 13.389 | 17.2352 | 20.4066 | 22.2025 | 31.5054 | 44.4396 | 60.0142 | 61.1988 | 66.8038 | 78.543 | 85.3106 | 90.9049 | 95.1034
| Animal biomass | 0 | 0 | 0 | 0 | 2.3368 | 2.2344 | 2.2028 | 3.4332 | 3.9296 | 3.6394 | 4.0959 | 4.4103 | 5.5027 | 6.4498 | 7.9499 | 3.3786 | 3.0618 | 3.0096 | 2.839 | 3.0941 | 3.0879 | 3.0752
| Anaerobic digestion | 0 | 0 | 0 | 0 | 0 | 0 | 0 | 0 | 0 | 0 | 0 | 0 | 0 | 0 | 0 | 6.6241 | 9.6707 | 11.7544 | 12.4746 | 10.1996 | 10.1679 | 11.2681
| Sewage gas | 2.1422 | 2.1384 | 2.2095 | 2.0959 | 2.2437 | 2.6126 | 2.4136 | 2.6841 | 2.9154 | 3.1589 | 3.7468 | 4.0449 | 3.8857 | 4.0582 | 4.3598 | 4.6477 | 4.9117 | 5.0495 | 5.1713 | 4.1021 | 4.1467 | 4.0607
| Landfill gas | 9.2854 | 10.6149 | 11.3297 | 13.8189 | 16.8493 | 18.0437 | 18.6017 | 19.6527 | 19.7324 | 20.6554 | 21.9023 | 22.3236 | 21.8674 | 21.7264 | 21.1374 | 20.4666 | 19.7613 | 18.0157 | 16.4828 | 11.1662 | 10.7773 | 10.2216
| Renewable waste | 4.7216 | 5.2481 | 5.7649 | 6.0893 | 5.8826 | 5.8419 | 6.5117 | 6.6102 | 6.8398 | 8.3323 | 8.3628 | 8.0829 | 8.991 | 7.9939 | 9.6251 | 12.3387 | 15.193 | 16.3957 | 18.8272 | 20.5429 | 21.2402 | 22.5233
| Liquid biofuels | 0 | 0 | 0 | 0 | 0 | 0.94043 | 2.3849 | 4.5935 | 10.7253 | 13.1888 | 15.4631 | 14.3195 | 12.1636 | 13.8631 | 15.7819 | 12.6719 | 12.8212 | 12.6634 | 17.3328 | 22.0482 | 20.8091 | 18.5842
| Solid Biomass | 3.3616 | 4.4961 | 5.5801 | 7.2862 | 0 | 0 | 0 | 0 | 0 | 0 | 0 | 0 | 0 | 0 | 0 | 0 | 0 | 0 | 0 | 0 | 0 | 0
| Total | 24.9084 | 27.5751 | 29.9618 | 34.3679 | 39.0675 | 47.5954 | 50.5377 | 52.9787 | 62.032 | 68.8285 | 79.2749 | 81.8592 | 83.8705 | 95.8376 | 113.1866 | 131.2526 | 138.6036 | 145.9808 | 164.9994 | 170.4026 | 175.116 | 180.4151
Data taken from here: https://www.gov.uk/government/statistics/renewable-sources-of-energy-chapter-6-digest-of-united-kingdom-energy-statistics-dukes
NB: For 2000 and 2001 the supply and demand don't match, there was an error when the data was produced. This will be corrected in the DUKES publication in July 2023
NB: From 2004 "Solid Biomass" was split into "Plant Biomass" and "Animal Biomass"
DUKES provide data in kilo tonnes of oil equivalent (ktoe), this has been converted to TWh using:
| Tonne of oil equivalent | 2000: TWh
| 1 | 2000: 1.27e-05

## ES.Q
ES.Q: UK Bioenergy by end use from 2000 to 2021 (TWh)
Return to: Main Menu
Return to: Chapter contents
UK Bioenergy demand by end use 2000-2021
Total bioenergy annual end use in 2000-2020 (TWh)
| End Use | 2000 | 2001 | 2002 | 2003 | 2004 | 2005 | 2006 | 2007 | 2008 | 2009 | 2010 | 2011 | 2012 | 2013 | 2014 | 2015 | 2016 | 2017 | 2018 | 2019 | 2020 | 2021
| Major power producers | 2.4178 | 5.7776 | 3.0639 | 4.4149 | 6.416 | 9.8577 | 9.445 | 8.1298 | 9.7605 | 9.038 | 12.4217 | 15.4512 | 20.1278 | 28.2086 | 37.6767 | 48.5753 | 48.7469 | 50.2244 | 55.9487 | 59.6022 | 61.5399 | 65.8011
| Autogenerators | 14.9868 | 14.5517 | 19.6282 | 22.6924 | 25.367 | 29.6113 | 30.8957 | 31.4834 | 31.1767 | 35.5122 | 37.3139 | 37.696 | 36.2485 | 35.7391 | 39.8776 | 45.4889 | 50.176 | 54.1734 | 58.5653 | 54.7664 | 55.9392 | 57.4901
| Heat generation | 0 | 0 | 0 | 0 | 0 | 0 | 0 | 0 | 0.026162 | 0.39586 | 0.19177 | 0.83617 | 0.77991 | 0.24371 | 0.40818 | 1.7935 | 2.1459 | 2.1506 | 2.7324 | 2.1865 | 2.3431 | 2.3665
| Industry | 3.0154 | 2.7036 | 2.7036 | 2.7036 | 2.7042 | 1.7353 | 1.9384 | 2.4098 | 4.2989 | 4.4997 | 5.5227 | 6.1051 | 5.7245 | 6.485 | 6.6418 | 13.1094 | 14.044 | 14.5351 | 16.8142 | 17.8806 | 20.32 | 19.9338
| Road | 0 | 0 | 0 | 0 | 0 | 0.94043 | 2.3849 | 4.5935 | 10.7253 | 13.1888 | 15.4631 | 14.3195 | 12.1636 | 13.8631 | 15.7819 | 12.6719 | 12.8212 | 12.6634 | 17.3328 | 22.0482 | 20.8091 | 18.5842
| Domestic | 2.7574 | 2.7748 | 2.7748 | 2.7748 | 2.7748 | 3.5545 | 3.9761 | 4.3978 | 3.4888 | 3.7558 | 5.0771 | 4.4995 | 5.46 | 6.384 | 5.9673 | 7.1716 | 7.9331 | 8.2123 | 9.3041 | 9.9357 | 10.0888 | 11.6854
| Public administration | 0.63398 | 0.64973 | 0.72568 | 0.71425 | 0.71425 | 0.71907 | 0.60769 | 0.67551 | 0.68364 | 0.7192 | 0.81724 | 0.88468 | 0.92189 | 0.97053 | 0.93142 | 0.033655 | 0.059817 | 0.15075 | 0.011811 | 0.016404 | 0.042926 | 0.1331
| Commercial | 0.087757 | 0.081407 | 0.15303 | 0.15303 | 0.15303 | 0.15303 | 0.15303 | 0.15303 | 0.090043 | 0.072136 | 0.08382 | 0.067818 | 0.11252 | 0.103 | 0.070993 | 0.86627 | 1.1817 | 2.2181 | 2.5904 | 2.333 | 2.4439 | 2.7341
| Agriculture | 0.91262 | 0.91262 | 0.91262 | 0.9163 | 0.93815 | 1.024 | 1.137 | 1.1358 | 1.7821 | 1.6466 | 2.3832 | 1.9994 | 2.3318 | 3.8406 | 5.8307 | 1.5422 | 1.4949 | 1.6527 | 1.6994 | 1.6336 | 1.5893 | 1.6868
| Total | 24.8117 | 27.4514 | 29.9618 | 34.3692 | 39.0675 | 47.5954 | 50.5379 | 52.9786 | 62.0321 | 68.8283 | 79.2745 | 81.8594 | 83.8705 | 95.8376 | 113.1867 | 131.2527 | 138.6036 | 145.9808 | 164.9992 | 170.4026 | 175.1161 | 180.4151
Data taken from the same source as on ESB.03

## ES.R
ES.R: Bioenergy demand in each scenario by sector
Return to: Main Menu |  | Think we can remove this tab????
Return to: Chapter contents
| Bioenergy demand in each scenario by sector- power generation | Bioresource use (TWh)
Power generation
|  |  | 2021 | 2022 | 2023 | 2024 | 2025 | 2026 | 2027 | 2028 | 2029 | 2030 | 2031 | 2032 | 2033 | 2034 | 2035 | 2036 | 2037 | 2038 | 2039 | 2040 | 2041 | 2042 | 2043 | 2044 | 2045 | 2046 | 2047 | 2048 | 2049 | 2050
|  | Consumer Transformation | 85.2159 | 93.0237 | 71.1483 | 68.7294 | 63.3893 | 60.827 | 57.4685 | 45.9192 | 44.7002 | 42.1828 | 49.5143 | 55.6339 | 70.5019 | 91.3117 | 98.1369 | 113.3245 | 116.5388 | 122.6338 | 122.3543 | 121.1367 | 115.6013 | 115.0838 | 114.8418 | 114.4108 | 113.9549 | 114.0243 | 113.6736 | 113.7868 | 142.6304 | 152.6799
|  | System Transformation | 85.41 | 93.2665 | 73.1111 | 71.2368 | 67.217 | 60.5984 | 59.9295 | 44.4532 | 46.0869 | 39.5901 | 37.101 | 41.1786 | 47.6637 | 61.9415 | 58.764 | 58.1401 | 56.3777 | 71.8153 | 73.7902 | 72.7209 | 96.5965 | 95.9778 | 101.9598 | 101.9306 | 101.8801 | 101.8972 | 101.8568 | 101.8371 | 101.8576 | 128.8314
|  | Leading the Way | 85.2797 | 93.0567 | 71.6548 | 66.5139 | 59.9329 | 54.3914 | 54.4226 | 80.1221 | 76.2311 | 87.4261 | 78.2489 | 84.6627 | 73.1138 | 78.407 | 78.4796 | 99.7759 | 86.6579 | 85.6653 | 85.0548 | 84.7002 | 81.0236 | 80.2963 | 79.482 | 79.2747 | 79.1687 | 79.2048 | 79.3345 | 79.563 | 79.445 | 79.8421
|  | Falling Short | 86.4783 | 93.2571 | 76.2714 | 75.2975 | 74.5967 | 72.1265 | 69.2591 | 53.6242 | 51.502 | 48.7667 | 48.1511 | 45.5877 | 49.6585 | 46.2962 | 51.1483 | 46.5805 | 47.1017 | 44.659 | 47.2791 | 46.275 | 44.6365 | 49.4964 | 48.5562 | 47.6337 | 47.5061 | 47.2127 | 47.2366 | 53.046 | 53.0075 | 65.2461
Bioenergy demand in each scenario by sector- residential heat
Residential heat
|  |  | 2021 | 2022 | 2023 | 2024 | 2025 | 2026 | 2027 | 2028 | 2029 | 2030 | 2031 | 2032 | 2033 | 2034 | 2035 | 2036 | 2037 | 2038 | 2039 | 2040 | 2041 | 2042 | 2043 | 2044 | 2045 | 2046 | 2047 | 2048 | 2049 | 2050
|  | Consumer Transformation | 1.49 | 2.23 | 2.86 | 3.45 | 4.04 | 4.5 | 4.9 | 5.29 | 5.68 | 5.96 | 6.37 | 6.79 | 7.18 | 7.58 | 8.13 | 7.56 | 7.57 | 7.57 | 7.59 | 7.68 | 7.93 | 8.26 | 8.62 | 8.99 | 9.59 | 9.92 | 10.22 | 10.53 | 10.88 | 11.14
|  | System Transformation | 1.49 | 0.77 | 1.29 | 1.8 | 2.21 | 2.64 | 3.03 | 3.37 | 3.7 | 3.95 | 4.21 | 4.46 | 4.7 | 4.93 | 5.21 | 5.41 | 5.39 | 5.28 | 5.23 | 5.21 | 5.25 | 5.42 | 5.64 | 5.9 | 6.19 | 6.57 | 6.87 | 7.2 | 7.53 | 7.84
|  | Leading the Way | 1.49 | 2.6065 | 3.0528 | 3.4712 | 3.6316 | 4.0469 | 4.4511 | 4.8558 | 5.2534 | 5.3263 | 5.737 | 6.1409 | 6.5425 | 6.9416 | 7.4319 | 7.2449 | 7.5127 | 7.8822 | 8.2262 | 8.699 | 9.0479 | 9.4769 | 9.9706 | 10.4811 | 11.37 | 11.9579 | 12.5386 | 13.226 | 14.0594 | 15.7134
|  | Falling Short | 1.49 | 1.77 | 2.03 | 2.28 | 2.41 | 2.65 | 2.9 | 3.14 | 3.4 | 1.77 | 1.93 | 2.1 | 2.24 | 2.42 | 2.6 | 2.63 | 2.69 | 2.8 | 2.94 | 3.05 | 3.2 | 3.35 | 3.51 | 3.67 | 5.31 | 5.59 | 6.01 | 6.48 | 6.99 | 7.64
| Bioenergy demand in each scenario by sector- industrial & commercial | Industrial & Commercial
|  |  | 2021 | 2022 | 2023 | 2024 | 2025 | 2026 | 2027 | 2028 | 2029 | 2030 | 2031 | 2032 | 2033 | 2034 | 2035 | 2036 | 2037 | 2038 | 2039 | 2040 | 2041 | 2042 | 2043 | 2044 | 2045 | 2046 | 2047 | 2048 | 2049 | 2050
|  | Consumer Transformation | 3.08 | 3.06 | 3.03 | 2.98 | 2.96 | 2.98 | 3.17 | 3.54 | 3.99 | 4.4 | 4.8 | 5.23 | 5.59 | 5.78 | 6.01 | 6.21 | 6.48 | 6.77 | 7.04 | 7.35 | 7.83 | 8.16 | 8.36 | 8.47 | 8.75 | 8.92 | 9.09 | 9.31 | 9.69 | 10.09
|  | System Transformation | 3.08 | 2.85 | 2.75 | 2.64 | 2.51 | 2.41 | 2.49 | 2.82 | 3.24 | 3.59 | 3.88 | 4.16 | 4.41 | 4.53 | 4.6 | 4.79 | 5.01 | 5.21 | 5.41 | 5.65 | 6.15 | 6.47 | 6.55 | 6.52 | 6.54 | 6.68 | 6.78 | 6.89 | 7.13 | 7.43
|  | Leading the Way | 3.08 | 3.08 | 3.1 | 3.13 | 3.08 | 3.14 | 3.37 | 3.81 | 4.25 | 4.38 | 4.71 | 5.07 | 5.38 | 5.52 | 5.67 | 5.78 | 5.97 | 6.21 | 6.43 | 6.74 | 7.07 | 7.3 | 7.36 | 7.45 | 7.72 | 7.89 | 8.02 | 8.22 | 8.5 | 9.2
|  | Falling Short | 3.08 | 2.98 | 2.91 | 2.86 | 2.71 | 2.57 | 2.42 | 2.29 | 2.18 | 1.36 | 1.17 | 0.99 | 0.8 | 0.63 | 0.46 | 0.62 | 0.67 | 0.74 | 0.84 | 0.91 | 0.99 | 1.06 | 1.13 | 1.19 | 1.63 | 1.67 | 1.73 | 1.76 | 1.84 | 1.93
| Bioenergy demand in each scenario by sector- road transport | Road transport
|  |  | 2021 | 2022 | 2023 | 2024 | 2025 | 2026 | 2027 | 2028 | 2029 | 2030 | 2031 | 2032 | 2033 | 2034 | 2035 | 2036 | 2037 | 2038 | 2039 | 2040 | 2041 | 2042 | 2043 | 2044 | 2045 | 2046 | 2047 | 2048 | 2049 | 2050
|  | Consumer Transformation | 21.8112 | 26.1046 | 31.4907 | 36.4937 | 41.0175 | 44.7661 | 44.0451 | 42.8606 | 41.2209 | 39.1353 | 36.2153 | 32.8749 | 28.7302 | 25.0007 | 21.1182 | 17.912 | 15.3945 | 13.4774 | 12.168 | 10.073 | 8.3283 | 6.9282 | 5.962 | 5.217 | 4.4791 | 3.6305 | 2.6322 | 1.4794 | 0.25053 | 0
|  | System Transformation | 21.8112 | 26.2327 | 31.8403 | 37.1717 | 42.2329 | 46.8304 | 46.9737 | 46.974 | 46.6449 | 46.1038 | 45.0716 | 43.6748 | 40.843 | 37.899 | 34.0551 | 30.3376 | 26.6661 | 23.459 | 20.8364 | 17.024 | 13.6394 | 10.6687 | 8.6947 | 7.796 | 6.7479 | 5.5212 | 3.9548 | 2.3364 | 0.42229 | 0
|  | Leading the Way | 21.8112 | 26.0534 | 31.3999 | 36.3506 | 40.8062 | 44.5666 | 43.6326 | 42.2048 | 39.9834 | 37.2691 | 33.9626 | 29.8649 | 25.0762 | 20.5976 | 16.6619 | 13.4322 | 10.9094 | 8.7937 | 7.0861 | 5.477 | 3.9565 | 2.6266 | 1.3862 | 1.0345 | 0.87032 | 0.69307 | 0.48571 | 0.26138 | 0.019254 | 0
|  | Falling Short | 21.8112 | 26.34 | 32.0103 | 37.5114 | 42.7494 | 47.5319 | 48.0684 | 48.5703 | 48.7517 | 49.0302 | 49.2264 | 49.0663 | 47.9789 | 46.6975 | 45.4584 | 43.9988 | 42.6492 | 41.2211 | 39.9054 | 37.0953 | 34.4651 | 32.2147 | 30.1423 | 28.4422 | 25.0285 | 22.3736 | 19.8834 | 17.8962 | 15.6806 | 13.1968
Aviation
| Bioenergy demand in each scenario by sector- aviation |  | 2021 | 2022 | 2023 | 2024 | 2025 | 2026 | 2027 | 2028 | 2029 | 2030 | 2031 | 2032 | 2033 | 2034 | 2035 | 2036 | 2037 | 2038 | 2039 | 2040 | 2041 | 2042 | 2043 | 2044 | 2045 | 2046 | 2047 | 2048 | 2049 | 2050
|  | Consumer Transformation | 0 | 0 | 0 | 0 | 0.2 | 0.88 | 1.71 | 2.18 | 3.32 | 5.46 | 7.83 | 11.34 | 13.66 | 16.13 | 18.57 | 20.72 | 22.7 | 24.66 | 26.6 | 28.41 | 30.47 | 31.64 | 32.76 | 33.99 | 35.22 | 36.44 | 37.66 | 38.88 | 40.11 | 41.34
|  | System Transformation | 0 | 0 | 0 | 0 | 0.2 | 0.88 | 1.71 | 2.18 | 3.32 | 5.46 | 7.83 | 11.34 | 13.66 | 16.13 | 18.57 | 20.72 | 22.7 | 24.66 | 26.6 | 28.41 | 30.47 | 31.64 | 32.76 | 33.99 | 35.22 | 36.44 | 37.66 | 38.88 | 40.11 | 41.34
|  | Leading the Way | 0 | 0 | 0 | 0 | 0.2 | 0.88 | 1.71 | 2.18 | 3.32 | 5.46 | 7.83 | 11.34 | 13.66 | 16.13 | 18.57 | 20.72 | 22.7 | 24.66 | 26.6 | 28.41 | 30.47 | 31.64 | 32.76 | 33.99 | 35.22 | 36.44 | 37.66 | 38.88 | 40.11 | 41.34
|  | Falling Short | 0 | 0 | 0 | 0 | 0.2 | 0.88 | 1.71 | 2.18 | 3.32 | 5.46 | 6.5 | 7 | 7.5 | 8 | 8.5 | 9 | 9.5 | 10 | 10.5 | 11 | 11.5 | 12 | 12.5 | 13 | 13.5 | 14 | 14.5 | 15 | 15.5 | 16
Hydrogen production
| Bioenergy demand in each scenario by sector- hydrogen production |  | 2021 | 2022 | 2023 | 2024 | 2025 | 2026 | 2027 | 2028 | 2029 | 2030 | 2031 | 2032 | 2033 | 2034 | 2035 | 2036 | 2037 | 2038 | 2039 | 2040 | 2041 | 2042 | 2043 | 2044 | 2045 | 2046 | 2047 | 2048 | 2049 | 2050
|  | Consumer Transformation | 0 | 0 | 0 | 0 | 0 | 0 | 0 | 0 | 0 | 0 | 0 | 0 | 0 | 0 | 0 | 0 | 0 | 0 | 0 | 0 | 0 | 0 | 0 | 0 | 0 | 0 | 0 | 0 | 0 | 0
|  | System Transformation | 0 | 0 | 0 | 0 | 0 | 0 | 0 | 0 | 0 | 1.3772 | 5.128 | 8.974 | 12.82 | 16.666 | 19.23 | 20.512 | 21.794 | 23.076 | 24.358 | 30.768 | 35.896 | 41.024 | 42.306 | 42.306 | 42.306 | 42.306 | 42.306 | 42.306 | 42.306 | 42.306
|  | Leading the Way | 0 | 0 | 0 | 0 | 0 | 0.23161 | 0.46322 | 0.69483 | 0.92644 | 1.1581 | 2.1125 | 3.067 | 4.0214 | 4.9759 | 6.212 | 6.3537 | 6.7769 | 7.2002 | 7.6235 | 8.0468 | 8.4323 | 8.8178 | 9.2033 | 9.5887 | 9.9742 | 9.9742 | 9.9742 | 9.9742 | 9.9742 | 9.9742
|  | Falling Short | 0 | 0 | 0 | 0 | 0 | 0 | 0 | 0 | 0 | 0 | 0 | 0 | 0 | 0 | 0 | 0 | 0 | 0 | 0 | 0 | 0 | 0 | 0 | 0 | 0 | 0 | 0 | 0 | 0 | 0
Biomethane blending
|  |  | 2021 | 2022 | 2023 | 2024 | 2025 | 2026 | 2027 | 2028 | 2029 | 2030 | 2031 | 2032 | 2033 | 2034 | 2035 | 2036 | 2037 | 2038 | 2039 | 2040 | 2041 | 2042 | 2043 | 2044 | 2045 | 2046 | 2047 | 2048 | 2049 | 2050
| Bioenergy demand in each scenario by sector- biomethane blending | Consumer Transformation | 6.4808 | 3.4 | 4.7 | 4.7 | 5.1 | 5.9 | 6.1 | 6.1 | 6.1 | 5.9 | 7.5 | 11 | 14.5 | 17.4 | 17 | 16.5 | 16.3 | 12.9 | 12.6 | 9.5 | 9 | 6.3 | 6.3 | 4.1 | 2 | 2 | 2.1 | 2.9 | 2.3 | 3.6
|  | System Transformation | 6.4808 | 3.4 | 7.6 | 8.1 | 9 | 10.5 | 11.6 | 11.8 | 12.7 | 12.8 | 13.7 | 14.4 | 15.2 | 15.7 | 16 | 13.5 | 8 | 8.7 | 8.5 | 8.2 | 5.3 | 5 | 2.4 | 2.3 | 0 | 0 | 0 | 0 | 0 | 0
|  | Leading the Way | 6.4808 | 3.4 | 5 | 5 | 5.1 | 5.5 | 5.7 | 5.7 | 5.5 | 5.7 | 5.7 | 8.2 | 6.3 | 6.1 | 6.1 | 6.2 | 6.5 | 6.7 | 7.1 | 7.6 | 8.1 | 8.9 | 10.6 | 10.5 | 11.6 | 9.8 | 7.7 | 5.2 | 3.5 | 3.5
|  | Falling Short | 6.4808 | 3.4 | 11.3 | 12.8 | 14 | 16.9 | 18.8 | 20.7 | 22.6 | 23.9 | 25.1 | 26.4 | 27.6 | 28.8 | 29.2 | 30.2 | 31.9 | 32.9 | 33.6 | 34.8 | 34.8 | 35.2 | 36.6 | 38 | 39.5 | 41.1 | 41.9 | 42 | 42.8 | 43.8

## ES.S
ES.S: Hydrogen supply in 2050 by technology (TWh)
Return to: Main Menu
Return to: Chapter contents
Hydrogen supply in 2050 by technology | 2050 hydrogen supply (TWh)
|  | Consumer Transformation | System Transformation | Leading the Way | Falling Short
| Methane reformation with CCUS | 1.2463 | 218.0356 | 26 | 6
| Networked electrolysis | 109.2448 | 135.2107 | 133.0764 | 7.7306
| Non-networked electrolysis | 1.959 | 39.6969 | 44.183 | 0.051459
| Biomass gasification | 0 | 33 | 7.084 | 0
| Nuclear electrolysis | 8 | 20 | 0 | 0
| Imports | 0 | 0 | 32 | 0
| Total | 120.4501 | 445.9433 | 242.3434 | 13.782
Includes hydrogen supply for domestic hydrogen demand only, excludes hydrogen produced for hydrogen export (from electrolysis)

## Flexibility ->
Flexibility
Chapter Section | Subsection | Figure Title | Figure Number
Flexibility |  | FL.01: Example of the DFS scheme, launched by ESO during November 2022 | FL.01
|  | FL.02: Demand Side Response from residential, commercial and industrial sectors in the long-term | FL.02
|  | FL.03: Demand Side Response from the transport sector (smart charging) | FL.03
|  | FL.04: Demand Side Response from the transport sector (Vehicle-to-Grid) | FL.04
|  | FL.05: Total electric heat flexibility | FL.05
|  | FL.06: Thermal storage operation with an ASHP on the peak day in Leading the Way | FL.06
|  | FL.07: Thermal storage operation with an GSHP on the peak day in Leading the Way | FL.07
|  | FL.08: Network-connected electrolysis capacity: Electrolysers connected to the GB distribution and transmission systems either directly or via generation plant (excluding nuclear) | FL.08
|  | FL.09: Hydrogen storage capacity requirements | FL.09
|  | FL.10: UK portfolio by status for battery storage (left) and pumped hydro storage (right) in 2023 (GW) | FL.10
|  | FL.11: Electricity storage installed capacity and volume (excluding Vehicle-to-Grid) | FL.11
|  | FL.12: Varying energy and power outputs of electricity storage types in 2030 and 2050 (including Vehicle-to-Grid) | FL.12
|  | FL.13: Transmission battery storage projections per region for Leading the Way in 2050 | FL.13
|  | FL.14: Interconnector peak flows | FL.14
|  | FL.15: Interconnectors Imports and exports (TWh) | FL.15
|  | FL.16-17: Dispatchable electricity supply sources (excluding renewable sources) | FL.16-17
|  | FL.18: Annual curtailment (TWh) for all the scenarios out to 2050 | FL.18
|  | FL.19: Regional contribution of the total DFS live events and coordinate shapefile for all the DNO license areas | FL.19
|  | FL.20: Example of DFS live service on the 23rd of January 2023 with a demand reduction of 324 MW, equivalent to nearly 70000 households participating in service. This was enough to power approximately 0.5 million homes across Great Britain | FL.20
|  | FL.21-25: Generation stack from the 19th of February till the 3rd of March 1985 for the simulation year of 2050 in GWh | FL.21-25
|  | FL.A: Electricity and gas storage capacity in 2022 | FL.A
|  | FL.B: Hydrogen daily demand and supply in 2050 | FL.B
|  | FL.C: Levels of hydrogen in storage in 2050 | FL.C

## FL.01
FL.01: Example of the DFS scheme, launched by ESO during November 2022
Return to: Main Menu
Return to: Chapter contents
23 Jan. 2023, 17.00-17.30
324 MW total reduction in peak demand
FL.01: Example of the DFS scheme, launched by ESO during November 2022
Region | MW reduction
North Scotland | 4.66
South and Central Scotland | 12.65
North East England | 14.68
North West England | 36.56
Yorkshire | 24.8
East Midlands | 36.33
West Midlands | 29.37
London | 9.76
East England | 36
South East England | 20.99
South West England | 17.84
Southern England | 45.4
North Wales, Merseyside and Cheshire | 21.14
South Wales | 10.52
Other | 3.18
Total | 323.88
|  |  | Data | https://data.nationalgrideso.com/data-groups/dfs

## FL.02
FL.02: Demand Side Response from residential, commercial and industrial sectors in the long-term
Return to: Main Menu
Return to: Chapter contents |  | Total Consumer DSR
| FL.02: Demand Side Response from residential, commercial and industrial sectors in the long-term | GW | 2020-01-01 | 2021-01-01 | 2022-01-01 | 2023-01-01 | 2024-01-01 | 2025-01-01 | 2026-01-01 | 2027-01-01 | 2028-01-01 | 2029-01-01 | 2030-01-01 | 2031-01-01 | 2032-01-01 | 2033-01-01 | 2034-01-01 | 2035-01-01 | 2036-01-01 | 2037-01-01 | 2038-01-01 | 2039-01-01 | 2040-01-01 | 2041-01-01 | 2042-01-01 | 2043-01-01 | 2044-01-01 | 2045-01-01 | 2046-01-01 | 2047-01-01 | 2048-01-01 | 2049-01-01 | 2050-01-01
|  | Consumer Transformation |  |  | 1.5703 | 1.9713 | 2.09 | 2.2086 | 2.2137 | 2.517 | 2.7693 | 3.0821 | 3.547 | 4.0256 | 4.8217 | 5.5777 | 6.3372 | 7.2683 | 8.2069 | 8.9783 | 9.6598 | 10.1613 | 10.5911 | 11.0078 | 11.4275 | 11.858 | 12.2421 | 12.608 | 12.871 | 13.1105 | 13.2648 | 13.3729 | 13.2371
|  | System Transformation |  |  | 1.5703 | 1.5 | 1.3238 | 1.3238 | 1.5354 | 1.701 | 1.7875 | 1.8423 | 1.9142 | 2.0893 | 2.4723 | 2.9061 | 3.1761 | 3.4601 | 3.8935 | 4.3348 | 4.6391 | 4.8714 | 5.0475 | 5.2816 | 5.4193 | 5.5225 | 5.5873 | 5.6266 | 5.6722 | 5.7086 | 5.7364 | 5.7986 | 5.8122
|  | Leading the Way |  |  | 1.5703 | 1.9713 | 2.09 | 2.2086 | 2.3431 | 2.578 | 2.8312 | 3.1373 | 3.6269 | 4.1504 | 4.6625 | 5.1658 | 5.6967 | 6.2622 | 6.8042 | 7.2391 | 7.5441 | 7.7161 | 7.8015 | 7.9008 | 8.0239 | 8.1699 | 8.2901 | 8.4506 | 8.6172 | 8.7527 | 8.8411 | 8.9322 | 9.019
|  | Falling Short |  |  | 1.5703 | 1.5 | 1.7563 | 1.9331 | 0.89708 | 0.89593 | 0.89259 | 0.89764 | 0.90716 | 0.93953 | 1.0141 | 1.1563 | 1.3386 | 1.4567 | 1.5576 | 1.6506 | 1.7537 | 1.8858 | 2.0449 | 2.2122 | 2.409 | 2.6239 | 2.8138 | 2.9909 | 3.1708 | 3.3701 | 3.58 | 3.8006 | 4.0335
|  | Five Year Forecast | 2022-01-01: 1.5703; 2023-01-01: 1.9713; 2024-01-01: 2.09; 2025-01-01: 2.2086; 2026-01-01: 2.3273; 2027-01-01: 2.5053; 2028-01-01: 2.7426
Residential DSR
|  | GW | 2020 | 2021 | 2022 | 2023 | 2024 | 2025 | 2026 | 2027 | 2028 | 2029 | 2030 | 2031 | 2032 | 2033 | 2034 | 2035 | 2036 | 2037 | 2038 | 2039 | 2040 | 2041 | 2042 | 2043 | 2044 | 2045 | 2046 | 2047 | 2048 | 2049 | 2050
|  | Consumer Transformation |  |  | 0.32629 | 0.44692 | 0.50636 | 0.56581 | 0.56581 | 0.56581 | 0.56581 | 0.56581 | 0.56581 | 0.56581 | 0.79937 | 0.93547 | 1.0643 | 1.1772 | 1.27 | 1.3393 | 1.3875 | 1.4126 | 1.4126 | 1.4126 | 1.4126 | 1.4126 | 1.4126 | 1.4126 | 1.4126 | 1.4126 | 1.4126 | 1.4126 | 1.4126
|  | System Transformation |  |  | 0.32629 | 0.15 | 0.15 | 0.15 | 0.15 | 0.15 | 0.15 | 0.15 | 0.15 | 0.15905 | 0.20282 | 0.25596 | 0.32024 | 0.39957 | 0.59673 | 0.70783 | 0.81548 | 0.9214 | 1.0197 | 1.181 | 1.2365 | 1.2764 | 1.2764 | 1.2764 | 1.2764 | 1.2764 | 1.2764 | 1.2764 | 1.2764
|  | Leading the Way |  |  | 0.32629 | 0.44692 | 0.50636 | 0.56581 | 0.56581 | 0.56581 | 0.56581 | 0.56581 | 0.56581 | 0.67113 | 0.80446 | 0.94787 | 1.0884 | 1.1814 | 1.249 | 1.2916 | 1.3123 | 1.3143 | 1.3143 | 1.3143 | 1.3143 | 1.3143 | 1.3143 | 1.3143 | 1.3143 | 1.3143 | 1.3143 | 1.3143 | 1.3143
|  | Falling Short |  |  | 0.32629 | 0.15 | 0.15 | 0.15 | 0 | 0 | 4.4538e-10 | 0.0092202 | 0.012322 | 0.019829 | 0.032825 | 0.042604 | 0.055437 | 0.07193 | 0.092601 | 0.11841 | 0.14988 | 0.18822 | 0.23425 | 0.2894 | 0.353 | 0.42605 | 0.50831 | 0.59924 | 0.69499 | 0.80743 | 0.92425 | 1.0433 | 1.1594
|  | Five Year Forecast | 2022: 0.32629; 2023: 0.44495; 2024: 0.50427; 2025: 0.5636; 2026: 0.62292; 2027: 0.68225; 2028: 0.8009
I&C DSR
|  | GW | 2020 | 2021 | 2022 | 2023 | 2024 | 2025 | 2026 | 2027 | 2028 | 2029 | 2030 | 2031 | 2032 | 2033 | 2034 | 2035 | 2036 | 2037 | 2038 | 2039 | 2040 | 2041 | 2042 | 2043 | 2044 | 2045 | 2046 | 2047 | 2048 | 2049 | 2050
|  | Consumer Transformation |  |  | 1.244 | 1.5244 | 1.5836 | 1.6428 | 1.6479 | 1.9512 | 2.2035 | 2.5163 | 2.9812 | 3.4598 | 4.0223 | 4.6423 | 5.2729 | 6.0911 | 6.9369 | 7.639 | 8.2723 | 8.7487 | 9.1786 | 9.5953 | 10.015 | 10.4455 | 10.8295 | 11.1954 | 11.4585 | 11.6979 | 11.8522 | 11.9604 | 11.8245
|  | System Transformation |  |  | 1.244 | 1.35 | 1.1738 | 1.1738 | 1.3854 | 1.551 | 1.6375 | 1.6923 | 1.7642 | 1.9302 | 2.2695 | 2.6501 | 2.8559 | 3.0606 | 3.2968 | 3.627 | 3.8236 | 3.95 | 4.0277 | 4.1006 | 4.1827 | 4.2461 | 4.3109 | 4.3502 | 4.3958 | 4.4322 | 4.46 | 4.5222 | 4.5358
|  | Leading the Way |  |  | 1.244 | 1.5244 | 1.5836 | 1.6428 | 1.7773 | 2.0122 | 2.2654 | 2.5715 | 3.0611 | 3.4793 | 3.8581 | 4.2179 | 4.6083 | 5.0808 | 5.5552 | 5.9475 | 6.2318 | 6.4018 | 6.4872 | 6.5865 | 6.7096 | 6.8556 | 6.9758 | 7.1364 | 7.3029 | 7.4384 | 7.5268 | 7.6179 | 7.7047
|  | Falling Short |  |  | 1.244 | 1.35 | 1.6063 | 1.7831 | 0.89708 | 0.89593 | 0.89259 | 0.88842 | 0.89484 | 0.9197 | 0.98123 | 1.1137 | 1.2831 | 1.3848 | 1.465 | 1.5322 | 1.6038 | 1.6976 | 1.8107 | 1.9228 | 2.056 | 2.1978 | 2.3055 | 2.3917 | 2.4758 | 2.5627 | 2.6558 | 2.7572 | 2.8741
|  | Five Year Forecast | 2022: 1.244; 2023: 1.5264; 2024: 1.5857; 2025: 1.645; 2026: 1.7044; 2027: 1.823; 2028: 1.9417

## FL.03
FL.03: Demand Side Response from the transport sector (smart charging)
Return to: Main Menu
Return to: Chapter contents
| FL.03: Demand Side Response from the transport sector (smart charging) | Peak demand reduction from smart charging
|  | GW | 2020-01-01 | 2021-01-01 | 2022-01-01 | 2023-01-01 | 2024-01-01 | 2025-01-01 | 2026-01-01 | 2027-01-01 | 2028-01-01 | 2029-01-01 | 2030-01-01 | 2031-01-01 | 2032-01-01 | 2033-01-01 | 2034-01-01 | 2035-01-01 | 2036-01-01 | 2037-01-01 | 2038-01-01 | 2039-01-01 | 2040-01-01 | 2041-01-01 | 2042-01-01 | 2043-01-01 | 2044-01-01 | 2045-01-01 | 2046-01-01 | 2047-01-01 | 2048-01-01 | 2049-01-01 | 2050-01-01
|  | History | 2020-01-01: 0.070243; 2021-01-01: 0.10589
|  | Consumer Transformation |  | 0.10589 | 0.15277 | 0.28293 | 0.46573 | 0.71085 | 1.059 | 1.529 | 2.1499 | 2.9381 | 3.8919 | 5.055 | 6.3849 | 7.7661 | 9.0691 | 10.2527 | 11.0045 | 11.5364 | 11.914 | 12.1467 | 12.302 | 12.3171 | 12.3953 | 12.344 | 12.2469 | 12.18 | 12.0985 | 12.0032 | 11.8976 | 11.7797 | 11.6245
|  | System Transformation |  | 0.10589 | 0.13451 | 0.1864 | 0.25737 | 0.34669 | 0.46187 | 0.61038 | 0.80008 | 1.0372 | 1.3325 | 1.7892 | 2.3633 | 3.0728 | 3.9047 | 4.8444 | 5.7896 | 6.6878 | 7.4545 | 8.0335 | 8.4258 | 8.5454 | 8.5364 | 8.3432 | 8.2733 | 8.1825 | 8.0681 | 7.9329 | 7.812 | 7.6892 | 7.5598
|  | Leading the Way |  | 0.10589 | 0.28692 | 0.47285 | 0.74861 | 1.1232 | 1.6501 | 2.3646 | 3.3454 | 4.6136 | 6.1748 | 7.6585 | 9.2255 | 10.7583 | 12.1349 | 13.24 | 14.0708 | 14.6637 | 15.0916 | 15.3666 | 15.4717 | 15.6169 | 15.6893 | 15.632 | 15.3045 | 14.8967 | 14.4332 | 13.9112 | 13.3261 | 12.6738 | 11.9418
|  | Falling Short |  | 0.10589 | 0.098331 | 0.1319 | 0.16921 | 0.21419 | 0.26716 | 0.33118 | 0.40687 | 0.49446 | 0.59501 | 0.79579 | 1.0473 | 1.3571 | 1.7312 | 2.1795 | 2.7004 | 3.2796 | 3.947 | 4.6395 | 5.3563 | 5.9843 | 6.5141 | 6.9581 | 7.3072 | 7.5892 | 7.7455 | 7.9403 | 7.983 | 8.0206 | 8.0556
|  | Five Year Forecast | 2021-01-01: 0.10589; 2022-01-01: 0.16479; 2023-01-01: 0.25756; 2024-01-01: 0.38569; 2025-01-01: 0.55295; 2026-01-01: 0.78007; 2027-01-01: 1.08; 2028-01-01: 1.4735
This is the demand reduction between 5-6pm from vehicles which defer their load
The vehicles are those charging residentially off-street and near-home on-street
|  | Data Table | 2020-01-01: FLX1
|  | Flexibility type | 2020-01-01: Electricity system flexibility
|  | Flexibility sub-type | 2020-01-01: Demand side flexibility
|  | Data item | 2020-01-01: Demand side response
Unit | bar: 2020-01-01
|  | Fuel | 2020-01-01: Electricity
|  | Detail | 2020-01-01: Smart charging impact at peak

## FL.04
FL.04: Demand Side Response from the transport sector (Vehicle-to-Grid)
Return to: Main Menu
Return to: Chapter contents
| FL.04: Demand Side Response from the transport sector (Vehicle-to-Grid) | V2G potential at peak times
|  | GW | 2020-01-01 | 2021-01-01 | 2022-01-01 | 2023-01-01 | 2024-01-01 | 2025-01-01 | 2026-01-01 | 2027-01-01 | 2028-01-01 | 2029-01-01 | 2030-01-01 | 2031-01-01 | 2032-01-01 | 2033-01-01 | 2034-01-01 | 2035-01-01 | 2036-01-01 | 2037-01-01 | 2038-01-01 | 2039-01-01 | 2040-01-01 | 2041-01-01 | 2042-01-01 | 2043-01-01 | 2044-01-01 | 2045-01-01 | 2046-01-01 | 2047-01-01 | 2048-01-01 | 2049-01-01 | 2050-01-01
|  | History | 2020-01-01: 0; 2021-01-01: 0; 2022-01-01: 0
|  | Consumer Transformation |  |  | 0 | 0 | 0 | 0.028253 | 0.06982 | 0.15524 | 0.29749 | 0.54459 | 0.94376 | 1.5798 | 2.5015 | 3.7558 | 5.3518 | 7.2157 | 9.3859 | 11.641 | 13.8207 | 15.7466 | 17.1828 | 17.1828 | 17.1828 | 17.1828 | 17.1828 | 17.1828 | 17.1828 | 17.1828 | 17.1828 | 17.1828 | 17.1828
|  | System Transformation |  |  | 0 | 0 | 0 | 0 | 0 | 0 | 0.0083527 | 0.014312 | 0.029639 | 0.053223 | 0.092625 | 0.15422 | 0.24701 | 0.37968 | 0.56661 | 0.8189 | 1.1512 | 1.5723 | 2.0894 | 2.7185 | 3.4473 | 4.2161 | 4.9957 | 5.7289 | 6.4085 | 6.986 | 7.4683 | 7.825 | 8.04
|  | Leading the Way |  |  | 0 | 0 | 0 | 0.048542 | 0.1153 | 0.25114 | 0.51416 | 0.9632 | 1.7188 | 2.9049 | 4.6176 | 7.0271 | 10.1134 | 13.7652 | 17.7416 | 19.6614 | 19.6614 | 19.6614 | 19.6614 | 19.6614 | 19.6614 | 19.6614 | 19.6614 | 19.6614 | 19.6614 | 19.6614 | 19.6614 | 19.6614 | 19.6614
|  | Falling Short |  |  | 0 | 0 | 0 | 0 | 0 | 0 | 0 | 0 | 0 | 0 | 0 | 0.017391 | 0.027564 | 0.052639 | 0.087576 | 0.13997 | 0.20971 | 0.30661 | 0.43088 | 0.59061 | 0.78951 | 1.0356 | 1.3338 | 1.6879 | 2.062 | 2.4925 | 2.9797 | 3.5201 | 4.1027
|  | Five Year Forecast | 2022-01-01: 0; 2023-01-01: 0; 2024-01-01: 0; 2025-01-01: 0.011575; 2026-01-01: 0.024869; 2027-01-01: 0.050333; 2028-01-01: 0.094252
This is the export capacity plugged in and available from 5-6pm
The vehicles are private cars plugged-in residentially off-street and participating in V2G
This assumes a residential home charger size of 7kW
|  | Data Table | 2020-01-01: FLX1
|  | Flexibility type | 2020-01-01: Electricity system flexibility
|  | Flexibility sub-type | 2020-01-01: Demand side flexibility
|  | Data item | 2020-01-01: Vehicle to Grid
Unit | bar: 2020-01-01
|  | Fuel | 2020-01-01: Electricity
|  | Detail | 2020-01-01: V2G potential at peak

## FL.05
FL.05: Total electric heat flexibility
Return to: Main Menu
Return to: Chapter contents
Total electric heat flexibility
FL.05: Total electric heat flexibility
|  | GW | 2021-01-01 | 2022-01-01 | 2023-01-01 | 2024-01-01 | 2025-01-01 | 2026-01-01 | 2027-01-01 | 2028-01-01 | 2029-01-01 | 2030-01-01 | 2031-01-01 | 2032-01-01 | 2033-01-01 | 2034-01-01 | 2035-01-01 | 2036-01-01 | 2037-01-01 | 2038-01-01 | 2039-01-01 | 2040-01-01 | 2041-01-01 | 2042-01-01 | 2043-01-01 | 2044-01-01 | 2045-01-01 | 2046-01-01 | 2047-01-01 | 2048-01-01 | 2049-01-01 | 2050-01-01
|  | Consumer Transformation | 5.23 | 6.27 | 6.3 | 6.33 | 6.38 | 6.3 | 6.31 | 6.38 | 6.5 | 6.7 | 6.84 | 7.03 | 7.25 | 7.53 | 8 | 8.69 | 9.44 | 10.12 | 10.77 | 11.31 | 11.96 | 12.46 | 12.92 | 13.29 | 13.54 | 13.81 | 14.07 | 14.28 | 14.5 | 14.56
|  | System Transformation | 5.23 | 6.57 | 6.59 | 6.6 | 6.6 | 6.45 | 6.35 | 6.26 | 6.22 | 6.34 | 6.31 | 6.42 | 6.28 | 6.31 | 6.33 | 6.72 | 7.16 | 7.59 | 8 | 8.39 | 8.81 | 9.2 | 9.56 | 9.87 | 10.14 | 10.52 | 10.86 | 11.16 | 11.46 | 11.63
|  | Leading the Way | 5.23 | 6.78 | 6.91 | 7.1 | 7.4 | 7.56 | 7.84 | 8.18 | 8.46 | 8.75 | 8.95 | 9.17 | 9.44 | 9.74 | 10.22 | 10.89 | 11.62 | 12.18 | 12.66 | 12.98 | 13.35 | 13.52 | 13.65 | 13.81 | 13.98 | 14.18 | 14.37 | 14.59 | 14.76 | 14.8
|  | Falling Short | 5.23 | 5.4 | 5.58 | 5.78 | 6 | 6.07 | 6.14 | 6.23 | 6.36 | 6.52 | 6.66 | 6.83 | 7.05 | 7.31 | 7.61 | 7.84 | 8.05 | 8.29 | 8.56 | 8.89 | 9.26 | 9.63 | 9.99 | 10.34 | 10.71 | 11.06 | 11.46 | 11.9 | 12.41 | 12.92
|  | Five Year Forecast | 2021-01-01: 5.23; 2022-01-01: 6.37; 2023-01-01: 6.22; 2024-01-01: 6.39; 2025-01-01: 6.59; 2026-01-01: 6.41; 2027-01-01: 6.24; 2028-01-01: 6.06
|  | Data Table | 2021-01-01: FLX1
|  | Item | 2021-01-01: Residential peak reduction - storage heater flex
Residential peak reduction - hybrid heat pump flex
Residential peak reduction - thermal storage and district heating flex
Non-residential peak reduction - storage heater flex
Non-residential peak reduction - hybrid heat pump flex
Non-residential peak reduction - thermal storage and district heating flex

## FL.06
FL.06: Thermal storage operation with an ASHP on the peak day in Leading the Way
Return to: Main Menu
Return to: Chapter contents
Hourly dispatch profile for ASHP in Leading the Way
| technology | hour | ASHP usage | Storage usage | Storage loading
FL.06: Thermal storage operation with an ASHP on the peak day in Leading the Way | ASHP | 1 | 4353231.086 | 0 | 11192080.47
| ASHP | 2 | 3708744.402 | 0 | 11843060.28
| ASHP | 3 | 3581790.21 | 0 | 4792101.131
| ASHP | 4 | 3623796.827 | 0 | 4443646.605
| ASHP | 5 | 3884516.053 | 0 | 4324933.467
| ASHP | 6 | 5842430.497 | 0 | 3433437.384
| ASHP | 7 | 13676295.07 | 241350.0985 | 0
| ASHP | 8 | 15433299.13 | 5608540.577 | 0
| ASHP | 9 | 15433299.13 | 4330357.771 | 0
| ASHP | 10 | 15001326.99 | 1328985.258 | 0
| ASHP | 11 | 13907206.77 | 430890.9557 | 0
| ASHP | 12 | 13386188.87 | 2676.6144 | 0
| ASHP | 13 | 13656695.55 | 225262.0859 | 0
| ASHP | 14 | 13858439.45 | 390860.9401 | 0
| ASHP | 15 | 14093884.51 | 584122.9419 | 0
| ASHP | 16 | 14997083 | 1325501.633 | 0
| ASHP | 17 | 15433299.13 | 4879334.634 | 0
| ASHP | 18 | 15433299.13 | 7176649.484 | 0
| ASHP | 19 | 15433299.13 | 6829503.9 | 0
| ASHP | 20 | 15433299.13 | 5751150.217 | 0
| ASHP | 21 | 15433299.13 | 3974817.185 | 0
| ASHP | 22 | 15072124.48 | 1387098.453 | 0
| ASHP | 23 | 11357310.37 | 0 | 922350.2324
| ASHP | 24 | 6414084.401 | 0 | 3173146.534

## FL.07
FL.07: Thermal storage operation with an GSHP on the peak day in Leading the Way
Return to: Main Menu
Return to: Chapter contents
FL.07: Thermal storage operation with an GSHP on the peak day in Leading the Way
|  | technology | hour | GSHP usage | Storage usage | Storage loading
|  | GSHP | 1 | 5219821.311 | 0 | 15693495.12
|  | GSHP | 2 | 4433569.364 | 0 | 16487675.15
|  | GSHP | 3 | 4278689.545 | 0 | 724378.7143
|  | GSHP | 4 | 4323946.922 | 5989.2752 | 0
|  | GSHP | 5 | 4641460.515 | 6544.3148 | 0
|  | GSHP | 6 | 7025881.722 | 10712.4769 | 0
|  | GSHP | 7 | 16860179.22 | 27903.6284 | 0
|  | GSHP | 8 | 20756306.06 | 4823053.048 | 0
|  | GSHP | 9 | 20756306.06 | 3263713.276 | 0
|  | GSHP | 10 | 19798415.14 | 33039.9036 | 0
|  | GSHP | 11 | 17372222.02 | 28798.7208 | 0
|  | GSHP | 12 | 16216211.6 | 26777.9206 | 0
|  | GSHP | 13 | 16816717.6 | 27827.6539 | 0
|  | GSHP | 14 | 17264081.32 | 28609.6821 | 0
|  | GSHP | 15 | 17786176.76 | 29522.3474 | 0
|  | GSHP | 16 | 19789004.16 | 33023.4525 | 0
|  | GSHP | 17 | 20756306.06 | 3933446.473 | 0
|  | GSHP | 18 | 20756306.06 | 6736092.852 | 0
|  | GSHP | 19 | 20756306.06 | 6312586.986 | 0
|  | GSHP | 20 | 20756306.06 | 4997031.983 | 0
|  | GSHP | 21 | 20756306.06 | 2829965.793 | 0
|  | GSHP | 22 | 19955407.38 | 33314.3388 | 0
|  | GSHP | 23 | 13742108.04 | 22452.9865 | 0
|  | GSHP | 24 | 7722063.159 | 11929.4586 | 0

## FL.08
FL.08: Network-connected electrolysis capacity: Electrolysers connected to the GB distribution and transmission systems either directly or via generation plant (excluding nuclear)
Return to: Main Menu
Return to: Chapter contents
Total networked electrolysis capacity: all network-connected electrolysers (including nuclear)
Total electrolysis capacity, grid-connected and nuclear-connected (GW)
|  | 2021-01-01 | 2022-01-01 | 2023-01-01 | 2024-01-01 | 2025-01-01 | 2026-01-01 | 2027-01-01 | 2028-01-01 | 2029-01-01 | 2030-01-01 | 2031-01-01 | 2032-01-01 | 2033-01-01 | 2034-01-01 | 2035-01-01 | 2036-01-01 | 2037-01-01 | 2038-01-01 | 2039-01-01 | 2040-01-01 | 2041-01-01 | 2042-01-01 | 2043-01-01 | 2044-01-01 | 2045-01-01 | 2046-01-01 | 2047-01-01 | 2048-01-01 | 2049-01-01 | 2050-01-01
| Consumer Transformation | 0 | 0.0074084 | 0.022042 | 0.028875 | 0.036497 | 0.044947 | 0.13503 | 0.21921 | 0.36176 | 0.72452 | 1.0744 | 1.6787 | 2.3654 | 3.0082 | 3.7025 | 4.4853 | 5.1752 | 5.709 | 6.1736 | 6.8578 | 9.0003 | 10.8116 | 12.6256 | 14.5228 | 16.0751 | 18.0637 | 19.7103 | 21.7978 | 23.3664 | 24.7221
| System Transformation | 0 | 0.0074084 | 0.023826 | 0.034669 | 0.45477 | 1.2432 | 1.8104 | 2.0764 | 2.3424 | 2.6081 | 3.0272 | 3.4462 | 3.8653 | 4.2843 | 5.9797 | 6.62 | 8.0913 | 9.3194 | 11.4716 | 12.2817 | 15.0906 | 17.3981 | 20.5397 | 23.8208 | 27.5673 | 30.0894 | 32.3232 | 34.5369 | 36.5114 | 37.3002
| Leading the Way | 0 | 0.0074084 | 0.021458 | 0.066582 | 1.3344 | 2.0654 | 2.9077 | 3.891 | 5.6828 | 7.6164 | 8.3096 | 8.5305 | 8.878 | 9.8659 | 10.313 | 11.0836 | 11.611 | 12.2572 | 12.764 | 14.5274 | 17.9402 | 21.134 | 24.2204 | 26.6322 | 28.6711 | 30.9427 | 32.861 | 34.5461 | 36.6015 | 38.4022
| Falling Short | 0 | 0.0074084 | 0.0095789 | 0.012161 | 0.015054 | 0.063025 | 0.1104 | 0.16903 | 0.22794 | 0.32186 | 0.42401 | 0.53965 | 0.65371 | 0.65704 | 0.66037 | 0.6637 | 0.66704 | 0.67037 | 0.6737 | 0.67703 | 0.68036 | 0.68369 | 0.68702 | 0.69036 | 0.74261 | 1.0624 | 1.2669 | 1.3508 | 1.4636 | 1.5668
Nuclear-connected electrolysis capacity (GW)
|  | 2021-01-01 | 2022-01-01 | 2023-01-01 | 2024-01-01 | 2025-01-01 | 2026-01-01 | 2027-01-01 | 2028-01-01 | 2029-01-01 | 2030-01-01 | 2031-01-01 | 2032-01-01 | 2033-01-01 | 2034-01-01 | 2035-01-01 | 2036-01-01 | 2037-01-01 | 2038-01-01 | 2039-01-01 | 2040-01-01 | 2041-01-01 | 2042-01-01 | 2043-01-01 | 2044-01-01 | 2045-01-01 | 2046-01-01 | 2047-01-01 | 2048-01-01 | 2049-01-01 | 2050-01-01
| Consumer Transformation | 0 | 0 | 0 | 0 | 0 | 0 | 0 | 0 | 0 | 0 | 0.038052 | 0.076104 | 0.11416 | 0.15221 | 0.19026 | 0.22831 | 0.26636 | 0.30441 | 0.34247 | 0.38052 | 0.45662 | 0.53272 | 0.60883 | 0.68493 | 0.76104 | 0.83714 | 0.91324 | 0.98935 | 1.0654 | 1.1416
| System Transformation | 0 | 0 | 0 | 0 | 0 | 0.028539 | 0.057078 | 0.085616 | 0.11416 | 0.14269 | 0.28539 | 0.42808 | 0.57078 | 0.71347 | 0.85616 | 1.0274 | 1.1986 | 1.3699 | 1.5411 | 1.7123 | 1.855 | 1.9977 | 2.1404 | 2.2831 | 2.4258 | 2.5114 | 2.597 | 2.6826 | 2.7683 | 2.8539
| Leading the Way | 0 | 0 | 0 | 0 | 0 | 0 | 0 | 0 | 0 | 0 | 0 | 0 | 0 | 0 | 0 | 0 | 0 | 0 | 0 | 0 | 0 | 0 | 0 | 0 | 0 | 0 | 0 | 0 | 0 | 0
| Falling Short | 0 | 0 | 0 | 0 | 0 | 0 | 0 | 0 | 0 | 0 | 0 | 0 | 0 | 0 | 0 | 0 | 0 | 0 | 0 | 0 | 0 | 0 | 0 | 0 | 0 | 0 | 0 | 0 | 0 | 0
Nuclear electrolysis capacity: Electrolysers directly connected to nuclear power plants
Grid-connected electrolysis capacity only (GW)
|  | 2021-01-01 | 2022-01-01 | 2023-01-01 | 2024-01-01 | 2025-01-01 | 2026-01-01 | 2027-01-01 | 2028-01-01 | 2029-01-01 | 2030-01-01 | 2031-01-01 | 2032-01-01 | 2033-01-01 | 2034-01-01 | 2035-01-01 | 2036-01-01 | 2037-01-01 | 2038-01-01 | 2039-01-01 | 2040-01-01 | 2041-01-01 | 2042-01-01 | 2043-01-01 | 2044-01-01 | 2045-01-01 | 2046-01-01 | 2047-01-01 | 2048-01-01 | 2049-01-01 | 2050-01-01
| Consumer Transformation | 0 | 0.0074084 | 0.022042 | 0.028875 | 0.036497 | 0.044947 | 0.13503 | 0.21921 | 0.36176 | 0.72452 | 1.0364 | 1.6026 | 2.2513 | 2.856 | 3.5123 | 4.257 | 4.9088 | 5.4046 | 5.8312 | 6.4772 | 8.5437 | 10.2789 | 12.0168 | 13.8379 | 15.314 | 17.2266 | 18.797 | 20.8085 | 22.3009 | 23.5805
| System Transformation | 0 | 0.0074084 | 0.023826 | 0.034669 | 0.45477 | 1.2147 | 1.7533 | 1.9907 | 2.2282 | 2.4655 | 2.7418 | 3.0181 | 3.2945 | 3.5708 | 5.1236 | 5.5926 | 6.8927 | 7.9495 | 9.9305 | 10.5694 | 13.2355 | 15.4004 | 18.3992 | 21.5377 | 25.1415 | 27.578 | 29.7262 | 31.8543 | 33.7431 | 34.4463
| Leading the Way | 0 | 0.0074084 | 0.021458 | 0.066582 | 1.3344 | 2.0654 | 2.9077 | 3.891 | 5.6828 | 7.6164 | 8.3096 | 8.5305 | 8.878 | 9.8659 | 10.313 | 11.0836 | 11.611 | 12.2572 | 12.764 | 14.5274 | 17.9402 | 21.134 | 24.2204 | 26.6322 | 28.6711 | 30.9427 | 32.861 | 34.5461 | 36.6015 | 38.4022
| Falling Short | 0 | 0.0074084 | 0.0095789 | 0.012161 | 0.015054 | 0.063025 | 0.1104 | 0.16903 | 0.22794 | 0.32186 | 0.42401 | 0.53965 | 0.65371 | 0.65704 | 0.66037 | 0.6637 | 0.66704 | 0.67037 | 0.6737 | 0.67703 | 0.68036 | 0.68369 | 0.68702 | 0.69036 | 0.74261 | 1.0624 | 1.2669 | 1.3508 | 1.4636 | 1.5668
On Grid Electrolysis: Electrolysis units either directly connected to onshore generation or taking electricity off the GB distribution and transmission systems
Nuclear-connected electrolysis: Electrolysis directly connected to nuclear power plants, nuclear-connected electrolysis demand increases to absorb excess power if less power is required by the grid
Network-connected electrolysis capacity: Electrolysers connected to the GB distribution and transmission systems either directly or via generation plant (excluding nuclear)

## FL.09
FL.09: Hydrogen storage capacity requirements
Return to: Main Menu
Return to: Chapter contents
| FL.09: Hydrogen storage capacity requirements | Hydrogen storage capacity requirements (TWh)
TWh
|  |  | Consumer Transformation | System Transformation | Leading the Way | Falling Short
|  | 2020 | 0 | 0 | 0 | 0
|  | 2025 | 0.044814 | 0.14708 | 0.040084 | 0.018662
|  | 2030 | 0.26874 | 4.0963 | 1.8083 | 0.027237
|  | 2035 | 0.74267 | 17.3972 | 3.7706 | 0.68089
|  | 2040 | 1.2524 | 33.368 | 5.4883 | 0.89313
|  | 2045 | 2.6854 | 48.661 | 8.2227 | 1.4038
|  | 2050 | 11.6172 | 55.8417 | 19.1407 | 0.61802

## FL.10
FL.10: UK portfolio by status for battery storage (left) and pumped hydro storage (right) in 2023 (GW)
Return to: Main Menu
Return to: Chapter contents
UK portfolio by status for battery storage (left) and pumped hydro storage (right) in 2023 (GW)
Electricity storage project status by technology type in 2023
Project status | Capacity
Pumped Hydro Storage | GW | Battery Storage | Pumped hydro storage
Scoping | 3.9
Consents approved | 0.8
Operational | 2.7
Battery | GW
Development (Pre-Planning) | 10.9
Planning | 7.7
Consents approved | 10.4
Under construction | 1.5
Operational | 2.8
Total | 33.3

## FL.11
FL.11: Electricity storage installed capacity and volume (excluding Vehicle-to-Grid)
Return to: Main Menu
Return to: Chapter contents
Electricity storage installed capacity and volume (excluding Vehicle-to-Grid)
GW
| 2022 | 2030 |  |  |  |  | 2050
|  | CT | ST | LW | FS |  | CT | ST | LW | FS
Battery | 2.7849 | 15.94 | 13.9734 | 20.4388 | 10.6028 |  | 31.6645 | 21.8624 | 35.4646 | 17.5514
LAES | 0.005 | 0.8547 | 0.1547 | 1.7547 | 0.0549 |  | 3.9547 | 2.9547 | 4.3547 | 0.6549
CAES | 0.003294 | 0.003294 | 0.003294 | 2.0033 | 0.003294 |  | 6.0033 | 4.5033 | 6.0033 | 0.003294
PHS | 2.47 | 3.0539 | 2.744 | 4.7999 | 2.744 |  | 4.7999 | 4.1159 | 6.2999 | 3.5039
GWh
| 2022 | 2030 |  |  |  |  | 2050
|  | CT | ST | LW | FS |  | CT | ST | LW | FS
Battery | 3.1032 | 24.3416 | 21.6043 | 35.7891 | 15.2349 |  | 54.6472 | 34.5196 | 63.218 | 24.7702
LAES | 0.02 | 3.7182 | 0.9182 | 7.3182 | 0.3194 |  | 16.1182 | 12.1182 | 17.7182 | 2.7194
CAES | 0.013176 | 0.013176 | 0.013176 | 10.0132 | 0.013176 |  | 30.0132 | 22.5132 | 30.0132 | 0.013176
PHS | 26.36 | 31.5383 | 28.004 | 64.8293 | 28.004 |  | 64.8293 | 46.7033 | 85.8293 | 34.4633
|  |  |  | Capacity |  | Energy Stored

## FL.12
FL.12: Varying energy and power outputs of electricity storage types in 2030 and 2050 (including Vehicle-to-Grid)
Return to: Main Menu
Return to: Chapter contents
Consumer Transformation
Varying power and energy outputs of electricity storage types in 2030 and 2050
Consumer Transformation |  | Electrical energy storage capacity and energy stored
|  | Consumer Transformation |  | 2022-01-01 |  | 2030-01-01 |  | 2050-01-01
|  | Storage Type | Short name | Storage Capacity (GWh) | Capacity (GW) | Storage Capacity (GWh) | Capacity (GW) | Storage Capacity (GWh) | Capacity (GW)
|  | Battery storage | Battery | 3.1032 | 2.7849 | 24.3416 | 15.94 | 54.6472 | 31.6645
|  | Liquid air storage | LAES | 0.02 | 0.005 | 3.7182 | 0.8547 | 16.1182 | 3.9547
|  | Compressed air storage | CAES | 0.013176 | 0.003294 | 0.013176 | 0.003294 | 30.0132 | 6.0033
|  | Pumped Hydro | Pumped Hydro | 26.36 | 2.47 | 31.5383 | 3.0539 | 64.8293 | 4.7999
|  | Vehicle-to-grid | V2G | 0 | 0 | 6.7411 | 0.94376 | 122.7343 | 17.1828
Vehicle-to-grid capacity represents availability at peak (5-6pm), while the energy stored assumes 50 kWh of useable battery storage per vehicle in 2050.
System Transformation
System Transformation
Electrical energy storage capacity and energy stored
|  | System Transformation |  | 2022-01-01 |  | 2030-01-01 |  | 2050-01-01
|  | Storage Type | Short name | Storage Capacity (GWh) | Capacity (GW) | Storage Capacity (GWh) | Capacity (GW) | Storage Capacity (GWh) | Capacity (GW)
|  | Battery storage | Battery | 3.1032 | 2.7849 | 21.6043 | 13.9734 | 34.5196 | 21.8624
|  | Liquid air storage | LAES | 0.02 | 0.005 | 0.9182 | 0.1547 | 12.1182 | 2.9547
|  | Compressed air storage | CAES | 0.013176 | 0.003294 | 0.013176 | 0.003294 | 22.5132 | 4.5033
|  | Pumped Hydro | Pumped Hydro | 26.36 | 2.47 | 28.004 | 2.744 | 46.7033 | 4.1159
|  | Vehicle-to-grid | V2G | 0 | 0 | 0.2117 | 0.029639 | 57.4282 | 8.04
Leading the Way
Leading the Way
Electrical energy storage capacity and energy stored
|  | Leading the Way |  | 2022-01-01 |  | 2030-01-01 |  | 2050-01-01
|  | Storage Type | Short name | Storage Capacity (GWh) | Capacity (GW) | Storage Capacity (GWh) | Capacity (GW) | Storage Capacity (GWh) | Capacity (GW)
|  | Battery storage | Battery | 3.1032 | 2.7849 | 35.7891 | 20.4388 | 63.218 | 35.4646
|  | Liquid air storage | LAES | 0.02 | 0.005 | 7.3182 | 1.7547 | 17.7182 | 4.3547
|  | Compressed air storage | CAES | 0.013176 | 0.003294 | 10.0132 | 2.0033 | 30.0132 | 6.0033
|  | Pumped Hydro | Pumped Hydro | 26.36 | 2.47 | 64.8293 | 4.7999 | 85.8293 | 6.2999
|  | Vehicle-to-grid | V2G | 0 | 0 | 12.2774 | 1.7188 | 140.4389 | 19.6614
Falling Short
Falling Short
Electrical energy storage capacity and energy stored
|  | Falling Short |  | 2022-01-01 |  | 2030-01-01 |  | 2050-01-01
|  | Storage Type | Short name | Storage Capacity (GWh) | Capacity (GW) | Storage Capacity (GWh) | Capacity (GW) | Storage Capacity (GWh) | Capacity (GW)
|  | Battery storage | Battery | 3.1032 | 2.7849 | 15.2349 | 10.6028 | 24.7702 | 17.5514
|  | Liquid air storage | LAES | 0.02 | 0.005 | 0.3194 | 0.0549 | 2.7194 | 0.6549
|  | Compressed air storage | CAES | 0.013176 | 0.003294 | 0.013176 | 0.003294 | 0.013176 | 0.003294
|  | Pumped Hydro | Pumped Hydro | 26.36 | 2.47 | 28.004 | 2.744 | 34.4633 | 3.5039
|  | Vehicle-to-grid | V2G | 0 | 0 | 0 | 0 | 29.3053 | 4.1027

## FL.13
FL.13: Transmission battery storage projections per region for Leading the Way in 2050
Return to: Main Menu
Return to: Chapter contents |  | Transmission - Battery storage projection in Leading the Way for 2050
Region | MW
Scotland | 3875.64
England/Wales | 7146.98
Total | 11022.62
Scotland | 0.35161
England/Wales | 0.64839

## FL.14
FL.14: Interconnector peak flows
Return to: Main Menu
Return to: Chapter contents
| Interconnector peak flows (GW) | Interconnector peak flows (GW)
|  |  | 2022-01-01 | 2023-01-01 | 2024-01-01 | 2025-01-01 | 2026-01-01 | 2027-01-01 | 2028-01-01 | 2029-01-01 | 2030-01-01 | 2031-01-01 | 2032-01-01 | 2033-01-01 | 2034-01-01 | 2035-01-01 | 2036-01-01 | 2037-01-01 | 2038-01-01 | 2039-01-01 | 2040-01-01 | 2041-01-01 | 2042-01-01 | 2043-01-01 | 2044-01-01 | 2045-01-01 | 2046-01-01 | 2047-01-01 | 2048-01-01 | 2049-01-01 | 2050-01-01
|  | Consumer Transformation | 4.922 | 5.552 | 6.322 | 6.592 | 6.592 | 6.592 | 7.474 | 7.474 | 7.474 | 10.3873 | 10.3873 | 10.3873 | 10.7923 | 12.0897 | 12.0897 | 12.0897 | 13.5837 | 13.5837 | 13.5837 | 13.5837 | 13.5837 | 13.5837 | 13.5837 | 13.5837 | 13.5837 | 13.5837 | 13.5837 | 13.5837 | 13.5837
|  | System Transformation | 4.922 | 5.552 | 6.322 | 6.322 | 6.592 | 6.592 | 6.592 | 7.474 | 7.474 | 7.474 | 8.3933 | 9.2893 | 10.1433 | 10.1433 | 10.1433 | 10.1433 | 10.1433 | 10.1433 | 10.1433 | 10.1433 | 10.1433 | 10.1433 | 10.1433 | 10.1433 | 10.1433 | 10.1433 | 10.1433 | 10.1433 | 10.1433
|  | Leading the Way | 4.922 | 5.552 | 6.322 | 6.592 | 6.592 | 6.592 | 7.474 | 7.879 | 11.0483 | 11.0483 | 13.1297 | 15.7337 | 15.7337 | 15.7337 | 15.7337 | 16.8957 | 16.8957 | 16.8957 | 16.8957 | 16.8957 | 16.8957 | 17.6657 | 17.6657 | 17.6657 | 17.6657 | 17.6657 | 17.6657 | 17.6657 | 17.6657
|  | Falling Short | 4.922 | 5.552 | 6.322 | 6.322 | 6.322 | 6.592 | 6.592 | 6.592 | 7.474 | 7.474 | 7.474 | 8.3933 | 8.3933 | 9.2893 | 10.1433 | 10.1433 | 10.1433 | 10.1433 | 10.1433 | 10.1433 | 10.1433 | 10.1433 | 10.1433 | 10.1433 | 10.1433 | 10.1433 | 10.1433 | 10.1433 | 10.1433
|  | Five Year Forecast | 2022-01-01: 4.922; 2023-01-01: 5.552; 2024-01-01: 6.322; 2025-01-01: 6.322; 2026-01-01: 6.592; 2027-01-01: 6.592; 2028-01-01: 6.592

## FL.15
FL.15: Interconnectors Imports and exports (TWh)
Return to: Main Menu
Return to: Chapter contents
Net flows (TWh)
Interconnector imports and exports and net annual flows
|  |  | 2022-01-01 | 2023-01-01 | 2024-01-01 | 2025-01-01 | 2026-01-01 | 2027-01-01 | 2028-01-01 | 2029-01-01 | 2030-01-01 | 2031-01-01 | 2032-01-01 | 2033-01-01 | 2034-01-01 | 2035-01-01 | 2036-01-01 | 2037-01-01 | 2038-01-01 | 2039-01-01 | 2040-01-01 | 2041-01-01 | 2042-01-01 | 2043-01-01 | 2044-01-01 | 2045-01-01 | 2046-01-01 | 2047-01-01 | 2048-01-01 | 2049-01-01 | 2050-01-01 | 2051-01-01
|  | Consumer Transformation | -4.4478 | 11.0461 | 25.6672 | 24.3861 | 24.3861 | 1.9413 | -9.4465 | -21.2356 | -36.8268 | -36.8268 | -55.9572 | -53.1014 | -70.5946 | -83.6696 | -83.6696 | -89.6619 | -100.038 | -100.529 | -105.513 | -105.513 | -122.336 | -124.193 | -131.399 | -138.067 | -138.067 | -141.539 | -142.274 | -146.621 | -148.621 | -148.621
|  | System Transformation | -4.4478 | 5.7619 | 24.4179 | 38.049 | 38.049 | 22.3325 | 3.6744 | -4.3631 | -30.8564 | -30.8564 | -45.0861 | -55.4402 | -61.1395 | -79.6359 | -79.6359 | -85.3707 | -90.1835 | -96.5062 | -101.2716 | -101.2716 | -106.2664 | -105.1677 | -104.954 | -108.601 | -108.601 | -108.3862 | -111.4139 | -107.6589 | -110.7266 | -110.7266
|  | Leading the Way | -4.4478 | 3.7679 | 2.9583 | -0.27742 | -0.27742 | -23.3729 | -35.3408 | -45.9189 | -63.5686 | -63.5686 | -76.1396 | -114.764 | -123.512 | -119.296 | -119.296 | -133.965 | -140.903 | -143.23 | -143.565 | -143.565 | -131.538 | -127.969 | -123.312 | -121.053 | -121.053 | -113.282 | -111.625 | -105.479 | -104.252 | -104.252
|  | Falling Short | -4.4478 | 11.9709 | 34.0286 | 56.2478 | 56.2478 | 46.2039 | 34.4645 | 13.7273 | -1.6918 | -1.6918 | -6.9498 | -8.2029 | -16.1055 | -17.6428 | -17.6428 | -49.9468 | -53.7986 | -60.4435 | -56.8618 | -56.8618 | -67.6668 | -66.0079 | -68.4855 | -68.1162 | -68.1162 | -62.6797 | -65.1675 | -62.6048 | -60.7471 | -60.7471
|  | Five Year Forecast | 2022-01-01: -4.4478; 2023-01-01: 5.3208; 2024-01-01: 23.6766; 2025-01-01: 37.9347; 2026-01-01: 37.9347; 2027-01-01: 20.3119; 2028-01-01: 2.3816
[5 empty] | 2025 |  |  |  |  | 2030 |  |  |  |  | 2035 |  |  |  |  | 2040 |  |  |  |  | 2045 |  |  |  |  | 2050
|  |  | 2022 |  | CT | ST | LW | FS |  | CT | ST | LW | FS |  | CT | ST | LW | FS |  | CT | ST | LW | FS |  | CT | ST | LW | FS |  | CT | ST | LW | FS
|  | Total imports | 23.066 |  | 44.5125 | 50.2176 | 32.8897 | 62.2681 |  | 23.741 | 25.7149 | 26.1457 | 36.5048 |  | 26.4632 | 18.4832 | 25.9794 | 39.084 |  | 23.4352 | 11.8831 | 20.3189 | 28.8533 |  | 12.309 | 8.6264 | 24.9581 | 23.559 |  | 9.0865 | 8.5168 | 26.1932 | 28.1951
|  | Total exports | -27.5138 |  | -25.376 | -22.7455 | -48.8609 | -7.5918 |  | -81.2566 | -59.9124 | -95.1763 | -37.6722 |  | -107.828 | -100.386 | -153.373 | -72.5258 |  | -139.185 | -112.0832 | -158.514 | -90.2013 |  | -152.929 | -117.1931 | -142.465 | -90.9895 |  | -157.707 | -119.2433 | -130.445 | -88.9422
|  | Net flows | -4.4478 |  | 15.2041 | 19.4412 | -24.9891 | 52.1049 |  | -50.9479 | -35.8431 | -71.4263 | -0.10464 |  | -80.0446 | -83.5211 | -130.556 | -37.9786 |  | -121.217 | -99.5623 | -136.28 | -63.8836 |  | -141.648 | -108.205 | -117.011 | -66.2462 |  | -148.621 | -110.7266 | -104.252 | -60.7471
Interconnector net annual flows

## FL.16-17
FL.16-17: Dispatchable electricity supply sources (excluding renewable sources)
Return to: Main Menu
Return to: Chapter contents
Dispatchable electricity supply sources
Dispatchable sources for Consumer Transformation |  | Consumer Transformation
Dispatchable electricity supply capacity (GW)
|  | Consumer Transformation | 2022-01-01 | 2023-01-01 | 2024-01-01 | 2025-01-01 | 2026-01-01 | 2027-01-01 | 2028-01-01 | 2029-01-01 | 2030-01-01 | 2031-01-01 | 2032-01-01 | 2033-01-01 | 2034-01-01 | 2035-01-01 | 2036-01-01 | 2037-01-01 | 2038-01-01 | 2039-01-01 | 2040-01-01 | 2041-01-01 | 2042-01-01 | 2043-01-01 | 2044-01-01 | 2045-01-01 | 2046-01-01 | 2047-01-01 | 2048-01-01 | 2049-01-01 | 2050-01-01
|  | Gas | 36.2941 | 37.0361 | 38.499 | 39.0725 | 41.8756 | 42.1119 | 39.7707 | 37.7089 | 34.9239 | 32.8039 | 31.2811 | 29.4546 | 26.4622 | 24.683 | 20.072 | 13.8572 | 11.9028 | 11.4868 | 11.0398 | 6.8099 | 6.3606 | 6.1876 | 4.4179 | 1.6871 | 0.41624 | 0.0326 | 0.029206 | 0.025919 | 0
|  | Gas CCUS | 0 | 0 | 0 | 0 | 0 | 0 | 0.91 | 0.91 | 1.77 | 1.77 | 4.17 | 4.17 | 4.17 | 4.17 | 4.17 | 5.97 | 5.97 | 5.97 | 5.97 | 5.97 | 5.97 | 5.97 | 5.97 | 5.97 | 5.97 | 5.97 | 5.97 | 5.97 | 5.97
|  | Hydrogen | 0 | 0 | 0 | 0 | 0 | 0 | 0 | 0.002206 | 0.60456 | 0.61321 | 1.8227 | 3.3039 | 3.5989 | 4.5087 | 7.235 | 10.0768 | 10.4374 | 11.4188 | 13.0235 | 14.6558 | 15.7199 | 18.0228 | 19.1709 | 20.3735 | 21.0431 | 21.2431 | 21.2431 | 21.2431 | 21.2431
|  | Biomass | 4.418 | 4.2531 | 4.2534 | 4.2538 | 4.2542 | 4.2545 | 4.1696 | 4.17 | 4.1203 | 3.4856 | 3.4859 | 2.7647 | 2.765 | 2.0543 | 1.6286 | 0.94897 | 0.9293 | 0.88462 | 0.88495 | 0.73036 | 0.73077 | 0.58719 | 0.58761 | 0.25812 | 0.20364 | 0.20417 | 0.20481 | 0.20546 | 0.20613
|  | BECCS | 0 | 0 | 0 | 0 | 0 | 0 | 0 | 0 | 0 | 0.55 | 1.15 | 2.3 | 4.1 | 4.65 | 7.65 | 8.8 | 8.8 | 8.8 | 8.8 | 8.8 | 8.8 | 8.8 | 8.8 | 8.8 | 8.8 | 8.8 | 8.8 | 8.8 | 8.8
|  | Coal | 4.24 | 2.956 | 1.988 | 0 | 0 | 0 | 0 | 0 | 0 | 0 | 0 | 0 | 0 | 0 | 0 | 0 | 0 | 0 | 0 | 0 | 0 | 0 | 0 | 0 | 0 | 0 | 0 | 0 | 0
|  | Interconnectors | 7.4 | 8.4 | 9.8 | 10.3 | 10.3 | 10.3 | 11.7 | 11.7 | 11.7 | 16.3 | 16.3 | 16.3 | 17.05 | 19.15 | 19.15 | 19.15 | 20.95 | 20.95 | 20.95 | 20.95 | 20.95 | 20.95 | 20.95 | 20.95 | 20.95 | 20.95 | 20.95 | 20.95 | 20.95
|  | Storage | 5.2632 | 7.4281 | 11.3348 | 14.2731 | 16.3049 | 16.7742 | 17.3306 | 18.4474 | 19.8519 | 21.2715 | 23.338 | 25.3501 | 28.4399 | 29.4981 | 30.5214 | 31.4976 | 32.6618 | 33.3645 | 34.6459 | 35.9075 | 38.4976 | 39.6677 | 41.2551 | 42.3542 | 43.1624 | 44.3862 | 45.0793 | 45.7577 | 46.4223
Dispatchable sources for System Transformation
System Transformation
Dispatchable electricity supply capacity (GW)
|  | System Transformation | 2022-01-01 | 2023-01-01 | 2024-01-01 | 2025-01-01 | 2026-01-01 | 2027-01-01 | 2028-01-01 | 2029-01-01 | 2030-01-01 | 2031-01-01 | 2032-01-01 | 2033-01-01 | 2034-01-01 | 2035-01-01 | 2036-01-01 | 2037-01-01 | 2038-01-01 | 2039-01-01 | 2040-01-01 | 2041-01-01 | 2042-01-01 | 2043-01-01 | 2044-01-01 | 2045-01-01 | 2046-01-01 | 2047-01-01 | 2048-01-01 | 2049-01-01 | 2050-01-01
|  | Gas | 36.2941 | 37.0361 | 38.499 | 39.0725 | 41.5756 | 42.0719 | 40.3137 | 37.9579 | 36.5789 | 34.8319 | 33.3204 | 32.8465 | 31.0829 | 27.038 | 23.0582 | 20.446 | 16.6994 | 12.5466 | 9.6487 | 6.1475 | 3.2138 | 0.5155 | 0.50752 | 0.039891 | 0.033745 | 0.0296 | 0.025553 | 0.02162 | 0
|  | Gas CCUS | 0 | 0 | 0 | 0 | 0 | 0 | 0 | 0.91 | 1.77 | 1.77 | 4.17 | 4.17 | 4.17 | 5.07 | 5.97 | 7.77 | 8.67 | 11.37 | 13.17 | 14.07 | 14.97 | 15.87 | 16.77 | 16.77 | 16.77 | 16.77 | 16.77 | 16.77 | 16.77
|  | Hydrogen | 0 | 0 | 0 | 0 | 0 | 0 | 0 | 0.023228 | 1.3799 | 1.634 | 1.9388 | 2.3972 | 3.5768 | 7.2307 | 11.5918 | 12.1489 | 13.8277 | 15.4885 | 16.0164 | 17.178 | 18.3377 | 20.0163 | 20.301 | 20.5565 | 20.7812 | 20.9721 | 21.1283 | 21.849 | 22.5554
|  | Biomass | 4.418 | 4.3901 | 4.393 | 4.3958 | 4.3985 | 4.4012 | 4.3285 | 4.3311 | 4.2935 | 4.2959 | 3.6633 | 3.584 | 2.9513 | 2.2016 | 1.5687 | 1.5309 | 0.82304 | 0.78512 | 0.78683 | 0.63749 | 0.59411 | 0.55495 | 0.55575 | 0.5565 | 0.47383 | 0.47412 | 0.47412 | 0.47412 | 0.47412
|  | BECCS | 0 | 0 | 0 | 0 | 0 | 0 | 0 | 0 | 0 | 0 | 0.55 | 1.15 | 2.3 | 2.3 | 3.45 | 3.45 | 5.2 | 5.2 | 5.2 | 7.6 | 7.6 | 8.2 | 8.2 | 8.2 | 8.2 | 8.2 | 8.2 | 8.2 | 8.2
|  | Coal | 4.24 | 2.956 | 1.988 | 0 | 0 | 0 | 0 | 0 | 0 | 0 | 0 | 0 | 0 | 0 | 0 | 0 | 0 | 0 | 0 | 0 | 0 | 0 | 0 | 0 | 0 | 0 | 0 | 0 | 0
|  | Interconnectors | 7.4 | 8.4 | 9.8 | 9.8 | 10.3 | 10.3 | 10.3 | 11.7 | 11.7 | 11.7 | 13.1 | 14.5 | 15.9 | 15.9 | 15.9 | 15.9 | 15.9 | 15.9 | 15.9 | 15.9 | 15.9 | 15.9 | 15.9 | 15.9 | 15.9 | 15.9 | 15.9 | 15.9 | 15.9
|  | Storage | 5.2632 | 6.4672 | 8.3189 | 11.7696 | 13.2822 | 15.2547 | 15.9704 | 16.2876 | 16.8754 | 16.9763 | 17.6069 | 18.0793 | 18.9935 | 19.7039 | 20.4216 | 22.6061 | 23.6641 | 24.4656 | 25.2932 | 26.3232 | 28.0002 | 28.3976 | 29.6804 | 30.5232 | 31.7554 | 32.2915 | 33.0025 | 33.2174 | 33.4363
Figure FL.16: Dispatchable electricity supply sources (excluding renewable sources) for Leading the Way
Leading the Way
Dispatchable electricity supply capacity (GW)
|  | Leading the Way | 2022-01-01 | 2023-01-01 | 2024-01-01 | 2025-01-01 | 2026-01-01 | 2027-01-01 | 2028-01-01 | 2029-01-01 | 2030-01-01 | 2031-01-01 | 2032-01-01 | 2033-01-01 | 2034-01-01 | 2035-01-01 | 2036-01-01 | 2037-01-01 | 2038-01-01 | 2039-01-01 | 2040-01-01 | 2041-01-01 | 2042-01-01 | 2043-01-01 | 2044-01-01 | 2045-01-01 | 2046-01-01 | 2047-01-01 | 2048-01-01 | 2049-01-01 | 2050-01-01
|  | Gas | 36.2941 | 36.8829 | 37.9525 | 38.7209 | 41.0487 | 41.384 | 28.7114 | 27.0677 | 22.8838 | 18.6903 | 15.998 | 14.37 | 11.8168 | 7.5653 | 0 | 0 | 0 | 0 | 0 | 0 | 0 | 0 | 0 | 0 | 0 | 0 | 0 | 0 | 0
|  | Gas CCUS | 0 | 0 | 0 | 0 | 0 | 0 | 0.91 | 0.91 | 0.91 | 3.31 | 3.31 | 3.31 | 3.31 | 3.31 | 3.31 | 3.31 | 3.31 | 3.31 | 3.31 | 3.31 | 3.31 | 3.31 | 3.31 | 3.31 | 3.31 | 3.31 | 3.31 | 3.31 | 3.31
|  | Hydrogen | 0 | 0 | 0 | 0 | 0 | 0 | 0.025 | 0.15496 | 0.96069 | 1.4142 | 2.2018 | 3.6792 | 4.6855 | 7.0455 | 11.0105 | 11.0165 | 11.0675 | 12.3485 | 12.8495 | 13.6505 | 14.5515 | 15.5525 | 15.9535 | 16.3045 | 16.6355 | 16.9115 | 17.1575 | 17.3785 | 17.5795
|  | Biomass | 4.418 | 4.2531 | 4.2534 | 4.2538 | 4.2542 | 4.2545 | 4.1696 | 4.17 | 3.4853 | 3.4856 | 2.8509 | 2.3687 | 1.734 | 1.6083 | 0.97364 | 0.92897 | 0.9293 | 0.88462 | 0.84695 | 0.38836 | 0.29177 | 0.24719 | 0.24761 | 0.20312 | 0.20364 | 0.20417 | 0.20481 | 0.20546 | 0.20613
|  | BECCS | 0 | 0 | 0 | 0 | 0 | 0 | 0 | 0 | 0.55 | 0.55 | 1.1 | 1.1 | 1.65 | 1.65 | 2.2 | 2.2 | 2.2 | 2.2 | 2.2 | 2.2 | 2.2 | 2.2 | 2.2 | 2.2 | 2.2 | 2.2 | 2.2 | 2.2 | 2.2
|  | Coal | 4.24 | 2.956 | 1.988 | 0 | 0 | 0 | 0 | 0 | 0 | 0 | 0 | 0 | 0 | 0 | 0 | 0 | 0 | 0 | 0 | 0 | 0 | 0 | 0 | 0 | 0 | 0 | 0 | 0 | 0
|  | Interconnectors | 7.4 | 8.4 | 9.8 | 10.3 | 10.3 | 10.3 | 11.7 | 12.45 | 17.45 | 17.45 | 20.25 | 23.95 | 23.95 | 23.95 | 23.95 | 25.35 | 25.35 | 25.35 | 25.35 | 25.35 | 25.35 | 26.75 | 26.75 | 26.75 | 26.75 | 26.75 | 26.75 | 26.75 | 26.75
|  | Storage | 5.2632 | 9.3524 | 14.2365 | 14.8801 | 17.4671 | 20.0629 | 21.6325 | 25.3495 | 28.9967 | 31.8497 | 34.359 | 35.6879 | 36.9717 | 38.0939 | 39.7327 | 41.3993 | 42.5332 | 43.9299 | 45.58 | 46.2694 | 46.8268 | 47.4033 | 48 | 48.6587 | 49.2948 | 49.9751 | 50.6679 | 51.3728 | 52.1225
Figure FL.17: Dispatchable electricity supply sources (excluding renewable sources) for Falling Short
Falling Short
Dispatchable electricity supply capacity (GW)
|  | Falling Short | 2022-01-01 | 2023-01-01 | 2024-01-01 | 2025-01-01 | 2026-01-01 | 2027-01-01 | 2028-01-01 | 2029-01-01 | 2030-01-01 | 2031-01-01 | 2032-01-01 | 2033-01-01 | 2034-01-01 | 2035-01-01 | 2036-01-01 | 2037-01-01 | 2038-01-01 | 2039-01-01 | 2040-01-01 | 2041-01-01 | 2042-01-01 | 2043-01-01 | 2044-01-01 | 2045-01-01 | 2046-01-01 | 2047-01-01 | 2048-01-01 | 2049-01-01 | 2050-01-01
|  | Gas | 36.2941 | 38.1517 | 39.7264 | 40.9871 | 44.3182 | 47.077 | 47.4749 | 47.027 | 47.2737 | 44.569 | 44.2977 | 46.065 | 47.8733 | 46.4489 | 46.6161 | 45.0867 | 43.8151 | 42.5511 | 42.4797 | 42.1536 | 41.4352 | 40.9436 | 38.7716 | 38.6363 | 38.3736 | 38.2548 | 38.0431 | 37.9037 | 37.7356
|  | Gas CCUS | 0 | 0 | 0 | 0 | 0 | 0 | 0 | 0 | 0 | 0 | 0.91 | 0.91 | 0.91 | 2.71 | 3.61 | 6.91 | 8.71 | 10.51 | 12.31 | 13.17 | 14.07 | 17.67 | 20.37 | 20.37 | 21.27 | 21.27 | 21.27 | 21.27 | 21.27
|  | Hydrogen | 0 | 0 | 0 | 0 | 0 | 0 | 0 | 0 | 0 | 0 | 0 | 0 | 0 | 0 | 0 | 0 | 0 | 0 | 0 | 0 | 0 | 0 | 0 | 0 | 0.6 | 1.8 | 2.4 | 3.6 | 4.2
|  | Biomass | 4.418 | 4.4049 | 4.4151 | 4.4229 | 4.7787 | 4.7827 | 4.7846 | 4.7846 | 4.7846 | 4.7846 | 4.7846 | 4.1496 | 4.1496 | 4.1146 | 4.1146 | 4.0796 | 4.6796 | 3.3636 | 3.3636 | 3.9636 | 3.9636 | 3.9636 | 3.9636 | 3.9636 | 3.9636 | 3.9636 | 3.9636 | 3.9636 | 3.9636
|  | BECCS | 0 | 0 | 0 | 0 | 0 | 0 | 0 | 0 | 0 | 0 | 0 | 0.55 | 0.55 | 1.1 | 1.1 | 1.65 | 1.65 | 2.2 | 2.2 | 2.2 | 2.8 | 2.8 | 2.8 | 2.8 | 2.8 | 2.8 | 3.4 | 3.4 | 4.6
|  | Coal | 4.24 | 2.956 | 1.988 | 0 | 0 | 0 | 0 | 0 | 0 | 0 | 0 | 0 | 0 | 0 | 0 | 0 | 0 | 0 | 0 | 0 | 0 | 0 | 0 | 0 | 0 | 0 | 0 | 0 | 0
|  | Interconnectors | 7.4 | 8.4 | 9.8 | 9.8 | 9.8 | 10.3 | 10.3 | 10.3 | 11.7 | 11.7 | 11.7 | 13.1 | 13.1 | 14.5 | 15.9 | 15.9 | 15.9 | 15.9 | 15.9 | 15.9 | 15.9 | 15.9 | 15.9 | 15.9 | 15.9 | 15.9 | 15.9 | 15.9 | 15.9
|  | Storage | 5.2632 | 5.5564 | 6.3145 | 7.4289 | 9.7269 | 10.8055 | 12.1859 | 12.7503 | 13.4049 | 13.6244 | 14.1067 | 14.3007 | 14.679 | 15.2158 | 15.7872 | 16.1351 | 16.5261 | 16.5816 | 18.1408 | 18.5605 | 18.8014 | 19.0638 | 19.3614 | 20.2209 | 20.501 | 20.6779 | 21.1071 | 21.3447 | 21.7135

## FL.18
FL.18: Annual curtailment (TWh) for all the scenarios out to 2050
Return to: Main Menu
Return to: Chapter contents
Annual Curtailment (TWh)
FL.18: Annual curtailment (TWh) for all the scenarios out to 2050 |  | 2022-01-01 | 2023-01-01 | 2024-01-01 | 2025-01-01 | 2026-01-01 | 2027-01-01 | 2028-01-01 | 2029-01-01 | 2030-01-01 | 2031-01-01 | 2032-01-01 | 2033-01-01 | 2034-01-01 | 2035-01-01 | 2036-01-01 | 2037-01-01 | 2038-01-01 | 2039-01-01 | 2040-01-01 | 2041-01-01 | 2042-01-01 | 2043-01-01 | 2044-01-01 | 2045-01-01 | 2046-01-01 | 2047-01-01 | 2048-01-01 | 2049-01-01 | 2050-01-01
| Consumer Transformation | 0.0403 | 0.044462 | 0.16806 | 0.32833 | 0.49806 | 2.0331 | 2.7248 | 9.4996 | 21.3482 | 18.2779 | 21.9952 | 22.1692 | 45.9783 | 51.4903 | 43.7091 | 50.307 | 46.9431 | 45.7009 | 52.4893 | 63.0121 | 62.1746 | 61.3454 | 65.0735 | 65.443 | 62.3873 | 55.4032 | 47.3727 | 44.4533 | 40.9913
| System Transformation | 0.0403 | 0.031492 | 0.063817 | 0.21567 | 0.33321 | 0.41342 | 1.3092 | 1.4262 | 12.8661 | 19.532 | 23.8025 | 28.7332 | 29.1278 | 52.795 | 59.6986 | 53.8048 | 67.0274 | 66.4009 | 67.1562 | 52.0791 | 55.4243 | 46.5484 | 36.0382 | 29.3782 | 25.6992 | 22.0377 | 19.6774 | 15.1221 | 14.5991
| Leading the Way | 0.0403 | 0.05204 | 0.33646 | 1.1367 | 5.2022 | 5.5878 | 7.1225 | 13.0624 | 7.6001 | 12.1206 | 10.1017 | 29.5002 | 39.2356 | 33.5582 | 43.216 | 35.441 | 36.3549 | 38.2851 | 32.1259 | 21.8767 | 15.1596 | 8.2157 | 5.7469 | 4.0495 | 2.7994 | 2.0245 | 1.4706 | 1.0326 | 0.77347
| Falling Short | 0.0403 | 0.030946 | 0.051161 | 0.1239 | 0.1619 | 0.25961 | 0.33824 | 0.67722 | 1.6501 | 1.8055 | 4.1024 | 3.7344 | 8.1799 | 6.6 | 15.8606 | 25.3631 | 27.0031 | 31.002 | 27.9318 | 38.6361 | 43.425 | 40.4059 | 37.0263 | 34.8385 | 31.0253 | 27.5655 | 31.0385 | 27.6973 | 25.6257
| Five Year Forecast | 0.0403 | 0.031522 | 0.06487 | 0.22578 | 0.33977 | 0.46973 | 1.6358 | 0 | 0 | 0 | 0 | 0 | 0 | 0 | 0 | 0 | 0 | 0 | 0 | 0 | 0 | 0 | 0 | 0 | 0 | 0 | 0 | 0 | 0

## FL.19
FL.19: Regional contribution of the total DFS live events and coordinate shapefile for all the DNO license areas
Return to: Main Menu
Return to: Chapter contents
FL.19: Regional contribution of the total DFS live events and coordinate shapefile for all the DNO license areas
MW demand reduction (November 2022 - March 2023)
North Scotland | 103.1401
South and Central Scotland | 254.4211
North East England | 313.8378
North West England | 756.6643
Yorkshire | 529.3232
East Midlands | 747.8025
West Midlands | 671.3443
London | 226.4321
East England | 759.0005
South East England | 445.9703
South West England | 370.626
Southern England | 815.3641
North Wales, Merseyside and Cheshire | 443.4144
South Wales | 273.8489
Other | 77.1081
Shape file from here:
ESO Data Portal: GIS Boundaries for GB DNO License Areas - Dataset¦ National Grid Electricity System Operator (nationalgrideso.com)
Data | https://data.nationalgrideso.com/data-groups/dfs

## FL.20
FL.20: Example of DFS live service on the 23rd of January 2023 with a demand reduction of 324 MW, equivalent to nearly 70000 households participating in service. This was enough to power approximately 0.5 million homes across Great Britain
Return to: Main Menu
Return to: Chapter contents
Region | MW Reduction
North Scotland | 4.66 | FL.20: Example of DFS live service on the 23rd of January 2023 with a demand reduction of 324 MW, equivalent to nearly 70000 households participating in service. This was enough to power approximately 0.5 million homes across Great Britain
South and Central Scotland | 12.65
North East England | 14.68
North West England | 36.56
Yorkshire | 24.8
East Midlands | 36.33
West Midlands | 29.37
London | 9.76
East England | 36
South East England | 20.99
South West England | 17.84
Southern England | 45.4
North Wales, Merseyside and Cheshire | 21.14
South Wales | 10.52
Other | 3.18
Total | 323.88
23 Jan. 2023, 17.00-17.30 - 324 MW total reduction in peak demand
|  | Data | https://data.nationalgrideso.com/data-groups/dfs

## FL.21-25
FL.21-25: Generation stack from the 19th of February till the 3rd of March 1985 for the simulation year of 2050 in GWh
Return to: Main Menu
Return to: Chapter contents
January - March 2023, weather year 1985, simulation year 2050
Base Demand without Flex (GWh)
Hour of the year | Nuclear Generation (GWh) | Imports (GWh) | Exports (GWh) | Storage Charge (GWh) | Storage Generation (GWh) | CCS Biomass Generation (GWh) | CCS Gas Generation (GWh) | DSR (GWh) | Waste Generation (GWh) | V2G Generation (GWh) | Renewable Generation (GWh) | Hydrogen Generation (GWh) | Total Demand with electrolysis with storage with exports (GWh) | Electrolysis Demand (GWh) | Demand after Flexibility (GWh) | Non Flexible Demand (GWh) | Residential Heat Demand (GWh) | Commercial Heat Demand (GWh) | EV Charging Demand (GWh) | Battery Generation (GWh) | CAES Generation (GWh) | LAES Generation (GWh) | PHS Generation (GWh) | Total State of Charge (%) | System Marginal Price (£/MWh)
1 | 6.4114 | 0 | -21.4553 | 10.9686 | 0 | 6.6704 | 0 | 0 | 1.2263 | 0 | 105.1692 | 0.0064395 | 119.8814 | 37.3935 | 50.0638 | 35.1473 | 4.7437 | 1.7304 | 14.2346 | 0 | 0 | 0 | 0 | 48.4186 | 0.01
2 | 6.4114 | 0 | -21.4553 | 10.3375 | 0 | 6.6704 | 0 | 0 | 1.2263 | 0 | 128.4874 | 0.0064395 | 143.2107 | 37.3935 | 74.0243 | 35.1473 | 4.1555 | 1.6795 | 15.8272 | 0 | 0 | 0 | 0 | 53.7884 | 0.01
3 | 6.4114 | 0 | -21.4553 | 9.7574 | 0 | 6.6704 | 0 | 0 | 1.2263 | 0 | 129.7869 | 0.0064395 | 144.5102 | 37.3935 | 75.904 | 34.5657 | 4.1082 | 1.6946 | 16.1992 | 0 | 0 | 0 | 0 | 58.9041 | 0.01
4 | 6.4114 | 0 | -21.4553 | 12.7258 | 0 | 6.6704 | 0 | 0 | 1.2263 | 0 | 105.4272 | 0.0064395 | 120.1506 | 37.3935 | 48.5759 | 32.8292 | 4.1524 | 1.7727 | 15.9796 | 0 | 0 | 0 | 0 | 63.7044 | 0.01
5 | 6.4114 | 0 | -21.4553 | 10.8807 | 0 | 6.6704 | 0 | 0 | 1.2263 | 0 | 97.8855 | 0.0064395 | 112.6088 | 37.3935 | 42.8792 | 31.0897 | 4.4004 | 4.3092 | 11.1639 | 0 | 0 | 0 | 0 | 69.9844 | 0.01 | Generation stack (GWh)
6 | 6.4114 | 0 | -21.4553 | 13.8198 | 0 | 6.6704 | 0 | 0 | 1.2263 | 0 | 126.729 | 0.0064395 | 141.4523 | 37.3935 | 68.7836 | 29.5836 | 6.4864 | 5.2999 | 10.8246 | 0 | 0 | 0 | 0 | 75.2924 | 0.01
7 | 6.4114 | 0 | -21.4553 | 12.1742 | 0 | 6.6704 | 0 | 0 | 1.2263 | 0 | 103.9854 | 0.0064395 | 118.7088 | 37.3935 | 47.6857 | 29.1935 | 14.7805 | 7.3557 | 9.7498 | 0 | 0 | 0 | 0 | 81.9474 | 0.01
8 | 6.4114 | 0 | -21.4553 | 13.1652 | 0 | 6.6704 | 0 | 0 | 1.2263 | 0 | 109.9993 | 0.0064395 | 124.7226 | 37.3935 | 52.7086 | 29.589 | 21.5294 | 9.4342 | 1.3038 | 0 | 0 | 0 | 0 | 87.9075 | 0.01
9 | 6.4114 | 0 | -21.4553 | 7.3761 | 0 | 6.6704 | 0 | 0 | 1.2263 | 0 | 126.125 | 0.0064395 | 140.8484 | 37.3935 | 74.6234 | 28.4012 | 19.7521 | 10.6678 | 1.6723 | 0 | 0 | 0 | 0 | 94.4216 | 0.010003
10 | 6.4114 | 0 | -21.4553 | 2.0052 | 0 | 6.6704 | 0 | 0 | 1.2263 | 0 | 128.511 | 0.0064395 | 143.2343 | 37.3935 | 82.3802 | 29.2549 | 16.3308 | 10.494 | 2.407 | 0 | 0 | 0 | 0 | 98.0167 | 0.010006
11 | 6.4114 | 0 | -21.4553 | 1.9669 | 0 | 6.6704 | 0 | 0 | 1.2263 | 0 | 132.5854 | 0.0064395 | 147.3083 | 37.3935 | 86.4925 | 33.2269 | 14.6281 | 10.0331 | 3.4017 | 0 | 0 | 0 | 0 | 98.9351 | 0.010008
12 | 6.4114 | 0 | -21.4553 | 0.27188 | 0 | 6.6704 | 0 | 0 | 1.2263 | 0 | 137.0872 | 0.0064395 | 151.8096 | 37.3935 | 92.6889 | 37.7639 | 13.9035 | 9.8212 | 5.4309 | 0 | 0 | 0 | 0 | 99.8604 | 0.010012
13 | 6.4114 | 0 | -21.4553 | 8.0071e-06 | 0 | 6.6704 | 0 | 0 | 1.2263 | 0 | 141.5378 | 0.0064395 | 156.2612 | 37.3935 | 97.4123 | 41.0483 | 14.3424 | 9.5146 | 7.073 | 0 | 0 | 0 | 0 | 100 | 0.010414
14 | 6.4114 | 0 | -21.4553 | 7.5765e-06 | 0 | 6.6704 | 0 | 0 | 1.2263 | 0 | 142.9642 | 0.0064395 | 157.6873 | 37.3935 | 98.8384 | 43.1797 | 14.7793 | 9.1143 | 8.5867 | 0 | 0 | 0 | 0 | 100 | 0.010519
15 | 6.4114 | 0 | -21.4553 | 8.4541e-06 | 0 | 6.6704 | 0 | 0 | 1.2263 | 0 | 139.2896 | 0.0064395 | 154.0128 | 37.3935 | 95.1639 | 43.2149 | 15.2788 | 8.5814 | 8.9134 | 0 | 0 | 0 | 0 | 100 | 0.010625
16 | 6.4114 | 0 | -21.4553 | 9.9741e-06 | 0 | 6.6704 | 0 | 0 | 1.2263 | 0 | 132.7777 | 0.0064395 | 147.5008 | 37.3935 | 88.6519 | 43.0325 | 16.9127 | 8.0463 | 9.1322 | 0 | 0 | 0 | 0 | 100 | 0.010733
17 | 9.0696 | 0 | -21.4553 | 0 | 0 | 6.6704 | 0 | 0 | 1.2263 | 0 | 125.3302 | 0.0064395 | 142.7117 | 37.3935 | 83.8629 | 43.4489 | 20.7613 | 7.649 | 9.5961 | 0 | 0 | 0 | 0 | 100 | 7
18 | 15.1333 | 0 | -21.4553 | 0 | 0 | 6.6704 | 0 | 0 | 1.2263 | 0 | 118.5398 | 0.0064395 | 141.9851 | 37.3935 | 83.1362 | 45.7899 | 22.8995 | 7.0931 | 8.3444 | 0 | 0 | 0 | 0 | 100 | 23.4163
19 | 15.1333 | 0 | -21.4553 | 0 | 0 | 6.6704 | 0 | 0 | 1.2263 | 0 | 112.6844 | 0.0064395 | 136.1296 | 37.3935 | 77.2808 | 47.0376 | 22.6407 | 5.925 | 6.8633 | 0 | 0 | 0 | 0 | 100 | 23.6528
20 | 15.1333 | 0 | -21.4553 | 0 | 0 | 6.6704 | 0 | 0 | 1.2263 | 0 | 107.2474 | 0.0064395 | 130.6926 | 37.3935 | 71.8438 | 45.5842 | 21.7615 | 5.0141 | 6.3631 | 0 | 0 | 0 | 0 | 100 | 23.8917
21 | 15.1333 | 0 | -21.4553 | 0 | 0 | 6.6704 | 0 | 0 | 1.2263 | 0 | 102.7789 | 0.0064395 | 126.2241 | 37.3935 | 67.3753 | 43.5851 | 20.0654 | 4.5209 | 5.9464 | 0 | 0 | 0 | 0 | 100 | 24.133
22 | 15.1333 | 0 | -21.4553 | 0 | 0 | 6.6704 | 0 | 0 | 1.2263 | 0 | 98.8761 | 0.0064395 | 122.3214 | 37.3935 | 63.4725 | 41.4624 | 17.1886 | 4.2794 | 8.8235 | 0 | 0 | 0 | 0 | 100 | 24.3768
23 | 15.1333 | 0 | -21.4553 | 0 | 0 | 6.6704 | 0 | 0 | 1.2263 | 0 | 95.6998 | 0.0064395 | 119.1451 | 37.3935 | 60.2962 | 38.9375 | 11.9451 | 2.5095 | 8.9325 | 0 | 0 | 0 | 0 | 100 | 24.623
24 | 15.1333 | 0 | -21.4553 | 0 | 0 | 6.6704 | 0 | 0 | 1.2263 | 0 | 92.3386 | 0.0064395 | 115.7839 | 37.3935 | 56.935 | 36.2026 | 6.8773 | 1.8067 | 8.6809 | 0 | 0 | 0 | 0 | 100 | 24.8717
25 | 15.1333 | 0 | -21.4553 | 0 | 0 | 6.6704 | 0 | 0 | 1.2263 | 0 | 88.9055 | 0.0064395 | 112.4603 | 31.053 | 59.9519 | 33.2711 | 4.7437 | 1.7304 | 24.124 | 0 | 0 | 0 | 0 | 100 | 25.5067
26 | 15.1333 | 0 | -21.4553 | 0 | 0 | 6.6704 | 0 | 0 | 1.2263 | 0 | 85.637 | 0.0064395 | 109.1874 | 28.3206 | 59.4114 | 34.584 | 4.1555 | 1.6795 | 22.523 | 0 | 0 | 0 | 0 | 100 | 25.5067
27 | 15.1333 | 0 | -21.4553 | 0 | 0 | 6.6704 | 0 | 0 | 1.2263 | 0 | 81.0012 | 0.0064395 | 104.6212 | 0.99691 | 82.1689 | 33.9233 | 4.1082 | 1.6946 | 21.266 | 0 | 0 | 0 | 0 | 100 | 25.6331
28 | 15.1333 | 0 | -21.4553 | 0 | 0 | 6.6704 | 0 | 0 | 1.2263 | 0 | 76.2688 | 0.0064395 | 99.8919 | 0.99691 | 77.4397 | 32.7783 | 4.1524 | 1.7727 | 20.9646 | 0 | 0 | 0 | 0 | 100 | 25.892
29 | 15.1333 | 0 | -21.4553 | 0 | 0 | 6.6704 | 0 | 0 | 1.2263 | 0 | 70.9876 | 0.0064395 | 94.6492 | 0.99691 | 72.1969 | 31.5934 | 4.4004 | 4.3092 | 16.3398 | 0 | 0 | 0 | 0 | 100 | 26.1535
30 | 15.1333 | 0 | -21.4553 | 0 | 0 | 6.6704 | 0 | 0 | 1.2263 | 0 | 65.4496 | 0.0064395 | 89.1112 | 0.6833 | 66.9725 | 30.8296 | 6.4864 | 5.2999 | 16.8541 | 0 | 0 | 0 | 0 | 100 | 26.4177
31 | 15.1333 | 0 | -8.945 | 0 | 0 | 6.6704 | 0 | 0 | 1.2263 | 0 | 59.7447 | 0.0064395 | 83.4063 | 0 | 74.4613 | 32.024 | 14.7805 | 7.3557 | 17.8936 | 0 | 0 | 0 | 0 | 100 | 46.6806
32 | 15.1333 | 2.6535 | -3.0088 | 0 | 0 | 6.6704 | 0 | 0 | 1.2263 | 0 | 54.3936 | 0.0064395 | 80.7087 | 0 | 77.6999 | 36.4807 | 21.5294 | 9.4342 | 7.8482 | 0 | 0 | 0 | 0 | 100 | 49.0501
33 | 15.1333 | 17.82 | -3.0088 | 0 | 0 | 6.6704 | 0 | 0 | 1.2469 | 0 | 50.8394 | 0.0064395 | 92.3416 | 0 | 89.3328 | 41.2091 | 19.7521 | 10.6678 | 15.7968 | 0 | 0 | 0 | 0 | 100 | 54.0316
34 | 15.1333 | 17.82 | -3.0088 | 0 | 0 | 6.6704 | 0 | 0 | 1.2469 | 0 | 48.4599 | 0.0064395 | 89.978 | 0 | 86.9692 | 44.8216 | 16.3308 | 10.494 | 19.242 | 0 | 0 | 0 | 0 | 100 | 54.5774
35 | 15.1333 | 17.82 | -3.0088 | 0 | 0 | 6.6704 | 0 | 0 | 1.2469 | 0 | 47.7871 | 0.0064395 | 89.3052 | 0 | 86.2964 | 47.8124 | 14.6281 | 10.0331 | 15.2099 | 0 | 0 | 0 | 0 | 100 | 55.1287
36 | 15.1333 | 13.3319 | -3.0088 | 0 | 0 | 6.6704 | 0 | 0 | 1.2469 | 0 | 47.1147 | 0.0064395 | 84.1448 | 0 | 81.1359 | 49.0865 | 13.9035 | 9.8212 | 12.9089 | 0 | 0 | 0 | 0 | 100 | 55.6855
37 | 15.1333 | 9.9 | -3.3359 | 0 | 0 | 6.6704 | 0 | 0 | 1.2469 | 0 | 45.9872 | 0.0064395 | 79.5853 | 0 | 76.2494 | 49.583 | 14.3424 | 9.5146 | 12.7578 | 0 | 0 | 0 | 0 | 100 | 56.248
38 | 15.1333 | 9.9 | -9.7425 | 0 | 0 | 6.6704 | 4.2792 | 0 | 1.2542 | 0 | 44.3781 | 0.0064395 | 82.3148 | 0 | 72.5724 | 49.8421 | 14.7793 | 9.1143 | 13.343 | 0 | 0 | 0 | 0 | 100 | 63.3614
39 | 15.1333 | 9.9 | -11.202 | 0 | 0 | 6.6704 | 5.272 | 0 | 1.2542 | 0 | 43.1029 | 0.0064395 | 82.0324 | 0 | 70.8304 | 49.5172 | 15.2788 | 8.5814 | 11.9284 | 0 | 0 | 0 | 0 | 100 | 63.3612 | Generation stack for the first stress period during 29-92 hours (GWh)
40 | 15.1333 | 8.6368 | -10.6453 | 0 | 0 | 6.6704 | 5.6715 | 0 | 1.2542 | 0 | 42.5669 | 0.95804 | 81.5842 | 0 | 70.9389 | 49.2415 | 16.9127 | 8.0463 | 11.8795 | 0 | 0 | 0 | 0 | 100 | 63.5801
41 | 15.1333 | 3.168 | -16.654 | 0 | 6.6032 | 6.6704 | 5.6715 | 0 | 1.2542 | 2.9736 | 42.4056 | 4.975 | 89.57 | 0 | 69.9424 | 49.877 | 20.7613 | 7.649 | 11.819 | 2.4097 | 2.0005 | 0.5998 | 1.5932 | 100 | 67.6105
42 | 15.1333 | 3.168 | -16.9533 | 0 | 5.7616 | 6.6704 | 5.6715 | 0 | 1.2542 | 9.253 | 43.3877 | 4.975 | 95.99 | 0 | 69.7836 | 53.9798 | 22.8995 | 7.0931 | 13.2117 | 3.7522 | 0.5 | 0.2988 | 1.2106 | 96.012 | 67.6105
43 | 15.1333 | 3.168 | -16.654 | 0 | 7.117 | 6.6704 | 5.6715 | 0 | 1.2542 | 10.0442 | 44.4517 | 4.975 | 99.2004 | 0 | 72.5022 | 56.4051 | 22.6407 | 5.925 | 14.8596 | 3.7966 | 1.5 | 0.0998 | 1.7206 | 92.5323 | 67.6105
44 | 15.1333 | 3.168 | -16.654 | 0 | 6.7387 | 6.6704 | 5.6715 | 0 | 1.2542 | 6.0063 | 45.9574 | 4.975 | 96.3199 | 0 | 73.6596 | 55.0373 | 21.7615 | 5.0141 | 14.0539 | 2.9278 | 2.0005 | 0.6 | 1.2104 | 88.2341 | 67.6105
45 | 15.1333 | 3.168 | -16.654 | 0 | 6.3656 | 6.6704 | 5.6715 | 0 | 1.2542 | 0 | 46.628 | 4.975 | 90.5812 | 0 | 73.9272 | 52.2727 | 20.0654 | 4.5209 | 11.9445 | 2.1061 | 2.4995 | 0.53576 | 1.2242 | 84.1643 | 67.6105
46 | 15.1333 | 3.168 | -16.654 | 0 | 7.7673 | 6.6704 | 5.6715 | 0 | 1.2542 | 0.90211 | 47.3438 | 4.975 | 93.6008 | 0 | 76.0447 | 48.9914 | 17.1886 | 4.2794 | 19.4769 | 3.8697 | 2.0005 | 0 | 1.8971 | 80.3198 | 67.6105
47 | 15.1333 | 3.168 | -17.0737 | 0 | 0 | 6.6704 | 5.6715 | 0 | 1.2542 | 0 | 47.5306 | 4.975 | 85.0961 | 0 | 68.0225 | 45.2152 | 11.9451 | 2.5095 | 17.1075 | 0 | 0 | 0 | 0 | 75.6287 | 63.6539
48 | 15.1333 | 3.168 | -17.6317 | 0 | 0 | 6.6704 | 5.6715 | 0 | 1.2542 | 0 | 47.9724 | 4.975 | 85.5379 | 0 | 67.9062 | 41.3929 | 6.8773 | 1.8067 | 15.3592 | 0 | 0 | 0 | 0 | 75.6287 | 62.8232
49 | 15.1333 | 3.168 | -17.5557 | 0 | 0 | 6.6704 | 5.6715 | 0 | 1.2542 | 0 | 48.7275 | 4.975 | 86.293 | 0 | 68.7373 | 37.5423 | 4.0369 | 1.4726 | 29.6029 | 0 | 0 | 0 | 0 | 75.6287 | 63.4577
50 | 15.1333 | 3.168 | -16.9334 | 0 | 0 | 6.6704 | 5.6715 | 0 | 1.2542 | 0 | 49.2468 | 4.975 | 86.8124 | 0 | 69.879 | 37.9654 | 3.5363 | 1.4292 | 27.5239 | 0 | 0 | 0 | 0 | 75.6287 | 63.6539
51 | 15.1333 | 3.517 | -16.654 | 0 | 0 | 6.6704 | 5.6715 | 0 | 1.2542 | 0 | 47.4978 | 4.975 | 85.4342 | 0 | 68.7802 | 37.1815 | 3.4961 | 1.4421 | 26.0378 | 0 | 0 | 0 | 0 | 75.6287 | 64.2969
52 | 15.1333 | 4.4134 | -16.654 | 0 | 0 | 6.6704 | 5.6715 | 0 | 1.2542 | 0 | 44.9586 | 4.975 | 83.7916 | 0 | 67.1375 | 35.8293 | 3.5337 | 1.5085 | 25.5985 | 0 | 0 | 0 | 0 | 75.6287 | 64.9463
53 | 15.1333 | 4.554 | -16.654 | 0 | 0 | 6.6704 | 5.6715 | 0 | 1.2542 | 0 | 41.6166 | 4.975 | 80.5902 | 0 | 63.9362 | 34.4908 | 3.7447 | 3.6671 | 16.6911 | 0 | 0 | 0 | 0 | 75.6287 | 65.6024
54 | 15.1333 | 4.554 | -16.654 | 0 | 0 | 6.6704 | 5.6715 | 0 | 1.2542 | 0 | 38.9249 | 4.975 | 77.8984 | 0 | 61.2444 | 33.6071 | 5.5199 | 4.5102 | 16.81 | 0 | 0 | 0 | 0 | 75.6287 | 66.265
55 | 15.1333 | 4.554 | -16.654 | 0 | 0 | 6.6704 | 5.6715 | 0 | 1.2542 | 0 | 36.7279 | 4.975 | 75.7015 | 0 | 59.0475 | 34.6499 | 12.5783 | 6.2597 | 17.4689 | 0 | 0 | 0 | 0 | 75.6287 | 66.9344
56 | 15.1333 | 4.554 | -16.654 | 0 | 4.0762 | 6.6704 | 5.6715 | 0 | 1.2542 | 5.8409 | 35.4583 | 4.975 | 84.349 | 0 | 61.8541 | 39.1934 | 18.3216 | 8.0285 | 8.0604 | 0.6666 | 0.5 | 1.0005 | 1.9091 | 75.6287 | 67.6105
57 | 15.1333 | 4.554 | -16.654 | 0 | 8.5734 | 6.6704 | 5.6715 | 0 | 1.2542 | 18.4732 | 36.5666 | 4.975 | 102.5867 | 0 | 67.4595 | 44.2726 | 16.8091 | 9.0783 | 15.3704 | 4.4656 | 0.9985 | 1.2002 | 1.9091 | 73.1669 | 67.6105
58 | 15.1333 | 4.4229 | -16.654 | 0 | 16.0858 | 6.6704 | 5.6715 | 0 | 1.2542 | 11.3431 | 39.2996 | 4.975 | 105.571 | 0 | 77.5739 | 47.9721 | 13.8975 | 8.9305 | 17.6961 | 11.6263 | 1.0005 | 1.5499 | 1.9091 | 67.9891 | 67.6105
59 | 15.1333 | 4.554 | -16.654 | 0 | 9.5274 | 6.6704 | 5.6715 | 0 | 1.2542 | 9.2755 | 44.2258 | 4.975 | 102.0023 | 0 | 76.0728 | 50.707 | 12.4485 | 8.5382 | 13.2396 | 6.8677 | 0.5 | 0.2506 | 1.9091 | 58.2741 | 67.6105
60 | 15.1333 | 4.554 | -16.654 | 0 | 3.3863 | 6.6704 | 5.6715 | 0 | 1.2542 | 8.0034 | 50.1166 | 4.975 | 100.4799 | 0 | 75.8224 | 52.0672 | 11.8319 | 8.3579 | 11.1307 | 1.4557 | 0 | 0.2 | 1.7306 | 52.5201 | 67.6105
61 | 15.1333 | 4.554 | -16.654 | 0 | 3.0646 | 6.6704 | 5.6715 | 0 | 1.2542 | 3.7127 | 56.2217 | 4.975 | 101.9726 | 0 | 81.6059 | 52.7726 | 12.2055 | 8.097 | 11.8036 | 1.461 | 0.0005 | 0 | 1.6031 | 50.475 | 67.6105
62 | 15.1333 | 4.554 | -16.654 | 0 | 2.5935 | 6.6704 | 5.6715 | 0 | 1.2542 | 0 | 61.5806 | 4.975 | 103.1476 | 0 | 86.4936 | 53.3735 | 12.5772 | 7.7563 | 12.3543 | 0.35081 | 0.4995 | 0.0499 | 1.6933 | 48.6241 | 67.6105
63 | 15.1333 | 4.554 | -16.654 | 0 | 0.5564 | 6.6704 | 5.6715 | 0 | 1.2542 | 0 | 62.6679 | 4.975 | 102.1979 | 0 | 85.5439 | 53.1802 | 13.0023 | 7.3028 | 11.6156 | 0 | 0 | 0 | 0.5564 | 47.0578 | 67.6104
64 | 15.1333 | 4.554 | -16.654 | 0 | 0.49717 | 6.6704 | 5.6715 | 0 | 1.2542 | 0 | 63.0454 | 4.975 | 102.5162 | 0 | 85.8621 | 52.8909 | 14.3927 | 6.8474 | 11.2889 | 3e-09 | 0 | 0 | 0.49717 | 46.7217 | 67.6105
65 | 15.1333 | 4.554 | -16.654 | 0 | 3.3322 | 6.6704 | 5.6715 | 0 | 1.2542 | 0 | 64.4822 | 4.975 | 106.788 | 0 | 90.134 | 53.0161 | 17.6679 | 6.5093 | 12.4595 | 1.3947 | 0 | 0.0501 | 1.8874 | 46.4215 | 67.6105
66 | 15.1333 | 1.3946 | -16.654 | 0 | 5.7474 | 6.6704 | 5.6715 | 0 | 1.2542 | 3.74 | 66.8406 | 4.975 | 112.1421 | 0 | 91.7481 | 56.5125 | 19.4875 | 6.0362 | 12.9704 | 3.7665 | 0 | 0.2501 | 1.7308 | 44.409 | 67.6105
67 | 15.1333 | 1.9357 | -16.654 | 0 | 5.3174 | 6.6704 | 5.6715 | 0 | 1.2542 | 2.7238 | 70.1492 | 4.975 | 114.5457 | 0 | 95.1679 | 58.5587 | 19.2673 | 5.0422 | 14.5421 | 3.3861 | 0.0005 | 0.2497 | 1.6812 | 40.9379 | 67.6105
68 | 15.1333 | 5.94 | -15.2118 | 0 | 0 | 6.6704 | 5.6715 | 0 | 1.2542 | 0 | 73.3778 | 0.88492 | 109.6252 | 0 | 94.4135 | 57.1477 | 18.5191 | 4.267 | 13.9982 | 0 | 0 | 0 | 0 | 37.7264 | 63.5859
69 | 15.1333 | 2.1178 | -13.8872 | 0 | 0 | 6.6704 | 0 | 0 | 1.2469 | 0 | 75.7279 | 0.0064395 | 101.5278 | 0 | 87.6406 | 54.3019 | 17.0757 | 3.8473 | 11.9342 | 0 | 0 | 0 | 0 | 37.7264 | 52.919
70 | 15.1333 | 1.3158 | -9.9204 | 1.927 | 0 | 6.6704 | 0 | 0 | 1.2358 | 0 | 76.1659 | 0.0064395 | 101.1527 | 0 | 89.3054 | 50.785 | 14.6276 | 3.6418 | 19.7696 | 0 | 0 | 0 | 0 | 37.7264 | 51.4689
71 | 15.1333 | 0 | -9.9204 | 11.7421 | 0 | 6.6704 | 0 | 0 | 1.2358 | 0 | 76.7284 | 0.0064395 | 100.3994 | 0 | 78.737 | 47.0366 | 10.1653 | 2.1356 | 17.3387 | 0 | 0 | 0 | 0 | 38.7157 | 51.4689
72 | 15.1333 | 0 | -9.9204 | 6.9214 | 0 | 6.6704 | 0 | 0 | 1.2358 | 0 | 78.6619 | 0.0064395 | 102.3329 | 0 | 85.4912 | 43.3862 | 5.8526 | 1.5375 | 15.3704 | 0 | 0 | 0 | 0 | 44.7435 | 51.4689 |  | Storage Generation from various technology types (GWh) and total State of Charge (%)
73 | 15.1333 | 0 | -9.9204 | 9.8265 | 0 | 6.6704 | 0 | 0 | 1.2358 | 0 | 81.6616 | 0.0064395 | 105.3326 | 0 | 85.5857 | 39.8509 | 3.4904 | 1.2732 | 30.617 | 0 | 0 | 0 | 0 | 48.2983 | 51.4689
74 | 15.1333 | 0.25571 | -9.9204 | 6.3721 | 0 | 6.6704 | 0 | 0 | 1.2358 | 0 | 84.0349 | 0.0064395 | 107.9616 | 0 | 91.6691 | 35.514 | 3.0576 | 1.2357 | 28.0852 | 0 | 0 | 0 | 0 | 53.3428 | 51.4689
75 | 15.1333 | 0 | -9.9204 | 7.2505 | 0 | 6.6704 | 0 | 0 | 1.2358 | 0 | 82.1288 | 0.0064395 | 105.7999 | 0 | 88.629 | 35.1157 | 3.0228 | 1.2469 | 26.373 | 0 | 0 | 0 | 0 | 56.6139 | 51.4689
76 | 15.1333 | 0 | -9.9204 | 5.4495 | 0 | 6.6704 | 0 | 0 | 1.2358 | 0 | 78.1041 | 0.0064395 | 101.7752 | 0 | 86.4054 | 34.0671 | 3.0553 | 1.3043 | 25.8502 | 0 | 0 | 0 | 0 | 60.3377 | 51.4689
77 | 15.1333 | 0 | -9.9204 | 6.8746 | 0 | 6.6704 | 0 | 0 | 1.2358 | 0 | 72.8482 | 0.0064395 | 96.5192 | 0 | 79.7243 | 33.1366 | 3.2378 | 3.1707 | 17.2415 | 0 | 0 | 0 | 0 | 63.1352 | 51.4689
78 | 15.1333 | 1.386 | -9.9204 | 6.6715 | 0 | 6.6704 | 0 | 0 | 1.2358 | 0 | 68.0353 | 0.0064395 | 93.0923 | 0 | 76.5005 | 32.2741 | 4.7726 | 3.8996 | 17.2451 | 0 | 0 | 0 | 0 | 66.666 | 51.4689
79 | 15.1333 | 1.386 | -15.2118 | 0 | 0 | 6.6704 | 0 | 0 | 1.2469 | 0 | 63.7341 | 0.0064395 | 88.8023 | 0 | 73.5905 | 33.5459 | 10.8754 | 5.4123 | 17.7315 | 0 | 0 | 0 | 0 | 70.0908 | 51.9888
80 | 15.1333 | 1.386 | -15.2118 | 0 | 0 | 6.6704 | 0 | 0 | 1.2469 | 0 | 60.4789 | 0.0064395 | 85.5471 | 0 | 70.3353 | 39.1916 | 15.8412 | 6.9416 | 7.4172 | 0 | 0 | 0 | 0 | 70.0908 | 52.5139
81 | 15.1333 | 2.772 | -15.2118 | 0 | 0 | 6.6704 | 0 | 0 | 1.2469 | 0 | 59.763 | 0.0064395 | 86.2172 | 0 | 71.0054 | 46.0832 | 14.5335 | 7.8493 | 14.8751 | 0 | 0 | 0 | 0 | 70.0908 | 53.0444
82 | 15.1333 | 3.8142 | -15.2118 | 0 | 0 | 6.6704 | 0 | 0 | 1.2469 | 0 | 61.4663 | 0.0064395 | 88.9787 | 0 | 73.7669 | 48.4481 | 12.0161 | 7.7215 | 17.5844 | 0 | 0 | 0 | 0 | 70.0908 | 54.7048
83 | 15.1333 | 2.772 | -15.2118 | 0 | 0 | 6.6704 | 0 | 0 | 1.2469 | 0 | 68.0953 | 0.0064395 | 94.5504 | 0 | 79.3387 | 49.5581 | 10.7633 | 7.3823 | 14.2138 | 0 | 0 | 0 | 0 | 70.0908 | 54.1214
84 | 15.1333 | 0 | -15.2118 | 5.1963 | 0 | 6.6704 | 0 | 0 | 1.2358 | 0 | 76.2038 | 0.0064395 | 99.8749 | 0 | 79.4668 | 49.8161 | 10.2302 | 7.2264 | 11.7559 | 0 | 0 | 0 | 0 | 70.0908 | 51.4689
85 | 15.1333 | 0 | -15.2118 | 10.016 | 0 | 6.6704 | 0 | 0 | 1.2358 | 0 | 83.0738 | 0.0064395 | 106.7096 | 0 | 81.4818 | 50.1454 | 10.5531 | 7.0008 | 12.2445 | 0 | 0 | 0 | 0 | 72.7583 | 51.4689
86 | 15.1333 | 0 | -13.9348 | 10.259 | 0 | 6.6704 | 0 | 0 | 1.2358 | 0 | 85.6462 | 0.0064395 | 109.3172 | 0 | 85.1234 | 50.0507 | 10.8746 | 6.7063 | 12.5323 | 0 | 0 | 0 | 0 | 77.9001 | 51.4689
87 | 15.1333 | 0.43735 | -9.9204 | 1.5107e-05 | 0 | 6.6704 | 0 | 0 | 1.2358 | 0 | 81.1526 | 0.0064395 | 105.261 | 0 | 95.3406 | 49.5665 | 11.2421 | 6.3141 | 11.8336 | 0 | 0 | 0 | 0 | 83.1666 | 51.4689
88 | 15.1333 | 1.089 | -9.9204 | 0 | 0 | 6.6704 | 0 | 0 | 1.2469 | 0 | 74.4926 | 0.0064395 | 99.2637 | 0 | 89.3434 | 49.3238 | 12.4443 | 5.9204 | 11.9425 | 0 | 0 | 0 | 0 | 83.1666 | 51.9888
89 | 15.1333 | 1.386 | -15.2118 | 0 | 0 | 6.6704 | 0 | 0 | 1.2469 | 0 | 68.8154 | 0.0064395 | 93.8835 | 0 | 78.6718 | 49.5486 | 15.2761 | 5.6281 | 12.3914 | 0 | 0 | 0 | 0 | 83.1666 | 52.514
90 | 15.1333 | 1.386 | -15.2118 | 0 | 0 | 6.6704 | 0 | 0 | 1.2469 | 0 | 68.9422 | 0.0064395 | 94.0103 | 0 | 78.7986 | 52.7708 | 16.8494 | 5.2191 | 13.5309 | 0 | 0 | 0 | 0 | 83.1666 | 53.0444
91 | 15.1333 | 0 | -14.1492 | 0 | 0 | 6.6704 | 0 | 0 | 1.2469 | 0 | 72.0731 | 0.0064395 | 95.7553 | 0 | 81.6062 | 53.9597 | 16.6589 | 4.3596 | 15.5562 | 0 | 0 | 0 | 0 | 83.1666 | 53.5802
92 | 15.1333 | 2.772 | -14.0707 | 0 | 0 | 6.6704 | 0 | 0 | 1.2469 | 0 | 75.4109 | 0.0064395 | 101.8651 | 0 | 87.7944 | 53.0077 | 16.012 | 3.6894 | 14.825 | 0 | 0 | 0 | 0 | 83.1666 | 54.1214
93 | 15.1333 | 3.2997 | -12.9147 | 0 | 0 | 6.6704 | 0 | 0 | 1.2469 | 0 | 76.6087 | 0.0064395 | 103.6065 | 0 | 90.6918 | 50.6568 | 14.764 | 3.3265 | 12.5575 | 0 | 0 | 0 | 0 | 83.1666 | 54.6681
94 | 15.1333 | 5.94 | -11.4724 | 0 | 0 | 6.6704 | 0 | 0 | 1.2469 | 0 | 75.2583 | 0.0064395 | 104.8964 | 0 | 93.424 | 47.5447 | 12.6473 | 3.1488 | 20.7389 | 0 | 0 | 0 | 0 | 83.1666 | 55.2203
95 | 15.1333 | 5.94 | -14.947 | 0 | 0 | 6.6704 | 0 | 0 | 1.2469 | 0 | 72.9479 | 0.0064395 | 102.586 | 0 | 87.6389 | 44.0489 | 8.7891 | 1.8465 | 18.319 | 0 | 0 | 0 | 0 | 83.1666 | 55.7781
96 | 15.1333 | 5.94 | -15.2118 | 0 | 0 | 6.6704 | 0 | 0 | 1.2469 | 0 | 71.2865 | 0.0064395 | 100.9246 | 0 | 85.7128 | 40.5652 | 5.0603 | 1.3294 | 16.1878 | 0 | 0 | 0 | 0 | 83.1666 | 56.3415
97 | 15.1333 | 5.6168 | -15.2118 | 0 | 0 | 6.6704 | 0 | 0 | 1.2469 | 0 | 71.4978 | 0.0064395 | 100.8443 | 0 | 85.6325 | 37.3797 | 3.5251 | 1.2859 | 30.7544 | 0 | 0 | 0 | 0 | 83.1666 | 56.9106
98 | 15.1333 | 4.554 | -16.102 | 0 | 0 | 6.6704 | 0 | 0 | 1.2469 | 0 | 70.9257 | 0.0064395 | 99.2098 | 0 | 83.1078 | 38.7182 | 3.088 | 1.248 | 28.2092 | 0 | 0 | 0 | 0 | 83.1666 | 57.4855
99 | 15.1333 | 4.554 | -16.654 | 0 | 0 | 6.6704 | 0 | 0 | 1.2469 | 0 | 66.8687 | 0.0064395 | 95.1528 | 0 | 78.4988 | 37.58 | 3.0529 | 1.2593 | 26.7376 | 0 | 0 | 0 | 0 | 83.1666 | 58.0661
100 | 15.1333 | 4.554 | -16.654 | 0 | 0 | 6.6704 | 0 | 0 | 1.2469 | 0 | 61.5455 | 0.0064395 | 89.8491 | 0 | 73.1951 | 35.9974 | 3.0857 | 1.3173 | 26.218 | 0 | 0 | 0 | 0 | 83.1666 | 58.6527
101 | 15.1333 | 4.554 | -16.654 | 0 | 0 | 6.6704 | 0 | 0 | 1.2469 | 0 | 56.5521 | 0.0064395 | 84.8564 | 0 | 68.2023 | 34.7274 | 3.27 | 3.2022 | 17.4852 | 0 | 0 | 0 | 0 | 83.1666 | 59.2451
102 | 15.1333 | 4.554 | -16.654 | 0 | 0 | 6.6704 | 0 | 0 | 1.2469 | 0 | 53.0104 | 0.0064395 | 81.3146 | 0 | 64.6606 | 33.5931 | 4.8201 | 3.9384 | 17.7058 | 0 | 0 | 0 | 0 | 83.1666 | 59.8435
103 | 15.1333 | 4.554 | -16.654 | 0 | 0 | 6.6704 | 0 | 0 | 1.2469 | 0 | 51.5627 | 0.0064395 | 79.8669 | 0 | 63.2129 | 33.3813 | 10.9836 | 5.4661 | 19.4129 | 0 | 0 | 0 | 0 | 83.1666 | 60.448
104 | 15.1333 | 4.554 | -15.2118 | 0 | 0 | 6.6704 | 0 | 0 | 1.2474 | 0 | 51.0912 | 0.0064395 | 79.3959 | 0 | 64.1841 | 34.4439 | 15.9988 | 7.0107 | 9.976 | 0 | 0 | 0 | 0 | 83.1666 | 61.0586
105 | 15.1333 | 4.242 | -10.6974 | 0 | 0 | 6.6704 | 0 | 0 | 1.2542 | 0 | 50.5873 | 0.0064395 | 78.5868 | 0 | 67.8894 | 35.8481 | 14.678 | 7.9274 | 17.0052 | 0 | 0 | 0 | 0 | 83.1666 | 61.6754
106 | 15.1333 | 1.0314 | -8.3002 | 0 | 0 | 6.6704 | 0 | 0 | 1.2542 | 0 | 51.2507 | 0.0064395 | 76.0396 | 0 | 67.7394 | 38.0766 | 12.1356 | 7.7983 | 18.3965 | 0 | 0 | 0 | 0 | 83.1666 | 62.2983
107 | 15.1333 | 0.60968 | -8.3002 | 0 | 0 | 6.6704 | 0.817 | 0 | 1.2542 | 0 | 56.1482 | 0.0064395 | 81.3324 | 0 | 73.0322 | 42.6166 | 10.8703 | 7.4557 | 13.9886 | 0 | 0 | 0 | 0 | 83.1666 | 62.9276
108 | 15.1333 | 0 | -8.3002 | 0 | 0 | 6.6704 | 2.7068 | 0 | 1.2542 | 0 | 63.1914 | 0.0064395 | 89.6558 | 0 | 81.3556 | 46.3857 | 10.3319 | 7.2983 | 12.4143 | 0 | 0 | 0 | 0 | 83.1666 | 63.5632
109 | 15.1333 | 0 | -10.2065 | 0 | 0 | 6.6704 | 2.7068 | 0 | 1.2542 | 0 | 68.6501 | 0.0064395 | 95.1144 | 0 | 84.9079 | 48.5778 | 10.6581 | 7.0705 | 12.6293 | 0 | 0 | 0 | 0 | 83.1666 | 64.2053
110 | 15.1333 | 1.98 | -14.5438 | 0 | 0 | 6.6704 | 2.7068 | 0 | 1.2542 | 0 | 70.0883 | 0.0064395 | 98.5547 | 0 | 84.0109 | 50.2052 | 10.9827 | 6.773 | 13.7318 | 0 | 0 | 0 | 0 | 83.1666 | 64.8538 |  | Non flexible demand profiling alongside demand line after flexibility (GWh)
111 | 15.1333 | 6.732 | -14.5438 | 0 | 0 | 6.6704 | 2.7068 | 0 | 1.2542 | 0 | 64.5612 | 0.0064395 | 97.7796 | 0 | 83.2358 | 50.1724 | 11.3539 | 6.3769 | 12.4267 | 0 | 0 | 0 | 0 | 83.1666 | 65.5089
112 | 15.1333 | 0 | -21.4553 | 0 | 9.3703 | 6.6704 | 2.7068 | 0 | 1.2542 | 0 | 54.5293 | 0.0064395 | 90.386 | 0 | 68.9307 | 49.7203 | 12.568 | 5.9793 | 11.9894 | 4.2662 | 1.5015 | 0.9002 | 2.7024 | 83.1666 | 70.3694
113 | 15.1333 | 0 | -21.4553 | 0 | 14.8161 | 6.6704 | 2.7068 | 0 | 1.2542 | 6.5989 | 45.3144 | 0.0064395 | 93.2158 | 0 | 65.1616 | 50.3676 | 15.428 | 5.6841 | 13.0743 | 6.0075 | 2.5053 | 2.6048 | 3.6985 | 77.5074 | 70.3694
114 | 15.1333 | 0 | -21.4553 | 0 | 15.0342 | 6.6704 | 2.7068 | 0 | 1.2542 | 15.0488 | 41.7689 | 0.0064395 | 98.3383 | 0 | 61.8342 | 54.026 | 17.0169 | 5.271 | 14.0546 | 6.7863 | 3.0005 | 2 | 3.2474 | 68.5593 | 70.3694
115 | 15.1333 | 0 | -21.4553 | 0 | 13.8125 | 6.6704 | 2.7068 | 0 | 1.2542 | 18.7466 | 42.6245 | 0.0064395 | 101.6701 | 0 | 61.4681 | 55.7686 | 16.8246 | 4.403 | 16.0626 | 6.0514 | 2.5043 | 2.3037 | 2.9532 | 59.4794 | 70.3694
116 | 15.1333 | 0 | -21.4553 | 0 | 15.1073 | 6.6704 | 2.7068 | 0 | 1.2542 | 14.1571 | 43.0049 | 0.0064395 | 98.7557 | 0 | 63.1433 | 54.1006 | 16.1713 | 3.7261 | 15.3415 | 4.9508 | 4.4995 | 2.2549 | 3.4021 | 51.1374 | 70.3694
117 | 15.1333 | 0 | -21.4553 | 0 | 15.1099 | 6.6704 | 2.7068 | 0 | 1.2542 | 9.9377 | 41.3426 | 0.0064395 | 92.9066 | 0 | 61.5135 | 51.342 | 14.9109 | 3.3596 | 12.8936 | 6.0813 | 3.4995 | 1.4491 | 4.0799 | 42.0135 | 70.3694
118 | 15.1333 | 0 | -21.4553 | 0 | 14.4638 | 6.6704 | 2.7068 | 0 | 1.2542 | 17.0596 | 40.7895 | 0.0064395 | 98.7993 | 0 | 60.2843 | 48.6221 | 12.7731 | 3.1801 | 22.4251 | 5.2049 | 4.5 | 0.7509 | 4.0079 | 32.8879 | 70.3694
119 | 15.1333 | 0 | -21.4553 | 0 | 14.3923 | 6.6704 | 2.7068 | 0 | 1.2542 | 13.7157 | 42.5349 | 0.0064395 | 97.1293 | 0 | 61.9583 | 45.0459 | 8.8765 | 1.8649 | 19.414 | 4.787 | 4.0033 | 1.7548 | 3.8472 | 24.1526 | 70.3694
120 | 15.1333 | 0 | -21.1605 | 0 | 12.503 | 6.6704 | 2.7068 | 0 | 1.2542 | 0 | 47.3964 | 0.0064395 | 86.3858 | 0 | 65.2253 | 41.53 | 5.1106 | 1.3426 | 16.9791 | 5.7565 | 2.2681 | 1.2497 | 3.2287 | 15.4604 | 70.3694
121 | 15.1333 | 0 | -19.8143 | 0 | 10.8785 | 6.6704 | 2.7068 | 0 | 1.2542 | 0 | 54.997 | 0.0064395 | 92.3618 | 0 | 72.5475 | 37.5117 | 3.7551 | 1.3698 | 29.9105 | 4.7253 | 1.7312 | 0.8501 | 3.5719 | 7.9093 | 70.3694
122 | 15.1333 | 0 | -19.1776 | 0 | 0 | 6.6704 | 1.6457 | 0 | 1.2542 | 0 | 62.9508 | 0.0064395 | 88.3541 | 0 | 69.1765 | 37.4711 | 3.2895 | 1.3294 | 27.3756 | 0 | 0 | 0 | 0 | 1.3393 | 63.3612
123 | 15.1333 | 0 | -21.4553 | 0.28852 | 0 | 6.6704 | 0 | 0 | 1.2263 | 0 | 65.3212 | 0.0064395 | 88.9827 | 0 | 67.2389 | 36.3769 | 3.2521 | 1.3415 | 25.7869 | 0 | 0 | 0 | 0 | 1.3393 | 37.3556
124 | 15.1333 | 0 | -21.4553 | 4.035 | 0 | 6.6704 | 0 | 0 | 1.2263 | 0 | 68.1695 | 0.0064395 | 91.7268 | 0.99691 | 65.2395 | 34.8724 | 3.287 | 1.4032 | 25.1954 | 0 | 0 | 0 | 0 | 1.4665 | 25.5068
125 | 15.1333 | 0 | -21.4553 | 11.4353 | 0 | 6.6704 | 0 | 0 | 1.2263 | 0 | 75.2032 | 0.0064395 | 98.7712 | 3.5318 | 62.3488 | 33.5974 | 3.4833 | 3.4111 | 15.8279 | 0 | 0 | 0 | 0 | 3.3434 | 25.5067
126 | 15.1333 | 0 | -21.4553 | 12.0231 | 0 | 6.6704 | 0 | 0 | 1.2263 | 0 | 86.3954 | 0.0064395 | 109.9412 | 20.6675 | 55.7953 | 32.546 | 5.1346 | 4.1953 | 16.0466 | 0 | 0 | 0 | 0 | 8.9263 | 25.5067
127 | 15.1333 | 0 | -21.4553 | 10.786 | 0 | 6.6704 | 0 | 0 | 1.2263 | 0 | 101.3217 | 0.0064395 | 124.8571 | 26.9471 | 65.6686 | 32.7925 | 11.7002 | 5.8227 | 17.8104 | 0 | 0 | 0 | 0 | 14.7623 | 25.5067
128 | 15.1333 | 0 | -21.4553 | 10.7836 | 0 | 6.6704 | 0 | 0 | 1.2263 | 0 | 114.0581 | 0.0064395 | 137.6139 | 14.6008 | 90.7742 | 35.0729 | 17.0426 | 7.468 | 9.593 | 0 | 0 | 0 | 0 | 19.9532 | 25.5067
129 | 15.1333 | 0 | -21.4553 | 8.29 | 0 | 6.6704 | 0 | 0 | 1.2263 | 0 | 118.4993 | 0.0064395 | 142.0359 | 14.7275 | 97.5631 | 37.6043 | 15.6356 | 8.4445 | 17.2275 | 0 | 0 | 0 | 0 | 25.1951 | 25.5067
130 | 15.1333 | 0 | -21.4553 | 6.1972 | 0 | 6.6704 | 0 | 0 | 1.2263 | 0 | 119.8298 | 0.0064395 | 143.3842 | 35.0235 | 80.7082 | 41.1809 | 12.9274 | 8.307 | 18.4231 | 0 | 0 | 0 | 0 | 29.1958 | 25.5067 |  | Decomposition of total demand (GWh)
131 | 15.1333 | 0 | -21.4553 | 7.6054 | 0 | 6.6704 | 0 | 0 | 1.2263 | 0 | 124.7696 | 0.0064395 | 148.3273 | 29.497 | 89.7696 | 45.2832 | 11.5795 | 7.9421 | 13.9286 | 0 | 0 | 0 | 0 | 32.1014 | 25.5067
132 | 15.1333 | 0 | -21.4553 | 7.9822 | 0 | 6.6704 | 0 | 0 | 1.2263 | 0 | 132.4286 | 0.0064395 | 156.0106 | 37.3935 | 89.1795 | 47.7936 | 11.006 | 7.7744 | 12.2745 | 0 | 0 | 0 | 0 | 35.7622 | 25.5067
133 | 15.1333 | 0 | -21.4553 | 14.6113 | 0 | 6.6704 | 0 | 0 | 1.2263 | 0 | 141.5042 | 0.0064395 | 165.0784 | 37.3935 | 91.6183 | 49.1206 | 11.3534 | 7.5317 | 12.7646 | 0 | 0 | 0 | 0 | 39.5926 | 25.5067
134 | 15.1333 | 0 | -21.4553 | 17.6525 | 0 | 6.6704 | 0 | 0 | 1.2263 | 0 | 147.4582 | 0.0064395 | 171.0485 | 37.3935 | 94.5472 | 49.7671 | 11.6992 | 7.2149 | 13.7241 | 0 | 0 | 0 | 0 | 46.7774 | 25.5067
135 | 15.1333 | 0 | -21.4553 | 13.6474 | 0 | 6.6704 | 0 | 0 | 1.2263 | 0 | 143.8495 | 0.0064395 | 167.3816 | 37.3935 | 94.8853 | 49.4126 | 12.0946 | 6.793 | 13.0443 | 0 | 0 | 0 | 0 | 55.3512 | 25.5067
136 | 15.1333 | 0 | -21.4553 | 9.7845 | 0 | 6.6704 | 0 | 0 | 1.2263 | 0 | 135.8951 | 0.0064395 | 159.4459 | 37.3935 | 90.8126 | 49.0588 | 13.388 | 6.3694 | 12.496 | 0 | 0 | 0 | 0 | 61.9141 | 25.5067
137 | 15.1333 | 0 | -21.4553 | 6.8577 | 0 | 6.6704 | 0 | 0 | 1.2263 | 0 | 127.9856 | 0.0064395 | 151.5426 | 20.4517 | 102.7779 | 49.6587 | 16.4346 | 6.0549 | 13.2293 | 0 | 0 | 0 | 0 | 66.4894 | 25.5067
138 | 15.1333 | 0 | -21.4553 | 10.6265 | 0 | 6.6704 | 0 | 0 | 1.2263 | 0 | 123.8123 | 0.0064395 | 147.3695 | 23.5682 | 91.7194 | 53.8264 | 18.1271 | 5.6149 | 13.6696 | 0 | 0 | 0 | 0 | 69.7307 | 25.5067
139 | 15.1333 | 0 | -21.4553 | 11.0342 | 0 | 6.6704 | 0 | 0 | 1.2263 | 0 | 121.8995 | 0.0064395 | 145.4718 | 19.0654 | 93.9169 | 57.0098 | 17.9222 | 4.6902 | 13.8131 | 0 | 0 | 0 | 0 | 74.7738 | 25.5067
140 | 15.1333 | 0 | -21.4553 | 10.3048 | 0 | 6.6704 | 0 | 0 | 1.2263 | 0 | 119.5702 | 0.0064395 | 143.1387 | 21.9815 | 89.3971 | 55.3031 | 17.2263 | 3.9692 | 12.417 | 0 | 0 | 0 | 0 | 80.157 | 25.5067
141 | 15.1333 | 0 | -21.4553 | 11.929 | 0 | 6.6704 | 0 | 0 | 1.2263 | 0 | 116.1908 | 0.0064395 | 139.754 | 6.0031 | 100.3666 | 52.4 | 15.8836 | 3.5788 | 11.0648 | 0 | 0 | 0 | 0 | 85.2449 | 25.5067
142 | 15.1333 | 0 | -21.4553 | 2.3181 | 0 | 6.6704 | 0 | 0 | 1.2263 | 0 | 112.0773 | 0.0064395 | 135.6972 | 0.99691 | 110.9269 | 49.4327 | 13.6064 | 3.3876 | 19.1594 | 0 | 0 | 0 | 0 | 91.1192 | 25.7644
143 | 15.1333 | 0 | -21.4553 | 2.3181 | 0 | 6.6704 | 0 | 0 | 1.2263 | 0 | 107.938 | 0.0064395 | 131.5993 | 0.99691 | 106.829 | 45.9641 | 9.4556 | 1.9865 | 16.6984 | 0 | 0 | 0 | 0 | 92.1644 | 26.0246
144 | 15.1333 | 0 | -21.4553 | 4.5988 | 0 | 6.6704 | 0 | 0 | 1.2263 | 0 | 103.7774 | 0.0064395 | 127.3547 | 0.99691 | 100.3036 | 42.3308 | 5.4441 | 1.4302 | 15.1211 | 0 | 0 | 0 | 0 | 93.2096 | 25.5068
145 | 15.1333 | 0 | -21.4553 | 2.3181 | 0 | 6.6704 | 0 | 0 | 1.2263 | 0 | 98.7723 | 0.0064395 | 122.432 | 0.039097 | 98.6194 | 38.4968 | 3.9098 | 1.4262 | 27.3759 | 0 | 0 | 0 | 0 | 95.425 | 31.3434
146 | 15.1333 | 0 | -21.4553 | 2.3181 | 0 | 6.6704 | 0 | 0 | 1.2263 | 0 | 92.6089 | 0.0064395 | 116.2705 | 0.038056 | 92.459 | 38.2278 | 3.425 | 1.3842 | 24.7932 | 0 | 0 | 0 | 0 | 96.4702 | 31.66
147 | 15.1333 | 0 | -21.4553 | 1.9827 | 0 | 6.6704 | 0 | 0 | 1.2263 | 0 | 84.0101 | 0.0064395 | 107.6717 | 0 | 84.2336 | 37.7008 | 3.386 | 1.3967 | 23.0923 | 0 | 0 | 0 | 0 | 97.5154 | 31.9798
148 | 15.1333 | 0 | -21.4553 | 1.5027 | 0 | 6.6704 | 0 | 0 | 1.2263 | 0 | 74.9329 | 0.0064395 | 98.5945 | 0 | 75.6364 | 36.542 | 3.4225 | 1.461 | 22.4311 | 0 | 0 | 0 | 0 | 98.4127 | 32.3028
149 | 15.1333 | 0 | -21.4553 | 1.2021 | 0 | 6.6704 | 0 | 0 | 1.2263 | 0 | 66.8068 | 0.0064395 | 90.4683 | 0 | 67.8109 | 35.6029 | 3.6268 | 3.5517 | 14.1802 | 0 | 0 | 0 | 0 | 99.0984 | 32.6291
150 | 15.1333 | 0 | -21.4553 | 0.79644 | 0 | 6.6704 | 0 | 0 | 1.2263 | 0 | 60.5128 | 0.0064395 | 84.1752 | 0 | 61.9234 | 34.9851 | 5.3461 | 4.3682 | 13.827 | 0 | 0 | 0 | 0 | 99.6489 | 32.9587
151 | 15.1333 | 0 | -21.4553 | 0 | 0 | 6.6704 | 5.6715 | 0 | 1.2542 | 0 | 55.8275 | 0.0064395 | 85.2565 | 0 | 63.8012 | 36.3563 | 12.1822 | 6.0626 | 12.9834 | 0 | 0 | 0 | 0 | 100 | 71.3244
152 | 15.1333 | 0 | -21.4553 | 0 | 0 | 6.6704 | 5.6715 | 0 | 1.2542 | 0 | 52.3781 | 0.0064395 | 81.8071 | 0 | 60.3518 | 42.3291 | 17.7447 | 7.7757 | 2.7137 | 0 | 0 | 0 | 0 | 100 | 72.0448
153 | 15.1333 | 0 | -21.4553 | 0 | 0 | 6.6704 | 5.6715 | 0 | 1.2542 | 0 | 48.7055 | 7.9128 | 86.063 | 0 | 64.6076 | 49.988 | 16.2798 | 8.7924 | 4.7177 | 0 | 0 | 0 | 0 | 100 | 74.5194
154 | 15.1333 | 0 | -21.4553 | 0 | 0 | 6.6704 | 5.6715 | 0 | 1.2542 | 0 | 45.596 | 14.3343 | 89.3749 | 0 | 67.9196 | 52.129 | 13.46 | 8.6493 | 7.0588 | 0 | 0 | 0 | 0 | 100 | 74.5195
155 | 15.1333 | 0 | -21.4553 | 0 | 0 | 6.6704 | 5.6715 | 0.35129 | 1.2542 | 0 | 46.658 | 14.3514 | 90.454 | 0 | 68.9987 | 53.1683 | 12.0566 | 8.2693 | 8.1542 | 0 | 0 | 0 | 0 | 100 | 74.9997
156 | 15.1333 | 0 | -21.4553 | 0 | 0 | 6.6704 | 5.6715 | 9.666 | 1.2542 | 0 | 49.4935 | 14.3514 | 93.2896 | 0 | 71.8342 | 53.7154 | 11.4594 | 8.0947 | 9.1247 | 0 | 0 | 0 | 0 | 100 | 75.0001
157 | 15.1333 | 0 | -21.4553 | 0 | 0 | 6.6704 | 5.6715 | 13.2371 | 1.2542 | 0 | 52.2015 | 14.3514 | 95.9975 | 0 | 74.5422 | 53.825 | 11.8211 | 7.842 | 10.6053 | 0 | 0 | 0 | 0 | 100 | 75.7577
158 | 15.1333 | 0 | -21.4553 | 0 | 0 | 6.6704 | 5.6715 | 13.2371 | 1.2542 | 0 | 52.1259 | 14.3514 | 95.9219 | 0 | 74.4666 | 53.7318 | 12.1812 | 7.5121 | 10.4965 | 0 | 0 | 0 | 0 | 100 | 76.5229
159 | 15.1333 | 0 | -21.4553 | 0 | 0 | 6.6704 | 5.6715 | 13.2371 | 1.2542 | 0 | 46.1466 | 14.3514 | 89.9426 | 0 | 68.4873 | 53.3009 | 12.5929 | 7.0728 | 10.6805 | 0 | 0 | 0 | 0 | 100 | 77.2959
160 | 15.1333 | 0 | -21.4553 | 0 | 0.12268 | 6.6704 | 5.6715 | 13.2371 | 1.2542 | 0 | 35.9801 | 14.3514 | 79.8988 | 0 | 58.4434 | 53.0503 | 13.9396 | 6.6318 | 10.5452 | 0.12268 | 0 | 0 | 0 | 100 | 89.3001
161 | 15.1333 | 0 | -21.4553 | 0 | 7.8303 | 6.6704 | 5.6715 | 13.2371 | 1.2542 | 4.169 | 25.741 | 14.3514 | 81.5665 | 0 | 55.9421 | 53.3456 | 17.1116 | 6.3044 | 10.7551 | 4.2811 | 2.4995 | 1.0497 | 0 | 99.9259 | 89.3001
162 | 15.1333 | 0 | -21.4553 | 0 | 9.9377 | 6.6704 | 5.6715 | 13.2371 | 1.2542 | 12.1238 | 20.7686 | 14.3514 | 86.6262 | 0 | 53.047 | 57.9788 | 18.8739 | 5.8462 | 10.6663 | 7.5878 | 0.5 | 1.8499 | 0 | 95.1968 | 89.3001
163 | 15.1333 | 0 | -21.4553 | 0 | 8.1377 | 6.6704 | 5.6715 | 13.2371 | 1.2542 | 17.1538 | 18.5801 | 14.3514 | 87.6677 | 0 | 49.0585 | 60.0695 | 18.6606 | 4.8835 | 10.0815 | 6.4873 | 1.5005 | 0.1499 | 0 | 89.195 | 89.3001
164 | 15.1333 | 0 | -21.4553 | 0 | 4.6505 | 6.6704 | 5.6715 | 13.2371 | 1.2542 | 18.0795 | 17.3069 | 14.3514 | 83.833 | 0 | 44.2981 | 58.4682 | 17.936 | 4.1327 | 8.4308 | 4.0003 | 0.5005 | 0.1497 | 0 | 84.2803 | 89.3001
165 | 15.1333 | 0 | -21.4553 | 0 | 5.7795 | 6.6704 | 5.6715 | 13.2371 | 1.2542 | 14.1237 | 15.3343 | 14.3514 | 79.0336 | 0 | 43.4545 | 55.6387 | 16.538 | 3.7262 | 7.1735 | 3.9298 | 1 | 0.8497 | 0 | 81.4716 | 89.3001
166 | 15.1333 | 0 | -21.4553 | 0 | 8.5056 | 6.6704 | 5.6715 | 13.2371 | 1.2542 | 15.6037 | 13.5249 | 14.3514 | 81.4303 | 0 | 44.3712 | 52.2877 | 14.167 | 3.5271 | 13.9362 | 6.4654 | 1.5409 | 0.4994 | 0 | 77.9811 | 89.3001
167 | 15.1333 | 0 | -21.4553 | 0 | 5.8459 | 6.6704 | 5.6715 | 13.2371 | 1.2542 | 11.2481 | 12.184 | 14.3514 | 73.0741 | 0 | 40.3706 | 47.8734 | 9.8452 | 2.0684 | 12.2863 | 4.1457 | 1.5 | 0.2002 | 0 | 72.8442 | 89.3001
168 | 15.1333 | 0 | -20.019 | 0 | 6.6134 | 6.6704 | 5.6715 | 13.2371 | 1.2542 | 1.8521 | 11.8037 | 14.3514 | 64.0653 | 0 | 42.1942 | 43.4258 | 5.6684 | 1.4891 | 11.3568 | 5.1125 | 1.5005 | 0.0004 | 0 | 69.3136 | 89.3001
169 | 15.1333 | 0 | -18.3618 | 0 | 7.4005 | 6.6704 | 5.6715 | 13.2371 | 1.2542 | 4.9128 | 11.8437 | 14.3514 | 67.9531 | 0 | 44.6785 | 38.9189 | 3.8027 | 1.3871 | 23.7347 | 5.1677 | 1.4829 | 0.7499 | 0 | 65.3195 | 89.3001
170 | 15.1333 | 1.0359 | -18.1136 | 0 | 7.8089 | 6.6704 | 5.6715 | 13.2371 | 1.2542 | 0.69092 | 13.1557 | 14.3514 | 66.4875 | 0 | 47.683 | 39.5223 | 3.3312 | 1.3463 | 22.2508 | 5.6089 | 1.5 | 0.7 | 0 | 60.85 | 89.3001
171 | 15.1333 | 1.7168 | -18.1136 | 0 | 2.8516 | 6.6704 | 5.6715 | 13.2371 | 1.2542 | 0 | 15.8455 | 14.3514 | 64.21 | 0 | 46.0965 | 38.8929 | 3.2933 | 1.3585 | 20.7226 | 1.394 | 0.95764 | 0.5 | 0 | 56.1338 | 89.3001
172 | 15.1333 | 1.9728 | -18.1136 | 0 | 0 | 6.6704 | 5.6715 | 13.2371 | 1.2542 | 0 | 19.6149 | 14.3514 | 65.3838 | 0 | 47.2702 | 37.8013 | 3.3287 | 1.421 | 20.2631 | 0 | 0 | 0 | 0 | 54.4116 | 88.0844
173 | 15.1333 | 1.4951 | -18.1136 | 0 | 0 | 6.6704 | 5.6715 | 6.429 | 1.2542 | 0 | 24.1421 | 14.3514 | 69.4332 | 0 | 51.3197 | 36.5998 | 3.5275 | 3.4544 | 13.6854 | 0 | 0 | 0 | 0 | 54.4116 | 75
174 | 15.1333 | 0.88313 | -18.1136 | 0 | 0 | 6.6704 | 5.6715 | 4.452 | 1.2542 | 0 | 29.5416 | 14.3514 | 74.2208 | 0 | 56.1072 | 35.9243 | 5.1997 | 4.2486 | 13.4742 | 0 | 0 | 0 | 0 | 54.4116 | 74.9999
175 | 15.1333 | 0 | -18.8511 | 0 | 0 | 6.6704 | 5.6715 | 6.6697 | 1.2542 | 0 | 35.7358 | 14.3514 | 79.5319 | 0 | 60.6809 | 37.3186 | 11.8486 | 5.8966 | 12.5842 | 0 | 0 | 0 | 0 | 54.4116 | 74.9999
176 | 15.1333 | 0 | -20.9684 | 0 | 0 | 6.6704 | 5.6715 | 5.4892 | 1.2542 | 0 | 42.2948 | 14.3514 | 86.0908 | 0 | 65.1225 | 43.7953 | 17.2587 | 7.5628 | 1.759 | 0 | 0 | 0 | 0 | 54.4116 | 75
177 | 15.1333 | 0 | -21.4553 | 0 | 0 | 6.6704 | 5.6715 | 10.9544 | 1.2542 | 0 | 46.0287 | 14.3514 | 89.8248 | 0 | 68.3694 | 51.9716 | 15.834 | 8.5516 | 2.5643 | 0 | 0 | 0 | 0 | 54.4116 | 75.0003
178 | 15.1333 | 0 | -21.0758 | 0 | 0 | 6.6704 | 5.6715 | 8.7411 | 1.2542 | 0 | 48.7443 | 14.3514 | 92.5404 | 0 | 71.4645 | 54.0495 | 13.0913 | 8.4124 | 4.2318 | 0 | 0 | 0 | 0 | 54.4116 | 75
179 | 15.1333 | 0 | -20.3025 | 0 | 0 | 6.6704 | 5.6715 | 5.2586 | 1.2542 | 0 | 53.5714 | 14.3514 | 97.3675 | 0 | 77.065 | 54.7679 | 11.7264 | 8.0429 | 7.3716 | 0 | 0 | 0 | 0 | 54.4116 | 74.9999
180 | 15.1333 | 0 | -20.0619 | 0 | 0 | 6.6704 | 5.6715 | 0.74488 | 1.2542 | 0 | 58.6281 | 14.3514 | 102.4241 | 0 | 82.3622 | 54.9243 | 11.1456 | 7.8731 | 8.6827 | 0 | 0 | 0 | 0 | 54.4116 | 74.9996
181 | 15.1333 | 0 | -19.4807 | 0 | 0 | 6.6704 | 5.6715 | 0 | 1.2542 | 0 | 63.7318 | 14.3514 | 107.5058 | 0 | 88.0251 | 55.2248 | 11.4974 | 7.6273 | 9.8785 | 0 | 0 | 0 | 0 | 54.4116 | 70.6107
182 | 15.1333 | 0 | -19.4846 | 0 | 0 | 6.6704 | 5.6715 | 0 | 1.2542 | 0 | 67.0831 | 14.3514 | 110.8571 | 0 | 91.3725 | 55.372 | 11.8476 | 7.3064 | 9.8705 | 0 | 0 | 0 | 0 | 54.4116 | 71.3239
183 | 15.1333 | 0 | -19.8227 | 0 | 0 | 6.6704 | 5.6715 | 0 | 1.2542 | 0 | 65.9004 | 14.3514 | 109.6744 | 0 | 89.8517 | 55.2534 | 12.248 | 6.8791 | 10.2725 | 0 | 0 | 0 | 0 | 54.4116 | 72.0443
184 | 15.1333 | 0 | -19.645 | 0 | 0 | 6.6704 | 5.6715 | 0 | 1.2542 | 0 | 63.0857 | 14.3514 | 106.8597 | 0 | 87.2147 | 55.2457 | 13.5578 | 6.4502 | 10.278 | 0 | 0 | 0 | 0 | 54.4116 | 72.7721
185 | 15.1333 | 0 | -20.6184 | 0 | 0 | 6.6704 | 5.6715 | 0 | 1.2542 | 0 | 61.5213 | 14.3514 | 105.3174 | 0 | 84.699 | 56.2845 | 16.643 | 6.1317 | 11.1612 | 0 | 0 | 0 | 0 | 54.4116 | 73.5071
186 | 15.1333 | 0 | -21.2085 | 0 | 0 | 6.6704 | 5.6715 | 0 | 1.2542 | 0 | 64.532 | 14.3514 | 108.328 | 0 | 87.1195 | 60.7648 | 18.357 | 5.6861 | 10.7374 | 0 | 0 | 0 | 0 | 54.4116 | 74.2496
187 | 15.1333 | 0 | -20.8962 | 0 | 0 | 6.6704 | 5.6715 | 0.13818 | 1.2542 | 0 | 71.8019 | 14.3514 | 115.598 | 0 | 94.7019 | 62.0843 | 18.1495 | 4.7497 | 9.6708 | 0 | 0 | 0 | 0 | 54.4116 | 74.9996
188 | 15.1333 | 0 | -20.6035 | 11.1898 | 0 | 6.6704 | 5.6715 | 0 | 1.2542 | 0 | 79.0595 | 14.3514 | 122.8134 | 0 | 91.02 | 60.9071 | 17.4448 | 4.0195 | 8.1672 | 0 | 0 | 0 | 0 | 54.4116 | 69.9051
189 | 15.1333 | 0 | -19.7556 | 13.3067 | 0 | 6.6704 | 5.6715 | 0 | 1.2542 | 0 | 79.3481 | 14.3514 | 123.0868 | 0 | 90.0244 | 58.2318 | 16.0851 | 3.6241 | 7.2473 | 0 | 0 | 0 | 0 | 60.1559 | 69.9051
190 | 15.1333 | 0 | -19.1121 | 6.8048 | 0 | 6.6704 | 5.6715 | 0 | 1.2542 | 0 | 75.6202 | 14.3514 | 119.3942 | 0 | 93.4772 | 54.6976 | 13.779 | 3.4305 | 14.1626 | 0 | 0 | 0 | 0 | 66.9886 | 69.9051
191 | 15.1333 | 0.20524 | -18.1136 | 9.0243 | 0 | 6.6704 | 5.6715 | 0 | 1.2542 | 0 | 72.7624 | 14.3514 | 116.6895 | 0 | 89.5516 | 50.2056 | 9.5756 | 2.0117 | 12.4174 | 0 | 0 | 0 | 0 | 70.4819 | 69.9051
192 | 15.1333 | 1.1033 | -18.1136 | 9.1357 | 0 | 6.6704 | 5.6715 | 0 | 1.2542 | 0 | 71.4336 | 14.3514 | 116.2908 | 0 | 89.0415 | 45.463 | 5.5131 | 1.4483 | 10.6804 | 0 | 0 | 0 | 0 | 75.1162 | 69.9051
193 | 15.1333 | 3.168 | -18.1136 | 11.7599 | 0 | 6.6704 | 5.6715 | 0 | 1.2542 | 0 | 70.7859 | 14.3514 | 117.6769 | 0 | 87.8034 | 41.1278 | 3.9384 | 1.4366 | 24.2444 | 0 | 0 | 0 | 0 | 79.8061 | 69.9051
194 | 15.1333 | 3.168 | -18.1136 | 8.4262 | 0 | 6.6704 | 5.6715 | 0 | 1.2542 | 0 | 70.6506 | 14.3514 | 117.5414 | 0 | 91.0016 | 39.2685 | 3.45 | 1.3943 | 22.8642 | 0 | 0 | 0 | 0 | 85.8431 | 69.9051
195 | 15.1333 | 3.168 | -18.1136 | 8.6836 | 0 | 6.6704 | 5.6715 | 0 | 1.2542 | 0 | 68.793 | 14.3514 | 115.735 | 0 | 88.9378 | 38.7262 | 3.4108 | 1.4069 | 21.7913 | 0 | 0 | 0 | 0 | 90.1687 | 69.9051
196 | 15.1333 | 3.168 | -18.1136 | 10.4642 | 0 | 6.6704 | 5.6715 | 0 | 1.2542 | 0 | 66.2967 | 14.3514 | 113.2186 | 0 | 84.6408 | 37.4614 | 3.4475 | 1.4717 | 21.5832 | 0 | 0 | 0 | 0 | 94.6281 | 69.9051
197 | 15.1333 | 3.168 | -18.1136 | 0 | 0 | 6.6704 | 5.6715 | 0 | 1.2542 | 0 | 64.07 | 14.3514 | 111.012 | 0 | 92.8985 | 36.1037 | 3.6533 | 3.5776 | 15.1891 | 0 | 0 | 0 | 0 | 100 | 70.6112
198 | 15.1333 | 2.762 | -18.1136 | 0 | 0 | 6.6704 | 5.6715 | 0 | 1.2542 | 0 | 63.8386 | 14.3514 | 110.3746 | 0 | 92.261 | 35.3148 | 5.3852 | 4.4001 | 15.6904 | 0 | 0 | 0 | 0 | 100 | 71.3244
199 | 15.1333 | 0.78591 | -18.1136 | 0 | 0 | 6.6704 | 5.6715 | 0 | 1.2542 | 0 | 64.7889 | 14.3514 | 109.3488 | 0 | 91.2352 | 36.634 | 12.2713 | 6.107 | 16.6287 | 0 | 0 | 0 | 0 | 100 | 72.0449
200 | 15.1333 | 0 | -20.5092 | 0 | 0 | 6.6704 | 5.6715 | 0 | 1.2542 | 0 | 66.5908 | 14.3514 | 110.3648 | 0 | 89.8556 | 42.8461 | 17.8745 | 7.8326 | 7.433 | 0 | 0 | 0 | 0 | 100 | 72.7726
201 | 15.1333 | 0 | -21.4553 | 0 | 0 | 6.6704 | 5.6715 | 0 | 1.2542 | 0 | 65.0235 | 14.3514 | 108.8195 | 0 | 87.3642 | 50.6733 | 16.3989 | 8.8567 | 14.8881 | 0 | 0 | 0 | 0 | 100 | 73.5077
202 | 15.1333 | 0 | -21.4553 | 0 | 0 | 6.6704 | 5.6715 | 0 | 1.2542 | 0 | 61.7914 | 14.3514 | 105.5874 | 0 | 84.1321 | 52.8978 | 13.5584 | 8.7125 | 18.1249 | 0 | 0 | 0 | 0 | 100 | 74.2502
203 | 15.1333 | 0 | -21.3991 | 0 | 0 | 6.6704 | 5.6715 | 9.6178 | 1.2542 | 0 | 59.985 | 14.3514 | 103.7811 | 0 | 82.3819 | 53.6278 | 12.1447 | 8.3298 | 14.3392 | 0 | 0 | 0 | 0 | 100 | 75.0002
204 | 15.1333 | 0 | -20.3779 | 0 | 0 | 6.6704 | 5.6715 | 13.2371 | 1.2542 | 0 | 59.6447 | 14.3514 | 103.4408 | 0 | 83.0629 | 54.1395 | 11.5432 | 8.1539 | 12.1778 | 0 | 0 | 0 | 0 | 100 | 75.7578
205 | 15.1333 | 0 | -18.9045 | 0 | 0 | 6.6704 | 5.6715 | 13.2371 | 1.2542 | 0 | 58.925 | 14.3514 | 102.7211 | 0 | 83.8166 | 54.4372 | 11.9076 | 7.8994 | 12.0474 | 0 | 0 | 0 | 0 | 100 | 76.523
206 | 15.1333 | 0 | -18.9712 | 0 | 0 | 6.6704 | 5.6715 | 13.2371 | 1.2542 | 0 | 58.2999 | 14.3514 | 102.0959 | 0 | 83.1247 | 54.2631 | 12.2703 | 7.567 | 12.6021 | 0 | 0 | 0 | 0 | 100 | 77.296
207 | 15.1333 | 0 | -18.8332 | 0 | 0 | 6.6704 | 5.6715 | 13.2371 | 1.2542 | 0 | 55.9151 | 14.3514 | 99.7112 | 0 | 80.878 | 53.7443 | 12.685 | 7.1245 | 11.2608 | 0 | 0 | 0 | 0 | 100 | 78.0767
208 | 15.1333 | 0 | -19.1797 | 0 | 0 | 6.6704 | 5.6715 | 13.2371 | 1.2542 | 0 | 52.2818 | 14.3514 | 96.0779 | 0 | 76.8982 | 53.5729 | 14.0415 | 6.6803 | 11.2198 | 0 | 0 | 0 | 0 | 100 | 78.8654
209 | 15.1333 | 0 | -21.0815 | 0 | 0 | 6.6704 | 5.6715 | 13.2371 | 1.2542 | 0 | 48.1618 | 14.3514 | 91.9579 | 0 | 70.8763 | 53.8304 | 17.2368 | 6.3505 | 11.132 | 0 | 0 | 0 | 0 | 100 | 79.662
210 | 15.1333 | 0 | -21.351 | 0 | 0 | 6.6704 | 5.6715 | 13.2371 | 1.2542 | 0 | 45.8765 | 14.3514 | 89.6725 | 0 | 68.3216 | 58.0239 | 19.012 | 5.8889 | 12.4257 | 0 | 0 | 0 | 0 | 100 | 80.4667
211 | 15.1333 | 0 | -20.0925 | 0 | 0.0998 | 6.6704 | 5.6715 | 13.2371 | 1.6319 | 1.2223 | 45.2782 | 14.3514 | 90.7741 | 0 | 69.4593 | 60.6003 | 18.7971 | 4.9192 | 13.9519 | 0.0998 | 0 | 0 | 0 | 100 | 96.2228
212 | 15.1333 | 0.53138 | -18.1136 | 0.11089 | 0 | 6.6704 | 5.6715 | 13.2371 | 1.6319 | 0 | 44.9078 | 14.3514 | 89.6129 | 0 | 71.3884 | 59.7859 | 18.0672 | 4.1629 | 13.1863 | 0 | 0 | 0 | 0 | 99.9397 | 82.1005
213 | 15.1333 | 3.0818 | -18.1136 | 2e-11 | 0 | 6.6704 | 5.6715 | 13.2371 | 1.6319 | 0 | 43.0121 | 14.3514 | 90.2677 | 0 | 72.1542 | 57.1531 | 16.659 | 3.7534 | 11.2092 | 0 | 0 | 0 | 0 | 100 | 82.9298
214 | 15.1333 | 3.168 | -18.1136 | 0 | 0 | 6.6704 | 5.6715 | 13.2371 | 1.6319 | 0 | 40.5734 | 14.3514 | 87.9152 | 0 | 69.8016 | 53.7794 | 14.2706 | 3.5529 | 18.0119 | 0 | 0 | 0 | 0 | 100 | 83.7674
215 | 15.1333 | 3.168 | -18.1136 | 0 | 0 | 6.6704 | 5.6715 | 13.2371 | 1.6319 | 0 | 38.7826 | 14.3514 | 86.1243 | 0 | 68.0108 | 49.1895 | 9.9172 | 2.0835 | 15.8081 | 0 | 0 | 0 | 0 | 100 | 84.6136
216 | 15.1333 | 3.168 | -18.1136 | 0 | 0 | 6.6704 | 5.6715 | 13.2371 | 1.6319 | 0 | 38.4361 | 14.3514 | 85.7778 | 0 | 67.6642 | 44.7453 | 5.7098 | 1.5 | 14.2194 | 0 | 0 | 0 | 0 | 100 | 85.4683
217 | 15.1333 | 3.168 | -18.1136 | 0 | 0 | 6.6704 | 5.6715 | 13.2371 | 1.6319 | 0 | 39.9135 | 14.3514 | 87.2553 | 0 | 69.1417 | 40.5399 | 4.9462 | 1.8043 | 28.119 | 0 | 0 | 0 | 0 | 100 | 86.3316
218 | 15.1333 | 3.168 | -18.1136 | 0 | 0 | 6.6704 | 5.6715 | 13.2371 | 1.9642 | 0 | 42.4321 | 14.3514 | 90.1061 | 0 | 71.9926 | 39.1676 | 4.3329 | 1.7512 | 26.134 | 0 | 0 | 0 | 0 | 100 | 87.2036
219 | 15.1333 | 3.168 | -18.1136 | 0 | 0 | 6.6704 | 5.6715 | 13.2371 | 1.9642 | 0 | 43.4324 | 14.3514 | 91.1064 | 0 | 72.9929 | 38.5758 | 4.2837 | 1.767 | 24.714 | 0 | 0 | 0 | 0 | 100 | 88.0845
220 | 15.1333 | 3.168 | -18.1136 | 0 | 0 | 6.6704 | 5.6715 | 13.2371 | 1.9642 | 0 | 44.1257 | 14.3514 | 91.7998 | 0 | 73.6862 | 37.5224 | 4.3297 | 1.8484 | 24.3053 | 0 | 0 | 0 | 0 | 100 | 88.9742
221 | 15.1333 | 3.168 | -18.1136 | 0 | 0 | 6.6704 | 5.6715 | 13.2371 | 1.9642 | 0 | 44.4102 | 14.3514 | 92.0842 | 0 | 73.9706 | 36.3677 | 4.5883 | 4.4932 | 16.1719 | 0 | 0 | 0 | 0 | 100 | 89.8729
222 | 15.1333 | 3.168 | -18.1136 | 0 | 0 | 6.6704 | 5.6715 | 13.2371 | 1.9642 | 0 | 45.0309 | 14.3514 | 92.7049 | 0 | 74.5914 | 35.7397 | 6.7633 | 5.5262 | 16.2873 | 0 | 0 | 0 | 0 | 100 | 90.7807
223 | 15.1333 | 3.168 | -18.1136 | 0 | 0 | 6.6704 | 5.6715 | 13.2371 | 1.9642 | 0 | 46.6907 | 14.3514 | 94.3648 | 0 | 76.2512 | 36.8978 | 15.4116 | 7.6698 | 16.9032 | 0 | 0 | 0 | 0 | 100 | 91.6977
224 | 15.1333 | 0 | -20.5227 | 0 | 0 | 6.6704 | 5.6715 | 13.2371 | 1.9642 | 0 | 48.8571 | 14.3514 | 93.3631 | 0 | 72.8404 | 42.9392 | 22.4487 | 9.837 | 7.8654 | 0 | 0 | 0 | 0 | 100 | 92.6239
225 | 15.1333 | 0 | -21.4553 | 0 | 0 | 6.6704 | 5.6715 | 13.2371 | 2.3309 | 0 | 49.7227 | 20.0514 | 100.2954 | 0 | 78.8401 | 50.8723 | 20.5955 | 11.1233 | 14.9609 | 0 | 0 | 0 | 0 | 100 | 153.7416
226 | 15.1333 | 0 | -21.0205 | 0 | 0 | 6.6704 | 5.6715 | 13.2371 | 2.3309 | 0 | 49.3553 | 20.0514 | 99.928 | 0 | 78.9075 | 52.8856 | 17.0281 | 10.9421 | 17.2169 | 0 | 0 | 0 | 0 | 100 | 155.2946
227 | 15.1333 | 0 | -19.6654 | 0 | 0 | 6.6704 | 5.6715 | 13.2371 | 2.3309 | 0 | 50.2548 | 20.0514 | 100.8276 | 0 | 81.1622 | 53.869 | 15.2527 | 10.4615 | 12.883 | 0 | 0 | 0 | 0 | 100 | 156.8632
228 | 15.1333 | 0 | -18.4491 | 0 | 0 | 6.6704 | 5.6715 | 13.2371 | 2.3309 | 0 | 51.7956 | 20.0514 | 102.3683 | 0 | 83.9192 | 54.064 | 14.4972 | 10.2406 | 10.8392 | 0 | 0 | 0 | 0 | 100 | 158.4477
229 | 15.1333 | 0 | -21.4553 | 0 | 0 | 6.6704 | 5.6715 | 13.2371 | 2.3309 | 0 | 53.7589 | 20.0514 | 104.3316 | 0 | 82.8763 | 54.0432 | 14.9549 | 9.9209 | 11.5008 | 0 | 0 | 0 | 0 | 100 | 160.0482
230 | 15.1333 | 0 | -21.4553 | 0 | 0 | 6.6704 | 5.6715 | 13.2371 | 2.3309 | 0 | 55.0267 | 20.0514 | 105.5994 | 0 | 84.1441 | 53.8304 | 15.4104 | 9.5035 | 12.039 | 0 | 0 | 0 | 0 | 100 | 161.6648
231 | 15.1333 | 0 | -21.4553 | 0 | 0 | 6.6704 | 5.6715 | 13.2371 | 2.3309 | 0 | 52.8832 | 20.0609 | 103.4654 | 0 | 82.01 | 53.1633 | 15.9312 | 8.9478 | 11.3192 | 0 | 0 | 0 | 0 | 100 | 163.2978
232 | 15.1333 | 0 | -21.4553 | 0 | 0.1026 | 6.6704 | 5.6715 | 13.2371 | 2.3309 | 0 | 48.2586 | 20.1724 | 99.0549 | 0 | 77.5996 | 52.7204 | 17.6349 | 8.3899 | 10.999 | 0 | 0 | 0 | 0.1026 | 100 | 167.5589
233 | 15.1333 | 0 | -21.4553 | 0 | 0.5814 | 6.6704 | 5.6715 | 13.2371 | 2.3309 | 0 | 43.233 | 20.1724 | 94.5081 | 0 | 73.0528 | 53.0593 | 21.6478 | 7.9756 | 12.1317 | 0 | 0 | 0 | 0.5814 | 99.938 | 169.2514
234 | 15.1333 | 0 | -21.4553 | 0 | 0.5814 | 6.6704 | 5.6715 | 13.2371 | 2.3309 | 0 | 39.1475 | 20.1724 | 90.4226 | 0 | 68.9672 | 57.1926 | 23.8773 | 7.396 | 12.6136 | 0 | 0 | 0 | 0.5814 | 99.5869 | 170.9611
235 | 15.1333 | 0 | -21.4553 | 0 | 2.0089 | 6.6704 | 5.6715 | 13.2371 | 2.3309 | 3.6871 | 36.7617 | 20.1724 | 93.1514 | 0 | 68.009 | 59.0388 | 23.6074 | 6.178 | 14.131 | 0.0998 | 0 | 0 | 1.9091 | 99.2358 | 202.7488
236 | 15.1333 | 0 | -21.0323 | 0 | 1.938 | 6.6704 | 5.6715 | 13.2371 | 2.3309 | 1.6811 | 35.4259 | 20.1724 | 89.7387 | 0 | 67.0253 | 57.3181 | 22.6907 | 5.2282 | 13.5991 | 0.0499 | 0 | 0 | 1.8881 | 98.0225 | 202.7488
237 | 15.1333 | 0 | -16.712 | 0.055444 | 0.5814 | 6.6704 | 5.6715 | 13.2371 | 2.3309 | 0 | 33.4635 | 20.1724 | 84.7386 | 0 | 67.9711 | 54.2206 | 20.9222 | 4.714 | 11.5926 | 0 | 0 | 0 | 0.5814 | 96.8521 | 177.9739
238 | 15.1333 | 0.37196 | -12.8222 | 0.11089 | 0.5814 | 6.6704 | 5.6715 | 13.2371 | 2.3309 | 0 | 32.0967 | 20.1724 | 83.7437 | 0 | 70.8107 | 50.8232 | 17.9226 | 4.4621 | 19.0747 | 0 | 0 | 0 | 0.5814 | 96.5311 | 177.9739
239 | 15.1333 | 0 | -13.0386 | 2e-11 | 0.9114 | 6.6704 | 5.6715 | 13.2371 | 2.3309 | 0 | 30.953 | 20.1724 | 82.5581 | 0 | 69.5195 | 46.9769 | 12.4551 | 2.6167 | 16.727 | 0 | 0 | 0 | 0.9114 | 96.2402 | 179.7717
240 | 15.1333 | 1.4479 | -17.1327 | 0 | 1.1354 | 6.6704 | 5.6715 | 13.2371 | 2.3309 | 0 | 29.9603 | 20.1724 | 83.2373 | 0 | 66.1046 | 43.3307 | 7.171 | 1.8838 | 14.8386 | 0 | 0 | 0 | 1.1354 | 95.6898 | 181.5875
241 | 15.1333 | 3.168 | -18.1136 | 0 | 1.4858 | 6.6704 | 5.6715 | 13.2371 | 2.3309 | 0 | 29.1311 | 20.1724 | 84.4786 | 0 | 66.365 | 39.912 | 5.5828 | 2.0365 | 29.4281 | 0 | 0 | 0 | 1.4858 | 95.004 | 183.4218
242 | 15.1333 | 3.168 | -16.654 | 0 | 1.7306 | 6.6704 | 5.6715 | 13.2371 | 2.3309 | 0 | 28.7725 | 20.1724 | 84.3648 | 0 | 67.7108 | 38.4735 | 4.8906 | 1.9766 | 27.0105 | 0 | 0 | 0 | 1.7306 | 94.1067 | 185.2745
243 | 15.1333 | 3.168 | -16.654 | 0 | 1.7306 | 6.6704 | 5.6715 | 13.2371 | 2.3309 | 0 | 27.3577 | 20.1724 | 82.95 | 0 | 66.296 | 38.008 | 4.835 | 1.9944 | 25.3779 | 0 | 0 | 0 | 1.7306 | 93.0615 | 187.146
244 | 15.1333 | 3.168 | -16.654 | 0 | 1.7306 | 6.6704 | 5.6715 | 13.2371 | 2.3309 | 0 | 25.5098 | 20.1724 | 81.1021 | 0 | 64.448 | 37.0682 | 4.887 | 2.0863 | 24.8957 | 0 | 0 | 0 | 1.7306 | 92.0163 | 189.0363
245 | 15.1333 | 3.168 | -15.2118 | 0 | 1.7306 | 6.6704 | 5.6715 | 13.2371 | 2.3309 | 0 | 23.6457 | 20.1724 | 79.238 | 0 | 64.0263 | 36.0485 | 5.1788 | 5.0715 | 16.648 | 0 | 0 | 0 | 1.7306 | 90.9711 | 190.9458
246 | 15.1333 | 3.168 | -7.8773 | 0 | 1.7306 | 6.6704 | 5.6715 | 13.2371 | 2.3309 | 0 | 21.7174 | 20.1724 | 77.3097 | 0 | 69.4323 | 35.2005 | 7.6338 | 6.2374 | 16.6501 | 0 | 0 | 0 | 1.7306 | 89.926 | 192.8745
247 | 15.1333 | 2.7908 | -12.1362 | 0 | 1.7306 | 6.6704 | 5.6715 | 13.2371 | 2.3309 | 0 | 20.8727 | 20.1724 | 76.0878 | 0 | 63.9516 | 36.6354 | 17.3952 | 8.6569 | 17.093 | 0 | 0 | 0 | 1.7306 | 88.8808 | 194.8228
248 | 15.1333 | 0 | -20.5912 | 0 | 1.7306 | 6.6704 | 5.6715 | 13.2371 | 2.3309 | 0 | 21.0605 | 20.1724 | 73.4848 | 0 | 52.8936 | 43.0674 | 25.338 | 11.1031 | 7.2211 | 0 | 0 | 0 | 1.7306 | 87.8356 | 198.7784
249 | 15.1333 | 0 | -21.3973 | 0 | 11.4736 | 6.6704 | 5.6715 | 13.2371 | 2.3309 | 4.7414 | 21.2025 | 20.1724 | 88.1111 | 0 | 61.9724 | 51.4506 | 23.2463 | 12.5549 | 14.4403 | 4.6447 | 2.3783 | 1.5998 | 2.8508 | 86.7904 | 213.2666
250 | 15.1333 | 0 | -19.7735 | 0 | 8.5076 | 6.6704 | 5.6715 | 13.2371 | 2.3309 | 9.4658 | 21.5812 | 20.1724 | 90.2483 | 0 | 61.0091 | 54.2446 | 19.2197 | 12.3505 | 17.0599 | 2.1226 | 2.5033 | 1.3996 | 2.4821 | 79.861 | 213.2666
251 | 15.1333 | 0 | -9.7257 | 0 | 2.1433 | 6.6704 | 5.6715 | 13.2371 | 2.3309 | 0 | 23.637 | 20.1724 | 76.4741 | 0 | 66.7484 | 54.79 | 17.2158 | 11.8079 | 13.7996 | 0.030704 | 0.20351 | 0 | 1.9091 | 74.7228 | 213.2666
252 | 15.1333 | 0 | -15.5992 | 0 | 2.7762 | 6.6704 | 5.6715 | 13.2371 | 2.3309 | 0 | 25.7163 | 20.1724 | 79.1862 | 0 | 63.587 | 54.4198 | 16.3631 | 11.5586 | 11.4203 | 0.55323 | 0 | 0 | 2.223 | 73.4284 | 213.2666
253 | 15.1333 | 0 | -18.1136 | 0 | 2.9569 | 6.6704 | 5.6715 | 13.2371 | 2.3309 | 0 | 27.8071 | 20.1724 | 81.4577 | 0 | 63.3442 | 53.6337 | 16.8796 | 11.1978 | 11.9003 | 0.58109 | 0.45233 | 0 | 1.9235 | 71.7517 | 213.2666
254 | 15.1333 | 0 | -19.5574 | 0 | 2.7567 | 6.6704 | 5.6715 | 13.2371 | 2.3309 | 0 | 28.6169 | 20.1724 | 82.0673 | 0 | 62.5099 | 52.5124 | 17.3938 | 10.7267 | 12.178 | 4.2036e-05 | 0.83382 | 0 | 1.9228 | 69.9659 | 213.2666
255 | 15.1333 | 0 | -20.1 | 0 | 5.471 | 6.6704 | 5.6715 | 13.2371 | 2.3309 | 0 | 27.6218 | 20.1724 | 83.7866 | 0 | 63.6866 | 51.3327 | 17.9816 | 10.0994 | 11.4996 | 0.88556 | 1.1353 | 0.2005 | 3.2496 | 68.301 | 213.2666
256 | 15.1333 | 0 | -19.4807 | 0 | 7.5707 | 6.6704 | 5.6715 | 13.2371 | 2.3309 | 7.5635 | 24.8947 | 20.1724 | 90.7226 | 0 | 63.6784 | 50.5738 | 19.9046 | 9.4697 | 11.6068 | 1.7702 | 1.5 | 0.4501 | 3.8504 | 64.9968 | 213.2666
257 | 15.1333 | 0 | -18.6558 | 0 | 19.5481 | 6.6704 | 5.6715 | 13.2371 | 2.3309 | 9.5147 | 21.8747 | 20.1724 | 101.6312 | 0 | 73.4607 | 50.2663 | 24.434 | 9.0021 | 12.029 | 9.084 | 4.0005 | 2.3837 | 4.0799 | 60.4246 | 213.2666
258 | 15.1333 | 0 | -19.4503 | 0 | 27.0151 | 6.6704 | 5.6715 | 13.2371 | 2.3309 | 12.1238 | 19.9088 | 20.1724 | 109.7414 | 0 | 78.1673 | 54.6265 | 26.9505 | 8.3479 | 13.1219 | 14.3772 | 6.0033 | 2.5547 | 4.0799 | 48.6186 | 213.2666
259 | 15.1333 | 0 | -19.3724 | 0 | 25.6561 | 6.6704 | 5.6715 | 13.2371 | 2.3309 | 17.1538 | 19.8004 | 20.1724 | 113.304 | 0 | 76.7778 | 57.9902 | 26.6458 | 6.9732 | 15.078 | 13.8932 | 4.5 | 3.2549 | 4.0079 | 32.3029 | 213.2666
260 | 15.1333 | 5.94 | -15.2118 | 0 | 8.321 | 6.6704 | 5.6715 | 13.2371 | 2.3309 | 20.6909 | 20.0751 | 20.1724 | 105.7207 | 0 | 69.818 | 57.3881 | 25.6112 | 5.9011 | 14.3641 | 1.7916 | 1.4995 | 1.2549 | 3.775 | 16.8081 | 213.2666
261 | 15.1333 | 5.94 | -13.6631 | 0 | 8.9894 | 6.6704 | 5.6715 | 13.2371 | 2.3309 | 10.7536 | 20.52 | 20.1724 | 96.8967 | 0 | 72.48 | 54.8893 | 23.615 | 5.3207 | 12.1643 | 2.6412 | 2 | 1.1152 | 3.2329 | 11.7826 | 213.2666
262 | 15.1333 | 5.94 | -10.4816 | 0 | 9.9386 | 6.6704 | 5.6715 | 13.2371 | 2.3309 | 6.1035 | 21.4927 | 20.1724 | 94.1985 | 0 | 77.6134 | 51.2715 | 20.2293 | 5.0364 | 19.9352 | 2.2419 | 3.0033 | 1.9048 | 2.7887 | 6.3535 | 213.2666
263 | 15.1333 | 5.94 | -10.1794 | 0 | 0.5814 | 6.6704 | 5.6715 | 13.2371 | 2.3309 | 0 | 22.5143 | 20.1724 | 79.7294 | 0 | 69.5499 | 47.6856 | 14.0582 | 2.9535 | 17.6083 | 0 | 0 | 0 | 0.5814 | 0.35113 | 172.213
264 | 15.1333 | 5.94 | -15.2118 | 0 | 0 | 6.6704 | 5.6715 | 13.2371 | 2.208 | 0 | 24.4054 | 14.3514 | 75.0953 | 0 | 59.8835 | 43.8883 | 8.094 | 2.1263 | 15.5713 | 0 | 0 | 0 | 0 | 0 | 102.6335
265 | 15.1333 | 5.94 | -15.2118 | 0 | 0 | 6.6704 | 5.6715 | 13.2371 | 2.208 | 0 | 26.5866 | 14.3514 | 77.2764 | 0 | 62.0646 | 40.5386 | 5.5837 | 2.0368 | 29.5957 | 0 | 0 | 0 | 0 | 0 | 103.6702
266 | 15.1333 | 3.168 | -15.2118 | 0 | 0 | 6.6704 | 5.6715 | 13.2371 | 1.9642 | 0 | 28.4143 | 14.3514 | 76.0884 | 0 | 60.8766 | 38.6557 | 4.8914 | 1.9769 | 27.1574 | 0 | 0 | 0 | 0 | 0 | 85.3092
267 | 15.1333 | 3.168 | -12.354 | 0 | 0 | 6.6704 | 5.6715 | 13.2371 | 1.9642 | 0 | 29.8963 | 14.3514 | 77.5704 | 0 | 65.2164 | 37.5816 | 4.8358 | 1.9947 | 25.7598 | 0 | 0 | 0 | 0 | 0 | 85.3092
268 | 15.1333 | 3.168 | -11.4234 | 0.11089 | 0 | 6.6704 | 5.6715 | 13.2371 | 1.9642 | 0 | 31.0439 | 14.3514 | 78.7179 | 0 | 67.1836 | 36.3086 | 4.8878 | 2.0866 | 25.2803 | 0 | 0 | 0 | 0 | 0 | 85.3092
269 | 15.1333 | 3.168 | -9.9416 | 0.055444 | 0 | 6.6704 | 5.6715 | 13.2371 | 1.9642 | 0 | 32.4928 | 14.3514 | 80.1669 | 0 | 70.1698 | 35.1952 | 5.1796 | 5.0723 | 16.9502 | 0 | 0 | 0 | 0 | 0.060274 | 85.3092
270 | 15.1333 | 3.7643 | -9.9204 | 0 | 0 | 6.6704 | 5.6715 | 13.2371 | 1.9642 | 0 | 34.22 | 14.3514 | 82.4904 | 0 | 72.57 | 34.0166 | 7.635 | 6.2384 | 17.1705 | 0 | 0 | 0 | 0 | 0.090411 | 86.1709
271 | 15.1333 | 5.9259 | -9.9204 | 0 | 0 | 6.6704 | 5.6715 | 13.2371 | 1.9642 | 0 | 35.9598 | 14.3514 | 86.3918 | 0 | 76.4714 | 33.6662 | 17.398 | 8.6583 | 18.8417 | 0 | 0 | 0 | 0 | 0.090411 | 87.0414
272 | 15.1333 | 9.702 | -9.9204 | 0 | 0 | 6.6704 | 5.6715 | 13.2371 | 1.9642 | 0 | 36.9704 | 14.3514 | 91.1785 | 0 | 81.2581 | 34.5821 | 25.342 | 11.1049 | 9.7961 | 0 | 0 | 0 | 0 | 0.090411 | 87.9206
273 | 15.1333 | 11.088 | -9.9204 | 0 | 0 | 6.6704 | 5.6715 | 13.2371 | 1.9642 | 0 | 36.2618 | 14.3514 | 91.8559 | 0 | 81.9355 | 36.1218 | 23.25 | 12.5569 | 16.622 | 0 | 0 | 0 | 0 | 0.090411 | 88.8087
274 | 15.1333 | 11.088 | -9.9204 | 0 | 0 | 6.6704 | 5.6715 | 13.2371 | 1.9642 | 0 | 35.6111 | 14.3514 | 91.2052 | 0 | 81.2848 | 39.1012 | 19.2228 | 12.3524 | 17.95 | 0 | 0 | 0 | 0 | 0.090411 | 89.7057
275 | 15.1333 | 11.088 | -9.9204 | 0 | 0 | 6.6704 | 5.6715 | 13.2371 | 1.9642 | 0 | 36.4688 | 14.3514 | 92.0628 | 0 | 82.1425 | 43.6987 | 17.2186 | 11.8098 | 13.6481 | 0 | 0 | 0 | 0 | 0.090411 | 90.6118
276 | 15.1333 | 11.088 | -9.9204 | 0 | 0 | 6.6704 | 5.6715 | 13.2371 | 1.9642 | 0 | 37.5551 | 14.3514 | 93.1492 | 0 | 83.2288 | 47.185 | 16.3657 | 11.5605 | 12.1214 | 0 | 0 | 0 | 0 | 0.090411 | 91.5271
277 | 15.1333 | 9.8049 | -9.9204 | 0 | 0 | 6.6704 | 5.6715 | 13.2371 | 1.9642 | 0 | 38.0031 | 14.3514 | 92.314 | 0 | 82.3937 | 49.1773 | 16.8823 | 11.1996 | 12.3363 | 0 | 0 | 0 | 0 | 0.090411 | 92.4516
278 | 15.1333 | 4.5868 | -9.9204 | 0 | 0 | 6.6704 | 5.6715 | 13.2371 | 1.9642 | 0 | 37.0282 | 14.3514 | 86.1211 | 0 | 76.2007 | 50.2916 | 17.3966 | 10.7284 | 13.4135 | 0 | 0 | 0 | 0 | 0.090411 | 93.3855
279 | 15.1333 | 5.0348 | -9.9204 | 0 | 0 | 6.6704 | 5.6715 | 13.2371 | 1.9642 | 0 | 32.6176 | 14.3514 | 82.1584 | 0 | 72.2381 | 50.202 | 17.9845 | 10.101 | 12.1373 | 0 | 0 | 0 | 0 | 0.090411 | 94.3287
280 | 15.1333 | 9.702 | -9.9204 | 0 | 0 | 6.6704 | 5.6715 | 13.2371 | 1.9642 | 0 | 26.99 | 14.3514 | 81.1981 | 0 | 71.2777 | 50.4813 | 19.9077 | 9.4712 | 11.7089 | 0 | 0 | 0 | 0 | 0.090411 | 95.2816
281 | 15.1333 | 11.088 | -9.9204 | 0 | 0 | 6.6704 | 5.6715 | 13.2371 | 1.9642 | 0 | 23.1978 | 14.3514 | 78.7919 | 0 | 68.8715 | 51.1985 | 24.4379 | 9.0036 | 12.755 | 0 | 0 | 0 | 0 | 0.090411 | 96.244
282 | 15.1333 | 6.0919 | -9.9204 | 0 | 0.0499 | 6.6704 | 5.6715 | 13.2371 | 1.9642 | 5.4908 | 22.7161 | 14.3514 | 78.8547 | 0 | 63.4436 | 54.5312 | 26.9548 | 8.3492 | 13.6974 | 0.0499 | 0 | 0 | 0 | 0.090411 | 99.788
283 | 15.1333 | 5.7806 | -9.9204 | 0 | 0 | 6.6704 | 5.6715 | 13.2371 | 1.9642 | 5.1843 | 25.9037 | 14.3514 | 81.3746 | 0 | 66.2699 | 55.763 | 26.6501 | 6.9743 | 15.6489 | 0 | 0 | 0 | 0 | 0.060274 | 99.788
284 | 15.1333 | 11.088 | -9.9204 | 0 | 0 | 6.6704 | 5.6715 | 13.2371 | 1.9642 | 0 | 30.1403 | 14.3514 | 85.7344 | 0 | 75.814 | 53.9694 | 25.6153 | 5.9021 | 14.9396 | 0 | 0 | 0 | 0 | 0.060274 | 99.19
285 | 15.1333 | 11.088 | -9.9204 | 0 | 0.0499 | 6.6704 | 5.6715 | 13.2371 | 1.9642 | 3.8563 | 30.7784 | 14.3514 | 90.2787 | 0 | 76.502 | 51.6241 | 23.6187 | 5.3216 | 12.5495 | 0.0499 | 0 | 0 | 0 | 0.060274 | 99.788
286 | 15.1333 | 11.088 | -9.9204 | 0 | 0.0499 | 6.6704 | 5.6715 | 13.2371 | 1.9642 | 7.4608 | 29.9921 | 14.3514 | 93.0968 | 0 | 75.7157 | 48.974 | 20.2326 | 5.0373 | 21.6921 | 0.0499 | 0 | 0 | 0 | 0.030137 | 99.788
287 | 15.1333 | 4.4118 | -9.9204 | 0 | 0 | 6.6704 | 5.6715 | 13.2371 | 1.8978 | 0 | 29.0453 | 14.3514 | 77.8966 | 0 | 67.9763 | 44.9521 | 14.0604 | 2.9539 | 18.7743 | 0 | 0 | 0 | 0 | 0 | 87.0173
288 | 15.1333 | 4.554 | -12.354 | 0 | 0 | 6.6704 | 5.6715 | 13.2371 | 1.6319 | 0 | 27.8088 | 14.3514 | 76.5366 | 0 | 64.1825 | 41.464 | 8.0952 | 2.1266 | 16.4236 | 0 | 0 | 0 | 0 | 0 | 82.6275
289 | 15.1333 | 4.554 | -12.354 | 0.055444 | 0 | 6.6704 | 5.6715 | 13.2371 | 1.6319 | 0 | 27.6402 | 14.3514 | 76.368 | 0 | 63.9585 | 37.4361 | 5.9559 | 2.1726 | 30.0651 | 0 | 0 | 0 | 0 | 0 | 82.6275
290 | 15.1333 | 4.154 | -12.354 | 0 | 0 | 6.6704 | 5.6715 | 13.2371 | 1.6319 | 0 | 27.7922 | 14.3514 | 76.12 | 0 | 63.766 | 36.0312 | 5.2174 | 2.1086 | 27.4674 | 0 | 0 | 0 | 0 | 0.030137 | 82.6275
291 | 15.1333 | 4.152 | -16.654 | 0.055444 | 0 | 6.6704 | 5.6715 | 13.2371 | 1.6319 | 0 | 26.9538 | 14.3514 | 75.2796 | 0 | 58.5702 | 35.1431 | 5.158 | 2.1277 | 25.8294 | 0 | 0 | 0 | 0 | 0.030137 | 82.6275
292 | 15.1333 | 4.4089 | -16.654 | 0 | 0 | 6.6704 | 5.6715 | 13.2371 | 1.6319 | 0 | 26.2981 | 14.3514 | 74.8807 | 0 | 58.2267 | 33.8256 | 5.2135 | 2.2256 | 25.207 | 0 | 0 | 0 | 0 | 0.060274 | 83.4622
293 | 15.1333 | 4.554 | -16.654 | 0 | 0 | 6.6704 | 5.6715 | 13.2371 | 1.6319 | 0 | 25.3237 | 14.3514 | 74.0515 | 0 | 57.3974 | 32.7237 | 5.5248 | 5.4103 | 16.1707 | 0 | 0 | 0 | 0 | 0.060274 | 84.3052
294 | 15.1333 | 4.554 | -16.654 | 0 | 0 | 6.6704 | 5.6715 | 13.2371 | 1.6319 | 0 | 24.8777 | 14.3514 | 73.6055 | 0 | 56.9514 | 31.807 | 8.1439 | 6.6542 | 16.3891 | 0 | 0 | 0 | 0 | 0.060274 | 85.1568
295 | 15.1333 | 4.554 | -16.654 | 0 | 0 | 6.6704 | 5.6715 | 13.2371 | 1.6319 | 0 | 24.8385 | 14.3514 | 73.5663 | 0 | 56.9123 | 32.1448 | 18.5575 | 9.2353 | 18.1793 | 0 | 0 | 0 | 0 | 0.060274 | 86.017
296 | 15.1333 | 4.554 | -15.2557 | 0 | 0 | 6.6704 | 5.6715 | 13.2371 | 1.6319 | 0 | 25.0257 | 14.3514 | 73.7534 | 0 | 58.4977 | 34.7307 | 27.0309 | 11.8449 | 9.7152 | 0 | 0 | 0 | 0 | 0.060274 | 86.8858
297 | 15.1333 | 4.554 | -8.9093 | 0 | 0 | 6.6704 | 5.6715 | 13.2371 | 1.6319 | 0 | 25.0718 | 14.3514 | 73.7995 | 0 | 64.8902 | 37.8678 | 24.7994 | 13.3937 | 17.5063 | 0 | 0 | 0 | 0 | 0.060274 | 87.7635
298 | 15.1333 | 10.7789 | -3.0088 | 0 | 0 | 6.6704 | 5.6715 | 13.2371 | 1.6319 | 0 | 26.8332 | 14.3514 | 81.7859 | 0 | 78.7771 | 40.8952 | 20.5039 | 13.1756 | 18.7409 | 0 | 0 | 0 | 0 | 0.060274 | 88.65
299 | 15.1333 | 4.9751 | -3.0088 | 0 | 0 | 6.6704 | 5.6715 | 13.2371 | 1.6319 | 0 | 30.8025 | 14.3514 | 79.9514 | 0 | 76.9426 | 44.8265 | 18.366 | 12.5969 | 14.1715 | 0 | 0 | 0 | 0 | 0.060274 | 87.8691
300 | 15.1333 | 1.2668 | -3.0088 | 0 | 0 | 6.6704 | 5.6715 | 13.2371 | 1.6319 | 0 | 35.8614 | 14.3514 | 81.302 | 0 | 78.2932 | 47.2262 | 17.4564 | 12.3309 | 12.484 | 0 | 0 | 0 | 0 | 0.060274 | 85.6421
301 | 15.1333 | 0 | -5.8811 | 0 | 0 | 6.6704 | 5.6715 | 13.2371 | 1.6319 | 0 | 43.0366 | 14.3514 | 87.2103 | 0 | 81.3292 | 48.2615 | 18.0074 | 11.946 | 12.9794 | 0 | 0 | 0 | 0 | 0.060274 | 86.5072
302 | 15.1333 | 0 | -10.6582 | 0 | 0 | 6.6704 | 5.6715 | 13.2371 | 1.6319 | 0 | 51.2147 | 14.3514 | 95.3885 | 0 | 84.7303 | 48.5927 | 18.556 | 11.4434 | 13.953 | 0 | 0 | 0 | 0 | 0.060274 | 87.381
303 | 15.1333 | 0 | -12.5454 | 0 | 0 | 6.6704 | 5.6715 | 13.2371 | 1.6319 | 0 | 53.3296 | 14.3514 | 97.5033 | 0 | 84.958 | 48.1891 | 19.183 | 10.7742 | 13.2628 | 0 | 0 | 0 | 0 | 0.060274 | 88.2636
304 | 15.1333 | 0 | -13.9041 | 0 | 0 | 6.6704 | 5.6715 | 13.2371 | 1.6319 | 0 | 52.3684 | 14.3514 | 96.5422 | 0 | 82.6381 | 48.0318 | 21.2345 | 10.1024 | 12.7064 | 0 | 0 | 0 | 0 | 0.060274 | 89.1552
305 | 15.1333 | 0 | -15.4682 | 0 | 0 | 6.6704 | 5.6715 | 13.2371 | 1.6319 | 0 | 51.2687 | 14.3514 | 95.4425 | 0 | 79.9742 | 48.8313 | 26.0666 | 9.6036 | 13.4621 | 0 | 0 | 0 | 0 | 0.060274 | 90.0558
306 | 15.1333 | 0 | -17.2894 | 0 | 0 | 6.6704 | 5.6715 | 13.2371 | 1.6319 | 0 | 52.102 | 14.3514 | 96.2758 | 0 | 78.9864 | 52.513 | 28.7511 | 8.9056 | 13.9191 | 0 | 0 | 0 | 0 | 0.060274 | 90.9654
307 | 15.1333 | 0 | -8.8494 | 0 | 0.0998 | 6.6704 | 5.6715 | 13.2371 | 1.6319 | 0 | 55.1577 | 14.3514 | 99.4313 | 0 | 90.5819 | 54.7765 | 28.4261 | 7.4391 | 14.0709 | 0.0998 | 0 | 0 | 0 | 0.060274 | 91.8843
308 | 15.1333 | 0 | -16.0781 | 0 | 0 | 6.6704 | 5.6715 | 13.2371 | 1.6319 | 0 | 59.352 | 14.3514 | 103.5257 | 0 | 87.4476 | 53.935 | 27.3224 | 6.2954 | 12.6504 | 0 | 0 | 0 | 0 | 0 | 84.6462
309 | 15.1333 | 0 | -13.3367 | 0 | 0 | 6.6704 | 5.6715 | 3.4233 | 1.2542 | 0 | 60.3535 | 14.3514 | 104.1495 | 0 | 90.8129 | 51.6177 | 25.1928 | 5.6762 | 11.2679 | 0 | 0 | 0 | 0 | 0 | 74.9998
310 | 15.1333 | 0 | -8.0072 | 0 | 0 | 6.6704 | 5.6715 | 1.0273 | 1.2542 | 0 | 59.0416 | 14.3514 | 102.8377 | 0 | 94.8305 | 48.8123 | 21.5809 | 5.3729 | 19.6102 | 0 | 0 | 0 | 0 | 0 | 74.9997
311 | 15.1333 | 0 | -16.9846 | 0.79644 | 0 | 6.6704 | 5.6715 | 0 | 1.2542 | 0 | 57.1461 | 12.1569 | 98.7477 | 0 | 80.9666 | 45.244 | 14.9974 | 3.1508 | 17.0929 | 0 | 0 | 0 | 0 | 0 | 73.7675
312 | 15.1333 | 0 | -16.654 | 7.1691 | 0 | 6.6704 | 5.6715 | 0 | 1.2542 | 0 | 55.9284 | 12.1569 | 97.5079 | 0 | 73.6848 | 41.5857 | 8.6347 | 2.2684 | 15.4731 | 0 | 0 | 0 | 0 | 0.35113 | 73.2419
313 | 15.1333 | 0 | -16.9178 | 0 | 0 | 6.6704 | 5.6715 | 0 | 1.2542 | 0 | 54.7751 | 12.1569 | 96.2865 | 0 | 79.3687 | 37.8492 | 6.3404 | 2.3128 | 29.1743 | 0 | 0 | 0 | 0 | 3.8846 | 72.0444
314 | 15.1333 | 1.699 | -16.654 | 0 | 0 | 6.6704 | 5.6715 | 0 | 1.2542 | 0 | 53.7863 | 12.1569 | 96.9967 | 0 | 80.3426 | 38.6603 | 5.5542 | 2.2448 | 26.3662 | 0 | 0 | 0 | 0 | 3.8846 | 72.0444
315 | 15.1333 | 3.168 | -16.654 | 0 | 0 | 6.6704 | 5.6715 | 0 | 1.2542 | 0 | 51.0435 | 12.1569 | 95.7229 | 0 | 79.0689 | 38.3302 | 5.491 | 2.265 | 24.4978 | 0 | 0 | 0 | 0 | 3.8846 | 72.7721
316 | 15.1333 | 4.554 | -16.654 | 0 | 0 | 6.6704 | 5.6715 | 0 | 1.2542 | 0 | 47.9723 | 12.1569 | 94.0536 | 0 | 77.3996 | 37.3715 | 5.5501 | 2.3693 | 23.7405 | 0 | 0 | 0 | 0 | 3.8846 | 73.5072
317 | 15.1333 | 4.554 | -16.654 | 0 | 0 | 6.6704 | 5.6715 | 0 | 1.2542 | 0 | 45.6329 | 12.1569 | 91.7143 | 0 | 75.0602 | 36.55 | 5.8815 | 5.7596 | 15.2213 | 0 | 0 | 0 | 0 | 3.8846 | 74.2497
318 | 15.1333 | 4.4928 | -16.654 | 0 | 0 | 6.6704 | 5.6715 | 0.37131 | 1.2542 | 0 | 44.2302 | 12.1569 | 90.2704 | 0 | 73.6164 | 35.858 | 8.6697 | 7.0838 | 14.841 | 0 | 0 | 0 | 0 | 3.8846 | 74.9997
319 | 15.1333 | 0 | -17.404 | 0 | 0 | 6.6704 | 5.6715 | 13.2371 | 1.2542 | 0 | 43.6196 | 12.1569 | 85.2211 | 0 | 67.8172 | 37.2089 | 19.7556 | 9.8316 | 14.0041 | 0 | 0 | 0 | 0 | 3.8846 | 75.7572
320 | 15.1333 | 0 | -20.9871 | 0 | 0 | 6.6704 | 5.6715 | 13.2371 | 1.2542 | 0 | 43.8022 | 12.1569 | 85.4037 | 0 | 64.4166 | 43.6273 | 28.7761 | 12.6097 | 2.8382 | 0 | 0 | 0 | 0 | 3.8846 | 76.5225
321 | 15.1333 | 0 | -21.4553 | 0 | 0 | 6.6704 | 5.6715 | 13.2371 | 1.2542 | 0 | 45.6504 | 12.1569 | 87.252 | 0 | 65.7966 | 51.4764 | 26.4005 | 14.2585 | 4.987 | 0 | 0 | 0 | 0 | 3.8846 | 77.2954
322 | 15.1333 | 0 | -21.0716 | 0 | 0 | 6.6704 | 5.6715 | 13.2371 | 1.2542 | 0 | 49.0773 | 12.1569 | 90.6789 | 0 | 69.6073 | 53.516 | 21.8277 | 14.0263 | 7.4838 | 0 | 0 | 0 | 0 | 3.8846 | 78.0762
323 | 15.1333 | 0 | -16.8932 | 0 | 1.6962 | 6.6704 | 5.6715 | 13.2371 | 1.2542 | 0 | 53.7674 | 12.1569 | 97.0652 | 0 | 80.172 | 54.4785 | 19.5518 | 13.4102 | 8.6558 | 1.6962 | 0 | 0 | 0 | 3.8846 | 78.8648
324 | 15.1333 | 0 | -18.2819 | 0 | 1.8948 | 6.6704 | 5.6715 | 13.2371 | 1.2542 | 0 | 58.075 | 12.1569 | 101.5713 | 0 | 83.2894 | 54.683 | 18.5834 | 13.127 | 9.6949 | 1.8948 | 0 | 0 | 0 | 2.8602 | 78.8648
325 | 15.1333 | 0 | -18.7455 | 0 | 0.31382 | 6.6704 | 5.6715 | 13.2371 | 1.2542 | 0 | 61.8533 | 12.1569 | 103.7687 | 0 | 85.0232 | 54.6624 | 19.17 | 12.7172 | 11.2707 | 0.31382 | 0 | 0 | 0 | 1.7159 | 78.8648
326 | 15.1333 | 0 | -15.8165 | 0 | 1e-09 | 6.6704 | 5.6715 | 7.4922 | 1.2542 | 0 | 64.9967 | 12.1569 | 106.5442 | 0 | 90.7277 | 54.682 | 19.754 | 12.1822 | 11.1696 | 1e-09 | 0 | 0 | 0 | 1.5264 | 75.0001
327 | 15.1333 | 0 | -12.808 | 0 | 0 | 6.6704 | 5.6715 | 0.75822 | 1.2542 | 0 | 68.3122 | 12.1569 | 109.8396 | 0 | 97.0316 | 54.0925 | 20.4216 | 11.4698 | 11.3629 | 0 | 0 | 0 | 0 | 1.5264 | 74.9997
328 | 15.1333 | 0 | -9.5155 | 0 | 0 | 6.6704 | 5.6715 | 0 | 1.2542 | 0 | 71.0453 | 12.1569 | 112.5726 | 0 | 103.0571 | 53.7666 | 22.6054 | 10.7547 | 11.2238 | 0 | 0 | 0 | 0 | 1.5264 | 73.5077
329 | 15.1333 | 0 | -13.2893 | 0 | 0 | 6.6704 | 5.6715 | 0 | 1.2542 | 0 | 73.6076 | 12.1569 | 115.1349 | 0 | 101.8456 | 54.1178 | 27.7495 | 10.2236 | 11.4593 | 0 | 0 | 0 | 0 | 1.5264 | 74.2502
330 | 15.1333 | 0 | -21.2938 | 0 | -1e-09 | 6.6704 | 5.6715 | 10.5428 | 1.2542 | 0 | 76.9243 | 12.1569 | 118.4718 | 0 | 97.178 | 57.7829 | 30.6074 | 9.4806 | 11.3842 | -1e-09 | 0 | 0 | 0 | 1.5264 | 75.0002
331 | 15.1333 | 0 | -9.9204 | 0 | 0 | 6.6704 | 5.6715 | 0 | 1.2542 | 0 | 81.5432 | 7.983 | 118.8808 | 0 | 108.9604 | 59.5279 | 30.2614 | 7.9194 | 10.7702 | 0 | 0 | 0 | 0 | 1.5264 | 71.2372
332 | 15.1333 | 4.8491 | -9.9204 | 0.79644 | 0 | 6.6704 | 0.817 | 0 | 1.2469 | 0 | 85.8708 | 0.0064395 | 115.2191 | 0 | 104.5023 | 59.2194 | 29.0864 | 6.7019 | 9.0132 | 0 | 0 | 0 | 0 | 1.5264 | 60.5879
333 | 15.1333 | 2.7108 | -9.9204 | 7.1549 | 0 | 6.6704 | 0.817 | 0 | 1.2469 | 0 | 88.105 | 0.0064395 | 115.3149 | 0 | 98.2397 | 57.233 | 26.8193 | 6.0427 | 7.6632 | 0 | 0 | 0 | 0 | 1.8775 | 57.7501
334 | 15.1333 | 2.772 | -9.9204 | 8.0605 | 0 | 6.6704 | 0.817 | 0 | 1.2469 | 0 | 88.9997 | 0.0064395 | 116.2709 | 0 | 98.29 | 53.9311 | 22.9742 | 5.7198 | 15.1834 | 0 | 0 | 0 | 0 | 5.3539 | 57.7501
335 | 15.1333 | 2.772 | -9.9421 | 20.082 | 0 | 6.6704 | 0.817 | 0 | 1.2469 | 0 | 89.6618 | 0.0064395 | 116.933 | 0 | 86.9088 | 49.4155 | 15.9657 | 3.3542 | 13.3936 | 0 | 0 | 0 | 0 | 9.3038 | 57.7501
336 | 15.1333 | 4.0796 | -11.34 | 20.1157 | 0 | 6.6704 | 0.817 | 0 | 1.2469 | 0 | 89.9345 | 0.0064395 | 118.478 | 0 | 87.0224 | 44.5395 | 9.1922 | 2.4148 | 12.363 | 0 | 0 | 0 | 0 | 19.2101 | 57.7501
337 | 15.1333 | 5.94 | -11.908 | 20.3864 | 0 | 6.6704 | 0.817 | 0 | 1.2469 | 0 | 90.477 | 0.0064395 | 120.9162 | 0 | 88.6218 | 39.7688 | 6.38 | 2.3273 | 24.7158 | 0 | 0 | 0 | 0 | 29.0679 | 57.7501
338 | 15.1333 | 5.94 | -12.354 | 15.5804 | 0 | 6.6704 | 0.817 | 0 | 1.2469 | 0 | 90.4301 | 0.0064395 | 120.8693 | 0 | 92.9348 | 39.4448 | 5.5889 | 2.2588 | 23.1842 | 0 | 0 | 0 | 0 | 38.9565 | 57.7501
339 | 15.1333 | 5.94 | -12.354 | 18.8019 | 0 | 6.6704 | 0.817 | 0 | 1.2469 | 0 | 89.2695 | 0.0064395 | 119.7087 | 0 | 88.5528 | 38.8514 | 5.5253 | 2.2792 | 21.6155 | 0 | 0 | 0 | 0 | 46.5397 | 57.7501
340 | 15.1333 | 5.94 | -12.354 | 16.9582 | 0 | 6.6704 | 0.817 | 0 | 1.2469 | 0 | 87.6428 | 0.0064395 | 118.082 | 0 | 88.7697 | 37.8487 | 5.5847 | 2.3841 | 21.1334 | 0 | 0 | 0 | 0 | 55.6198 | 57.7501
341 | 15.1333 | 5.94 | -12.354 | 21.3816 | 0 | 6.6704 | 0.817 | 0 | 1.2469 | 0 | 85.8914 | 0.0064395 | 116.3306 | 0 | 82.5949 | 36.7896 | 5.9182 | 5.7956 | 13.8994 | 0 | 0 | 0 | 0 | 63.914 | 57.7501
342 | 15.1333 | 5.94 | -9.9204 | 15.6467 | 0 | 6.6704 | 0.817 | 0 | 1.2469 | 0 | 84.299 | 0.0064395 | 114.7382 | 0 | 89.1712 | 36.0281 | 8.7238 | 7.128 | 13.6822 | 0 | 0 | 0 | 0 | 74.2939 | 57.7501
343 | 15.1333 | 7.2178 | -9.9204 | 2.7469 | 0 | 6.6704 | 0.817 | 0 | 1.2469 | 0 | 82.9595 | 0.0064395 | 114.6766 | 0 | 102.0093 | 37.336 | 19.8789 | 9.893 | 12.7911 | 0 | 0 | 0 | 0 | 81.9524 | 57.7501
344 | 15.1333 | 5.94 | -9.9204 | 1.5027 | 0 | 6.6704 | 0.817 | 0 | 1.2469 | 0 | 81.2653 | 0.0064395 | 111.7044 | 0 | 100.2813 | 43.6148 | 28.9557 | 12.6884 | 1.776 | 0 | 0 | 0 | 0 | 83.227 | 58.9227
345 | 15.1333 | 5.94 | -9.9204 | 1.2021 | 0 | 6.6704 | 0.817 | 0 | 1.2469 | 0 | 78.7679 | 0.0064395 | 109.2071 | 0 | 98.0846 | 51.5553 | 26.5653 | 14.3475 | 2.5941 | 0 | 0 | 0 | 0 | 83.9127 | 59.5178
346 | 15.1333 | 5.94 | -11.3664 | 0.79644 | 0 | 6.6704 | 0.817 | 0 | 1.2469 | 0 | 77.222 | 0.0064395 | 107.6611 | 0 | 95.4984 | 53.5648 | 21.9639 | 14.1138 | 4.2837 | 0 | 0 | 0 | 0 | 84.4632 | 60.119
347 | 15.1333 | 5.94 | -13.8477 | 0.79644 | 0 | 6.6704 | 0.817 | 0 | 1.2469 | 0 | 78.3654 | 0.0064395 | 108.8046 | 0 | 94.1604 | 54.2124 | 19.6738 | 13.4938 | 7.4622 | 0 | 0 | 0 | 0 | 84.8143 | 60.7263
348 | 15.1333 | 5.94 | -15.2118 | 0.79644 | 0 | 6.6704 | 0.817 | 0 | 1.2474 | 0 | 79.4621 | 0.0064395 | 109.9018 | 0 | 93.8936 | 54.3438 | 18.6994 | 13.209 | 8.7933 | 0 | 0 | 0 | 0 | 85.1654 | 61.3397
349 | 15.1333 | 5.94 | -15.2118 | 0.14055 | 0 | 6.6704 | 0.817 | 0 | 1.2542 | 0 | 81.5509 | 0.0064395 | 111.9974 | 0 | 96.6451 | 54.5991 | 19.2897 | 12.7966 | 10.006 | 0 | 0 | 0 | 0 | 85.5166 | 61.9593
350 | 15.1333 | 5.94 | -15.2118 | 0 | 0 | 6.6704 | 0.817 | 0 | 1.2542 | 0 | 84.6732 | 0.0064395 | 115.1197 | 0 | 99.9079 | 54.5093 | 19.8773 | 12.2582 | 10.0025 | 0 | 0 | 0 | 0 | 85.5785 | 62.5851
351 | 15.1333 | 5.94 | -15.2118 | 0 | 0 | 6.6704 | 0.817 | 0 | 1.2542 | 0 | 84.3408 | 0.0064395 | 114.7873 | 0 | 99.5755 | 54.1496 | 20.549 | 11.5414 | 10.4104 | 0 | 0 | 0 | 0 | 85.5785 | 63.2173
352 | 15.1333 | 5.94 | -15.2118 | 0 | 0 | 6.6704 | 5.6715 | 0 | 1.2542 | 0 | 81.4061 | 0.0064395 | 116.7071 | 0 | 101.4953 | 53.879 | 22.7465 | 10.8218 | 10.4177 | 0 | 0 | 0 | 0 | 85.5785 | 63.8559
353 | 15.1333 | 4.4091 | -15.2118 | 0 | 0 | 6.6704 | 5.6715 | 0 | 1.2542 | 0 | 77.882 | 0.0064395 | 111.6521 | 0 | 96.4403 | 54.1897 | 27.9227 | 10.2874 | 11.3134 | 0 | 0 | 0 | 0 | 85.5785 | 64.5009
354 | 15.1333 | 1.5707 | -16.654 | 0 | 0 | 6.6704 | 5.6715 | 0 | 1.2542 | 0 | 75.2312 | 0.0064395 | 106.1629 | 0 | 89.5089 | 57.8304 | 30.7984 | 9.5398 | 10.8876 | 0 | 0 | 0 | 0 | 85.5785 | 65.1524
355 | 15.1333 | 3.0853 | -15.2118 | 0 | 0 | 6.6704 | 5.6715 | 0 | 1.2542 | 0 | 74.3528 | 0.0064395 | 106.7991 | 0 | 91.5873 | 59.8741 | 30.4503 | 7.9688 | 9.8071 | 0 | 0 | 0 | 0 | 85.5785 | 65.8105
356 | 15.1333 | 5.94 | -15.2118 | 0 | 0 | 6.6704 | 5.6715 | 0 | 1.2542 | 0 | 74.385 | 0.0064395 | 109.686 | 0 | 94.4742 | 58.8179 | 29.2679 | 6.7437 | 8.2845 | 0 | 0 | 0 | 0 | 85.5785 | 66.4753
357 | 15.1333 | 5.94 | -15.2118 | 0 | 0 | 6.6704 | 5.6715 | 0 | 1.2542 | 0 | 74.6307 | 0.0064395 | 109.9316 | 0 | 94.7199 | 56.5227 | 26.9867 | 6.0804 | 7.3519 | 0 | 0 | 0 | 0 | 85.5785 | 67.1467
358 | 15.1333 | 5.94 | -15.2118 | 0 | 0 | 6.6704 | 5.6715 | 0 | 1.2542 | 0 | 74.1174 | 0.0064395 | 109.4184 | 0 | 94.2066 | 53.1728 | 23.1176 | 5.7555 | 14.4192 | 0 | 0 | 0 | 0 | 85.5785 | 67.825
359 | 15.1333 | 5.94 | -15.2118 | 0 | 0 | 6.6704 | 5.6715 | 0 | 1.2542 | 0 | 73.163 | 0.0064395 | 108.4639 | 0 | 93.2522 | 48.7267 | 16.0654 | 3.3751 | 12.6468 | 0 | 0 | 0 | 0 | 85.5785 | 65.1558
360 | 15.1333 | 5.94 | -15.2118 | 0 | 0 | 6.6704 | 5.6715 | 0 | 1.2542 | 0 | 72.044 | 0.0064395 | 107.3449 | 0 | 92.1332 | 44.0455 | 9.2496 | 2.4299 | 10.8779 | 0 | 0 | 0 | 0 | 85.5785 | 65.8139
361 | 15.1333 | 5.94 | -15.2118 | 0 | 0 | 6.6704 | 5.6715 | 0 | 1.2542 | 0 | 70.6955 | 0.0064395 | 105.9964 | 0 | 90.7847 | 39.6012 | 6.898 | 2.5162 | 24.5843 | 0 | 0 | 0 | 0 | 85.5785 | 66.4787
362 | 15.1333 | 5.94 | -15.2118 | 0 | 0 | 6.6704 | 5.6715 | 0 | 1.2542 | 0 | 68.5976 | 0.0064395 | 103.8986 | 0 | 88.6868 | 40.7951 | 6.0427 | 2.4422 | 23.1841 | 0 | 0 | 0 | 0 | 85.5785 | 67.1502
363 | 15.1333 | 5.94 | -15.2118 | 0 | 0 | 6.6704 | 5.6715 | 0 | 1.2542 | 0 | 63.7785 | 0.0064395 | 99.0795 | 0 | 83.8677 | 40.2027 | 5.974 | 2.4642 | 22.0954 | 0 | 0 | 0 | 0 | 85.5785 | 67.8285
364 | 15.1333 | 5.94 | -15.2118 | 0 | 0 | 6.6704 | 5.6715 | 0 | 1.2542 | 0 | 60.1842 | 0.0064395 | 95.4852 | 0 | 80.2734 | 39.0005 | 6.0382 | 2.5777 | 21.8784 | 0 | 0 | 0 | 0 | 85.5785 | 68.5136
365 | 15.1333 | 5.94 | -15.2118 | 0 | 0 | 6.6704 | 5.6715 | 0 | 1.2542 | 0 | 58.6117 | 0.0064395 | 93.9126 | 0 | 78.7009 | 37.8022 | 6.3988 | 6.2662 | 15.3475 | 0 | 0 | 0 | 0 | 85.5785 | 69.2057
366 | 15.1333 | 5.94 | -15.2118 | 0 | 0 | 6.6704 | 5.6715 | 0 | 1.2542 | 0 | 58.8497 | 0.0064395 | 94.1507 | 0 | 78.9389 | 36.9744 | 9.4321 | 7.7068 | 15.8507 | 0 | 0 | 0 | 0 | 85.5785 | 69.9047
367 | 15.1333 | 5.94 | -15.2118 | 0 | 0 | 6.6704 | 5.6715 | 0 | 1.2542 | 0 | 60.9053 | 0.0064395 | 96.2063 | 0 | 80.9945 | 38.501 | 21.493 | 10.6962 | 16.8033 | 0 | 0 | 0 | 0 | 85.5785 | 70.6108
368 | 15.1333 | 4.554 | -15.2118 | 0 | 0 | 6.6704 | 5.6715 | 0 | 1.2542 | 0 | 63.3309 | 1.9826 | 99.2221 | 0 | 84.0103 | 45.1303 | 31.3068 | 13.7186 | 7.4916 | 0 | 0 | 0 | 0 | 85.5785 | 71.3241
369 | 15.1333 | 4.554 | -16.654 | 0 | 3.21e-07 | 6.6704 | 5.6715 | 2.7376 | 1.2542 | 0 | 63.6859 | 1.9826 | 99.613 | 0 | 82.959 | 53.2895 | 28.7224 | 15.5124 | 15.0163 | 3.21e-07 | 0 | 0 | 0 | 85.5785 | 74.9997
370 | 15.1333 | 4.554 | -15.8133 | 0 | 7.3e-08 | 6.6704 | 5.6715 | 4.8656 | 1.2542 | 0 | 63.904 | 1.9826 | 99.8111 | 0 | 83.9978 | 55.2364 | 23.7473 | 15.2598 | 18.2824 | 7.3e-08 | 0 | 0 | 0 | 85.5785 | 74.9999
371 | 15.1333 | 4.554 | -16.654 | 0 | 0 | 6.6704 | 5.6715 | 0 | 1.2542 | 0 | 66.5058 | 1.9826 | 102.4129 | 0 | 85.7589 | 56.0553 | 21.2713 | 14.5895 | 14.462 | 0 | 0 | 0 | 0 | 85.5785 | 73.5073
372 | 15.1333 | 4.554 | -16.654 | 0 | 0 | 6.6704 | 5.6715 | 0 | 1.2542 | 0 | 68.9931 | 1.9826 | 104.9002 | 0 | 88.2462 | 56.1642 | 20.2177 | 14.2815 | 12.2809 | 0 | 0 | 0 | 0 | 85.5785 | 74.2498
373 | 15.1333 | 4.554 | -16.654 | 0 | 2.4e-08 | 6.6704 | 5.6715 | 1.4922 | 1.2542 | 0 | 71.0231 | 1.9826 | 106.9301 | 0 | 90.2761 | 56.3948 | 20.856 | 13.8357 | 12.1477 | 2.4e-08 | 0 | 0 | 0 | 85.5785 | 74.9998
374 | 15.1333 | 4.554 | -16.654 | 0 | 1.075 | 6.6704 | 5.6715 | 11.5872 | 1.2542 | 0 | 72.4094 | 1.9826 | 109.4234 | 0 | 92.7694 | 56.4729 | 21.4913 | 13.2535 | 12.7066 | 0.57497 | 0.5 | 4.99e-05 | 0 | 85.5785 | 75.0001
375 | 15.1333 | 4.554 | -16.654 | 0 | 5.6099 | 6.6704 | 5.6715 | 6.8136 | 1.2542 | 0 | 70.8308 | 1.9826 | 112.3479 | 0 | 95.6938 | 56.0133 | 22.2175 | 12.4785 | 11.3549 | 3.6099 | 1 | 1 | 0 | 84.9293 | 75.0001
376 | 15.1333 | 4.554 | -16.654 | 0 | 6.7562 | 6.6704 | 5.6715 | 10.4133 | 1.2542 | 0 | 67.5375 | 1.9826 | 110.2307 | 0 | 93.5767 | 55.9411 | 24.5935 | 11.7005 | 11.3127 | 4.4564 | 1.5 | 0.7998 | 0 | 81.5412 | 75.0001
377 | 15.1333 | 4.554 | -16.654 | 0 | 6.4848 | 6.6704 | 5.6715 | 10.7343 | 1.2542 | 9.5147 | 63.6514 | 1.9826 | 115.558 | 0 | 89.3893 | 56.616 | 30.1899 | 11.1227 | 11.2284 | 4.885 | 1.5 | 0.0998 | 0 | 77.4608 | 75.0001
378 | 15.1333 | 4.554 | -16.654 | 0 | 16.065 | 6.6704 | 5.6715 | 9.1804 | 1.2542 | 12.1238 | 60.8343 | 1.9826 | 124.9503 | 0 | 96.1725 | 60.846 | 33.2992 | 10.3144 | 12.5357 | 12.7843 | 1.931 | 1.3497 | 0 | 73.5443 | 75.0001
379 | 15.1333 | 4.554 | -16.654 | 0 | 11.9966 | 6.6704 | 5.6715 | 10.8907 | 1.2542 | 17.1538 | 60.1627 | 1.9826 | 125.2403 | 0 | 91.4325 | 63.3783 | 32.9228 | 8.6159 | 14.0786 | 9.6469 | 1.5 | 0.8497 | 0 | 63.8419 | 75.0001
380 | 15.1333 | 4.554 | -16.654 | 0 | 7.3127 | 6.6704 | 5.6715 | 10.0244 | 1.2542 | 18.326 | 59.8551 | 1.9826 | 121.421 | 0 | 86.441 | 62.0672 | 31.6444 | 7.2913 | 13.3071 | 5.4627 | 1.0005 | 0.8495 | 0 | 56.5966 | 75.0001
381 | 15.1333 | 4.554 | -16.654 | 0 | 7.3089 | 6.6704 | 5.6715 | 7.9976 | 1.2542 | 12.5141 | 59.8822 | 1.9826 | 115.6333 | 0 | 86.4652 | 59.4319 | 29.1779 | 6.5741 | 11.3115 | 5.6595 | 1.4995 | 0.1499 | 0 | 52.1802 | 75.0001
382 | 15.1333 | 4.554 | -16.654 | 0 | 8.0937 | 6.6704 | 5.6715 | 11.8773 | 1.2542 | 7.018 | 59.4657 | 1.9826 | 110.5365 | 0 | 86.8645 | 55.8465 | 24.9947 | 6.2229 | 18.2142 | 6.0438 | 1.5 | 0.5499 | 0 | 47.766 | 75.0001
383 | 15.1333 | 4.554 | -16.654 | 0 | 5.4899e-05 | 6.6704 | 5.6715 | 9.8382 | 1.2542 | 0 | 59.3742 | 1.9826 | 95.3334 | 0 | 78.6794 | 51.0387 | 17.3698 | 3.6492 | 15.9873 | 5.4899e-05 | 0 | 0 | 0 | 42.8778 | 75.0001
384 | 15.1333 | 4.554 | -16.654 | 0.11089 | 0 | 6.6704 | 5.6715 | 0 | 1.2542 | 0 | 59.4802 | 1.9826 | 95.3714 | 0 | 78.6064 | 46.1386 | 10.0006 | 2.6272 | 14.3765 | 0 | 0 | 0 | 0 | 42.8778 | 67.1502
385 | 15.1333 | 4.554 | -16.654 | 0 | 0 | 6.6704 | 5.6715 | 0 | 1.2542 | 0 | 60.4356 | 1.9826 | 96.3267 | 0 | 79.6727 | 41.8081 | 7.1413 | 2.605 | 28.8922 | 0 | 0 | 0 | 0 | 42.9381 | 67.8285
386 | 15.1333 | 4.554 | -16.654 | 0 | 0 | 6.6704 | 5.6715 | 0 | 1.2542 | 0 | 61.9384 | 1.9826 | 97.8295 | 0 | 81.1755 | 41.0709 | 6.2559 | 2.5283 | 26.8284 | 0 | 0 | 0 | 0 | 42.9381 | 68.5136
387 | 15.1333 | 4.554 | -16.654 | 0 | 0 | 6.6704 | 5.6715 | 0 | 1.2542 | 0 | 63.6105 | 1.9826 | 99.5017 | 0 | 82.8476 | 40.3554 | 6.1847 | 2.5512 | 25.3505 | 0 | 0 | 0 | 0 | 42.9381 | 69.2057
388 | 15.1333 | 4.554 | -16.654 | 0 | 0 | 6.6704 | 5.6715 | 0 | 1.2542 | 0 | 65.4006 | 1.9826 | 101.2917 | 0 | 84.6377 | 39.1606 | 6.2512 | 2.6687 | 24.9102 | 0 | 0 | 0 | 0 | 42.9381 | 69.9047
389 | 15.1333 | 4.554 | -16.654 | 0 | 0 | 6.6704 | 5.6715 | 0 | 1.2542 | 0 | 67.1704 | 1.9826 | 103.0615 | 0 | 86.4075 | 37.9442 | 6.6245 | 6.4872 | 16.657 | 0 | 0 | 0 | 0 | 42.9381 | 70.6108
390 | 15.1333 | 4.554 | -16.654 | 0 | 0 | 6.6704 | 5.6715 | 0 | 1.2542 | 0 | 68.7676 | 1.9826 | 104.6588 | 0 | 88.0048 | 37.0379 | 9.7649 | 7.9786 | 16.7757 | 0 | 0 | 0 | 0 | 42.9381 | 71.3241
391 | 15.1333 | 4.554 | -16.654 | 0 | 0 | 6.6704 | 5.6715 | 0 | 1.2542 | 0 | 70.59 | 1.9826 | 106.4812 | 0 | 89.8271 | 38.3401 | 22.2512 | 11.0736 | 17.4318 | 0 | 0 | 0 | 0 | 42.9381 | 72.0445
392 | 15.1333 | 0 | -18.2921 | 0 | 0 | 6.6704 | 5.6715 | 0 | 1.2542 | 0 | 72.4745 | 1.9826 | 103.8269 | 0 | 85.5347 | 44.9278 | 32.4113 | 14.2026 | 8.0478 | 0 | 0 | 0 | 0 | 42.9381 | 72.7722
393 | 15.1333 | 0 | -19.7394 | 0 | 5e-09 | 6.6704 | 5.6715 | 0.80151 | 1.2542 | 0 | 74.1785 | 1.9826 | 105.5837 | 0 | 85.8443 | 53.2949 | 29.7357 | 16.0597 | 15.3438 | 5e-09 | 0 | 0 | 0 | 42.9381 | 74.9996
394 | 15.1333 | 0 | -19.102 | 0 | 0 | 6.6704 | 5.6715 | 0 | 1.2542 | 0 | 77.0663 | 1.9826 | 108.4194 | 0 | 89.3174 | 55.5337 | 24.5851 | 15.7982 | 17.665 | 0 | 0 | 0 | 0 | 42.9381 | 74.2498
395 | 15.1333 | 0 | -16.923 | 0 | 2.2e-08 | 6.6704 | 5.6715 | 4.2763 | 1.2542 | 0 | 81.5771 | 1.9826 | 112.9622 | 0 | 96.0392 | 56.5397 | 22.0217 | 15.1042 | 13.2165 | 2.2e-08 | 0 | 0 | 0 | 42.9381 | 74.9998
396 | 15.1333 | 0 | -16.8716 | 0 | 3.3e-08 | 6.6704 | 5.6715 | 3.6201 | 1.2542 | 0 | 85.8362 | 1.9826 | 117.2433 | 0 | 100.3717 | 56.7256 | 20.931 | 14.7853 | 11.1118 | 3.3e-08 | 0 | 0 | 0 | 42.9381 | 74.9998
397 | 15.1333 | 0.27929 | -16.654 | 0 | 1.7e-08 | 6.6704 | 5.6715 | 1.6087 | 1.2542 | 0 | 88.3397 | 1.9826 | 120.0041 | 0 | 103.3501 | 56.8194 | 21.5917 | 14.3238 | 11.7839 | 1.7e-08 | 0 | 0 | 0 | 42.9381 | 74.9997
398 | 15.1333 | 0.032373 | -16.654 | 0 | 1.8e-08 | 6.6704 | 5.6715 | 0.66311 | 1.2542 | 0 | 90.0649 | 1.9826 | 121.5044 | 0 | 104.8504 | 56.7768 | 22.2494 | 13.7211 | 12.3339 | 1.8e-08 | 0 | 0 | 0 | 42.9381 | 74.9997
399 | 15.1333 | 0.12807 | -16.654 | 0 | 0 | 6.6704 | 5.6715 | 0 | 1.2542 | 0 | 91.2441 | 1.9826 | 122.7252 | 0 | 106.0712 | 55.9798 | 23.0014 | 12.9187 | 11.5964 | 0 | 0 | 0 | 0 | 42.9381 | 73.5074
400 | 15.1333 | 0 | -17.5473 | 0 | 0 | 6.6704 | 5.6715 | 0 | 1.2542 | 0 | 92.2026 | 1.9826 | 123.5557 | 0 | 106.0084 | 55.6557 | 25.4611 | 12.1133 | 11.2701 | 0 | 0 | 0 | 0 | 42.9381 | 74.2499
401 | 15.1333 | 0 | -18.4593 | 0 | 6.6e-08 | 6.6704 | 5.6715 | 2.1692 | 1.2542 | 0 | 92.5455 | 1.9826 | 123.9526 | 0 | 105.4933 | 55.1179 | 31.255 | 11.5151 | 12.4382 | 6.6e-08 | 0 | 0 | 0 | 42.9381 | 74.9999
402 | 15.1333 | 0 | -19.3955 | 0 | 4.3e-08 | 6.6704 | 5.6715 | 11.7685 | 1.2542 | 0 | 93.637 | 1.9826 | 125.0441 | 0 | 105.6486 | 58.8363 | 34.4739 | 10.6783 | 12.9471 | 4.3e-08 | 0 | 0 | 0 | 42.9381 | 75.0001
403 | 15.1333 | 0 | -18.9863 | 0 | 1.3292 | 6.6704 | 5.6715 | 9.7933 | 1.2542 | 0 | 96.4954 | 1.9826 | 129.2325 | 0 | 110.2462 | 62.0386 | 34.0843 | 8.9198 | 14.5153 | 1.2794 | 0 | 0.04985 | 0 | 42.9381 | 75.0001
404 | 15.1333 | 0 | -17.0484 | 0 | 5.2e-08 | 6.6704 | 5.6715 | 1.2316 | 1.2542 | 0 | 99.6176 | 1.9826 | 131.0448 | 0 | 113.9964 | 60.4651 | 32.7608 | 7.5485 | 13.9721 | 5.2e-08 | 0 | 0 | 0 | 42.1353 | 74.9998
405 | 15.1333 | 0 | -17.7718 | 5.8486 | 0 | 6.6704 | 5.6715 | 0 | 1.2469 | 0 | 101.134 | 0.0064395 | 130.4876 | 0 | 106.8673 | 57.4606 | 30.2073 | 6.806 | 11.9119 | 0 | 0 | 0 | 0 | 42.1353 | 57.7501
406 | 15.1333 | 0 | -17.5021 | 6.55 | 0 | 6.6704 | 5.6715 | 0 | 1.2469 | 0 | 100.79 | 0.0064395 | 130.1436 | 0 | 106.0915 | 53.5671 | 25.8765 | 6.4424 | 19.724 | 0 | 0 | 0 | 0 | 44.9929 | 57.7501
407 | 15.1333 | 0 | -17.0502 | 13.0757 | 0 | 6.6704 | 5.6715 | 0 | 1.2469 | 0 | 100.5825 | 0.0064395 | 129.9362 | 0 | 99.8103 | 49.4036 | 17.9826 | 3.7779 | 17.2985 | 0 | 0 | 0 | 0 | 48.2105 | 57.7501
408 | 15.1333 | 0 | -17.8079 | 11.2449 | 0 | 6.6704 | 5.6715 | 0 | 1.2469 | 0 | 100.4051 | 0.0064395 | 129.7588 | 0 | 100.706 | 45.5404 | 10.3535 | 2.7199 | 15.3355 | 0 | 0 | 0 | 0 | 54.7567 | 57.7501
409 | 15.1333 | 0 | -17.0784 | 8.6466 | 0 | 6.6704 | 5.6715 | 0 | 1.2469 | 0 | 100.7667 | 0.0064395 | 130.1203 | 0 | 104.3953 | 41.9205 | 6.9192 | 2.524 | 30.5551 | 0 | 0 | 0 | 0 | 60.3349 | 57.7501
410 | 15.1333 | 0.67953 | -17.7732 | 11.3577 | 0 | 6.6704 | 5.6715 | 0 | 1.2469 | 0 | 101.5042 | 0.0064395 | 131.5373 | 0 | 102.4064 | 39.5119 | 6.0613 | 2.4497 | 28.0287 | 0 | 0 | 0 | 0 | 64.6253 | 57.7501
411 | 15.1333 | 0.82835 | -17.7246 | 8.3951 | 0 | 6.6704 | 5.6715 | 0 | 1.2469 | 0 | 103.767 | 0.0064395 | 133.9491 | 0 | 107.8293 | 39.0936 | 5.9923 | 2.4718 | 26.3203 | 0 | 0 | 0 | 0 | 70.261 | 57.7501
412 | 15.1333 | 0.79663 | -17.124 | 7.9038 | 0 | 6.6704 | 5.6715 | 0 | 1.2469 | 0 | 107.3213 | 0.0064395 | 137.4717 | 0 | 112.4438 | 37.9671 | 6.0568 | 2.5857 | 25.7994 | 0 | 0 | 0 | 0 | 74.4275 | 57.7501
413 | 15.1333 | 0.53705 | -17.8278 | 7.7712 | 0 | 6.6704 | 5.6715 | 0 | 1.2469 | 0 | 110.8064 | 0.0064395 | 140.6971 | 0 | 115.0981 | 36.9173 | 6.4185 | 6.2854 | 17.2139 | 0 | 0 | 0 | 0 | 78.3401 | 57.7501
414 | 15.1333 | 0 | -17.9182 | 9.5719 | 0 | 6.6704 | 5.6715 | 0 | 1.2469 | 0 | 114.066 | 0.0064395 | 143.4196 | 0 | 115.9295 | 36.2211 | 9.4612 | 7.7305 | 17.2174 | 0 | 0 | 0 | 0 | 82.1351 | 57.7501
415 | 15.1333 | 0 | -18.1136 | 11.5413 | 0 | 6.6704 | 5.6715 | 0 | 1.2469 | 0 | 116.8684 | 0.0064395 | 146.2221 | 0 | 116.5672 | 37.5725 | 21.5591 | 10.7292 | 17.7019 | 0 | 0 | 0 | 0 | 86.9026 | 57.7501
416 | 15.1333 | 0 | -21.2087 | 14.6552 | 0 | 6.6704 | 5.6715 | 0 | 1.2469 | 0 | 118.8657 | 0.0064395 | 148.1841 | 0 | 112.3202 | 44.2914 | 31.4032 | 13.7609 | 7.4082 | 0 | 0 | 0 | 0 | 92.6461 | 57.7501
417 | 15.1333 | 0 | -21.4553 | 0 | 0 | 6.6704 | 5.6715 | 0 | 1.2542 | 0 | 116.6824 | 0.0064395 | 146.0434 | 0 | 124.588 | 52.7718 | 28.8108 | 15.5602 | 14.8551 | 0 | 0 | 0 | 0 | 100 | 61.9593
418 | 15.1333 | 0 | -21.4553 | 0 | 0 | 6.6704 | 5.6715 | 0 | 1.2542 | 0 | 111.6641 | 0.0064395 | 141.025 | 0 | 119.5697 | 55.5356 | 23.8204 | 15.3068 | 17.5604 | 0 | 0 | 0 | 0 | 100 | 62.5852
419 | 15.1333 | 0 | -21.4553 | 0 | 0 | 6.6704 | 5.6715 | 0 | 1.2542 | 0 | 106.4015 | 0.0064395 | 135.7625 | 0 | 114.3071 | 56.3749 | 21.3368 | 14.6344 | 14.1948 | 0 | 0 | 0 | 0 | 100 | 63.2173
420 | 15.1333 | 0 | -21.4553 | 0 | 0 | 6.6704 | 5.6715 | 0 | 1.2542 | 0 | 99.627 | 0.0064395 | 128.988 | 0 | 107.5326 | 55.732 | 20.28 | 14.3255 | 11.7405 | 0 | 0 | 0 | 0 | 100 | 63.8559
421 | 15.1333 | 0 | -21.4553 | 0 | 0 | 6.6704 | 5.6715 | 0 | 1.2542 | 0 | 92.2604 | 1.5738 | 123.1887 | 0 | 101.7334 | 55.3263 | 20.9202 | 13.8782 | 12.2288 | 0 | 0 | 0 | 0 | 100 | 71.237
422 | 15.1333 | 0 | -21.4553 | 0 | 0 | 6.6704 | 5.6715 | 0 | 1.2542 | 0 | 85.2005 | 14.3514 | 128.9065 | 0 | 107.4511 | 54.7917 | 21.5574 | 13.2943 | 12.5161 | 0 | 0 | 0 | 0 | 100 | 71.9566
423 | 15.1333 | 0 | -21.4553 | 0 | 0 | 6.6704 | 5.6715 | 0 | 1.2542 | 0 | 80.7663 | 14.3514 | 124.4723 | 0 | 103.0169 | 53.8763 | 22.2859 | 12.5169 | 11.8183 | 0 | 0 | 0 | 0 | 100 | 72.6835
424 | 15.1333 | 0 | -21.4553 | 0 | 0 | 6.6704 | 5.6715 | 1.421 | 1.2542 | 0 | 78.1076 | 14.3514 | 121.9036 | 0 | 100.4483 | 53.2827 | 24.6692 | 11.7365 | 11.9271 | 0 | 0 | 0 | 0 | 100 | 74.9996
425 | 15.1333 | 0 | -21.4553 | 0 | 0 | 6.6704 | 5.6715 | 13.2371 | 1.2542 | 0 | 75.6329 | 14.3514 | 119.4289 | 0 | 97.9736 | 52.8566 | 30.2829 | 11.157 | 12.3748 | 0 | 0 | 0 | 0 | 100 | 75.7572
426 | 15.1333 | 0 | -21.4553 | 0 | 0 | 6.6704 | 5.6715 | 13.2371 | 2.3309 | 0 | 74.2556 | 14.3514 | 119.1283 | 0 | 97.673 | 56.058 | 33.4016 | 10.3461 | 13.5121 | 0 | 0 | 0 | 0 | 100 | 113.574
427 | 15.1333 | 0 | -21.4553 | 0 | 0 | 6.6704 | 5.6715 | 13.2371 | 2.3309 | 0 | 74.2972 | 14.3514 | 119.1699 | 0 | 97.7146 | 58.8091 | 33.0241 | 8.6424 | 15.5342 | 0 | 0 | 0 | 0 | 100 | 114.7212
428 | 15.1333 | 0 | -21.4553 | 0 | 0 | 6.6704 | 5.6715 | 13.2371 | 2.3309 | 0 | 73.4539 | 14.3514 | 118.3266 | 0 | 96.8713 | 57.8138 | 31.7418 | 7.3137 | 14.8038 | 0 | 0 | 0 | 0 | 100 | 115.88
429 | 15.1333 | 0 | -21.4553 | 0 | 0 | 6.6704 | 5.6715 | 13.2371 | 2.3309 | 0 | 68.1124 | 14.3514 | 112.9851 | 0 | 91.5298 | 54.9315 | 29.2677 | 6.5943 | 12.5393 | 0 | 0 | 0 | 0 | 100 | 117.0505
430 | 15.1333 | 0 | -21.4553 | 0 | 0 | 6.6704 | 5.6715 | 13.2371 | 2.3309 | 0 | 60.8177 | 14.3514 | 105.6905 | 0 | 84.2351 | 51.5134 | 25.0717 | 6.242 | 20.7016 | 0 | 0 | 0 | 0 | 100 | 118.2328
431 | 15.1333 | 0 | -21.362 | 0 | 0 | 6.6704 | 5.6715 | 13.2371 | 2.3309 | 0 | 53.0872 | 14.3514 | 97.96 | 0 | 76.598 | 47.6355 | 17.4233 | 3.6604 | 18.286 | 0 | 0 | 0 | 0 | 100 | 119.4271
432 | 15.1333 | 0 | -20.4761 | 0 | 0.1026 | 6.6704 | 5.6715 | 13.2371 | 2.3309 | 0 | 45.857 | 18.8957 | 95.3766 | 0 | 74.9005 | 43.8292 | 10.0314 | 2.6353 | 16.1592 | 0 | 0 | 0 | 0.1026 | 100 | 120.6334
433 | 15.1333 | 0 | -20.451 | 0 | 0.5814 | 6.6704 | 5.6715 | 13.2371 | 2.3309 | 0 | 39.175 | 20.0514 | 90.3291 | 0 | 69.8781 | 40.3763 | 6.9215 | 2.5248 | 29.1518 | 0 | 0 | 0 | 0.5814 | 99.938 | 121.852
434 | 15.1333 | 0 | -19.6947 | 0 | 0.9114 | 6.6704 | 5.6715 | 13.2371 | 2.3309 | 0 | 33.5873 | 20.0514 | 85.0714 | 0 | 65.3767 | 38.8008 | 6.0633 | 2.4505 | 26.8108 | 0 | 0 | 0 | 0.9114 | 99.5869 | 123.0828
435 | 15.1333 | 0 | -19.3561 | 0 | 1.4858 | 6.6704 | 5.6715 | 13.2371 | 2.3309 | 0 | 29.6828 | 20.0514 | 81.7414 | 0 | 62.3853 | 37.568 | 5.9944 | 2.4726 | 25.4865 | 0 | 0 | 0 | 1.4858 | 99.0365 | 124.3261
436 | 15.1333 | 0 | -19.0918 | 0 | 1.7306 | 6.6704 | 5.6715 | 13.2371 | 2.3309 | 0 | 26.8873 | 20.0514 | 79.1907 | 0 | 60.0988 | 36.1439 | 6.0588 | 2.5865 | 25.0525 | 0 | 0 | 0 | 1.7306 | 98.1391 | 125.5819
437 | 15.1333 | 0 | -19.6535 | 0 | 1.7306 | 6.6704 | 5.6715 | 13.2371 | 2.3309 | 0 | 24.5393 | 20.0514 | 76.8426 | 0 | 57.1892 | 34.7141 | 6.4206 | 6.2875 | 16.3696 | 0 | 0 | 0 | 1.7306 | 97.0939 | 126.8504
438 | 15.1333 | 0 | -18.5876 | 0 | 1.7306 | 6.6704 | 5.6715 | 13.2371 | 2.3309 | 0 | 22.5546 | 20.1724 | 74.9789 | 0 | 56.3913 | 33.4344 | 9.4643 | 7.7331 | 16.5892 | 0 | 0 | 0 | 1.7306 | 96.0487 | 156.316
439 | 15.1333 | 8.0753 | -8.1932 | 0 | 1.7306 | 6.6704 | 5.6715 | 13.2371 | 2.3309 | 0 | 20.7798 | 20.1724 | 81.2794 | 0 | 73.0862 | 33.3965 | 21.5663 | 10.7328 | 18.2203 | 0 | 0 | 0 | 1.7306 | 95.0036 | 366.042
440 | 15.1333 | 11.6165 | -8.1932 | 0 | 1.8881 | 6.6704 | 5.6715 | 13.2371 | 2.3309 | 0 | 18.8085 | 20.1724 | 83.0068 | 0 | 74.8135 | 34.8061 | 31.4137 | 13.7655 | 9.5954 | 0 | 0 | 0 | 1.8881 | 93.9584 | 604.8859
441 | 15.1333 | 7.6606 | -7.0442 | 0 | 1.9091 | 6.6704 | 5.6715 | 13.2371 | 2.3309 | 0 | 15.5495 | 20.1724 | 75.813 | 0 | 68.7687 | 36.724 | 28.8204 | 15.5654 | 16.195 | 0 | 0 | 0 | 1.9091 | 92.8181 | 610.9958
442 | 15.1333 | 4.0825 | -8.1932 | 0 | 1.9091 | 6.6704 | 5.6715 | 13.2371 | 2.3309 | 0 | 13.6756 | 20.1724 | 70.3609 | 0 | 62.1677 | 39.9352 | 23.8284 | 15.3119 | 17.4532 | 0 | 0 | 0 | 1.9091 | 91.6651 | 623.4015
443 | 15.1333 | 4.0094 | -9.8913 | 0 | 1.9091 | 6.6704 | 5.6715 | 13.2371 | 2.3309 | 0 | 14.3488 | 20.1724 | 70.961 | 0 | 61.0697 | 44.2255 | 21.3439 | 14.6393 | 13.2693 | 0 | 0 | 0 | 1.9091 | 90.5121 | 629.6985
444 | 15.1333 | 2.4897 | -11.3973 | 0 | 1.9091 | 6.6704 | 5.6715 | 13.2371 | 2.3309 | 0 | 15.8127 | 20.1724 | 70.9052 | 0 | 59.5079 | 47.1714 | 20.2867 | 14.3302 | 11.7953 | 0 | 0 | 0 | 1.9091 | 89.3591 | 636.0591
445 | 15.1333 | 1.7507 | -11.535 | 0 | 2.8488 | 6.6704 | 5.6715 | 13.2371 | 2.3309 | 0 | 17.2984 | 20.1724 | 72.5916 | 0 | 61.0566 | 48.6559 | 20.9272 | 13.8829 | 12.0097 | 0.051405 | 0.8321 | 0 | 1.9652 | 88.2061 | 668.8388
446 | 15.1333 | 2.6907 | -11.409 | 0 | 1.9091 | 6.6704 | 5.6715 | 13.2371 | 2.3309 | 0 | 19.0619 | 20.1724 | 74.3555 | 0 | 62.9464 | 49.4788 | 21.5646 | 13.2988 | 13.0586 | 0 | 0 | 0 | 1.9091 | 86.4856 | 665.5441
447 | 15.1333 | 1.6079 | -11.4199 | 0 | 1.9091 | 6.6704 | 5.6715 | 13.2371 | 2.3309 | 0 | 20.074 | 20.1724 | 74.2847 | 0 | 62.8648 | 48.8167 | 22.2934 | 12.5211 | 11.8148 | 0 | 0 | 0 | 1.9091 | 85.3326 | 655.5289
448 | 15.1333 | 0.68266 | -15.8978 | 0 | 4.9434 | 6.6704 | 5.6715 | 13.2371 | 2.3309 | 0 | 20.0856 | 20.1724 | 76.4054 | 0 | 60.5076 | 48.0694 | 24.6774 | 11.7404 | 11.3966 | 0.59107 | 0.1679 | 0.7499 | 3.4345 | 84.1796 | 668.8388
449 | 15.1333 | 0.8275 | -15.9994 | 0 | 13.5443 | 6.6704 | 5.6715 | 13.2371 | 2.3309 | 1.5324 | 19.0854 | 20.1724 | 85.6834 | 0 | 68.1516 | 48.2667 | 30.293 | 11.1607 | 12.4007 | 3.936 | 3.5 | 2.1004 | 4.0079 | 81.1941 | 668.8388
450 | 15.1333 | 0.41106 | -18.4465 | 0 | 24.9608 | 6.6704 | 5.6715 | 13.2371 | 2.3309 | 20.1432 | 18.2747 | 20.1724 | 114.4835 | 0 | 75.8937 | 51.828 | 33.4128 | 10.3496 | 13.3025 | 11.4233 | 5.5033 | 3.9543 | 4.0799 | 73.014 | 668.8388
451 | 15.1333 | 0.046433 | -18.4465 | 0 | 26.1841 | 6.6704 | 5.6715 | 13.2371 | 2.3309 | 22.5842 | 19.4484 | 20.1724 | 118.9869 | 0 | 77.9561 | 56.4228 | 33.0351 | 8.6453 | 15.1927 | 12.8464 | 6.0033 | 3.2545 | 4.0799 | 57.9391 | 668.8388
452 | 15.1333 | 0.096721 | -18.4465 | 0 | 18.2604 | 6.6704 | 5.6715 | 13.2371 | 2.3309 | 24.6006 | 21.066 | 20.1724 | 114.7174 | 0 | 71.6703 | 55.4604 | 31.7524 | 7.3162 | 14.4975 | 8.0313 | 4.4995 | 1.6497 | 4.0799 | 42.1253 | 668.8388
453 | 15.1333 | 0.50611 | -18.4465 | 0 | 14.9319 | 6.6704 | 5.6715 | 13.2371 | 2.3309 | 18.5852 | 21.9857 | 20.1724 | 106.7026 | 0 | 69.6709 | 52.9656 | 29.2775 | 6.5965 | 12.172 | 5.6201 | 2.5038 | 2.8046 | 4.0034 | 31.097 | 668.8388
454 | 15.1333 | 0.92358 | -15.8087 | 0 | 14.991 | 6.6704 | 5.6715 | 13.2371 | 2.3309 | 16.1623 | 22.7671 | 20.1724 | 105.5376 | 0 | 73.5666 | 50.2705 | 25.08 | 6.2441 | 20.8937 | 6.3534 | 4.5033 | 0.3501 | 3.7842 | 22.079 | 668.8388
455 | 15.1333 | 1.188 | -14.9063 | 0 | 12.9142 | 6.6704 | 5.6715 | 13.2371 | 2.3309 | 0 | 23.3627 | 20.1724 | 88.1586 | 0 | 73.2522 | 46.8479 | 17.4291 | 3.6617 | 18.078 | 5.7643 | 2.5 | 1.2547 | 3.3951 | 13.0253 | 668.8388
456 | 15.1333 | 0 | -17.981 | 0 | 1.7306 | 6.6704 | 5.6715 | 13.2371 | 2.3309 | 0 | 24.3517 | 20.1724 | 76.776 | 0 | 58.795 | 43.0601 | 10.0348 | 2.6362 | 15.8196 | 0 | 0 | 0 | 1.7306 | 5.2258 | 199.1628
457 | 15.1333 | 0.76909 | -13.2013 | 0 | 1.7306 | 6.6704 | 5.6715 | 13.2371 | 2.3309 | 0 | 25.3357 | 20.1724 | 78.5291 | 0 | 65.3278 | 39.0166 | 6.9609 | 2.5392 | 29.5667 | 0 | 0 | 0 | 1.7306 | 4.1806 | 188.7258
458 | 15.1333 | 0.21864 | -17.1833 | 0 | 0.5814 | 6.6704 | 5.6715 | 13.2371 | 2.3309 | 0 | 26.5629 | 18.0614 | 75.9456 | 0 | 58.7623 | 35.9635 | 6.0978 | 2.4644 | 26.9921 | 0 | 0 | 0 | 0.5814 | 3.1354 | 120.6335
459 | 15.1333 | 0.79616 | -16.6807 | 0 | 0 | 6.6704 | 5.6715 | 13.2371 | 2.3309 | 0 | 27.2975 | 16.7647 | 75.3797 | 0 | 58.6989 | 35.1279 | 6.0284 | 2.4867 | 25.3695 | 0 | 0 | 0 | 0 | 2.7843 | 118.3615
460 | 15.1333 | 1.352 | -16.8299 | 0 | 0 | 6.6704 | 5.6715 | 13.2371 | 2.3309 | 0 | 27.8404 | 16.7647 | 76.4784 | 0 | 59.6485 | 33.9846 | 6.0933 | 2.6012 | 24.7539 | 0 | 0 | 0 | 0 | 2.7843 | 118.3615
461 | 15.1333 | 2.2157 | -16.8299 | 0 | 0 | 6.6704 | 5.6715 | 13.2371 | 2.3309 | 0 | 28.9808 | 16.7647 | 78.4824 | 0 | 61.6525 | 32.8934 | 6.4571 | 6.3233 | 16.0966 | 0 | 0 | 0 | 0 | 2.7843 | 118.3615
462 | 15.1333 | 2.4363 | -15.1048 | 0 | 0 | 6.6704 | 5.6715 | 13.2371 | 2.3309 | 0 | 30.4642 | 16.7647 | 80.1866 | 0 | 65.0818 | 31.978 | 9.5182 | 7.7771 | 16.315 | 0 | 0 | 0 | 0 | 2.7843 | 119.557
463 | 15.1333 | 3.397 | -15.1048 | 0 | 0.5814 | 6.6704 | 5.6715 | 13.2371 | 2.3309 | 0 | 32.7365 | 16.7647 | 84.0009 | 0 | 68.8961 | 32.2773 | 21.689 | 10.7938 | 18.0996 | 0 | 0 | 0 | 0.5814 | 2.7843 | 120.7647
464 | 15.1333 | 3.4918 | -15.1048 | 0 | 0.5814 | 6.6704 | 5.6715 | 13.2371 | 2.3309 | 0 | 35.3039 | 16.7647 | 86.6632 | 0 | 71.5584 | 34.8104 | 31.5924 | 13.8438 | 9.689 | 0 | 0 | 0 | 0.5814 | 2.4332 | 121.9845
465 | 15.1333 | 2.7383 | -15.1048 | 0 | 1.1354 | 6.6704 | 5.6715 | 13.2371 | 2.3309 | 0 | 37.1668 | 16.7647 | 88.3265 | 0 | 73.2217 | 37.8833 | 28.9843 | 15.6539 | 17.4464 | 0 | 0 | 0 | 1.1354 | 2.082 | 123.2167
466 | 15.1333 | 1.9283 | -15.214 | 0 | 1.7306 | 6.6704 | 5.6715 | 13.2371 | 2.3309 | 0 | 40.5038 | 16.7647 | 91.4487 | 0 | 76.2348 | 41.2337 | 23.9639 | 15.399 | 18.6726 | 0 | 0 | 0 | 1.7306 | 1.3963 | 124.4613
467 | 15.1333 | 2.2096 | -16.5043 | 0 | 0.5814 | 6.6704 | 5.6715 | 13.2371 | 2.3309 | 0 | 49.3644 | 16.4497 | 99.1264 | 0 | 82.6221 | 45.3332 | 21.4653 | 14.7226 | 14.1193 | 0 | 0 | 0 | 0.5814 | 0.35113 | 120.6336
468 | 15.1333 | 0 | -18.3643 | 0 | 0 | 6.6704 | 5.6715 | 10.5395 | 1.2542 | 0 | 59.3041 | 14.3514 | 103.1001 | 0 | 84.7359 | 47.541 | 20.4021 | 14.4118 | 12.439 | 0 | 0 | 0 | 0 | 0 | 75.0002
469 | 15.1333 | 0 | -14.2076 | 0 | 0 | 6.6704 | 5.6715 | 8.0791 | 1.2542 | 0 | 66.2459 | 14.3514 | 110.042 | 0 | 95.8344 | 48.4455 | 21.0462 | 13.9619 | 12.9332 | 0 | 0 | 0 | 0 | 0 | 75.0001
470 | 15.1333 | 0 | -12.8031 | 0 | 0 | 6.6704 | 5.6715 | 13.2371 | 1.2542 | 0 | 68.3751 | 14.3514 | 112.1711 | 0 | 99.3681 | 48.6378 | 21.6873 | 13.3744 | 13.9039 | 0 | 0 | 0 | 0 | 0 | 75.7576
471 | 15.1333 | 0 | -13.2269 | 0 | 0 | 6.6704 | 5.6715 | 13.2371 | 1.2542 | 0 | 66.5248 | 14.3514 | 110.3208 | 0 | 97.094 | 47.9065 | 22.4202 | 12.5923 | 13.2159 | 0 | 0 | 0 | 0 | 0 | 76.5229
472 | 15.1333 | 0 | -16.4933 | 0 | 0 | 6.6704 | 5.6715 | 13.2371 | 1.2542 | 0 | 61.8212 | 14.3514 | 105.6172 | 0 | 89.1239 | 47.1801 | 24.8178 | 11.8072 | 12.6612 | 0 | 0 | 0 | 0 | 0 | 77.2958
473 | 15.1333 | 0 | -20.4647 | 0 | 0 | 6.6704 | 5.6715 | 13.2371 | 1.2542 | 0 | 56.6309 | 14.3514 | 100.427 | 0 | 79.9623 | 47.1739 | 30.4653 | 11.2242 | 13.412 | 0 | 0 | 0 | 0 | 0 | 78.0766
474 | 15.1333 | 0 | -20.936 | 0 | 0 | 6.6704 | 5.6715 | 13.2371 | 1.2542 | 0 | 55.7242 | 14.3514 | 99.5202 | 0 | 78.5842 | 50.0795 | 33.6029 | 10.4084 | 13.8654 | 0 | 0 | 0 | 0 | 0 | 78.8652
475 | 15.1333 | 0 | -18.4465 | 0 | 0 | 6.6704 | 5.6715 | 13.2371 | 1.2542 | 0 | 58.8335 | 14.3514 | 102.6296 | 0 | 84.183 | 54.0636 | 33.2231 | 8.6944 | 14.0153 | 0 | 0 | 0 | 0 | 0 | 79.6619
476 | 15.1333 | 0 | -13.6825 | 0 | 0 | 6.6704 | 5.6715 | 13.2371 | 1.2542 | 0 | 62.6288 | 14.3514 | 106.4249 | 0 | 92.7424 | 53.6071 | 31.933 | 7.3578 | 12.6001 | 0 | 0 | 0 | 0 | 0 | 79.3633
477 | 15.1333 | 4.441 | -9.4099 | 0 | 0 | 6.6704 | 5.6715 | 0 | 1.2542 | 0 | 66.5532 | 8.2302 | 108.579 | 0 | 99.169 | 51.3853 | 29.4441 | 6.6341 | 11.2241 | 0 | 0 | 0 | 0 | 0 | 71.2371
478 | 15.1333 | 8.0048 | -8.1932 | 0 | 0 | 6.6704 | 4.9707 | 0 | 1.2542 | 0 | 71.477 | 0.0064395 | 108.1419 | 0 | 99.9487 | 48.4521 | 25.2227 | 6.2796 | 19.5128 | 0 | 0 | 0 | 0 | 0 | 63.3612
479 | 15.1333 | 0 | -16.9771 | 0 | 0 | 6.6704 | 0 | 0 | 1.2263 | 0 | 77.2265 | 0.0064395 | 100.888 | 0 | 83.9109 | 45.2111 | 17.5283 | 3.6825 | 17.0076 | 0 | 0 | 0 | 0 | 0 | 40.3343
480 | 15.1333 | 0 | -21.4553 | 1.8688 | 0 | 6.6704 | 0 | 0 | 1.2263 | 0 | 83.2021 | 0.0064395 | 106.8394 | 7.3704 | 76.1449 | 41.52 | 10.0919 | 2.6512 | 15.397 | 0 | 0 | 0 | 0 | 0 | 28.705
481 | 15.1333 | 0 | -21.4553 | 0 | 0.36309 | 6.6704 | 0 | 0 | 1.2263 | 0 | 89.549 | 0.0064395 | 113.5358 | 16.7 | 75.3804 | 37.7829 | 7.0406 | 2.5682 | 29.3822 | 0 | 0 | 0 | 0.36309 | 0.83985 | 27.455
482 | 15.1333 | 0 | -21.4553 | 0 | 0.6834 | 6.6704 | 0 | 0 | 1.2263 | 0 | 96.3432 | 0.0064395 | 120.6503 | 28.3037 | 70.8913 | 37.2193 | 6.1676 | 2.4926 | 26.5398 | 0 | 0 | 0 | 0.6834 | 0.62056 | 27.455
483 | 15.1333 | 0 | -21.4553 | 0 | 0.34411 | 6.6704 | 0 | 0 | 1.2263 | 0 | 103.2308 | 0.0064395 | 127.1987 | 37.3935 | 68.3498 | 36.7298 | 6.0974 | 2.5152 | 24.645 | 0 | 0 | 0 | 0.34411 | 0.20782 | 27.455
484 | 10.9444 | 0 | -21.4553 | 1.9958 | 0 | 6.6704 | 0 | 0 | 1.2263 | 0 | 110.4329 | 0.0064395 | 129.8516 | 37.3935 | 69.007 | 35.8597 | 6.163 | 2.631 | 23.8718 | 0 | 0 | 0 | 0 | 0 | 7
485 | 10.5248 | 0 | -21.4553 | 14.2083 | 0 | 6.6704 | 0 | 0 | 1.2263 | 0 | 117.8542 | 0.0064395 | 136.8484 | 37.3935 | 63.7912 | 34.9904 | 6.531 | 6.3957 | 15.3926 | 0 | 0 | 0 | 0 | 0.89491 | 7
486 | 10.2114 | 0 | -21.4553 | 13.5369 | 0 | 6.6704 | 0 | 0 | 1.2263 | 0 | 124.1196 | 0.0064395 | 142.8046 | 37.3935 | 70.4188 | 34.3558 | 9.6271 | 7.866 | 15.0078 | 0 | 0 | 0 | 0 | 7.7812 | 7
487 | 10.6531 | 0 | -21.4553 | 9.3704 | 0 | 6.6704 | 0 | 0 | 1.2263 | 0 | 130.1764 | 0.0064395 | 149.299 | 37.3935 | 81.0798 | 35.6492 | 21.9372 | 10.9173 | 14.172 | 0 | 0 | 0 | 0 | 14.3446 | 7
488 | 10.8911 | 0 | -21.4553 | 4.8471 | 0 | 6.6704 | 0 | 0 | 1.2263 | 0 | 135.1606 | 0.0064395 | 154.5211 | 37.3935 | 90.8252 | 41.7752 | 31.9539 | 14.0022 | 2.858 | 0 | 0 | 0 | 0 | 18.9324 | 7
489 | 11.8886 | 0 | -21.4553 | 0.33621 | 0 | 6.6704 | 0 | 0 | 1.2263 | 0 | 138.6102 | 0.0064395 | 158.9724 | 37.3935 | 99.7873 | 49.206 | 29.316 | 15.8331 | 5.0298 | 0 | 0 | 0 | 0 | 21.2683 | 7
490 | 10.6531 | 0 | -21.4553 | 3.9273 | 0 | 6.6704 | 0 | 0 | 1.2263 | 0 | 142.4207 | 0.0064395 | 161.5474 | 37.3935 | 98.7712 | 50.9857 | 24.2381 | 15.5752 | 7.5514 | 0 | 0 | 0 | 0 | 21.4165 | 7
491 | 10.4299 | 0 | -21.4553 | 9.6954 | 0 | 6.6704 | 0 | 0 | 1.2263 | 0 | 147.4542 | 0.0064395 | 166.3576 | 37.3935 | 97.8134 | 52.0607 | 21.711 | 14.8911 | 8.7357 | 0 | 0 | 0 | 0 | 23.2744 | 7
492 | 10.6788 | 0 | -21.4553 | 2.6523 | 0 | 6.6704 | 0 | 0 | 1.2263 | 0 | 152.6023 | 0.0064395 | 171.7587 | 37.3935 | 110.2576 | 52.3833 | 20.6356 | 14.5767 | 9.7859 | 0 | 0 | 0 | 0 | 28.0377 | 7
493 | 13.0959 | 0 | -21.4553 | 0.79645 | 0 | 6.6704 | 0 | 0 | 1.2263 | 0 | 155.9404 | 0.0064395 | 177.5139 | 37.3935 | 117.8686 | 52.4248 | 21.287 | 14.1216 | 11.3769 | 0 | 0 | 0 | 0 | 29.2313 | 7
494 | 12.2453 | 0 | -21.4553 | 0.47726 | 0 | 6.6704 | 0 | 0 | 1.2263 | 0 | 156.3602 | 0.0064395 | 177.0802 | 37.3935 | 117.7541 | 52.3963 | 21.9354 | 13.5275 | 11.2771 | 0 | 0 | 0 | 0 | 29.5825 | 7
495 | 15.1333 | 0 | -21.4553 | 0 | 0 | 6.6704 | 0 | 0 | 1.2263 | 0 | 150.1954 | 0.0064395 | 173.8153 | 37.3935 | 114.9665 | 51.8376 | 22.6767 | 12.7364 | 11.4719 | 0 | 0 | 0 | 0 | 29.7929 | 7.2142
496 | 15.1333 | 0 | -21.4553 | 0 | 0 | 6.6704 | 0 | 0 | 1.2263 | 0 | 141.1384 | 0.0064395 | 164.7603 | 37.3935 | 105.9114 | 51.4728 | 25.1018 | 11.9423 | 11.3323 | 0 | 0 | 0 | 0 | 29.7929 | 7.2871
497 | 15.1333 | 0 | -21.4553 | 0 | 0 | 6.6704 | 0 | 0 | 1.2263 | 0 | 133.2143 | 0.0064395 | 156.8381 | 37.3935 | 97.9893 | 51.5981 | 30.8139 | 11.3526 | 11.572 | 0 | 0 | 0 | 0 | 29.7929 | 7.3607
498 | 15.1333 | 0 | -21.4553 | 0 | 0 | 6.6704 | 0 | 0 | 1.2263 | 0 | 129.9286 | 0.0064395 | 153.5524 | 37.3935 | 94.7035 | 54.3448 | 33.9874 | 10.5275 | 11.4996 | 0 | 0 | 0 | 0 | 29.7929 | 7.4351
499 | 15.1333 | 0 | -21.4553 | 0 | 0 | 6.6704 | 0 | 0 | 1.2263 | 0 | 129.9562 | 0.0064395 | 153.58 | 37.3935 | 94.7311 | 56.2658 | 33.6032 | 8.7939 | 10.8811 | 0 | 0 | 0 | 0 | 29.7929 | 7.5102
500 | 15.1333 | 0 | -21.4553 | 0 | 0 | 6.6704 | 0 | 0 | 1.2263 | 0 | 129.7934 | 0.0064395 | 153.4171 | 37.3935 | 94.5683 | 55.9442 | 32.2984 | 7.442 | 9.1071 | 0 | 0 | 0 | 0 | 29.7929 | 7.586
501 | 15.1333 | 0 | -21.4553 | 0 | 0 | 6.6704 | 0 | 0 | 1.2263 | 0 | 127.4815 | 0.0064395 | 151.1053 | 37.3935 | 92.2564 | 54.3116 | 29.781 | 6.71 | 7.7423 | 0 | 0 | 0 | 0 | 29.7929 | 7.6627
502 | 15.1333 | 0 | -21.4553 | 0 | 0 | 6.6704 | 0 | 0 | 1.2263 | 0 | 124.4781 | 0.0064395 | 148.1019 | 37.3935 | 89.253 | 51.2303 | 25.5113 | 6.3515 | 15.3877 | 0 | 0 | 0 | 0 | 29.7929 | 7.7401
503 | 11.0996 | 0 | -21.4553 | 1.7943 | 0 | 6.6704 | 0 | 0 | 1.2263 | 0 | 123.4238 | 0.0064395 | 142.9929 | 37.3935 | 82.3497 | 46.8484 | 17.7288 | 3.7246 | 13.5752 | 0 | 0 | 0 | 0 | 29.7929 | 7
504 | 10.2066 | 0 | -21.4553 | 7.6052 | 0 | 6.6704 | 0 | 0 | 1.2263 | 0 | 125.6885 | 0.0064395 | 144.3292 | 37.3935 | 77.8751 | 42.096 | 10.2073 | 2.6815 | 12.5281 | 0 | 0 | 0 | 0 | 30.6208 | 7
505 | 10.2066 | 0 | -21.4553 | 9.1421 | 0 | 6.6704 | 0 | 0 | 1.2263 | 0 | 124.4943 | 0.0064395 | 143.1704 | 37.3935 | 75.1795 | 37.8209 | 7.0923 | 2.5871 | 26.2578 | 0 | 0 | 0 | 0 | 34.3436 | 7
506 | 10.2066 | 0 | -21.4553 | 6.0182 | 0 | 6.6704 | 0 | 0 | 1.2263 | 0 | 125.7512 | 0.0064395 | 144.4286 | 37.3935 | 79.5616 | 37.4907 | 6.2129 | 2.511 | 24.5987 | 0 | 0 | 0 | 0 | 38.8072 | 7
507 | 10.2066 | 0 | -21.4553 | 7.3149 | 0 | 6.6704 | 0 | 0 | 1.2263 | 0 | 124.686 | 0.0064395 | 143.367 | 37.3935 | 77.2032 | 37.0934 | 6.1423 | 2.5337 | 22.8912 | 0 | 0 | 0 | 0 | 41.6973 | 7
508 | 10.4299 | 0 | -21.4553 | 7.6804 | 0 | 6.6704 | 0 | 0 | 1.2263 | 0 | 123.8236 | 0.0064395 | 142.7278 | 37.3935 | 76.1986 | 36.0796 | 6.2083 | 2.6503 | 22.3251 | 0 | 0 | 0 | 0 | 45.1119 | 7
509 | 10.6678 | 0 | -21.4553 | 8.372 | 0 | 6.6704 | 0 | 0 | 1.2263 | 0 | 123.8449 | 0.0064395 | 142.9871 | 37.3935 | 75.7662 | 35.1857 | 6.5791 | 6.4427 | 14.9358 | 0 | 0 | 0 | 0 | 48.8257 | 7
510 | 15.1333 | 0 | -21.4553 | 0 | 0 | 6.6704 | 0 | 0 | 1.2263 | 0 | 122.6777 | 0.0064395 | 146.2977 | 37.3935 | 87.4488 | 34.2557 | 9.6979 | 7.9239 | 14.69 | 0 | 0 | 0 | 0 | 52.7614 | 7.0707
511 | 15.1333 | 0 | -21.4553 | 0 | 0 | 6.6704 | 0 | 0 | 1.2263 | 0 | 121.3376 | 0.0064395 | 144.9575 | 37.3935 | 86.1087 | 35.5813 | 22.0985 | 10.9976 | 13.7932 | 0 | 0 | 0 | 0 | 52.7614 | 7.1421
512 | 15.1333 | 0 | -21.4553 | 0 | 0 | 6.6704 | 0 | 0 | 1.2263 | 0 | 118.9154 | 0.0064395 | 142.5353 | 37.3935 | 83.6865 | 41.7654 | 32.1889 | 14.1052 | 1.8559 | 0 | 0 | 0 | 0 | 52.7614 | 7.2142
513 | 15.1333 | 0 | -21.4553 | 0 | 0 | 6.6704 | 0 | 0 | 1.2263 | 0 | 119.5817 | 0.0064395 | 143.205 | 37.3935 | 84.3561 | 49.3951 | 29.5316 | 15.9495 | 2.7338 | 0 | 0 | 0 | 0 | 52.7614 | 7.2871
514 | 15.1333 | 0 | -21.4553 | 0 | 0 | 6.6704 | 0 | 0 | 1.2263 | 0 | 122.4325 | 0.0064395 | 146.0564 | 37.3935 | 87.2075 | 51.0316 | 24.4164 | 15.6898 | 4.5263 | 0 | 0 | 0 | 0 | 52.7614 | 7.3607
515 | 15.1333 | 0 | -21.4553 | 0 | 0 | 6.6704 | 0 | 0 | 1.2263 | 0 | 129.691 | 0.0064395 | 153.3148 | 37.3935 | 94.4659 | 51.9107 | 21.8706 | 15.0006 | 7.8852 | 0 | 0 | 0 | 0 | 52.7614 | 7.4351
516 | 13.0946 | 0 | -21.4553 | 0.21473 | 0 | 6.6704 | 0 | 0 | 1.2263 | 0 | 134.873 | 0.0064395 | 156.4369 | 37.3935 | 97.3733 | 52.1531 | 20.7874 | 14.6839 | 9.3108 | 0 | 0 | 0 | 0 | 52.7614 | 7
517 | 10.4299 | 0 | -21.4553 | 2.8115 | 0 | 6.6704 | 0 | 0 | 1.2263 | 0 | 141.5904 | 0.0064395 | 160.4897 | 37.3935 | 98.8294 | 52.1167 | 21.4436 | 14.2255 | 10.6037 | 0 | 0 | 0 | 0 | 52.8627 | 7
518 | 10.4299 | 0 | -21.4553 | 8.6946 | 0 | 6.6704 | 0 | 0 | 1.2263 | 0 | 150.6858 | 0.0064395 | 169.5852 | 37.3935 | 102.0417 | 52.0102 | 22.0968 | 13.6269 | 10.6234 | 0 | 0 | 0 | 0 | 54.1857 | 7
519 | 10.2066 | 0 | -21.4553 | 7.5474 | 0 | 6.6704 | 0 | 0 | 1.2263 | 0 | 153.8685 | 0.0064395 | 172.5446 | 37.3935 | 106.1484 | 51.2732 | 22.8435 | 12.8301 | 11.0591 | 0 | 0 | 0 | 0 | 58.3589 | 7
520 | 10.212 | 0 | -21.4553 | 8.8683 | 0 | 6.6704 | 0 | 0 | 1.2263 | 0 | 156.9891 | 0.0064395 | 175.6706 | 37.3935 | 107.9535 | 50.8958 | 25.2864 | 12.0301 | 11.0759 | 0 | 0 | 0 | 0 | 62.054 | 7
521 | 10.4299 | 0 | -21.4553 | 7.064 | 0 | 6.6704 | 0 | 0 | 1.2263 | 0 | 153.0455 | 0.0064395 | 171.9448 | 37.3935 | 106.032 | 51.0435 | 31.0405 | 11.4361 | 12.0307 | 0 | 0 | 0 | 0 | 66.3584 | 7
522 | 12.3204 | 0 | -21.4553 | 1.1359 | 0 | 6.6704 | 0 | 0 | 1.2263 | 0 | 149.8939 | 0.0064395 | 170.6837 | 37.3935 | 110.699 | 53.7773 | 34.2373 | 10.605 | 11.5979 | 0 | 0 | 0 | 0 | 69.7628 | 7
523 | 12.4699 | 0 | -21.4553 | 0.91645 | 0 | 6.6704 | 0 | 0 | 1.2263 | 0 | 148.9765 | 0.0064395 | 169.9156 | 37.3935 | 110.1503 | 56.5079 | 33.8503 | 8.8586 | 10.4519 | 0 | 0 | 0 | 0 | 70.2792 | 7
524 | 10.8764 | 0 | -21.4553 | 3.2682 | 0 | 6.6704 | 0 | 0 | 1.2263 | 0 | 148.3982 | 0.0064395 | 167.7438 | 37.3935 | 105.6268 | 56.2717 | 32.5359 | 7.4967 | 8.8409 | 0 | 0 | 0 | 0 | 70.6919 | 7
525 | 10.2066 | 0 | -21.4553 | 8.1352 | 0 | 6.6704 | 0 | 0 | 1.2263 | 0 | 147.5139 | 0.0064395 | 166.1911 | 37.3935 | 99.207 | 54.1182 | 30 | 6.7593 | 7.848 | 0 | 0 | 0 | 0 | 72.2406 | 7
526 | 10.4299 | 0 | -21.4553 | 7.2633 | 0 | 6.6704 | 0 | 0 | 1.2263 | 0 | 146.3458 | 0.0064395 | 165.245 | 37.3935 | 99.1329 | 50.899 | 25.6989 | 6.3982 | 15.6553 | 0 | 0 | 0 | 0 | 76.0666 | 7
527 | 10.2066 | 0 | -21.4553 | 10.1233 | 0 | 6.6704 | 0 | 0 | 1.2263 | 0 | 144.9026 | 0.0064395 | 163.5785 | 37.3935 | 94.6064 | 46.8121 | 17.8592 | 3.752 | 13.7535 | 0 | 0 | 0 | 0 | 79.4802 | 7
528 | 10.2964 | 0 | -21.4553 | 11.0347 | 0 | 6.6704 | 0 | 0 | 1.2263 | 0 | 143.0334 | 0.0064395 | 161.8033 | 37.3935 | 91.9197 | 42.4071 | 10.2824 | 2.7012 | 11.8334 | 0 | 0 | 0 | 0 | 84.2774 | 7
529 | 10.4299 | 0 | -21.4553 | 12.5573 | 0 | 6.6704 | 0 | 0 | 1.2263 | 0 | 140.4893 | 0.0064395 | 159.3927 | 37.3935 | 87.9865 | 38.0647 | 6.8238 | 2.4892 | 26.1786 | 0 | 0 | 0 | 0 | 89.5487 | 7
530 | 10.2066 | 0 | -21.4553 | 8.8616 | 0 | 6.6704 | 0 | 0 | 1.2263 | 0 | 137.6989 | 0.0064395 | 156.3791 | 37.3935 | 88.6686 | 38.2389 | 5.9777 | 2.4159 | 24.6862 | 0 | 0 | 0 | 0 | 95.6918 | 7
531 | 15.1333 | 0 | -21.4553 | 0 | 0 | 6.6704 | 0 | 0 | 1.2263 | 0 | 135.5198 | 0.0064395 | 159.1398 | 37.3935 | 100.291 | 37.7212 | 5.9097 | 2.4377 | 23.5245 | 0 | 0 | 0 | 0 | 100 | 7.0707
532 | 15.1333 | 0 | -21.4553 | 0 | 0 | 6.6704 | 0 | 0 | 1.2263 | 0 | 133.499 | 0.0064395 | 157.119 | 37.3935 | 98.2701 | 36.6786 | 5.9733 | 2.55 | 23.2663 | 0 | 0 | 0 | 0 | 100 | 7.1421
533 | 15.1333 | 0 | -21.4553 | 0 | 0 | 6.6704 | 0 | 0 | 1.2263 | 0 | 132.1505 | 0.0064395 | 155.7705 | 37.3935 | 96.9216 | 35.6271 | 6.3299 | 6.1988 | 16.0727 | 0 | 0 | 0 | 0 | 100 | 7.1421
534 | 15.1333 | 0 | -21.4553 | 0 | 0 | 6.6704 | 0 | 0 | 1.2263 | 0 | 131.4574 | 0.0064395 | 155.0788 | 37.3935 | 96.2299 | 34.9245 | 9.3307 | 7.6239 | 16.5842 | 0 | 0 | 0 | 0 | 100 | 7.2871
535 | 15.1333 | 0 | -21.4553 | 0 | 0 | 6.6704 | 0 | 0 | 1.2263 | 0 | 131.3602 | 0.0064395 | 154.984 | 37.3935 | 96.1351 | 36.1185 | 21.2618 | 10.5812 | 17.6008 | 0 | 0 | 0 | 0 | 100 | 7.3607
536 | 15.1333 | 0 | -21.4553 | 0 | 0 | 6.6704 | 0 | 0 | 1.2263 | 0 | 131.3925 | 0.0064395 | 155.0164 | 37.3935 | 96.1675 | 42.3137 | 30.97 | 13.5711 | 7.754 | 0 | 0 | 0 | 0 | 100 | 7.4351
537 | 15.1333 | 0 | -21.4553 | 0 | 0 | 6.6704 | 0 | 0 | 1.2263 | 0 | 131.0572 | 0.0064395 | 154.681 | 37.3935 | 95.8321 | 50.1239 | 28.4134 | 15.3456 | 15.5904 | 0 | 0 | 0 | 0 | 100 | 7.5102
538 | 15.1333 | 0 | -21.4553 | 0 | 0 | 6.6704 | 0 | 0 | 1.2263 | 0 | 131.9009 | 0.0064395 | 155.5247 | 37.3935 | 96.6758 | 52.0217 | 23.4918 | 15.0957 | 18.9882 | 0 | 0 | 0 | 0 | 100 | 7.586
539 | 15.1333 | 0 | -21.4553 | 0 | 0 | 6.6704 | 0 | 0 | 1.2263 | 0 | 134.382 | 0.0064395 | 158.0058 | 37.3935 | 99.1569 | 53.293 | 21.0425 | 14.4326 | 15.0121 | 0 | 0 | 0 | 0 | 100 | 7.6627
540 | 15.1333 | 0 | -21.4553 | 0 | 0 | 6.6704 | 0 | 0 | 1.2263 | 0 | 137.1743 | 0.0064395 | 160.7981 | 37.3935 | 101.9492 | 53.7686 | 20.0002 | 14.1279 | 12.7428 | 0 | 0 | 0 | 0 | 100 | 7.7401
541 | 15.1333 | 0 | -21.4553 | 0 | 0 | 6.6704 | 0 | 0 | 1.2263 | 0 | 139.8849 | 0.0064395 | 163.5086 | 37.3935 | 104.6598 | 53.9195 | 20.6316 | 13.6868 | 12.5965 | 0 | 0 | 0 | 0 | 100 | 7.8182
542 | 15.1333 | 0 | -21.4553 | 0 | 0 | 6.6704 | 0 | 0 | 1.2263 | 0 | 141.854 | 0.0064395 | 165.4777 | 37.3935 | 106.6289 | 53.8546 | 21.2601 | 13.111 | 13.1748 | 0 | 0 | 0 | 0 | 100 | 7.8972
543 | 15.1333 | 0 | -21.4553 | 0 | 0 | 6.6704 | 0 | 0 | 1.2263 | 0 | 141.7641 | 0.0064395 | 165.388 | 37.3935 | 106.5391 | 53.1312 | 21.9785 | 12.3443 | 11.7767 | 0 | 0 | 0 | 0 | 100 | 7.977
544 | 15.1333 | 0 | -21.4553 | 0 | 0 | 6.6704 | 0 | 0 | 1.2263 | 0 | 140.5914 | 0.0064395 | 164.2151 | 37.3935 | 105.3663 | 52.7927 | 24.3289 | 11.5746 | 11.7295 | 0 | 0 | 0 | 0 | 100 | 8.0576
545 | 15.1333 | 0 | -21.4553 | 0 | 0 | 6.6704 | 0 | 0 | 1.2263 | 0 | 138.7173 | 0.0064395 | 162.3411 | 37.3935 | 103.4923 | 52.879 | 29.8652 | 11.0031 | 11.6623 | 0 | 0 | 0 | 0 | 100 | 8.1389
546 | 15.1333 | 0 | -21.4553 | 0 | 0 | 6.6704 | 0 | 0 | 1.2263 | 0 | 137.3017 | 0.0064395 | 160.9255 | 37.3935 | 102.0766 | 56.3406 | 32.9409 | 10.2034 | 13.0319 | 0 | 0 | 0 | 0 | 100 | 8.2212
547 | 15.1333 | 0 | -21.4553 | 0 | 0 | 6.6704 | 0 | 0 | 1.2263 | 0 | 137.5371 | 0.0064395 | 161.1609 | 37.3935 | 102.312 | 59.7963 | 32.5686 | 8.5232 | 14.6514 | 0 | 0 | 0 | 0 | 100 | 8.3042
548 | 15.1333 | 0 | -21.4553 | 0 | 0 | 6.6704 | 0 | 0 | 1.2263 | 0 | 137.8929 | 0.0064395 | 161.5166 | 37.3935 | 102.6678 | 58.6377 | 31.304 | 7.2128 | 13.8545 | 0 | 0 | 0 | 0 | 100 | 8.3881
549 | 15.1333 | 0 | -21.4553 | 0 | 0 | 6.6704 | 0 | 0 | 1.2263 | 0 | 136.9919 | 0.0064395 | 160.6156 | 37.3935 | 101.7668 | 56.2543 | 28.8641 | 6.5034 | 11.7753 | 0 | 0 | 0 | 0 | 100 | 8.4728
550 | 15.1333 | 0 | -21.4553 | 0 | 0 | 6.6704 | 0 | 0 | 1.2263 | 0 | 135.7256 | 0.0064395 | 159.3494 | 37.3935 | 100.5005 | 53.1197 | 24.7259 | 6.1559 | 19.1377 | 0 | 0 | 0 | 0 | 100 | 8.5584
551 | 15.1333 | 0 | -21.4553 | 0 | 0 | 6.6704 | 0 | 0 | 1.2263 | 0 | 134.1773 | 0.0064395 | 157.8011 | 37.3935 | 98.9522 | 48.4512 | 17.183 | 3.6099 | 16.8064 | 0 | 0 | 0 | 0 | 100 | 8.6448
552 | 15.1333 | 0 | -21.4553 | 0 | 0 | 6.6704 | 0 | 0 | 1.2263 | 0 | 132.3071 | 0.0064395 | 155.9308 | 37.3935 | 97.082 | 43.9939 | 9.8931 | 2.5989 | 15.0949 | 0 | 0 | 0 | 0 | 100 | 8.7322
553 | 15.1333 | 0 | -21.4553 | 0 | 0 | 6.6704 | 0 | 0 | 1.2263 | 0 | 130.1068 | 0.0064395 | 153.7306 | 37.3935 | 94.8817 | 39.7496 | 6.9614 | 2.5394 | 30.0781 | 0 | 0 | 0 | 0 | 100 | 8.8204
554 | 15.1333 | 0 | -21.4553 | 0 | 0 | 6.6704 | 0 | 0 | 1.2263 | 0 | 128.011 | 0.0064395 | 151.6349 | 37.3935 | 92.786 | 38.7092 | 6.0983 | 2.4646 | 27.926 | 0 | 0 | 0 | 0 | 100 | 8.9095
555 | 15.1333 | 0 | -21.4553 | 0 | 0 | 6.6704 | 0 | 0 | 1.2263 | 0 | 125.843 | 0.0064395 | 149.4667 | 37.3935 | 90.6179 | 38.1916 | 6.0289 | 2.4869 | 26.3852 | 0 | 0 | 0 | 0 | 100 | 8.9995
556 | 15.1333 | 0 | -21.4553 | 0 | 0 | 6.6704 | 0 | 0 | 1.2263 | 0 | 123.8589 | 0.0064395 | 147.4827 | 37.3935 | 88.6338 | 37.1646 | 6.0937 | 2.6014 | 25.9136 | 0 | 0 | 0 | 0 | 100 | 9.0904
557 | 15.1333 | 0 | -21.4553 | 0 | 0 | 6.6704 | 0 | 0 | 1.2263 | 0 | 122.4085 | 0.0064395 | 146.0324 | 37.3935 | 87.1835 | 36.2753 | 6.4576 | 6.3238 | 17.1666 | 0 | 0 | 0 | 0 | 100 | 9.1822
558 | 15.1333 | 0 | -21.4553 | 0 | 0 | 6.6704 | 0 | 0 | 1.2263 | 0 | 121.595 | 0.0064395 | 145.2188 | 37.3935 | 86.3699 | 35.574 | 9.5189 | 7.7776 | 17.2884 | 0 | 0 | 0 | 0 | 100 | 9.2749
559 | 15.1333 | 0 | -21.4553 | 0 | 0 | 6.6704 | 0 | 0 | 1.2263 | 0 | 121.2782 | 0.0064395 | 144.9019 | 37.3935 | 86.0531 | 36.8116 | 21.6906 | 10.7946 | 17.9855 | 0 | 0 | 0 | 0 | 100 | 26.9087
560 | 15.1333 | 0 | -21.4553 | 0 | 0 | 6.6704 | 0 | 0 | 1.2263 | 0 | 120.1522 | 0.0064395 | 143.776 | 37.3935 | 84.9271 | 43.0571 | 31.5947 | 13.8448 | 8.2346 | 0 | 0 | 0 | 0 | 100 | 27.1805
561 | 15.1333 | 0 | -21.4553 | 0 | 0 | 6.6704 | 0 | 0 | 1.2263 | 0 | 114.9107 | 0.0064395 | 138.5345 | 22.7229 | 94.3562 | 50.5851 | 28.9865 | 15.6551 | 15.7362 | 0 | 0 | 0 | 0 | 100 | 27.455
562 | 15.1333 | 0 | -21.4553 | 0 | 0 | 6.6704 | 0 | 0 | 1.2263 | 0 | 109.7866 | 0.0064395 | 133.4103 | 1.4958 | 110.4592 | 52.6072 | 23.9657 | 15.4002 | 18.1246 | 0 | 0 | 0 | 0 | 100 | 27.7324
563 | 15.1333 | 0 | -21.4553 | 0 | 0 | 6.6704 | 0 | 0 | 1.2263 | 0 | 108.0831 | 0.0064395 | 131.7069 | 1.4958 | 108.7557 | 53.7376 | 21.4669 | 14.7237 | 13.5586 | 0 | 0 | 0 | 0 | 100 | 28.0125
564 | 15.1333 | 0 | -21.4553 | 0 | 0 | 6.6704 | 0 | 0 | 1.2263 | 0 | 108.7677 | 0.0064395 | 132.3915 | 1.4958 | 109.4403 | 54.0061 | 20.4037 | 14.4128 | 11.3913 | 0 | 0 | 0 | 0 | 100 | 28.2954
565 | 15.1333 | 0 | -21.4553 | 0 | 0 | 6.6704 | 0 | 0 | 1.2263 | 0 | 111.42 | 0.0064395 | 135.0437 | 1.4958 | 112.0926 | 54.2968 | 21.0477 | 13.9629 | 12.074 | 0 | 0 | 0 | 0 | 100 | 28.5813
566 | 15.1333 | 0 | -21.4553 | 0 | 0 | 6.6704 | 0 | 0 | 1.2263 | 0 | 114.1658 | 0.0064395 | 137.7998 | 1.4958 | 114.8487 | 54.2082 | 21.6889 | 13.3754 | 12.6359 | 0 | 0 | 0 | 0 | 100 | 28.8699
567 | 15.1333 | 0 | -21.4553 | 0 | 0 | 6.6704 | 0 | 0 | 1.2263 | 0 | 110.4716 | 0.0064395 | 134.1089 | 1.4567 | 111.1968 | 53.3756 | 22.4218 | 12.5933 | 11.8805 | 0 | 0 | 0 | 0 | 100 | 29.1616
568 | 15.1333 | 0 | -19.8856 | 0 | 0 | 6.6704 | 0 | 0 | 1.2263 | 0 | 101.1996 | 0.0064395 | 124.8423 | 1.4567 | 103.5 | 52.9166 | 24.8196 | 11.8081 | 11.5482 | 0 | 0 | 0 | 0 | 100 | 36.2037
569 | 15.1333 | 0 | -3.0088 | 0 | 0 | 6.6704 | 0 | 0 | 1.2263 | 0 | 89.6014 | 0.0064395 | 113.263 | 1.4567 | 108.7975 | 52.8448 | 30.4676 | 11.225 | 12.7534 | 0 | 0 | 0 | 0 | 100 | 38.0091
570 | 15.1333 | 0 | -3.0088 | 0 | 0 | 6.6704 | 0 | 0 | 1.2263 | 0 | 77.9655 | 0.0064395 | 101.6271 | 1.4567 | 97.1615 | 56.0778 | 33.6054 | 10.4092 | 13.2916 | 0 | 0 | 0 | 0 | 100 | 38.393
571 | 15.1333 | 4.2827 | -3.0088 | 0 | 0 | 6.6704 | 0 | 0 | 1.2263 | 0 | 70.4912 | 0.0064395 | 98.4354 | 1.4567 | 93.9699 | 58.1034 | 33.2255 | 8.6951 | 14.9134 | 0 | 0 | 0 | 0 | 100 | 38.7808
572 | 15.1333 | 11.88 | -3.0088 | 0 | 0 | 6.6704 | 0 | 0 | 1.2263 | 0 | 65.4198 | 0.0064395 | 100.9614 | 1.4567 | 96.4959 | 56.595 | 31.9354 | 7.3583 | 14.3592 | 0 | 0 | 0 | 0 | 100 | 39.1725
573 | 15.1333 | 14.652 | -3.0088 | 0 | 0 | 6.6704 | 0 | 0 | 1.2263 | 0 | 61.9629 | 0.0064395 | 100.2764 | 1.4567 | 95.8109 | 53.5949 | 29.4462 | 6.6346 | 12.2438 | 0 | 0 | 0 | 0 | 100 | 39.5682
574 | 15.1333 | 14.652 | -3.0088 | 0 | 0 | 6.6704 | 0 | 0 | 1.2263 | 0 | 59.2853 | 0.0064395 | 97.5989 | 0.95782 | 93.6322 | 50.1914 | 25.2246 | 6.2801 | 20.404 | 0 | 0 | 0 | 0 | 100 | 39.9679
575 | 15.1333 | 17.1743 | -3.0088 | 0 | 0 | 6.6704 | 0 | 0 | 1.2263 | 0 | 57.1602 | 0.0064395 | 97.9961 | 0.95782 | 94.0295 | 46.1618 | 17.5296 | 3.6828 | 17.8975 | 0 | 0 | 0 | 0 | 100 | 40.3716
576 | 15.1333 | 17.82 | -3.0088 | 0 | 0 | 6.6704 | 0 | 0 | 1.2263 | 0 | 54.8029 | 0.0064395 | 96.2844 | 0.95782 | 92.3178 | 42.3223 | 10.0926 | 2.6513 | 15.8566 | 0 | 0 | 0 | 0 | 100 | 40.7794
577 | 15.1333 | 17.82 | -3.0088 | 0 | 0 | 6.6704 | 0 | 0 | 1.2263 | 0 | 52.3255 | 0.0064395 | 93.8071 | 0.95782 | 89.8404 | 38.9923 | 7.2603 | 2.6484 | 31.4814 | 0 | 0 | 0 | 0 | 100 | 41.1913
578 | 15.1333 | 17.82 | -3.0088 | 0 | 0 | 6.6704 | 0 | 0 | 1.2263 | 0 | 49.6527 | 0.0064395 | 91.1343 | 0.38 | 87.7455 | 38.3844 | 6.3601 | 2.5704 | 28.8736 | 0 | 0 | 0 | 0 | 100 | 41.6074
579 | 15.1333 | 17.82 | -3.0088 | 0 | 0 | 6.6704 | 0 | 0 | 1.2263 | 0 | 47.1954 | 0.0064395 | 88.677 | 0 | 85.6682 | 38.1037 | 6.2877 | 2.5937 | 27.1089 | 0 | 0 | 0 | 0 | 100 | 42.0277
580 | 15.1333 | 17.82 | -3.0088 | 0 | 0 | 6.6704 | 0 | 0 | 1.2263 | 0 | 44.6645 | 0.0064395 | 86.1461 | 0 | 83.1373 | 37.1354 | 6.3553 | 2.7131 | 26.5601 | 0 | 0 | 0 | 0 | 100 | 42.4522
581 | 15.1333 | 17.82 | -3.0088 | 0 | 0 | 6.6704 | 0 | 0 | 1.2263 | 0 | 41.8402 | 0.0064395 | 83.3218 | 0 | 80.313 | 36.0625 | 6.7349 | 6.5953 | 17.6264 | 0 | 0 | 0 | 0 | 100 | 42.881
582 | 15.1333 | 17.82 | -3.0088 | 0 | 0 | 6.6704 | 0 | 0 | 1.2263 | 0 | 38.7971 | 0.0064395 | 80.2786 | 0 | 77.2698 | 35.3001 | 9.9275 | 8.1115 | 17.6309 | 0 | 0 | 0 | 0 | 100 | 43.3141
583 | 15.1333 | 17.82 | -3.0088 | 0 | 1.7306 | 6.6704 | 5.6715 | 0 | 1.2542 | 0 | 35.3687 | 0.0064395 | 84.3703 | 0 | 81.3615 | 36.6879 | 22.6218 | 11.258 | 18.1448 | 0 | 0 | 0 | 1.7306 | 100 | 67.8287
584 | 15.1333 | 17.82 | -3.0088 | 0 | 1.7306 | 6.6704 | 5.6715 | 0 | 1.2542 | 0 | 31.3363 | 12.1444 | 92.4759 | 0 | 89.4671 | 42.81 | 32.9511 | 14.4392 | 7.5414 | 0 | 0 | 0 | 1.7306 | 98.9548 | 68.5139
585 | 15.1333 | 17.82 | -3.0088 | 0 | 1.9091 | 6.6704 | 5.6715 | 0 | 1.2542 | 0 | 27.238 | 12.1444 | 88.5561 | 0 | 85.5473 | 51.0291 | 30.2309 | 16.3272 | 15.1506 | 0 | 0 | 0 | 1.9091 | 97.9096 | 69.2059
586 | 15.1333 | 17.82 | -3.0088 | 0 | 2.3417 | 6.6704 | 5.6715 | 4.197 | 1.2542 | 0 | 24.7278 | 12.1444 | 86.4786 | 0 | 83.4698 | 53.5959 | 24.9945 | 16.0613 | 17.9171 | 2.1e-08 | 0 | 0 | 2.3417 | 96.7566 | 74.9999
587 | 15.1333 | 17.82 | -3.0088 | 0 | 1.9291 | 6.6704 | 5.6715 | 0.64438 | 1.2542 | 0 | 24.499 | 12.1444 | 85.8371 | 0 | 82.8283 | 54.1562 | 22.3885 | 15.3558 | 14.4764 | 4.7e-08 | 0 | 0 | 1.9291 | 95.3424 | 74.9998
588 | 15.1333 | 17.82 | -3.0088 | 0 | 1.9091 | 6.6704 | 5.6715 | 0 | 1.2542 | 0 | 25.9145 | 12.1444 | 87.2326 | 0 | 84.2237 | 53.089 | 21.2796 | 15.0316 | 11.9687 | 0 | 0 | 0 | 1.9091 | 94.1773 | 71.3243
589 | 15.1333 | 17.82 | -3.0088 | 0 | 1.9091 | 6.6704 | 5.6715 | 0 | 1.2542 | 0 | 27.9701 | 12.1444 | 89.2882 | 0 | 86.2794 | 52.2819 | 21.9514 | 14.5623 | 12.4626 | 0 | 0 | 0 | 1.9091 | 93.0243 | 72.0448
590 | 15.1333 | 17.82 | -3.0088 | 0 | 1.9091 | 6.6704 | 5.6715 | 0 | 1.2542 | 0 | 29.7349 | 12.1444 | 91.053 | 0 | 88.0442 | 51.6649 | 22.62 | 13.9496 | 12.7568 | 0 | 0 | 0 | 1.9091 | 91.8713 | 72.7725
591 | 15.1333 | 17.82 | -3.0088 | 0 | 1.9091 | 6.6704 | 5.6715 | 0 | 1.2542 | 0 | 28.8501 | 12.1444 | 90.1682 | 0 | 87.1594 | 51.2728 | 23.3844 | 13.1339 | 12.0453 | 0 | 0 | 0 | 1.9091 | 90.7183 | 73.5076
592 | 15.1333 | 15.5205 | -3.0088 | 0 | 1.9091 | 6.6704 | 5.6715 | 0 | 1.2542 | 0 | 26.0327 | 12.1444 | 85.0513 | 0 | 82.0425 | 51.2844 | 25.8852 | 12.315 | 12.1554 | 0 | 0 | 0 | 1.9091 | 89.5653 | 74.2501
593 | 15.1333 | 7.1501 | -6.938 | 0 | 12.7986 | 6.6704 | 5.6715 | 9.6268 | 1.2542 | 9.5147 | 22.9394 | 12.1444 | 93.9918 | 0 | 77.5391 | 51.3234 | 31.7756 | 11.7069 | 12.622 | 3.2685 | 4 | 1.4502 | 4.0799 | 88.4123 | 75.0001
594 | 15.1333 | 6.732 | -14.5438 | 0 | 35.8511 | 6.6704 | 5.6715 | 10.3483 | 1.2542 | 12.1238 | 21.5825 | 12.1444 | 117.8784 | 0 | 91.2108 | 53.5052 | 35.0481 | 10.8561 | 13.792 | 22.4134 | 6.0033 | 3.3545 | 4.0799 | 80.6827 | 75.0001
595 | 15.1333 | 6.732 | -14.5438 | 0 | 32.5325 | 6.6704 | 5.6715 | 9.0421 | 1.2542 | 17.1538 | 24.4333 | 12.1444 | 122.4406 | 0 | 90.743 | 56.8749 | 34.6519 | 9.0684 | 15.8622 | 18.4946 | 6.0033 | 3.9547 | 4.0799 | 59.0306 | 75.0001
596 | 15.1333 | 6.732 | -14.5438 | 0 | 20.2893 | 6.6704 | 5.6715 | 9.5486 | 1.2542 | 20.6909 | 28.6112 | 12.1444 | 117.9123 | 0 | 82.6776 | 56.3345 | 33.3064 | 7.6742 | 15.1205 | 7.2514 | 6.0033 | 2.9547 | 4.0799 | 39.3828 | 75.0001
597 | 15.1333 | 6.732 | -13.7744 | 0 | 8.7257 | 6.6704 | 5.6715 | 11.06 | 1.2542 | 19.9272 | 30.1798 | 12.1444 | 107.1537 | 0 | 73.4521 | 53.5181 | 30.7104 | 6.9194 | 12.81 | 0.79555 | 2.501 | 1.3492 | 4.0799 | 27.1292 | 75.0001
598 | 15.1333 | 6.732 | -12.9622 | 0 | 8.5764 | 6.6704 | 5.6715 | 6.0558 | 1.2542 | 24.309 | 30.5989 | 12.1444 | 111.8053 | 0 | 74.5341 | 50.3013 | 26.3075 | 6.5497 | 21.2588 | 0.4446 | 3.0018 | 1.0501 | 4.0799 | 21.8593 | 75.0001
599 | 15.1333 | 6.732 | -12.2329 | 0 | 10.5345 | 6.6704 | 5.6715 | 8.8867 | 1.2542 | 0.47729 | 31.8357 | 12.1444 | 91.1986 | 0 | 78.4883 | 46.4778 | 18.2821 | 3.8409 | 18.7789 | 1.9493 | 2.5005 | 2.0048 | 4.0799 | 16.6797 | 75.0001
600 | 15.1333 | 6.8841 | -11.202 | 0 | 1.7306 | 6.6704 | 5.6715 | 0 | 1.2542 | 0 | 34.9591 | 11.9863 | 85.0047 | 0 | 73.8027 | 42.6735 | 10.5259 | 2.7652 | 16.5871 | 0 | 0 | 0 | 1.7306 | 10.3174 | 67.904
601 | 15.1333 | 6.8452 | -11.202 | 0 | 1.8881 | 6.6704 | 5.6715 | 0 | 1.2542 | 0 | 40.0907 | 11.9863 | 90.2549 | 0 | 79.0529 | 39.3894 | 6.6337 | 2.4198 | 31.694 | 0 | 0 | 0 | 1.8881 | 9.2722 | 68.5899
602 | 15.1333 | 7.6291 | -11.202 | 0 | 1.7306 | 6.6704 | 5.6715 | 0 | 1.2542 | 0 | 46.7621 | 1.2409 | 86.8073 | 0 | 75.6053 | 38.6791 | 5.8112 | 2.3486 | 29.0554 | 0 | 0 | 0 | 1.7306 | 8.1319 | 68.2469
603 | 15.1333 | 7.9408 | -11.202 | 0 | 0.272 | 6.6704 | 0 | 0 | 1.24 | 0 | 52.9031 | 0.0064395 | 84.8812 | 0 | 73.6792 | 37.5643 | 5.7451 | 2.3698 | 27.5185 | 0 | 0 | 0 | 0.272 | 7.0867 | 51.5569
604 | 15.1333 | 6.732 | -11.2175 | 6.2371 | 0 | 6.6704 | 0 | 0 | 1.2263 | 0 | 59.0249 | 0.0064395 | 89.4184 | 0 | 71.9639 | 36.2338 | 5.8069 | 2.479 | 26.9628 | 0 | 0 | 0 | 0 | 6.9224 | 41.8551
605 | 15.1333 | 6.732 | -11.202 | 10.1072 | 0 | 6.6704 | 0 | 0 | 1.2263 | 0 | 65.3511 | 0.0064395 | 95.7446 | 0.38 | 74.0555 | 35.1242 | 6.1536 | 6.0261 | 17.9647 | 0 | 0 | 0 | 0 | 10.1242 | 41.8551
606 | 15.1333 | 6.732 | -11.202 | 7.3761 | 0 | 6.6704 | 0 | 0 | 1.2263 | 0 | 72.2524 | 0.0064395 | 102.646 | 0.38 | 83.6879 | 33.6929 | 9.0708 | 7.4115 | 18.1854 | 0 | 0 | 0 | 0 | 15.3128 | 41.8551
607 | 15.1333 | 6.732 | -11.202 | 0 | 0 | 6.6704 | 0 | 0 | 1.2263 | 0 | 80.2909 | 0.0064395 | 110.6844 | 0 | 99.4824 | 33.3591 | 20.6696 | 10.2865 | 19.9237 | 0 | 0 | 0 | 0 | 19.101 | 42.0743
608 | 15.1333 | 6.732 | -6.8528 | 8.4973 | 0 | 6.6704 | 0 | 0 | 1.2263 | 0 | 86.3827 | 0.0064395 | 116.7762 | 0.38 | 101.0461 | 34.4854 | 30.1075 | 13.1931 | 10.1336 | 0 | 0 | 0 | 0 | 19.101 | 41.8551
609 | 15.1333 | 11.6445 | -5.8665 | 6.6141 | 0 | 6.6704 | 0 | 0 | 1.2263 | 0 | 86.3303 | 0.0064395 | 121.6364 | 0.22206 | 108.9336 | 36.0422 | 27.622 | 14.9182 | 17.3406 | 0 | 0 | 0 | 0 | 23.4648 | 41.8551
610 | 15.1333 | 15.048 | -5.8665 | 5.1068 | 0 | 6.6704 | 0 | 0 | 1.2263 | 0 | 84.5372 | 0.0064395 | 123.2468 | 0 | 112.2735 | 39.158 | 22.8376 | 14.6753 | 18.7877 | 0 | 0 | 0 | 0 | 26.8602 | 41.8551
611 | 15.1333 | 15.048 | -5.8665 | 4.9023 | 0 | 6.6704 | 0 | 0 | 1.2263 | 0 | 84.1342 | 0.0064395 | 122.8438 | 0.16276 | 111.9122 | 44.1434 | 20.4564 | 14.0306 | 14.2871 | 0 | 0 | 0 | 0 | 29.4818 | 41.8551
612 | 15.1333 | 14.0549 | -5.8665 | 0.10101 | 0 | 6.6704 | 0 | 0 | 1.2263 | 0 | 82.3482 | 0.0064395 | 120.0646 | 0 | 114.0971 | 48.3494 | 19.4432 | 13.7344 | 12.6708 | 0 | 0 | 0 | 0 | 32.0001 | 41.8551
613 | 15.1333 | 13.3877 | -5.8665 | 0 | 0 | 6.6704 | 0 | 0 | 1.2263 | 0 | 80.6746 | 0.0064395 | 117.7255 | 0 | 111.859 | 50.6731 | 20.057 | 13.3056 | 12.8857 | 0 | 0 | 0 | 0 | 32.0519 | 44.6895
614 | 15.1333 | 12.672 | -6.7977 | 0 | 0 | 6.6704 | 0 | 0 | 1.2263 | 0 | 78.0283 | 0.0064395 | 114.4299 | 0 | 107.6322 | 51.5254 | 20.6679 | 12.7458 | 14.0103 | 0 | 0 | 0 | 0 | 32.0519 | 45.1409
615 | 15.1333 | 12.672 | -6.5135 | 0 | 0 | 6.6704 | 0 | 0 | 1.2263 | 0 | 72.3729 | 0.0064395 | 108.7745 | 0 | 102.261 | 50.6266 | 21.3664 | 12.0005 | 12.6801 | 0 | 0 | 0 | 0 | 32.0519 | 45.5969
616 | 15.1333 | 12.672 | -3.6534 | 0 | 0 | 6.6704 | 0 | 0 | 1.2263 | 0 | 65.8652 | 0.0064395 | 102.2668 | 0 | 98.6134 | 49.6282 | 23.6513 | 11.2522 | 12.2353 | 0 | 0 | 0 | 0 | 32.0519 | 46.0575
617 | 15.1333 | 17.82 | -3.0088 | 0 | 0 | 6.6704 | 0 | 0 | 1.2263 | 0 | 59.4841 | 0.0064395 | 101.0338 | 0 | 98.025 | 49.3549 | 29.0334 | 10.6966 | 13.3549 | 0 | 0 | 0 | 0 | 32.0519 | 46.5227
618 | 15.1333 | 17.4407 | -3.0088 | 0 | 0 | 6.6704 | 0 | 0 | 1.2263 | 0 | 54.3646 | 0.0064395 | 95.5349 | 0 | 92.5261 | 51.3499 | 32.0235 | 9.9192 | 14.3696 | 0 | 0 | 0 | 0 | 32.0519 | 46.9926
619 | 15.1333 | 17.82 | -3.0088 | 0 | 0 | 6.6704 | 0 | 0 | 1.2263 | 0 | 52.314 | 0.0064395 | 93.8647 | 0 | 90.8559 | 55.4659 | 31.6615 | 8.2858 | 16.4283 | 0 | 0 | 0 | 0 | 32.0519 | 47.4673
620 | 15.1333 | 17.82 | -3.0088 | 0 | 0 | 6.6704 | 0 | 0 | 1.2263 | 0 | 49.9312 | 0.0064395 | 91.5029 | 0 | 88.4941 | 54.4898 | 30.4321 | 7.0119 | 15.6976 | 0 | 0 | 0 | 0 | 32.0519 | 47.9468
621 | 15.1333 | 17.82 | -3.0088 | 0 | 0 | 6.6704 | 0 | 0 | 1.2263 | 0 | 44.3537 | 0.0064395 | 85.9254 | 0 | 82.9166 | 52.186 | 28.0602 | 6.3223 | 13.1989 | 0 | 0 | 0 | 0 | 32.0519 | 48.4311
622 | 15.1333 | 17.82 | -3.0088 | 0 | 8.3854 | 6.6704 | 0 | 0 | 1.2263 | 0 | 37.3709 | 0.0064395 | 87.3279 | 0 | 84.3191 | 49.3863 | 24.0372 | 5.9845 | 23.08 | 7.9757 | 0 | 0.1497 | 0.26 | 32.0519 | 50.4177
623 | 15.1333 | 17.82 | -3.0088 | 0 | 4.1094 | 6.6704 | 0 | 0 | 1.2263 | 0 | 31.2499 | 0.0064395 | 76.9309 | 0 | 73.9221 | 45.9618 | 16.7044 | 3.5094 | 19.986 | 3.6877 | 0 | 0.1497 | 0.272 | 26.9876 | 50.4177
624 | 15.1333 | 17.82 | -3.0088 | 0 | 0 | 6.6704 | 0 | 0 | 1.2263 | 0 | 26.9001 | 0.0064395 | 68.4718 | 0 | 65.463 | 42.1543 | 9.6175 | 2.5265 | 17.4761 | 0 | 0 | 0 | 0 | 24.5058 | 49.9136
625 | 15.1333 | 17.82 | -3.0088 | 0 | 13.0658 | 6.6704 | 0 | 0 | 1.2263 | 0 | 24.6449 | 0.0064395 | 79.2823 | 0 | 76.2735 | 38.3221 | 5.467 | 1.9942 | 31.2758 | 12.6441 | 0 | 0.1497 | 0.272 | 24.5058 | 50.4177
626 | 15.1333 | 17.82 | -3.0088 | 0 | 8.4995 | 6.6704 | 0 | 0 | 1.2263 | 0 | 23.9817 | 0.0064395 | 74.0529 | 0 | 71.0441 | 36.0172 | 4.7891 | 1.9355 | 28.5913 | 8.0778 | 0 | 0.1497 | 0.272 | 16.6148 | 50.4177
627 | 15.1333 | 17.82 | -3.0088 | 0 | 6.2087 | 6.6704 | 0 | 0 | 1.2263 | 0 | 23.1844 | 0.0064395 | 70.9647 | 0 | 67.9559 | 35.148 | 4.7346 | 1.953 | 26.8913 | 5.807 | 0 | 0.1497 | 0.252 | 11.4815 | 50.4177
628 | 15.1333 | 16.4953 | -1.6976 | 0 | 2.6682 | 6.6704 | 0 | 0 | 1.2263 | 0 | 24.3341 | 0.0064395 | 67.2493 | 0 | 65.5517 | 33.9281 | 4.7856 | 2.043 | 26.2367 | 2.6183 | 0 | 0.0499 | 0 | 7.7319 | 50.4177
629 | 15.1333 | 13.4264 | -1.9696 | 0 | 0 | 6.6704 | 0 | 0 | 1.2263 | 0 | 27.6357 | 0.0064395 | 64.7237 | 0 | 62.754 | 32.9802 | 5.0713 | 4.9662 | 16.5274 | 0 | 0 | 0 | 0 | 6.1204 | 42.1427
630 | 15.1333 | 12.672 | -3.3092 | 0 | 0 | 6.6704 | 0 | 0 | 1.2263 | 0 | 33.4255 | 0.0064395 | 69.759 | 0 | 66.4499 | 31.9753 | 7.4754 | 6.108 | 16.7453 | 0 | 0 | 0 | 0 | 6.1204 | 42.5684
631 | 15.1333 | 13.4172 | -5.2914 | 0 | 0 | 6.6704 | 0 | 0 | 1.2263 | 0 | 41.0934 | 0.0064395 | 78.1722 | 0 | 72.8808 | 32.1325 | 17.0342 | 8.4773 | 18.5626 | 0 | 0 | 0 | 0 | 6.1204 | 42.9984
632 | 15.1333 | 8.8033 | -5.2914 | 0 | 0 | 6.6704 | 0 | 0 | 1.2263 | 0 | 49.9734 | 0.0064395 | 82.4383 | 0 | 77.1469 | 34.606 | 24.8122 | 10.8727 | 9.8402 | 0 | 0 | 0 | 0 | 6.1204 | 43.4327
633 | 15.1333 | 4.0466 | -5.4887 | 0 | 0 | 6.6704 | 0 | 0 | 1.2263 | 0 | 58.4858 | 0.0064395 | 86.1939 | 0 | 80.7053 | 37.4204 | 22.7638 | 12.2944 | 17.7914 | 0 | 0 | 0 | 0 | 6.1204 | 43.8714
634 | 15.1333 | 3.7373 | -5.394 | 0 | 0 | 6.6704 | 0 | 0 | 1.2263 | 0 | 68.5807 | 0.0064395 | 95.9796 | 0 | 90.5855 | 40.7346 | 18.8209 | 12.0942 | 19.0661 | 0 | 0 | 0 | 0 | 6.1204 | 43.3928
635 | 15.1333 | 0 | -17.0092 | 0 | 0 | 6.6704 | 0 | 0 | 1.2263 | 0 | 82.8521 | 0.0064395 | 106.5136 | 1.4567 | 88.0477 | 44.7248 | 16.8585 | 11.5629 | 14.42 | 0 | 0 | 0 | 0 | 6.1204 | 36.7933
636 | 15.1333 | 0 | -21.4553 | 4.9128 | 0 | 6.6704 | 0 | 0 | 1.2263 | 0 | 98.9404 | 0.0064395 | 122.5642 | 8.5668 | 87.6292 | 46.9874 | 16.0235 | 11.3188 | 12.6984 | 0 | 0 | 0 | 0 | 6.1204 | 27.455
637 | 15.1333 | 0 | -21.4553 | 4.9451 | 0 | 6.6704 | 0 | 0 | 1.2263 | 0 | 115.4855 | 0.0064395 | 139.1092 | 23.6839 | 89.0249 | 47.9692 | 16.5294 | 10.9654 | 13.1991 | 0 | 0 | 0 | 0 | 8.5372 | 27.455
638 | 15.1333 | 0 | -21.4553 | 3.3354 | 0 | 6.6704 | 0 | 0 | 1.2263 | 0 | 129.0898 | 0.0064395 | 152.7136 | 37.3935 | 90.5294 | 48.3238 | 17.0329 | 10.5041 | 14.1871 | 0 | 0 | 0 | 0 | 10.9796 | 27.455
639 | 15.1333 | 0 | -21.4553 | 11.0986 | 0 | 6.6704 | 0 | 0 | 1.2263 | 0 | 136.9818 | 0.0064395 | 160.6055 | 37.3935 | 90.658 | 47.7049 | 17.6085 | 9.8898 | 13.4863 | 0 | 0 | 0 | 0 | 12.6057 | 27.455
640 | 15.1333 | 0 | -21.4553 | 13.673 | 0 | 6.6704 | 0 | 0 | 1.2263 | 0 | 140.6176 | 0.0064395 | 164.2414 | 37.3935 | 91.7195 | 47.3858 | 19.4915 | 9.2732 | 12.9218 | 0 | 0 | 0 | 0 | 18.0897 | 27.455
641 | 15.1333 | 0 | -21.4553 | 10.8413 | 0 | 6.6704 | 0 | 0 | 1.2263 | 0 | 140.6147 | 0.0064395 | 164.2384 | 37.3935 | 94.5483 | 47.643 | 23.927 | 8.8153 | 13.7009 | 0 | 0 | 0 | 0 | 24.7103 | 27.455
642 | 15.1333 | 0 | -21.4553 | 4.5859 | 0 | 6.6704 | 0 | 0 | 1.2263 | 0 | 139.1345 | 0.0064395 | 162.7583 | 37.3935 | 99.3235 | 50.1004 | 26.3912 | 8.1746 | 14.1757 | 0 | 0 | 0 | 0 | 29.8412 | 27.455
643 | 15.1333 | 0 | -21.4553 | 3.9244 | 0 | 6.6704 | 0 | 0 | 1.2263 | 0 | 138.9773 | 0.0064395 | 162.6011 | 35.6361 | 101.5852 | 53.8459 | 26.0929 | 6.8285 | 14.3365 | 0 | 0 | 0 | 0 | 32.0173 | 27.455
644 | 15.1333 | 0 | -21.4553 | 6.2118 | 0 | 6.6704 | 0 | 0 | 1.2263 | 0 | 138.7408 | 0.0064395 | 162.3646 | 37.3935 | 97.3039 | 53.0727 | 25.0797 | 5.7787 | 12.8913 | 0 | 0 | 0 | 0 | 33.9029 | 27.455
645 | 15.1333 | 0 | -21.4553 | 9.151 | 0 | 6.6704 | 0 | 0 | 1.2263 | 0 | 138.1099 | 0.0064395 | 161.7336 | 37.3935 | 93.7338 | 50.5404 | 23.1249 | 5.2103 | 11.4776 | 0 | 0 | 0 | 0 | 36.9024 | 27.455
646 | 15.1333 | 0 | -21.4553 | 8.6514 | 0 | 6.6704 | 0 | 0 | 1.2263 | 0 | 136.9566 | 0.0064395 | 160.5804 | 37.3935 | 93.0801 | 47.7827 | 19.8095 | 4.9319 | 20.0783 | 0 | 0 | 0 | 0 | 41.3537 | 27.455
647 | 15.1333 | 0 | -21.4553 | 5.9907 | 0 | 6.6704 | 0 | 0 | 1.2263 | 0 | 135.1016 | 0.0064395 | 158.6902 | 37.3935 | 93.8506 | 44.2131 | 13.7664 | 2.8922 | 17.5027 | 0 | 0 | 0 | 0 | 45.637 | 27.455
648 | 15.1333 | 0 | -21.4553 | 8.4211 | 0 | 6.6704 | 0 | 0 | 1.2263 | 0 | 132.8084 | 0.0064395 | 156.4322 | 37.3935 | 89.1622 | 40.4532 | 7.926 | 2.0822 | 15.839 | 0 | 0 | 0 | 0 | 48.5339 | 27.455
649 | 15.1333 | 0 | -21.4553 | 16.2407 | 0 | 6.6704 | 0 | 0 | 1.2469 | 0 | 130.5633 | 0.0064395 | 154.0457 | 37.3935 | 78.9562 | 36.7625 | 5.076 | 1.8516 | 28.7388 | 0 | 0 | 0 | 0 | 52.6415 | 55.6596
650 | 15.1333 | 0 | -21.4553 | 0.62584 | 0 | 6.6704 | 0 | 0 | 1.2469 | 0 | 128.0885 | 0.0064395 | 151.5714 | 37.3935 | 92.0967 | 37.1686 | 4.4466 | 1.7971 | 26.0179 | 0 | 0 | 0 | 0 | 60.9804 | 56.0242
651 | 15.1333 | 0 | -21.4553 | 0.15195 | 0 | 6.6704 | 0 | 0 | 1.2469 | 0 | 124.8146 | 0.0064395 | 148.3317 | 37.3935 | 89.3309 | 36.7155 | 4.3961 | 1.8134 | 24.2171 | 0 | 0 | 0 | 0 | 61.3017 | 56.5901
652 | 15.1333 | 0 | -21.1465 | 0 | 0 | 6.6704 | 0 | 0 | 1.2469 | 0 | 119.9396 | 0.0064395 | 143.5626 | 37.3935 | 85.0226 | 35.8979 | 4.4434 | 1.8969 | 23.5016 | 0 | 0 | 0 | 0 | 61.3797 | 57.1617
653 | 15.1333 | 0 | -20.936 | 0 | 0 | 6.6704 | 0 | 0 | 1.2469 | 0 | 110.913 | 0.0064395 | 134.5363 | 37.3935 | 76.2068 | 34.868 | 4.7087 | 4.6111 | 14.7726 | 0 | 0 | 0 | 0 | 61.3797 | 57.7391
654 | 15.1333 | 0 | -20.1717 | 0 | 0 | 6.6704 | 0 | 0 | 1.2469 | 0 | 104.8898 | 0.0064395 | 128.5131 | 37.3935 | 70.9479 | 34.0085 | 6.9408 | 5.6712 | 14.404 | 0 | 0 | 0 | 0 | 61.3797 | 58.3223
655 | 15.1333 | 0 | -18.5998 | 0 | 0 | 6.6704 | 0 | 0 | 1.2469 | 0 | 108.733 | 0.0064395 | 132.3563 | 37.3935 | 76.363 | 35.3126 | 15.8161 | 7.8711 | 13.5644 | 0 | 0 | 0 | 0 | 61.3797 | 58.9114
656 | 15.1333 | 0 | -18.4465 | 0 | 0 | 6.6704 | 0 | 0 | 1.2469 | 0 | 115.8812 | 0.0064395 | 139.5045 | 37.3935 | 83.6645 | 41.5283 | 23.0378 | 10.0952 | 2.7854 | 0 | 0 | 0 | 0 | 61.3797 | 59.5065
657 | 15.1333 | 0 | -18.5571 | 0 | 0 | 6.6704 | 0 | 0 | 1.2469 | 0 | 112.1303 | 0.0064395 | 135.7724 | 37.3935 | 79.8218 | 48.9145 | 21.136 | 11.4152 | 4.8729 | 0 | 0 | 0 | 0 | 61.3797 | 60.1075
658 | 15.1333 | 0 | -19.152 | 0 | 0 | 6.6704 | 0 | 0 | 1.2469 | 0 | 106.6846 | 0.0064395 | 130.329 | 37.3935 | 73.7835 | 50.7441 | 17.475 | 11.2293 | 7.3037 | 0 | 0 | 0 | 0 | 61.3797 | 60.7147
659 | 15.1333 | 0 | -19.1975 | 0 | 0 | 6.6704 | 0.80879 | 0 | 1.2542 | 0 | 102.6648 | 0.0064395 | 127.1253 | 37.3935 | 70.5343 | 51.7357 | 15.653 | 10.736 | 8.4431 | 0 | 0 | 0 | 0 | 61.3797 | 62.4712
660 | 15.1333 | 0 | -19.2006 | 0 | 0 | 6.6704 | 0.817 | 0 | 1.2542 | 0 | 100.9946 | 0.0064395 | 125.4768 | 34.8719 | 71.4043 | 51.9685 | 14.8777 | 10.5094 | 9.453 | 0 | 0 | 0 | 0 | 61.3797 | 63.8437
661 | 15.1333 | 0 | -19.2924 | 0 | 0.09 | 6.6704 | 0.817 | 0 | 1.2542 | 0 | 101.843 | 0.0064395 | 126.4152 | 33.9447 | 73.1781 | 52.1491 | 15.3473 | 10.1813 | 10.9883 | 0 | 0 | 0 | 0.09 | 61.3797 | 63.8437
662 | 15.1333 | 0 | -19.3849 | 0 | 0.102 | 6.6704 | 0.817 | 0 | 1.2542 | 0 | 104.2091 | 0.0064395 | 128.7933 | 36.2026 | 73.2058 | 52.2737 | 15.8148 | 9.7529 | 10.8837 | 0 | 0 | 0 | 0.102 | 61.3253 | 63.8437
663 | 15.1333 | 0 | -20.0093 | 0 | 0.102 | 6.6704 | 0.817 | 0 | 1.2542 | 0 | 101.4109 | 0.0064395 | 125.9951 | 9.6866 | 96.2992 | 52.0583 | 16.3493 | 9.1826 | 11.0731 | 0 | 0 | 0 | 0.102 | 61.2637 | 63.8437
664 | 15.1333 | 0 | -20.936 | 0 | 1.3311 | 6.6704 | 0.817 | 0 | 1.2542 | 0 | 95.8511 | 0.0064395 | 121.6645 | 1.4567 | 99.2717 | 51.9944 | 18.0977 | 8.6101 | 10.9355 | 0 | 0 | 0 | 1.3311 | 61.2021 | 64.4886
665 | 15.1333 | 0 | -20.936 | 0 | 1.4311 | 6.6704 | 0.817 | 0 | 1.2542 | 0 | 89.152 | 0.0064395 | 115.0653 | 1.4567 | 92.6725 | 52.0607 | 22.216 | 8.1849 | 11.1599 | 0 | 0 | 0 | 1.4311 | 60.3982 | 65.1399
666 | 15.1333 | 0 | -21.4553 | 0 | 1.6406 | 6.6704 | 0.817 | 0 | 1.2542 | 0 | 80.924 | 0.0064395 | 107.0468 | 1.4567 | 84.1347 | 54.5691 | 24.504 | 7.5901 | 11.0785 | 0 | 0 | 0 | 1.6406 | 59.5339 | 65.7979
667 | 15.1333 | 0 | -20.0213 | 0 | 2.6245 | 6.6704 | 0.817 | 0 | 1.2542 | 0 | 73.876 | 0.0064395 | 100.9827 | 1.4567 | 79.5046 | 56.9559 | 24.227 | 6.3402 | 10.4766 | 0.26159 | 0 | 0.1499 | 2.213 | 58.5431 | 66.6583
668 | 15.1333 | 0 | -19.9958 | 0 | 23.0073 | 6.6704 | 0.817 | 0 | 1.2542 | 0 | 68.5645 | 0.0064395 | 116.054 | 1.4567 | 94.6015 | 56.7037 | 23.2862 | 5.3654 | 8.7647 | 15.0078 | 2.75 | 1.4929 | 3.7566 | 56.958 | 66.6583
669 | 15.1333 | 0 | -18.1247 | 0 | 20.3996 | 6.6704 | 0.817 | 0 | 1.2542 | 0 | 63.3992 | 0.0064395 | 108.311 | 1.4567 | 88.7296 | 54.485 | 21.4713 | 4.8377 | 7.4542 | 12.7131 | 3 | 1.5495 | 3.1369 | 43.0629 | 66.6583
670 | 15.1333 | 0 | -15.2555 | 0 | 23.2988 | 6.6704 | 0.817 | 0 | 1.2542 | 0 | 58.3386 | 0.0064395 | 106.1196 | 1.4567 | 89.4074 | 51.3067 | 18.393 | 4.5792 | 14.647 | 13.6434 | 4 | 1.7551 | 3.9003 | 30.7427 | 66.6583
671 | 15.1333 | 0 | -14.2409 | 0 | 11.5682 | 6.6704 | 0.817 | 0 | 1.2542 | 0 | 55.4532 | 0.0064395 | 91.5037 | 1.4567 | 75.806 | 46.9489 | 12.782 | 2.6853 | 12.9172 | 5.4308 | 2.25 | 0.98927 | 2.8982 | 16.6715 | 66.6583
672 | 15.1333 | 0 | -15.0865 | 0 | 1.9091 | 6.6704 | 0.817 | 0 | 1.2542 | 0 | 53.9067 | 0.0064395 | 80.298 | 1.4567 | 63.7547 | 42.3767 | 7.3592 | 1.9333 | 11.93 | 0 | 0 | 0 | 1.9091 | 9.6849 | 66.5393
673 | 15.1333 | 0 | -13.6452 | 0 | 4.2925 | 6.6704 | 0.817 | 0 | 1.2542 | 0 | 53.9338 | 0.0064395 | 82.7048 | 1.4567 | 67.6028 | 37.9489 | 4.3905 | 1.6015 | 25.0552 | 0.92122 | 0.5 | 0.37073 | 2.5005 | 8.5319 | 66.6583
674 | 15.1333 | 0 | -14.7745 | 0 | 1.9091 | 6.6704 | 0.817 | 0 | 1.2542 | 0 | 53.8409 | 0.0064395 | 80.2285 | 1.4567 | 63.9972 | 36.6466 | 3.8461 | 1.5544 | 23.478 | 0 | 0 | 0 | 1.9091 | 5.9395 | 66.5392
675 | 15.1333 | 0 | -17.2253 | 0 | 1.7306 | 6.6704 | 0.817 | 0 | 1.2542 | 0 | 54.2698 | 0.0064395 | 80.4789 | 1.4567 | 61.7969 | 36.21 | 3.8024 | 1.5685 | 21.8536 | 0 | 0 | 0 | 1.7306 | 4.7865 | 65.9731
676 | 15.1333 | 0 | -18.9311 | 0 | 0.066756 | 6.6704 | 0.817 | 0 | 1.2542 | 0 | 55.7931 | 0.0064395 | 80.3384 | 1.4567 | 59.9506 | 35.2211 | 3.8432 | 1.6407 | 21.337 | 0 | 0 | 0 | 0.066756 | 3.7413 | 63.8437
677 | 15.1333 | 0 | -19.5969 | 0 | 0 | 6.6704 | 0.817 | 0 | 1.2542 | 0 | 60.6557 | 0.0064395 | 85.1283 | 11.1305 | 54.4009 | 34.3126 | 4.0727 | 3.9883 | 14.3598 | 0 | 0 | 0 | 0 | 3.701 | 63.8437
678 | 15.1333 | 0 | -19.6633 | 0 | 0 | 6.6704 | 0.817 | 0 | 1.2542 | 0 | 68.0356 | 0.0064395 | 92.5141 | 16.7553 | 56.0955 | 33.5368 | 6.0034 | 4.9053 | 14.1299 | 0 | 0 | 0 | 0 | 3.701 | 63.8437
679 | 15.1333 | 0 | -19.6633 | 0 | 0.0001275 | 6.6704 | 0.817 | 0 | 1.2542 | 0 | 77.5832 | 0.0064395 | 102.0618 | 15.3675 | 67.0311 | 34.9026 | 13.68 | 6.808 | 13.2364 | 0 | 0 | 0 | 0.0001275 | 3.701 | 63.8437
680 | 15.1333 | 0 | -19.8884 | 0 | 0 | 6.6704 | 0.817 | 0 | 1.2542 | 0 | 87.5796 | 0.0064395 | 112.0581 | 20.5685 | 71.6012 | 40.8952 | 19.9264 | 8.7318 | 1.812 | 0 | 0 | 0 | 0 | 3.7009 | 63.8437
681 | 15.1333 | 0 | -20.9893 | 0 | 0 | 6.6704 | 0.817 | 0 | 1.2542 | 0 | 92.8683 | 0.0064395 | 117.3418 | 16.7737 | 79.5789 | 48.3645 | 18.2814 | 9.8735 | 2.6571 | 0 | 0 | 0 | 0 | 3.7009 | 63.8437
682 | 15.1333 | 0 | -21.4553 | 0 | 0.0001275 | 6.6704 | 0.817 | 0 | 1.2542 | 0 | 98.8269 | 0.0064395 | 123.3025 | 21.9442 | 79.903 | 50.2615 | 15.1149 | 9.7127 | 4.3932 | 0 | 0 | 0 | 0.0001275 | 3.7009 | 63.8437
683 | 15.1333 | 0 | -21.4553 | 0 | 0.26311 | 6.6704 | 0.817 | 0 | 1.2542 | 0 | 105.8888 | 0.0064395 | 130.6255 | 26.8943 | 82.2758 | 51.3827 | 13.5389 | 9.2861 | 7.6533 | 0 | 0 | 0 | 0.26311 | 3.7008 | 63.8437
684 | 15.1333 | 0 | -21.4553 | 0 | 0.08898 | 6.6704 | 0.817 | 0 | 1.2542 | 0 | 114.1167 | 0.0064395 | 138.6792 | 33.8462 | 83.3777 | 51.9545 | 12.8683 | 9.09 | 9.0268 | 0 | 0 | 0 | 0.08898 | 3.5419 | 63.8437
685 | 15.1333 | 0 | -21.4553 | 0 | 0 | 6.6704 | 0.817 | 0 | 1.2469 | 0 | 121.311 | 0.0064395 | 145.7675 | 37.3935 | 86.9186 | 52.3602 | 13.2746 | 8.8062 | 10.2755 | 0 | 0 | 0 | 0 | 3.4882 | 60.7147
686 | 15.1333 | 0 | -21.4553 | 0 | 0 | 6.6704 | 0.817 | 0 | 1.2474 | 0 | 126.8759 | 0.0064395 | 151.3328 | 37.3935 | 92.4839 | 52.5678 | 13.6789 | 8.4357 | 10.2821 | 0 | 0 | 0 | 0 | 3.4882 | 61.328
687 | 15.1333 | 0 | -21.4553 | 0 | 0 | 6.6704 | 0.817 | 0 | 1.2542 | 0 | 127.4681 | 0.0064395 | 151.9317 | 37.3935 | 93.0829 | 52.3916 | 14.1412 | 7.9424 | 10.7025 | 0 | 0 | 0 | 0 | 3.4882 | 61.9474
688 | 15.1333 | 0 | -21.4553 | 0 | 0 | 6.6704 | 0.817 | 0 | 1.2542 | 0 | 122.0413 | 0.0064395 | 146.505 | 37.3935 | 87.6562 | 52.1277 | 15.6534 | 7.4472 | 10.7139 | 0 | 0 | 0 | 0 | 3.4882 | 62.5732
689 | 15.1333 | 0 | -21.4553 | 0 | 0 | 6.6704 | 0.817 | 0 | 1.2542 | 0 | 112.6715 | 0.0064395 | 137.1353 | 37.3935 | 78.2864 | 52.2804 | 19.2155 | 7.0795 | 11.6361 | 0 | 0 | 0 | 0 | 3.4882 | 63.2052
690 | 15.1333 | 0 | -21.4553 | 0 | 0.5814 | 6.6704 | 0.817 | 0 | 1.2542 | 0 | 104.7266 | 0.0064395 | 129.7816 | 19.094 | 89.2323 | 54.4727 | 21.1945 | 6.565 | 11.2068 | 0 | 0 | 0 | 0.5814 | 3.4882 | 63.8437
691 | 15.1333 | 0 | -21.4553 | 0 | 0.5814 | 6.6704 | 0.817 | 0 | 1.2542 | 0 | 100.9986 | 0.0064395 | 126.0535 | 11.3963 | 93.2019 | 56.1849 | 20.9549 | 5.4839 | 10.0967 | 0 | 0 | 0 | 0.5814 | 3.1371 | 63.8437
692 | 15.1333 | 0 | -21.4553 | 0 | 0 | 6.6704 | 0.817 | 0 | 1.2542 | 0 | 99.8584 | 0.0064395 | 124.332 | 13.3375 | 89.5391 | 55.7414 | 20.1413 | 4.6408 | 8.5341 | 0 | 0 | 0 | 0 | 2.7859 | 63.8437
693 | 15.1333 | 0 | -21.4553 | 0 | 0.5814 | 6.6704 | 0.817 | 0 | 1.2542 | 0 | 96.4508 | 0.0064395 | 121.5108 | 15.2531 | 84.8023 | 53.9908 | 18.5714 | 4.1843 | 7.5743 | 0 | 0 | 0 | 0.5814 | 2.7859 | 63.8437
694 | 15.1333 | 0 | -21.4553 | 0 | 0.5814 | 6.6704 | 0.817 | 0 | 1.2542 | 0 | 90.9823 | 0.0064395 | 116.0422 | 8.179 | 86.4078 | 51.0869 | 15.9088 | 3.9608 | 14.9698 | 0 | 0 | 0 | 0.5814 | 2.4348 | 63.8437
695 | 15.1333 | 0 | -21.4553 | 0 | 0 | 6.6704 | 0.817 | 0 | 1.2542 | 0 | 89.1576 | 0.0064395 | 113.6361 | 18.4604 | 73.7204 | 46.7301 | 11.0557 | 2.3227 | 13.1394 | 0 | 0 | 0 | 0 | 2.0837 | 63.8437
696 | 15.1333 | 0 | -21.4553 | 0 | 0 | 6.6704 | 0.817 | 0 | 1.2542 | 0 | 86.3492 | 0.0064395 | 110.8277 | 27.5237 | 61.8486 | 42.3527 | 6.3653 | 1.6722 | 11.3028 | 0 | 0 | 0 | 0 | 2.0837 | 63.8437
697 | 15.1333 | 0 | -21.4553 | 0 | 0 | 6.6704 | 0.817 | 0 | 1.2542 | 0 | 85.2624 | 0.0064395 | 109.7409 | 21.3917 | 66.8938 | 38.3151 | 3.6451 | 1.3296 | 24.9973 | 0 | 0 | 0 | 0 | 2.0837 | 63.8437
698 | 15.1333 | 0 | -21.4553 | 0 | 0.5814 | 6.6704 | 0.817 | 0 | 1.2542 | 0 | 86.848 | 0.0064395 | 111.9079 | 28.0661 | 62.3864 | 35.8507 | 3.1931 | 1.2905 | 23.5801 | 0 | 0 | 0 | 0.5814 | 2.0837 | 63.8437
699 | 15.1333 | 0 | -20.7608 | 0 | 0 | 6.6704 | 0.817 | 0 | 1.2542 | 0 | 85.5152 | 0.0064395 | 109.9938 | 28.5837 | 60.6493 | 35.3488 | 3.1568 | 1.3022 | 22.4791 | 0 | 0 | 0 | 0 | 1.7325 | 63.8437
700 | 15.1333 | 0 | -20.1381 | 0 | 0.0007089 | 6.6704 | 0.817 | 0 | 1.2542 | 0 | 82.5264 | 0.0064395 | 107.0056 | 27.564 | 59.3034 | 34.5869 | 3.1908 | 1.3621 | 22.255 | 0 | 0 | 0 | 0.0007089 | 1.7325 | 63.8437
701 | 15.1333 | 0 | -19.117 | 0 | 0.0001275 | 6.6704 | 0.817 | 0 | 1.2542 | 0 | 79.4223 | 0.0064395 | 103.9009 | 31.2259 | 53.558 | 33.7634 | 3.3813 | 3.3112 | 15.4347 | 0 | 0 | 0 | 0.0001275 | 1.7321 | 63.8437
702 | 15.1333 | 0.098998 | -18.4465 | 0 | 0.0007089 | 6.6704 | 0.817 | 0 | 1.2542 | 0 | 77.0853 | 0.0064395 | 101.6635 | 27.6548 | 55.5622 | 33.0464 | 4.9842 | 4.0725 | 15.939 | 0 | 0 | 0 | 0.0007089 | 1.732 | 63.8437
703 | 15.1333 | 0.086058 | -18.4465 | 0 | 0.0001275 | 6.6704 | 0.817 | 0 | 1.2542 | 0 | 75.8809 | 0.0064395 | 100.4456 | 15.4315 | 66.5676 | 34.2543 | 11.3576 | 5.6522 | 16.8995 | 0 | 0 | 0 | 0.0001275 | 1.7316 | 63.8437
704 | 15.1333 | 0.38349 | -18.4465 | 0 | 0 | 6.6704 | 0.817 | 0 | 1.2542 | 0 | 76.2537 | 0.0064395 | 101.1157 | 9.3821 | 73.287 | 39.9429 | 16.5435 | 7.2494 | 7.5237 | 0 | 0 | 0 | 0 | 1.7315 | 63.8437
705 | 15.1333 | 0.79227 | -18.4465 | 0 | 1.3311 | 6.6704 | 0.817 | 0 | 1.2542 | 0 | 77.5995 | 0.0064395 | 104.2014 | 1.4567 | 84.2981 | 47.208 | 15.1778 | 8.1973 | 15.0865 | 0 | 0 | 0 | 1.3311 | 1.7315 | 64.4886
706 | 15.1333 | 1.0296 | -18.4465 | 0 | 0.91957 | 6.6704 | 0.817 | 0 | 1.2542 | 0 | 82.2197 | 0.0064395 | 108.6474 | 1.4567 | 88.7441 | 49.3421 | 12.5488 | 8.0638 | 18.3687 | 0 | 0 | 0 | 0.91957 | 0.9276 | 63.8437
707 | 15.1333 | 1.3605 | -18.4465 | 0 | 0.0001275 | 6.6704 | 0.817 | 0 | 1.2542 | 0 | 91.0268 | 0.0064395 | 116.8659 | 13.9886 | 84.4307 | 50.5366 | 11.2404 | 7.7096 | 14.5292 | 0 | 0 | 0 | 0.0001275 | 0.37223 | 63.8437
708 | 15.1333 | 1.7763 | -18.4465 | 0 | 0.034808 | 6.6704 | 0.817 | 0 | 1.2542 | 0 | 100.6339 | 0.0064395 | 126.9235 | 26.4758 | 82.001 | 50.9952 | 10.6837 | 7.5468 | 12.3373 | 0 | 0 | 0 | 0.034808 | 0.37216 | 63.8437
709 | 15.1333 | 2.3668 | -18.4465 | 0 | 0.5814 | 6.6704 | 0.817 | 0 | 1.2542 | 0 | 109.3953 | 0.0064395 | 136.8219 | 36.2965 | 82.0789 | 51.1043 | 11.0209 | 7.3112 | 12.2025 | 0 | 0 | 0 | 0.5814 | 0.35113 | 63.8437
710 | 15.1333 | 0 | -21.1302 | 0 | 0 | 6.6704 | 0 | 0 | 1.2263 | 0 | 117.8905 | 0.0064395 | 141.3286 | 37.3935 | 82.8049 | 51.1993 | 11.3566 | 7.0036 | 12.7639 | 0 | 0 | 0 | 0 | 0 | 35.9201
711 | 6.4114 | 0 | -21.4553 | 1.7726 | 0 | 6.6704 | 0 | 0 | 1.2263 | 0 | 127.0166 | 0.0064395 | 141.7192 | 37.3935 | 81.0977 | 50.8753 | 11.7404 | 6.594 | 11.4065 | 0 | 0 | 0 | 0 | 0 | 0.010005
712 | 6.4114 | 0 | -21.4553 | 7.2059 | 0 | 6.6704 | 0 | 0 | 1.2263 | 0 | 133.1059 | 0.0064395 | 147.8085 | 37.3935 | 81.7538 | 50.7298 | 12.996 | 6.1829 | 11.3637 | 0 | 0 | 0 | 0 | 0.89986 | 0.01
713 | 6.4114 | 0 | -21.4553 | 4.2233 | 0 | 6.6704 | 0 | 0 | 1.2263 | 0 | 136.7838 | 0.0064395 | 151.4864 | 37.3935 | 88.4143 | 50.7263 | 15.9533 | 5.8776 | 11.2813 | 0 | 0 | 0 | 0 | 4.5008 | 0.01
714 | 6.4114 | 0 | -21.4553 | 5.0078 | 0 | 6.6704 | 0 | 0 | 1.2263 | 0 | 139.0006 | 0.0064395 | 153.7032 | 37.3935 | 89.8466 | 52.6869 | 17.5963 | 5.4504 | 12.596 | 0 | 0 | 0 | 0 | 6.6186 | 0.01
715 | 6.4114 | 0 | -21.4553 | 3.0876 | 0 | 6.6704 | 0 | 0 | 1.2263 | 0 | 142.7712 | 0.0064395 | 157.4739 | 37.3935 | 95.5374 | 54.2569 | 17.3974 | 4.5529 | 14.1481 | 0 | 0 | 0 | 0 | 9.0912 | 0.01
716 | 6.4114 | 0 | -21.4553 | 2.2531 | 0 | 6.6704 | 0 | 0 | 1.2263 | 0 | 145.9315 | 0.0064395 | 160.6327 | 37.3935 | 99.5307 | 53.677 | 16.7219 | 3.8529 | 13.3735 | 0 | 0 | 0 | 0 | 10.6322 | 0.01
717 | 6.4114 | 0 | -21.4553 | 4.7231 | 0 | 6.6704 | 0 | 0 | 1.2263 | 0 | 131.8204 | 0.0064395 | 146.5216 | 37.3935 | 82.9496 | 52.2079 | 15.4185 | 3.474 | 11.3677 | 0 | 0 | 0 | 0 | 11.7686 | 0.01
718 | 6.4114 | 0 | -21.4553 | 3.5659 | 0 | 6.6704 | 0 | 0 | 1.2263 | 0 | 149.1688 | 0.0064395 | 163.8664 | 37.3935 | 101.4516 | 49.3536 | 13.208 | 3.2884 | 18.3255 | 0 | 0 | 0 | 0 | 14.0082 | 0.01
719 | 6.4114 | 0 | -21.4553 | 3.1514 | 0 | 6.6704 | 0 | 0 | 1.2263 | 0 | 149.5582 | 0.0064395 | 164.2558 | 37.3935 | 102.2556 | 45.2622 | 9.1788 | 1.9284 | 16.086 | 0 | 0 | 0 | 0 | 15.6324 | 0.01
720 | 6.4114 | 0 | -21.4553 | 1.8131 | 0 | 6.6704 | 0 | 0 | 1.2263 | 0 | 108.1915 | 0.0064395 | 122.8891 | 37.3935 | 62.2271 | 40.9355 | 5.2846 | 1.3883 | 14.463 | 0 | 0 | 0 | 0 | 17.2068 | 0.01
721 | 6.4114 | 0 | -21.4553 | 2.4236 | 0 | 6.6704 | 0 | 0 | 1.2263 | 0 | 115.8157 | 0.0064395 | 130.5132 | 37.3935 | 69.2408 | 36.7744 | 3.9356 | 1.4356 | 28.4885 | 0 | 0 | 0 | 0 | 18.1249 | 0.01
722 | 6.4114 | 0 | -21.4553 | 2.5995 | 0 | 6.6704 | 0 | 0 | 1.2263 | 0 | 112.9515 | 0.0064395 | 127.649 | 37.3935 | 66.2007 | 36.4102 | 3.4476 | 1.3934 | 26.4774 | 0 | 0 | 0 | 0 | 19.2031 | 0.01
723 | 6.4114 | 0 | -21.4553 | 1.7704 | 0 | 6.6704 | 0 | 0 | 1.2263 | 0 | 110.077 | 0.0064395 | 124.7761 | 37.3935 | 64.1568 | 35.9413 | 3.4084 | 1.4059 | 25.0387 | 0 | 0 | 0 | 0 | 20.3631 | 0.01
724 | 6.4114 | 0 | -21.4553 | 1.3816 | 0 | 6.6704 | 0 | 0 | 1.2263 | 0 | 108.1821 | 0.0064395 | 122.8812 | 37.3935 | 62.6508 | 35.2055 | 3.445 | 1.4707 | 24.6209 | 0 | 0 | 0 | 0 | 21.2504 | 0.01
725 | 6.4114 | 0 | -21.4553 | 2.0725 | 0 | 6.6704 | 0 | 0 | 1.2263 | 0 | 101.8442 | 0.0064395 | 116.5433 | 37.3935 | 55.6219 | 34.4075 | 3.6508 | 3.5751 | 16.3212 | 0 | 0 | 0 | 0 | 21.959 | 0.01
726 | 6.4114 | 0 | -21.4553 | 2.8487 | 0 | 6.6704 | 0 | 0 | 1.2263 | 0 | 110.6983 | 0.0064395 | 125.3995 | 37.3935 | 63.7019 | 33.6046 | 5.3814 | 4.397 | 16.4376 | 0 | 0 | 0 | 0 | 22.9871 | 0.01
727 | 6.4114 | 0 | -21.4553 | 1.9755 | 0 | 6.6704 | 0 | 0 | 1.2263 | 0 | 114.7149 | 0.0064395 | 129.4175 | 37.3935 | 68.5931 | 34.7578 | 12.2626 | 6.1026 | 17.066 | 0 | 0 | 0 | 0 | 24.391 | 0.01
728 | 6.4114 | 0 | -21.4553 | 2.3112 | 0 | 6.6704 | 0 | 0 | 1.2263 | 0 | 120.665 | 0.0064395 | 135.3625 | 37.3935 | 74.2024 | 40.3557 | 17.8618 | 7.8271 | 7.922 | 0 | 0 | 0 | 0 | 25.3693 | 0.01
729 | 6.4114 | 0 | -21.4553 | 2.8756 | 0 | 6.6704 | 0 | 0 | 1.2263 | 0 | 135.0893 | 0.0064395 | 149.7869 | 37.3935 | 88.0624 | 47.3426 | 16.3873 | 8.8505 | 15.0797 | 0 | 0 | 0 | 0 | 26.5024 | 0.01
730 | 6.4114 | 0 | -21.4553 | 1.7301 | 0 | 6.6704 | 0 | 0 | 1.2263 | 0 | 135.073 | 0.0064395 | 149.7721 | 37.3935 | 89.1931 | 49.1613 | 13.5488 | 8.7064 | 17.3559 | 0 | 0 | 0 | 0 | 27.877 | 0.01
731 | 6.4114 | 0 | -21.4553 | 2.8629 | 0 | 6.6704 | 0 | 0 | 1.2263 | 0 | 131.2036 | 0.0064395 | 145.9056 | 37.3935 | 84.1938 | 50.3323 | 12.1362 | 8.3239 | 12.9865 | 0 | 0 | 0 | 0 | 28.7388 | 0.01
732 | 6.4114 | 0 | -21.4553 | 2.5297 | 0 | 6.6704 | 0 | 0 | 1.2263 | 0 | 128.6822 | 0.0064395 | 143.3841 | 37.3935 | 82.0056 | 50.9605 | 11.5351 | 8.1482 | 10.9237 | 0 | 0 | 0 | 0 | 30.1118 | 0.01
733 | 6.4114 | 0 | -21.4553 | 2.6264 | 0 | 6.6704 | 0 | 0 | 1.2263 | 0 | 130.1055 | 0.0064395 | 144.8075 | 37.3935 | 83.3322 | 51.5105 | 11.8992 | 7.8938 | 11.5887 | 0 | 0 | 0 | 0 | 31.3263 | 0.01
734 | 6.4114 | 0 | -21.4553 | 1.8284 | 0 | 6.6704 | 0 | 0 | 1.2263 | 0 | 130.1047 | 0.0064395 | 144.8069 | 37.3935 | 84.1297 | 51.7436 | 12.2616 | 7.5617 | 12.1305 | 0 | 0 | 0 | 0 | 32.5249 | 0.01
735 | 6.4114 | 0 | -21.4553 | 2.4071 | 0 | 6.6704 | 0 | 0 | 1.2263 | 0 | 129.569 | 0.0064395 | 144.2725 | 37.3935 | 83.0166 | 51.3728 | 12.676 | 7.1195 | 11.4052 | 0 | 0 | 0 | 0 | 33.388 | 0.01
736 | 6.4114 | 0 | -21.4553 | 2.0937 | 0 | 6.6704 | 0 | 0 | 1.2263 | 0 | 129.6485 | 0.0064395 | 144.3541 | 37.3935 | 83.4115 | 51.179 | 14.0316 | 6.6756 | 11.0831 | 0 | 0 | 0 | 0 | 34.5239 | 0.01
737 | 6.4114 | 0 | -21.4553 | 3.271 | 0 | 6.6704 | 0 | 0 | 1.2263 | 0 | 134.7989 | 0.0064395 | 149.5009 | 37.3935 | 87.381 | 51.1026 | 17.2246 | 6.346 | 12.2267 | 0 | 0 | 0 | 0 | 35.4857 | 0.01
738 | 6.4114 | 0 | -21.4553 | 4.0972 | 0 | 6.6704 | 0 | 0 | 1.2263 | 0 | 139.7602 | 0.0064395 | 154.4622 | 37.3935 | 91.5162 | 53.4345 | 18.9985 | 5.8848 | 12.7168 | 0 | 0 | 0 | 0 | 37.0046 | 0.01
739 | 6.4114 | 0 | -21.4553 | 1.5156 | 0 | 6.6704 | 0 | 0 | 1.2263 | 0 | 139.4178 | 0.0064395 | 154.1154 | 37.3935 | 93.7509 | 55.32 | 18.7838 | 4.9157 | 14.2498 | 0 | 0 | 0 | 0 | 38.8965 | 0.010005
740 | 6.4114 | 0 | -21.4553 | 1.4274 | 0 | 6.6704 | 0 | 0 | 1.2263 | 0 | 135.7476 | 0.0064395 | 150.4452 | 37.3935 | 90.1689 | 53.7586 | 18.0544 | 4.16 | 13.7144 | 0 | 0 | 0 | 0 | 39.5692 | 0.010006
741 | 6.4114 | 0 | -21.4553 | 3.3838 | 0 | 6.6704 | 0 | 0 | 1.2263 | 0 | 130.8891 | 0.0064395 | 145.5881 | 37.3935 | 83.3555 | 50.7847 | 16.6472 | 3.7508 | 11.6912 | 0 | 0 | 0 | 0 | 40.2072 | 0.01
742 | 6.4114 | 0 | -21.4553 | 5.6496 | 0 | 6.6704 | 0 | 0 | 1.2263 | 0 | 135.1272 | 0.0064395 | 149.8298 | 37.3935 | 85.3313 | 47.2493 | 14.2605 | 3.5504 | 19.2747 | 0 | 0 | 0 | 0 | 41.8042 | 0.01
743 | 6.4114 | 0 | -21.4553 | 3.5049 | 0 | 6.6704 | 0 | 0 | 1.2263 | 0 | 120.3983 | 0.0064395 | 135.0983 | 37.3935 | 72.7445 | 43.3767 | 9.9102 | 2.082 | 16.903 | 0 | 0 | 0 | 0 | 44.5097 | 0.01
744 | 6.4114 | 0 | -21.4553 | 2.8178 | 0 | 6.6704 | 0 | 0 | 1.2263 | 0 | 130.8938 | 0.0064395 | 145.596 | 37.3935 | 83.9293 | 39.8803 | 5.7058 | 1.4989 | 14.9916 | 0 | 0 | 0 | 0 | 46.1869 | 0.01
745 | 6.4114 | 0 | -21.4553 | 2.9797 | 0 | 6.6704 | 0 | 0 | 1.2263 | 0 | 115.8081 | 0.0064395 | 130.5131 | 37.3935 | 68.6845 | 36.617 | 3.7708 | 1.5695 | 28.1616 | 0 | 0 | 0 | 0 | 47.5114 | 0.01
746 | 6.4114 | 0 | -21.4553 | 2.1987 | 0 | 6.6704 | 0 | 0 | 1.2263 | 0 | 119.8198 | 0.0064395 | 134.5247 | 37.3935 | 73.4771 | 35.1744 | 3.3008 | 1.523 | 25.9365 | 0 | 0 | 0 | 0 | 48.8963 | 0.01
747 | 6.4114 | 0 | -21.4553 | 2.5761 | 0 | 6.6704 | 0 | 0 | 1.2263 | 0 | 108.6339 | 0.0064395 | 123.3359 | 37.3935 | 61.9109 | 34.662 | 3.2072 | 1.5347 | 24.3913 | 0 | 0 | 0 | 0 | 49.9633 | 0.01
748 | 6.4114 | 0 | -21.4553 | 1.8937 | 0 | 6.6704 | 0 | 0 | 1.2263 | 0 | 106.341 | 0.0064395 | 121.0429 | 37.3935 | 60.3004 | 33.9168 | 3.2835 | 1.6021 | 23.5721 | 0 | 0 | 0 | 0 | 51.114 | 0.01
749 | 6.4114 | 0 | -21.4553 | 2.3573 | 0 | 6.6704 | 0 | 0 | 1.2263 | 0 | 99.988 | 0.0064395 | 114.6914 | 37.3935 | 53.4852 | 33.1189 | 3.6113 | 3.8112 | 15.3602 | 0 | 0 | 0 | 0 | 51.9747 | 0.01
750 | 6.4114 | 0 | -21.4553 | 2.2071 | 0 | 6.6704 | 0 | 0 | 1.2263 | 0 | 102.1402 | 0.0064395 | 116.8421 | 37.3935 | 55.7861 | 32.5465 | 5.7809 | 4.7087 | 15.2344 | 0 | 0 | 0 | 0 | 53.0258 | 0.01
751 | 6.4114 | 0 | -21.4553 | 2.9138 | 0 | 6.6704 | 0 | 0 | 1.2263 | 0 | 116.0392 | 0.0064395 | 130.7376 | 37.3935 | 68.975 | 33.887 | 14.5961 | 6.6215 | 15.3073 | 0 | 0 | 0 | 0 | 54.0279 | 0.01
752 | 6.4114 | 0 | -21.4553 | 1.9241 | 0 | 6.6704 | 0 | 0 | 1.2263 | 0 | 123.1903 | 0.0064395 | 137.8552 | 37.3935 | 77.0823 | 39.623 | 21.7612 | 8.5963 | 6.6808 | 0 | 0 | 0 | 0 | 55.3839 | 0.01
753 | 6.4114 | 0 | -21.4553 | 2.7313 | 0 | 6.6704 | 0 | 0 | 1.2263 | 0 | 135.5728 | 0.0064395 | 150.2776 | 37.3935 | 88.6974 | 46.1983 | 19.2583 | 9.8397 | 12.9196 | 0 | 0 | 0 | 0 | 56.2547 | 0.01
754 | 6.4114 | 0 | -21.4553 | 2.5315 | 0 | 6.6704 | 0 | 0 | 1.2263 | 0 | 135.3316 | 0.0064395 | 150.035 | 37.3935 | 88.6547 | 48.5026 | 14.6796 | 9.727 | 15.264 | 0 | 0 | 0 | 0 | 57.5725 | 0.01
755 | 6.4114 | 0 | -21.4553 | 4.56 | 0 | 6.6704 | 0 | 0 | 1.2263 | 0 | 132.8763 | 0.0064395 | 147.5804 | 37.3935 | 84.1716 | 49.7449 | 12.2588 | 9.3127 | 12.3738 | 0 | 0 | 0 | 0 | 58.7301 | 0.01
756 | 6.4114 | 0 | -21.4553 | 2.5074 | 0 | 6.6704 | 0 | 0 | 1.2263 | 0 | 135.6118 | 0.0064395 | 150.3165 | 37.3935 | 88.9602 | 49.2029 | 11.4167 | 9.1138 | 10.4379 | 0 | 0 | 0 | 0 | 60.9088 | 0.01
757 | 6.4114 | 0 | -21.4553 | 3.3656 | 0 | 6.6704 | 0 | 0 | 1.2263 | 0 | 128.9265 | 0.0064395 | 143.6313 | 37.3935 | 81.4169 | 48.9441 | 12.089 | 8.8383 | 11.1051 | 0 | 0 | 0 | 0 | 62.0647 | 0.01
758 | 6.4114 | 0 | -21.4553 | 2.9129 | 0 | 6.6704 | 0 | 0 | 1.2263 | 0 | 128.7457 | 0.0064395 | 143.4551 | 37.3935 | 81.6933 | 48.6105 | 12.4525 | 8.4835 | 11.7193 | 0 | 0 | 0 | 0 | 63.7073 | 0.01
759 | 6.4114 | 0 | -21.4553 | 1.6166 | 0 | 6.6704 | 0 | 0 | 1.2263 | 0 | 126.0698 | 0.0064395 | 140.7756 | 37.3935 | 80.3102 | 48.3159 | 12.7638 | 7.9731 | 10.8329 | 0 | 0 | 0 | 0 | 65.0626 | 0.01
760 | 6.4114 | 0 | -21.4553 | 1.3875 | 0 | 6.6704 | 0 | 0 | 1.2263 | 0 | 134.1803 | 0.0064395 | 148.8853 | 37.3935 | 88.6489 | 47.9583 | 14.5277 | 7.4551 | 10.0317 | 0 | 0 | 0 | 0 | 65.819 | 0.01
761 | 6.4114 | 0 | -21.4553 | 1.1599 | 0 | 6.6704 | 0 | 0 | 1.2263 | 0 | 130.8604 | 0.0064395 | 145.5707 | 37.3935 | 85.5619 | 47.8275 | 19.2928 | 7.0648 | 10.911 | 0 | 0 | 0 | 0 | 66.5308 | 0.01
762 | 6.4114 | 0 | -21.4553 | 3.2691 | 0 | 6.6704 | 0 | 0 | 1.2263 | 0 | 139.3052 | 0.0064395 | 154.0097 | 37.3935 | 91.8917 | 50.0553 | 22.4966 | 6.517 | 12.3412 | 0 | 0 | 0 | 0 | 67.1187 | 0.01
763 | 6.4114 | 0 | -21.4553 | 4.6899 | 0 | 6.6704 | 0 | 0 | 1.2263 | 0 | 144.3009 | 0.0064395 | 159.016 | 37.3935 | 95.4773 | 53.0969 | 22.325 | 5.3866 | 12.8909 | 0 | 0 | 0 | 0 | 68.7423 | 0.01
764 | 6.4114 | 0 | -21.4553 | 3.21 | 0 | 6.6704 | 0 | 0 | 1.2263 | 0 | 143.438 | 0.0064395 | 158.1518 | 37.3935 | 96.0929 | 52.5488 | 21.168 | 4.5011 | 12.6145 | 0 | 0 | 0 | 0 | 70.9846 | 0.01
765 | 6.4114 | 0 | -21.4553 | 3.6155 | 0 | 6.6704 | 0 | 0 | 1.2263 | 0 | 132.6856 | 0.0064395 | 147.3993 | 37.3935 | 84.935 | 50.1532 | 19.3612 | 4.0098 | 10.9292 | 0 | 0 | 0 | 0 | 72.6122 | 0.01
766 | 6.4114 | 0 | -21.4553 | 1.1009 | 0 | 6.6704 | 0 | 0 | 1.2263 | 0 | 130.9888 | 0.0064395 | 145.6947 | 37.3935 | 85.745 | 46.9173 | 16.287 | 3.802 | 18.2572 | 0 | 0 | 0 | 0 | 74.3368 | 0.01
767 | 6.4114 | 0 | -21.4553 | 3.5365 | 0 | 6.6704 | 0 | 0 | 1.2263 | 0 | 120.3199 | 0.0064395 | 135.0265 | 37.3935 | 72.6412 | 43.3404 | 10.8641 | 2.2543 | 15.7122 | 0 | 0 | 0 | 0 | 74.8597 | 0.01
768 | 6.4114 | 0 | -21.4553 | 2.3019 | 0 | 6.6704 | 0 | 0 | 1.2263 | 0 | 107.9814 | 0.0064395 | 122.6873 | 37.3935 | 61.5365 | 39.8641 | 5.7731 | 1.6372 | 14.1622 | 0 | 0 | 0 | 0 | 76.5871 | 0.01
769 | 6.4114 | 0 | -21.4553 | 2.5404 | 0 | 6.6704 | 0 | 0 | 1.2263 | 0 | 115.7094 | 0.0064395 | 130.4167 | 37.3935 | 69.0275 | 36.6584 | 4.4009 | 1.8317 | 26.2551 | 0 | 0 | 0 | 0 | 77.6908 | 0.01
770 | 6.4114 | 0 | -21.4553 | 3.8902 | 0 | 6.6704 | 0 | 0 | 1.2263 | 0 | 113.3072 | 0.0064395 | 128.0131 | 37.3935 | 65.2741 | 35.8919 | 3.8524 | 1.7775 | 24.0465 | 0 | 0 | 0 | 0 | 78.913 | 0.01
771 | 6.4114 | 0 | -21.4553 | 2.7574 | 0 | 6.6704 | 0 | 0 | 1.2263 | 0 | 109.1634 | 0.0064395 | 123.8707 | 37.3935 | 62.2644 | 34.8111 | 3.7431 | 1.7912 | 22.6262 | 0 | 0 | 0 | 0 | 80.8642 | 0.01
772 | 6.4114 | 0 | -21.4553 | 4.1268 | 0 | 6.6704 | 0 | 0 | 1.2263 | 0 | 140.0872 | 0.0064395 | 154.7989 | 37.3935 | 91.8232 | 33.3716 | 3.8321 | 1.8698 | 22.1844 | 0 | 0 | 0 | 0 | 82.1465 | 0.01
773 | 6.4114 | 0 | -21.4553 | 4.5315 | 0 | 6.6704 | 0 | 0 | 1.2263 | 0 | 104.782 | 0.0064395 | 119.4937 | 37.3935 | 56.1132 | 32.1858 | 4.2147 | 4.448 | 14.7833 | 0 | 0 | 0 | 0 | 84.1614 | 0.01
774 | 6.4114 | 0 | -21.4553 | 2.3634 | 0 | 6.6704 | 0 | 0 | 1.2263 | 0 | 111.8723 | 0.0064395 | 126.5797 | 37.3935 | 65.3674 | 31.1136 | 6.7468 | 5.4955 | 15.1136 | 0 | 0 | 0 | 0 | 86.348 | 0.01
775 | 6.4114 | 0 | -21.4553 | 3.4676 | 0 | 6.6704 | 0 | 0 | 1.2263 | 0 | 131.1444 | 0.0064395 | 145.8504 | 37.3935 | 83.5339 | 30.8913 | 17.0349 | 7.7279 | 16.8888 | 0 | 0 | 0 | 0 | 87.5153 | 0.01
776 | 6.4114 | 0 | -21.4553 | 1.1324 | 0 | 6.6704 | 0 | 0 | 1.2263 | 0 | 138.4886 | 0.0064395 | 153.1988 | 37.3935 | 93.2176 | 32.0117 | 25.3973 | 10.0327 | 8.8453 | 0 | 0 | 0 | 0 | 89.2028 | 0.010003
777 | 6.4114 | 0 | -21.4553 | 5.54e-06 | 0 | 6.6704 | 0 | 0 | 1.2263 | 0 | 138.6346 | 0.0064395 | 153.3449 | 37.3935 | 94.496 | 33.3882 | 22.4761 | 11.4837 | 15.5854 | 0 | 0 | 0 | 0 | 89.7483 | 0.010203
778 | 6.4114 | 0 | -21.4553 | 5.1012e-06 | 0 | 6.6704 | 0 | 0 | 1.2263 | 0 | 141.0016 | 0.0064395 | 155.7119 | 37.3935 | 96.863 | 36.3352 | 17.1324 | 11.3522 | 16.31 | 0 | 0 | 0 | 0 | 89.7483 | 0.010306
779 | 6.4114 | 0 | -21.4553 | 1.9943 | 0 | 6.6704 | 0 | 0 | 1.2263 | 0 | 148.8042 | 0.0064395 | 163.5144 | 37.3935 | 102.6712 | 40.3086 | 14.3071 | 10.8687 | 12.5126 | 0 | 0 | 0 | 0 | 89.7483 | 0.010004
780 | 6.4114 | 0 | -21.4553 | 3.8718 | 0 | 6.6704 | 0 | 0 | 1.2263 | 0 | 154.1768 | 0.0064395 | 168.8871 | 37.3935 | 106.1664 | 42.8267 | 13.3243 | 10.6366 | 11.0098 | 0 | 0 | 0 | 0 | 90.6955 | 0.01
781 | 6.4114 | 0 | -21.4553 | 6.1049 | 0 | 6.6704 | 0 | 0 | 1.2263 | 0 | 158.6972 | 0.0064395 | 173.4074 | 37.3935 | 108.4536 | 44.07 | 14.1089 | 10.3151 | 11.0069 | 0 | 0 | 0 | 0 | 92.5791 | 0.01
782 | 6.4114 | 0 | -21.4553 | 7.0949 | 0 | 6.6704 | 0 | 0 | 1.2263 | 0 | 157.3801 | 0.0064395 | 172.0903 | 37.3935 | 106.1466 | 44.5748 | 14.5332 | 9.9009 | 11.7977 | 0 | 0 | 0 | 0 | 95.5769 | 0.01
783 | 6.4114 | 0 | -21.4553 | 2.0358 | 0 | 6.6704 | 0 | 0 | 1.2263 | 0 | 151.1953 | 0.0064395 | 165.9055 | 37.3935 | 105.0209 | 43.9553 | 14.8964 | 9.3053 | 11.3832 | 0 | 0 | 0 | 0 | 99.0832 | 0.010004
784 | 6.4114 | 0 | -21.4553 | 9.3188e-06 | 0 | 6.6704 | 0 | 0 | 1.2263 | 0 | 135.5361 | 0.0064395 | 150.2464 | 37.3935 | 91.3975 | 43.2907 | 16.9551 | 8.7007 | 10.905 | 0 | 0 | 0 | 0 | 100 | 0.010947
785 | 14.8936 | 0.93608 | -13.2621 | 0 | 0 | 6.6704 | 0 | 0 | 1.2263 | 0 | 114.4815 | 0.0064395 | 138.768 | 37.3935 | 88.1124 | 43.5429 | 22.5164 | 8.2452 | 11.4004 | 0 | 0 | 0 | 0 | 100 | 58.912
786 | 14.8936 | 6.3414 | -13.2621 | 0 | 0 | 6.6704 | 5.6715 | 0 | 1.2336 | 0 | 92.4226 | 0.0064395 | 127.8206 | 32.6387 | 81.9198 | 45.2754 | 26.2556 | 7.6059 | 12.4199 | 0 | 0 | 0 | 0 | 100 | 63.8437
787 | 14.8936 | 5.1501 | -13.2621 | 0 | 0 | 6.6704 | 5.6715 | 0 | 1.2336 | 0 | 78.8955 | 0.0064395 | 113.112 | 1.4567 | 98.3931 | 50.1972 | 26.0553 | 6.2867 | 13.451 | 0 | 0 | 0 | 0 | 100 | 64.4886
788 | 14.8936 | 5.064 | -13.0726 | 0 | 0 | 6.6704 | 5.6715 | 0 | 1.2336 | 0 | 68.9941 | 0.0064395 | 103.1244 | 1.4567 | 88.595 | 49.9405 | 24.705 | 5.2532 | 13.7111 | 0 | 0 | 0 | 0 | 100 | 65.1399
789 | 14.8936 | 3.3803 | -12.7535 | 0 | 0 | 6.6704 | 5.6715 | 0 | 1.2336 | 0 | 59.3788 | 0.0064395 | 91.8254 | 1.4567 | 77.6151 | 47.8039 | 22.5962 | 4.6798 | 11.5025 | 0 | 0 | 0 | 0 | 100 | 65.7979
790 | 14.8936 | 3.1571 | -7.4732 | 0 | 0 | 6.6704 | 5.6715 | 0 | 1.2336 | 0 | 50.2784 | 0.0064395 | 82.5019 | 1.4567 | 73.572 | 45.1266 | 19.0084 | 4.4373 | 19.1857 | 0 | 0 | 0 | 0 | 100 | 69.0276
791 | 14.8936 | 0.50125 | -4.8649 | 0 | 0 | 6.6704 | 5.6715 | 0 | 1.2336 | 0 | 41.2899 | 0.0064395 | 70.8575 | 1.4567 | 64.5359 | 41.9655 | 12.6794 | 2.6309 | 16.5238 | 0 | 0 | 0 | 0 | 100 | 69.2629
792 | 14.8936 | 1.1025 | -6.0494 | 0 | 0 | 6.6704 | 5.6715 | 0 | 1.2336 | 0 | 33.4202 | 0.0064395 | 63.589 | 1.4567 | 56.0829 | 38.5052 | 6.7377 | 1.9107 | 14.4136 | 0 | 0 | 0 | 0 | 100 | 69.2319
793 | 14.8936 | 10.3206 | -1.9821 | 0 | 0 | 6.6704 | 5.6715 | 0 | 1.2336 | 0 | 27.1428 | 0.0064395 | 66.5465 | 0.95782 | 63.6066 | 34.938 | 4.9673 | 2.0675 | 26.4904 | 0 | 0 | 0 | 0 | 100 | 73.0256
794 | 14.8936 | 9.5107 | -0.76033 | 0 | 0 | 6.6704 | 5.6715 | 0 | 1.2336 | 0 | 22.5477 | 0.0064395 | 61.1447 | 0.95782 | 59.4266 | 33.6609 | 4.3481 | 2.0062 | 24.0317 | 0 | 0 | 0 | 0 | 100 | 73.0462
795 | 14.8936 | 13.068 | -1.2167 | 0 | 0 | 6.6704 | 5.6715 | 0 | 1.2336 | 0 | 16.837 | 0.0064395 | 58.9915 | 0.73081 | 57.044 | 33.1174 | 4.2249 | 2.0217 | 22.6483 | 0 | 0 | 0 | 0 | 100 | 74.0521
796 | 14.8936 | 10.3283 | -4.8581 | 0 | 0 | 6.6704 | 5.6715 | 7.0816 | 1.2336 | 0 | 13.169 | 0.0064395 | 52.5838 | 0 | 47.7258 | 32.0083 | 4.3253 | 2.1104 | 21.9481 | 0 | 0 | 0 | 0 | 100 | 74.9999
797 | 14.8936 | 6.563 | -8.3369 | 0 | 0 | 6.6704 | 5.6715 | 6.6299 | 1.2336 | 0 | 13.068 | 0.0064395 | 48.7175 | 0 | 40.3806 | 30.8001 | 4.7572 | 5.0205 | 14.5707 | 0 | 0 | 0 | 0 | 100 | 75.0002
798 | 14.8936 | 4.7392 | -12.9548 | 0 | 0 | 6.6704 | 5.6715 | 10.9524 | 1.2336 | 0 | 15.6411 | 0.0064395 | 49.4669 | 0 | 36.5121 | 29.9227 | 7.6152 | 6.2027 | 14.75 | 0 | 0 | 0 | 0 | 100 | 75.0001
799 | 14.8936 | 2.8238 | -14.2051 | 0 | 2.9502 | 6.6704 | 5.6715 | 13.2371 | 1.2336 | 0 | 20.293 | 0.0064395 | 55.1586 | 0 | 40.9535 | 30.2615 | 19.2273 | 8.7225 | 16.0481 | 2.9003 | 0 | 0.0499 | 0 | 100 | 75.4955
800 | 14.8936 | 2.772 | -13.6872 | 0 | 0 | 6.6704 | 5.6715 | 10.7061 | 1.2336 | 0 | 26.3827 | 0.0064395 | 58.2412 | 0 | 44.554 | 32.7082 | 28.6659 | 11.3239 | 8.5146 | 0 | 0 | 0 | 0 | 98.2183 | 75.0004
801 | 14.8936 | 2.772 | -13.1382 | 0 | 0.91748 | 6.6704 | 5.6715 | 13.2371 | 1.2336 | 0 | 31.6871 | 0.0064395 | 64.4674 | 0 | 51.3292 | 35.4441 | 25.3688 | 12.9617 | 15.1603 | 0.91748 | 0 | 0 | 0 | 98.2183 | 75.1102
802 | 14.8936 | 3.6551 | -9.1093 | 0 | 0 | 6.6704 | 5.6715 | 3.0909 | 1.2336 | 0 | 39.8517 | 0.0064395 | 72.5933 | 0 | 63.484 | 38.5151 | 19.3373 | 12.8133 | 15.9481 | 0 | 0 | 0 | 0 | 97.6642 | 74.9999
803 | 14.8936 | 7.0465 | -5.2914 | 0 | 0 | 6.6704 | 5.6715 | 0 | 1.2336 | 0 | 53.6348 | 0.0064395 | 89.7678 | 0.95782 | 83.5186 | 42.1269 | 16.1484 | 12.2675 | 12.7114 | 0 | 0 | 0 | 0 | 97.6642 | 73.0989
804 | 14.8936 | 0 | -9.791 | 0 | 0 | 6.6704 | 5.6715 | 0 | 1.2336 | 0 | 65.432 | 0.0064395 | 94.4984 | 1.4567 | 83.2507 | 44.0928 | 15.0392 | 12.0055 | 11.7922 | 0 | 0 | 0 | 0 | 97.6642 | 68.8861
805 | 14.8936 | 0 | -18.3174 | 0 | 0 | 6.6704 | 5.6715 | 0 | 1.2336 | 0 | 76.5092 | 0.0064395 | 105.5755 | 1.4567 | 85.8013 | 44.824 | 15.9248 | 11.6426 | 12.0938 | 0 | 0 | 0 | 0 | 97.6642 | 67.3145
806 | 14.8936 | 0 | -18.4465 | 0 | 0 | 6.6704 | 5.6715 | 0 | 1.2336 | 0 | 84.9197 | 0.0064395 | 113.9861 | 1.4567 | 94.0828 | 45.2166 | 16.4036 | 11.1752 | 12.2875 | 0 | 0 | 0 | 0 | 97.6642 | 67.9944
807 | 14.8936 | 0 | -15.6104 | 0 | 0 | 6.6704 | 5.6715 | 0 | 1.2336 | 0 | 86.717 | 0.0064395 | 115.7834 | 1.4567 | 98.7163 | 44.6154 | 16.8136 | 10.503 | 11.9864 | 0 | 0 | 0 | 0 | 97.6642 | 68.6812
808 | 14.8936 | 0 | -19.0904 | 0 | 0 | 6.6704 | 5.6715 | 0 | 1.2336 | 0 | 85.7856 | 0.0064395 | 114.852 | 1.4567 | 94.3049 | 44.1513 | 19.1372 | 9.8205 | 11.3476 | 0 | 0 | 0 | 0 | 97.6642 | 69.375
809 | 14.8936 | 0 | -19.8208 | 0 | 0 | 6.6704 | 5.6715 | 0 | 1.2336 | 0 | 81.4582 | 0.0064395 | 110.5255 | 1.4567 | 89.248 | 44.1687 | 25.4143 | 9.3064 | 11.7052 | 0 | 0 | 0 | 0 | 97.6642 | 70.0757
810 | 14.8936 | 0 | -19.6223 | 0 | 0 | 6.6704 | 5.6715 | 0 | 1.2336 | 0 | 76.7663 | 0.0064395 | 105.8494 | 1.4567 | 84.7704 | 45.9635 | 29.6347 | 8.5848 | 13.0845 | 0 | 0 | 0 | 0 | 97.6642 | 70.7836
811 | 14.8936 | 0 | -17.5721 | 0 | 0 | 6.6704 | 5.6715 | 0 | 1.2336 | 0 | 77.8581 | 0.0064395 | 106.9412 | 1.1953 | 88.1738 | 50.5166 | 29.4086 | 7.0958 | 12.9601 | 0 | 0 | 0 | 0 | 97.6642 | 71.4986
812 | 14.8936 | 0 | -17.7177 | 0 | 0 | 6.6704 | 5.6715 | 0 | 1.2336 | 0 | 80.0737 | 0.0064395 | 109.1568 | 0.95782 | 90.4812 | 49.9008 | 27.8845 | 5.9293 | 11.9653 | 0 | 0 | 0 | 0 | 97.6642 | 72.2208
813 | 14.8936 | 0 | -20.459 | 0 | 0 | 6.6704 | 5.6715 | 0 | 1.2336 | 0 | 82.0396 | 0.0064395 | 111.106 | 1.4567 | 89.1903 | 47.4597 | 25.5044 | 5.2821 | 10.4625 | 0 | 0 | 0 | 0 | 97.6642 | 70.0429
814 | 14.8936 | 0 | -21.4553 | 0.49549 | 0 | 6.6704 | 5.6715 | 0 | 1.2336 | 0 | 84.574 | 0.0064395 | 113.6404 | 2.2501 | 89.4394 | 44.6826 | 21.4548 | 5.0084 | 17.8122 | 0 | 0 | 0 | 0 | 97.6642 | 63.8437
815 | 14.8936 | 0 | -21.4553 | 0.83019 | 0 | 6.6704 | 5.6715 | 0 | 1.2336 | 0 | 87.6284 | 0.0064395 | 116.6851 | 19.5687 | 74.8309 | 41.5316 | 14.3113 | 2.9695 | 15.537 | 0 | 0 | 0 | 0 | 97.9202 | 63.8437
816 | 14.8936 | 0 | -21.4553 | 0.27522 | 0 | 6.6704 | 5.6715 | 0 | 1.2336 | 0 | 90.6633 | 0.0064395 | 119.72 | 36.1288 | 61.8607 | 38.0404 | 7.6048 | 2.1566 | 13.8288 | 0 | 0 | 0 | 0 | 98.348 | 63.8437
817 | 14.8936 | 0 | -21.4553 | 2.4997 | 0 | 6.6704 | 2.6372 | 0 | 1.2263 | 0 | 93.7195 | 0.0064395 | 119.7644 | 0 | 95.8094 | 34.744 | 4.1385 | 1.7225 | 26.6312 | 0 | 0 | 0 | 0 | 98.4893 | 54.0577
818 | 14.8936 | 0 | -21.4553 | 0.43981 | 0 | 6.6704 | 3.3129 | 0 | 1.2263 | 0 | 96.3833 | 0.0064395 | 123.1039 | 0 | 101.2087 | 35.9133 | 3.6227 | 1.6715 | 24.3295 | 0 | 0 | 0 | 0 | 99.7742 | 54.6037
819 | 14.8936 | 0 | -21.4553 | 0 | 0 | 6.6704 | 3.3129 | 0 | 1.2263 | 0 | 95.1788 | 0.0064395 | 121.8994 | 0 | 100.444 | 35.6273 | 3.52 | 1.6844 | 22.7612 | 0 | 0 | 0 | 0 | 100 | 55.1553
820 | 14.8936 | 0 | -21.4553 | 0 | 0 | 6.6704 | 3.3129 | 0 | 1.2263 | 0 | 91.5012 | 0.0064395 | 118.2218 | 0 | 96.7664 | 34.7145 | 3.6037 | 1.7583 | 21.6843 | 0 | 0 | 0 | 0 | 100 | 55.7124
821 | 14.8936 | 0 | -21.4553 | 0 | 0 | 6.6704 | 3.3129 | 0 | 1.2263 | 0 | 87.3772 | 0.0064395 | 114.0978 | 0 | 92.6424 | 34.0344 | 3.9635 | 4.1828 | 14.304 | 0 | 0 | 0 | 0 | 100 | 55.7124
822 | 14.8936 | 0 | -20.936 | 0 | 0 | 6.6704 | 3.3129 | 0 | 1.2263 | 0 | 83.0531 | 0.0064395 | 109.7737 | 0 | 88.8377 | 33.2442 | 6.3446 | 5.1678 | 14.07 | 0 | 0 | 0 | 0 | 100 | 56.8436
823 | 14.8936 | 0 | -20.6313 | 0 | 0 | 6.6704 | 3.3129 | 0 | 1.2263 | 0 | 79.3477 | 0.0064395 | 106.0722 | 0 | 85.4409 | 34.3943 | 16.0193 | 7.2672 | 13.0857 | 0 | 0 | 0 | 0 | 100 | 57.4178
824 | 14.8936 | 0 | -21.2317 | 0 | 0 | 6.6704 | 3.3129 | 0 | 1.2263 | 0 | 75.5182 | 0.0064395 | 102.2439 | 0 | 81.0123 | 40.1583 | 23.8832 | 9.4346 | 2.6447 | 0 | 0 | 0 | 0 | 100 | 57.9977
825 | 14.8936 | 0 | -21.4553 | 0 | 0 | 6.6704 | 3.3129 | 0 | 1.2263 | 0 | 72.5418 | 0.0064395 | 99.2675 | 0 | 77.8122 | 46.7079 | 21.1362 | 10.7991 | 4.7917 | 0 | 0 | 0 | 0 | 100 | 59.2819
826 | 14.8936 | 0 | -21.4553 | 0 | 0 | 6.6704 | 3.3129 | 0 | 1.2263 | 0 | 73.3968 | 0.0064395 | 100.1225 | 0 | 78.6672 | 48.2008 | 16.111 | 10.6755 | 7.0386 | 0 | 0 | 0 | 0 | 100 | 59.8807
827 | 14.8936 | 0 | -21.4553 | 0 | 0 | 6.6704 | 3.3129 | 0 | 1.2263 | 0 | 79.1288 | 0.0064395 | 105.8546 | 0 | 84.3992 | 49.3167 | 13.4541 | 10.2208 | 9.3078 | 0 | 0 | 0 | 0 | 100 | 60.4855
828 | 14.8936 | 0 | -21.4553 | 0 | 0 | 6.6704 | 3.3129 | 0 | 1.2268 | 0 | 84.0526 | 0.0064395 | 110.7788 | 0 | 89.3234 | 49.6024 | 12.53 | 10.0025 | 10.0026 | 0 | 0 | 0 | 0 | 100 | 61.0965
829 | 14.8936 | 0 | -21.4553 | 0 | 0 | 6.6704 | 3.3129 | 0 | 1.2336 | 0 | 86.0948 | 0.0064395 | 112.8278 | 0 | 91.3725 | 49.7813 | 13.2678 | 9.7001 | 11.1201 | 0 | 0 | 0 | 0 | 100 | 61.7136
830 | 14.8936 | 0 | -21.4553 | 0 | 0 | 6.6704 | 3.3129 | 0 | 1.2336 | 0 | 84.5074 | 0.0064395 | 111.2405 | 0 | 89.7851 | 49.745 | 13.6668 | 9.3107 | 10.9093 | 0 | 0 | 0 | 0 | 100 | 62.337
831 | 14.8936 | 0 | -17.6867 | 0 | 0 | 6.6704 | 5.6715 | 0 | 1.2336 | 0 | 73.5582 | 0.0064395 | 102.6498 | 0 | 84.9631 | 49.083 | 14.0084 | 8.7506 | 10.7137 | 0 | 0 | 0 | 0 | 100 | 68.8799
832 | 14.8936 | 0 | -7.2772 | 0 | 0 | 6.6704 | 5.6715 | 2.0507 | 1.2336 | 0 | 61.8352 | 0.0064395 | 90.9268 | 0 | 83.6497 | 48.6559 | 15.9443 | 8.182 | 10.5107 | 0 | 0 | 0 | 0 | 100 | 74.9998
833 | 14.8936 | 0 | -21.4553 | 0 | 0 | 6.6704 | 5.6715 | 13.2371 | 1.2336 | 0 | 50.1477 | 0.0064395 | 79.2394 | 0 | 57.784 | 48.6942 | 21.1741 | 7.7537 | 10.7111 | 0 | 0 | 0 | 0 | 100 | 78.2351
834 | 14.8936 | 0 | -17.1435 | 0 | 1.7805 | 6.6704 | 5.6715 | 13.2371 | 1.9436 | 6.4969 | 39.8609 | 0.0064395 | 78.0303 | 0 | 54.39 | 51.0568 | 24.6903 | 7.1525 | 10.4913 | 0.0499 | 0 | 0 | 1.7306 | 100 | 100.1574
835 | 14.8936 | 0 | -15.2118 | 0 | 1.8304 | 6.6704 | 5.6715 | 13.2371 | 1.9436 | 12.4549 | 34.434 | 0.0064395 | 78.6113 | 0 | 50.9447 | 54.5186 | 24.502 | 5.9119 | 10.1066 | 0.0998 | 0 | 0 | 1.7306 | 98.9247 | 100.1574
836 | 14.8936 | 2.3826 | -7.7443 | 0 | 1.7306 | 6.6704 | 5.6715 | 13.2371 | 1.9436 | 3.1964 | 31.042 | 0.0064395 | 68.2436 | 0 | 57.303 | 54.0864 | 23.2322 | 4.9401 | 8.5238 | 0 | 0 | 0 | 1.7306 | 97.8192 | 100.1574
837 | 14.8936 | 6.732 | -8.6834 | 0 | 0 | 6.6704 | 5.6715 | 13.2371 | 1.9436 | 0 | 28.2405 | 0.0064395 | 64.7742 | 0 | 56.0907 | 52.2284 | 21.2491 | 4.4008 | 6.9693 | 0 | 0 | 0 | 0 | 96.774 | 86.4296
838 | 14.8936 | 11.1246 | -7.8126 | 0 | 0 | 6.6704 | 5.6715 | 13.2371 | 1.9436 | 0 | 25.6755 | 0.0064395 | 66.6701 | 0 | 58.8575 | 49.096 | 17.8752 | 4.1728 | 14.2911 | 0 | 0 | 0 | 0 | 96.774 | 94.803
839 | 14.8936 | 6.732 | -7.1741 | 0 | 0 | 6.6704 | 5.6715 | 13.2371 | 1.9436 | 0 | 23.791 | 0.0064395 | 60.3247 | 0 | 53.1506 | 44.8429 | 11.9235 | 2.4741 | 12.6655 | 0 | 0 | 0 | 0 | 96.774 | 85.6416
840 | 14.8936 | 6.732 | -6.3075 | 0.11089 | 0 | 6.6704 | 5.6715 | 13.2371 | 1.9436 | 0 | 23.0425 | 0.0064395 | 59.5761 | 0 | 53.1577 | 40.1875 | 6.336 | 1.7968 | 11.5652 | 0 | 0 | 0 | 0 | 96.774 | 85.6416
841 | 14.8936 | 6.732 | -5.5683 | 1e-11 | 0 | 6.6704 | 5.6715 | 13.2371 | 1.9436 | 0 | 23.4853 | 0.0064395 | 60.0173 | 0 | 54.4491 | 35.9213 | 4.0903 | 1.7025 | 24.3146 | 0 | 0 | 0 | 0 | 96.8343 | 85.6416
842 | 14.8936 | 6.732 | -5.2914 | 0.055444 | 0 | 6.6704 | 5.6715 | 13.2371 | 1.9436 | 0 | 24.863 | 0.0064395 | 61.3951 | 0 | 56.0483 | 36.2717 | 3.5805 | 1.652 | 22.7565 | 0 | 0 | 0 | 0 | 96.8343 | 85.6416
843 | 14.8936 | 6.8155 | -6.7337 | 0 | 0 | 6.6704 | 5.6715 | 13.2371 | 1.9436 | 0 | 25.8323 | 0.0064395 | 62.448 | 0 | 55.7143 | 35.712 | 3.479 | 1.6648 | 21.4591 | 0 | 0 | 0 | 0 | 96.8644 | 86.5067
844 | 14.8936 | 7.7097 | -6.7337 | 0 | 0 | 6.6704 | 5.6715 | 13.2371 | 1.9436 | 0 | 26.8537 | 0.0064395 | 64.3635 | 0 | 57.6298 | 34.7965 | 3.5617 | 1.7378 | 20.6386 | 0 | 0 | 0 | 0 | 96.8644 | 87.3805
845 | 14.8936 | 7.062 | -6.7337 | 0 | 0 | 6.6704 | 5.6715 | 13.2371 | 1.9436 | 0 | 28.1226 | 0.0064395 | 64.9847 | 0 | 58.251 | 34.0277 | 3.9173 | 4.1341 | 14.2742 | 0 | 0 | 0 | 0 | 96.8644 | 88.2631
846 | 14.8936 | 3.9288 | -6.7337 | 0 | 0 | 6.6704 | 5.6715 | 13.2371 | 1.9436 | 0 | 30.0583 | 0.0064395 | 63.7872 | 0 | 57.0536 | 33.2795 | 6.2707 | 5.1076 | 14.1625 | 0 | 0 | 0 | 0 | 96.8644 | 89.1547
847 | 14.8936 | 0.41543 | -11.5672 | 0 | 0 | 6.6704 | 5.6715 | 13.2371 | 1.9436 | 0 | 32.0966 | 0.0064395 | 62.3121 | 0 | 50.745 | 34.5099 | 15.8327 | 7.1825 | 13.085 | 0 | 0 | 0 | 0 | 96.8644 | 90.0552
848 | 14.8936 | 0.40298 | -18.4465 | 0 | 0 | 6.6704 | 5.6715 | 13.2371 | 1.9436 | 0 | 33.7654 | 0.0064395 | 63.9758 | 0 | 45.5292 | 40.4376 | 23.6049 | 9.3247 | 2.0763 | 0 | 0 | 0 | 0 | 96.8644 | 90.9649
849 | 14.8936 | 0 | -13.92 | 0 | 0 | 6.6704 | 5.6715 | 13.2371 | 1.9436 | 0 | 33.7539 | 0.0064395 | 63.6234 | 0 | 49.7033 | 47.3918 | 20.89 | 10.6733 | 3.0832 | 0 | 0 | 0 | 0 | 96.8644 | 94.9619
850 | 14.8936 | 7.7899 | -6.1953 | 0 | 0 | 6.6704 | 5.6715 | 13.2371 | 1.9436 | 0 | 33.8865 | 0.0064395 | 71.5459 | 0 | 65.3506 | 49.0913 | 15.9233 | 10.5511 | 4.6725 | 0 | 0 | 0 | 0 | 96.8644 | 92.8118
851 | 14.8936 | 8.5299 | -6.7337 | 0 | 0 | 6.6704 | 5.6715 | 13.2371 | 1.9436 | 0 | 34.157 | 0.0064395 | 72.5564 | 0 | 65.8227 | 50.3682 | 13.2974 | 10.1017 | 7.3146 | 0 | 0 | 0 | 0 | 96.8644 | 93.7493
852 | 14.8936 | 8.2878 | -6.7337 | 0 | 0 | 6.6704 | 5.6715 | 13.2371 | 1.9436 | 0 | 33.7956 | 12 | 83.9465 | 0 | 77.2128 | 51.1772 | 12.384 | 9.8859 | 9.2739 | 0 | 0 | 0 | 0 | 96.8644 | 94.6963
853 | 14.8936 | 7.7976 | -7.0439 | 0 | 0 | 6.6704 | 5.6715 | 13.2371 | 1.9436 | 0 | 34.8362 | 14.3514 | 86.8482 | 0 | 79.8044 | 51.6568 | 13.1132 | 9.5871 | 10.5043 | 0 | 0 | 0 | 0 | 96.8644 | 95.6528
854 | 14.8936 | 5.2522 | -8.6562 | 0 | 0 | 6.6704 | 5.6715 | 13.2371 | 1.9436 | 0 | 35.6317 | 14.3514 | 85.0984 | 0 | 76.4422 | 52.1847 | 13.5075 | 9.2022 | 10.4309 | 0 | 0 | 0 | 0 | 96.8644 | 96.619
855 | 14.8936 | 0 | -9.9386 | 0 | 0.5814 | 6.6704 | 5.6715 | 13.2371 | 1.9436 | 0 | 34.807 | 14.3514 | 79.6028 | 0 | 69.6642 | 52.0055 | 13.8452 | 8.6487 | 10.695 | 0 | 0 | 0 | 0.5814 | 96.8644 | 97.595
856 | 14.8936 | 0 | -18.1136 | 0 | 0.5814 | 6.6704 | 5.6715 | 13.2371 | 1.9436 | 0 | 32.8265 | 14.3514 | 77.6224 | 0 | 59.5088 | 51.647 | 15.7586 | 8.0867 | 10.8609 | 0 | 0 | 0 | 0.5814 | 96.5133 | 98.5808
857 | 14.8936 | 0 | -19.0344 | 0 | 5.7938 | 6.6704 | 5.6715 | 13.2371 | 1.9436 | 0 | 29.7155 | 14.3514 | 79.746 | 0 | 60.7115 | 51.4595 | 20.9274 | 7.6633 | 11.2133 | 1.5992 | 0.5005 | 0.6993 | 2.9948 | 96.1622 | 101.5983
858 | 14.8936 | 0 | -20.2207 | 0 | 12.0196 | 6.6704 | 5.6715 | 13.2371 | 1.9436 | 1.044 | 27.1602 | 14.3514 | 84.4604 | 0 | 63.1957 | 53.5757 | 24.4027 | 7.0692 | 11.4717 | 4.902 | 1.4985 | 2.0055 | 3.6136 | 92.663 | 101.5983
859 | 14.8936 | 0 | -20.3696 | 0 | 9.4665 | 6.6704 | 5.6715 | 13.2371 | 1.9436 | 7.0178 | 27.7973 | 14.3514 | 88.5182 | 0 | 61.1308 | 56.4804 | 24.2165 | 5.843 | 9.9443 | 2.9114 | 2.499 | 0.7007 | 3.3554 | 85.4039 | 101.5983
860 | 14.8936 | 0 | -19.9097 | 0 | 11.4925 | 6.6704 | 5.6715 | 13.2371 | 1.9436 | 14.4079 | 29.1722 | 14.3514 | 99.3094 | 0 | 64.9918 | 55.7482 | 22.9615 | 4.8825 | 8.5631 | 5.9232 | 2 | 0.7007 | 2.8686 | 79.6866 | 101.5983
861 | 14.8936 | 0 | -19.6626 | 0 | 12.468 | 6.6704 | 5.6715 | 13.2371 | 1.9436 | 8.7761 | 27.9208 | 14.3514 | 93.4016 | 0 | 64.9629 | 53.4074 | 21.0016 | 4.3496 | 7.7361 | 4.3919 | 3.4995 | 1.2002 | 3.3764 | 72.7458 | 101.5983
862 | 14.8936 | 0 | -18.9992 | 0 | 7.8533 | 6.6704 | 5.6715 | 13.2371 | 1.9436 | 15.4836 | 25.0754 | 14.3514 | 92.649 | 0 | 58.1662 | 50.0562 | 17.6669 | 4.1241 | 14.5581 | 1.7962 | 1.5015 | 1.3991 | 3.1565 | 65.2158 | 101.5983
863 | 14.8936 | 0 | -18.1136 | 0 | 8.6674 | 6.6704 | 5.6715 | 13.2371 | 1.9436 | 3.3427 | 22.0926 | 14.3514 | 78.3694 | 0 | 56.9131 | 45.7238 | 11.7846 | 2.4453 | 13.069 | 2.3877 | 2.0005 | 1.3549 | 2.9243 | 60.4729 | 101.5983
864 | 14.8936 | 0 | -18.1136 | 0 | 1.7306 | 6.6704 | 5.6715 | 13.2371 | 1.9436 | 0 | 19.9012 | 14.3514 | 65.8685 | 0 | 47.7549 | 41.0935 | 6.2622 | 1.7759 | 11.5973 | 0 | 0 | 0 | 1.7306 | 55.2382 | 100.5824
865 | 14.8936 | 0 | -18.1136 | 0 | 8.1124 | 6.6704 | 5.6715 | 13.2371 | 1.9436 | 1.1268 | 18.486 | 14.3514 | 71.9619 | 0 | 52.7215 | 36.9932 | 4.484 | 1.8663 | 25.3378 | 3.3334 | 1 | 0.5505 | 3.2284 | 54.193 | 101.5983
866 | 14.8936 | 0 | -18.1136 | 0 | 7.9228 | 6.6704 | 5.6715 | 13.2371 | 1.9436 | 0 | 17.6214 | 14.3514 | 69.7809 | 0 | 51.6673 | 36.7946 | 3.9251 | 1.811 | 24.0471 | 2.9363 | 0.501 | 1.5497 | 2.9358 | 49.2936 | 101.5983
867 | 14.8936 | 0.47516 | -18.1136 | 0 | 5.3671 | 6.6704 | 5.6715 | 13.2371 | 1.9436 | 0 | 17.8285 | 14.3514 | 67.9074 | 0 | 49.7938 | 36.4042 | 3.8138 | 1.825 | 22.8723 | 1.6479 | 0.0005 | 1.5582 | 2.1605 | 44.5087 | 101.5983
868 | 14.8936 | 0.47026 | -18.1136 | 0 | 2.8569 | 6.6704 | 5.6715 | 13.2371 | 1.9436 | 0 | 19.0116 | 14.3514 | 66.5754 | 0 | 48.4618 | 35.6253 | 3.9045 | 1.9051 | 22.3383 | 0.13651 | 0.501 | 0 | 2.2194 | 41.2672 | 101.5983
869 | 14.8936 | 0 | -18.1136 | 0 | 0.5814 | 6.6704 | 5.6715 | 13.2371 | 1.9436 | 0 | 21.1033 | 14.3514 | 65.8992 | 0 | 47.7856 | 34.6168 | 4.2943 | 4.532 | 15.5981 | 0 | 0 | 0 | 0.5814 | 39.5418 | 98.5808
870 | 14.8936 | 0 | -18.1136 | 0 | 1.4858 | 6.6704 | 5.6715 | 13.2371 | 1.9436 | 0 | 23.7689 | 14.3514 | 69.4913 | 0 | 51.3778 | 33.7357 | 6.8742 | 5.5992 | 15.8191 | 0 | 0 | 0 | 1.4858 | 39.1907 | 99.5765
871 | 14.8936 | 0 | -18.1136 | 0 | 1.7306 | 6.6704 | 5.6715 | 13.2371 | 1.9436 | 0 | 27.0767 | 14.3514 | 73.0439 | 0 | 54.9304 | 34.8904 | 17.3565 | 7.8738 | 16.7336 | 0 | 0 | 0 | 1.7306 | 38.2933 | 100.5824
872 | 14.8936 | 0 | -18.5813 | 0 | 8.9003 | 6.6704 | 5.6715 | 13.2371 | 1.9436 | 4.383 | 30.5575 | 14.3514 | 88.0775 | 0 | 65.1132 | 40.8837 | 25.8768 | 10.2221 | 7.3897 | 2.8014 | 2.5033 | 0.7499 | 2.8457 | 37.2482 | 101.5983
873 | 14.8936 | 0 | -19.6372 | 0 | 10.8137 | 6.6704 | 5.6715 | 13.2371 | 1.9436 | 16.6839 | 32.5647 | 14.3514 | 104.2989 | 0 | 67.9779 | 47.5932 | 22.9005 | 11.7006 | 15.2231 | 4.4143 | 2.5033 | 1.0504 | 2.8457 | 31.8729 | 101.5983
874 | 14.8936 | 0 | -18.7745 | 0 | 11.481 | 6.6704 | 5.6715 | 13.2371 | 1.9436 | 10.6014 | 35.935 | 14.3514 | 102.2541 | 0 | 72.8782 | 49.3857 | 17.4558 | 11.5666 | 17.8271 | 5.2418 | 3.0028 | 0.7001 | 2.5363 | 25.342 | 101.5983
875 | 14.8936 | 0 | -18.1136 | 0 | 11.3331 | 6.6704 | 5.6715 | 13.2371 | 1.9436 | 0 | 40.827 | 14.3514 | 96.3968 | 0 | 78.2832 | 50.7454 | 14.5772 | 11.0739 | 14.6424 | 5.2164 | 2.4995 | 0.999 | 2.6182 | 18.4081 | 101.5983
876 | 14.8936 | 0 | -15.8909 | 0 | 0.9114 | 6.6704 | 5.6715 | 13.2371 | 1.9436 | 0 | 45.9318 | 14.3514 | 91.0577 | 0 | 75.1668 | 51.2884 | 13.5759 | 10.8374 | 12.2252 | 0 | 0 | 0 | 0.9114 | 11.5635 | 99.0892
877 | 14.8936 | 0 | -15.1858 | 0 | 0.1026 | 6.6704 | 5.6715 | 13.2371 | 1.9436 | 0 | 49.9251 | 14.3514 | 94.2421 | 0 | 79.0564 | 51.8214 | 14.3753 | 10.5098 | 12.3408 | 0 | 0 | 0 | 0.1026 | 11.0131 | 96.619
878 | 14.8936 | 0 | -15.7783 | 0 | 0.5814 | 6.6704 | 5.6715 | 13.2371 | 1.9436 | 0 | 51.6379 | 14.3514 | 96.4338 | 0 | 80.6555 | 52.2223 | 14.8076 | 10.0879 | 12.583 | 0 | 0 | 0 | 0.5814 | 10.9511 | 97.595
879 | 14.8936 | 0 | -17.5669 | 0 | 0.5814 | 6.6704 | 5.6715 | 13.2371 | 1.9436 | 0 | 51.3325 | 14.3514 | 96.1284 | 0 | 78.5615 | 51.9655 | 15.1777 | 9.481 | 11.644 | 0 | 0 | 0 | 0.5814 | 10.6 | 98.5808
880 | 14.8936 | 0 | -19.3575 | 0 | 1.1354 | 6.6704 | 5.6715 | 13.2371 | 1.9436 | 0 | 50.4828 | 14.3514 | 95.8341 | 0 | 76.4765 | 51.8619 | 17.2752 | 8.865 | 11.2716 | 0 | 0 | 0 | 1.1354 | 10.2489 | 99.5765
881 | 14.8936 | 0 | -19.9549 | 0 | 1.7306 | 6.6704 | 5.6715 | 13.2371 | 1.9436 | 0 | 52.0189 | 14.3514 | 97.9862 | 0 | 78.0313 | 52.1375 | 22.9415 | 8.4009 | 11.8182 | 0 | 0 | 0 | 1.7306 | 9.5631 | 100.5824
882 | 14.8936 | 0 | -20.2273 | 0 | 5.866 | 6.6704 | 5.6715 | 13.2371 | 1.9436 | 0 | 53.9341 | 14.3514 | 104.0367 | 0 | 83.8094 | 54.4503 | 26.7513 | 7.7495 | 12.4487 | 1.362 | 2.498 | 0.0002 | 2.0058 | 8.518 | 101.5983
883 | 14.8936 | 0 | -19.018 | 0 | 8.2379 | 6.6704 | 5.6715 | 13.2371 | 1.9436 | 0 | 57.4491 | 14.3514 | 109.9236 | 0 | 90.9056 | 56.4405 | 26.5472 | 6.4054 | 14.2682 | 3.6159 | 1.5043 | 0.8998 | 2.2179 | 4.9752 | 101.5983
884 | 14.8936 | 0.21094 | -18.4465 | 0 | 0 | 6.6704 | 5.6715 | 13.2371 | 1.9436 | 0 | 61.6705 | 13.7776 | 105.5221 | 0 | 87.0756 | 55.8068 | 25.1714 | 5.3524 | 13.5006 | 0 | 0 | 0 | 0 | 0 | 94.6963
885 | 14.8936 | 1.1543 | -17.7508 | 0 | 0 | 6.6704 | 5.6715 | 13.2371 | 1.9436 | 0 | 64.7459 | 2.5343 | 98.2976 | 0 | 80.5468 | 53.9826 | 23.0228 | 4.7682 | 11.5289 | 0 | 0 | 0 | 0 | 0 | 94.6962
886 | 14.8936 | 2.0175 | -18.2066 | 0 | 0 | 6.6704 | 5.6715 | 13.2371 | 1.9436 | 0 | 67.0567 | 0.0064395 | 98.9437 | 0 | 80.737 | 50.7343 | 19.3673 | 4.5211 | 18.8701 | 0 | 0 | 0 | 0 | 0 | 91.402
887 | 14.8936 | 2.7061 | -18.4465 | 0 | 0 | 6.6704 | 2.5133 | 0 | 1.2336 | 0 | 68.917 | 0.0064395 | 97.555 | 0 | 79.1085 | 46.4375 | 12.9188 | 2.6806 | 16.59 | 0 | 0 | 0 | 0 | 0 | 63.3673
888 | 14.8936 | 2.9205 | -18.4465 | 0 | 0 | 6.6704 | 0 | 0 | 1.2263 | 0 | 70.7108 | 0.0064395 | 97.0073 | 1.4958 | 77.0649 | 42.1564 | 6.8649 | 1.9468 | 14.8648 | 0 | 0 | 0 | 0 | 0 | 38.5056
889 | 14.8936 | 2.9173 | -18.4465 | 0 | 0 | 6.6704 | 0 | 0 | 1.2263 | 0 | 73.2551 | 0.0064395 | 99.5359 | 8.97 | 72.1194 | 38.0519 | 4.9458 | 2.0585 | 28.4977 | 0 | 0 | 0 | 0 | 0 | 38.5056
890 | 14.8936 | 2.9205 | -18.4465 | 0 | 0 | 6.6704 | 0 | 0 | 1.2263 | 0 | 75.347 | 0.0064395 | 101.629 | 7.3162 | 75.8663 | 38.4624 | 4.3293 | 1.9975 | 26.4649 | 0 | 0 | 0 | 0 | 0 | 38.5056
891 | 14.8936 | 2.9205 | -18.4465 | 0 | 0 | 6.6704 | 0 | 0 | 1.2263 | 0 | 75.3504 | 0.0064395 | 101.6184 | 15.9981 | 67.1737 | 37.8637 | 4.2066 | 2.013 | 24.9749 | 0 | 0 | 0 | 0 | 0 | 38.5056
892 | 14.8936 | 2.5147 | -18.4465 | 0 | 0 | 6.6704 | 0 | 0 | 1.2263 | 0 | 74.4039 | 0.0064395 | 100.263 | 9.6829 | 72.1335 | 36.863 | 4.3066 | 2.1013 | 24.3251 | 0 | 0 | 0 | 0 | 0 | 38.5056
893 | 14.8936 | 2.9205 | -18.4465 | 0 | 0 | 6.6704 | 0 | 0 | 1.2263 | 0 | 73.5927 | 0.0064395 | 99.9156 | 1.4958 | 79.9732 | 35.9689 | 4.7366 | 4.9987 | 15.963 | 0 | 0 | 0 | 0 | 0 | 38.8945
894 | 14.8936 | 2.9205 | -18.4465 | 0 | 0 | 6.6704 | 0 | 0 | 1.2263 | 0 | 72.8036 | 0.0064395 | 99.1265 | 1.4958 | 79.1841 | 35.0685 | 7.5822 | 6.1759 | 15.7807 | 0 | 0 | 0 | 0 | 0 | 39.2874
895 | 14.8936 | 2.9205 | -18.4465 | 0 | 0 | 6.6704 | 0 | 0 | 1.2263 | 0 | 72.534 | 0.0064395 | 98.8575 | 1.4958 | 78.9151 | 36.3369 | 19.1441 | 8.6847 | 16.0819 | 0 | 0 | 0 | 0 | 0 | 39.6842
896 | 14.8936 | 2.9205 | -18.4465 | 0 | 0 | 6.6704 | 0 | 0 | 1.2263 | 0 | 73.0654 | 0.0064395 | 99.3919 | 0.99691 | 79.9484 | 42.3352 | 28.5418 | 11.2749 | 7.1151 | 0 | 0 | 0 | 0 | 0 | 40.0851
897 | 14.8936 | 2.8428 | -18.4465 | 0 | 0 | 6.6704 | 0 | 0 | 1.2263 | 0 | 75.4316 | 0.0064395 | 101.6804 | 0.99691 | 82.2369 | 49.3234 | 25.259 | 12.9056 | 14.2632 | 0 | 0 | 0 | 0 | 0 | 40.49
898 | 14.8936 | 2.7493 | -18.4465 | 0 | 0 | 6.6704 | 0 | 0 | 1.2263 | 0 | 80.4825 | 0.0064395 | 106.6377 | 0.95782 | 87.2334 | 51.3914 | 19.2536 | 12.7578 | 16.1544 | 0 | 0 | 0 | 0 | 0 | 40.899
899 | 14.8936 | 2.9205 | -18.4465 | 0 | 0 | 6.6704 | 0 | 0 | 1.2263 | 0 | 86.9784 | 0.0064395 | 113.3049 | 0.8565 | 94.0019 | 52.8141 | 16.0785 | 12.2144 | 12.6859 | 0 | 0 | 0 | 0 | 0 | 41.3121
900 | 14.8936 | 1.9814 | -18.4465 | 0 | 0 | 6.6704 | 0 | 0 | 1.2263 | 0 | 93.1034 | 0.0064395 | 118.4488 | 8.8688 | 91.1334 | 53.0368 | 14.9741 | 11.9535 | 10.6919 | 0 | 0 | 0 | 0 | 0 | 38.5056
901 | 14.8936 | 1.9559 | -18.4465 | 0 | 0 | 6.6704 | 0 | 0 | 1.2263 | 0 | 99.51 | 0.0064395 | 124.8291 | 15.1232 | 91.2593 | 52.7352 | 15.8558 | 11.5922 | 10.6356 | 0 | 0 | 0 | 0 | 0 | 38.5056
902 | 14.8936 | 1.9604 | -18.4465 | 0 | 0 | 6.6704 | 0 | 0 | 1.2263 | 0 | 104.103 | 0.0064395 | 129.4223 | 19.4589 | 91.5169 | 52.4763 | 16.3326 | 11.1268 | 11.1536 | 0 | 0 | 0 | 0 | 0 | 38.5056
903 | 14.8936 | 2.0306 | -18.4465 | 0 | 0 | 6.6704 | 0 | 0 | 1.2263 | 0 | 105.1295 | 0.0064395 | 130.5208 | 22.0669 | 90.0074 | 51.2463 | 16.7409 | 10.4575 | 11.1383 | 0 | 0 | 0 | 0 | 0 | 38.5056
904 | 14.8936 | 2.1039 | -18.4465 | 0 | 0 | 6.6704 | 0 | 0 | 1.2263 | 0 | 104.5453 | 0.0064395 | 129.9868 | 21.5564 | 89.9838 | 50.216 | 19.0544 | 9.778 | 10.4822 | 0 | 0 | 0 | 0 | 0 | 38.5056
905 | 14.8936 | 1.8797 | -18.4465 | 0 | 0 | 6.6704 | 0 | 0 | 1.2263 | 0 | 101.9677 | 0.0064395 | 127.2072 | 9.6422 | 99.1184 | 49.7361 | 25.3043 | 9.2661 | 11.3724 | 0 | 0 | 0 | 0 | 0 | 38.5056
906 | 14.8936 | 1.5463 | -18.4465 | 0 | 0 | 6.6704 | 0 | 0 | 1.2263 | 0 | 98.9573 | 0.0064395 | 123.9061 | 1.4958 | 103.9637 | 51.5699 | 29.5064 | 8.5477 | 12.3858 | 0 | 0 | 0 | 0 | 0 | 38.8945
907 | 14.8936 | 1.0292 | -18.4465 | 0 | 0 | 6.6704 | 0 | 0 | 1.2263 | 0 | 97.7502 | 0.0064395 | 122.1817 | 1.4958 | 102.2394 | 55.9052 | 29.2813 | 7.065 | 13.8068 | 0 | 0 | 0 | 0 | 0 | 39.2874
908 | 14.8936 | 0.92403 | -18.4465 | 0 | 0 | 6.6704 | 0 | 0 | 1.2263 | 0 | 98.3334 | 0.0064395 | 122.6599 | 1.4958 | 102.7175 | 55.761 | 27.7638 | 5.9037 | 12.8787 | 0 | 0 | 0 | 0 | 0 | 39.6842
909 | 14.8936 | 1.2692 | -18.4465 | 0 | 0 | 6.6704 | 0 | 0 | 1.2263 | 0 | 101.2111 | 0.0064395 | 125.828 | 11.8895 | 95.4919 | 53.0796 | 25.394 | 5.2593 | 11.2777 | 0 | 0 | 0 | 0 | 0 | 38.5056
910 | 14.8936 | 1.7641 | -18.4465 | 0 | 0 | 6.6704 | 0 | 0 | 1.2263 | 0 | 105.795 | 0.0064395 | 130.9317 | 17.2574 | 95.2278 | 49.5063 | 21.3619 | 4.9867 | 18.8913 | 0 | 0 | 0 | 0 | 0 | 38.5056
911 | 14.8936 | 1.6123 | -18.4465 | 0 | 0 | 6.6704 | 0 | 0 | 1.2263 | 0 | 111.1108 | 0.0064395 | 135.9172 | 37.3935 | 80.0772 | 45.5864 | 14.2493 | 2.9567 | 16.8033 | 0 | 0 | 0 | 0 | 0 | 35.8681
912 | 6.4114 | 0 | -21.4553 | 3.2414 | 0 | 6.6704 | 0 | 0 | 1.2263 | 0 | 116.4069 | 0.0064395 | 131.0813 | 37.3935 | 68.9911 | 41.9395 | 7.5719 | 2.1473 | 14.9348 | 0 | 0 | 0 | 0 | 0 | 0.010005
913 | 6.4114 | 0 | -21.4553 | 3.0768 | 0 | 6.6704 | 0 | 0 | 1.2263 | 0 | 121.268 | 0.0064395 | 135.9424 | 37.3935 | 74.0168 | 38.6531 | 5.182 | 2.1568 | 29.4593 | 0 | 0 | 0 | 0 | 1.5317 | 0.010005
914 | 6.4114 | 0 | -21.4553 | 10.0945 | 0 | 6.6704 | 0 | 0 | 1.2263 | 0 | 126.1919 | 0.0064395 | 140.8663 | 37.3935 | 71.923 | 37.7971 | 4.5361 | 2.0929 | 27.0153 | 0 | 0 | 0 | 0 | 2.9645 | 0.010001
915 | 6.4114 | 0 | -21.4553 | 8.1742 | 0 | 6.6704 | 0 | 0 | 1.2263 | 0 | 131.517 | 0.0064395 | 146.1913 | 37.3935 | 79.1683 | 37.1198 | 4.4075 | 2.1091 | 25.3234 | 0 | 0 | 0 | 0 | 7.7882 | 0.01
916 | 6.4114 | 0 | -21.4553 | 7.7318 | 0 | 6.6704 | 0 | 0 | 1.2263 | 0 | 136.2054 | 0.0064395 | 150.8797 | 37.3935 | 84.2991 | 36.042 | 4.5123 | 2.2016 | 24.4139 | 0 | 0 | 0 | 0 | 11.6289 | 0.01
917 | 6.4114 | 0 | -21.4553 | 5.9421 | 0 | 6.6704 | 0 | 0 | 1.2263 | 0 | 139.9474 | 0.0064395 | 154.625 | 37.3935 | 89.8341 | 34.8939 | 4.9628 | 5.2375 | 16.4602 | 0 | 0 | 0 | 0 | 15.2709 | 0.01
918 | 6.4114 | 0 | -21.4553 | 5.6476 | 0 | 6.6704 | 0 | 0 | 1.2263 | 0 | 112.0758 | 0.0064395 | 126.7534 | 37.3935 | 62.2569 | 33.9951 | 7.9443 | 6.4708 | 16.3311 | 0 | 0 | 0 | 0 | 17.9214 | 0.01
919 | 6.4114 | 0 | -21.4553 | 4.4897 | 0 | 6.6704 | 0 | 0 | 1.2263 | 0 | 128.2218 | 0.0064395 | 142.8994 | 37.3935 | 79.5608 | 35.3611 | 20.0584 | 9.0995 | 16.4788 | 0 | 0 | 0 | 0 | 20.6873 | 0.01
920 | 6.4114 | 0 | -21.4553 | 4.04 | 0 | 6.6704 | 0 | 0 | 1.2263 | 0 | 139.3051 | 0.0064395 | 153.9475 | 37.3935 | 91.0586 | 41.8605 | 29.9049 | 11.8134 | 7.0588 | 0 | 0 | 0 | 0 | 22.8337 | 0.01
921 | 6.4114 | 0 | -21.4553 | 0.68364 | 0 | 6.6704 | 0 | 0 | 1.2263 | 0 | 148.1955 | 0.0064395 | 162.8732 | 37.3935 | 103.3407 | 49.1513 | 26.4654 | 13.522 | 13.7205 | 0 | 0 | 0 | 0 | 24.7593 | 0.010004
922 | 6.4114 | 0 | -21.4553 | 5.2645 | 0 | 6.6704 | 0 | 0 | 1.2263 | 0 | 151.5218 | 0.0064395 | 166.1962 | 37.3935 | 102.0828 | 51.839 | 20.1731 | 13.3671 | 16.222 | 0 | 0 | 0 | 0 | 25.0976 | 0.01
923 | 6.4114 | 0 | -21.4553 | 6.6895 | 0 | 6.6704 | 0 | 0 | 1.2263 | 0 | 146.9618 | 0.0064395 | 161.6386 | 37.3935 | 96.1002 | 52.8373 | 16.8464 | 12.7977 | 13.1373 | 0 | 0 | 0 | 0 | 27.6456 | 0.01
924 | 6.4114 | 0 | -21.4553 | 4.82 | 0 | 6.6704 | 0 | 0 | 1.2263 | 0 | 141.3545 | 0.0064395 | 156.0289 | 37.3935 | 92.36 | 52.5974 | 15.6892 | 12.5244 | 11.0719 | 0 | 0 | 0 | 0 | 30.9174 | 0.01
925 | 6.4114 | 0 | -21.4553 | 4.4022 | 0 | 6.6704 | 0 | 0 | 1.2263 | 0 | 141.9151 | 0.0064395 | 156.5895 | 37.3935 | 93.3384 | 52.3773 | 16.6131 | 12.1458 | 11.7617 | 0 | 0 | 0 | 0 | 33.1888 | 0.01
926 | 6.4114 | 0 | -21.4553 | 3.9995 | 0 | 6.6704 | 0 | 0 | 1.2263 | 0 | 141.9553 | 0.0064395 | 156.6298 | 37.3935 | 93.7814 | 52.1752 | 17.1126 | 11.6582 | 12.4078 | 0 | 0 | 0 | 0 | 35.3707 | 0.01
927 | 6.4114 | 0 | -21.4553 | 4.186 | 0 | 6.6704 | 0 | 0 | 1.2263 | 0 | 148.6458 | 0.0064395 | 163.3202 | 37.3935 | 100.2854 | 51.6886 | 17.5404 | 10.9569 | 11.4658 | 0 | 0 | 0 | 0 | 37.2867 | 0.01
928 | 6.4114 | 0 | -21.4553 | 3.9624 | 0 | 6.6704 | 0 | 0 | 1.2263 | 0 | 147.8187 | 0.0064395 | 162.4931 | 37.3935 | 99.6818 | 51.3899 | 19.9644 | 10.245 | 10.6262 | 0 | 0 | 0 | 0 | 39.3316 | 0.01
929 | 6.4114 | 0 | -21.1625 | 7.3212e-06 | 0 | 6.6704 | 0 | 0 | 1.2263 | 0 | 152.4962 | 0.0064395 | 167.1705 | 37.3935 | 108.6145 | 51.3823 | 26.5127 | 9.7086 | 11.575 | 0 | 0 | 0 | 0 | 41.345 | 0.010101
930 | 6.4114 | 0 | -21.4553 | 6.3365e-06 | 0 | 6.6704 | 0 | 0 | 1.2263 | 0 | 146.6598 | 0.0064395 | 161.3342 | 37.3935 | 102.4853 | 53.3916 | 30.9156 | 8.9559 | 13.1092 | 0 | 0 | 0 | 0 | 41.345 | 0.010203
931 | 6.4114 | 0 | -21.4553 | 7.3871e-06 | 0 | 6.6704 | 0 | 0 | 1.2263 | 0 | 145.1918 | 0.0064395 | 159.8662 | 37.3935 | 101.0173 | 56.4113 | 30.6797 | 7.4025 | 13.7284 | 0 | 0 | 0 | 0 | 41.345 | 0.010306
932 | 6.4114 | 0 | -21.4553 | 8.0165e-06 | 0 | 6.6704 | 0 | 0 | 1.2263 | 0 | 145.8487 | 0.0064395 | 160.5231 | 37.3935 | 101.6742 | 56.0187 | 29.0898 | 6.1856 | 13.4384 | 0 | 0 | 0 | 0 | 41.345 | 0.01041
933 | 6.4114 | 0 | -21.4553 | 4.4184 | 0 | 6.6704 | 0 | 0 | 1.2263 | 0 | 146.4931 | 0.0064395 | 161.1675 | 37.3935 | 97.9002 | 53.6576 | 26.6067 | 5.5104 | 11.6439 | 0 | 0 | 0 | 0 | 41.345 | 0.01
934 | 6.4114 | 0 | -21.4553 | 2.9486 | 0 | 6.6704 | 0 | 0 | 1.2263 | 0 | 147.0857 | 0.0064395 | 161.7601 | 37.3935 | 99.9626 | 50.3274 | 22.3821 | 5.2249 | 19.7647 | 0 | 0 | 0 | 0 | 43.425 | 0.01
935 | 6.4114 | 0 | -21.4553 | 3.9079 | 0 | 6.6704 | 0 | 0 | 1.2263 | 0 | 130.0923 | 0.0064395 | 144.7667 | 37.3935 | 82.0099 | 46.4891 | 14.9299 | 3.0979 | 17.0228 | 0 | 0 | 0 | 0 | 44.8597 | 0.01
936 | 6.4114 | 0 | -21.4553 | 3.1867 | 0 | 6.6704 | 0 | 0 | 1.2263 | 0 | 141.1854 | 0.0064395 | 155.8598 | 37.3935 | 93.8243 | 42.7161 | 7.9335 | 2.2498 | 15.3025 | 0 | 0 | 0 | 0 | 46.7673 | 0.01
937 | 6.4114 | 0 | -21.4553 | 2.7999 | 0 | 6.6704 | 0 | 0 | 1.2263 | 0 | 123.1354 | 0.0064395 | 137.8098 | 37.3935 | 76.161 | 39.3249 | 5.0396 | 2.0976 | 29.8175 | 0 | 0 | 0 | 0 | 48.2881 | 0.01
938 | 6.4114 | 0 | -21.4553 | 4.863 | 0 | 6.6704 | 0 | 0 | 1.2263 | 0 | 122.026 | 0.0064395 | 136.7004 | 37.3935 | 72.9886 | 39.6143 | 4.4114 | 2.0354 | 27.2215 | 0 | 0 | 0 | 0 | 49.6305 | 0.01
939 | 6.4114 | 0 | -21.4553 | 2.4922 | 0 | 6.6704 | 0 | 0 | 1.2263 | 0 | 116.3768 | 0.0064395 | 131.0512 | 37.3935 | 69.7101 | 38.5715 | 4.2864 | 2.0511 | 25.5083 | 0 | 0 | 0 | 0 | 52.0227 | 0.01
940 | 6.4114 | 0 | -21.4553 | 3.6394 | 0 | 6.6704 | 0 | 0 | 1.2263 | 0 | 115.1958 | 0.0064395 | 129.8702 | 37.3935 | 67.3819 | 37.1413 | 4.3883 | 2.1411 | 24.9204 | 0 | 0 | 0 | 0 | 53.1925 | 0.01
941 | 6.4114 | 0 | -21.4553 | 4.8602 | 0 | 6.6704 | 0 | 0 | 1.2263 | 0 | 109.6502 | 0.0064395 | 124.3245 | 37.3935 | 60.6155 | 35.7145 | 4.8264 | 5.0935 | 16.7215 | 0 | 0 | 0 | 0 | 54.9665 | 0.01
942 | 6.4114 | 0 | -21.4553 | 3.3337 | 0 | 6.6704 | 0 | 0 | 1.2263 | 0 | 110.9217 | 0.0064395 | 125.596 | 37.3935 | 63.4135 | 34.526 | 7.726 | 6.293 | 17.0523 | 0 | 0 | 0 | 0 | 57.3316 | 0.01
943 | 6.4114 | 0 | -21.4553 | 2.8404 | 0 | 6.6704 | 0 | 0 | 1.2263 | 0 | 126.0525 | 0.0064395 | 140.727 | 37.3935 | 79.0377 | 34.383 | 19.5071 | 8.8494 | 18.9739 | 0 | 0 | 0 | 0 | 58.9266 | 0.01
944 | 6.4114 | 0 | -21.4553 | 2.4057 | 0 | 6.6704 | 0 | 0 | 1.2263 | 0 | 148.2859 | 0.0064395 | 162.9636 | 37.3935 | 101.709 | 35.571 | 29.0831 | 11.4887 | 9.5423 | 0 | 0 | 0 | 0 | 60.2754 | 0.01
945 | 6.4114 | 0 | -21.4553 | 4.6597 | 0 | 6.6704 | 0 | 0 | 1.2263 | 0 | 141.2283 | 0.0064395 | 155.9059 | 37.3935 | 92.3974 | 37.0915 | 25.7381 | 13.1504 | 17.1121 | 0 | 0 | 0 | 0 | 61.4327 | 0.01
946 | 6.4114 | 0 | -21.0744 | 2.4771 | 0 | 6.6704 | 0 | 0 | 1.2263 | 0 | 137.253 | 0.0064395 | 151.9274 | 37.3935 | 90.9824 | 40.4498 | 19.6188 | 12.9998 | 18.0182 | 0 | 0 | 0 | 0 | 63.7436 | 0.01
947 | 6.4114 | 0 | -21.4553 | 3.7762 | 0 | 6.6704 | 0 | 0 | 1.2263 | 0 | 135.7648 | 0.0064395 | 150.4391 | 37.3935 | 87.8141 | 44.8836 | 16.3834 | 12.446 | 13.8365 | 0 | 0 | 0 | 0 | 64.9252 | 0.01
948 | 6.4114 | 0 | -21.4553 | 1.3062 | 0 | 6.6704 | 0 | 0 | 1.2263 | 0 | 133.3575 | 0.0064395 | 148.0351 | 37.3935 | 87.8801 | 47.9772 | 15.258 | 12.1802 | 12.1436 | 0 | 0 | 0 | 0 | 66.7315 | 0.01
949 | 6.4114 | 0 | -20.936 | 4.2934 | 0 | 6.6704 | 0 | 0 | 1.2263 | 0 | 137.9325 | 0.0064395 | 152.6102 | 37.3935 | 89.9873 | 49.6332 | 16.1565 | 11.8121 | 12.1177 | 0 | 0 | 0 | 0 | 67.3716 | 0.01
950 | 6.4114 | 0 | -20.936 | 3.5416 | 0 | 6.6704 | 0 | 0 | 1.2263 | 0 | 138.9645 | 0.0064395 | 153.6421 | 37.3935 | 91.7709 | 50.5486 | 16.6423 | 11.3378 | 12.9777 | 0 | 0 | 0 | 0 | 69.4705 | 0.01
951 | 6.4114 | 0 | -20.936 | 5.0402 | 0 | 6.6704 | 0 | 0 | 1.2263 | 0 | 138.8277 | 0.0064395 | 153.5053 | 37.3935 | 90.1356 | 49.763 | 17.0583 | 10.6558 | 12.5044 | 0 | 0 | 0 | 0 | 71.178 | 0.01
952 | 6.4114 | 0 | -20.936 | 3.9403 | 0 | 6.6704 | 0 | 0 | 1.2263 | 0 | 138.5015 | 0.0064395 | 153.1791 | 37.3935 | 90.9093 | 49.2317 | 19.4158 | 9.9635 | 11.9914 | 0 | 0 | 0 | 0 | 73.6205 | 0.01
953 | 6.4114 | 0 | -21.3086 | 4.6039 | 0 | 6.6704 | 0 | 0 | 1.2263 | 0 | 155.9212 | 0.0064395 | 170.5988 | 37.3935 | 107.2928 | 49.1975 | 25.7841 | 9.4418 | 12.5893 | 0 | 0 | 0 | 0 | 75.5265 | 0.01
954 | 6.4114 | 0 | -20.9616 | 8.1082e-06 | 0 | 6.6704 | 0 | 0 | 1.2263 | 0 | 149.4526 | 0.0064395 | 164.1303 | 37.3935 | 105.7752 | 50.5319 | 30.066 | 8.7098 | 13.7582 | 0 | 0 | 0 | 0 | 77.7426 | 0.010101
955 | 6.4114 | 0 | -21.15 | 7.8776e-06 | 0 | 6.6704 | 0 | 0 | 1.2263 | 0 | 146.519 | 0.0064395 | 161.2013 | 37.3935 | 102.6578 | 54.8964 | 29.8366 | 7.199 | 14.9464 | 0 | 0 | 0 | 0 | 77.7426 | 0.010203
956 | 6.4114 | 0 | -21.4553 | 7.3718e-06 | 0 | 6.6704 | 0 | 0 | 1.2263 | 0 | 145.6105 | 0.0064395 | 160.2929 | 37.3935 | 101.444 | 55.8049 | 28.2904 | 6.0156 | 15.2336 | 0 | 0 | 0 | 0 | 77.7427 | 0.010306
957 | 6.4114 | 0 | -21.4553 | 2.4544 | 0 | 6.6704 | 0 | 0 | 1.2263 | 0 | 144.6879 | 0.0064395 | 159.3703 | 37.3935 | 98.0671 | 53.357 | 25.8756 | 5.359 | 12.805 | 0 | 0 | 0 | 0 | 77.7427 | 0.010001
958 | 6.4114 | 0 | -21.4073 | 1.758e-05 | 0 | 6.6704 | 0 | 0 | 1.2263 | 0 | 143.6461 | 0.0064395 | 158.3284 | 37.3935 | 99.5276 | 50.4681 | 21.7671 | 5.0813 | 21.9168 | 0 | 0 | 0 | 0 | 78.8875 | 0.010102
959 | 6.4114 | 0 | -21.4553 | 5.7932 | 0 | 6.6704 | 0 | 0 | 1.2263 | 0 | 142.5394 | 0.0064395 | 157.2218 | 37.3935 | 92.5797 | 46.9477 | 14.5196 | 3.0128 | 18.8999 | 0 | 0 | 0 | 0 | 78.8875 | 0.01
960 | 6.4114 | 0 | -21.4553 | 4.4587 | 0 | 6.6704 | 0 | 0 | 1.2263 | 0 | 118.1678 | 0.0064395 | 132.8502 | 37.3935 | 69.5426 | 42.952 | 7.7155 | 2.188 | 16.4571 | 0 | 0 | 0 | 0 | 81.5779 | 0.01
961 | 6.4114 | 0 | -21.4553 | 6.8966 | 0 | 6.6704 | 0 | 0 | 1.2263 | 0 | 126.6426 | 0.0064395 | 141.325 | 37.3935 | 75.5796 | 39.0509 | 4.8795 | 2.0309 | 29.7369 | 0 | 0 | 0 | 0 | 83.7617 | 0.01
962 | 6.4114 | 0 | -21.4553 | 5.6348 | 0 | 6.6704 | 0 | 0 | 1.2263 | 0 | 138.9534 | 0.0064395 | 153.6358 | 37.3935 | 89.1522 | 37.0346 | 4.2713 | 1.9707 | 26.9708 | 0 | 0 | 0 | 0 | 87.0807 | 0.01
963 | 6.4114 | 0 | -21.0188 | 7.4066 | 0 | 6.6704 | 0 | 0 | 1.2263 | 0 | 118.3745 | 0.0064395 | 133.0569 | 37.3935 | 67.2379 | 36.431 | 4.1502 | 1.986 | 25.378 | 0 | 0 | 0 | 0 | 89.7737 | 0.01
964 | 6.4114 | 0 | -20.936 | 5.8834 | 0 | 6.6704 | 0 | 0 | 1.2263 | 0 | 114.5018 | 0.0064395 | 129.1842 | 37.3935 | 64.9713 | 35.2967 | 4.2488 | 2.0731 | 24.5619 | 0 | 0 | 0 | 0 | 93.3904 | 0.01
965 | 6.4114 | 0 | -20.936 | 7.9585 | 0 | 6.6704 | 0 | 0 | 1.2263 | 0 | 137.9032 | 0.0064395 | 152.5856 | 37.3935 | 86.2975 | 34.1416 | 4.673 | 4.9317 | 15.872 | 0 | 0 | 0 | 0 | 96.1859 | 0.01
966 | 6.4114 | 0 | -20.936 | 9.5129e-06 | 0 | 6.6704 | 0 | 0 | 1.2263 | 0 | 137.8507 | 0.0064395 | 152.5332 | 37.3935 | 94.2036 | 33.2236 | 7.4805 | 6.093 | 16.039 | 0 | 0 | 0 | 0 | 100 | 0.010101
967 | 6.4114 | 0 | -20.5001 | 8.6094e-06 | 0 | 6.6704 | 0 | 0 | 1.2263 | 0 | 137.8724 | 0.0064395 | 152.5548 | 37.3935 | 94.6612 | 33.5141 | 18.8873 | 8.5682 | 17.4065 | 0 | 0 | 0 | 0 | 100 | 0.010203
968 | 6.4114 | 0 | -20.5 | 8.5035e-06 | 0 | 6.6704 | 0 | 0 | 1.2263 | 0 | 138.3177 | 0.0064395 | 153.0001 | 37.3935 | 95.1066 | 36.1393 | 28.159 | 11.1236 | 8.969 | 0 | 0 | 0 | 0 | 100 | 0.010306
969 | 6.4114 | 0 | -20.4989 | 7.2765e-06 | 0 | 6.6704 | 0 | 0 | 1.2263 | 0 | 139.6927 | 0.0064395 | 154.375 | 37.3935 | 96.4826 | 38.9827 | 24.9202 | 12.7325 | 16.1809 | 0 | 0 | 0 | 0 | 100 | 0.01041
970 | 6.4114 | 0 | -20.4447 | 7.92e-06 | 0 | 6.6704 | 0 | 0 | 1.2263 | 0 | 142.5423 | 0.0064395 | 157.22 | 37.3935 | 99.3818 | 42.576 | 18.9953 | 12.5867 | 17.0879 | 0 | 0 | 0 | 0 | 100 | 0.010515
971 | 6.4114 | 0 | -20.317 | 8.2424e-06 | 0 | 6.6704 | 0 | 0 | 1.2263 | 0 | 145.9427 | 0.0064395 | 160.6203 | 37.3935 | 102.9098 | 46.5189 | 15.8628 | 12.0506 | 13.6271 | 0 | 0 | 0 | 0 | 100 | 0.010622
972 | 6.4114 | 0 | -20.3865 | 7.9518e-06 | 0 | 6.6704 | 0 | 0 | 1.2263 | 0 | 148.6025 | 0.0064395 | 163.2802 | 37.3935 | 105.5001 | 48.6969 | 14.7732 | 11.7932 | 12.6182 | 0 | 0 | 0 | 0 | 100 | 0.010729
973 | 6.4114 | 0 | -20.5803 | 8.1529e-06 | 0 | 6.6704 | 0 | 0 | 1.2263 | 0 | 150.2942 | 0.0064395 | 164.9718 | 37.3935 | 106.998 | 49.3676 | 15.6431 | 11.4367 | 12.928 | 0 | 0 | 0 | 0 | 100 | 0.010837
974 | 6.4114 | 0 | -20.5741 | 7.9329e-06 | 0 | 6.6704 | 0 | 0 | 1.2263 | 0 | 150.5264 | 0.0064395 | 165.2041 | 37.3935 | 107.2365 | 49.6537 | 16.1135 | 10.9776 | 13.1353 | 0 | 0 | 0 | 0 | 100 | 0.010947
975 | 6.4114 | 0 | -20.667 | 7.4224e-06 | 0 | 6.6704 | 0 | 0 | 1.2263 | 0 | 149.1163 | 0.0064395 | 163.7986 | 37.3935 | 105.7381 | 48.7005 | 16.5163 | 10.3172 | 12.802 | 0 | 0 | 0 | 0 | 100 | 0.011057
976 | 6.4114 | 0 | -20.6069 | 5.8612e-06 | 0 | 6.6704 | 0 | 0 | 1.2263 | 0 | 146.0556 | 0.0064395 | 160.738 | 37.3935 | 102.7376 | 48.068 | 18.7988 | 9.6469 | 12.1441 | 0 | 0 | 0 | 0 | 100 | 0.011169
977 | 6.4114 | 0 | -20.7918 | 3.2753e-06 | 0 | 6.6704 | 0 | 0 | 1.2263 | 0 | 142.4608 | 0.0064395 | 157.1396 | 37.3935 | 98.9543 | 47.9909 | 24.9648 | 9.1418 | 12.5605 | 0 | 0 | 0 | 0 | 100 | 0.011282
978 | 6.4114 | 0 | -20.9946 | 3.0024e-06 | 0 | 6.6704 | 0 | 0 | 1.2263 | 0 | 137.4955 | 0.0064395 | 152.1731 | 37.3935 | 93.785 | 49.55 | 29.1106 | 8.433 | 14.0565 | 0 | 0 | 0 | 0 | 100 | 0.011396
979 | 6.4114 | 0 | -21.3148 | 1.9212e-06 | 0 | 6.6704 | 0 | 0 | 1.2263 | 0 | 133.7236 | 0.0064395 | 148.406 | 37.3935 | 89.6977 | 54.0311 | 28.8885 | 6.9703 | 13.9496 | 0 | 0 | 0 | 0 | 100 | 0.011511
980 | 6.4114 | 0 | -21.4553 | 3.4353e-07 | 0 | 6.6704 | 0 | 0 | 1.2263 | 0 | 131.4217 | 0.0064395 | 146.1041 | 37.3935 | 87.2552 | 54.5193 | 27.3914 | 5.8245 | 12.875 | 0 | 0 | 0 | 0 | 100 | 0.011627
981 | 6.4114 | 0 | -21.4553 | 9.6471e-08 | 0 | 6.6704 | 0 | 0 | 1.2263 | 0 | 129.8123 | 0.0064395 | 144.49 | 37.3935 | 85.6411 | 52.1662 | 25.0533 | 5.1887 | 11.2428 | 0 | 0 | 0 | 0 | 100 | 0.011745
982 | 6.4114 | 0 | -21.2343 | 4e-08 | 0 | 6.6704 | 0 | 0 | 1.2263 | 0 | 128.2073 | 0.0064395 | 142.8849 | 37.3935 | 84.2571 | 49.0716 | 21.0754 | 4.9198 | 19.5446 | 0 | 0 | 0 | 0 | 100 | 0.011863
983 | 6.4114 | 0 | -21.0012 | 5.647e-08 | 0 | 6.6704 | 0 | 0 | 1.2263 | 0 | 126.3563 | 0.0064395 | 141.0339 | 37.3935 | 82.6391 | 45.5919 | 14.0582 | 2.917 | 17.0545 | 0 | 0 | 0 | 0 | 100 | 0.011983
984 | 6.4114 | 0 | -20.6997 | 8.235e-09 | 0 | 6.6704 | 0 | 0 | 1.2263 | 0 | 124.8467 | 0.0064395 | 139.5291 | 37.3935 | 81.4359 | 41.6881 | 7.4703 | 2.1185 | 15.1645 | 0 | 0 | 0 | 0 | 100 | 0.012104
985 | 6.4114 | 0 | -21.4553 | 3.3176e-07 | 0 | 6.6704 | 0 | 0 | 1.2263 | 0 | 123.51 | 0.0064395 | 138.1872 | 37.3935 | 79.3383 | 38.1573 | 5.0492 | 2.1016 | 28.1668 | 0 | 0 | 0 | 0 | 100 | 6.5245
986 | 6.4114 | 0 | -21.4553 | 0 | 0 | 6.6704 | 0 | 0 | 1.2263 | 0 | 122.3015 | 0.0064395 | 136.9792 | 37.3935 | 78.1303 | 39.1995 | 4.4199 | 2.0393 | 25.7518 | 0 | 0 | 0 | 0 | 100 | 6.5904
987 | 6.4114 | 0 | -21.4553 | 0 | 0 | 6.6704 | 0 | 0 | 1.2263 | 0 | 122.7295 | 0.0064395 | 137.4072 | 37.3935 | 78.5583 | 38.681 | 4.2946 | 2.0551 | 24.0998 | 0 | 0 | 0 | 0 | 100 | 6.657
988 | 6.4114 | 0 | -21.4553 | 0 | 0 | 6.6704 | 0 | 0 | 1.2263 | 0 | 124.0184 | 0.0064395 | 138.6961 | 37.3935 | 79.8473 | 37.6247 | 4.3967 | 2.1452 | 22.9776 | 0 | 0 | 0 | 0 | 100 | 6.7242
989 | 6.4114 | 0 | -21.4553 | 0 | 0 | 6.6704 | 0 | 0 | 1.2263 | 0 | 125.5236 | 0.0064395 | 140.2012 | 37.3935 | 81.3524 | 36.7385 | 4.8356 | 5.1033 | 14.7422 | 0 | 0 | 0 | 0 | 100 | 6.7921
990 | 6.4114 | 0 | -21.4553 | 0 | 0 | 6.6704 | 0 | 0 | 1.2263 | 0 | 126.8959 | 0.0064395 | 141.5735 | 37.3935 | 82.7247 | 35.9995 | 7.7408 | 6.3051 | 14.5022 | 0 | 0 | 0 | 0 | 100 | 6.8607
991 | 6.4114 | 0 | -21.4553 | 0 | 0 | 6.6704 | 0 | 0 | 1.2263 | 0 | 128.4108 | 0.0064395 | 143.0894 | 37.3935 | 84.2406 | 37.4281 | 19.5445 | 8.8664 | 13.5207 | 0 | 0 | 0 | 0 | 100 | 6.93
992 | 14.7275 | 0 | -21.4553 | 0 | 0 | 6.6704 | 0 | 0 | 1.2263 | 0 | 129.5769 | 0.0064395 | 152.5755 | 37.3935 | 93.7266 | 43.8223 | 29.1388 | 11.5107 | 2.7 | 0 | 0 | 0 | 0 | 100 | 7
993 | 14.8936 | 0 | -21.4553 | 0 | 0 | 6.6704 | 0 | 0 | 1.2263 | 0 | 129.0468 | 0.0064395 | 152.2114 | 37.3935 | 93.3625 | 51.2479 | 25.7873 | 13.1755 | 4.9068 | 0 | 0 | 0 | 0 | 100 | 41.4682
994 | 14.8936 | 0 | -21.4553 | 0 | 0 | 6.6704 | 0 | 0 | 1.2263 | 0 | 129.0142 | 0.0064395 | 152.1788 | 37.3935 | 93.3299 | 53.7222 | 19.6563 | 13.0246 | 7.2179 | 0 | 0 | 0 | 0 | 100 | 41.8871
995 | 14.8936 | 0 | -21.4553 | 0 | 0 | 6.6704 | 0 | 0 | 1.2263 | 0 | 129.1558 | 0.0064395 | 152.3253 | 37.3935 | 93.4764 | 55.3987 | 16.4148 | 12.4699 | 9.5444 | 0 | 0 | 0 | 0 | 100 | 42.3102
996 | 14.8936 | 0 | -21.4553 | 0 | 0 | 6.6704 | 0 | 0 | 1.2263 | 0 | 130.0062 | 0.0064395 | 153.1859 | 37.3935 | 94.337 | 56.0308 | 15.2873 | 12.2035 | 10.2615 | 0 | 0 | 0 | 0 | 100 | 42.7375
997 | 14.8936 | 0 | -21.4553 | 0 | 0 | 6.6704 | 0 | 0 | 1.2263 | 0 | 129.0351 | 0.0064395 | 152.2148 | 37.3935 | 93.3659 | 56.4109 | 16.1875 | 11.8347 | 11.4091 | 0 | 0 | 0 | 0 | 100 | 43.1692
998 | 14.8936 | 0 | -21.4553 | 0 | 0 | 6.6704 | 0 | 0 | 1.2263 | 0 | 125.5523 | 0.0064395 | 148.732 | 37.3935 | 89.8831 | 56.0382 | 16.6742 | 11.3596 | 11.2002 | 0 | 0 | 0 | 0 | 100 | 43.6053
999 | 14.8936 | 0 | -21.4553 | 0 | 0 | 6.6704 | 0 | 0 | 1.2263 | 0 | 121.6181 | 0.0064395 | 144.8016 | 37.3935 | 85.9528 | 54.9317 | 17.091 | 10.6762 | 11.0016 | 0 | 0 | 0 | 0 | 100 | 44.0457
1000 | 14.8936 | 0 | -21.4553 | 0 | 0 | 6.6704 | 0 | 0 | 1.2263 | 0 | 117.4788 | 0.0064395 | 140.6735 | 37.3935 | 81.8246 | 53.9913 | 19.4529 | 9.9825 | 10.7941 | 0 | 0 | 0 | 0 | 100 | 44.4907
1001 | 14.8936 | 0 | -20.1717 | 0 | 0 | 6.6704 | 0 | 0 | 1.2263 | 0 | 112.6716 | 0.0064395 | 135.9392 | 37.3935 | 78.374 | 53.4344 | 25.8335 | 9.4599 | 11.0009 | 0 | 0 | 0 | 0 | 100 | 47.2101
1002 | 14.8936 | 0 | -20.1717 | 0 | 0 | 6.6704 | 0 | 0 | 1.2263 | 0 | 107.7425 | 0.0064395 | 131.1181 | 29.6132 | 81.3332 | 55.2045 | 30.1236 | 8.7264 | 10.7854 | 0 | 0 | 0 | 0 | 100 | 47.2561
1003 | 14.8936 | 0 | -20.1717 | 0 | 0 | 6.6704 | 0 | 0 | 1.2263 | 0 | 104.3523 | 0.0064395 | 127.7286 | 23.8695 | 83.6874 | 58.6398 | 29.8937 | 7.2128 | 10.3929 | 0 | 0 | 0 | 0 | 100 | 47.2561
1004 | 14.8936 | 0 | -20.1717 | 0 | 0 | 6.6704 | 0 | 0 | 1.2263 | 0 | 102.2996 | 0.0064395 | 125.6795 | 23.9297 | 81.5781 | 59.2367 | 28.3445 | 6.0271 | 8.7668 | 0 | 0 | 0 | 0 | 100 | 47.2561
1005 | 14.8936 | 0 | -20.1717 | 0 | 0 | 6.6704 | 0 | 0 | 1.2263 | 0 | 100.6861 | 0.0064395 | 124.0603 | 26.9675 | 76.9211 | 57.3939 | 25.9251 | 5.3693 | 7.1679 | 0 | 0 | 0 | 0 | 100 | 47.2561
1006 | 14.8936 | 0 | -20.1717 | 0 | 0 | 6.6704 | 0 | 0 | 1.2263 | 0 | 98.8997 | 0.0064395 | 122.2758 | 9.3696 | 92.7345 | 54.0553 | 21.8087 | 5.091 | 14.8225 | 0 | 0 | 0 | 0 | 100 | 47.2561
1007 | 14.8936 | 0 | -19.5242 | 0 | 0 | 6.6704 | 0 | 0 | 1.2263 | 0 | 96.6802 | 0.0064395 | 120.065 | 1.4567 | 99.0841 | 49.5766 | 14.5474 | 3.0185 | 13.14 | 0 | 0 | 0 | 0 | 100 | 47.7334
1008 | 14.8936 | 0 | -19.1762 | 0 | 0 | 6.6704 | 0 | 0 | 1.2263 | 0 | 94.4294 | 0.0064395 | 117.8142 | 1.4567 | 97.1813 | 44.614 | 7.7303 | 2.1922 | 11.9923 | 0 | 0 | 0 | 0 | 100 | 48.2156
1009 | 14.8936 | 0 | -19.3346 | 0 | 0 | 6.6704 | 0 | 0 | 1.2263 | 0 | 92.8902 | 0.0064395 | 116.275 | 1.4567 | 95.4837 | 39.9262 | 5.5032 | 2.2905 | 24.8357 | 0 | 0 | 0 | 0 | 100 | 48.7026
1010 | 14.8936 | 0 | -19.5962 | 0 | 0 | 6.6704 | 0 | 0 | 1.2263 | 0 | 90.4607 | 0.0064395 | 113.8455 | 1.4567 | 92.7926 | 39.7116 | 4.8172 | 2.2226 | 23.2466 | 0 | 0 | 0 | 0 | 100 | 49.1945
1011 | 14.8936 | 0 | -19.3547 | 0 | 0 | 6.6704 | 0 | 0 | 1.2263 | 0 | 88.2201 | 0.0064395 | 111.61 | 1.4567 | 90.7986 | 39.3379 | 4.6806 | 2.2398 | 21.9243 | 0 | 0 | 0 | 0 | 100 | 49.6914
1012 | 14.8936 | 0 | -19.2864 | 0 | 0 | 6.6704 | 0 | 0 | 1.2263 | 0 | 85.3312 | 0.0064395 | 108.7211 | 1.4567 | 87.978 | 38.3076 | 4.7919 | 2.3381 | 21.0873 | 0 | 0 | 0 | 0 | 100 | 50.1934
1013 | 14.8936 | 0 | -19.3572 | 0 | 0 | 6.6704 | 0 | 0 | 1.2263 | 0 | 82.7291 | 0.0064395 | 106.119 | 1.4567 | 85.305 | 37.4851 | 5.2703 | 5.5621 | 14.4443 | 0 | 0 | 0 | 0 | 100 | 50.7004
1014 | 14.8936 | 0 | -19.404 | 0 | 0 | 6.6704 | 0 | 0 | 1.2263 | 0 | 80.3532 | 0.0064395 | 103.7444 | 1.4567 | 82.8836 | 36.6736 | 8.4367 | 6.8719 | 14.3297 | 0 | 0 | 0 | 0 | 100 | 51.2125
1015 | 14.8936 | 0 | -15.4265 | 0 | 0 | 6.6704 | 0 | 0 | 1.2263 | 0 | 78.1577 | 0.0064395 | 101.5601 | 1.4567 | 84.6769 | 38.0531 | 21.3015 | 9.6634 | 13.2514 | 0 | 0 | 0 | 0 | 100 | 56.7305
1016 | 14.8936 | 0.50454 | -11.535 | 0 | 0 | 6.6704 | 0 | 0 | 1.2263 | 0 | 77.0847 | 0.0064395 | 100.9953 | 0.95782 | 88.5025 | 44.6125 | 31.7583 | 12.5455 | 2.0931 | 0 | 0 | 0 | 0 | 100 | 58.6735
1017 | 14.8936 | 0 | -11.7993 | 0 | 0 | 6.6704 | 0 | 0 | 1.2263 | 0 | 75.8941 | 0.0064395 | 99.3054 | 0.38 | 87.1261 | 51.6772 | 28.1055 | 14.36 | 3.1103 | 0 | 0 | 0 | 0 | 100 | 59.2662
1018 | 14.8936 | 0 | -12.4244 | 0 | 0 | 6.6704 | 0 | 0 | 1.2263 | 0 | 77.9903 | 0.0064395 | 101.4016 | 0 | 88.9772 | 53.9427 | 21.4234 | 14.1955 | 4.7152 | 0 | 0 | 0 | 0 | 100 | 59.8648
1019 | 14.8936 | 0 | -11.4077 | 0 | 0 | 6.6704 | 0 | 0 | 1.2263 | 0 | 82.0097 | 0.0064395 | 105.421 | 0 | 94.0133 | 55.8147 | 17.8904 | 13.5909 | 7.3828 | 0 | 0 | 0 | 0 | 100 | 60.4695
1020 | 14.8936 | 6.2413 | -10.2931 | 0 | 0 | 6.6704 | 0 | 0 | 1.2268 | 0 | 86.3463 | 0.0064395 | 115.9993 | 0 | 105.7062 | 56.3176 | 16.6615 | 13.3006 | 9.3616 | 0 | 0 | 0 | 0 | 100 | 61.0803
1021 | 14.8936 | 6.732 | -10.7842 | 0 | 0 | 6.6704 | 0 | 0 | 1.2336 | 0 | 86.6803 | 0.0064395 | 116.8309 | 0 | 106.0467 | 56.9242 | 17.6427 | 12.8986 | 10.6046 | 0 | 0 | 0 | 0 | 100 | 61.6973
1022 | 14.8936 | 6.732 | -11.2023 | 0 | 0 | 6.6704 | 0 | 0 | 1.2336 | 0 | 85.2584 | 0.0064395 | 115.4089 | 0 | 104.2066 | 57.3707 | 18.1732 | 12.3807 | 10.5336 | 0 | 0 | 0 | 0 | 100 | 62.3205
1023 | 14.8936 | 6.9425 | -11.5048 | 0 | 0 | 6.6704 | 0.817 | 0 | 1.2336 | 0 | 85.4586 | 0.0064395 | 116.6367 | 0 | 105.1319 | 57.4383 | 18.6274 | 11.636 | 10.801 | 0 | 0 | 0 | 0 | 100 | 62.95
1024 | 14.8936 | 2.3298 | -11.535 | 0 | 0 | 6.6704 | 5.6715 | 0 | 1.2336 | 0 | 83.6297 | 0.0064395 | 115.0496 | 0 | 103.5146 | 57.3768 | 21.2017 | 10.8799 | 10.9695 | 0 | 0 | 0 | 0 | 100 | 63.5858
1025 | 14.8936 | 0 | -18.0428 | 0 | 0 | 6.6704 | 5.6715 | 0 | 1.2336 | 0 | 79.1046 | 0.0064395 | 108.1947 | 0 | 90.1518 | 57.0178 | 28.1559 | 10.3103 | 11.3273 | 0 | 0 | 0 | 0 | 100 | 64.2281
1026 | 14.8936 | 0 | -21.1573 | 0 | 0.272 | 6.6704 | 5.6715 | 5.3068 | 1.2336 | 0 | 73.2687 | 0.0064395 | 102.7002 | 0 | 81.5428 | 58.5377 | 32.8316 | 9.5109 | 11.5893 | 2.8e-08 | 0 | 0 | 0.272 | 100 | 74.9998
1027 | 14.8936 | 0 | -21.4553 | 0 | 0.53652 | 6.6704 | 5.6715 | 7.0831 | 1.2336 | 0 | 72.0177 | 0.0064395 | 101.7137 | 0 | 80.2584 | 61.3191 | 32.5811 | 7.8612 | 10.0503 | 0.088399 | 0 | 0 | 0.44812 | 99.8357 | 75
1028 | 14.8936 | 0 | -21.2305 | 0 | 0.272 | 6.6704 | 5.6715 | 3.6973 | 1.2336 | 0 | 72.6963 | 0.0064395 | 102.1278 | 0 | 80.8973 | 61.1436 | 30.8926 | 6.569 | 8.6561 | 9.7e-08 | 0 | 0 | 0.272 | 99.5117 | 74.9999
1029 | 14.8936 | 0 | -20.5267 | 0.098221 | 0 | 6.6704 | 5.6715 | 0 | 1.2336 | 0 | 71.7786 | 0.0064395 | 100.8687 | 0 | 80.2437 | 58.9537 | 28.2557 | 5.8519 | 7.8197 | 0 | 0 | 0 | 0 | 99.3474 | 67.5
1030 | 14.8936 | 0.010835 | -18.1136 | 0 | 0.19554 | 6.6704 | 5.6715 | 1.3545 | 1.2336 | 0 | 69.1276 | 0.0064395 | 98.4935 | 0 | 80.3799 | 55.3961 | 23.7693 | 5.5487 | 14.7596 | 4e-09 | 0 | 0 | 0.19554 | 99.4008 | 74.9998
1031 | 14.8936 | 0.99572 | -18.1136 | 0 | 0 | 6.6704 | 5.6715 | 0 | 1.2336 | 0 | 65.7474 | 0.0064395 | 95.8332 | 0 | 77.7196 | 50.9723 | 15.8551 | 3.2899 | 13.2514 | 0 | 0 | 0 | 0 | 99.2827 | 68.2204
1032 | 14.8936 | 2.5556 | -18.1136 | 0 | 0 | 6.6704 | 5.6715 | 0 | 1.2336 | 0 | 62.3875 | 0.0064395 | 94.0332 | 0 | 75.9196 | 46.1387 | 8.4252 | 2.3893 | 11.7574 | 0 | 0 | 0 | 0 | 99.2827 | 68.9095
1033 | 14.8936 | 3.168 | -18.1136 | 0 | 0 | 6.6704 | 5.6715 | 0 | 1.2336 | 0 | 58.5781 | 0.0064395 | 90.8362 | 0 | 72.7226 | 41.5791 | 5.7234 | 2.3822 | 25.0259 | 0 | 0 | 0 | 0 | 99.2827 | 69.6055
1034 | 14.8936 | 3.168 | -18.1136 | 0 | 0 | 6.6704 | 5.6715 | 0 | 1.2336 | 0 | 54.8763 | 0.0064395 | 87.1344 | 0 | 69.0209 | 41.6831 | 5.01 | 2.3116 | 23.7665 | 0 | 0 | 0 | 0 | 99.2827 | 70.3086
1035 | 14.8936 | 3.168 | -18.1136 | 0 | 0 | 6.6704 | 5.6715 | 0 | 1.2336 | 0 | 53.1413 | 0.0064395 | 85.3994 | 0 | 67.2858 | 41.0911 | 4.868 | 2.3294 | 22.6217 | 0 | 0 | 0 | 0 | 99.2827 | 71.0188
1036 | 14.8936 | 3.168 | -18.1136 | 0 | 0 | 6.6704 | 5.6715 | 0 | 1.2336 | 0 | 53.3253 | 0.0064395 | 85.5842 | 0 | 67.4706 | 40.0746 | 4.9837 | 2.4316 | 22.1043 | 0 | 0 | 0 | 0 | 99.2827 | 71.7361
1037 | 14.8936 | 3.168 | -18.1136 | 0 | 0 | 6.6704 | 5.6715 | 0 | 1.2336 | 0 | 54.1519 | 0.0064395 | 86.4263 | 0 | 68.3127 | 39.1492 | 5.4813 | 5.7847 | 15.2659 | 0 | 0 | 0 | 0 | 99.2827 | 72.4608
1038 | 14.8936 | 1.6871 | -18.1136 | 0 | 0 | 6.6704 | 5.6715 | 0 | 1.2336 | 0 | 56.0854 | 0.0064395 | 86.8788 | 0 | 68.7653 | 38.0904 | 8.7743 | 7.1469 | 15.4858 | 0 | 0 | 0 | 0 | 99.2827 | 73.1927
1039 | 14.8936 | 0 | -21.0621 | 0 | 0 | 6.6704 | 5.6715 | 0 | 1.2336 | 0 | 58.9885 | 0.0064395 | 88.0958 | 0 | 67.0337 | 39.2621 | 22.154 | 10.0502 | 16.37 | 0 | 0 | 0 | 0 | 99.2827 | 73.932
1040 | 14.8936 | 0 | -21.4553 | 0 | 0.175 | 6.6704 | 5.6715 | 1.3623 | 1.2336 | 0 | 62.0519 | 0.0064395 | 91.3864 | 0 | 69.9311 | 45.8873 | 33.0293 | 13.0476 | 7.2692 | 4e-09 | 0 | 0 | 0.175 | 99.2827 | 74.9998
1041 | 14.8936 | 0 | -21.4553 | 0 | 13.5339 | 6.6704 | 5.6715 | 10.2064 | 1.2336 | 18.4732 | 63.0873 | 0.0064395 | 124.2539 | 0 | 84.3253 | 53.4006 | 29.2303 | 14.9347 | 14.9579 | 6.6314 | 2.3629 | 1.752 | 2.7876 | 99.177 | 75.0003
1042 | 14.8936 | 0 | -21.4553 | 0 | 14.3871 | 6.6704 | 5.6715 | 10.8601 | 1.2336 | 11.3431 | 66.146 | 0.0064395 | 121.0357 | 0 | 88.2372 | 55.402 | 22.2807 | 14.7636 | 17.5126 | 7.6027 | 3.499 | 0.8502 | 2.4352 | 91.0033 | 75.0003
1043 | 14.8936 | 0 | -21.4553 | 0 | 6.1468 | 6.6704 | 5.6715 | 10.5852 | 1.2336 | 8.3136 | 71.8257 | 0.0064395 | 115.4457 | 0 | 85.6767 | 56.965 | 18.6064 | 14.1348 | 14.3878 | 2.6141 | 2.5 | 0.1 | 0.93273 | 82.3143 | 75.0003
1044 | 14.8936 | 0 | -21.4553 | 0 | 4.3577 | 6.6704 | 5.6715 | 11.9146 | 1.2336 | 2.2646 | 74.6547 | 0.0064395 | 110.4365 | 0 | 86.7165 | 57.2415 | 17.3283 | 13.8329 | 12.016 | 1.415 | 1.002 | 1.1488 | 0.79187 | 78.6019 | 75.0003
1045 | 14.8936 | 0 | -21.4553 | 0 | 5.6652 | 6.6704 | 5.6715 | 12.456 | 1.2336 | 0.57475 | 75.3404 | 0.0064395 | 110.7398 | 0 | 88.7097 | 57.4014 | 18.3487 | 13.4148 | 12.1351 | 2.2988 | 2.0005 | 0.0011 | 1.3647 | 75.9701 | 75.0003
1046 | 14.8936 | 0 | -21.4553 | 0 | 6.6577 | 6.6704 | 5.6715 | 12.2077 | 1.2336 | 0.97878 | 73.9872 | 0.0064395 | 110.7831 | 0 | 88.3489 | 56.9581 | 18.9004 | 12.8762 | 12.3731 | 2.0174 | 1.501 | 1.2497 | 1.8895 | 72.5487 | 75.0003
1047 | 14.8936 | 0 | -21.4553 | 0 | 6.7361 | 6.6704 | 5.6715 | 11.3399 | 1.2336 | 0 | 73.815 | 0.0064395 | 109.7106 | 0 | 88.2553 | 56.2458 | 19.3729 | 12.1016 | 11.4504 | 1.8921 | 1.9995 | 1.5995 | 1.2451 | 68.5278 | 75.0003
1048 | 14.8936 | 0 | -21.4553 | 0 | 8.2712 | 6.6704 | 5.6715 | 13.2371 | 1.2336 | 0 | 71.2856 | 0.0064395 | 108.7463 | 0 | 87.291 | 55.6265 | 22.0502 | 11.3153 | 11.0829 | 2.8211 | 1.5005 | 1.7004 | 2.2492 | 64.4596 | 75.0003
1049 | 14.8936 | 0 | -21.4553 | 0 | 8.8286 | 6.6704 | 5.6715 | 12.4134 | 1.2336 | 9.5147 | 68.9482 | 0.0064395 | 116.4509 | 0 | 85.4809 | 55.3233 | 29.2827 | 10.723 | 11.6143 | 3.6055 | 2.8805 | 0.7002 | 1.6424 | 59.4642 | 75.0003
1050 | 14.8936 | 0 | -21.4553 | 0 | 14.5505 | 6.6704 | 5.6715 | 12.5952 | 1.2336 | 12.1238 | 66.4925 | 0.0064395 | 122.3263 | 0 | 88.7471 | 56.7215 | 34.1455 | 9.8915 | 12.2261 | 7.2139 | 3.4982 | 2.1102 | 1.7283 | 54.1323 | 75.0003
1051 | 14.8936 | 0 | -21.4553 | 0 | 9.5684 | 6.6704 | 5.6715 | 12.5217 | 1.2336 | 16.5921 | 70.3753 | 0.0064395 | 125.6953 | 0 | 87.6479 | 60.2125 | 33.885 | 8.1758 | 14.0068 | 4.6494 | 2.1371 | 1.1005 | 1.6814 | 45.3446 | 75.0003
1052 | 14.8936 | 0 | -21.4553 | 0 | 7.4262 | 6.6704 | 5.6715 | 10.8695 | 1.2336 | 11.5672 | 76.4639 | 0.0064395 | 124.6168 | 0 | 91.5943 | 61.3396 | 32.1289 | 6.8319 | 13.2491 | 4.01 | 1.4995 | 0.4001 | 1.5167 | 39.5658 | 75.0003
1053 | 14.8936 | 0 | -21.4553 | 0 | 6.737 | 6.6704 | 5.6715 | 13.1311 | 1.2336 | 0.61079 | 78.5689 | 0.0064395 | 115.0761 | 0 | 93.01 | 59.4832 | 29.3865 | 6.0861 | 11.3146 | 4.2222 | 1.501 | 0.4508 | 0.56293 | 35.0807 | 75.0003
1054 | 14.8936 | 0 | -21.188 | 0 | 7.3468 | 6.6704 | 5.6715 | 12.6121 | 1.2336 | 0 | 77.4344 | 0.0064395 | 113.9407 | 0 | 92.7527 | 55.9522 | 24.7205 | 5.7707 | 18.4399 | 3.5887 | 2.1223 | 0.7007 | 0.93513 | 31.012 | 75.0003
1055 | 14.8936 | 0 | -17.8694 | 0 | 3.5e-08 | 6.6704 | 5.6715 | 2.2006 | 1.2336 | 0 | 74.4646 | 0.0064395 | 103.6241 | 0 | 85.7547 | 51.3663 | 16.4896 | 3.4215 | 16.2076 | 3.5e-08 | 0 | 0 | 0 | 26.5749 | 74.9997
1056 | 14.8936 | 0 | -16.9397 | 0 | 0 | 6.6704 | 1.016 | 0 | 1.2336 | 0 | 71.1202 | 0.0064395 | 95.5547 | 0 | 78.615 | 46.7304 | 8.7624 | 2.4849 | 14.5309 | 0 | 0 | 0 | 0 | 26.5749 | 62.4275
1057 | 14.8936 | 0.13935 | -17.011 | 0 | 0 | 6.6704 | 1.016 | 0 | 1.2336 | 0 | 67.6381 | 0.0064395 | 92.2121 | 0 | 75.2011 | 42.0353 | 5.0668 | 2.1089 | 28.6016 | 0 | 0 | 0 | 0 | 26.5749 | 63.0581
1058 | 14.8936 | 0.33635 | -16.9278 | 0 | 0 | 6.6704 | 1.016 | 0 | 1.2336 | 0 | 64.7041 | 0.0064395 | 89.4751 | 0 | 72.5473 | 41.2074 | 4.4353 | 2.0464 | 26.5315 | 0 | 0 | 0 | 0 | 26.5749 | 62.5468
1059 | 14.8936 | 0.76385 | -16.854 | 0 | 0 | 6.6704 | 1.016 | 0 | 1.2336 | 0 | 64.1049 | 0.0064395 | 89.3033 | 0 | 72.4494 | 40.6839 | 4.3095 | 2.0622 | 25.0125 | 0 | 0 | 0 | 0 | 26.5749 | 62.4275
1060 | 14.8936 | 0.98866 | -16.7084 | 0 | 0 | 6.6704 | 1.016 | 0 | 1.2336 | 0 | 66.33 | 0.0064395 | 91.7532 | 0 | 75.0448 | 39.6136 | 4.412 | 2.1527 | 24.3463 | 0 | 0 | 0 | 0 | 26.5749 | 62.4275
1061 | 14.8936 | 1.5607 | -16.6226 | 0 | 0 | 6.6704 | 1.016 | 0 | 1.2336 | 0 | 70.1486 | 0.0064395 | 96.1439 | 0 | 79.5212 | 38.796 | 4.8525 | 5.1211 | 16.1938 | 0 | 0 | 0 | 0 | 26.5749 | 62.4275
1062 | 14.8936 | 0 | -15.8505 | 0 | 0 | 6.6704 | 1.016 | 0 | 1.2336 | 0 | 73.7333 | 0.0064395 | 98.1679 | 0 | 82.3175 | 38.079 | 7.7677 | 6.327 | 16.0109 | 0 | 0 | 0 | 0 | 26.5749 | 63.0581
1063 | 14.8936 | 0 | -15.2737 | 0 | 0 | 6.6704 | 1.016 | 0 | 1.2336 | 0 | 76.0733 | 0.0064395 | 100.5079 | 0 | 85.2342 | 39.2376 | 19.6126 | 8.8973 | 16.3299 | 0 | 0 | 0 | 0 | 26.5749 | 63.6951
1064 | 14.8936 | 0.28593 | -16.5363 | 0 | 0 | 6.6704 | 1.016 | 0 | 1.2336 | 0 | 78.6734 | 0.0064395 | 103.3939 | 0 | 86.8576 | 45.4496 | 29.2403 | 11.5508 | 7.1969 | 0 | 0 | 0 | 0 | 26.5749 | 64.3384
1065 | 14.8936 | 0.2272 | -16.8476 | 0 | 0 | 6.6704 | 1.016 | 0 | 1.2336 | 0 | 81.6081 | 0.0064395 | 106.2699 | 0 | 89.4223 | 52.7727 | 25.8772 | 13.2214 | 14.4413 | 0 | 0 | 0 | 0 | 26.5749 | 64.9883
1066 | 14.8936 | 0.46071 | -16.6594 | 0 | 4.65e-10 | 6.6704 | 1.016 | 0 | 1.2336 | 0 | 89.6483 | 0.0064395 | 114.5436 | 0 | 97.8842 | 55.4446 | 19.7248 | 13.07 | 16.3594 | 0 | 4.65e-10 | 0 | 0 | 26.5749 | 65.6448
1067 | 14.8936 | 1.1172 | -18.4465 | 0.45498 | 0 | 6.6704 | 0 | 0 | 1.2263 | 0 | 101.5191 | 0.0064395 | 126.031 | 1.4567 | 105.6728 | 57.2695 | 16.472 | 12.5133 | 12.8448 | 0 | 0 | 0 | 0 | 26.5749 | 51.7498
1068 | 14.8936 | 0 | -18.4465 | 13.824 | 0 | 6.6704 | 0 | 0 | 1.2263 | 0 | 115.2976 | 0.0064395 | 138.6874 | 1.4567 | 104.9602 | 57.7627 | 15.3405 | 12.2461 | 10.8221 | 0 | 0 | 0 | 0 | 26.8077 | 49.7106
1069 | 14.8936 | 0.25061 | -18.0275 | 23.6647 | 0 | 6.6704 | 0 | 0 | 1.2263 | 0 | 125.2626 | 0.0064395 | 148.9013 | 1.4567 | 105.7524 | 58.4036 | 16.2439 | 11.8759 | 10.7625 | 0 | 0 | 0 | 0 | 33.9027 | 49.7106
1070 | 14.8936 | 0.99228 | -17.3086 | 29.2823 | 0 | 6.6704 | 0 | 0 | 1.2263 | 0 | 130.2453 | 0.0064395 | 154.6223 | 1.4567 | 106.5747 | 58.6562 | 16.7323 | 11.3991 | 11.2862 | 0 | 0 | 0 | 0 | 46.0459 | 49.7106
1071 | 14.8936 | 0 | -16.987 | 33.1579 | 0 | 6.6704 | 0 | 0 | 1.2263 | 0 | 133.9913 | 0.0064395 | 157.3408 | 1.4567 | 105.7392 | 57.9718 | 17.1505 | 10.7134 | 11.2698 | 0 | 0 | 0 | 0 | 61.0625 | 49.7106
1072 | 14.8936 | 1.188 | -16.987 | 10.0158 | 0 | 6.6704 | 0 | 0 | 1.2263 | 0 | 129.6125 | 0.0064395 | 154.1852 | 1.4567 | 125.7257 | 57.6121 | 19.5207 | 10.0173 | 10.6077 | 0 | 0 | 0 | 0 | 78.0725 | 49.7106
1073 | 14.8936 | 1.2853 | -17.3148 | 0.81403 | 0 | 6.6704 | 0 | 0 | 1.2263 | 0 | 121.0844 | 0.0064395 | 145.7595 | 1.4567 | 126.174 | 57.0786 | 25.9235 | 9.4929 | 11.5112 | 0 | 0 | 0 | 0 | 83.211 | 50.2128
1074 | 14.8936 | 0.65543 | -18.4465 | 0.63614 | 0 | 6.6704 | 0 | 0 | 1.2263 | 0 | 111.9561 | 0.0064395 | 136.0014 | 1.4567 | 115.462 | 58.2705 | 30.2285 | 8.7568 | 12.5429 | 0 | 0 | 0 | 0 | 83.6256 | 50.72
1075 | 14.8936 | 1.1087 | -18.4465 | 0.63614 | 0 | 6.6704 | 0 | 0 | 1.2263 | 0 | 108.1249 | 0.0064395 | 132.6283 | 1.4567 | 112.0889 | 60.2802 | 29.9979 | 7.2379 | 13.9877 | 0 | 0 | 0 | 0 | 83.949 | 51.2323
1076 | 14.8936 | 0.81696 | -18.4465 | 0.53 | 0 | 6.6704 | 0 | 0 | 1.2263 | 0 | 107.4772 | 0.0064395 | 131.689 | 1.4567 | 111.2558 | 60.1448 | 28.4433 | 6.0481 | 13.0515 | 0 | 0 | 0 | 0 | 84.2724 | 51.7498
1077 | 14.8936 | 1.0771 | -18.4465 | 0.53 | 0 | 6.6704 | 0 | 0 | 1.2263 | 0 | 106.4487 | 0.0064395 | 130.9206 | 1.4567 | 110.4874 | 57.2249 | 26.0154 | 5.388 | 11.4283 | 0 | 0 | 0 | 0 | 84.5444 | 51.7498
1078 | 14.8936 | 1.6058 | -18.4465 | 0.46357 | 0 | 6.6704 | 0 | 0 | 1.2263 | 0 | 104.7191 | 0.0064395 | 129.7197 | 1.4567 | 109.3529 | 53.2777 | 21.8847 | 5.1087 | 19.2049 | 0 | 0 | 0 | 0 | 84.8165 | 51.7498
1079 | 14.8936 | 1.9168 | -18.4465 | 0.53 | 0 | 6.6704 | 0 | 0 | 1.2263 | 0 | 102.6598 | 0.0064395 | 127.9714 | 1.4567 | 107.5382 | 48.8034 | 14.598 | 3.029 | 17.0817 | 0 | 0 | 0 | 0 | 85.0545 | 51.7498
1080 | 14.8936 | 2.1129 | -18.4465 | 0.53 | 0 | 6.6704 | 0 | 0 | 1.2263 | 0 | 100.1873 | 0.0064395 | 125.6951 | 1.4567 | 105.2618 | 44.8929 | 7.7572 | 2.1998 | 15.1763 | 0 | 0 | 0 | 0 | 85.3266 | 51.7498
1081 | 14.8936 | 1.9473 | -18.4465 | 0 | 0 | 6.6704 | 0 | 0 | 1.2263 | 0 | 98.243 | 0.0064395 | 123.5852 | 1.4567 | 103.6819 | 41.4751 | 4.4494 | 1.8519 | 28.2334 | 0 | 0 | 0 | 0 | 85.5986 | 52.8005
1082 | 14.8936 | 2.2142 | -18.4465 | 0 | 0 | 6.6704 | 0 | 0 | 1.2263 | 0 | 96.3274 | 0.0064395 | 121.9364 | 1.4567 | 102.0332 | 40.4475 | 3.8948 | 1.7971 | 25.9718 | 0 | 0 | 0 | 0 | 85.5986 | 53.3338
1083 | 14.8936 | 2.3308 | -18.4465 | 0 | 0 | 6.6704 | 0 | 0 | 1.2263 | 0 | 91.4277 | 0.0064395 | 117.1532 | 1.4567 | 97.25 | 40.0098 | 3.7844 | 1.8109 | 24.4147 | 0 | 0 | 0 | 0 | 85.5986 | 53.8726
1084 | 14.8936 | 2.4771 | -18.4465 | 0 | 0 | 6.6704 | 0 | 0 | 1.2263 | 0 | 85.7562 | 0.0064395 | 111.6281 | 1.4567 | 91.7248 | 38.9031 | 3.8744 | 1.8904 | 23.5799 | 0 | 0 | 0 | 0 | 85.5986 | 54.4167
1085 | 14.8936 | 2.5402 | -18.4465 | 0 | 0 | 6.6704 | 0 | 0 | 1.2263 | 0 | 80.2299 | 0.0064395 | 106.1648 | 1.4567 | 86.2615 | 37.9633 | 4.2612 | 4.497 | 15.5128 | 0 | 0 | 0 | 0 | 85.5986 | 54.9664
1086 | 14.8936 | 2.7165 | -18.4465 | 0 | 0 | 6.6704 | 0 | 0 | 1.2263 | 0 | 76.105 | 0.0064395 | 102.2167 | 1.4567 | 82.3134 | 36.9679 | 6.8212 | 5.556 | 15.3866 | 0 | 0 | 0 | 0 | 85.5986 | 55.5216
1087 | 14.8936 | 2.6665 | -18.4465 | 0 | 0 | 6.6704 | 0 | 0 | 1.2263 | 0 | 72.7787 | 0.0064395 | 98.8512 | 0.95782 | 79.4468 | 38.4545 | 17.2227 | 7.8131 | 15.4702 | 0 | 0 | 0 | 0 | 85.5986 | 57.3082
1088 | 14.8936 | 2.4507 | -13.5624 | 0 | 0 | 6.6704 | 0 | 0 | 1.2263 | 0 | 69.9858 | 0.0064395 | 95.8424 | 0.95782 | 81.3222 | 45.0477 | 25.6772 | 10.1433 | 6.7346 | 0 | 0 | 0 | 0 | 85.5986 | 57.8871
1089 | 14.8936 | 2.4255 | -11.535 | 0 | 0 | 6.6704 | 0 | 0 | 1.2263 | 0 | 68.828 | 0.0064395 | 94.6595 | 0.95782 | 82.1667 | 52.2803 | 22.7239 | 11.6103 | 13.0335 | 0 | 0 | 0 | 0 | 85.5986 | 58.4718
1090 | 14.8936 | 2.4255 | -11.535 | 0 | 0 | 6.6704 | 0 | 0 | 1.2263 | 0 | 71.4111 | 0.0064395 | 97.2426 | 0.38 | 85.3276 | 55.1089 | 17.3212 | 11.4774 | 15.4002 | 0 | 0 | 0 | 0 | 85.5986 | 59.0624
1091 | 14.8936 | 2.6412 | -11.535 | 0 | 0 | 6.6704 | 0 | 0 | 1.2263 | 0 | 76.0361 | 0.0064395 | 102.0885 | 0 | 90.5536 | 56.4558 | 14.4648 | 10.9885 | 12.4823 | 0 | 0 | 0 | 0 | 85.5986 | 59.659
1092 | 14.8936 | 2.7223 | -11.535 | 0 | 0 | 6.6704 | 0 | 0 | 1.2263 | 0 | 81.6189 | 0.0064395 | 107.7525 | 0 | 96.2175 | 56.1338 | 13.4712 | 10.7538 | 10.5281 | 0 | 0 | 0 | 0 | 85.5986 | 60.2616
1093 | 14.8936 | 7.2765 | -11.535 | 0 | 0 | 6.6704 | 0 | 0 | 1.2263 | 0 | 85.3115 | 0.0064395 | 115.9993 | 0 | 104.4643 | 56.0854 | 14.2645 | 10.4288 | 11.1986 | 0 | 0 | 0 | 0 | 85.5986 | 60.8703
1094 | 14.8936 | 9.6525 | -11.535 | 0 | 0 | 6.6704 | 0 | 0 | 1.2268 | 0 | 85.6026 | 0.0064395 | 118.6669 | 0 | 107.1319 | 55.7831 | 14.6934 | 10.0101 | 11.8173 | 0 | 0 | 0 | 0 | 85.5986 | 61.4852
1095 | 14.8936 | 9.6525 | -11.535 | 0 | 0 | 6.6704 | 0 | 0 | 1.2336 | 0 | 81.4407 | 0.0064395 | 114.5118 | 0 | 102.9768 | 55.1469 | 15.0607 | 9.4079 | 10.923 | 0 | 0 | 0 | 0 | 85.5986 | 62.1062
1096 | 14.8936 | 9.6525 | -11.535 | 0 | 0 | 6.6704 | 0.817 | 0 | 1.2336 | 0 | 74.4348 | 0.0064395 | 108.3229 | 0 | 96.7879 | 54.4813 | 17.142 | 8.7966 | 10.1162 | 0 | 0 | 0 | 0 | 85.5986 | 62.7336
1097 | 14.8936 | 9.435 | -11.535 | 0 | 0 | 6.6704 | 1.5844 | 0 | 1.2336 | 0 | 67.1556 | 0.0064395 | 101.5936 | 0 | 90.0586 | 53.6552 | 22.7646 | 8.3361 | 11.0051 | 0 | 0 | 0 | 0 | 85.5986 | 63.3672
1098 | 14.8936 | 8.6831 | -11.535 | 0 | 0 | 6.6704 | 5.6715 | 0 | 1.2336 | 0 | 59.3567 | 0.0064395 | 97.1298 | 0 | 85.5948 | 54.446 | 26.545 | 7.6898 | 12.4498 | 0 | 0 | 0 | 0 | 85.5986 | 64.0073
1099 | 14.8936 | 1.4753 | -11.535 | 0 | 3.2855 | 6.6704 | 5.6715 | 7.2788 | 1.2336 | 0 | 53.8857 | 0.0064395 | 87.806 | 0 | 76.271 | 57.6272 | 26.3425 | 6.356 | 13.0088 | 1.6922 | 0.73614 | 0.5 | 0.35709 | 85.5986 | 75
1100 | 14.8936 | 1.4399 | -11.535 | 0 | 7.0745 | 6.6704 | 5.6715 | 6.6487 | 1.2336 | 0 | 51.1154 | 0.0064395 | 88.7892 | 0 | 77.2542 | 59.2107 | 24.9773 | 5.3111 | 12.7302 | 4.9645 | 1.0247 | 0.5499 | 0.53541 | 83.6144 | 75
1101 | 14.8936 | 7.92 | -11.535 | 0 | 0.272 | 6.6704 | 5.6715 | 5.5573 | 1.2336 | 0 | 47.1943 | 0.0064395 | 84.5458 | 0 | 73.0108 | 56.6476 | 22.8453 | 4.7314 | 11.0295 | 1.3e-08 | 0 | 0 | 0.272 | 79.3418 | 74.9999
1102 | 14.8936 | 9.3084 | -10.2585 | 0 | 4.6759 | 6.6704 | 5.6715 | 5.2042 | 1.2336 | 0 | 42.9328 | 0.0064395 | 86.0767 | 0 | 75.8182 | 53.1937 | 19.2179 | 4.4862 | 18.467 | 2.64 | 0.5005 | 1 | 0.53541 | 79.1775 | 75
1103 | 14.8936 | 9.6173 | -8.8148 | 0 | 0.272 | 6.6704 | 5.6715 | 1.6479 | 1.2336 | 0 | 39.2619 | 0.0064395 | 78.3106 | 0 | 69.4958 | 49.1473 | 12.8192 | 2.6599 | 15.8944 | 1e-09 | 0 | 0 | 0.272 | 76.3535 | 74.9998
1104 | 14.8936 | 9.6525 | -8.1932 | 0 | 0 | 6.6704 | 5.6715 | 0 | 1.2336 | 0 | 36.5862 | 0.0064395 | 75.3288 | 0 | 67.1356 | 45.3221 | 6.8119 | 1.9318 | 14.3207 | 0 | 0 | 0 | 0 | 76.1892 | 67.9858
1105 | 14.8936 | 11.1995 | -8.1932 | 0 | 0.272 | 6.6704 | 5.6715 | 3.7706 | 1.2336 | 0 | 34.537 | 0.0064395 | 75.1679 | 0 | 66.9747 | 41.7809 | 4.4085 | 1.8349 | 27.0987 | 9.7e-08 | 0 | 0 | 0.272 | 76.1892 | 74.9999
1106 | 14.8936 | 12.2325 | -8.1932 | 0 | 7e-09 | 6.6704 | 5.6715 | 0.37953 | 1.2336 | 0 | 33.1403 | 0.0064395 | 74.5323 | 0 | 66.3391 | 40.4763 | 3.859 | 1.7806 | 24.7907 | 7e-09 | 0 | 0 | 0 | 76.025 | 74.9997
1107 | 14.8936 | 12.1052 | -8.1932 | 0 | 0 | 6.6704 | 5.6715 | 0 | 1.2336 | 0 | 31.8049 | 0.0064395 | 73.0002 | 0 | 64.807 | 39.4493 | 3.7496 | 1.7943 | 23.2943 | 0 | 0 | 0 | 0 | 76.025 | 70.0669
1108 | 14.8936 | 12.5296 | -8.1932 | 0 | 0 | 6.6704 | 5.6715 | 0 | 1.2336 | 0 | 30.2719 | 0.0064395 | 71.8916 | 0 | 63.6984 | 38.0848 | 3.8388 | 1.873 | 22.8141 | 0 | 0 | 0 | 0 | 76.025 | 70.7746
1109 | 14.8936 | 12.8205 | -7.8874 | 0 | 0 | 6.6704 | 5.6715 | 0 | 1.2336 | 0 | 28.7876 | 0.0064395 | 70.6982 | 0 | 62.8108 | 37.0034 | 4.222 | 4.4557 | 15.2916 | 0 | 0 | 0 | 0 | 76.025 | 71.4895
1110 | 14.8936 | 12.8205 | -6.9008 | 0 | 0 | 6.6704 | 5.6715 | 0 | 1.2336 | 0 | 27.4266 | 0.0064395 | 69.3535 | 0 | 62.4526 | 35.8045 | 6.7586 | 5.505 | 15.6227 | 0 | 0 | 0 | 0 | 76.025 | 72.2116
1111 | 14.8936 | 12.8205 | -6.7337 | 0 | 0 | 6.6704 | 5.6715 | 0 | 1.2336 | 0 | 26.2829 | 0.0064395 | 68.2097 | 0 | 61.4761 | 35.4393 | 17.0645 | 7.7413 | 17.4379 | 0 | 0 | 0 | 0 | 76.025 | 72.9411
1112 | 14.8936 | 12.8205 | -6.7337 | 0 | 0 | 6.6704 | 5.6715 | 0 | 1.2336 | 0 | 25.2333 | 0.0064395 | 67.1601 | 0 | 60.4264 | 36.7985 | 25.4414 | 10.0501 | 9.0351 | 0 | 0 | 0 | 0 | 76.025 | 73.6778
1113 | 14.8936 | 12.8205 | -6.7337 | 0 | 1.9375 | 6.6704 | 5.6715 | 3.451 | 1.2336 | 0 | 25.699 | 0.0064395 | 69.6165 | 0 | 62.8829 | 38.0738 | 22.5152 | 11.5037 | 16.001 | 0.60987 | 0.93859 | 0.097088 | 0.29198 | 76.025 | 75
1114 | 14.8936 | 12.8205 | -7.9494 | 0 | 6.9259 | 6.6704 | 5.6715 | 7.1775 | 1.2336 | 8.966 | 29.5182 | 0.0064395 | 87.3901 | 0 | 70.4747 | 41.4142 | 17.1621 | 11.3719 | 16.7742 | 4.5098 | 0.5005 | 1.399 | 0.51662 | 74.8548 | 75
1115 | 14.8936 | 12.8205 | -8.1932 | 0 | 8.3049 | 6.6704 | 5.6715 | 6.981 | 1.2336 | 0.31115 | 34.3954 | 0.0064395 | 84.9915 | 0 | 76.4871 | 45.4231 | 14.3319 | 10.8876 | 12.8722 | 3.8564 | 2.498 | 1.5 | 0.4505 | 70.6719 | 75
1116 | 14.8936 | 12.4788 | -8.1932 | 0 | 4.771 | 6.6704 | 5.6715 | 5.759 | 1.2336 | 0 | 39.6017 | 0.0064395 | 86.0109 | 0 | 77.8177 | 47.9352 | 13.3475 | 10.655 | 11.3181 | 2.8034 | 0.76678 | 0.7503 | 0.4505 | 65.6562 | 75
1117 | 14.8936 | 11.6768 | -8.1932 | 0 | 2.5095 | 6.6704 | 5.6715 | 6.2957 | 1.2336 | 0 | 43.4933 | 0.0064395 | 86.8392 | 0 | 78.646 | 48.8984 | 14.1334 | 10.333 | 11.3091 | 1.2703 | 0.73816 | 0.0506 | 0.4505 | 62.7748 | 75
1118 | 14.8936 | 10.4572 | -8.1932 | 0 | 2.3606 | 6.6704 | 5.6715 | 6.2066 | 1.2336 | 0 | 46.0422 | 0.0064395 | 88.0194 | 0 | 79.8262 | 49.1728 | 14.5584 | 9.9181 | 12.119 | 1.1152 | 0.29464 | 0.5002 | 0.4505 | 61.2592 | 75
1119 | 14.8936 | 10.3398 | -7.8387 | 0 | 1.3798 | 6.6704 | 5.6715 | 6.0071 | 1.2336 | 0 | 45.4322 | 0.0064395 | 86.3113 | 0 | 78.4726 | 48.3934 | 14.9223 | 9.3215 | 11.6885 | 0.5653 | 0.27839 | 0.0007 | 0.53541 | 59.8335 | 75
1120 | 14.8936 | 9.6894 | -7.2833 | 0 | 2.6509 | 6.6704 | 5.6715 | 8.1924 | 1.2336 | 0 | 42.4159 | 0.0064395 | 83.9157 | 0 | 76.6324 | 47.6169 | 16.9846 | 8.7158 | 11.2005 | 1.3649 | 0.001 | 0.7496 | 0.53541 | 59.0002 | 75
1121 | 14.8936 | 8.9784 | -8.5641 | 0 | 6.3049 | 6.6704 | 5.6715 | 4.8098 | 1.2336 | 9.9423 | 39.7629 | 0.0064395 | 94.1479 | 0 | 75.6415 | 47.4234 | 22.5555 | 8.2595 | 11.7225 | 2.2451 | 2.2231 | 1.3013 | 0.53541 | 57.3992 | 75
1122 | 14.8936 | 8.415 | -10.2709 | 0 | 6.7241 | 6.6704 | 5.6715 | 8.3898 | 1.2336 | 16.7836 | 36.621 | 0.0064395 | 97.7032 | 0 | 70.6487 | 48.6395 | 26.3012 | 7.6191 | 12.7808 | 2.5376 | 3.5 | 0.1511 | 0.53541 | 53.5914 | 75
1123 | 14.8936 | 8.415 | -11.4405 | 0 | 8.5356 | 6.6704 | 5.6715 | 7.0664 | 1.2336 | 21.9413 | 36.2314 | 0.0064395 | 104.3127 | 0 | 70.9309 | 53.207 | 26.1005 | 6.2976 | 13.8521 | 4.5369 | 2.999 | 0.5492 | 0.4505 | 49.5304 | 75
1124 | 14.8936 | 7.92 | -10.9451 | 0 | 11.2846 | 6.6704 | 5.6715 | 6.5525 | 1.2336 | 17.3911 | 38.3817 | 0.0064395 | 104.1374 | 0 | 75.8012 | 55.1343 | 24.7479 | 5.2624 | 14.1187 | 6.8346 | 3.0005 | 0.999 | 0.4505 | 44.3754 | 75
1125 | 14.8936 | 8.0055 | -10.8419 | 0 | 8.5643 | 6.6704 | 5.6715 | 7.2586 | 1.2336 | 9.5874 | 40.9412 | 0.0064395 | 96.2578 | 0 | 75.8285 | 53.0195 | 22.6355 | 4.6879 | 11.85 | 5.0141 | 2.499 | 0.6007 | 0.4505 | 37.5601 | 75
1126 | 14.8936 | 8.0405 | -10.8944 | 0 | 11.5582 | 6.6704 | 5.6715 | 4.8911 | 1.2336 | 7.3422 | 44.0259 | 0.0064395 | 100.1263 | 0 | 81.8897 | 50.2488 | 19.0414 | 4.445 | 19.9063 | 8.0072 | 2.501 | 0.5995 | 0.4505 | 32.3878 | 75
1127 | 14.8936 | 7.92 | -11.0819 | 0 | 0.272 | 6.6704 | 5.6715 | 6.2431 | 1.2336 | 0 | 47.6105 | 0.0064395 | 84.962 | 0 | 73.8801 | 47.155 | 12.7014 | 2.6355 | 17.1498 | 4.4e-08 | 0 | 0 | 0.272 | 25.4072 | 74.9999
1128 | 14.8936 | 4.0263 | -11.7669 | 0 | 0 | 6.6704 | 0 | 0 | 1.2263 | 0 | 51.7967 | 0.0064395 | 79.2344 | 0 | 67.4674 | 43.3713 | 6.7494 | 1.914 | 14.9513 | 0 | 0 | 0 | 0 | 25.243 | 60.7984
1129 | 14.8936 | 4.1539 | -10.5605 | 0 | 0 | 6.6704 | 0 | 0 | 1.2263 | 0 | 56.3575 | 0.0064395 | 83.9227 | 0 | 73.3623 | 39.8821 | 4.5152 | 1.8793 | 26.6042 | 0 | 0 | 0 | 0 | 25.243 | 60.7984
1130 | 14.8936 | 0.38526 | -15.9994 | 0 | 0 | 6.6704 | 0 | 0 | 1.2263 | 0 | 60.7091 | 0.0064395 | 84.5003 | 0.95782 | 67.5432 | 37.1172 | 3.9524 | 1.8236 | 24.1685 | 0 | 0 | 0 | 0 | 25.243 | 57.6757
1131 | 14.8936 | 0 | -18.4465 | 0 | 0 | 6.6704 | 0 | 0 | 1.2263 | 0 | 63.1413 | 0.0064395 | 86.5437 | 1.1593 | 66.9378 | 36.4574 | 3.8403 | 1.8377 | 22.804 | 0 | 0 | 0 | 0 | 25.243 | 56.7393
1132 | 14.8936 | 0 | -18.4465 | 0 | 0 | 6.6704 | 0 | 0 | 1.2263 | 0 | 63.4633 | 0.0064395 | 86.8657 | 0.95782 | 67.4613 | 35.2629 | 3.9316 | 1.9183 | 22.1185 | 0 | 0 | 0 | 0 | 25.243 | 56.7393
1133 | 14.8936 | 0 | -17.9761 | 0 | 0 | 6.6704 | 0 | 0 | 1.2263 | 0 | 62.8194 | 0.0064395 | 86.2218 | 0.95782 | 67.288 | 34.0149 | 4.3242 | 4.5635 | 14.4181 | 0 | 0 | 0 | 0 | 25.243 | 56.7393
1134 | 14.8936 | 0 | -15.1048 | 0 | 0 | 6.6704 | 0 | 0 | 1.2263 | 0 | 61.9732 | 0.0064395 | 85.3792 | 0.95782 | 69.3166 | 33.1143 | 6.922 | 5.6382 | 14.5987 | 0 | 0 | 0 | 0 | 25.243 | 57.3124
1135 | 14.8936 | 0.66141 | -8.3223 | 0 | 0 | 6.6704 | 0 | 0 | 1.2263 | 0 | 60.7323 | 0.0064395 | 84.7997 | 0.95782 | 75.5196 | 33.2393 | 17.4773 | 7.9286 | 15.8882 | 0 | 0 | 0 | 0 | 25.243 | 57.8913
1136 | 14.8936 | 0.44382 | -8.1932 | 0 | 0 | 6.6704 | 0 | 0 | 1.2263 | 0 | 59.5563 | 0.0064395 | 83.4061 | 0.95782 | 74.2551 | 34.9003 | 26.0568 | 10.2932 | 8.4591 | 0 | 0 | 0 | 0 | 25.243 | 58.4761
1137 | 14.8936 | 0.51202 | -8.1932 | 0 | 0 | 6.6704 | 0 | 0 | 1.2263 | 0 | 60.2769 | 0.0064395 | 84.1951 | 0.38 | 75.6218 | 36.3811 | 23.0598 | 11.782 | 15.0358 | 0 | 0 | 0 | 0 | 25.243 | 59.0667
1138 | 14.8936 | 0.49431 | -8.1932 | 0 | 0 | 6.6704 | 0 | 0 | 1.2263 | 0 | 65.3472 | 0.0064395 | 89.2528 | 0 | 81.0596 | 41.3155 | 17.5773 | 11.647 | 15.8091 | 0 | 0 | 0 | 0 | 25.243 | 59.6634
1139 | 14.8936 | 0.31036 | -10.0231 | 0 | 0 | 6.6704 | 0 | 0 | 1.2263 | 0 | 71.8508 | 0.0064395 | 95.5672 | 0.95782 | 84.5863 | 45.8925 | 14.6786 | 11.1509 | 12.5998 | 0 | 0 | 0 | 0 | 25.243 | 57.8913
1140 | 14.8936 | 0 | -16.8407 | 0 | 0 | 6.6704 | 0 | 0 | 1.2263 | 0 | 79.1404 | 0.0064395 | 102.5464 | 0.95782 | 84.7479 | 48.1524 | 13.6703 | 10.9128 | 11.6915 | 0 | 0 | 0 | 0 | 25.243 | 57.246
1141 | 14.8936 | 0 | -20.1717 | 0 | 0 | 6.6704 | 0 | 0 | 1.2263 | 0 | 85.398 | 0.0064395 | 108.7929 | 1.4567 | 87.1644 | 49.0348 | 14.4753 | 10.5829 | 11.992 | 0 | 0 | 0 | 0 | 25.243 | 54.7533
1142 | 14.8936 | 0 | -20.1717 | 0 | 0 | 6.6704 | 0 | 0 | 1.2263 | 0 | 88.2344 | 0.0064395 | 111.6292 | 1.4567 | 90.0008 | 49.2318 | 14.9106 | 10.1581 | 12.184 | 0 | 0 | 0 | 0 | 25.243 | 54.7533
1143 | 14.8936 | 0 | -18.9602 | 0 | 0 | 6.6704 | 0 | 0 | 1.2263 | 0 | 88.7078 | 0.0064395 | 112.1026 | 1.4567 | 91.6857 | 48.4698 | 15.2833 | 9.547 | 11.8868 | 0 | 0 | 0 | 0 | 25.243 | 55.3064
1144 | 14.8936 | 0 | -19.1806 | 0 | 0 | 6.6704 | 0 | 0 | 1.2263 | 0 | 86.7309 | 0.0064395 | 110.1333 | 1.4567 | 89.496 | 47.8564 | 17.3954 | 8.9267 | 11.2507 | 0 | 0 | 0 | 0 | 25.243 | 55.865
1145 | 14.8936 | 0 | -16.4121 | 0 | 0 | 6.6704 | 0 | 0 | 1.2263 | 0 | 85.5893 | 0.0064395 | 108.9917 | 1.4567 | 91.1229 | 47.6884 | 23.1011 | 8.4593 | 11.6015 | 0 | 0 | 0 | 0 | 25.243 | 56.4293
1146 | 14.8936 | 0 | -15.9689 | 0 | 0 | 6.6704 | 0 | 0 | 1.2263 | 0 | 83.0252 | 0.0064395 | 106.431 | 0.95782 | 89.5043 | 48.6238 | 26.9374 | 7.8034 | 12.967 | 0 | 0 | 0 | 0 | 25.243 | 56.9993
1147 | 14.8936 | 0 | -11.3946 | 0 | 0 | 6.6704 | 0 | 0 | 1.2263 | 0 | 83.2367 | 0.0064395 | 106.6427 | 0.95782 | 94.2903 | 53.0669 | 26.7319 | 6.4499 | 12.8413 | 0 | 0 | 0 | 0 | 25.243 | 57.575
1148 | 14.8936 | 0 | -11.5481 | 0 | 0 | 6.6704 | 0 | 0 | 1.2263 | 0 | 85.7026 | 0.0064395 | 109.1085 | 0.95782 | 96.6026 | 53.5286 | 25.3465 | 5.3897 | 11.8564 | 0 | 0 | 0 | 0 | 25.243 | 57.5297
1149 | 14.8936 | 0 | -20.3504 | 0 | 0 | 6.6704 | 0 | 0 | 1.2263 | 0 | 87.8945 | 0.0064395 | 111.2893 | 1.4567 | 89.4821 | 50.6472 | 23.183 | 4.8013 | 10.3691 | 0 | 0 | 0 | 0 | 25.243 | 54.5495
1150 | 14.8936 | 0 | -20.3957 | 0 | 0 | 6.6704 | 0 | 0 | 1.2263 | 0 | 88.1536 | 0.0064395 | 111.5484 | 1.4567 | 89.696 | 47.5522 | 19.502 | 4.5525 | 17.6077 | 0 | 0 | 0 | 0 | 25.243 | 54.5138
1151 | 14.8936 | 0 | -21.4553 | 6.1874 | 0 | 6.6704 | 0 | 0 | 1.2263 | 0 | 86.5528 | 0.0064395 | 109.9365 | 1.4567 | 80.837 | 44.112 | 13.0087 | 2.6992 | 15.3581 | 0 | 0 | 0 | 0 | 25.243 | 47.2561
1152 | 14.8936 | 0 | -21.4553 | 5.8472 | 0 | 6.6704 | 0 | 0 | 1.2263 | 0 | 84.0236 | 0.0064395 | 107.4055 | 1.4567 | 78.6462 | 40.7261 | 6.9126 | 1.9603 | 13.6716 | 0 | 0 | 0 | 0 | 28.4143 | 47.2561
1153 | 14.8936 | 0 | -21.4553 | 6.0253 | 0 | 6.6704 | 0 | 0 | 1.2263 | 0 | 81.0701 | 0.0064395 | 104.4599 | 8.8449 | 68.1344 | 37.173 | 4.6981 | 1.9554 | 25.7424 | 0 | 0 | 0 | 0 | 31.3223 | 18.3533
1154 | 14.8936 | 0 | -21.4553 | 5.4553 | 0 | 6.6704 | 0 | 0 | 1.2263 | 0 | 79.3158 | 0.0064395 | 102.7056 | 8.9938 | 66.8012 | 38.916 | 4.1125 | 1.8975 | 23.5486 | 0 | 0 | 0 | 0 | 34.1247 | 18.3533
1155 | 14.8936 | 0 | -21.4553 | 5.0219 | 0 | 6.6704 | 0 | 0 | 1.2263 | 0 | 78.2941 | 0.0064395 | 101.684 | 10.6761 | 64.5306 | 38.4423 | 3.9959 | 1.9122 | 22.0646 | 0 | 0 | 0 | 0 | 36.763 | 18.3533
1156 | 14.8936 | 0 | -21.4553 | 4.8529 | 0 | 6.6704 | 0 | 0 | 1.2263 | 0 | 75.6609 | 0.0064395 | 99.0457 | 4.123 | 68.6145 | 37.3795 | 4.0909 | 1.996 | 21.0421 | 0 | 0 | 0 | 0 | 39.2551 | 18.3533
1157 | 14.8936 | 0 | -21.4553 | 0 | 0 | 6.6704 | 0 | 0 | 1.2263 | 0 | 72.7118 | 0.0064395 | 96.1148 | 1.4958 | 73.1636 | 36.3 | 4.4994 | 4.7484 | 13.7849 | 0 | 0 | 0 | 0 | 41.7094 | 18.5387
1158 | 14.8936 | 0 | -21.4553 | 0 | 0 | 6.6704 | 0 | 0 | 1.2263 | 0 | 71.0654 | 0.0064395 | 94.4714 | 1.4958 | 71.5202 | 35.5024 | 7.2025 | 5.8666 | 13.5577 | 0 | 0 | 0 | 0 | 41.7094 | 18.7259
1159 | 14.8936 | 0 | -21.4553 | 0 | 0 | 6.6704 | 0 | 0 | 1.2263 | 0 | 70.0114 | 0.0064395 | 93.4174 | 1.4958 | 70.4662 | 36.7578 | 18.1854 | 8.2498 | 12.5698 | 0 | 0 | 0 | 0 | 41.7094 | 18.9151
1160 | 14.8936 | 0 | -21.3325 | 0 | 0 | 6.6704 | 0 | 0 | 1.2263 | 0 | 70.4237 | 0.0064395 | 93.8297 | 1.4958 | 71.0014 | 42.3372 | 27.1125 | 10.7103 | 2.5774 | 0 | 0 | 0 | 0 | 41.7094 | 19.1061
1161 | 14.8936 | 0 | -20.936 | 0 | 0 | 6.6704 | 0 | 0 | 1.2263 | 0 | 75.3475 | 0.0064395 | 98.7535 | 1.4958 | 76.3216 | 47.6628 | 23.9941 | 12.2593 | 4.6513 | 0 | 0 | 0 | 0 | 41.7094 | 19.2991
1162 | 14.8936 | 0 | -20.3816 | 0 | 0 | 6.6704 | 0 | 0 | 1.2263 | 0 | 82.8668 | 0.0064395 | 106.2728 | 1.4567 | 84.4344 | 51.1413 | 18.2894 | 12.1189 | 6.8199 | 0 | 0 | 0 | 0 | 41.7094 | 19.4941
1163 | 14.8936 | 0 | -21.4553 | 2.0049 | 0 | 6.6704 | 0 | 0 | 1.2263 | 0 | 91.1809 | 0.0064395 | 114.5706 | 1.4958 | 89.6144 | 53.2377 | 15.2733 | 11.6027 | 9.0192 | 0 | 0 | 0 | 0 | 41.7094 | 18.3533
1164 | 14.8936 | 0 | -21.4553 | 6.3063 | 0 | 6.6704 | 0 | 0 | 1.2263 | 0 | 99.0349 | 0.0064395 | 122.4297 | 5.3786 | 89.2895 | 53.546 | 14.2242 | 11.3549 | 9.6873 | 0 | 0 | 0 | 0 | 42.6809 | 18.3533
1165 | 14.8936 | 0 | -21.4553 | 4.9555 | 0 | 6.6704 | 0 | 0 | 1.2263 | 0 | 104.8796 | 0.0064395 | 128.2745 | 10.7923 | 91.0713 | 53.7891 | 15.0618 | 11.0117 | 10.7684 | 0 | 0 | 0 | 0 | 45.7962 | 18.3533
1166 | 14.8936 | 0 | -21.4553 | 3.4987 | 0 | 6.6704 | 0 | 0 | 1.2263 | 0 | 108.0743 | 0.0064395 | 131.4646 | 15.7771 | 90.7334 | 53.6658 | 15.5147 | 10.5696 | 10.5558 | 0 | 0 | 0 | 0 | 48.2429 | 18.3533
1167 | 14.8936 | 0 | -21.4553 | 4.4278 | 0 | 6.6704 | 0 | 0 | 1.2263 | 0 | 109.0701 | 0.0064395 | 132.46 | 16.6262 | 89.9506 | 53.3258 | 15.9025 | 9.9338 | 10.364 | 0 | 0 | 0 | 0 | 50.0236 | 18.3533
1168 | 14.8936 | 0 | -21.4553 | 2.9325 | 0 | 6.6704 | 0 | 0 | 1.2263 | 0 | 109.0014 | 0.0064395 | 132.3913 | 17.1185 | 90.8849 | 52.8766 | 18.1002 | 9.2884 | 10.1666 | 0 | 0 | 0 | 0 | 52.2868 | 18.3533
1169 | 14.8936 | 0 | -21.4553 | 3.214 | 0 | 6.6704 | 0 | 0 | 1.2263 | 0 | 109.6161 | 0.0064395 | 133.0058 | 11.9994 | 96.3371 | 52.6725 | 24.0371 | 8.8021 | 10.3596 | 0 | 0 | 0 | 0 | 53.7691 | 18.3533
1170 | 14.8936 | 0 | -21.4553 | 0.54526 | 0 | 6.6704 | 0 | 0 | 1.2263 | 0 | 108.832 | 0.0064395 | 132.2269 | 9.8017 | 100.4246 | 53.6593 | 28.0288 | 8.1196 | 10.1354 | 0 | 0 | 0 | 0 | 55.3547 | 18.3533
1171 | 14.8936 | 0 | -21.4553 | 0.66863 | 0 | 6.6704 | 0 | 0 | 1.2263 | 0 | 109.3285 | 0.0064395 | 132.7234 | 9.0949 | 101.5045 | 56.7361 | 27.8149 | 6.7112 | 9.7607 | 0 | 0 | 0 | 0 | 55.6346 | 18.3533
1172 | 14.8936 | 0 | -21.4553 | 1.9112 | 0 | 6.6704 | 0 | 0 | 1.2263 | 0 | 111.4759 | 0.0064395 | 134.8707 | 12.306 | 99.1981 | 58.5042 | 26.3735 | 5.608 | 8.2309 | 0 | 0 | 0 | 0 | 55.973 | 18.3533
1173 | 14.8936 | 0 | -21.4553 | 0.98289 | 0 | 6.6704 | 0 | 0 | 1.2263 | 0 | 113.696 | 0.0064395 | 137.0908 | 22.1439 | 92.5087 | 56.179 | 24.1223 | 4.9959 | 6.73 | 0 | 0 | 0 | 0 | 56.9151 | 18.3533
1174 | 14.8936 | 0 | -21.4553 | 0.77363 | 0 | 6.6704 | 0 | 0 | 1.2263 | 0 | 115.4538 | 0.0064395 | 138.8487 | 24.6593 | 91.9604 | 52.7909 | 20.2922 | 4.737 | 13.6588 | 0 | 0 | 0 | 0 | 57.4197 | 18.3533
1175 | 14.8936 | 0 | -21.4553 | 4.1057 | 0 | 6.6704 | 0 | 0 | 1.2263 | 0 | 117.1063 | 0.0064395 | 140.5011 | 37.3935 | 77.5466 | 48.6304 | 13.5357 | 2.8086 | 12.1015 | 0 | 0 | 0 | 0 | 57.8168 | 18.3533
1176 | 14.8936 | 0 | -21.4553 | 6.3697 | 0 | 6.6704 | 0 | 0 | 1.2263 | 0 | 118.979 | 0.0064395 | 142.3386 | 37.3935 | 77.12 | 44.0223 | 7.1927 | 2.0398 | 11.058 | 0 | 0 | 0 | 0 | 59.8571 | 18.3533
1177 | 14.8936 | 0 | -20.9883 | 4.9696 | 0 | 6.6704 | 0 | 0 | 1.2263 | 0 | 121.0701 | 0.0064395 | 144.4649 | 37.3935 | 81.1135 | 39.8371 | 4.9559 | 2.0628 | 22.5787 | 0 | 0 | 0 | 0 | 63.0625 | 18.3533
1178 | 14.8936 | 0 | -20.9666 | 3.0611 | 0 | 6.6704 | 0 | 0 | 1.2263 | 0 | 122.7646 | 0.0064395 | 146.1595 | 37.3935 | 84.7383 | 39.5525 | 4.3382 | 2.0016 | 21.1607 | 0 | 0 | 0 | 0 | 65.5876 | 18.3533
1179 | 14.8936 | 0 | -20.9593 | 5.0649 | 0 | 6.6704 | 0 | 0 | 1.2263 | 0 | 123.3364 | 0.0064395 | 146.7313 | 37.3935 | 83.3136 | 38.9956 | 4.2152 | 2.0171 | 19.9925 | 0 | 0 | 0 | 0 | 67.1457 | 18.3533
1180 | 14.8936 | 0 | -20.959 | 6.0706 | 0 | 6.6704 | 0 | 0 | 1.2263 | 0 | 122.8237 | 0.0064395 | 146.2186 | 37.3935 | 81.7955 | 37.7768 | 4.3154 | 2.1056 | 19.2569 | 0 | 0 | 0 | 0 | 69.6434 | 18.3533
1181 | 14.8936 | 0 | -21.0112 | 4.6495 | 0 | 6.6704 | 0 | 0 | 1.2263 | 0 | 122.5817 | 0.0064395 | 145.9765 | 37.3935 | 82.9223 | 36.7782 | 4.7463 | 5.009 | 13.2538 | 0 | 0 | 0 | 0 | 72.6769 | 18.3533
1182 | 14.8936 | 0 | -21.012 | 5.7139 | 0 | 6.6704 | 0 | 0 | 1.2263 | 0 | 122.3529 | 0.0064395 | 145.7477 | 37.3935 | 81.6283 | 35.9737 | 7.5978 | 6.1886 | 13.1596 | 0 | 0 | 0 | 0 | 74.9536 | 18.3533
1183 | 14.8936 | 0 | -20.9931 | 9.215 | 0 | 6.6704 | 0 | 0 | 1.2263 | 0 | 122.0163 | 0.0064395 | 145.411 | 37.3935 | 77.8095 | 37.3558 | 19.1833 | 8.7026 | 12.0863 | 0 | 0 | 0 | 0 | 77.7803 | 18.3533
1184 | 14.8936 | 0 | -21.0069 | 2.5514 | 0 | 6.6704 | 0 | 0 | 1.2263 | 0 | 121.9019 | 0.0064395 | 145.2975 | 36.5072 | 85.2319 | 42.9405 | 28.6004 | 11.298 | 1.9721 | 0 | 0 | 0 | 0 | 82.2751 | 18.3533
1185 | 14.8936 | 0 | -20.9901 | 1.0807 | 0 | 6.6704 | 0 | 0 | 1.2263 | 0 | 123.1607 | 0.0064395 | 146.5555 | 34.441 | 90.0437 | 48.4044 | 25.3109 | 12.9321 | 2.9149 | 0 | 0 | 0 | 0 | 83.5244 | 18.3533
1186 | 14.8936 | 0 | -20.8311 | 4.3564 | 0 | 6.6704 | 0 | 0 | 1.2263 | 0 | 128.1694 | 0.0064395 | 151.5591 | 37.3935 | 88.9781 | 51.952 | 19.2931 | 12.784 | 4.4069 | 0 | 0 | 0 | 0 | 84.0791 | 18.3533
1187 | 14.8936 | 0 | -20.4517 | 4.341 | 0 | 6.6704 | 0 | 0 | 1.2263 | 0 | 134.2088 | 0.0064395 | 157.6111 | 25.7329 | 107.0855 | 53.7743 | 16.1115 | 12.2395 | 6.8908 | 0 | 0 | 0 | 0 | 86.2271 | 18.3533
1188 | 14.8936 | 0 | -20.09 | 3.8351 | 0 | 6.6704 | 0 | 0 | 1.2263 | 0 | 138.1398 | 0.0064395 | 161.5346 | 23.9188 | 113.6907 | 54.1804 | 15.0048 | 11.978 | 8.7296 | 0 | 0 | 0 | 0 | 88.4528 | 18.3533
1189 | 14.8936 | 0 | -19.9856 | 4.6441 | 0 | 6.6704 | 0 | 0 | 1.2263 | 0 | 138.7089 | 0.0064395 | 162.1113 | 22.3285 | 115.153 | 54.2833 | 15.8884 | 11.616 | 9.883 | 0 | 0 | 0 | 0 | 90.3861 | 18.3533
1190 | 14.8936 | 0 | -20.5543 | 3.5992 | 0 | 6.6704 | 0 | 0 | 1.2263 | 0 | 137.638 | 0.0064395 | 161.0405 | 21.8589 | 115.0281 | 54.2949 | 16.3661 | 11.1497 | 9.7959 | 0 | 0 | 0 | 0 | 92.6604 | 18.3533
1191 | 14.8936 | 0 | -21.4553 | 4.702 | 0 | 6.6704 | 0 | 0 | 1.2263 | 0 | 133.0837 | 0.0064395 | 156.486 | 15.5822 | 114.7465 | 53.7644 | 16.7752 | 10.4789 | 10.0403 | 0 | 0 | 0 | 0 | 94.4141 | 18.3533
1192 | 14.8936 | 0 | -21.4553 | 6.3888 | 0 | 6.6704 | 0 | 0 | 1.2263 | 0 | 124.548 | 0.0064395 | 147.9504 | 4.8718 | 115.2345 | 53.5097 | 19.0935 | 9.7981 | 10.1902 | 0 | 0 | 0 | 0 | 96.7737 | 18.3533
1193 | 14.8936 | 0 | -20.1717 | 0 | 0 | 6.6704 | 0 | 0 | 1.2263 | 0 | 115.3467 | 0.0064395 | 138.7527 | 1.4567 | 117.1243 | 53.419 | 25.3562 | 9.2851 | 10.5107 | 0 | 0 | 0 | 0 | 100 | 19.4941
1194 | 14.8936 | 0 | -21.3676 | 0 | 0 | 6.6704 | 0 | 0 | 1.2263 | 0 | 104.6005 | 0.0064395 | 128.0064 | 1.4567 | 105.1821 | 54.5571 | 29.567 | 8.5652 | 10.7477 | 0 | 0 | 0 | 0 | 100 | 19.691
1195 | 14.8936 | 0 | -21.4553 | 0 | 0 | 6.6704 | 0 | 0 | 1.2263 | 0 | 98.2798 | 0.0064395 | 121.6859 | 1.4567 | 98.7738 | 57.7444 | 29.3414 | 7.0795 | 9.2945 | 0 | 0 | 0 | 0 | 100 | 19.8899
1196 | 14.8936 | 0 | -21.4553 | 0 | 0 | 6.6704 | 0 | 0 | 1.2263 | 0 | 96.8831 | 0.0064395 | 120.2891 | 0.95782 | 97.8759 | 58.9444 | 27.8208 | 5.9158 | 7.9935 | 0 | 0 | 0 | 0 | 100 | 20.0908
1197 | 14.8936 | 0 | -21.4553 | 0 | 0 | 6.6704 | 0 | 0 | 1.2263 | 0 | 94.7101 | 0.0064395 | 118.116 | 0.95782 | 95.7029 | 56.4037 | 25.4461 | 5.27 | 7.2244 | 0 | 0 | 0 | 0 | 100 | 20.2937
1198 | 14.8936 | 0 | -21.4553 | 0 | 0 | 6.6704 | 0 | 0 | 1.2263 | 0 | 91.3191 | 0.0064395 | 114.7251 | 0.95782 | 92.3119 | 53.0222 | 21.4058 | 4.9969 | 13.344 | 0 | 0 | 0 | 0 | 100 | 20.4987
1199 | 14.8936 | 0 | -21.4553 | 0 | 0 | 6.6704 | 0 | 0 | 1.2263 | 0 | 87.678 | 0.0064395 | 111.084 | 0.38 | 89.2486 | 48.6082 | 14.2786 | 2.9627 | 11.9703 | 0 | 0 | 0 | 0 | 100 | 20.7058
1200 | 14.8936 | 0 | -21.4553 | 0 | 0 | 6.6704 | 0 | 0 | 1.2263 | 0 | 84.3132 | 0.0064395 | 107.7191 | 0.03317 | 86.2306 | 44.1477 | 7.5874 | 2.1517 | 10.6349 | 0 | 0 | 0 | 0 | 100 | 20.9149
1201 | 14.8936 | 0 | -21.4553 | 0 | 0 | 6.6704 | 0 | 0 | 1.2263 | 0 | 81.5809 | 0.0064395 | 104.9869 | 0 | 83.5315 | 39.8694 | 4.9299 | 2.0519 | 22.4612 | 0 | 0 | 0 | 0 | 100 | 21.1262
1202 | 14.8936 | 0 | -21.4553 | 0 | 0 | 6.6704 | 0 | 0 | 1.2263 | 0 | 78.2007 | 0.0064395 | 101.6118 | 0 | 80.1564 | 38.2474 | 4.3154 | 1.9911 | 21.3646 | 0 | 0 | 0 | 0 | 100 | 21.3396
1203 | 14.8936 | 0 | -21.4553 | 0 | 0 | 6.6704 | 0 | 0 | 1.2263 | 0 | 71.5664 | 0.0064395 | 94.9777 | 0 | 73.5224 | 37.4388 | 4.1931 | 2.0065 | 20.3654 | 0 | 0 | 0 | 0 | 100 | 21.5551
1204 | 14.8936 | 0 | -21.4553 | 0 | 0 | 6.6704 | 0 | 0 | 1.2263 | 0 | 63.0598 | 0.0064395 | 86.4711 | 0 | 65.0158 | 36.091 | 4.2928 | 2.0945 | 19.9271 | 0 | 0 | 0 | 0 | 100 | 21.7728
1205 | 14.8936 | 0 | -21.2032 | 0 | 0 | 6.6704 | 0 | 0 | 1.2263 | 0 | 54.8265 | 2.8253 | 81.0567 | 0 | 59.8535 | 34.8347 | 4.7213 | 4.9827 | 13.8707 | 0 | 0 | 0 | 0 | 100 | 46.485
1206 | 14.8936 | 0 | -19.9958 | 0 | 0 | 6.6704 | 0 | 0 | 1.2263 | 0 | 47.4069 | 14.3514 | 85.1632 | 0 | 65.1674 | 34.0074 | 7.5578 | 6.156 | 14.085 | 0 | 0 | 0 | 0 | 100 | 46.9546
1207 | 14.8936 | 4.554 | -16.654 | 0 | 0 | 6.6704 | 5.6715 | 7.2922 | 1.2336 | 0 | 41.5151 | 14.3514 | 89.5736 | 0 | 72.9195 | 35.2307 | 19.0825 | 8.6568 | 14.8343 | 0 | 0 | 0 | 0 | 100 | 74.9998
1208 | 14.8936 | 3.1448 | -13.8873 | 0 | 0 | 6.6704 | 5.6715 | 13.2371 | 1.9891 | 0 | 36.9122 | 20.1724 | 90.1601 | 0 | 76.2728 | 40.6758 | 28.4501 | 11.2386 | 6.738 | 0 | 0 | 0 | 0 | 100 | 103.1421
1209 | 14.8936 | 3.4348 | -9.9204 | 0 | 0 | 6.6704 | 5.6715 | 13.2371 | 2.3103 | 0 | 33.503 | 20.1724 | 87.3621 | 0 | 77.4418 | 45.9842 | 25.1778 | 12.8641 | 13.7909 | 0 | 0 | 0 | 0 | 100 | 108.6738
1210 | 14.8936 | 13.8185 | -3.0088 | 0 | 0 | 6.6704 | 5.6715 | 13.2371 | 2.3103 | 0 | 34.1052 | 20.1724 | 98.348 | 0 | 95.3392 | 49.5935 | 19.1917 | 12.7168 | 16.1306 | 0 | 0 | 0 | 0 | 100 | 109.7715
1211 | 14.8936 | 3.2076 | -6.6115 | 0 | 0 | 6.6704 | 5.6715 | 13.2371 | 2.3103 | 0 | 35.9589 | 20.1724 | 89.5908 | 0 | 82.9793 | 51.4331 | 16.0268 | 12.1751 | 13.2692 | 0 | 0 | 0 | 0 | 100 | 110.8803
1212 | 14.8936 | 1.9828 | -12.3853 | 0 | 0 | 6.6704 | 5.6715 | 13.2371 | 2.3103 | 0 | 38.9751 | 20.1724 | 91.3823 | 0 | 78.997 | 51.889 | 14.9259 | 11.9151 | 11.0966 | 0 | 0 | 0 | 0 | 100 | 117.0994
1213 | 14.8936 | 1.6218 | -12.9857 | 0 | 0 | 6.6704 | 5.6715 | 13.2371 | 2.3103 | 0 | 40.8659 | 20.1724 | 92.912 | 0 | 79.9263 | 52.1664 | 15.8049 | 11.5549 | 11.2297 | 0 | 0 | 0 | 0 | 100 | 125.0155
1214 | 14.8936 | 0 | -17.0679 | 0 | 0 | 6.6704 | 5.6715 | 13.2371 | 2.3103 | 0 | 39.4952 | 20.1724 | 89.9195 | 0 | 72.8516 | 52.2077 | 16.2801 | 11.0911 | 11.4488 | 0 | 0 | 0 | 0 | 100 | 145.4071
1215 | 14.8936 | 0 | -18.6734 | 0 | 0 | 6.6704 | 5.6715 | 13.2371 | 2.3103 | 0 | 35.6616 | 20.1724 | 86.0859 | 0 | 67.4125 | 51.5653 | 16.687 | 10.4239 | 10.5982 | 0 | 0 | 0 | 0 | 100 | 146.8758
1216 | 14.8936 | 0 | -19.2292 | 0 | 0 | 6.6704 | 5.6715 | 13.2371 | 2.3103 | 0 | 29.4861 | 20.1724 | 79.9104 | 0 | 60.6812 | 50.952 | 18.9932 | 9.7466 | 10.2541 | 0 | 0 | 0 | 0 | 100 | 148.3594
1217 | 14.8936 | 0 | -12.3371 | 0 | 0.5814 | 6.6704 | 5.6715 | 13.2371 | 2.3103 | 0 | 23.2283 | 20.1724 | 74.234 | 0 | 61.8969 | 50.8173 | 25.2229 | 9.2363 | 10.7233 | 0 | 0 | 0 | 0.5814 | 100 | 171.2251
1218 | 14.8936 | 0 | -12.354 | 0 | 10.0581 | 6.6704 | 5.6715 | 13.2371 | 2.3103 | 0 | 16.4882 | 20.1724 | 76.9707 | 0 | 64.6166 | 51.6123 | 29.4116 | 8.5202 | 11.2608 | 3.1395 | 2.5 | 1.1 | 3.3186 | 99.6489 | 182.8741
1219 | 14.8936 | 0 | -18.1136 | 0 | 15.283 | 6.6704 | 5.6715 | 13.2371 | 2.3103 | 7.6951 | 13.2841 | 20.1724 | 86.6866 | 0 | 60.8779 | 54.6223 | 29.1871 | 7.0423 | 12.8795 | 7.2319 | 3 | 1.5 | 3.5511 | 93.5743 | 182.8741
1220 | 14.8936 | 0 | -12.1003 | 0 | 15.5698 | 6.6704 | 5.6715 | 13.2371 | 2.3103 | 1.2156 | 13.8917 | 20.1724 | 81.1015 | 0 | 67.7855 | 56.8154 | 27.6746 | 5.8847 | 12.169 | 6.8326 | 3.5 | 1.6994 | 3.5378 | 84.3442 | 182.8741
1221 | 14.8936 | 0 | -3.1253 | 0 | 1.3818 | 6.6704 | 5.6715 | 13.2371 | 2.3103 | 0 | 15.3227 | 20.1724 | 67.1288 | 0 | 64.0035 | 54.7766 | 25.3123 | 5.2423 | 10.3968 | 0 | 0 | 0 | 1.3818 | 74.9409 | 172.7177
1222 | 14.8936 | 0 | -3.0088 | 0 | 1.0802 | 6.6704 | 5.6715 | 13.2371 | 2.3103 | 0 | 16.7447 | 20.1724 | 68.2492 | 0 | 65.2404 | 51.4832 | 21.2933 | 4.9707 | 16.6217 | 0 | 0 | 0 | 1.0802 | 74.1064 | 172.7177
1223 | 14.8936 | 0 | -13.1688 | 0 | 0 | 6.6704 | 5.6715 | 13.2371 | 2.3103 | 0 | 18.3479 | 20.1724 | 68.7722 | 0 | 55.6034 | 47.4842 | 14.2035 | 2.9472 | 14.5941 | 0 | 0 | 0 | 0 | 73.454 | 170.2261
1224 | 14.8936 | 0 | -16.1347 | 0.11089 | 0 | 6.6704 | 5.6715 | 13.2371 | 2.3103 | 0 | 19.9256 | 20.1724 | 70.3499 | 0 | 54.1043 | 43.2292 | 7.5475 | 2.1404 | 13.1234 | 0 | 0 | 0 | 0 | 73.454 | 160.7806
1225 | 14.8936 | 0.08448 | -14.9028 | 0.055444 | 0 | 6.6704 | 5.6715 | 13.2371 | 2.3103 | 0 | 21.7279 | 20.1724 | 72.2367 | 0 | 57.2784 | 39.2383 | 5.3165 | 2.2128 | 26.1228 | 0 | 0 | 0 | 0 | 73.5143 | 162.4046
1226 | 14.8936 | 0.81203 | -13.8026 | 2e-11 | 0 | 6.6704 | 5.6715 | 13.2371 | 2.3103 | 0 | 23.6291 | 20.1724 | 74.8655 | 0 | 61.0629 | 38.0581 | 4.6538 | 2.1473 | 24.2579 | 0 | 0 | 0 | 0 | 73.5444 | 164.0451
1227 | 14.8936 | 1.0534 | -14.2118 | 0 | 0 | 6.6704 | 5.6715 | 13.2371 | 2.3103 | 0 | 23.0661 | 20.1724 | 74.5439 | 0 | 60.3321 | 37.3813 | 4.5219 | 2.1638 | 22.8888 | 0 | 0 | 0 | 0 | 73.5444 | 165.7021
1228 | 14.8936 | 1.355 | -14.1891 | 0 | 0 | 6.6704 | 5.6715 | 13.2371 | 2.3103 | 0 | 21.3412 | 20.1724 | 73.1205 | 0 | 58.9314 | 36.3268 | 4.6294 | 2.2588 | 22.2941 | 0 | 0 | 0 | 0 | 73.5444 | 167.3759
1229 | 14.8936 | 0.67365 | -13.891 | 0 | 0 | 6.6704 | 5.6715 | 13.2371 | 2.3103 | 0 | 19.5859 | 20.1724 | 70.6839 | 0 | 56.7929 | 35.1527 | 5.0916 | 5.3734 | 15.0994 | 0 | 0 | 0 | 0 | 73.5444 | 169.0665
1230 | 14.8936 | 0 | -8.5059 | 0 | 0.5814 | 6.6704 | 5.6715 | 13.2371 | 2.3103 | 0 | 17.9996 | 20.1724 | 69.0053 | 0 | 60.4995 | 34.3741 | 8.1505 | 6.6388 | 14.9189 | 0 | 0 | 0 | 0.5814 | 73.5444 | 170.7743
1231 | 14.8936 | 0 | -2.6583 | 0 | 0.5814 | 6.6704 | 5.6715 | 13.2371 | 2.3103 | 0 | 16.4995 | 20.1724 | 67.5052 | 0 | 64.8469 | 35.7541 | 20.5791 | 9.3357 | 15.151 | 0 | 0 | 0 | 0.5814 | 73.1933 | 172.4993
1232 | 14.8936 | 0 | -16.3463 | 0 | 1.7306 | 6.6704 | 5.6715 | 13.2371 | 2.3103 | 0 | 15.6381 | 20.1724 | 67.793 | 0 | 51.4467 | 41.0408 | 30.6812 | 12.12 | 6.7997 | 0 | 0 | 0 | 1.7306 | 72.8421 | 176.5205
1233 | 14.8936 | 0 | -12.1326 | 0 | 6.9175 | 6.6704 | 5.6715 | 13.2371 | 2.3103 | 0 | 17.1814 | 20.1724 | 74.5232 | 0 | 62.3906 | 45.8483 | 27.1524 | 13.873 | 13.577 | 1.5207 | 2 | 0.1 | 3.2968 | 71.7969 | 182.8741
1234 | 14.8936 | 4.9239 | 0 | 0 | 1.8881 | 6.6704 | 5.6715 | 13.2371 | 2.3103 | 0 | 21.9923 | 20.1724 | 79.2287 | 0 | 79.2287 | 49.6309 | 20.6968 | 13.7141 | 15.365 | 0 | 0 | 0 | 1.8881 | 67.6192 | 177.7795
1235 | 14.8936 | 3.5851 | -1.2167 | 0 | 1.0706 | 6.6704 | 5.6715 | 13.2371 | 2.3103 | 0 | 27.3269 | 20.1724 | 82.4069 | 0 | 81.1902 | 51.4578 | 17.2837 | 13.13 | 12.0744 | 0 | 0 | 0 | 1.0706 | 66.4789 | 172.7177
1236 | 14.8936 | 0.48299 | -0.87716 | 0 | 0.5814 | 6.6704 | 5.6715 | 13.2371 | 2.3103 | 0 | 31.7953 | 20.1724 | 83.2841 | 0 | 82.4069 | 51.7733 | 16.0965 | 12.8495 | 10.1905 | 0 | 0 | 0 | 0.5814 | 65.8323 | 172.1723
1237 | 14.8936 | 0 | -0.84866 | 0 | 1.7306 | 6.6704 | 5.6715 | 13.2371 | 2.3103 | 0 | 35.3434 | 20.1724 | 87.4983 | 0 | 86.6497 | 51.9521 | 17.0443 | 12.4611 | 10.1467 | 0 | 0 | 0 | 1.7306 | 65.4811 | 173.9114
1238 | 14.8936 | 0 | -0.95791 | 0 | 1.7306 | 6.6704 | 5.6715 | 13.2371 | 2.3103 | 0 | 37.2937 | 20.1724 | 89.4486 | 0 | 88.4907 | 51.9335 | 17.5568 | 11.9609 | 10.6423 | 0 | 0 | 0 | 1.7306 | 64.4359 | 175.6681
1239 | 14.8936 | 0.98541 | -1.0461 | 0 | 1.7306 | 6.6704 | 5.6715 | 13.2371 | 2.3103 | 0 | 36.7512 | 20.1724 | 89.8915 | 0 | 88.8454 | 51.1841 | 17.9957 | 11.2414 | 10.631 | 0 | 0 | 0 | 1.7306 | 63.3908 | 177.4425
1240 | 14.8936 | 0 | -1.399 | 0 | 1.9091 | 6.6704 | 5.6715 | 13.2371 | 2.3103 | 0 | 33.6209 | 20.1724 | 85.9544 | 0 | 84.5553 | 50.52 | 20.4827 | 10.511 | 9.999 | 0 | 0 | 0 | 1.9091 | 62.3456 | 179.2349
1241 | 14.8936 | 0 | -12.8188 | 0 | 1.9091 | 6.6704 | 5.6715 | 13.2371 | 2.3103 | 0 | 30.4962 | 20.1724 | 82.8297 | 0 | 70.0109 | 49.7125 | 27.201 | 9.9607 | 10.8394 | 0 | 0 | 0 | 1.9091 | 61.1926 | 181.0453
1242 | 14.8936 | 0 | -21.4553 | 0 | 12.8393 | 6.6704 | 5.6715 | 13.2371 | 2.3103 | 0 | 26.6194 | 20.1724 | 89.883 | 0 | 68.4277 | 50.0214 | 31.7181 | 9.1884 | 11.7848 | 4.3923 | 2.5033 | 2.3549 | 3.5888 | 60.0396 | 182.8741
1243 | 14.8936 | 0 | -21.4553 | 0 | 22.5421 | 6.6704 | 5.6715 | 13.2371 | 2.3103 | 17.1538 | 23.8453 | 20.1724 | 113.9956 | 0 | 75.3864 | 53.1071 | 31.4761 | 7.5946 | 13.118 | 11.0049 | 4.5028 | 2.9545 | 4.0799 | 52.2853 | 182.8741
1244 | 14.8936 | 0 | -20.4507 | 0 | 16.5057 | 6.6704 | 5.6715 | 13.2371 | 2.3103 | 20.6909 | 23.8813 | 20.1724 | 111.5023 | 0 | 70.3607 | 55.3929 | 29.8449 | 6.3462 | 12.2232 | 6.2518 | 4.0038 | 2.2551 | 3.995 | 38.6711 | 182.8741
1245 | 14.8936 | 0 | -18.1136 | 0 | 11.0032 | 6.6704 | 5.6715 | 13.2371 | 2.3103 | 17.0555 | 23.2281 | 20.1724 | 101.7112 | 0 | 66.5421 | 52.6953 | 27.2974 | 5.6535 | 10.707 | 4.8224 | 2 | 1.5545 | 2.6263 | 28.7026 | 182.8741
1246 | 14.8936 | 0.69407 | -16.2756 | 0 | 12.2077 | 6.6704 | 5.6715 | 13.2371 | 2.3103 | 13.0762 | 22.3146 | 20.1724 | 98.717 | 0 | 69.3651 | 49.1597 | 22.9631 | 5.3605 | 17.7136 | 4.3746 | 3 | 1.6499 | 3.1831 | 22.0572 | 182.8741
1247 | 14.8936 | 1.7178 | -12.8451 | 0 | 6.278 | 6.6704 | 5.6715 | 13.2371 | 2.3103 | 0 | 21.177 | 20.1724 | 79.5972 | 0 | 66.752 | 45.2654 | 15.3174 | 3.1783 | 15.7578 | 1.1479 | 2 | 0.2 | 2.9301 | 14.6845 | 182.8741
1248 | 14.8936 | 1.7877 | -16.9975 | 0 | 0 | 6.6704 | 5.6715 | 13.2371 | 2.3103 | 0 | 20.4327 | 20.1724 | 72.6447 | 0 | 55.6473 | 41.6168 | 8.1395 | 2.3082 | 14.0289 | 0 | 0 | 0 | 0 | 10.8929 | 165.388
1249 | 14.8936 | 2.4946 | -16.3936 | 0 | 0 | 6.6704 | 5.6715 | 13.2371 | 2.3103 | 0 | 20.2396 | 20.1724 | 73.1585 | 0 | 56.7649 | 38.4295 | 5.767 | 2.4003 | 26.9692 | 0 | 0 | 0 | 0 | 10.8929 | 167.0586
1250 | 14.8936 | 3.168 | -14.1848 | 0 | 0 | 6.6704 | 5.6715 | 13.2371 | 2.3103 | 0 | 20.2133 | 20.1724 | 73.8056 | 0 | 59.6208 | 36.5826 | 5.0481 | 2.3292 | 24.796 | 0 | 0 | 0 | 0 | 10.8929 | 168.7461
1251 | 14.8936 | 3.168 | -13.343 | 0 | 0.1026 | 6.6704 | 5.6715 | 13.2371 | 2.3103 | 0 | 19.6406 | 20.1724 | 73.3355 | 0 | 59.9925 | 36.3215 | 4.905 | 2.3472 | 23.2975 | 0 | 0 | 0 | 0.1026 | 10.8929 | 170.4506
1252 | 14.8936 | 3.168 | -11.9023 | 0 | 0.5814 | 6.6704 | 5.6715 | 13.2371 | 2.3103 | 0 | 19.3245 | 20.1724 | 73.4983 | 0 | 61.596 | 35.2332 | 5.0216 | 2.4501 | 22.4896 | 0 | 0 | 0 | 0.5814 | 10.8309 | 172.1723
1253 | 14.8936 | 3.168 | -10.0809 | 0 | 1.7306 | 6.6704 | 5.6715 | 13.2371 | 2.3103 | 0 | 19.4086 | 20.1724 | 74.7316 | 0 | 64.6507 | 34.3776 | 5.523 | 5.8287 | 15.1494 | 0 | 0 | 0 | 1.7306 | 10.4798 | 173.9114
1254 | 14.8936 | 3.168 | -13.6452 | 0 | 1.7306 | 6.6704 | 5.6715 | 13.2371 | 2.3103 | 0 | 20.4956 | 20.1724 | 75.8186 | 0 | 62.1734 | 33.5576 | 8.8411 | 7.2013 | 15.024 | 0 | 0 | 0 | 1.7306 | 9.4346 | 175.6681
1255 | 14.8936 | 2.6294 | -14.5155 | 0 | 1.7306 | 6.6704 | 5.6715 | 13.2371 | 2.3103 | 0 | 21.6539 | 20.1724 | 76.4383 | 0 | 61.9228 | 34.9651 | 22.3226 | 10.1267 | 15.082 | 0 | 0 | 0 | 1.7306 | 8.3894 | 177.4425
1256 | 14.8936 | 0.54038 | -15.6113 | 0 | 1.9091 | 6.6704 | 5.6715 | 13.2371 | 2.3103 | 0 | 23.459 | 20.1724 | 76.3329 | 0 | 60.7216 | 41.2787 | 33.2807 | 13.1469 | 6.6058 | 0 | 0 | 0 | 1.9091 | 7.3442 | 179.2348
1257 | 14.8936 | 0.94285 | -16.0156 | 0 | 1.9091 | 6.6704 | 5.6715 | 13.2371 | 2.3103 | 0 | 28.83 | 20.1724 | 82.1063 | 0 | 66.0907 | 48.1326 | 29.4528 | 15.0483 | 12.7606 | 0 | 0 | 0 | 1.9091 | 6.1912 | 181.0453
1258 | 14.8936 | 1.5791 | -13.6964 | 0 | 8.3422 | 6.6704 | 5.6715 | 13.2371 | 2.3103 | 0 | 40.903 | 20.1724 | 101.2486 | 0 | 87.5523 | 51.2889 | 22.4503 | 14.876 | 15.074 | 4.0482 | 1.0033 | 0.7499 | 2.5408 | 5.0383 | 182.8741
1259 | 14.8936 | 1.3424 | -16.923 | 0 | 0 | 6.6704 | 5.6715 | 13.2371 | 1.2336 | 0 | 55.2546 | 15.3203 | 101.0926 | 0 | 84.1696 | 51.7125 | 18.748 | 14.2424 | 12.2223 | 0 | 0 | 0 | 0 | 0 | 78.086
1260 | 14.8936 | 1.0717 | -16.0352 | 0 | 0 | 6.6704 | 0.61324 | 0 | 1.2336 | 0 | 69.4902 | 14.3514 | 109.0081 | 0 | 92.9729 | 50.7809 | 17.4602 | 13.9382 | 10.3122 | 0 | 0 | 0 | 0 | 0 | 62.4775
1261 | 14.8936 | 0 | -18.5441 | 0 | 0 | 6.6704 | 0 | 0 | 1.2263 | 0 | 81.656 | 7.0731 | 112.134 | 0 | 93.59 | 50.1285 | 18.4884 | 13.5169 | 10.9746 | 0 | 0 | 0 | 0 | 0 | 46.485
1262 | 14.8936 | 0.39408 | -18.4465 | 0 | 0 | 6.6704 | 0 | 0 | 1.2263 | 0 | 88.8732 | 0.0064395 | 112.6732 | 0.95782 | 93.2689 | 49.1864 | 19.0443 | 12.9742 | 11.5825 | 0 | 0 | 0 | 0 | 0 | 20.5287
1263 | 14.8936 | 0 | -21.1396 | 0 | 0 | 6.6704 | 0 | 0 | 1.2263 | 0 | 97.4874 | 0.0064395 | 120.8934 | 1.4958 | 98.2579 | 48.0172 | 19.5204 | 12.1938 | 10.7071 | 0 | 0 | 0 | 0 | 0 | 18.612
1264 | 14.8936 | 0 | -20.519 | 0 | 0 | 6.6704 | 0 | 0 | 1.2263 | 0 | 99.4859 | 0.0064395 | 122.892 | 1.4958 | 100.8772 | 47.4051 | 22.2181 | 11.4015 | 9.9138 | 0 | 0 | 0 | 0 | 0 | 18.8
1265 | 14.8936 | 0 | -20.3683 | 0 | 0 | 6.6704 | 0 | 0 | 1.2263 | 0 | 99.8674 | 0.0064395 | 123.2734 | 1.4958 | 101.4093 | 46.9923 | 29.5056 | 10.8046 | 10.7797 | 0 | 0 | 0 | 0 | 0 | 18.9899
1266 | 14.8936 | 0 | -20.7523 | 0 | 0 | 6.6704 | 0 | 0 | 1.2263 | 0 | 97.2045 | 0.0064395 | 120.6105 | 1.4958 | 98.3624 | 48.308 | 34.4054 | 9.9668 | 12.19 | 0 | 0 | 0 | 0 | 0 | 19.1817
1267 | 14.8936 | 0 | -20.936 | 0 | 0 | 6.6704 | 0 | 0 | 1.2263 | 0 | 96.4656 | 0.0064395 | 119.8716 | 1.4567 | 97.4788 | 51.1033 | 34.1429 | 8.2381 | 12.7271 | 0 | 0 | 0 | 0 | 0 | 19.3754
1268 | 14.8936 | 0 | -18.5382 | 0 | 0 | 6.6704 | 0 | 0 | 1.2263 | 0 | 99.5049 | 0.0064395 | 122.9109 | 1.4567 | 102.916 | 53.5758 | 32.3735 | 6.8839 | 12.4536 | 0 | 0 | 0 | 0 | 0 | 19.5712
1269 | 14.8936 | 0 | -21.1663 | 0.14055 | 0 | 6.6704 | 0 | 0 | 1.2263 | 0 | 103.4913 | 0.0064395 | 126.8809 | 7.5814 | 97.9927 | 50.9673 | 29.6102 | 6.1325 | 10.79 | 0 | 0 | 0 | 0 | 0 | 18.3533
1270 | 14.8936 | 0 | -21.1606 | 0 | 0 | 6.6704 | 0 | 0 | 1.2263 | 0 | 108.4007 | 0.0064395 | 131.7854 | 13.7053 | 96.9195 | 47.7478 | 24.9087 | 5.8146 | 17.9669 | 0 | 0 | 0 | 0 | 0.061965 | 18.3533
1271 | 14.8936 | 0 | -21.0711 | 0.79644 | 0 | 6.6704 | 0 | 0 | 1.2263 | 0 | 113.8968 | 0.0064395 | 137.2864 | 35.3583 | 80.0606 | 44.0675 | 16.6152 | 3.4476 | 15.4601 | 0 | 0 | 0 | 0 | 0.061965 | 18.3533
1272 | 14.8936 | 0 | -21.4553 | 14.6738 | 0 | 6.6704 | 0 | 0 | 1.2263 | 0 | 119.4997 | 0.0064395 | 142.8749 | 37.3935 | 69.3523 | 40.4584 | 8.8291 | 2.5038 | 13.943 | 0 | 0 | 0 | 0 | 0.4131 | 14.4198
1273 | 14.8936 | 0 | -21.4553 | 14.1127 | 0 | 6.6704 | 0 | 0 | 1.2263 | 0 | 124.5742 | 0.0064395 | 147.9586 | 37.3935 | 74.997 | 37.1174 | 5.8299 | 2.4265 | 27.0081 | 0 | 0 | 0 | 0 | 7.6823 | 14.4198
1274 | 14.8936 | 0 | -21.4553 | 14.3427 | 0 | 6.6704 | 0 | 0 | 1.2263 | 0 | 129.139 | 0.0064395 | 152.5213 | 37.3935 | 79.3297 | 36.6126 | 5.1033 | 2.3546 | 24.6863 | 0 | 0 | 0 | 0 | 14.6402 | 14.4198
1275 | 14.8936 | 0 | -21.4553 | 12.383 | 0 | 6.6704 | 0 | 0 | 1.2263 | 0 | 131.67 | 0.0064395 | 155.0521 | 37.3935 | 83.8203 | 35.5663 | 4.9586 | 2.3728 | 23.1772 | 0 | 0 | 0 | 0 | 21.6044 | 14.4198
1276 | 14.8936 | 0 | -21.4553 | 15.3974 | 0 | 6.6704 | 0 | 0 | 1.2263 | 0 | 132.5455 | 0.0064395 | 155.9287 | 37.3935 | 81.6824 | 34.0402 | 5.0765 | 2.4769 | 22.6889 | 0 | 0 | 0 | 0 | 27.6829 | 14.4198
1277 | 14.8936 | 0 | -21.4553 | 13.8233 | 0 | 6.6704 | 0 | 0 | 1.2263 | 0 | 132.9425 | 0.0064395 | 156.322 | 37.3935 | 83.6499 | 32.4059 | 5.5833 | 5.8924 | 15.3968 | 0 | 0 | 0 | 0 | 35.2294 | 14.4198
1278 | 14.8936 | 0 | -21.4553 | 9.6353 | 0 | 6.6704 | 0 | 0 | 1.2263 | 0 | 133.0273 | 0.0064395 | 156.3872 | 37.3935 | 87.9031 | 31.0807 | 8.9376 | 7.2799 | 15.7279 | 0 | 0 | 0 | 0 | 41.9957 | 14.4198
1279 | 14.8936 | 0 | -21.4553 | 2.5281 | 0 | 6.6704 | 0 | 0 | 1.2263 | 0 | 132.936 | 0.0064395 | 156.3207 | 37.3935 | 94.9438 | 31.0659 | 22.5664 | 10.2373 | 17.5512 | 0 | 0 | 0 | 0 | 46.6352 | 14.5654
1280 | 14.8936 | 0 | -21.4553 | 2.5281 | 0 | 6.6704 | 0 | 0 | 1.2263 | 0 | 133.0133 | 0.0064395 | 156.398 | 37.3935 | 95.0211 | 32.5773 | 33.6442 | 13.2905 | 9.0737 | 0 | 0 | 0 | 0 | 47.7881 | 14.7125
1281 | 14.8936 | 0 | -21.2212 | 2.5034 | 0 | 6.6704 | 0 | 0 | 1.2263 | 0 | 135.5047 | 0.0064395 | 158.8895 | 37.3935 | 97.7715 | 34.0117 | 29.7745 | 15.2127 | 16.0856 | 0 | 0 | 0 | 0 | 48.9411 | 14.8612
1282 | 14.8936 | 0 | -21.0545 | 2.3181 | 0 | 6.6704 | 0 | 0 | 1.2263 | 0 | 144.3444 | 0.0064395 | 167.7291 | 37.3935 | 106.963 | 37.3685 | 22.6955 | 15.0385 | 16.8687 | 0 | 0 | 0 | 0 | 50.0814 | 15.0113
1283 | 14.8936 | 0 | -21.4553 | 11.4822 | 0 | 6.6704 | 0 | 0 | 1.2263 | 0 | 155.7787 | 0.0064395 | 179.129 | 37.3935 | 108.7979 | 41.5374 | 18.9528 | 14.3979 | 12.9454 | 0 | 0 | 0 | 0 | 51.1266 | 14.4198
1284 | 14.8936 | 0 | -21.1197 | 13.9402 | 0 | 6.6704 | 0 | 0 | 1.2263 | 0 | 166.8747 | 0.0064395 | 190.2331 | 37.3935 | 117.7797 | 44.4832 | 17.6509 | 14.0904 | 11.3808 | 0 | 0 | 0 | 0 | 56.6406 | 14.4198
1285 | 14.8936 | 0 | -20.752 | 19.1679 | 0 | 6.6704 | 0 | 0 | 1.2263 | 0 | 174.5805 | 0.0064395 | 197.9308 | 37.3935 | 120.6174 | 46.0721 | 18.6903 | 13.6645 | 11.3706 | 0 | 0 | 0 | 0 | 63.3022 | 14.4198
1286 | 14.8936 | 0 | -20.6384 | 13.9007 | 0 | 6.6704 | 0 | 0 | 1.2263 | 0 | 171.7121 | 0.0064395 | 195.0136 | 37.3935 | 123.081 | 47.2063 | 19.2523 | 13.1159 | 12.1843 | 0 | 0 | 0 | 0 | 72.5696 | 14.4198
1287 | 14.8936 | 0 | -20.6988 | 13.3526 | 0 | 6.6704 | 0 | 0 | 1.2263 | 0 | 164.9247 | 0.0064395 | 188.2702 | 37.3935 | 116.8253 | 46.7334 | 19.7336 | 12.3269 | 11.7506 | 0 | 0 | 0 | 0 | 79.2668 | 14.4198
1288 | 14.8936 | 0 | -21.0832 | 9.4585 | 0 | 6.6704 | 0 | 0 | 1.2263 | 0 | 155.5081 | 0.0064395 | 178.8325 | 37.3935 | 110.8973 | 46.0898 | 22.4607 | 11.526 | 11.2606 | 0 | 0 | 0 | 0 | 85.6889 | 14.4198
1289 | 14.8936 | 0 | -20.6059 | 2.3181 | 0 | 6.6704 | 0 | 0 | 1.2263 | 0 | 148.2 | 0.0064395 | 171.5847 | 37.3935 | 111.2673 | 45.9917 | 29.8278 | 10.9226 | 11.7881 | 0 | 0 | 0 | 0 | 90.1908 | 16.1054
1290 | 14.8936 | 0 | -20.936 | 2.3181 | 0 | 6.6704 | 0 | 0 | 1.2263 | 0 | 138.09 | 0.0064395 | 161.4747 | 37.3935 | 100.8271 | 46.9828 | 34.7812 | 10.0757 | 12.8545 | 0 | 0 | 0 | 0 | 91.236 | 16.2681
1291 | 14.8936 | 0 | -20.9313 | 2.3181 | 0 | 6.6704 | 0 | 0 | 1.2263 | 0 | 131.832 | 0.0064395 | 155.2167 | 37.3935 | 94.5739 | 49.9412 | 34.5158 | 8.328 | 13.9342 | 0 | 0 | 0 | 0 | 92.2812 | 16.4324
1292 | 14.8936 | 0 | -21.4553 | 2.3181 | 0 | 6.6704 | 0 | 0 | 1.2263 | 0 | 130.0756 | 0.0064395 | 153.4603 | 37.3935 | 92.2934 | 51.3752 | 32.7271 | 6.959 | 14.2022 | 0 | 0 | 0 | 0 | 93.3264 | 16.5984
1293 | 14.8936 | 0 | -21.4553 | 2.3181 | 0 | 6.6704 | 0 | 0 | 1.2263 | 0 | 129.0523 | 0.0064395 | 152.437 | 37.3935 | 91.2701 | 49.2829 | 29.9336 | 6.1994 | 11.9213 | 0 | 0 | 0 | 0 | 94.3716 | 16.766
1294 | 14.8936 | 0 | -21.4553 | 2.3181 | 0 | 6.6704 | 0 | 0 | 1.2263 | 0 | 127.7977 | 0.0064395 | 151.1824 | 37.3935 | 90.0155 | 46.6165 | 25.1807 | 5.8782 | 20.0549 | 0 | 0 | 0 | 0 | 95.4168 | 16.9354
1295 | 14.8936 | 0 | -21.4342 | 1.9827 | 0 | 6.6704 | 0 | 0 | 1.2263 | 0 | 126.6843 | 0.0064395 | 150.069 | 37.3935 | 89.2586 | 43.4248 | 16.7966 | 3.4852 | 17.279 | 0 | 0 | 0 | 0 | 96.462 | 17.1064
1296 | 14.8936 | 0 | -21.3287 | 1.5027 | 0 | 6.6704 | 0 | 0 | 1.2263 | 0 | 125.0322 | 0.0064395 | 148.4169 | 37.3935 | 88.192 | 39.7823 | 8.9255 | 2.5311 | 15.0623 | 0 | 0 | 0 | 0 | 97.3593 | 17.2792
1297 | 14.8936 | 0 | -21.3644 | 1.2021 | 0 | 6.6704 | 0 | 0 | 1.2263 | 0 | 122.4371 | 0.0064395 | 145.8219 | 37.3935 | 85.8619 | 36.1667 | 5.7824 | 2.4067 | 27.5603 | 0 | 0 | 0 | 0 | 98.045 | 17.4538
1298 | 14.8936 | 0 | -21.4553 | 0.79644 | 0 | 6.6704 | 0 | 0 | 1.2263 | 0 | 118.5879 | 0.0064395 | 141.9727 | 37.3935 | 82.3274 | 33.8624 | 5.0617 | 2.3354 | 24.9982 | 0 | 0 | 0 | 0 | 98.5955 | 17.6301
1299 | 14.8936 | 0 | -21.4553 | 0.79644 | 0 | 6.6704 | 0 | 0 | 1.2263 | 0 | 111.9869 | 0.0064395 | 135.3717 | 37.3935 | 75.7264 | 33.2047 | 4.9182 | 2.3535 | 23.5442 | 0 | 0 | 0 | 0 | 98.9466 | 17.8082
1300 | 14.8936 | 0 | -21.4553 | 0.79644 | 0 | 6.6704 | 0 | 0 | 1.2263 | 0 | 104.0904 | 0.0064395 | 127.4752 | 37.3935 | 67.8299 | 31.8382 | 5.0351 | 2.4567 | 22.8046 | 0 | 0 | 0 | 0 | 99.2977 | 17.988
1301 | 14.8936 | 0 | -21.4553 | 0.79644 | 0 | 6.6704 | 0 | 0 | 1.2263 | 0 | 93.5808 | 0.0064395 | 116.9655 | 37.3935 | 57.3202 | 30.7544 | 5.5378 | 5.8443 | 15.0108 | 0 | 0 | 0 | 0 | 99.6489 | 18.1697
1302 | 14.8936 | 0 | -21.4553 | 0 | 0 | 6.6704 | 0 | 0 | 1.2263 | 0 | 83.0049 | 0.0064395 | 106.3896 | 12.8146 | 72.1197 | 30.0174 | 8.8648 | 7.2206 | 15.1862 | 0 | 0 | 0 | 0 | 100 | 18.3533
1303 | 14.8936 | 0 | -15.8203 | 0 | 0 | 6.6704 | 0 | 0 | 1.2263 | 0 | 74.3808 | 0.0064395 | 97.7921 | 0 | 81.9718 | 30.5198 | 22.3824 | 10.1538 | 16.5084 | 0 | 0 | 0 | 0 | 100 | 45.3946
1304 | 14.8936 | 0 | -12.8245 | 0 | 0 | 6.6704 | 0 | 0 | 1.2263 | 0 | 68.5753 | 0.0064395 | 91.9866 | 0 | 79.1621 | 33.2312 | 33.3698 | 13.1821 | 8.672 | 0 | 0 | 0 | 0 | 100 | 46.0202
1305 | 14.8936 | 0 | -10.7251 | 0 | 0 | 6.6704 | 0 | 0 | 1.2263 | 0 | 66.6681 | 8.601 | 98.6739 | 0 | 87.9488 | 35.4511 | 29.5317 | 15.0886 | 15.5136 | 0 | 0 | 0 | 0 | 100 | 46.485
1306 | 14.8936 | 0 | -6.9116 | 0 | 0 | 6.6704 | 0 | 0 | 1.2263 | 0 | 67.3599 | 14.3514 | 105.1161 | 0 | 98.2046 | 38.9393 | 22.5104 | 14.9158 | 16.3423 | 0 | 0 | 0 | 0 | 100 | 46.9546
1307 | 14.8936 | 0 | -8.2946 | 0 | 0 | 6.6704 | 0 | 0 | 1.2263 | 0 | 68.017 | 14.3514 | 105.7733 | 0 | 97.4787 | 42.5609 | 18.7982 | 14.2805 | 13.0281 | 0 | 0 | 0 | 0 | 100 | 47.4288
1308 | 14.8936 | 0 | -12.4457 | 0 | 0 | 6.6704 | 0 | 0 | 1.2263 | 0 | 69.1509 | 14.3514 | 106.9093 | 0 | 94.4635 | 44.5175 | 17.507 | 13.9755 | 12.0781 | 0 | 0 | 0 | 0 | 100 | 47.9079
1309 | 14.8936 | 0 | -13.0113 | 0 | 0 | 6.6704 | 0 | 0 | 1.2263 | 0 | 69.3996 | 14.3514 | 107.2253 | 0 | 94.214 | 45.1489 | 18.5379 | 13.5531 | 12.3827 | 0 | 0 | 0 | 0 | 100 | 48.3918
1310 | 14.8936 | 0 | -12.6248 | 0 | 0 | 6.6704 | 0 | 0 | 1.2263 | 0 | 67.12 | 14.3514 | 104.9457 | 0 | 92.3209 | 45.1336 | 19.0953 | 13.009 | 12.581 | 0 | 0 | 0 | 0 | 100 | 48.8807
1311 | 14.8936 | 0 | -5.5366 | 0 | 0 | 6.6704 | 0 | 0 | 1.2263 | 0 | 63.5654 | 14.3514 | 101.3911 | 0 | 95.8545 | 44.201 | 19.5726 | 12.2264 | 12.2687 | 0 | 0 | 0 | 0 | 100 | 49.3744
1312 | 14.8936 | 3.4712 | -5.6157 | 0 | 0 | 6.6704 | 0 | 0 | 1.2263 | 0 | 55.6764 | 14.3514 | 96.9733 | 0 | 91.3576 | 43.6177 | 22.2775 | 11.432 | 11.6229 | 0 | 0 | 0 | 0 | 100 | 52.1254
1313 | 14.8936 | 4.554 | -16.173 | 0 | 0 | 6.6704 | 0 | 0 | 1.2263 | 0 | 46.7037 | 14.3514 | 89.0834 | 0 | 72.9104 | 43.5392 | 29.5846 | 10.8335 | 12.0001 | 0 | 0 | 0 | 0 | 100 | 58.7201
1314 | 14.8936 | 4.3681 | -16.654 | 0 | 0.84194 | 6.6704 | 5.6715 | 7.8559 | 1.2336 | 0 | 36.1192 | 14.3514 | 84.8555 | 0 | 68.2015 | 45.0673 | 34.4975 | 9.9935 | 13.419 | 0.84194 | 0 | 0 | 0 | 100 | 75
1315 | 14.8936 | 3.6288 | -16.654 | 0 | 3.3359 | 6.6704 | 5.6715 | 6.0039 | 1.2336 | 10.162 | 29.5923 | 14.3514 | 90.2457 | 0 | 63.4297 | 49.5134 | 34.2343 | 8.2601 | 13.2995 | 3.286 | 0 | 0.0499 | 0 | 99.4915 | 75
1316 | 14.8936 | 3.8501 | -16.654 | 0 | 3.9606 | 6.6704 | 5.6715 | 9.6623 | 1.2336 | 5.7696 | 28.321 | 14.3514 | 85.4279 | 0 | 63.0044 | 50.6136 | 32.4602 | 6.9023 | 12.2769 | 3.9107 | 0 | 0.0499 | 0 | 97.4768 | 75
1317 | 14.8936 | 3.8803 | -16.1833 | 0 | 3.1792 | 6.6704 | 5.6715 | 7.5036 | 1.2336 | 2.5565 | 28.4722 | 14.3514 | 81.6149 | 0 | 62.8751 | 48.0517 | 29.6895 | 6.1489 | 10.7296 | 3.1293 | 0 | 0.0499 | 0 | 95.0848 | 75
1318 | 14.8936 | 6.1248 | -7.9504 | 0 | 1.2153 | 6.6704 | 5.6715 | 3.925 | 1.2336 | 0 | 28.6798 | 14.3514 | 79.5466 | 0 | 71.5963 | 44.9548 | 24.9754 | 5.8302 | 18.4002 | 1.1654 | 0 | 0.0499 | 0 | 93.1648 | 75
1319 | 14.8936 | 3.3673 | -10.0675 | 0.058706 | 0 | 6.6704 | 5.6715 | 0 | 1.2336 | 0 | 28.7655 | 14.3514 | 75.6373 | 0 | 65.5112 | 41.5147 | 16.6597 | 3.4568 | 16.0518 | 0 | 0 | 0 | 0 | 92.4308 | 63.7408
1320 | 14.8936 | 3.168 | -12.7307 | 3.4643 | 0 | 6.6704 | 5.6715 | 0 | 1.2336 | 0 | 28.8716 | 14.3514 | 75.5441 | 0 | 59.3492 | 37.8982 | 8.8527 | 2.5105 | 14.2815 | 0 | 0 | 0 | 0 | 92.4609 | 63
1321 | 14.8936 | 3.168 | -17.8359 | 0 | 0 | 6.6704 | 5.6715 | 3.5319 | 1.2336 | 0 | 29.4824 | 14.3514 | 76.1771 | 0 | 58.3413 | 34.5454 | 5.5382 | 2.3051 | 25.8577 | 0 | 0 | 0 | 0 | 94.2426 | 74.9999
1322 | 14.8936 | 3.168 | -17.7579 | 0 | 0 | 6.6704 | 5.6715 | 3.0321 | 1.2336 | 0 | 30.1433 | 14.3514 | 76.838 | 0 | 59.0801 | 35.651 | 4.8479 | 2.2368 | 23.6901 | 0 | 0 | 0 | 0 | 94.2426 | 74.9999
1323 | 14.8936 | 3.168 | -17.6399 | 0 | 0 | 6.6704 | 5.6715 | 1.7532 | 1.2336 | 0 | 30.2539 | 14.3514 | 76.9486 | 0 | 59.3087 | 35.251 | 4.7105 | 2.2541 | 22.2294 | 0 | 0 | 0 | 0 | 94.2426 | 74.9997
1324 | 14.8936 | 3.168 | -18.0348 | 0 | 0 | 6.6704 | 5.6715 | 0 | 1.2336 | 0 | 30.6699 | 14.3514 | 77.3646 | 0 | 59.3298 | 34.0975 | 4.8225 | 2.353 | 21.2267 | 0 | 0 | 0 | 0 | 94.2426 | 73.5075
1325 | 14.8936 | 3.168 | -17.5943 | 0 | 0 | 6.6704 | 5.6715 | 0 | 1.2336 | 0 | 31.3161 | 14.3514 | 78.0108 | 0 | 60.4165 | 33.2321 | 5.3039 | 5.5975 | 13.5992 | 0 | 0 | 0 | 0 | 94.2426 | 74.25
1326 | 14.8936 | 3.168 | -16.8299 | 0 | 0 | 6.6704 | 5.6715 | 6.8351 | 1.2336 | 0 | 32.4529 | 14.3514 | 79.1476 | 0 | 62.3177 | 32.666 | 8.4904 | 6.9157 | 13.3744 | 0 | 0 | 0 | 0 | 94.2426 | 75
1327 | 14.8936 | 0.81146 | -16.4519 | 0 | 0 | 6.6704 | 5.6715 | 13.2371 | 1.2336 | 0 | 34.2058 | 14.3514 | 78.5439 | 0 | 62.092 | 34.1364 | 21.4372 | 9.725 | 12.385 | 0 | 0 | 0 | 0 | 94.2426 | 75.7576
1328 | 14.8936 | 0 | -16.8881 | 0 | 0 | 6.6704 | 5.6715 | 13.2371 | 1.2336 | 0 | 36.1863 | 14.3514 | 79.713 | 0 | 62.825 | 40.1717 | 31.9607 | 12.6254 | 2.5528 | 0 | 0 | 0 | 0 | 94.2426 | 76.5228
1329 | 14.8936 | 0 | -15.4999 | 0 | 0 | 6.6704 | 5.6715 | 13.2371 | 1.2336 | 0 | 39.69 | 14.3514 | 83.2167 | 0 | 67.7168 | 46.2076 | 28.2847 | 14.4515 | 4.6 | 0 | 0 | 0 | 0 | 94.2426 | 77.2957
1330 | 14.8936 | 6.732 | -8.6115 | 0 | 0 | 6.6704 | 5.6715 | 2.9738 | 1.2336 | 0 | 46.7058 | 14.3514 | 96.9645 | 0 | 88.353 | 48.2594 | 21.5599 | 14.286 | 6.74 | 0 | 0 | 0 | 0 | 94.2426 | 74.9998
1331 | 14.8936 | 7.3263 | -9.3524 | 0 | 0 | 6.6704 | 5.6715 | 0 | 1.2336 | 0 | 53.3646 | 14.3514 | 104.2176 | 0 | 94.8652 | 49.6431 | 18.0044 | 13.6775 | 8.9137 | 0 | 0 | 0 | 0 | 94.2426 | 72.2086
1332 | 14.8936 | 3.1653 | -9.7877 | 0 | 0 | 6.6704 | 5.6715 | 0 | 1.2336 | 0 | 60.1711 | 14.3514 | 106.8631 | 0 | 97.0753 | 49.9613 | 16.7677 | 13.3854 | 9.5721 | 0 | 0 | 0 | 0 | 94.2426 | 72.2086
1333 | 14.8936 | 1.4363 | -9.9206 | 4.0897 | 0 | 6.6704 | 5.6715 | 0 | 1.2336 | 0 | 69.0822 | 14.3514 | 114.0451 | 0 | 100.0348 | 50.1925 | 17.7551 | 12.9808 | 10.6399 | 0 | 0 | 0 | 0 | 94.2426 | 72.0454
1334 | 14.8936 | 1.4634 | -17.8909 | 2.7775 | 0 | 6.6704 | 5.6715 | 0 | 1.2336 | 0 | 75.5953 | 14.3514 | 120.5854 | 0 | 99.917 | 50.2408 | 18.289 | 12.4596 | 10.4268 | 0 | 0 | 0 | 0 | 96.3409 | 72.0454
1335 | 14.8936 | 1.5783 | -17.5943 | 4.3499 | 0 | 6.6704 | 5.6715 | 0 | 1.2336 | 0 | 78.0972 | 14.3514 | 123.2022 | 0 | 101.258 | 49.7147 | 18.7461 | 11.7101 | 10.2365 | 0 | 0 | 0 | 0 | 97.7653 | 72.0454
1336 | 14.8936 | 1.1943 | -17.3493 | 0 | 0 | 6.6704 | 5.6715 | 0 | 1.2336 | 0 | 75.3863 | 14.3514 | 120.1073 | 0 | 102.758 | 49.3299 | 21.3368 | 10.9493 | 10.0411 | 0 | 0 | 0 | 0 | 100 | 72.7731
1337 | 14.8936 | 0.19262 | -17.5009 | 0 | 0 | 6.6704 | 5.6715 | 0 | 1.2336 | 0 | 71.5297 | 14.3514 | 115.249 | 0 | 97.7481 | 49.1344 | 28.3353 | 10.376 | 10.2316 | 0 | 0 | 0 | 0 | 100 | 73.5082
1338 | 14.8936 | 0 | -18.6087 | 0 | 0 | 6.6704 | 5.6715 | 0 | 1.2336 | 0 | 67.5092 | 14.3514 | 111.0359 | 0 | 92.4273 | 50.6354 | 33.0408 | 9.5715 | 10.006 | 0 | 0 | 0 | 0 | 100 | 74.2507
1339 | 14.8936 | 0 | -19.201 | 0 | 0 | 6.6704 | 5.6715 | 13.2371 | 1.2336 | 0 | 64.9096 | 15.428 | 109.5128 | 0 | 90.3119 | 53.1764 | 32.7887 | 7.9113 | 9.6351 | 0 | 0 | 0 | 0 | 100 | 75.0007
1340 | 14.8936 | 0 | -18.4977 | 0 | 0 | 6.6704 | 5.6715 | 10.4342 | 1.2336 | 0 | 65.1337 | 15.428 | 109.7369 | 0 | 91.2393 | 55.3671 | 31.0895 | 6.6108 | 8.1246 | 0 | 0 | 0 | 0 | 100 | 75.0002
1341 | 14.8936 | 0.61034 | -18.1136 | 0 | 0 | 6.6704 | 5.6715 | 5.453 | 1.2336 | 0 | 62.2743 | 15.428 | 107.4879 | 0 | 89.3744 | 53.3776 | 28.4358 | 5.8892 | 6.6433 | 0 | 0 | 0 | 0 | 100 | 74.9999
1342 | 14.8936 | 1.7501 | -18.1136 | 0 | 0 | 6.6704 | 5.6715 | 10.2525 | 1.2336 | 0 | 58.0038 | 17.5879 | 106.517 | 0 | 88.4034 | 50.233 | 23.9208 | 5.584 | 13.4319 | 0 | 0 | 0 | 0 | 100 | 75.0002
1343 | 14.8936 | 3.1592 | -18.1136 | 0 | 0 | 6.6704 | 5.6715 | 13.2371 | 1.2336 | 0 | 53.9602 | 20.0514 | 106.3462 | 0 | 88.2326 | 45.9644 | 15.9562 | 3.3108 | 11.8991 | 0 | 0 | 0 | 0 | 100 | 75.7577
1344 | 14.8936 | 3.168 | -18.1136 | 0 | 0 | 6.6704 | 5.6715 | 11.7833 | 1.2336 | 0 | 50.4862 | 20.0514 | 102.8809 | 0 | 84.7674 | 41.2408 | 8.4789 | 2.4045 | 10.8761 | 0 | 0 | 0 | 0 | 100 | 75.0002
1345 | 14.8936 | 3.168 | -18.1136 | 0 | 0 | 6.6704 | 5.6715 | 13.2371 | 1.2336 | 0 | 48.2077 | 20.0514 | 100.602 | 0 | 82.4884 | 37.1919 | 5.1115 | 2.1275 | 22.4777 | 0 | 0 | 0 | 0 | 100 | 77.2959
1346 | 14.8936 | 3.168 | -18.1136 | 0 | 0 | 6.6704 | 5.6715 | 13.2371 | 1.2336 | 0 | 45.5082 | 20.0514 | 97.9025 | 0 | 79.7889 | 36.2902 | 4.4744 | 2.0645 | 21.0618 | 0 | 0 | 0 | 0 | 100 | 78.0767
1347 | 14.8936 | 3.168 | -18.1136 | 0 | 0 | 6.6704 | 5.6715 | 13.2371 | 1.2336 | 0 | 40.8923 | 20.0514 | 93.2865 | 0 | 75.173 | 35.8405 | 4.3476 | 2.0804 | 19.8936 | 0 | 0 | 0 | 0 | 100 | 78.8654
1348 | 14.8936 | 3.168 | -18.1136 | 0 | 0 | 6.6704 | 5.6715 | 13.2371 | 1.2336 | 0 | 35.604 | 20.0514 | 87.9983 | 0 | 69.8847 | 34.8109 | 4.4509 | 2.1717 | 19.158 | 0 | 0 | 0 | 0 | 100 | 79.662
1349 | 14.8936 | 3.168 | -18.1136 | 0 | 0 | 6.6704 | 5.6715 | 13.2371 | 1.2336 | 0 | 30.8443 | 20.0514 | 83.2385 | 0 | 65.125 | 34.0405 | 4.8953 | 5.1663 | 13.2693 | 0 | 0 | 0 | 0 | 100 | 80.4666
1350 | 14.8936 | 3.168 | -18.0288 | 0 | 0 | 6.6704 | 5.6715 | 13.2371 | 1.2336 | 0 | 26.9094 | 20.0514 | 79.3037 | 0 | 61.2749 | 33.4152 | 7.8363 | 6.3828 | 13.1749 | 0 | 0 | 0 | 0 | 100 | 81.2794
1351 | 14.8936 | 3.168 | -15.2118 | 0 | 0 | 6.6704 | 5.6715 | 13.2371 | 2.3103 | 0 | 23.5528 | 20.1724 | 77.1447 | 0 | 61.933 | 35.0055 | 19.7856 | 8.9758 | 12.1015 | 0 | 0 | 0 | 0 | 100 | 119.5473
1352 | 14.8936 | 2.7798 | -9.8801 | 0 | 0 | 6.6704 | 5.6715 | 13.2371 | 2.3103 | 0 | 21.1222 | 20.1724 | 74.3259 | 0 | 64.4457 | 40.9737 | 29.4983 | 11.6527 | 1.9737 | 0 | 0 | 0 | 0 | 100 | 120.7548
1353 | 14.8936 | 1.0873 | -4.0932 | 0 | 0 | 6.6704 | 5.6715 | 13.2371 | 2.3103 | 0 | 21.192 | 20.1724 | 72.7032 | 0 | 68.61 | 46.8672 | 26.1055 | 13.3381 | 2.9175 | 0 | 0 | 0 | 0 | 100 | 121.9745
1354 | 14.8936 | 3.0936 | -3.0088 | 0 | 0 | 6.6704 | 5.6715 | 13.2371 | 2.3103 | 0 | 25.2775 | 20.1724 | 78.795 | 0 | 75.7862 | 48.833 | 19.8988 | 13.1853 | 4.411 | 0 | 0 | 0 | 0 | 100 | 123.2066
1355 | 14.8936 | 3.168 | -3.0088 | 0 | 0 | 6.6704 | 5.6715 | 13.2371 | 2.3103 | 0 | 28.5956 | 20.1724 | 82.1875 | 0 | 79.1787 | 49.9725 | 16.6173 | 12.6237 | 6.8975 | 0 | 0 | 0 | 0 | 100 | 124.4511
1356 | 14.8936 | 3.168 | -3.0088 | 0 | 0 | 6.6704 | 5.6715 | 13.2371 | 2.3103 | 0 | 31.9591 | 20.1724 | 85.551 | 0 | 82.5422 | 50.0589 | 15.4758 | 12.3541 | 8.7382 | 0 | 0 | 0 | 0 | 100 | 125.7082
1357 | 14.8936 | 3.2582 | -3.0088 | 0 | 0 | 6.6704 | 5.6715 | 13.2371 | 2.3103 | 0 | 34.8067 | 20.1724 | 88.4888 | 0 | 85.48 | 50.0978 | 16.3872 | 11.9807 | 9.8928 | 0 | 0 | 0 | 0 | 100 | 126.978
1358 | 14.8936 | 0.33569 | -11.3339 | 0 | 0 | 6.6704 | 5.6715 | 13.2371 | 2.3103 | 0 | 35.8138 | 20.1724 | 86.5734 | 0 | 75.2395 | 49.9993 | 16.8799 | 11.4997 | 9.8058 | 0 | 0 | 0 | 0 | 100 | 128.2606
1359 | 14.8936 | 0 | -3.0088 | 0 | 0 | 6.6704 | 5.6715 | 13.2371 | 2.3103 | 0 | 33.3422 | 20.1724 | 83.7661 | 0 | 80.7573 | 49.382 | 17.3018 | 10.8079 | 10.0506 | 0 | 0 | 0 | 0 | 100 | 129.5562
1360 | 14.8936 | 0.31521 | -3.0088 | 0 | 0 | 6.6704 | 5.6715 | 13.2371 | 2.3103 | 0 | 28.2131 | 20.1724 | 78.9523 | 0 | 75.9435 | 48.7965 | 19.6929 | 10.1057 | 10.2007 | 0 | 0 | 0 | 0 | 100 | 149.6491
1361 | 14.8936 | 0 | -14.6167 | 0 | 0.1191 | 6.6704 | 5.6715 | 13.2371 | 2.3103 | 0 | 23.9053 | 20.1724 | 74.4483 | 0 | 59.8317 | 48.4522 | 26.1522 | 9.5766 | 10.5217 | 0 | 0 | 0 | 0.1191 | 100 | 168.8308
1362 | 14.8936 | 0 | -9.333 | 0 | 1.7306 | 6.6704 | 5.6715 | 13.2371 | 2.3103 | 0 | 20.0133 | 20.1724 | 72.1678 | 0 | 62.8348 | 49.7803 | 30.4952 | 8.8341 | 10.759 | 0 | 0 | 0 | 1.7306 | 99.9281 | 172.9328
1363 | 14.8936 | 0 | -18.1136 | 0 | 13.9716 | 6.6704 | 5.6715 | 13.2371 | 2.3103 | 0 | 16.618 | 20.1724 | 81.0135 | 0 | 62.8999 | 51.9969 | 30.2625 | 7.3018 | 9.3046 | 5.9809 | 2.5604 | 1.8044 | 3.626 | 98.8829 | 179.3249
1364 | 14.8936 | 1.005 | -18.1136 | 0 | 14.4512 | 6.6704 | 5.6715 | 13.2371 | 2.3103 | 0 | 15.6921 | 20.1724 | 81.5722 | 0 | 63.4586 | 54.9512 | 28.6942 | 6.1015 | 8.0024 | 7.2532 | 2.5 | 1.305 | 3.393 | 90.4448 | 179.3249
1365 | 14.8936 | 2.6007 | -15.2118 | 0 | 6.4537 | 6.6704 | 5.6715 | 13.2371 | 2.3103 | 0 | 15.3235 | 20.1724 | 74.8018 | 0 | 59.5901 | 53.0831 | 26.2449 | 5.4355 | 7.2323 | 0.57694 | 1.5 | 1.0006 | 3.3762 | 81.7171 | 179.3249
1366 | 14.8936 | 2.0867 | -8.0506 | 0 | 1.7306 | 6.6704 | 5.6715 | 13.2371 | 2.3103 | 0 | 14.5761 | 20.1724 | 68.8173 | 0 | 60.7667 | 49.8864 | 22.0778 | 5.1538 | 13.3626 | 0 | 0 | 0 | 1.7306 | 77.8194 | 172.9328
1367 | 14.8936 | 2.7162 | -15.7585 | 0 | 0 | 6.6704 | 5.6715 | 13.2371 | 2.3103 | 0 | 14.1106 | 20.1724 | 67.2507 | 0 | 51.4923 | 45.7306 | 14.7268 | 3.0558 | 11.9871 | 0 | 0 | 0 | 0 | 76.7742 | 167.2655
1368 | 14.8936 | 3.168 | -15.6539 | 0 | 0 | 6.6704 | 5.6715 | 13.2371 | 2.3103 | 0 | 13.836 | 20.1724 | 67.4279 | 0 | 51.774 | 41.2874 | 7.8256 | 2.2192 | 10.6496 | 0 | 0 | 0 | 0 | 76.7742 | 162.1782
1369 | 14.8936 | 3.168 | -17.1632 | 0 | 0 | 6.6704 | 5.6715 | 13.2371 | 2.3103 | 0 | 13.5806 | 20.1724 | 67.1726 | 0 | 50.0094 | 36.9823 | 4.9175 | 2.0468 | 23.9602 | 0 | 0 | 0 | 0 | 76.7742 | 163.8164
1370 | 14.8936 | 3.168 | -16.654 | 0 | 0 | 6.6704 | 5.6715 | 13.2371 | 2.3103 | 0 | 13.6606 | 20.1724 | 67.2525 | 0 | 50.5985 | 36.2994 | 4.3046 | 1.9861 | 22.7431 | 0 | 0 | 0 | 0 | 76.7742 | 165.4711
1371 | 14.8936 | 3.168 | -16.654 | 0 | 0 | 6.6704 | 5.6715 | 13.2371 | 2.3103 | 0 | 12.8221 | 20.1724 | 66.414 | 0 | 49.76 | 35.7756 | 4.1826 | 2.0015 | 21.6318 | 0 | 0 | 0 | 0 | 76.7742 | 167.1425
1372 | 14.8936 | 3.168 | -16.654 | 0 | 0.5649 | 6.6704 | 5.6715 | 13.2371 | 2.3103 | 0 | 11.8603 | 20.1724 | 66.0172 | 0 | 49.3631 | 34.7092 | 4.282 | 2.0893 | 21.1323 | 0 | 0 | 0 | 0.5649 | 76.7742 | 168.8308
1373 | 14.8936 | 3.168 | -15.2118 | 0 | 0.5814 | 6.6704 | 5.6715 | 13.2371 | 2.3103 | 0 | 11.1823 | 20.1724 | 65.3556 | 0 | 50.1439 | 33.6626 | 4.7095 | 4.9702 | 15.036 | 0 | 0 | 0 | 0.5814 | 76.433 | 170.5362
1374 | 14.8936 | 3.168 | -10.6906 | 0 | 1.4858 | 6.6704 | 5.6715 | 13.2371 | 2.3103 | 0 | 10.8058 | 20.1724 | 65.8836 | 0 | 55.1929 | 32.9066 | 7.5389 | 6.1406 | 15.2552 | 0 | 0 | 0 | 1.4858 | 76.0819 | 172.2588
1375 | 14.8936 | 2.2148 | -12.3606 | 0 | 1.7306 | 6.6704 | 5.6715 | 13.2371 | 2.3103 | 0 | 10.6948 | 20.1724 | 65.0642 | 0 | 52.7035 | 34.5399 | 19.0347 | 8.6351 | 16.118 | 0 | 0 | 0 | 1.7306 | 75.1845 | 173.9988
1376 | 14.8936 | 0 | -16.978 | 0 | 5.734 | 6.6704 | 5.6715 | 13.2371 | 2.3103 | 0 | 10.8086 | 20.1724 | 66.9665 | 0 | 49.9884 | 40.4664 | 28.3787 | 11.2105 | 7.1845 | 1.3298 | 1 | 0.8497 | 2.5545 | 74.1393 | 179.3249
1377 | 14.8936 | 0 | -2.1091 | 0 | 3.1765 | 6.6704 | 5.6715 | 13.2371 | 2.3103 | 0 | 11.728 | 20.1724 | 65.3285 | 0 | 63.2194 | 46.6984 | 25.1147 | 12.8319 | 14.7716 | 0.49075 | 0 | 0.14496 | 2.5408 | 70.6763 | 179.3249
1378 | 14.8936 | 3.168 | -2.1644 | 0 | 10.2461 | 6.6704 | 5.6715 | 13.2371 | 2.3103 | 7.4467 | 15.9525 | 20.1724 | 87.2372 | 0 | 77.626 | 48.8077 | 19.1436 | 12.6849 | 17.2918 | 3.7862 | 3 | 0.3 | 3.1598 | 68.7579 | 179.3249
1379 | 14.8936 | 9.9 | -0.65677 | 0 | 1.9091 | 6.6704 | 5.6715 | 13.2371 | 2.3103 | 0 | 17.9744 | 20.1724 | 80.2074 | 0 | 79.5507 | 49.9659 | 15.9866 | 12.1446 | 14.2092 | 0 | 0 | 0 | 1.9091 | 62.5698 | 178.9422
1380 | 14.8936 | 11.5557 | -0.34449 | 0 | 0.5814 | 6.6704 | 5.6715 | 13.2371 | 2.3103 | 0 | 19.568 | 20.1724 | 82.1291 | 0 | 81.7846 | 50.216 | 14.8885 | 11.8852 | 11.8692 | 0 | 0 | 0 | 0.5814 | 61.4168 | 168.9002
1381 | 14.8936 | 11.8075 | -0.18134 | 0 | 0.5814 | 6.6704 | 5.6715 | 13.2371 | 2.3103 | 0 | 21.0692 | 20.1724 | 83.8819 | 0 | 83.7006 | 50.6192 | 15.7652 | 11.526 | 11.9907 | 0 | 0 | 0 | 0.5814 | 61.0657 | 170.6062
1382 | 14.8936 | 0 | -1.6933 | 0 | 1.7306 | 6.6704 | 5.6715 | 13.2371 | 2.3103 | 0 | 22.2506 | 20.1724 | 74.4052 | 0 | 72.7118 | 50.4889 | 16.2393 | 11.0632 | 12.2256 | 0 | 0 | 0 | 1.7306 | 60.7146 | 172.3295
1383 | 14.8936 | 3.411 | -1.6608 | 0 | 1.7306 | 6.6704 | 5.6715 | 13.2371 | 2.3103 | 0 | 25.1883 | 20.1724 | 80.7538 | 0 | 79.093 | 50.0806 | 16.6452 | 10.3977 | 11.3144 | 0 | 0 | 0 | 1.7306 | 59.6694 | 174.0703
1384 | 14.8936 | 0 | -1.7352 | 0 | 1.8881 | 6.6704 | 5.6715 | 13.2371 | 2.3103 | 0 | 23.7078 | 20.1724 | 76.0199 | 0 | 74.2847 | 49.4725 | 18.9455 | 9.7221 | 10.9505 | 0 | 0 | 0 | 1.8881 | 58.6242 | 175.8285
1385 | 14.8936 | 0 | -2.0646 | 0 | 1.9091 | 6.6704 | 5.6715 | 13.2371 | 2.3103 | 0 | 23.0704 | 20.1724 | 75.4034 | 0 | 73.3388 | 49.0441 | 25.1597 | 9.2132 | 11.4714 | 0 | 0 | 0 | 1.9091 | 57.4839 | 177.6046
1386 | 14.8936 | 0 | -17.2294 | 0 | 21.8722 | 6.6704 | 5.6715 | 13.2371 | 2.3103 | 12.1238 | 20.3044 | 20.1724 | 104.7243 | 0 | 75.3711 | 50.3433 | 29.3378 | 8.4988 | 12.0706 | 10.5127 | 5.0033 | 2.5089 | 3.8472 | 56.3309 | 179.3249
1387 | 14.8936 | 0 | -21.39 | 0 | 24.2221 | 6.6704 | 5.6715 | 13.2371 | 2.3103 | 17.1538 | 19.1276 | 20.1724 | 110.9574 | 0 | 72.4136 | 52.3599 | 29.114 | 7.0247 | 13.8244 | 12.3169 | 5.0033 | 3.0549 | 3.847 | 43.1213 | 179.3249
1388 | 14.8936 | 0 | -19.518 | 0 | 16.6964 | 6.6704 | 5.6715 | 13.2371 | 2.3103 | 20.6909 | 20.8769 | 20.1724 | 108.6881 | 0 | 68.4792 | 55.3768 | 27.6052 | 5.8699 | 13.0739 | 6.4963 | 4.4424 | 1.7497 | 4.0079 | 28.4924 | 179.3249
1389 | 14.8936 | 0 | -17.9555 | 0 | 7.7682 | 6.6704 | 5.6715 | 13.2371 | 2.3103 | 20.3859 | 21.615 | 20.1724 | 100.1931 | 0 | 61.8517 | 53.3497 | 25.2489 | 5.2292 | 11.1654 | 2.4349 | 1.0005 | 1.1496 | 3.1832 | 18.4087 | 179.3249
1390 | 14.8936 | 0 | -15.6789 | 0 | 10.4245 | 6.6704 | 5.6715 | 13.2371 | 2.3103 | 14.581 | 22.137 | 20.1724 | 97.5665 | 0 | 67.3066 | 50.3035 | 21.2399 | 4.9582 | 18.1417 | 2.3985 | 3.0033 | 2.0005 | 3.0222 | 13.7172 | 179.3249
1391 | 14.8936 | 1.4902 | -12.7442 | 0 | 4.2896 | 6.6704 | 5.6715 | 13.2371 | 2.3103 | 0 | 23.0637 | 20.1724 | 79.2674 | 0 | 66.5232 | 46.2398 | 14.1679 | 2.9398 | 15.9426 | 1.0401 | 1 | 0.2499 | 1.9995 | 7.4213 | 179.3249
1392 | 14.8936 | 1.2958 | -18.0479 | 0.11089 | 0 | 6.6704 | 5.6715 | 13.2371 | 2.3103 | 0 | 24.3246 | 20.1724 | 76.0443 | 0 | 57.8855 | 41.8764 | 7.5286 | 2.135 | 14.2995 | 0 | 0 | 0 | 0 | 4.8307 | 154.201
1393 | 14.8936 | 1.8647 | -17.5019 | 0 | 0 | 6.6704 | 5.6715 | 13.2371 | 2.3103 | 0 | 26.3389 | 20.1724 | 78.6276 | 0 | 61.1256 | 37.9043 | 4.9103 | 2.0438 | 28.7427 | 0 | 0 | 0 | 0 | 4.8909 | 154.201
1394 | 14.8936 | 2.5228 | -16.8601 | 3e-11 | 0 | 6.6704 | 5.6715 | 13.2371 | 2.3103 | 0 | 27.7657 | 20.1724 | 80.7124 | 0 | 63.8523 | 36.6536 | 4.2983 | 1.9832 | 26.6383 | 0 | 0 | 0 | 0 | 4.8909 | 154.201
1395 | 14.8936 | 2.6978 | -16.2199 | 0.055444 | 0 | 6.6704 | 5.6715 | 13.2371 | 2.3103 | 0 | 28.5305 | 20.1724 | 81.6522 | 0 | 65.3769 | 36.0213 | 4.1764 | 1.9985 | 25.0928 | 0 | 0 | 0 | 0 | 4.8909 | 154.201
1396 | 14.8936 | 3.11 | -15.9249 | 0 | 0 | 6.6704 | 5.6715 | 13.2371 | 2.3103 | 0 | 27.9647 | 20.1724 | 81.4986 | 0 | 65.5737 | 35.0392 | 4.2757 | 2.0862 | 24.4119 | 0 | 0 | 0 | 0 | 4.9211 | 155.7586
1397 | 14.8936 | 2.9129 | -15.9603 | 0 | 0 | 6.6704 | 5.6715 | 13.2371 | 2.3103 | 0 | 27.2993 | 20.1724 | 80.6361 | 0 | 64.6758 | 34.1241 | 4.7026 | 4.9629 | 16.4025 | 0 | 0 | 0 | 0 | 4.9211 | 157.3319
1398 | 14.8936 | 0 | -15.8408 | 0 | 0 | 6.6704 | 5.6715 | 13.2371 | 2.3103 | 0 | 26.7608 | 20.1724 | 77.1848 | 0 | 61.3439 | 33.4537 | 7.5278 | 6.1316 | 16.2191 | 0 | 0 | 0 | 0 | 4.9211 | 158.9211
1399 | 14.8936 | 0 | -17.9624 | 0 | 0 | 6.6704 | 5.6715 | 13.2371 | 2.3103 | 0 | 26.3193 | 20.1724 | 76.7432 | 0 | 58.7807 | 34.7046 | 19.0068 | 8.6224 | 16.554 | 0 | 0 | 0 | 0 | 4.9211 | 160.5264
1400 | 14.8936 | 0 | -19.5408 | 0 | 0 | 6.6704 | 5.6715 | 13.2371 | 2.3103 | 0 | 26.4431 | 20.1724 | 76.867 | 0 | 57.3262 | 40.3572 | 28.3371 | 11.194 | 7.27 | 0 | 0 | 0 | 0 | 4.9211 | 162.1478
1401 | 14.8936 | 0 | -15.4474 | 0 | 0 | 6.6704 | 5.6715 | 13.2371 | 2.3103 | 0 | 27.8322 | 20.1724 | 78.2561 | 0 | 62.8087 | 46.4808 | 25.0779 | 12.813 | 14.6005 | 0 | 0 | 0 | 0 | 4.9211 | 166.3338
1402 | 14.8936 | 3.4755 | -8.5103 | 0 | 0 | 6.6704 | 5.6715 | 13.2371 | 2.3103 | 0 | 31.7617 | 20.1724 | 85.6611 | 0 | 77.1508 | 48.9903 | 19.1155 | 12.6663 | 16.5428 | 0 | 0 | 0 | 0 | 4.9211 | 165.4401
1403 | 14.8936 | 5.7798 | -9.7412 | 0 | 0 | 6.6704 | 5.6715 | 13.2371 | 2.3103 | 0 | 34.9567 | 20.1724 | 91.1605 | 0 | 81.4193 | 50.4995 | 15.9632 | 12.1268 | 12.987 | 0 | 0 | 0 | 0 | 4.9211 | 159.4737
1404 | 14.8936 | 5.4411 | -5.1011 | 0 | 0 | 6.6704 | 5.6715 | 13.2371 | 2.3103 | 0 | 38.7474 | 20.1724 | 94.6125 | 0 | 89.5114 | 50.819 | 14.8667 | 11.8678 | 10.9385 | 0 | 0 | 0 | 0 | 4.9211 | 161.0845
1405 | 14.8936 | 3.5613 | -2.1774 | 0 | 0 | 6.6704 | 5.6715 | 13.2371 | 2.3103 | 0 | 43.2927 | 20.1724 | 97.2779 | 0 | 95.1005 | 50.8142 | 15.7421 | 11.5091 | 10.8759 | 0 | 0 | 0 | 0 | 4.9211 | 162.7117
1406 | 14.8936 | 2.1848 | -2.7883 | 0 | 0 | 6.6704 | 5.6715 | 13.2371 | 2.3103 | 0 | 43.4183 | 20.1724 | 96.0271 | 0 | 93.2388 | 50.4821 | 16.2154 | 11.047 | 11.4048 | 0 | 0 | 0 | 0 | 4.9211 | 164.3552
1407 | 14.8936 | 3.6432 | -1.6656 | 0 | 0 | 6.6704 | 5.6715 | 13.2371 | 2.3103 | 0 | 40.9748 | 20.1724 | 95.042 | 0 | 93.3764 | 49.6455 | 16.6208 | 10.3825 | 11.3874 | 0 | 0 | 0 | 0 | 4.9211 | 166.0154
1408 | 14.8936 | 0.67028 | -13.2198 | 0 | 0 | 6.6704 | 5.6715 | 13.2371 | 2.3103 | 0 | 37.929 | 20.1724 | 89.0232 | 0 | 75.8033 | 49.0147 | 18.9177 | 9.7079 | 10.72 | 0 | 0 | 0 | 0 | 4.9211 | 167.6923
1409 | 14.8936 | 0.68824 | -13.6452 | 0 | 0.5814 | 6.6704 | 5.6715 | 13.2371 | 2.3103 | 0 | 36.021 | 20.1724 | 87.7146 | 0 | 74.0694 | 48.5052 | 25.1227 | 9.1996 | 11.6354 | 0 | 0 | 0 | 0.5814 | 4.9211 | 169.3862
1410 | 14.8936 | 0.66666 | -18.4465 | 0 | 0.9114 | 6.6704 | 5.6715 | 13.2371 | 2.3103 | 0 | 34.385 | 20.1724 | 86.387 | 0 | 67.9404 | 49.7422 | 29.2948 | 8.4863 | 12.6839 | 0 | 0 | 0 | 0.9114 | 4.5699 | 171.0971
1411 | 14.8936 | 0.54522 | -18.4465 | 0 | 1.7306 | 6.6704 | 5.6715 | 13.2371 | 2.3103 | 0 | 33.314 | 20.1724 | 86.0138 | 0 | 67.5672 | 51.4523 | 29.0712 | 7.0144 | 14.1503 | 0 | 0 | 0 | 1.7306 | 4.0195 | 172.8254
1412 | 14.8936 | 0.28722 | -17.1253 | 0 | 1.7805 | 6.6704 | 5.6715 | 13.2371 | 2.3103 | 0 | 34.2644 | 20.1724 | 86.7561 | 0 | 69.6308 | 53.6184 | 27.5647 | 5.8613 | 13.2069 | 0.0499 | 0 | 0 | 1.7306 | 2.9743 | 174.5711
1413 | 14.8936 | 0.28987 | -14.3132 | 0 | 2.0089 | 6.6704 | 5.6715 | 13.2371 | 2.3103 | 5.3319 | 36.1382 | 20.1724 | 94.1929 | 0 | 74.5477 | 51.2449 | 25.2118 | 5.2215 | 11.5638 | 0.0998 | 0 | 0 | 1.9091 | 1.899 | 176.3344
1414 | 14.8936 | 0.63549 | -8.6981 | 0 | 1.1354 | 6.6704 | 5.6715 | 13.2371 | 2.3103 | 0 | 37.5818 | 20.1724 | 89.7766 | 0 | 81.0785 | 48.1864 | 21.2087 | 4.9509 | 19.488 | 0 | 0 | 0 | 1.1354 | 0.68572 | 171.8288
1415 | 14.8936 | 0.8744 | -16.6322 | 0 | 0 | 6.6704 | 5.6715 | 11.0963 | 1.2336 | 0 | 38.8804 | 16.031 | 84.9607 | 0 | 68.3285 | 44.5275 | 14.1471 | 2.9355 | 17.3333 | 0 | 0 | 0 | 0 | 0 | 75.0002
1416 | 14.8936 | 3.3869 | -15.1048 | 0 | 0 | 6.6704 | 4.2376 | 0 | 1.2268 | 0 | 40.2082 | 14.3514 | 85.6807 | 0 | 70.5759 | 40.8953 | 7.5176 | 2.1319 | 15.3945 | 0 | 0 | 0 | 0 | 0 | 61.5211
1417 | 14.3343 | 4.3871 | -15.1048 | 0 | 0 | 4.4 | 4.1911 | 0 | 1.2336 | 0 | 42.1456 | 13.5959 | 84.9483 | 0 | 69.8435 | 37.7132 | 4.7918 | 1.9944 | 28.9944 | 0 | 0 | 0 | 0 | 0 | 62.1425
1418 | 14.3343 | 4.6845 | -15.1048 | 0 | 0 | 4.4 | 1.2444 | 0 | 1.2263 | 0 | 44.335 | 13.5959 | 84.481 | 0 | 69.3762 | 35.873 | 4.1946 | 1.9354 | 26.8918 | 0 | 0 | 0 | 0 | 0 | 60.2756
1419 | 14.3343 | 3.168 | -15.1048 | 0 | 0 | 4.4 | 0 | 0 | 1.2263 | 0 | 46.0072 | 13.5959 | 83.3716 | 0 | 68.2668 | 35.5811 | 4.0756 | 1.9503 | 25.2878 | 0 | 0 | 0 | 0 | 0 | 44.5804
1420 | 14.3343 | 4.356 | -15.1048 | 0 | 0 | 4.4 | 0 | 0 | 1.2263 | 0 | 47.5722 | 13.5959 | 86.1246 | 0 | 71.0198 | 34.8328 | 4.1725 | 2.0359 | 24.6913 | 0 | 0 | 0 | 0 | 0 | 44.5804
1421 | 14.3343 | 4.1059 | -15.1048 | 0 | 0 | 4.4 | 0 | 0 | 1.2263 | 0 | 49.0658 | 13.5959 | 87.3681 | 0 | 72.2634 | 33.9192 | 4.5891 | 4.8431 | 16.3973 | 0 | 0 | 0 | 0 | 0 | 44.5804
1422 | 14.3343 | 5.5815 | -15.1048 | 0 | 0 | 4.4 | 0 | 0 | 1.2263 | 0 | 50.6222 | 13.5959 | 90.4001 | 0 | 75.2953 | 33.1996 | 7.3462 | 5.9836 | 16.2536 | 0 | 0 | 0 | 0 | 0 | 45.0308
1423 | 14.3343 | 5.873 | -15.1048 | 0 | 0 | 4.4 | 0 | 0 | 1.2263 | 0 | 52.4014 | 13.5959 | 92.4707 | 0 | 77.366 | 34.7798 | 18.5481 | 8.4144 | 16.392 | 0 | 0 | 0 | 0 | 0 | 45.4856
1424 | 14.3343 | 3.9494 | -15.1048 | 0 | 0 | 4.4 | 0 | 0 | 1.2263 | 0 | 55.4513 | 13.5959 | 93.5971 | 0 | 78.4923 | 40.9814 | 27.6533 | 10.9239 | 8.5561 | 0 | 0 | 0 | 0 | 0 | 45.9451
1425 | 14.3343 | 3.0756 | -15.1048 | 0 | 0 | 4.4 | 0 | 0 | 1.2263 | 0 | 59.6697 | 13.5959 | 96.9416 | 0 | 81.8368 | 47.3087 | 24.4727 | 12.5039 | 14.6031 | 0 | 0 | 0 | 0 | 0 | 46.4092
1426 | 14.3343 | 6.732 | -10.1745 | 0 | 0 | 4.4 | 0 | 0 | 1.2263 | 0 | 66.7563 | 13.5959 | 107.6847 | 0 | 97.5102 | 50.0081 | 18.6542 | 12.3606 | 15.6259 | 0 | 0 | 0 | 0 | 0 | 41.3017
1427 | 14.3343 | 6.732 | -10.8366 | 4.4301 | 0 | 4.4 | 0 | 0 | 1.2263 | 0 | 74.3434 | 13.5959 | 115.2718 | 0 | 100.0051 | 50.8711 | 15.578 | 11.8342 | 11.9672 | 0 | 0 | 0 | 0 | 0 | 40.075
1428 | 14.3343 | 6.732 | -11.202 | 14.7257 | 0 | 4.4 | 0 | 0 | 1.2263 | 0 | 80.5757 | 13.5959 | 121.4688 | 0 | 95.5411 | 50.1477 | 14.5079 | 11.5814 | 10.562 | 0 | 0 | 0 | 0 | 2.2742 | 40.075
1429 | 14.3343 | 6.732 | -11.1395 | 19.2338 | 0 | 4.4 | 0 | 0 | 1.2263 | 0 | 84.9898 | 13.5959 | 125.9182 | 0 | 95.545 | 49.5166 | 15.3622 | 11.2313 | 11.0398 | 0 | 0 | 0 | 0 | 9.8354 | 40.075
1430 | 14.3343 | 6.732 | -11.202 | 22.0116 | 0 | 4.4 | 0 | 0 | 1.2263 | 0 | 87.9217 | 13.5959 | 128.8501 | 0 | 95.6365 | 48.9124 | 15.8241 | 10.7804 | 11.7511 | 0 | 0 | 0 | 0 | 19.7124 | 40.075
1431 | 14.3343 | 6.732 | -10.9508 | 4.354 | 0 | 4.4 | 0 | 0 | 1.2263 | 0 | 89.6139 | 13.5959 | 130.5423 | 0 | 115.2375 | 47.9663 | 16.2197 | 10.1319 | 11.0422 | 0 | 0 | 0 | 0 | 31.0122 | 40.075
1432 | 14.3343 | 6.732 | -10.6827 | 0.17789 | 0 | 4.4 | 0 | 0 | 1.2263 | 0 | 85.6942 | 13.5959 | 126.6225 | 0 | 115.7619 | 47.1357 | 18.4612 | 9.4736 | 10.3916 | 0 | 0 | 0 | 0 | 33.2473 | 40.4798
1433 | 14.3343 | 6.732 | -10.4272 | -1e-12 | 0 | 4.4 | 0 | 0 | 1.2263 | 0 | 79.99 | 13.5959 | 120.9184 | 0 | 110.4912 | 46.5799 | 24.5165 | 8.9777 | 10.866 | 0 | 0 | 0 | 0 | 33.3386 | 40.8887
1434 | 14.3343 | 0 | -12.7299 | 0 | 0 | 4.4 | 0 | 0 | 1.2263 | 0 | 71.9065 | 13.5959 | 106.1028 | 0 | 93.373 | 47.7673 | 28.5879 | 8.2816 | 11.9807 | 0 | 0 | 0 | 0 | 33.3386 | 41.3017
1435 | 14.3343 | 0 | -16.8299 | 0 | 0 | 4.4 | 0 | 0 | 1.2263 | 0 | 65.7567 | 13.5959 | 99.9531 | 0 | 83.1232 | 50.6234 | 28.3697 | 6.8451 | 13.2989 | 0 | 0 | 0 | 0 | 33.3386 | 41.7189
1436 | 14.3343 | 0.094622 | -17.0571 | 0 | 0 | 4.4 | 0 | 0 | 1.2263 | 0 | 64.4577 | 13.5959 | 98.7487 | 0 | 81.6916 | 53.7357 | 26.8995 | 5.7199 | 13.0801 | 0 | 0 | 0 | 0 | 33.3386 | 42.1403
1437 | 14.3343 | 3.168 | -12.6376 | 0 | 0 | 4.4 | 0 | 0 | 1.2263 | 0 | 60.2966 | 13.5959 | 97.661 | 0 | 85.0233 | 51.1311 | 24.6035 | 5.0955 | 11.5342 | 0 | 0 | 0 | 0 | 33.3386 | 42.5659
1438 | 14.3343 | 6.2126 | -1.9468 | 0 | 0 | 4.4 | 0 | 0 | 1.2263 | 0 | 54.2246 | 13.5959 | 94.6335 | 0 | 92.6867 | 47.5642 | 20.6969 | 4.8315 | 19.1126 | 0 | 0 | 0 | 0 | 33.3386 | 41.6633
1439 | 14.3343 | 6.0559 | -1.9696 | 0 | 0 | 4.4 | 0 | 0 | 1.2263 | 0 | 47.8569 | 13.5959 | 88.1092 | 0 | 86.1395 | 43.9233 | 13.8057 | 2.8646 | 16.6849 | 0 | 0 | 0 | 0 | 33.3386 | 41.6239
1440 | 14.3343 | 9.4936 | 0 | 0 | 0 | 4.4 | 0 | 0 | 1.2263 | 0 | 42.3987 | 13.5959 | 86.0886 | 0 | 86.0886 | 40.1966 | 7.3362 | 2.0804 | 14.8672 | 0 | 0 | 0 | 0 | 33.3386 | 42.0444
1441 | 14.3343 | 5.2323 | -1.7699 | 0 | 0 | 4.4 | 0 | 0 | 1.2263 | 0 | 38.63 | 13.5959 | 78.0588 | 0 | 76.2889 | 36.7507 | 4.6649 | 1.9966 | 28.6124 | 0 | 0 | 0 | 0 | 33.3386 | 42.469
1442 | 14.3343 | 5.1236 | -3.0088 | 0 | 0 | 4.4 | 0 | 0 | 1.2263 | 0 | 35.8066 | 13.5959 | 75.1266 | 0 | 72.1178 | 35.8819 | 4.117 | 1.8391 | 25.9755 | 0 | 0 | 0 | 0 | 33.3386 | 42.898
1443 | 14.3343 | 12.8848 | -3.0088 | 0 | 0 | 4.4 | 0 | 0 | 1.2263 | 0 | 33.7693 | 13.5959 | 80.8505 | 0 | 77.8416 | 34.9451 | 4.057 | 1.8403 | 24.3903 | 0 | 0 | 0 | 0 | 33.3386 | 43.3313
1444 | 14.3343 | 7.4584 | -3.0088 | 0 | 0 | 4.4 | 0 | 0 | 1.2263 | 0 | 31.4938 | 13.5959 | 73.1486 | 0 | 70.1398 | 33.6163 | 4.3043 | 1.9193 | 24.0329 | 0 | 0 | 0 | 0 | 33.3386 | 43.769
1445 | 14.3343 | 4.554 | -5.5244 | 0 | 0 | 4.4 | 0 | 0 | 1.2263 | 0 | 29.242 | 13.5959 | 67.9924 | 0 | 62.468 | 32.2483 | 5.124 | 4.547 | 15.9893 | 0 | 0 | 0 | 0 | 33.3386 | 44.2111
1446 | 14.3343 | 4.554 | -11.639 | 0 | 0 | 4.4 | 0 | 0 | 1.2263 | 0 | 27.6977 | 13.5959 | 66.4481 | 0 | 54.8091 | 31.0293 | 9.469 | 6.17 | 16.3089 | 0 | 0 | 0 | 0 | 33.3386 | 44.6577
1447 | 14.3343 | 10.8976 | -3.0088 | 0 | 0 | 4.4 | 0 | 0 | 1.2263 | 0 | 26.9633 | 13.5959 | 72.0573 | 0 | 69.0485 | 31.0353 | 23.421 | 7.9916 | 18.3698 | 0 | 0 | 0 | 0 | 33.3386 | 45.1088
1448 | 14.3343 | 16.5571 | -3.0088 | 0 | 0 | 4.4 | 0 | 0 | 1.2263 | 0 | 26.1982 | 13.5959 | 76.9516 | 0 | 73.9428 | 32.1962 | 31.8091 | 9.193 | 10.7085 | 0 | 0 | 0 | 0 | 33.3386 | 45.5645
1449 | 14.3343 | 17.82 | -3.0088 | 0 | 0 | 4.4 | 0 | 0 | 1.2263 | 0 | 26.3376 | 13.5959 | 78.354 | 0 | 75.3452 | 33.5347 | 25.1854 | 13.3593 | 16.7505 | 0 | 0 | 0 | 0 | 33.3386 | 46.0247
1450 | 14.3343 | 17.82 | -3.0088 | 0 | 0 | 4.4 | 0 | 0 | 1.2263 | 0 | 29.7312 | 13.5959 | 81.7553 | 0 | 78.7465 | 37.0196 | 16.5208 | 13.1014 | 17.5549 | 0 | 0 | 0 | 0 | 33.3386 | 46.4896
1451 | 14.3343 | 17.82 | -3.0088 | 0 | 0 | 4.4 | 0 | 0 | 1.2263 | 0 | 32.0988 | 13.5959 | 84.1359 | 0 | 81.1271 | 40.7953 | 12.5458 | 12.1545 | 13.7594 | 0 | 0 | 0 | 0 | 33.3386 | 46.9592
1452 | 14.3343 | 17.82 | -3.0088 | 0 | 0 | 4.4 | 0 | 0 | 1.2263 | 0 | 36.3261 | 13.5959 | 88.3632 | 0 | 85.3544 | 43.0774 | 11.1994 | 11.6618 | 11.9908 | 0 | 0 | 0 | 0 | 33.3386 | 47.4335
1453 | 14.3343 | 17.82 | -3.0088 | 0 | 0 | 4.4 | 0 | 0 | 1.2263 | 0 | 39.471 | 13.5959 | 91.5082 | 0 | 88.4994 | 44.4495 | 11.9269 | 11.4092 | 12.2395 | 0 | 0 | 0 | 0 | 33.3386 | 47.9126
1454 | 14.3343 | 17.82 | -3.0088 | 0 | 0 | 4.4 | 0 | 0 | 1.2263 | 0 | 38.7628 | 13.5959 | 90.8 | 0 | 87.7912 | 45.3604 | 12.2975 | 10.9653 | 12.855 | 0 | 0 | 0 | 0 | 33.3386 | 48.3966
1455 | 14.3343 | 17.82 | -3.0088 | 0 | 0 | 4.4 | 0 | 0 | 1.2263 | 0 | 40.0278 | 13.5959 | 92.0649 | 0 | 89.0561 | 45.0836 | 13.1028 | 10.0969 | 12.2958 | 0 | 0 | 0 | 0 | 33.3386 | 48.8855
1456 | 14.3343 | 17.82 | -3.0088 | 0 | 0 | 4.4 | 0 | 0 | 1.2263 | 0 | 36.1463 | 13.5959 | 88.1834 | 0 | 85.1746 | 44.8295 | 16.981 | 9.4101 | 11.6588 | 0 | 0 | 0 | 0 | 33.3386 | 49.3793
1457 | 14.3343 | 17.82 | -3.0088 | 0 | 0 | 4.4 | 0 | 0 | 1.2263 | 0 | 32.1918 | 13.5959 | 84.2289 | 0 | 81.2201 | 45.1518 | 25.4484 | 8.8956 | 11.8479 | 0 | 0 | 0 | 0 | 33.3386 | 49.878
1458 | 14.3343 | 17.82 | -3.0088 | 0 | 0.32787 | 4.4 | 0 | 0 | 1.2263 | 0 | 25.6638 | 13.5959 | 78.0288 | 0 | 75.02 | 46.7261 | 31.262 | 8.2212 | 12.7192 | 0.17817 | 0 | 0.1497 | 0 | 33.3386 | 50.8907
1459 | 14.3343 | 16.434 | -3.0088 | 0 | 13.1354 | 4.4 | 0 | 0 | 1.2263 | 4.3038 | 20.793 | 13.5959 | 88.9132 | 0 | 81.6006 | 48.9995 | 31.6209 | 5.7418 | 14.1118 | 12.9857 | 0 | 0.1497 | 0 | 33.1406 | 50.8908
1460 | 14.3343 | 17.82 | -3.0088 | 0 | 13.8623 | 4.4 | 0 | 0 | 1.2263 | 16.4773 | 20.7672 | 13.5959 | 103.1439 | 0 | 83.6578 | 50.1969 | 29.5849 | 6.1411 | 13.7307 | 13.7126 | 0 | 0.1497 | 0 | 25.2076 | 50.8908
1461 | 14.3343 | 17.82 | -3.0088 | 0 | 11.7234 | 4.4 | 0 | 0 | 1.2263 | 11.5619 | 21.1448 | 13.5959 | 96.4672 | 0 | 81.8965 | 48.383 | 26.1431 | 6.2679 | 12.1829 | 11.5737 | 0 | 0.1497 | 0 | 16.8355 | 50.8908
1462 | 14.3343 | 17.82 | -3.0088 | 0 | 13.1471 | 4.4 | 0 | 0 | 1.2263 | 8.9273 | 22.6381 | 13.5959 | 96.7497 | 0 | 84.8136 | 45.6181 | 20.9697 | 5.9659 | 20.7057 | 12.9974 | 0 | 0.1497 | 0 | 9.7552 | 50.8908
1463 | 14.3343 | 17.82 | -3.0088 | 0 | 3.0053 | 4.4 | 0 | 0 | 1.2263 | 0 | 25.2828 | 13.5959 | 80.3252 | 0 | 77.3164 | 42.4186 | 13.3787 | 3.0423 | 17.9953 | 2.8556 | 0 | 0.1497 | 0 | 1.815 | 50.8908
1464 | 14.3343 | 16.631 | -3.0088 | 0 | 0 | 4.4 | 0 | 0 | 1.2263 | 0 | 29.3494 | 0.5439 | 67.1248 | 0 | 64.116 | 38.8016 | 7.0105 | 2.0192 | 15.5589 | 0 | 0 | 0 | 0 | 0 | 44.5987
1465 | 14.3343 | 17.82 | -3.0088 | 0 | 0 | 4.4 | 0 | 0 | 1.2263 | 0 | 33.9722 | 0.5439 | 72.9366 | 0 | 69.9278 | 35.3041 | 4.6036 | 1.9704 | 28.1702 | 0 | 0 | 0 | 0 | 0 | 45.0492
1466 | 14.3343 | 9.4427 | -3.0088 | 0 | 0 | 4.4 | 0 | 0 | 1.2263 | 0 | 38.3602 | 0.0058671 | 68.4093 | 0 | 65.4005 | 33.5826 | 4.0629 | 1.8149 | 25.4586 | 0 | 0 | 0 | 0 | 0 | 37.5878
1467 | 14.3343 | 5.9076 | -3.0088 | 0 | 0 | 4.4 | 0 | 0 | 1.2263 | 0 | 39.7876 | 0.0058671 | 66.3015 | 0 | 63.2927 | 33.0401 | 4.0037 | 1.8161 | 23.9513 | 0 | 0 | 0 | 0 | 0 | 37.3745
1468 | 14.3343 | 5.0167 | -3.0088 | 0 | 0 | 4.4 | 0 | 0 | 1.2263 | 0 | 39.56 | 0.0058671 | 65.1831 | 0 | 62.1743 | 31.9717 | 4.2477 | 1.8941 | 23.5792 | 0 | 0 | 0 | 0 | 0 | 37.335
1469 | 14.3343 | 4.356 | -3.0088 | 0 | 0 | 4.4 | 0 | 0 | 1.2263 | 0 | 40.3186 | 0.0058671 | 65.2809 | 0 | 62.2721 | 30.8572 | 5.0566 | 4.4873 | 15.2458 | 0 | 0 | 0 | 0 | 0 | 36.8065
1470 | 14.3343 | 3.6755 | -3.0088 | 0 | 0 | 4.4 | 0 | 0 | 1.2263 | 0 | 43.4227 | 0.0058671 | 67.7045 | 0 | 64.6957 | 30.004 | 9.3445 | 6.089 | 15.4335 | 0 | 0 | 0 | 0 | 0 | 36.8065
1471 | 14.3343 | 6.732 | -3.0042 | 0 | 0 | 4.4 | 0 | 0 | 1.2263 | 0 | 48.5288 | 0.0058671 | 75.8672 | 0 | 72.8631 | 30.265 | 23.1132 | 7.8866 | 17.2548 | 0 | 0 | 0 | 0 | 0 | 37.1783
1472 | 14.3343 | 9.108 | -3.0042 | 0 | 0 | 4.4 | 0 | 0 | 1.2263 | 0 | 53.8398 | 0.0058671 | 83.5542 | 0 | 80.55 | 32.5426 | 31.3911 | 9.0722 | 9.2654 | 0 | 0 | 0 | 0 | 0 | 37.5538
1473 | 14.3343 | 10.3812 | -3.0042 | 0 | 0 | 4.4 | 0 | 0 | 1.2263 | 0 | 61.177 | 0.0058671 | 92.1646 | 0 | 89.1604 | 34.9924 | 24.8544 | 13.1838 | 16.7528 | 0 | 0 | 0 | 0 | 0 | 37.5878
1474 | 14.3343 | 0 | -6.5529 | 0 | 0 | 4.4 | 0 | 0 | 1.2263 | 0 | 72.0561 | 0.0058671 | 92.6624 | 0 | 86.1095 | 38.7395 | 16.3036 | 12.9292 | 17.6557 | 0 | 0 | 0 | 0 | 0 | 35.3663
1475 | 14.3343 | 0 | -21.4553 | 0.2429 | 0 | 4.4 | 0 | 0 | 1.2263 | 0 | 82.1924 | 0.0058671 | 102.766 | 0.41562 | 80.6521 | 41.9888 | 12.3809 | 11.9948 | 13.8061 | 0 | 0 | 0 | 0 | 0 | 17.6028
1476 | 14.3343 | 0 | -21.4553 | 0.26336 | 0 | 4.4 | 0 | 0 | 1.2263 | 0 | 92.4689 | 0.0058671 | 113.0261 | 11.922 | 79.3854 | 43.4499 | 11.0522 | 11.5085 | 12.073 | 0 | 0 | 0 | 0 | 0.1247 | 17.6028
1477 | 14.3343 | 0 | -21.4553 | 0.8126 | 0 | 4.4 | 0 | 0 | 1.2263 | 0 | 103.7304 | 0.0058671 | 124.3086 | 22.3274 | 79.7132 | 43.8709 | 11.7702 | 11.2593 | 12.7475 | 0 | 0 | 0 | 0 | 0.24805 | 17.6028
1478 | 14.3343 | 0 | -21.4553 | 1.2722 | 0 | 4.4 | 0 | 0 | 1.2263 | 0 | 112.2883 | 0.0058671 | 132.8288 | 30.4876 | 79.6136 | 43.8916 | 12.1358 | 10.8212 | 12.6876 | 0 | 0 | 0 | 0 | 0 | 17.6028
1479 | 14.3343 | 0 | -21.4553 | 1.1572 | 0 | 4.4 | 0 | 0 | 1.2263 | 0 | 117.8821 | 0.0058671 | 138.4139 | 36.8946 | 78.9067 | 43.1071 | 12.9306 | 9.9642 | 12.4233 | 0 | 0 | 0 | 0 | 0 | 17.6028
1480 | 14.3343 | 0 | -21.4553 | 1.1444 | 0 | 4.4 | 0 | 0 | 1.2263 | 0 | 119.9792 | 0.0058671 | 140.5287 | 36.8946 | 81.0344 | 42.514 | 16.7578 | 9.2864 | 11.7129 | 0 | 0 | 0 | 0 | 0 | 17.6028
1481 | 14.3343 | 0 | -21.4553 | 0.93616 | 0 | 4.4 | 0 | 0 | 1.2263 | 0 | 120.7803 | 0.0058671 | 141.3121 | 30.4715 | 88.4491 | 42.1285 | 25.1139 | 8.7787 | 12.2097 | 0 | 0 | 0 | 0 | 0 | 17.6028
1482 | 14.3343 | 0 | -21.4553 | 0.79644 | 0 | 4.4 | 0 | 0 | 1.2263 | 0 | 120.9179 | 0.0058671 | 141.4902 | 24.2868 | 94.9516 | 42.8676 | 30.8511 | 8.1131 | 12.6568 | 0 | 0 | 0 | 0 | 0 | 17.6028
1483 | 14.3343 | 0 | -21.4553 | 0.79644 | 0 | 4.4 | 0 | 0 | 1.2263 | 0 | 120.6198 | 0.0058671 | 141.1962 | 22.9796 | 95.9648 | 45.1927 | 31.2053 | 5.6663 | 13.419 | 0 | 0 | 0 | 0 | 0 | 17.6028
1484 | 14.3343 | 0 | -21.4553 | 0.95892 | 0 | 4.4 | 0 | 0 | 1.2263 | 0 | 123.8124 | 0.0058671 | 144.3862 | 25.2325 | 96.7394 | 48.2247 | 29.196 | 6.0604 | 12.7768 | 0 | 0 | 0 | 0 | 0 | 17.6028
1485 | 14.3343 | 0 | -21.4553 | 0.79644 | 0 | 4.4 | 0 | 0 | 1.2263 | 0 | 126.0489 | 0.0058671 | 146.6448 | 33.9943 | 90.3987 | 46.9787 | 25.7995 | 6.1855 | 10.9535 | 0 | 0 | 0 | 0 | 0 | 17.6028
1486 | 14.3343 | 0 | -21.4553 | 0 | 0 | 4.4 | 0 | 0 | 1.2263 | 0 | 126.8254 | 0.0058671 | 147.4163 | 35.9037 | 90.0573 | 44.3397 | 20.6941 | 5.8875 | 18.6545 | 0 | 0 | 0 | 0 | 0 | 17.6028
1487 | 14.3343 | 0 | -21.4553 | 11.904 | 0 | 4.4 | 0 | 0 | 1.2263 | 0 | 126.9718 | 0.0058671 | 147.4739 | 37.3935 | 76.7211 | 41.1444 | 13.2029 | 3.0023 | 16.4059 | 0 | 0 | 0 | 0 | 0 | 16.9092
1488 | 14.3343 | 0 | -21.4553 | 13.3703 | 0 | 4.4 | 0 | 0 | 1.2263 | 0 | 127.7772 | 0.0058671 | 148.2794 | 37.3935 | 76.0602 | 37.8538 | 6.9184 | 1.9927 | 14.4162 | 0 | 0 | 0 | 0 | 0 | 16.9092
1489 | 14.3343 | 0 | -10.8117 | 17.5996 | 0 | 4.4 | 0 | 0 | 1.2263 | 0 | 128.5696 | 0.0058671 | 149.0717 | 37.3935 | 83.2669 | 34.6956 | 4.5036 | 1.9276 | 27.2602 | 0 | 0 | 0 | 0 | 0 | 48.7039
1490 | 14.3343 | 0 | -10.1046 | 15.4002 | 0 | 4.4 | 0 | 0 | 1.2263 | 0 | 128.6541 | 0.0058671 | 149.1561 | 37.3935 | 86.2578 | 36.0485 | 3.9746 | 1.7755 | 25.2494 | 0 | 0 | 0 | 0 | 0 | 48.7039
1491 | 14.3343 | 0 | -9.7977 | 14.2245 | 0 | 4.4 | 0 | 0 | 1.2263 | 0 | 126.2074 | 0.0058671 | 146.7096 | 37.3935 | 85.2939 | 35.565 | 3.9167 | 1.7767 | 23.3719 | 0 | 0 | 0 | 0 | 0 | 48.7039
1492 | 14.3343 | 0 | -9.7977 | 14.9188 | 0 | 4.4 | 0 | 0 | 1.2263 | 0 | 122.4128 | 0.0058671 | 142.8797 | 37.3935 | 80.7697 | 34.6348 | 4.1555 | 1.853 | 22.6294 | 0 | 0 | 0 | 0 | 0 | 48.7039
1493 | 14.3343 | 0 | -10.8117 | 13.7416 | 0 | 4.4 | 0 | 0 | 1.2263 | 0 | 118.5989 | 0.0058671 | 139.101 | 37.3935 | 77.1542 | 33.7132 | 4.9468 | 4.3898 | 14.4248 | 0 | 0 | 0 | 0 | 0 | 48.7039
1494 | 14.3343 | 0 | -10.8117 | 11.4478 | 0 | 4.4 | 0 | 0 | 1.2263 | 0 | 115.7109 | 0.0058671 | 136.213 | 37.3935 | 76.56 | 33.1055 | 9.1416 | 5.9567 | 14.176 | 0 | 0 | 0 | 0 | 0 | 48.7039
1495 | 14.3343 | 0 | -8.378 | 11.6738 | 0 | 4.4 | 0 | 0 | 1.2263 | 0 | 113.7967 | 0.0058671 | 134.2988 | 37.3935 | 76.8535 | 34.4985 | 22.6112 | 7.7153 | 12.859 | 0 | 0 | 0 | 0 | 0 | 48.7039
1496 | 14.3343 | 0 | -6.5659 | 2.5281 | 0 | 4.4 | 0 | 0 | 1.2263 | 0 | 112.0244 | 0.0058671 | 132.5265 | 37.3935 | 86.039 | 40.184 | 30.7093 | 8.8751 | 3.1109 | 0 | 0 | 0 | 0 | 0 | 48.8248
1497 | 14.3343 | 0 | -6.3506 | 2.5034 | 0 | 4.4 | 0 | 0 | 1.2263 | 0 | 112.5688 | 0.0058671 | 133.0709 | 37.3935 | 86.8235 | 46.2605 | 24.3146 | 12.8974 | 5.5977 | 0 | 0 | 0 | 0 | 0 | 49.318
1498 | 14.3343 | 0 | -6.3506 | 12.4843 | 0 | 4.4 | 0 | 0 | 1.2263 | 0 | 121.241 | 0.0058671 | 141.7423 | 37.3935 | 85.5139 | 48.2558 | 15.9495 | 12.6484 | 8.1799 | 0 | 0 | 0 | 0 | 0 | 48.7039
1499 | 14.3343 | 0 | -6.3506 | 20.0781 | 0 | 4.4 | 0 | 0 | 1.2263 | 0 | 131.7921 | 0.0058671 | 152.2934 | 37.3935 | 88.4712 | 49.3382 | 12.112 | 11.7343 | 9.4518 | 0 | 0 | 0 | 0 | 0 | 48.7039
1500 | 14.3343 | 0 | -6.3506 | 8.112 | 0 | 4.4 | 0 | 0 | 1.2263 | 0 | 140.3381 | 0.0058671 | 160.8402 | 37.3935 | 108.9841 | 49.387 | 10.8121 | 11.2586 | 10.8075 | 0 | 0 | 0 | 0 | 0 | 48.7039
1501 | 14.3343 | 0 | -6.2434 | 10.7152 | 0 | 4.4 | 0 | 0 | 1.2263 | 0 | 143.1723 | 0.0058671 | 163.6736 | 37.3935 | 109.3215 | 49.1507 | 11.5145 | 11.0148 | 11.0978 | 0 | 0 | 0 | 0 | 0 | 48.7039
1502 | 14.3343 | 0 | -7.3273 | 2.5281 | 0 | 4.4 | 0 | 0 | 1.2263 | 0 | 135.9702 | 0.0058671 | 156.4724 | 37.3935 | 109.2235 | 48.9723 | 11.8723 | 10.5862 | 11.2573 | 0 | 0 | 0 | 0 | 0 | 48.7903
1503 | 14.3343 | 0 | -5.2604 | 2.3181 | 0 | 4.4 | 0 | 0 | 1.2263 | 0 | 131.0867 | 0.0058671 | 151.5888 | 37.3935 | 106.6168 | 48.5624 | 12.6497 | 9.7478 | 10.9782 | 0 | 0 | 0 | 0 | 0 | 50.7017
1504 | 14.3343 | 4.356 | -4.5585 | 2.3181 | 0 | 4.4 | 0 | 0 | 1.2263 | 0 | 121.0452 | 0.0058671 | 145.9034 | 37.3935 | 101.6333 | 48.0897 | 16.3939 | 9.0847 | 10.6898 | 0 | 0 | 0 | 0 | 0 | 51.2139
1505 | 14.3343 | 11.0521 | -4.1148 | 2.3181 | 0 | 4.4 | 0 | 0 | 1.2263 | 0 | 111.4744 | 0.0058671 | 143.0286 | 37.3935 | 99.2023 | 47.6409 | 24.5685 | 8.588 | 10.0153 | 0 | 0 | 0 | 0 | 0 | 51.7312
1506 | 14.3343 | 0.70718 | -13.9499 | 0.13546 | 0 | 4.4 | 0 | 0 | 1.2263 | 0 | 99.3624 | 0.0058671 | 120.5909 | 32.4411 | 74.0645 | 48.7439 | 30.1811 | 7.9369 | 10.2669 | 0 | 0 | 0 | 0 | 0 | 56.2469
1507 | 14.3343 | 0 | -17.5103 | 0 | 0 | 4.4 | 0 | 0 | 1.2263 | 0 | 91.437 | 0.0058671 | 111.9583 | 20.3412 | 74.1069 | 50.2194 | 30.5275 | 5.5433 | 9.6417 | 0 | 0 | 0 | 0 | 0 | 56.2469
1508 | 14.3343 | 0 | -18.5018 | 0 | 0 | 4.4 | 0 | 0 | 1.2263 | 0 | 92.8706 | 0.0058671 | 113.392 | 19.1162 | 75.774 | 53.4599 | 28.5619 | 5.9287 | 8.6924 | 0 | 0 | 0 | 0 | 0 | 56.2469
1509 | 14.3343 | 0 | -15.6591 | 0.088235 | 0 | 4.4 | 0 | 0 | 1.2263 | 0 | 92.6908 | 0.0058671 | 113.2121 | 25.7288 | 71.736 | 52.1351 | 25.2392 | 6.0512 | 7.2432 | 0 | 0 | 0 | 0 | 0 | 56.2469
1510 | 14.3343 | 0 | -13.5933 | 0.1 | 0 | 4.4 | 0 | 0 | 1.2263 | 0 | 91.7619 | 0.0058671 | 112.2832 | 24.8792 | 73.7108 | 49.2542 | 20.2447 | 5.7596 | 14.1865 | 0 | 0 | 0 | 0 | 0 | 56.2469
1511 | 14.3343 | 0 | -14.6424 | 0.2 | 0 | 4.4 | 0 | 0 | 1.2263 | 0 | 91.6309 | 0.0058671 | 112.1522 | 33.4846 | 63.8251 | 45.0429 | 12.9161 | 2.9371 | 12.5212 | 0 | 0 | 0 | 0 | 0 | 56.2469
1512 | 14.3343 | 0 | -16.7163 | 2.3181 | 0 | 4.4 | 0 | 0 | 1.2263 | 0 | 91.6108 | 0.0058671 | 112.1129 | 37.3935 | 55.685 | 40.6109 | 6.7681 | 1.9494 | 11.6306 | 0 | 0 | 0 | 0 | 0 | 55.9907
1513 | 14.3343 | 0 | -19.7542 | 0.2 | 0 | 4.4 | 0 | 0 | 1.2263 | 0 | 92.1415 | 0.0058671 | 112.6608 | 28.2376 | 64.469 | 36.5787 | 4.4206 | 1.8921 | 25.3972 | 0 | 0 | 0 | 0 | 0 | 56.2469
1514 | 14.3343 | 0 | -19.3798 | 0.13251 | 0 | 4.4 | 0 | 0 | 1.2263 | 0 | 92.6513 | 0.0058671 | 113.1706 | 23.374 | 70.2843 | 36.5999 | 3.9014 | 1.7428 | 23.723 | 0 | 0 | 0 | 0 | 0 | 56.2469
1515 | 14.3343 | 0 | -17.3214 | 0 | 0 | 4.4 | 0 | 0 | 1.2263 | 0 | 89.6834 | 0.0058671 | 110.2076 | 1.4924 | 91.3938 | 36.1736 | 3.8446 | 1.7439 | 22.2798 | 0 | 0 | 0 | 0 | 0 | 56.815
1516 | 14.3343 | 0 | -18.003 | 0 | 0 | 4.4 | 0 | 0 | 1.2263 | 0 | 85.4618 | 0.0058671 | 105.986 | 1.4924 | 86.4906 | 35.2812 | 4.0789 | 1.8188 | 21.7238 | 0 | 0 | 0 | 0 | 0 | 57.3889
1517 | 14.3343 | 0 | -18.1136 | 0 | 0 | 4.4 | 0 | 0 | 1.2263 | 0 | 80.8893 | 0.0058671 | 101.4134 | 1.4924 | 81.8075 | 34.3312 | 4.8557 | 4.309 | 14.8659 | 0 | 0 | 0 | 0 | 0 | 57.9686
1518 | 14.3343 | 0 | -18.0771 | 0 | 0 | 4.4 | 0 | 0 | 1.2263 | 0 | 75.6628 | 0.0058671 | 96.1869 | 1.4924 | 76.6175 | 33.765 | 8.9732 | 5.847 | 14.7036 | 0 | 0 | 0 | 0 | 0 | 58.5542
1519 | 14.3343 | 0 | -18.1136 | 0 | 0 | 4.4 | 0 | 0 | 1.2263 | 0 | 71.0843 | 0.0058671 | 91.6084 | 1.4924 | 72.0024 | 35.3017 | 22.1947 | 7.5732 | 13.0172 | 0 | 0 | 0 | 0 | 0 | 59.1456
1520 | 14.3343 | 0 | -19.0781 | 0 | 0 | 4.4 | 0.774 | 0 | 1.2263 | 0 | 66.8877 | 0.0058671 | 88.1933 | 1.4567 | 67.6584 | 41.2987 | 30.1436 | 8.7116 | 2.0083 | 0 | 0 | 0 | 0 | 0 | 59.743
1521 | 14.3343 | 0 | -18.1136 | 0 | 0 | 4.4 | 5.373 | 0 | 1.2263 | 0 | 66.0896 | 0.0058671 | 91.9942 | 1.4567 | 72.4238 | 47.2187 | 23.8666 | 12.6598 | 3.0649 | 0 | 0 | 0 | 0 | 0 | 60.3465
1522 | 14.3343 | 0 | -15.1002 | 0 | 0 | 4.4 | 5.373 | 0 | 1.2263 | 0 | 73.3795 | 0.0058671 | 99.284 | 1.4567 | 82.727 | 49.1896 | 15.6557 | 12.4154 | 4.9597 | 0 | 0 | 0 | 0 | 0 | 60.9561
1523 | 14.3343 | 0 | -11.1059 | 0 | 0 | 4.4 | 5.373 | 0 | 1.2268 | 0 | 81.3333 | 0.0058671 | 107.2383 | 1.4567 | 94.6757 | 50.1112 | 11.8888 | 11.5181 | 7.3078 | 0 | 0 | 0 | 0 | 0 | 61.5718
1524 | 14.3343 | 4.4282 | -10.662 | 0 | 0 | 4.4 | 5.373 | 0 | 1.2336 | 0 | 87.5105 | 0.0058671 | 117.8505 | 1.4567 | 105.7318 | 49.9871 | 10.613 | 11.0512 | 9.2981 | 0 | 0 | 0 | 0 | 0 | 62.1937
1525 | 14.3343 | 5.1704 | -10.6827 | 0 | 0 | 4.4 | 5.373 | 0 | 1.2336 | 0 | 90.2631 | 0.0058671 | 121.3452 | 1.4567 | 109.2058 | 49.9151 | 11.3024 | 10.8118 | 10.3816 | 0 | 0 | 0 | 0 | 0 | 62.1937
1526 | 14.3343 | 6.732 | -10.1769 | 0 | 0 | 4.4 | 5.373 | 0 | 1.2336 | 0 | 85.4245 | 0.0058671 | 118.0683 | 1.4567 | 106.4347 | 49.6621 | 11.6535 | 10.3912 | 10.7853 | 0 | 0 | 0 | 0 | 0 | 63.4565
1527 | 14.3343 | 6.732 | -9.5905 | 0 | 0 | 4.4 | 5.373 | 0 | 1.2336 | 0 | 79.5032 | 0.0058671 | 112.1505 | 1.4567 | 101.1033 | 48.9108 | 12.4167 | 9.5682 | 10.6953 | 0 | 0 | 0 | 0 | 0 | 64.0975
1528 | 14.3343 | 5.3779 | -9.4974 | 0 | 0 | 4.4 | 5.373 | 0 | 1.2336 | 0 | 67.4722 | 0.0058671 | 98.7654 | 1.4567 | 87.8113 | 48.3364 | 16.0918 | 8.9173 | 10.9387 | 0 | 0 | 0 | 0 | 0 | 64.7449
1529 | 14.3343 | 3.168 | -18.1136 | 0 | 5.2158 | 4.4 | 5.373 | 3.4976 | 1.2336 | 0 | 52.3137 | 0.0058671 | 86.6179 | 0 | 68.5043 | 48.131 | 24.1159 | 8.4298 | 11.0441 | 3.7148 | 1.001 | 0.5 | 0 | 0 | 74.9998
1530 | 14.3343 | 1.7325 | -18.1136 | 0 | 13.2288 | 4.4 | 5.373 | 4.0958 | 1.2336 | 12.1238 | 36.2985 | 0.0058671 | 89.304 | 0 | 59.0665 | 49.506 | 29.625 | 7.7907 | 11.0039 | 9.1997 | 2.2293 | 1.7998 | 0 | 0 | 74.9998
1531 | 14.3343 | 1.2031 | -18.1136 | 0 | 18.4599 | 4.4 | 5.373 | 3.7263 | 1.2336 | 17.1538 | 27.2279 | 0.0058671 | 89.9652 | 0 | 54.6978 | 51.2121 | 29.9651 | 5.4411 | 10.3825 | 12.5556 | 4 | 1.9044 | 0 | 0 | 74.9998
1532 | 14.3343 | 1.4107 | -18.1136 | 0 | 16.6906 | 4.4 | 5.373 | 1.5611 | 1.2336 | 20.6909 | 28.2763 | 0.0058671 | 92.9888 | 0 | 54.1844 | 53.9504 | 28.0357 | 5.8195 | 9.1153 | 10.8414 | 3.9995 | 1.8497 | 0 | 0 | 74.9998
1533 | 14.3343 | 1.6664 | -17.6603 | 0 | 10.6382 | 4.4 | 5.373 | 5.3779 | 1.2336 | 15.8415 | 30.4616 | 0.0058671 | 84.528 | 0 | 51.0263 | 52.3303 | 24.7742 | 5.9397 | 7.7853 | 4.4384 | 4 | 2.1998 | 0 | 0 | 74.9998
1534 | 14.3343 | 3.0457 | -16.7665 | 0 | 7.4714 | 4.4 | 5.373 | 0.5083 | 1.2336 | 21.8569 | 32.4457 | 0.0058671 | 90.7401 | 0 | 52.1167 | 48.9506 | 19.8717 | 5.6535 | 15.4504 | 2.9217 | 3.9995 | 0.5502 | 0 | 0 | 74.9998
1535 | 14.3343 | 3.168 | -15.906 | 0 | 10.0521 | 4.4 | 5.373 | 2.2159 | 1.2336 | 4.8892 | 34.0053 | 0.0058671 | 78.065 | 0 | 57.2698 | 44.679 | 12.6781 | 2.883 | 13.5503 | 6.2032 | 2.9995 | 0.8494 | 0 | 0 | 74.9998
1536 | 14.3343 | 3.168 | -15.1551 | 0 | 1.6371 | 4.4 | 5.373 | 3.6746 | 1.2336 | 0 | 35.725 | 0.0058671 | 66.4505 | 0 | 51.2955 | 40.1349 | 6.6435 | 1.9135 | 11.6716 | 0.63395 | 0.95328 | 0.0499 | 0 | 0 | 74.9998
1537 | 14.3343 | 3.6431 | -15.1048 | 0 | 6.4628 | 4.4 | 5.373 | 1.7323 | 1.2336 | 0 | 38.063 | 0.0058671 | 74.0893 | 0 | 58.9845 | 36.1441 | 4.0294 | 1.7247 | 24.1248 | 3.6245 | 1.3884 | 1.4499 | 0 | 0 | 74.9998
1538 | 14.3343 | 4.1704 | -15.1048 | 0 | 0.74476 | 4.4 | 5.373 | 2.7025 | 1.2336 | 0 | 40.7032 | 0.0058671 | 71.5388 | 0.0035016 | 56.4305 | 36.2813 | 3.5562 | 1.5886 | 23.0761 | 0.17002 | 0.4296 | 0.14513 | 0 | 0 | 74.9997
1539 | 14.3343 | 4.7271 | -15.1048 | 0 | 0 | 4.4 | 5.373 | 0 | 1.2336 | 0 | 44.2533 | 0.0058671 | 74.8957 | 0.95782 | 58.8331 | 35.8028 | 3.5044 | 1.5896 | 22.0687 | 0 | 0 | 0 | 0 | 0 | 72.3134
1540 | 14.3343 | 3.1465 | -15.1048 | 0 | 0 | 4.4 | 5.373 | 0 | 1.2336 | 0 | 47.8422 | 0.0058671 | 76.904 | 1.4567 | 60.3425 | 34.7537 | 3.718 | 1.6579 | 21.8472 | 0 | 0 | 0 | 0 | 0 | 67.8146
1541 | 14.3343 | 3.2495 | -15.1048 | 0 | 0 | 4.4 | 5.373 | 0 | 1.2336 | 0 | 52.1658 | 0.0058671 | 81.3305 | 1.4567 | 64.769 | 33.8162 | 4.426 | 3.9276 | 14.6841 | 0 | 0 | 0 | 0 | 0 | 68.4996
1542 | 14.3343 | 4.4646 | -15.1048 | 0 | 0 | 4.4 | 5.373 | 0 | 1.2336 | 0 | 56.6996 | 0.0058671 | 87.0794 | 1.4567 | 70.5179 | 33.0651 | 8.1791 | 5.3295 | 15.0229 | 0 | 0 | 0 | 0 | 0 | 69.1915
1543 | 14.3343 | 2.818 | -15.1048 | 0 | 0 | 4.4 | 5.373 | 0 | 1.2336 | 0 | 61.0517 | 0.0058671 | 89.785 | 1.4567 | 73.2235 | 34.5503 | 20.2306 | 6.903 | 15.5791 | 0 | 0 | 0 | 0 | 0 | 69.8904
1544 | 14.3343 | 2.9098 | -15.415 | 0 | 0 | 4.4 | 5.373 | 0 | 1.2336 | 0 | 66.0552 | 0.0058671 | 94.8803 | 1.4567 | 78.0086 | 40.3593 | 27.476 | 7.9407 | 8.6038 | 0 | 0 | 0 | 0 | 0 | 70.5963
1545 | 14.3343 | 2.5381 | -16.3983 | 0 | 0 | 4.4 | 5.373 | 0 | 1.2336 | 0 | 72.3104 | 0.0058671 | 100.7638 | 1.4567 | 82.9087 | 46.3851 | 21.7546 | 11.5395 | 14.5281 | 0 | 0 | 0 | 0 | 0 | 71.3094
1546 | 14.3343 | 2.2559 | -17.6729 | 0 | 0 | 4.4 | 5.373 | 0 | 1.2336 | 0 | 81.5418 | 0.0058671 | 109.713 | 1.4567 | 90.5833 | 48.5311 | 14.2703 | 11.3167 | 15.985 | 0 | 0 | 0 | 0 | 0 | 64.9146
1547 | 14.3343 | 1.188 | -18.4465 | 7.7359 | 0 | 4.4 | 5.373 | 0 | 1.2263 | 0 | 90.7906 | 0.0058671 | 117.8709 | 1.4924 | 90.1961 | 49.6541 | 10.8367 | 10.4988 | 12.8471 | 0 | 0 | 0 | 0 | 0 | 56.2469
1548 | 14.3343 | 1.188 | -18.4465 | 13.208 | 0 | 4.4 | 5.373 | 0 | 1.2263 | 0 | 99.7154 | 0.0058671 | 126.7604 | 4.9371 | 90.1687 | 50.0436 | 9.6738 | 10.0732 | 11.636 | 0 | 0 | 0 | 0 | 0 | 56.2469
1549 | 14.3343 | 1.188 | -18.4465 | 8.4083 | 0 | 4.4 | 5.373 | 0 | 1.2263 | 0 | 109.9085 | 0.0058671 | 136.9887 | 19.7023 | 90.4316 | 50.4102 | 10.3022 | 9.855 | 11.4692 | 0 | 0 | 0 | 0 | 0 | 56.2469
1550 | 14.3343 | 1.188 | -18.4465 | 6.6802 | 0 | 4.4 | 5.373 | 0 | 1.2263 | 0 | 116.0924 | 0.0058671 | 143.1727 | 28.3551 | 89.6909 | 50.1491 | 10.6223 | 9.4716 | 11.0795 | 0 | 0 | 0 | 0 | 0 | 56.2469
1551 | 14.3343 | 1.188 | -18.4465 | 7.4246 | 0 | 4.4 | 5.373 | 0 | 1.2263 | 0 | 118.8693 | 0.0058671 | 145.9474 | 31.9158 | 88.1604 | 49.5758 | 11.3179 | 8.7215 | 10.0746 | 0 | 0 | 0 | 0 | 0 | 56.2469
1552 | 14.3343 | 1.188 | -18.4465 | 7.2548 | 0 | 4.4 | 5.373 | 0 | 1.2263 | 0 | 116.7308 | 0.0058671 | 143.806 | 27.6109 | 90.4938 | 49.2509 | 14.6678 | 8.1282 | 9.8365 | 0 | 0 | 0 | 0 | 0 | 56.2469
1553 | 14.3343 | 1.188 | -18.4465 | 7.5202 | 0 | 4.4 | 5.373 | 0 | 1.2263 | 0 | 111.2812 | 0.0058671 | 138.3564 | 13.2549 | 99.1348 | 49.055 | 21.9817 | 7.6838 | 10.4449 | 0 | 0 | 0 | 0 | 0 | 56.2469
1554 | 14.3343 | 1.188 | -18.4465 | 4.4784 | 0 | 4.4 | 5.373 | 0 | 1.2263 | 0 | 105.7123 | 0.0058671 | 132.7875 | 1.4924 | 108.3702 | 50.7593 | 27.0034 | 7.1013 | 11.3324 | 0 | 0 | 0 | 0 | 0 | 56.2469
1555 | 14.3343 | 0.8723 | -18.4465 | 4.7156 | 0 | 4.4 | 5.373 | 0 | 1.2263 | 0 | 103.8952 | 0.0058671 | 130.6598 | 1.4924 | 106.0053 | 52.5467 | 27.3134 | 4.9596 | 12.9139 | 0 | 0 | 0 | 0 | 0 | 56.2469
1556 | 14.3343 | 0.44761 | -18.4465 | 5.528 | 0 | 4.4 | 5.373 | 0 | 1.2263 | 0 | 106.7888 | 0.0058671 | 133.1288 | 1.4924 | 107.6618 | 54.6218 | 25.5547 | 5.3045 | 12.1551 | 0 | 0 | 0 | 0 | 0 | 56.2469
1557 | 14.3343 | 0.33417 | -18.4465 | 6.7119 | 0 | 4.4 | 5.373 | 0 | 1.2263 | 0 | 109.3976 | 0.0058671 | 135.624 | 1.4924 | 108.9732 | 52.7812 | 22.5818 | 5.4141 | 10.6397 | 0 | 0 | 0 | 0 | 0 | 56.2469
1558 | 14.3343 | 0 | -18.6659 | 6.8482 | 0 | 4.4 | 5.373 | 0 | 1.2263 | 0 | 110.2084 | 0.0058671 | 136.1006 | 1.4924 | 109.0941 | 49.5538 | 18.1132 | 5.1532 | 17.5296 | 0 | 0 | 0 | 0 | 0 | 56.2469
1559 | 14.3343 | 0 | -19.4612 | 7.9411 | 0 | 4.4 | 5.373 | 0 | 1.2263 | 0 | 109.4814 | 0.0058671 | 135.3737 | 1.4924 | 106.4789 | 45.4768 | 11.5562 | 2.6279 | 15.2761 | 0 | 0 | 0 | 0 | 0 | 56.2469
1560 | 14.3343 | 0 | -20.2565 | 9.5345 | 0 | 4.4 | 5.373 | 0 | 1.2263 | 0 | 107.5106 | 0.0058671 | 133.403 | 1.4924 | 102.1196 | 40.8695 | 6.0555 | 1.7442 | 13.5078 | 0 | 0 | 0 | 0 | 0 | 56.2469
1561 | 14.3343 | 0 | -21.4553 | 2.1652 | 0 | 4.4 | 5.373 | 0 | 1.2263 | 0 | 105.0394 | 0.0058671 | 130.9317 | 1.4924 | 105.8188 | 36.7837 | 3.6898 | 1.5793 | 26.83 | 0 | 0 | 0 | 0 | 0 | 56.2469
1562 | 14.3343 | 0 | -21.4553 | 0.42525 | 0 | 4.4 | 5.373 | 0 | 1.2263 | 0 | 101.2376 | 0.0058671 | 127.1299 | 1.4924 | 103.7569 | 36.7363 | 3.2564 | 1.4547 | 25.0358 | 0 | 0 | 0 | 0 | 0 | 56.2469
1563 | 14.3343 | 0 | -21.4553 | 0 | 0 | 4.4 | 5.373 | 0 | 1.2263 | 0 | 90.8595 | 0.0058671 | 116.7566 | 1.4924 | 93.8089 | 35.966 | 3.209 | 1.4556 | 23.7107 | 0 | 0 | 0 | 0 | 0 | 59.1456
1564 | 14.3343 | 0 | -21.4553 | 0 | 0 | 4.4 | 5.373 | 0 | 1.2263 | 0 | 77.2923 | 0.0058671 | 103.1968 | 1.4567 | 80.2847 | 34.764 | 3.4046 | 1.5181 | 23.413 | 0 | 0 | 0 | 0 | 0 | 59.743
1565 | 14.3343 | 0 | -20.7965 | 0 | 0 | 4.4 | 5.373 | 0 | 1.2263 | 0 | 64.26 | 0.0058671 | 90.1645 | 1.4567 | 67.9112 | 33.6353 | 4.0529 | 3.5966 | 15.7162 | 0 | 0 | 0 | 0 | 0 | 60.3465
1566 | 14.3343 | 2.0802 | -18.1136 | 0 | 0 | 4.4 | 5.373 | 0 | 1.2336 | 0 | 52.7635 | 0.0058671 | 80.759 | 1.4567 | 61.1886 | 33.0604 | 7.4897 | 4.8803 | 15.5445 | 0 | 0 | 0 | 0 | 0 | 70.6466
1567 | 14.3343 | 3.168 | -18.1136 | 0 | 0 | 4.4 | 5.373 | 3.7849 | 1.2336 | 0 | 44.0876 | 0.0058671 | 73.176 | 0 | 55.0625 | 34.6242 | 18.5253 | 6.3211 | 15.7225 | 0 | 0 | 0 | 0 | 0 | 74.9998
1568 | 14.3343 | 1.3158 | -18.1136 | 0 | 0 | 4.4 | 5.373 | 11.8188 | 1.2336 | 0 | 40.6285 | 0.0058671 | 67.8647 | 0 | 49.7511 | 40.4314 | 25.1601 | 7.2714 | 8.4063 | 0 | 0 | 0 | 0 | 0 | 75.0003
1569 | 14.3343 | 1.866 | -18.1136 | 0 | 8.6255 | 4.4 | 5.373 | 13.2371 | 1.2336 | 0 | 41.8877 | 0.0058671 | 78.3655 | 0 | 60.2519 | 47.1031 | 19.9208 | 10.5668 | 14.3466 | 5.0053 | 2.5 | 0.6497 | 0.47048 | 0 | 88.2352
1570 | 14.3343 | 2.3427 | -18.1136 | 0 | 0.82928 | 4.4 | 5.373 | 13.2371 | 1.2336 | 0 | 49.833 | 0.0058671 | 78.9718 | 0 | 60.8583 | 49.4057 | 13.0674 | 10.3628 | 15.4374 | 0.37878 | 0 | 9e-12 | 0.4505 | 0 | 88.2352
1571 | 14.3343 | 1.424 | -18.1136 | 3.2966 | 0 | 4.4 | 5.373 | 5.6421 | 1.2336 | 0 | 58.4422 | 0.0058671 | 85.7866 | 0 | 64.3764 | 50.528 | 9.9233 | 9.6139 | 11.777 | 0 | 0 | 0 | 0 | 0 | 74.9999
1572 | 14.3343 | 1.3648 | -18.1136 | 0.055444 | 0 | 4.4 | 5.373 | 13.2371 | 1.2336 | 0 | 63.9054 | 0.0058671 | 91.1906 | 0 | 73.0216 | 50.7486 | 8.8584 | 9.2241 | 10.1316 | 0 | 0 | 0 | 0 | 0 | 75.0378
1573 | 14.3343 | 1.0964 | -18.1136 | 2e-11 | 0 | 4.4 | 5.373 | 13.2371 | 1.2336 | 0 | 64.6963 | 0.0058671 | 91.7132 | 0 | 73.5996 | 50.7171 | 9.4338 | 9.0244 | 10.6252 | 0 | 0 | 0 | 0 | 0 | 75.7957
1574 | 14.3343 | 1.1516 | -18.1136 | 0 | 0 | 4.4 | 5.373 | 13.2371 | 1.2336 | 0 | 64.1726 | 0.0058671 | 91.2446 | 0 | 73.131 | 50.2116 | 9.7269 | 8.6732 | 11.1168 | 0 | 0 | 0 | 0 | 0 | 76.5614
1575 | 14.3343 | 1.0837 | -18.1136 | 0 | 0 | 4.4 | 5.373 | 13.2371 | 1.2336 | 0 | 64.6117 | 0.0058671 | 91.6157 | 0 | 73.5021 | 49.3094 | 10.3639 | 7.9863 | 10.3107 | 0 | 0 | 0 | 0 | 0 | 77.3347
1576 | 14.3343 | 0.46772 | -18.1136 | 0 | 0 | 4.4 | 5.373 | 13.2371 | 1.2336 | 0 | 56.8247 | 0.0058671 | 83.2141 | 0 | 65.1005 | 48.095 | 13.4314 | 7.4431 | 9.838 | 0 | 0 | 0 | 0 | 0 | 78.1159
1577 | 14.3343 | 0.4738 | -18.1136 | 0 | 1.4527 | 4.4 | 5.373 | 13.2371 | 1.2336 | 0 | 45.3152 | 0.0058671 | 73.2096 | 0 | 55.0961 | 47.0388 | 20.1289 | 7.0361 | 10.5927 | 0.89052 | 0.0005 | 0.11117 | 0.4505 | 0 | 88.2352
1578 | 14.3343 | 0 | -18.3175 | 0 | 11.9923 | 4.4 | 5.373 | 13.2371 | 1.2336 | 9.7638 | 29.2968 | 0.0058671 | 77.0196 | 0 | 48.9383 | 47.7021 | 24.7272 | 6.5027 | 11.9038 | 5.0068 | 4 | 2.45 | 0.53541 | 0 | 88.2352
1579 | 14.3343 | 0 | -18.6884 | 0 | 19.0534 | 4.4 | 5.373 | 13.2371 | 1.2336 | 17.1538 | 16.9452 | 0.0058671 | 79.1686 | 0 | 43.3265 | 49.2508 | 25.0111 | 4.5416 | 12.7952 | 12.2561 | 3.5005 | 2.7614 | 0.53541 | 0 | 88.2352
1580 | 14.3343 | 0 | -18.2091 | 0 | 19.8705 | 4.4 | 5.373 | 13.2371 | 1.2336 | 20.6909 | 15.0187 | 0.0058671 | 81.5663 | 0 | 42.6664 | 52.9766 | 23.4007 | 4.8574 | 12.4575 | 10.8908 | 5.9949 | 2.4495 | 0.53541 | 0 | 88.2352
1581 | 14.3343 | 0.83997 | -18.1136 | 0 | 11.0545 | 4.4 | 5.373 | 13.2371 | 1.2336 | 23.4169 | 15.9806 | 0.0058671 | 77.2782 | 0 | 35.7477 | 51.6567 | 20.6784 | 4.9577 | 10.6204 | 6.0805 | 3 | 1.4385 | 0.53541 | 0 | 88.2352
1582 | 14.3343 | 2.9148 | -18.1136 | 0 | 13.3867 | 4.4 | 5.373 | 13.2371 | 1.2336 | 18.9961 | 18.5108 | 0.0058671 | 79.7946 | 0 | 42.685 | 48.4379 | 16.5864 | 4.7188 | 18.066 | 7.6151 | 3.499 | 1.7372 | 0.53541 | 0 | 88.2352
1583 | 14.3343 | 3.168 | -18.1136 | 0 | 11.0584 | 4.4 | 5.373 | 13.2371 | 1.2336 | 7.37 | 22.9077 | 0.0058671 | 70.4752 | 0 | 44.9916 | 44.7639 | 10.5821 | 2.4064 | 15.7052 | 6.0724 | 4 | 0.4506 | 0.53541 | 0 | 88.2352
1584 | 14.3343 | 3.168 | -18.1136 | 0 | 4.3389 | 4.4 | 5.373 | 13.2371 | 1.2336 | 0 | 28.7907 | 0.0058671 | 62.2838 | 0 | 44.1702 | 40.8703 | 5.5451 | 1.5972 | 13.9322 | 2.0982 | 1.5051 | 0.2002 | 0.53541 | 0 | 88.2352
1585 | 14.3343 | 3.168 | -17.699 | 0 | 4.3307 | 4.4 | 5.373 | 13.2371 | 1.2336 | 0 | 36.0232 | 0.0058671 | 69.5103 | 0 | 51.8113 | 37.5877 | 3.5847 | 1.5343 | 27.2636 | 1.0954 | 2 | 0.6998 | 0.53541 | 0 | 88.2352
1586 | 14.3343 | 3.168 | -17.1096 | 0 | 0 | 4.4 | 5.373 | 8.6435 | 1.2336 | 0 | 42.9208 | 0.0058671 | 72.0092 | 0 | 54.8996 | 35.3757 | 3.1637 | 1.4133 | 25.3651 | 0 | 0 | 0 | 0 | 0 | 75
1587 | 14.3343 | 3.168 | -16.2491 | 0 | 0 | 4.4 | 5.373 | 2.6799 | 1.2336 | 0 | 45.6575 | 0.0058671 | 74.7459 | 0 | 58.4968 | 34.6708 | 3.1176 | 1.4142 | 23.8861 | 0 | 0 | 0 | 0 | 0 | 74.9999
1588 | 14.3343 | 3.168 | -15.8224 | 0 | 0 | 4.4 | 5.373 | 0.076436 | 1.2336 | 0 | 46.5768 | 0.0058671 | 75.6607 | 0.38 | 59.4583 | 33.6618 | 3.3076 | 1.4749 | 23.3648 | 0 | 0 | 0 | 0 | 0 | 74.9997
1589 | 14.3343 | 3.168 | -15.455 | 0 | 0 | 4.4 | 5.373 | 0 | 1.2336 | 0 | 46.971 | 0.0058671 | 76.0543 | 0.38 | 60.2193 | 32.7619 | 3.9375 | 3.4941 | 15.5585 | 0 | 0 | 0 | 0 | 0 | 74.9117
1590 | 14.3343 | 3.168 | -15.1365 | 0 | 0 | 4.4 | 5.373 | 9.1807 | 1.2336 | 0 | 47.4993 | 0.0058671 | 76.5877 | 0 | 61.4512 | 32.2564 | 7.2763 | 4.7413 | 15.4144 | 0 | 0 | 0 | 0 | 0 | 75.0001
1591 | 14.3343 | 1.9414 | -15.1048 | 0 | 0 | 4.4 | 5.373 | 13.2371 | 1.2336 | 0 | 48.6419 | 0.0058671 | 76.5037 | 0 | 61.3989 | 33.7282 | 17.9977 | 6.1411 | 15.4654 | 0 | 0 | 0 | 0 | 0 | 75.7576
1592 | 14.3343 | 0.23478 | -15.1048 | 0 | 0 | 4.4 | 5.373 | 13.2371 | 1.2336 | 0 | 50.1083 | 0.0058671 | 76.2634 | 0 | 61.1587 | 39.6659 | 24.4434 | 7.0642 | 8.1938 | 0 | 0 | 0 | 0 | 0 | 76.5229
1593 | 14.3343 | 0 | -15.4481 | 0 | 0 | 4.4 | 5.373 | 13.2371 | 1.2336 | 0 | 56.722 | 0.0058671 | 82.6424 | 0 | 67.1944 | 46.1769 | 19.3535 | 10.2658 | 13.9423 | 0 | 0 | 0 | 0 | 0 | 77.2958
1594 | 14.3343 | 7.92 | -11.535 | 0.57216 | 0 | 4.4 | 0.64056 | 0 | 1.2263 | 0 | 71.7852 | 0.0058671 | 100.8651 | 1.4924 | 87.2655 | 49.1111 | 12.6952 | 10.0677 | 14.9101 | 0 | 0 | 0 | 0 | 0 | 56.2469
1595 | 14.3343 | 7.92 | -11.535 | 5.1088 | 0 | 4.4 | 0.64056 | 0 | 1.2263 | 0 | 85.3986 | 0.0058671 | 114.4784 | 17.1439 | 80.6907 | 49.8051 | 9.6407 | 9.34 | 11.4235 | 0 | 0 | 0 | 0 | 0 | 56.2469
1596 | 14.3343 | 7.92 | -11.535 | 3.8867 | 0 | 4.4 | 0.64056 | 0 | 1.2263 | 0 | 97.5055 | 0.0058671 | 126.5854 | 25.4322 | 85.7315 | 49.327 | 8.606 | 8.9614 | 10.0948 | 0 | 0 | 0 | 0 | 0 | 56.2469
1597 | 14.3343 | 7.92 | -11.535 | 4.3456 | 0 | 4.4 | 0.64056 | 0 | 1.2263 | 0 | 107.3488 | 0.0058671 | 136.4287 | 37.3935 | 83.1546 | 48.7254 | 9.1651 | 8.7673 | 10.564 | 0 | 0 | 0 | 0 | 0 | 56.2469
1598 | 14.3343 | 7.92 | -11.535 | 5.0117 | 0 | 4.4 | 0.64056 | 0 | 1.2263 | 0 | 110.4934 | 0.0058671 | 139.5632 | 37.3935 | 85.623 | 48.1261 | 9.4499 | 8.4262 | 11.2525 | 0 | 0 | 0 | 0 | 0 | 56.2469
1599 | 14.3343 | 7.92 | -11.535 | 2.057 | 0 | 4.4 | 0.64056 | 0 | 1.2263 | 0 | 107.9389 | 0.0058671 | 137.0086 | 14.5072 | 108.9094 | 47.013 | 10.0687 | 7.7589 | 10.5774 | 0 | 0 | 0 | 0 | 0 | 56.2469
1600 | 14.3343 | 7.92 | -11.535 | 3.3678 | 0 | 4.4 | 0.64056 | 0 | 1.2263 | 0 | 99.5356 | 0.0058671 | 128.6053 | 9.4915 | 104.211 | 46.228 | 13.0489 | 7.2311 | 9.9435 | 0 | 0 | 0 | 0 | 0 | 56.2469
1601 | 14.3343 | 9.1575 | -11.535 | 0 | 0 | 4.4 | 0.64056 | 0 | 1.2263 | 0 | 88.4803 | 0.0058671 | 118.8025 | 1.4924 | 105.7751 | 45.3705 | 19.5556 | 6.8357 | 10.3792 | 0 | 0 | 0 | 0 | 0 | 57.3889
1602 | 14.3343 | 2.8248 | -18.4465 | 0 | 0 | 4.4 | 0.64056 | 0 | 1.2263 | 0 | 75.4057 | 0.0058671 | 99.3952 | 1.4924 | 79.4562 | 46.2173 | 24.023 | 6.3175 | 11.4311 | 0 | 0 | 0 | 0 | 0 | 57.9686
1603 | 14.3343 | 1.9518 | -18.3752 | 0 | 2.0242 | 4.4 | 0.64056 | 0 | 1.2336 | 0 | 66.7521 | 0.0058671 | 91.9109 | 1.4567 | 72.079 | 48.0638 | 24.2987 | 4.4122 | 12.6762 | 1.9743 | 0 | 0.0499 | 0 | 0 | 67.3493
1604 | 14.3343 | 1.5382 | -17.7132 | 0 | 5.7868 | 4.4 | 0.64056 | 0 | 1.2336 | 0 | 65.7988 | 0.0058671 | 94.3066 | 1.4567 | 75.1366 | 51.8342 | 22.7342 | 4.719 | 12.4601 | 5.7369 | 0 | 0.0499 | 0 | 0 | 67.3493
1605 | 14.3343 | 1.4435 | -16.9553 | 0 | 0 | 4.4 | 0.64056 | 0 | 1.2336 | 0 | 66.5721 | 0.0058671 | 89.1985 | 1.4567 | 70.7864 | 49.9633 | 20.0894 | 4.8165 | 10.9868 | 0 | 0 | 0 | 0 | 0 | 65.0057
1606 | 14.3343 | 1.8888 | -16.8959 | 0 | 0 | 4.4 | 0.64056 | 0 | 1.2336 | 0 | 68.1489 | 0.0058671 | 91.2206 | 1.4567 | 72.868 | 46.7117 | 16.114 | 4.5844 | 17.9817 | 0 | 0 | 0 | 0 | 0 | 63.5138
1607 | 14.3343 | 1.188 | -18.4465 | 0.014381 | 0 | 4.4 | 0 | 0 | 1.2263 | 0 | 70.108 | 0.0058671 | 91.8153 | 1.4924 | 71.862 | 43.0687 | 10.2807 | 2.3378 | 15.6932 | 0 | 0 | 0 | 0 | 0 | 56.2469
1608 | 14.3343 | 1.188 | -18.4465 | 0.87551 | 0 | 4.4 | 0 | 0 | 1.2263 | 0 | 72.2009 | 0.0058671 | 93.9082 | 14.067 | 60.5191 | 39.3118 | 5.3872 | 1.5517 | 14.0028 | 0 | 0 | 0 | 0 | 0 | 56.2469
1609 | 14.3343 | 1.188 | -18.4465 | 1.4414 | 0 | 4.4 | 0 | 0 | 1.2263 | 0 | 74.5027 | 0.0058671 | 96.21 | 7.8448 | 68.4772 | 35.8432 | 3.7074 | 1.5868 | 27.1473 | 0 | 0 | 0 | 0 | 0 | 56.2469
1610 | 14.3343 | 1.188 | -18.4465 | 1.0557 | 0 | 4.4 | 0 | 0 | 1.2263 | 0 | 76.4424 | 0.0058671 | 98.1497 | 1.4924 | 77.1551 | 34.4823 | 3.272 | 1.4616 | 24.6511 | 0 | 0 | 0 | 0 | 0 | 56.2469
1611 | 14.3343 | 1.188 | -18.4465 | 0.74515 | 0 | 4.4 | 0 | 0 | 1.2263 | 0 | 76.9125 | 0.0058671 | 98.6198 | 18.6921 | 60.736 | 33.3556 | 3.2243 | 1.4626 | 23.1624 | 0 | 0 | 0 | 0 | 0 | 56.2469
1612 | 14.3343 | 1.188 | -18.4465 | 2.1207 | 0 | 4.4 | 0 | 0 | 1.2263 | 0 | 75.7253 | 0.0058671 | 97.4326 | 1.4924 | 75.373 | 31.9324 | 3.4209 | 1.5254 | 22.8477 | 0 | 0 | 0 | 0 | 0 | 56.2469
1613 | 14.3343 | 1.188 | -18.4465 | 0.6013 | 0 | 4.4 | 0 | 0 | 1.2263 | 0 | 73.9026 | 0.0058671 | 95.6099 | 24.4322 | 52.1299 | 30.6801 | 4.0723 | 3.6138 | 15.374 | 0 | 0 | 0 | 0 | 0 | 56.2469
1614 | 14.3343 | 1.188 | -18.4465 | 0.32231 | 0 | 4.4 | 0 | 0 | 1.2263 | 0 | 72.1573 | 0.0058671 | 93.8645 | 17.4512 | 57.6445 | 29.6223 | 7.5255 | 4.9037 | 15.6938 | 0 | 0 | 0 | 0 | 0 | 56.2469
1615 | 14.3343 | 2.4255 | -18.4465 | 0 | 0 | 4.4 | 0 | 0 | 1.2263 | 0 | 70.1774 | 0.0058671 | 93.1271 | 1.4924 | 73.1882 | 29.7089 | 18.614 | 6.3514 | 17.6964 | 0 | 0 | 0 | 0 | 0 | 56.815
1616 | 14.3343 | 2.4255 | -18.4465 | 0 | 0 | 4.4 | 0 | 0 | 1.2263 | 0 | 68.4447 | 0.0058671 | 91.3943 | 1.4924 | 71.4554 | 30.8785 | 25.2805 | 7.3062 | 10.4367 | 0 | 0 | 0 | 0 | 0 | 57.3889
1617 | 14.3343 | 2.9205 | -17.5674 | 0 | 0 | 4.4 | 0 | 0 | 1.2263 | 0 | 70.6259 | 0.0058671 | 94.0706 | 1.4924 | 75.0108 | 32.7281 | 20.0162 | 10.6174 | 16.2484 | 0 | 0 | 0 | 0 | 0 | 57.9686
1618 | 14.3343 | 1.2457 | -11.535 | 0.75461 | 0 | 4.4 | 0 | 0 | 1.2263 | 0 | 76.6422 | 0.0058671 | 98.4021 | 8.9759 | 77.1366 | 36.6064 | 13.13 | 10.4124 | 17.0019 | 0 | 0 | 0 | 0 | 0 | 56.2469
1619 | 14.3343 | 7.92 | -11.535 | 0.99701 | 0 | 4.4 | 0 | 0 | 1.2263 | 0 | 81.5216 | 0.0058671 | 109.9558 | 24.2102 | 73.2136 | 40.1234 | 9.9708 | 9.6599 | 13.3303 | 0 | 0 | 0 | 0 | 0 | 56.2469
1620 | 14.3343 | 7.92 | -11.535 | 0.41457 | 0 | 4.4 | 0 | 0 | 1.2263 | 0 | 85.8436 | 0.0058671 | 114.2829 | 30.6176 | 71.7157 | 41.7717 | 8.9008 | 9.2683 | 11.6277 | 0 | 0 | 0 | 0 | 0 | 56.2469
1621 | 14.3343 | 7.92 | -11.535 | 0.67407 | 0 | 4.4 | 0 | 0 | 1.2263 | 0 | 90.018 | 0.0058671 | 118.4574 | 33.3957 | 72.8526 | 42.3649 | 9.479 | 9.0676 | 11.8759 | 0 | 0 | 0 | 0 | 0 | 56.2469
1622 | 14.3343 | 7.92 | -11.535 | 0.58839 | 0 | 4.4 | 0 | 0 | 1.2263 | 0 | 92.27 | 0.0058671 | 120.7093 | 34.984 | 73.6019 | 42.5603 | 9.7735 | 8.7148 | 12.476 | 0 | 0 | 0 | 0 | 0 | 56.2469
1623 | 14.3343 | 7.92 | -11.535 | 1.636 | 0 | 4.4 | 0 | 0 | 1.2263 | 0 | 91.944 | 0.0058671 | 120.3832 | 26.6073 | 80.6049 | 41.5408 | 10.4135 | 8.0246 | 11.9415 | 0 | 0 | 0 | 0 | 0 | 56.2469
1624 | 14.3343 | 7.92 | -11.535 | 0.31021 | 0 | 4.4 | 0 | 0 | 1.2263 | 0 | 89.7584 | 0.0058671 | 118.1876 | 20.1362 | 86.2062 | 40.6858 | 13.4957 | 7.4787 | 11.3164 | 0 | 0 | 0 | 0 | 0 | 56.2469
1625 | 14.3343 | 2.4255 | -18.4465 | 0 | 0 | 4.4 | 0 | 0 | 1.2263 | 0 | 88.2506 | 0.0058671 | 111.2002 | 1.4924 | 91.2613 | 40.4951 | 20.2252 | 7.0698 | 11.4809 | 0 | 0 | 0 | 0 | 0 | 56.815
1626 | 14.3343 | 2.4255 | -18.4465 | 0 | 0 | 4.4 | 0 | 0 | 1.2263 | 0 | 80.7511 | 0.0058671 | 103.7008 | 1.4924 | 83.7618 | 41.2529 | 24.8456 | 6.5338 | 12.3082 | 0 | 0 | 0 | 0 | 0 | 57.3889
1627 | 14.3343 | 2.0864 | -18.4465 | 0 | 0 | 4.4 | 0 | 0 | 1.2263 | 0 | 74.5332 | 0.0058671 | 97.1437 | 1.4924 | 77.2048 | 43.4955 | 25.1309 | 4.5633 | 13.6463 | 0 | 0 | 0 | 0 | 0 | 57.9686
1628 | 14.3343 | 1.6461 | -18.4465 | 0 | 0 | 4.4 | 0 | 0 | 1.2263 | 0 | 75.1989 | 0.0058671 | 97.3691 | 1.4924 | 77.4302 | 47.4875 | 23.5127 | 4.8807 | 13.2746 | 0 | 0 | 0 | 0 | 0 | 58.5542
1629 | 14.3343 | 1.6869 | -15.1672 | 0 | 0 | 4.4 | 0 | 0 | 1.2263 | 0 | 78.7731 | 0.0058671 | 100.9841 | 1.4924 | 84.3245 | 46.7097 | 20.7774 | 4.9815 | 11.7792 | 0 | 0 | 0 | 0 | 0 | 59.1456
1630 | 14.3343 | 1.785 | -17.3496 | 0 | 0 | 4.4 | 0 | 0 | 1.2263 | 0 | 82.3314 | 0.0058671 | 104.6405 | 1.4924 | 85.7985 | 44.0607 | 16.6658 | 4.7414 | 19.8491 | 0 | 0 | 0 | 0 | 0 | 57.9783
1631 | 14.3343 | 1.188 | -18.4465 | 0.0013105 | 0 | 4.4 | 0 | 0 | 1.2263 | 0 | 84.3051 | 0.0058671 | 105.9972 | 15.5561 | 71.9933 | 41.2137 | 10.6328 | 2.4179 | 17.2474 | 0 | 0 | 0 | 0 | 0 | 56.2469
1632 | 14.3343 | 1.188 | -16.8846 | 0.23655 | 0 | 4.4 | 0 | 0 | 1.2263 | 0 | 86.3323 | 0.0058671 | 108.0245 | 30.8754 | 60.0279 | 37.5264 | 5.5717 | 1.6048 | 14.9153 | 0 | 0 | 0 | 0 | 0 | 56.2469
1633 | 14.3343 | 1.188 | -15.1048 | 0.0012455 | 0 | 4.4 | 0 | 0 | 1.2263 | 0 | 89.3093 | 0.0058671 | 110.9983 | 28.5255 | 67.3667 | 34.0286 | 4.3269 | 1.852 | 26.9669 | 0 | 0 | 0 | 0 | 0 | 56.2469
1634 | 14.3343 | 1.188 | -14.2734 | 0.26488 | 0 | 4.4 | 0 | 0 | 1.2263 | 0 | 92.1061 | 0.0058671 | 113.7932 | 37.3935 | 61.8613 | 31.6958 | 3.8187 | 1.7059 | 24.3809 | 0 | 0 | 0 | 0 | 0 | 56.2469
1635 | 14.3343 | 0.8516 | -13.6452 | 0.058599 | 0 | 4.4 | 0 | 0 | 1.2263 | 0 | 88.5052 | 0.0058671 | 109.8559 | 8.6749 | 87.4772 | 30.8551 | 3.7631 | 1.707 | 22.958 | 0 | 0 | 0 | 0 | 0 | 56.2469
1636 | 14.3343 | 0.34962 | -13.6452 | 8.0405e-05 | 0 | 4.4 | 0 | 0 | 1.2263 | 0 | 80.1121 | 0.0058671 | 100.9608 | 30.4345 | 56.881 | 29.5697 | 3.9925 | 1.7803 | 22.6262 | 0 | 0 | 0 | 0 | 0 | 56.2469
1637 | 14.3343 | 0 | -14.4035 | 0.5883 | 0 | 4.4 | 0 | 0 | 1.2263 | 0 | 72.8098 | 0.0058671 | 93.314 | 27.7019 | 50.6202 | 28.5456 | 4.7527 | 4.2176 | 14.7147 | 0 | 0 | 0 | 0 | 0 | 56.2469
1638 | 14.3343 | 0 | -15.5299 | 0.00011155 | 0 | 4.4 | 0 | 0 | 1.2263 | 0 | 68.6584 | 0.0058671 | 89.1678 | 1.4924 | 72.1454 | 27.9833 | 8.783 | 5.723 | 14.9063 | 0 | 0 | 0 | 0 | 0 | 56.2469
1639 | 14.3343 | 0 | -16.654 | 0 | 0 | 4.4 | 0 | 0 | 1.2263 | 0 | 68.0112 | 0.0058671 | 88.5353 | 1.4924 | 70.3889 | 28.4948 | 21.7243 | 7.4127 | 16.682 | 0 | 0 | 0 | 0 | 0 | 56.815
1640 | 14.3343 | 0 | -16.654 | 0 | 0 | 4.4 | 0 | 0 | 1.2263 | 0 | 70.3135 | 0.0058671 | 90.8376 | 1.4924 | 72.6912 | 30.6482 | 29.5047 | 8.527 | 9.0574 | 0 | 0 | 0 | 0 | 0 | 57.3889
1641 | 14.3343 | 0 | -15.4606 | 0 | 0 | 4.4 | 0 | 0 | 1.2263 | 0 | 70.566 | 0.0058671 | 91.0902 | 1.4924 | 74.1372 | 33.3064 | 23.3608 | 12.3915 | 16.2917 | 0 | 0 | 0 | 0 | 0 | 57.9686
1642 | 14.3343 | 0 | -1.1388 | 0.22622 | 0 | 4.4 | 0 | 0 | 1.2263 | 0 | 77.0782 | 0.0058671 | 97.5975 | 14.6513 | 81.5812 | 36.9726 | 15.3239 | 12.1523 | 17.1466 | 0 | 0 | 0 | 0 | 0 | 56.2469
1643 | 14.3343 | 5.9708 | 0 | 0.40826 | 0 | 4.4 | 0 | 0 | 1.2263 | 0 | 88.4354 | 0.0058671 | 114.9256 | 27.4412 | 87.0761 | 39.8056 | 11.6369 | 11.274 | 13.4133 | 0 | 0 | 0 | 0 | 0 | 56.2469
1644 | 14.3343 | 7.2894 | 0 | 9.0695 | 0 | 4.4 | 0 | 0 | 1.2263 | 0 | 102.8687 | 0.0058671 | 130.6775 | 37.3935 | 84.2145 | 41.1228 | 10.388 | 10.8169 | 11.7396 | 0 | 0 | 0 | 0 | 0 | 56.2469
1645 | 14.3343 | 6.732 | 0 | 23.8066 | 0 | 4.4 | 0 | 0 | 1.2263 | 0 | 120.242 | 0.0058671 | 147.4579 | 37.3935 | 86.2578 | 41.6586 | 11.0629 | 10.5827 | 12.4023 | 0 | 0 | 0 | 0 | 0 | 56.2469
1646 | 14.3343 | 1.98 | 0 | 29.4749 | 0 | 4.4 | 0 | 0 | 1.2263 | 0 | 131.9202 | 0.0058671 | 154.4195 | 37.3935 | 87.5511 | 41.7731 | 11.4065 | 10.1709 | 12.3401 | 0 | 0 | 0 | 0 | 0 | 56.2469
1647 | 14.3343 | 1.6085 | 0 | 27.5061 | 0 | 4.4 | 0 | 0 | 1.2263 | 0 | 130.2711 | 0.0058671 | 152.3938 | 37.3935 | 87.4942 | 40.9254 | 12.1535 | 9.3654 | 12.0929 | 0 | 0 | 0 | 0 | 0 | 56.2469
1648 | 14.3343 | 0.35494 | -4.3038 | 0.10619 | 0 | 4.4 | 0 | 0 | 1.2263 | 0 | 118.1151 | 0.0058671 | 138.9893 | 37.1773 | 97.402 | 40.1582 | 15.7508 | 8.7283 | 11.3962 | 0 | 0 | 0 | 0 | 0 | 56.2469
1649 | 14.3343 | 0 | -15.8465 | 0.58829 | 0 | 4.4 | 0 | 0 | 1.2263 | 0 | 104.1217 | 0.0058671 | 124.641 | 4.0824 | 104.1238 | 39.8193 | 23.6047 | 8.2511 | 11.8624 | 0 | 0 | 0 | 0 | 0 | 56.2469
1650 | 14.3343 | 0 | -16.6161 | 0 | 0 | 4.4 | 0 | 0 | 1.2263 | 0 | 88.0965 | 0.0058671 | 108.6206 | 1.4924 | 90.5121 | 40.7242 | 28.9971 | 7.6256 | 12.2807 | 0 | 0 | 0 | 0 | 0 | 57.3889
1651 | 14.3343 | 0 | -17.7339 | 0 | 0 | 4.4 | 0 | 0 | 1.2263 | 0 | 74.9557 | 0.0058671 | 95.4798 | 1.4924 | 76.2536 | 42.8642 | 29.33 | 5.3258 | 13.0156 | 0 | 0 | 0 | 0 | 0 | 57.9686
1652 | 14.3343 | 0 | -16.654 | 0 | 0 | 4.4 | 0 | 0 | 1.2263 | 0 | 71.5828 | 0.0058671 | 92.1069 | 1.4924 | 73.9605 | 46.0231 | 27.4415 | 5.6962 | 12.3929 | 0 | 0 | 0 | 0 | 0 | 58.5542
1653 | 14.3343 | 0 | -8.7459 | 0 | 0 | 4.4 | 0 | 0 | 1.2263 | 0 | 68.4576 | 0.0058671 | 88.9817 | 1.4924 | 78.7435 | 45.4234 | 24.2491 | 5.8138 | 10.6279 | 0 | 0 | 0 | 0 | 0 | 59.1456
1654 | 14.3343 | 5.8452 | -3.0088 | 0 | 0 | 4.4 | 0 | 0 | 1.2263 | 0 | 64.1504 | 0.0058671 | 90.5247 | 1.4567 | 86.0592 | 42.8265 | 19.4505 | 5.5337 | 17.9494 | 0 | 0 | 0 | 0 | 0 | 59.743
1655 | 14.3343 | 0 | -3.0088 | 0.10596 | 0 | 4.4 | 0 | 0 | 1.2263 | 0 | 61.4117 | 0.0058671 | 81.926 | 7.5847 | 71.2265 | 39.7259 | 12.4094 | 2.8219 | 15.7878 | 0 | 0 | 0 | 0 | 0 | 56.2469
1656 | 14.3343 | 2.0007 | -3.0088 | 1.3436 | 0 | 4.4 | 0 | 0 | 1.2263 | 0 | 60.7222 | 0.0058671 | 83.2371 | 19.821 | 59.0638 | 36.4047 | 6.5026 | 1.8729 | 13.8737 | 0 | 0 | 0 | 0 | 0 | 56.2469
1657 | 14.3343 | 11.9042 | -7.7928 | 0.254 | 0 | 4.4 | 0 | 0 | 1.2263 | 0 | 60.7348 | 0.0058671 | 93.1484 | 16.6451 | 68.4565 | 33.3327 | 5.3097 | 2.2726 | 26.1149 | 0 | 0 | 0 | 0 | 0 | 59.1819
1658 | 14.3343 | 12.0065 | -7.7928 | 0.18692 | 0 | 4.4 | 0 | 0 | 1.2263 | 0 | 61.3266 | 0.0058671 | 93.8479 | 19.8868 | 65.9813 | 34.5023 | 4.6861 | 2.0933 | 24.2181 | 0 | 0 | 0 | 0 | 0 | 59.1819
1659 | 14.3343 | 12.2797 | -7.7928 | 0.30868 | 0 | 4.4 | 0 | 0 | 1.2263 | 0 | 61.241 | 0.0058671 | 94.0397 | 24.6954 | 61.2427 | 34.0071 | 4.6178 | 2.0947 | 22.4352 | 0 | 0 | 0 | 0 | 0 | 59.1819
1660 | 14.3343 | 12.1246 | -7.7928 | 0.17294 | 0 | 4.4 | 0 | 0 | 1.2263 | 0 | 60.3176 | 0.0058671 | 92.9565 | 25.5562 | 59.4345 | 32.8845 | 4.8993 | 2.1847 | 21.7404 | 0 | 0 | 0 | 0 | 0 | 59.1819
1661 | 14.3343 | 11.88 | -7.7928 | 0.00026452 | 0 | 4.4 | 0 | 0 | 1.2263 | 0 | 58.9684 | 0.0058671 | 91.3627 | 16.8397 | 66.7299 | 32.0847 | 5.8322 | 5.1756 | 13.9056 | 0 | 0 | 0 | 0 | 0 | 59.1819
1662 | 14.3343 | 12.1218 | -7.7928 | 0 | 0 | 4.4 | 0.774 | 0 | 1.2263 | 0 | 57.3108 | 0.0058671 | 90.7307 | 1.4924 | 81.4455 | 31.7307 | 10.7778 | 7.0229 | 13.6628 | 0 | 0 | 0 | 0 | 0 | 59.7797
1663 | 14.3343 | 11.88 | -8.2043 | 0 | 0 | 4.4 | 0.774 | 0 | 1.2263 | 0 | 55.3434 | 0.0058671 | 88.5215 | 0.99344 | 79.3238 | 33.2597 | 26.6585 | 9.0963 | 12.3337 | 0 | 0 | 0 | 0 | 0 | 60.3835
1664 | 14.3343 | 11.88 | -9.2524 | 0 | 0 | 4.4 | 0.774 | 0 | 1.2268 | 0 | 54.7971 | 0.0058671 | 87.9757 | 0.99344 | 77.7299 | 38.9927 | 36.2061 | 10.4637 | 3.0303 | 0 | 0 | 0 | 0 | 0 | 60.9935
1665 | 14.3343 | 11.88 | -9.2524 | 0 | 0 | 4.4 | 0.774 | 0 | 1.2268 | 0 | 60.1449 | 0.0058671 | 93.3344 | 0.95782 | 83.1242 | 45.2062 | 28.6667 | 15.206 | 5.43 | 0 | 0 | 0 | 0 | 0 | 61.6096
1666 | 14.3343 | 13.266 | -6.3506 | 0.1938 | 0 | 4.4 | 0.774 | 0 | 1.2263 | 0 | 73.5064 | 0.0058671 | 108.0603 | 7.3349 | 94.181 | 47.4632 | 18.8044 | 14.9124 | 7.9245 | 0 | 0 | 0 | 0 | 0 | 59.1819
1667 | 14.3343 | 11.88 | -9.2524 | 0.38875 | 0 | 4.4 | 0.774 | 0 | 1.2263 | 0 | 83.7708 | 0.0058671 | 116.9391 | 11.1388 | 96.1592 | 48.4784 | 14.2799 | 13.8346 | 9.1514 | 0 | 0 | 0 | 0 | 0 | 59.1819
1668 | 14.3343 | 11.88 | -9.2524 | 0.86854 | 0 | 4.4 | 0.774 | 0 | 1.2263 | 0 | 92.8687 | 0.0058671 | 126.0468 | 6.4718 | 109.4541 | 48.6423 | 12.7474 | 13.2738 | 10.462 | 0 | 0 | 0 | 0 | 0 | 59.1819
1669 | 14.3343 | 11.88 | -9.2524 | 0.18587 | 0 | 4.4 | 0.774 | 0 | 1.2263 | 0 | 99.826 | 0.0058671 | 132.9958 | 13.4521 | 110.1054 | 48.6992 | 13.5756 | 12.9863 | 10.7405 | 0 | 0 | 0 | 0 | 0 | 59.1819
1670 | 14.3343 | 11.88 | -9.2524 | 1.7151 | 0 | 4.4 | 0.774 | 0 | 1.2263 | 0 | 100.007 | 0.0058671 | 133.1799 | 12.1143 | 110.0981 | 48.6231 | 13.9973 | 12.481 | 10.8936 | 0 | 0 | 0 | 0 | 0 | 59.1819
1671 | 14.3343 | 11.88 | -9.2524 | 1.1379 | 0 | 4.4 | 0.774 | 0 | 1.2263 | 0 | 96.2094 | 0.0058671 | 129.3822 | 9.8026 | 109.1893 | 48.0128 | 14.914 | 11.4926 | 10.6234 | 0 | 0 | 0 | 0 | 0 | 59.1819
1672 | 14.3343 | 11.88 | -9.2524 | 0 | 0 | 4.4 | 3.073 | 0 | 1.2263 | 0 | 84.5265 | 0.0058671 | 120.0037 | 0.99344 | 109.7579 | 47.43 | 19.3282 | 10.7108 | 10.3402 | 0 | 0 | 0 | 0 | 0 | 60.2757
1673 | 14.3343 | 11.88 | -9.2524 | 0 | 0 | 4.4 | 5.373 | 0 | 1.2336 | 0 | 74.5337 | 0.0058671 | 112.329 | 0.38 | 102.6966 | 46.9601 | 28.966 | 10.1252 | 9.6799 | 0 | 0 | 0 | 0 | 0 | 62.8605
1674 | 14.3343 | 11.88 | -9.2524 | 0 | 0 | 4.4 | 5.373 | 0 | 1.2336 | 0 | 62.191 | 0.0058671 | 99.9863 | 0.032382 | 90.7015 | 47.9754 | 35.5832 | 9.3576 | 9.9176 | 0 | 0 | 0 | 0 | 0 | 63.4954
1675 | 14.3343 | 9.5249 | -9.2524 | 0 | 0 | 4.4 | 5.373 | 0 | 1.2336 | 0 | 50.8342 | 0.0058671 | 86.2744 | 0 | 77.022 | 48.9057 | 35.9917 | 6.5355 | 9.3054 | 0 | 0 | 0 | 0 | 0 | 64.1368
1676 | 14.3343 | 8.9811 | -5.9106 | 0 | 0 | 4.4 | 5.373 | 0 | 1.2336 | 0 | 47.6257 | 0.0058671 | 82.5272 | 0 | 76.6166 | 52.1677 | 33.6743 | 6.9899 | 8.3891 | 0 | 0 | 0 | 0 | 0 | 71.3402
1677 | 14.3343 | 7.0856 | -5.9106 | 0 | 0 | 4.4 | 5.373 | 0 | 1.2336 | 0 | 46.0102 | 0.0058671 | 79.0163 | 0 | 73.1057 | 51.5433 | 29.7568 | 7.1343 | 6.9927 | 0 | 0 | 0 | 0 | 0 | 71.3402
1678 | 14.3343 | 7.2647 | -5.9106 | 0 | 0.95141 | 4.4 | 5.373 | 0 | 1.2336 | 1.189 | 44.8971 | 0.0058671 | 80.2226 | 0 | 73.123 | 48.6496 | 23.8683 | 6.7906 | 13.554 | 0.90151 | 0 | 0.0499 | 0 | 0 | 73.0886
1679 | 14.3343 | 6.732 | -11.202 | 0 | 0 | 4.4 | 5.373 | 0 | 1.2336 | 0 | 43.7506 | 0.0058671 | 76.403 | 0 | 65.201 | 44.7017 | 15.228 | 3.4629 | 11.9575 | 0 | 0 | 0 | 0 | 0 | 66.7677
1680 | 14.3343 | 6.732 | -11.202 | 0 | 0 | 4.4 | 5.373 | 0 | 1.2336 | 0 | 42.6273 | 0.0058671 | 75.2797 | 0 | 64.0777 | 40.0676 | 7.9796 | 2.2984 | 11.1174 | 0 | 0 | 0 | 0 | 0 | 67.4421
1681 | 14.3343 | 6.732 | -11.202 | 0 | 0 | 4.4 | 5.373 | 0 | 1.2336 | 0 | 42.1436 | 0.0058671 | 74.796 | 0 | 63.5939 | 35.9043 | 5.895 | 2.5232 | 23.7477 | 0 | 0 | 0 | 0 | 0 | 68.1234
1682 | 14.3343 | 6.732 | -11.202 | 0 | 0 | 4.4 | 5.373 | 0 | 1.2336 | 0 | 42.0523 | 0.0058671 | 74.7047 | 0 | 63.5027 | 35.588 | 5.2026 | 2.3241 | 22.2192 | 0 | 0 | 0 | 0 | 0 | 68.8115
1683 | 14.3343 | 6.732 | -10.7796 | 0 | 0 | 4.4 | 5.373 | 0 | 1.2336 | 0 | 41.8244 | 0.0058671 | 74.4768 | 0 | 63.6972 | 35.0243 | 5.1268 | 2.3256 | 20.8959 | 0 | 0 | 0 | 0 | 0 | 69.5066
1684 | 14.3343 | 6.732 | -10.2407 | 0 | 0 | 4.4 | 5.373 | 0 | 1.2336 | 0 | 41.2812 | 0.0058671 | 73.9336 | 0 | 63.693 | 34.0227 | 5.4394 | 2.4255 | 20.4103 | 0 | 0 | 0 | 0 | 0 | 70.2086
1685 | 14.3343 | 7.6655 | -8.7484 | 0 | 0 | 4.4 | 5.373 | 0 | 1.2336 | 0 | 40.6517 | 0.0058671 | 74.2375 | 0 | 65.4891 | 33.2921 | 6.4751 | 5.7461 | 13.9234 | 0 | 0 | 0 | 0 | 0 | 70.9178
1686 | 14.3343 | 8.0425 | -7.5755 | 0 | 0 | 4.4 | 5.373 | 0 | 1.2336 | 0 | 40.5508 | 0.0058671 | 74.5137 | 0 | 66.9382 | 32.8768 | 11.9659 | 7.7971 | 13.7756 | 0 | 0 | 0 | 0 | 0 | 71.6342
1687 | 14.3343 | 6.732 | -7.6344 | 0 | 0 | 4.4 | 5.373 | 0 | 1.2336 | 0 | 40.5044 | 0.0058671 | 73.1568 | 0 | 65.5224 | 34.5562 | 29.5971 | 10.099 | 12.0944 | 0 | 0 | 0 | 0 | 0 | 72.3577
1688 | 14.3343 | 4.5549 | -8.027 | 0 | 0.78548 | 4.4 | 5.373 | 0 | 1.2336 | 24.1218 | 41.7341 | 0.0058671 | 97.1167 | 0 | 64.9679 | 40.041 | 40.1972 | 11.6171 | 1.9139 | 0.73558 | 0 | 0.0499 | 0 | 0 | 73.0886
1689 | 14.3343 | 6.8353 | -7.6876 | 0 | 6.475 | 4.4 | 5.373 | 0 | 1.2336 | 18.4732 | 48.3766 | 0.0058671 | 106.0804 | 0 | 79.9196 | 46.2948 | 31.8267 | 16.8822 | 2.909 | 6.4251 | 0 | 0.0499 | 0 | 0 | 73.2703
1690 | 14.3343 | 7.6804 | -4.0297 | 0 | 0.0499 | 4.4 | 5.373 | 0 | 1.2336 | 0 | 61.5773 | 0.0058671 | 95.228 | 0 | 91.1983 | 48.5845 | 20.8772 | 16.5562 | 4.7001 | 0 | 0 | 0.0499 | 0 | 0 | 72.509
1691 | 14.3343 | 6.732 | -13.762 | 0.11089 | 0 | 4.4 | 5.373 | 0 | 1.2336 | 0 | 71.2698 | 0.0058671 | 103.9171 | 0.95782 | 89.0864 | 49.6507 | 15.854 | 15.3597 | 6.9215 | 0 | 0 | 0 | 0 | 0 | 62.1224
1692 | 14.3343 | 6.732 | -12.4518 | 0 | 0 | 4.4 | 5.373 | 0 | 1.2336 | 0 | 78.9158 | 0.0058671 | 111.5631 | 0.38 | 98.7314 | 49.6888 | 14.1526 | 14.737 | 8.8043 | 0 | 0 | 0 | 0 | 0 | 62.7499
1693 | 14.3343 | 6.732 | -10.9554 | 0 | 0 | 4.4 | 5.373 | 0 | 1.2336 | 0 | 79.8069 | 0.0058671 | 112.4542 | 0.032382 | 101.4664 | 49.6987 | 15.072 | 14.4178 | 9.8292 | 0 | 0 | 0 | 0 | 0 | 63.3838
1694 | 14.3343 | 6.732 | -7.3893 | 0 | 0 | 4.4 | 5.373 | 0 | 1.2336 | 0 | 79.2302 | 0.0058671 | 111.8775 | 0 | 104.4882 | 49.3293 | 15.5403 | 13.8569 | 10.2068 | 0 | 0 | 0 | 0 | 0 | 64.024
1695 | 14.3343 | 6.732 | -7.1642 | 0 | 0 | 4.4 | 5.373 | 0 | 1.2336 | 0 | 81.9845 | 0.0058671 | 114.6318 | 0 | 107.4676 | 48.3112 | 16.558 | 12.7594 | 10.1165 | 0 | 0 | 0 | 0 | 0 | 64.6707
1696 | 14.3343 | 6.732 | -6.7337 | 0 | 0 | 4.4 | 5.373 | 0 | 1.2336 | 0 | 81.5718 | 0.0058671 | 114.2191 | 0 | 107.4854 | 47.418 | 21.4588 | 11.8915 | 10.3449 | 0 | 0 | 0 | 0 | 0 | 65.3239
1697 | 14.3343 | 6.732 | -6.7337 | 0 | 0 | 4.4 | 5.373 | 0 | 1.2336 | 0 | 82.8977 | 0.0058671 | 115.5501 | 0 | 108.8164 | 46.6877 | 32.1591 | 11.2413 | 10.4349 | 0 | 0 | 0 | 0 | 0 | 65.9838
1698 | 14.3343 | 0 | -15.7239 | 0 | 0 | 4.4 | 5.373 | 0 | 1.2336 | 0 | 79.6219 | 0.0058671 | 105.5423 | 0 | 89.8184 | 47.7178 | 39.5057 | 10.3891 | 10.3848 | 0 | 0 | 0 | 0 | 0 | 66.6503
1699 | 14.3343 | 0 | -16.6697 | 0 | 0 | 4.4 | 5.373 | 0 | 1.2336 | 0 | 76.1688 | 0.0058671 | 102.0892 | 0 | 85.4195 | 48.9984 | 39.9592 | 7.2559 | 9.7876 | 0 | 0 | 0 | 0 | 0 | 67.3235
1700 | 14.3343 | 0 | -16.2329 | 0 | 0 | 4.4 | 5.373 | 0 | 1.2336 | 0 | 77.4758 | 0.0058671 | 103.3962 | 0 | 87.1633 | 52.6097 | 37.3863 | 7.7605 | 8.5779 | 0 | 0 | 0 | 0 | 0 | 68.0036
1701 | 14.3343 | 0 | -16.654 | 0 | 0 | 4.4 | 5.373 | 0 | 1.2336 | 0 | 79.5815 | 0.0058671 | 105.5019 | 0 | 88.8479 | 52.2085 | 33.037 | 7.9207 | 7.3195 | 0 | 0 | 0 | 0 | 0 | 68.6905
1702 | 14.3343 | 0 | -16.654 | 0 | 0.0998 | 4.4 | 5.373 | 0 | 1.2336 | 0 | 81.9319 | 0.0058671 | 107.952 | 0 | 91.298 | 49.2121 | 26.4994 | 7.5391 | 14.3131 | 0.0998 | 0 | 0 | 0 | 0 | 69.3843
1703 | 14.3343 | 0 | -21.4553 | 2.9888 | 0 | 4.4 | 5.373 | 0 | 1.2268 | 0 | 84.7159 | 0.0058671 | 110.6209 | 0.99344 | 85.1833 | 45.1841 | 16.9066 | 3.8446 | 12.5368 | 0 | 0 | 0 | 0 | 0 | 61.2798
1704 | 14.3343 | 0 | -21.4553 | 1.3867 | 0 | 4.4 | 5.373 | 0 | 1.2268 | 0 | 87.5369 | 0.0058671 | 113.4435 | 0.99344 | 89.608 | 40.6833 | 8.8592 | 2.5517 | 10.7962 | 0 | 0 | 0 | 0 | 0 | 61.2798
1705 | 14.3343 | 0 | -21.4553 | 2.102 | 0 | 4.4 | 5.373 | 0 | 1.2268 | 0 | 91.61 | 0.0058671 | 117.5111 | 0.99344 | 92.9603 | 36.5602 | 5.578 | 2.3875 | 22.919 | 0 | 0 | 0 | 0 | 0 | 61.2798
1706 | 14.3343 | 0 | -21.0179 | 3.2325 | 0 | 4.4 | 5.373 | 0 | 1.2268 | 0 | 95.2549 | 0.0058671 | 121.1634 | 0.99344 | 95.9196 | 35.8912 | 4.9229 | 2.1991 | 21.9358 | 0 | 0 | 0 | 0 | 0 | 61.2798
1707 | 14.3343 | 0 | -20.287 | 0 | 0 | 4.4 | 5.373 | 0 | 1.2336 | 0 | 93.4127 | 0.0058671 | 119.328 | 0.95782 | 98.0831 | 35.3311 | 4.8512 | 2.2005 | 20.9749 | 0 | 0 | 0 | 0 | 0 | 61.8987
1708 | 14.3343 | 0 | -19.9958 | 0 | 0 | 4.4 | 5.373 | 0 | 1.2336 | 0 | 89.002 | 0.0058671 | 114.9172 | 0.38 | 94.5414 | 34.2009 | 5.1469 | 2.2951 | 20.7799 | 0 | 0 | 0 | 0 | 0 | 62.524
1709 | 14.3343 | 0 | -19.9958 | 0 | 0 | 4.4 | 5.373 | 0 | 1.2336 | 0 | 83.7163 | 0.0058671 | 109.6316 | 0.032382 | 89.6034 | 33.3527 | 6.127 | 5.4371 | 14.2193 | 0 | 0 | 0 | 0 | 0 | 62.9304
1710 | 14.3343 | 0 | -19.1181 | 0 | 0 | 4.4 | 5.373 | 0 | 1.2336 | 0 | 79.8207 | 0.0058671 | 105.736 | 0.032382 | 86.5855 | 32.873 | 11.3225 | 7.3778 | 14.5511 | 0 | 0 | 0 | 0 | 0 | 63.7935
1711 | 14.3343 | 0 | -19.9958 | 0 | 0 | 4.4 | 5.373 | 0 | 1.2336 | 0 | 76.9546 | 0.0058671 | 102.8698 | 0 | 82.874 | 34.5324 | 28.0057 | 9.556 | 15.0488 | 0 | 0 | 0 | 0 | 0 | 64.4379
1712 | 14.3343 | 0 | -19.9958 | 0 | 0 | 4.4 | 5.373 | 0 | 1.2336 | 0 | 75.3345 | 0.0058671 | 101.2498 | 0 | 81.254 | 40.1638 | 38.0358 | 10.9925 | 8.3802 | 0 | 0 | 0 | 0 | 0 | 65.0888
1713 | 14.3343 | 0 | -16.654 | 0 | 0 | 4.4 | 5.373 | 0 | 1.2336 | 0 | 75.5218 | 0.0058671 | 101.4377 | 0 | 84.7837 | 46.4937 | 30.1154 | 15.9744 | 14.1313 | 0 | 0 | 0 | 0 | 0 | 65.7462
1714 | 14.3343 | 0.40494 | -16.654 | 0 | 0 | 4.4 | 5.373 | 0 | 1.2336 | 0 | 78.195 | 0.0058671 | 104.5204 | 0 | 87.8664 | 48.8035 | 19.7547 | 15.666 | 15.5481 | 0 | 0 | 0 | 0 | 0 | 66.4103
1715 | 14.3343 | 0.30514 | -16.654 | 0 | 0 | 4.4 | 5.373 | 0 | 1.2336 | 0 | 81.0755 | 0.0058671 | 107.301 | 0 | 90.647 | 49.9108 | 15.0016 | 14.5338 | 12.5012 | 0 | 0 | 0 | 0 | 0 | 67.0811
1716 | 14.3343 | 0 | -16.654 | 0 | 0 | 4.4 | 5.373 | 0 | 1.2336 | 0 | 86.2583 | 0.0058671 | 112.1787 | 0 | 95.5247 | 49.9421 | 13.3917 | 13.9446 | 11.3302 | 0 | 0 | 0 | 0 | 0 | 67.7587
1717 | 14.3343 | 0 | -16.3809 | 0 | 0 | 4.4 | 5.373 | 0 | 1.2336 | 0 | 90.5611 | 0.0058671 | 116.4815 | 0 | 100.1006 | 49.8105 | 14.2616 | 13.6426 | 11.1724 | 0 | 0 | 0 | 0 | 0 | 68.4431
1718 | 14.3343 | 0 | -16.4769 | 0 | 0 | 4.4 | 5.373 | 0 | 1.2336 | 0 | 93.0697 | 0.0058671 | 118.99 | 0 | 102.5131 | 49.4732 | 14.7047 | 13.1118 | 10.7943 | 0 | 0 | 0 | 0 | 0 | 69.1345
1719 | 14.3343 | 0 | -16.3568 | 0 | 0 | 4.4 | 5.373 | 0 | 1.2336 | 0 | 92.9454 | 0.0058671 | 118.8658 | 0 | 102.509 | 48.586 | 15.6677 | 12.0734 | 9.8184 | 0 | 0 | 0 | 0 | 0 | 69.8328
1720 | 14.3343 | 0 | -16.2864 | 0 | 0 | 4.4 | 5.373 | 0 | 1.2336 | 0 | 86.1848 | 0.0058671 | 112.1052 | 0 | 95.8187 | 47.7867 | 20.305 | 11.2521 | 9.5816 | 0 | 0 | 0 | 0 | 0 | 70.5382
1721 | 14.3343 | 0 | -16.4436 | 0 | 0 | 4.4 | 5.373 | 0 | 1.2336 | 0 | 79.1594 | 0.0058671 | 105.0798 | 0 | 88.6361 | 47.1928 | 30.4299 | 10.6369 | 10.1632 | 0 | 0 | 0 | 0 | 0 | 71.2507
1722 | 14.3343 | 0.67741 | -16.654 | 0 | 0.0499 | 4.4 | 5.373 | 0 | 1.2336 | 0 | 67.8561 | 0.0058671 | 94.5038 | 0 | 77.8498 | 48.1862 | 37.3815 | 9.8305 | 11.0184 | 0 | 0 | 0.0499 | 0 | 0 | 74.0439
1723 | 14.3343 | 2.2567 | -16.654 | 0 | 5.7441 | 4.4 | 5.373 | 0 | 1.2336 | 6.6978 | 55.7222 | 0.0058671 | 96.3412 | 0 | 72.9894 | 49.4912 | 37.8107 | 6.8658 | 12.5516 | 5.6942 | 0 | 0.0499 | 0 | 0 | 74.9227
1724 | 14.3343 | 3.168 | -16.654 | 0 | 3.9144 | 4.4 | 5.373 | 0 | 1.2336 | 14.1603 | 51.0661 | 0.0058671 | 98.2291 | 0 | 67.4148 | 52.8961 | 35.3761 | 7.3432 | 11.8076 | 3.8645 | 0 | 0.0499 | 0 | 0 | 74.9227
1725 | 14.3343 | 3.654 | -16.654 | 0 | 3.6614 | 4.4 | 5.373 | 0 | 1.2336 | 11.2929 | 50.173 | 0.0058671 | 94.7017 | 0 | 66.7547 | 52.4025 | 31.2606 | 7.4948 | 10.3392 | 3.6115 | 0 | 0.0499 | 0 | 0 | 74.9227
1726 | 14.3343 | 4.554 | -16.654 | 0 | 2.9575 | 4.4 | 5.373 | 0 | 1.2336 | 25.382 | 50.753 | 0.0058671 | 109.5668 | 0 | 67.5308 | 49.3222 | 25.0745 | 7.1337 | 16.9269 | 2.9076 | 0 | 0.0499 | 0 | 0 | 74.9227
1727 | 14.3343 | 4.554 | -16.654 | 0 | 3.4567 | 4.4 | 5.373 | 0 | 1.2336 | 9.6906 | 53.2963 | 0.0058671 | 96.918 | 0 | 70.5734 | 45.4005 | 15.9976 | 3.6379 | 14.7466 | 3.4068 | 0 | 0.0499 | 0 | 0 | 74.9227
1728 | 14.3343 | 0 | -18.513 | 0 | 0 | 4.4 | 5.373 | 0 | 1.2336 | 0 | 57.5631 | 0.0058671 | 83.4784 | 0.032382 | 64.9329 | 40.8233 | 8.3829 | 2.4145 | 13.0467 | 0 | 0 | 0 | 0 | 0 | 63.7431
1729 | 14.3343 | 0 | -19.9525 | 0 | 0 | 4.4 | 5.373 | 0 | 1.2336 | 0 | 62.888 | 0.0058671 | 88.8033 | 0.032382 | 68.8184 | 36.7134 | 5.3446 | 2.2876 | 25.4197 | 0 | 0 | 0 | 0 | 0 | 62.9304
1730 | 14.3343 | 0 | -19.4178 | 0 | 0 | 4.4 | 5.373 | 0 | 1.2336 | 0 | 68.1148 | 0.0058671 | 94.0301 | 0.032382 | 74.5799 | 36.6799 | 4.7169 | 2.1071 | 23.769 | 0 | 0 | 0 | 0 | 0 | 62.9304
1731 | 14.3343 | 0 | -19.4314 | 0 | 0 | 4.4 | 5.373 | 0 | 1.2336 | 0 | 70.5086 | 0.0058671 | 96.4239 | 0.032382 | 76.9601 | 35.9571 | 4.6481 | 2.1084 | 22.5411 | 0 | 0 | 0 | 0 | 0 | 62.9304
1732 | 14.3343 | 0 | -19.6337 | 0 | 0 | 4.4 | 5.373 | 0 | 1.2336 | 0 | 71.4701 | 0.0058671 | 97.3853 | 0.032382 | 77.7192 | 34.8559 | 4.9315 | 2.199 | 22.287 | 0 | 0 | 0 | 0 | 0 | 62.9304
1733 | 14.3343 | 0 | -19.6633 | 0 | 0 | 4.4 | 5.373 | 0 | 1.2336 | 0 | 72.2825 | 0.0058671 | 98.1977 | 0.032382 | 78.5021 | 33.952 | 5.8706 | 5.2096 | 14.9168 | 0 | 0 | 0 | 0 | 0 | 62.9304
1734 | 14.3343 | 0 | -18.6031 | 0 | 0 | 4.4 | 5.373 | 0 | 1.2336 | 0 | 72.9589 | 0.0058671 | 98.8742 | 0.032382 | 80.2387 | 33.4713 | 10.8487 | 7.0691 | 14.7429 | 0 | 0 | 0 | 0 | 0 | 63.566
1735 | 14.3343 | 0 | -18.7114 | 0 | 0 | 4.4 | 5.373 | 0 | 1.2336 | 0 | 74.5078 | 0.0058671 | 100.4231 | 0 | 81.7117 | 35.0383 | 26.8337 | 9.1561 | 14.8302 | 0 | 0 | 0 | 0 | 0 | 64.2081
1736 | 14.3343 | 0 | -19.0628 | 0 | 0 | 4.4 | 5.373 | 0 | 1.2336 | 0 | 76.8566 | 0.0058671 | 102.7719 | 0 | 83.7091 | 40.5109 | 36.444 | 10.5325 | 8.0419 | 0 | 0 | 0 | 0 | 0 | 64.8567
1737 | 14.3343 | 0 | -19.8865 | 0 | 0 | 4.4 | 5.373 | 0 | 1.2336 | 0 | 82.9186 | 0.0058671 | 108.8339 | 0 | 88.9474 | 46.9618 | 28.8551 | 15.3059 | 13.6837 | 0 | 0 | 0 | 0 | 0 | 65.5118
1738 | 14.3343 | 0 | -15.9085 | 0 | 0 | 4.4 | 5.373 | 0 | 1.2336 | 0 | 92.9774 | 0.0058671 | 118.8927 | 0.032382 | 102.9518 | 49.4845 | 18.928 | 15.0104 | 14.7193 | 0 | 0 | 0 | 0 | 0 | 62.9304
1739 | 14.3343 | 0 | -13.2601 | 12.8228 | 0 | 4.4 | 5.373 | 0 | 1.2336 | 0 | 101.2302 | 0.0058671 | 127.1454 | 0.38 | 100.6825 | 50.5927 | 14.3738 | 13.9255 | 11.2353 | 0 | 0 | 0 | 0 | 0 | 62.6843
1740 | 14.3343 | 0.39979 | -13.2601 | 0.91371 | 0 | 4.4 | 5.373 | 0 | 1.2336 | 0 | 107.2503 | 0.0058671 | 133.5653 | 0.38 | 119.0115 | 50.6063 | 12.8312 | 13.361 | 9.6761 | 0 | 0 | 0 | 0 | 0 | 62.6843
1741 | 14.3343 | 1.6321 | -13.2601 | 1.0981 | 0 | 4.4 | 5.373 | 0 | 1.2336 | 0 | 106.2555 | 0.0058671 | 133.8029 | 0.38 | 119.0647 | 50.3089 | 13.6648 | 13.0717 | 10.1589 | 0 | 0 | 0 | 0 | 0 | 62.6843
1742 | 14.3343 | 3.9858 | -13.2601 | 2.0098 | 0 | 4.4 | 5.373 | 0 | 1.2336 | 0 | 104.7327 | 0.0058671 | 134.6338 | 0.38 | 118.9839 | 49.8102 | 14.0893 | 12.5631 | 10.6366 | 0 | 0 | 0 | 0 | 0 | 62.6843
1743 | 14.3343 | 6.732 | -13.2601 | 5.6506 | 0 | 4.4 | 5.373 | 0 | 1.2336 | 0 | 103.749 | 0.0058671 | 136.3962 | 0.38 | 117.1055 | 48.6243 | 15.012 | 11.5681 | 9.8705 | 0 | 0 | 0 | 0 | 0 | 62.6843
1744 | 14.3343 | 6.732 | -13.2601 | 0.77049 | 0 | 4.4 | 5.373 | 0 | 1.2336 | 0 | 99.1229 | 0.0058671 | 131.7701 | 0.38 | 117.3595 | 47.7569 | 19.4553 | 10.7812 | 9.4079 | 0 | 0 | 0 | 0 | 0 | 62.6843
1745 | 14.3343 | 6.732 | -11.535 | 0 | 0 | 4.4 | 5.373 | 0 | 1.2336 | 0 | 93.6111 | 0.0058671 | 126.2584 | 0.032382 | 114.691 | 47.1505 | 29.1564 | 10.1917 | 10.1156 | 0 | 0 | 0 | 0 | 0 | 62.9304
1746 | 14.3343 | 2.5324 | -11.535 | 0 | 0 | 4.4 | 5.373 | 0 | 1.2336 | 0 | 83.8539 | 0.0058671 | 112.3067 | 0 | 100.7717 | 48.2648 | 35.8171 | 9.4191 | 11.3547 | 0 | 0 | 0 | 0 | 0 | 67.2531
1747 | 14.3343 | 0 | -19.1923 | 0 | 0 | 4.4 | 5.373 | 0 | 1.2336 | 0 | 72.2402 | 0.0058671 | 98.1606 | 0 | 78.9683 | 49.8732 | 36.2283 | 6.5784 | 12.1892 | 0 | 0 | 0 | 0 | 0 | 72.7284
1748 | 14.3343 | 0 | -17.9206 | 0 | 0.87153 | 4.4 | 5.373 | 5.3217 | 1.2336 | 0.043221 | 66.4389 | 0.0058671 | 93.274 | 0 | 75.3102 | 52.6489 | 33.8956 | 7.0359 | 11.8609 | 0.77173 | 0 | 0.0998 | 0 | 0 | 74.9999
1749 | 14.3343 | 0 | -16.5772 | 0 | 1e-09 | 4.4 | 5.373 | 4.1251 | 1.2336 | 0 | 62.3622 | 0.0058671 | 88.2826 | 0 | 71.7054 | 51.0557 | 29.9524 | 7.1812 | 10.1094 | 1e-09 | 0 | 0 | 0 | 0 | 74.9999
1750 | 14.3343 | 0 | -16.7314 | 0 | 0.60343 | 4.4 | 5.373 | 6.7845 | 1.2336 | 1.5448 | 58.7478 | 0.0058671 | 86.8164 | 0 | 68.5402 | 47.6846 | 24.0252 | 6.8352 | 16.997 | 0.45373 | 0 | 0.1497 | 0 | 0 | 74.9999
1751 | 14.3343 | 0 | -15.6578 | 0 | 0 | 4.4 | 5.373 | 0 | 1.2336 | 0 | 55.9223 | 0.0058671 | 81.8427 | 0 | 66.1849 | 43.9859 | 15.3281 | 3.4856 | 14.7688 | 0 | 0 | 0 | 0 | 0 | 71.7047
1752 | 14.3343 | 0 | -16.8312 | 0 | 0 | 4.4 | 5.373 | 0 | 1.2336 | 0 | 53.6243 | 0.0058671 | 79.5446 | 0 | 62.7134 | 40.3321 | 8.032 | 2.3135 | 13.1184 | 0 | 0 | 0 | 0 | 0 | 71.4334
1753 | 14.3343 | 0 | -13.8843 | 0 | 0 | 4.4 | 5.373 | 0 | 1.2336 | 0 | 52.1362 | 0.0058671 | 78.0566 | 0 | 64.1723 | 36.8416 | 4.8703 | 2.0846 | 26.4086 | 0 | 0 | 0 | 0 | 0 | 74.709
1754 | 14.3343 | 0 | -15.5724 | 0 | 0 | 4.4 | 5.373 | 0 | 1.2336 | 0 | 51.1163 | 0.0058671 | 77.0367 | 0 | 61.4643 | 35.6693 | 4.2983 | 1.9201 | 24.5617 | 0 | 0 | 0 | 0 | 0 | 72.8837
1755 | 14.3343 | 0 | -15.5772 | 0 | 0 | 4.4 | 5.373 | 0 | 1.2336 | 0 | 49.5887 | 0.0058671 | 75.5091 | 0 | 59.9319 | 35.0774 | 4.2356 | 1.9213 | 23.1168 | 0 | 0 | 0 | 0 | 0 | 73.6199
1756 | 14.3343 | 0 | -13.8325 | 0 | 0 | 4.4 | 5.373 | 0 | 1.2336 | 0 | 47.0211 | 0.0058671 | 72.9415 | 0 | 59.1091 | 33.8897 | 4.4938 | 2.0038 | 22.6092 | 0 | 0 | 0 | 0 | 0 | 74.3636
1757 | 14.3343 | 0 | -13.2798 | 0 | 0 | 4.4 | 5.373 | 0 | 1.2336 | 0 | 44.4273 | 0.0058671 | 70.3477 | 0 | 57.0679 | 32.9522 | 5.3496 | 4.7472 | 15.3324 | 0 | 0 | 0 | 0 | 0 | 74.2497
1758 | 14.3343 | 0 | -8.5031 | 0 | 5e-09 | 4.4 | 5.373 | 0.50526 | 1.2336 | 0 | 42.6543 | 0.0058671 | 68.5747 | 0 | 60.0716 | 32.6709 | 9.8859 | 6.4417 | 15.1882 | 5e-09 | 0 | 0 | 0 | 0 | 74.9997
1759 | 14.3343 | 0 | -14.2244 | 0 | 6.3457e-05 | 4.4 | 5.373 | 6.8375 | 1.2336 | 21.8925 | 41.1771 | 0.0058671 | 88.9901 | 0 | 52.8732 | 34.4234 | 24.4522 | 8.3435 | 15.2148 | 6.3457e-05 | 0 | 0 | 0 | 0 | 74.9999
1760 | 14.3343 | 0 | -16.493 | 0 | 8.9221 | 4.4 | 5.373 | 5.7854 | 1.2336 | 27.5233 | 40.154 | 0.0058671 | 102.5198 | 0 | 58.5034 | 40.5062 | 33.2096 | 9.5977 | 8.0933 | 8.8722 | 0 | 0.0499 | 0 | 0 | 74.9999
1761 | 14.3343 | 0 | -15.8727 | 0 | 27.3205 | 4.4 | 5.373 | 4.5547 | 1.2336 | 18.4732 | 41.958 | 0.0058671 | 113.672 | 0 | 79.3261 | 47.8729 | 26.2942 | 13.9475 | 13.7592 | 27.1708 | 0 | 0.1497 | 0 | 0 | 74.9999
1762 | 14.3343 | 7.4084 | -8.5619 | 0 | 8.8201 | 4.4 | 5.373 | 3.9679 | 1.2336 | 11.3431 | 47.6789 | 0.0058671 | 101.1708 | 0 | 81.2659 | 50.4583 | 17.2481 | 13.6782 | 14.7119 | 8.7702 | 0 | 0.0499 | 0 | 0 | 74.9999
1763 | 14.3343 | 8.0731 | -9.1305 | 0 | 1.9545 | 4.4 | 5.373 | 1.6062 | 1.2336 | 9.2755 | 51.0847 | 0.0058671 | 96.3082 | 0 | 77.9023 | 51.244 | 13.0981 | 12.6897 | 11.273 | 1.9046 | 0 | 0.0499 | 0 | 0 | 74.9999
1764 | 14.3343 | 9.5375 | -8.8181 | 0 | 0 | 4.4 | 5.373 | 0 | 1.2336 | 0 | 57.9157 | 0.0058671 | 93.3736 | 0 | 84.5555 | 50.292 | 11.6924 | 12.1752 | 9.9655 | 0 | 0 | 0 | 0 | 0 | 73.2375
1765 | 14.3343 | 9.6525 | -11.535 | 0 | 0 | 4.4 | 5.373 | 0 | 1.2336 | 0 | 67.3908 | 0.0058671 | 102.9637 | 0 | 91.4287 | 49.7702 | 12.452 | 11.9116 | 10.4321 | 0 | 0 | 0 | 0 | 0 | 69.2056
1766 | 14.3343 | 9.6525 | -11.535 | 0 | 0 | 4.4 | 5.373 | 0 | 1.2336 | 0 | 77.3869 | 0.0058671 | 112.9598 | 0 | 101.4248 | 49.0378 | 12.8389 | 11.4481 | 11.1142 | 0 | 0 | 0 | 0 | 0 | 69.9047
1767 | 14.3343 | 9.6525 | -11.535 | 0 | 0 | 4.4 | 5.373 | 0 | 1.2336 | 0 | 80.2181 | 0.0058671 | 115.791 | 0 | 104.256 | 48.0259 | 13.6797 | 10.5414 | 10.4485 | 0 | 0 | 0 | 0 | 0 | 70.6108
1768 | 14.3343 | 9.6525 | -11.535 | 0 | 0 | 4.4 | 5.373 | 0 | 1.2336 | 0 | 76.3765 | 0.0058671 | 111.9494 | 0 | 100.4144 | 47.0348 | 17.7286 | 9.8244 | 9.8195 | 0 | 0 | 0 | 0 | 0 | 71.324
1769 | 14.3343 | 9.6525 | -11.535 | 0 | 0 | 4.4 | 5.373 | 0 | 1.2336 | 0 | 73.7897 | 0.0058671 | 109.3626 | 0 | 97.8276 | 46.3796 | 26.5688 | 9.2872 | 10.2449 | 0 | 0 | 0 | 0 | 0 | 72.0445
1770 | 14.3343 | 9.6525 | -11.535 | 0 | 0 | 4.4 | 5.373 | 0 | 1.2336 | 0 | 68.1271 | 0.0058671 | 103.7 | 0 | 92.165 | 47.5562 | 32.6383 | 8.5831 | 11.2801 | 0 | 0 | 0 | 0 | 0 | 72.7722
1771 | 14.3343 | 2.1678 | -12.528 | 0 | 0 | 4.4 | 5.373 | 0 | 1.2336 | 0 | 63.6599 | 0.0058671 | 91.7481 | 0 | 79.2201 | 49.1672 | 33.013 | 5.9946 | 12.5056 | 0 | 0 | 0 | 0 | 0 | 73.5073
1772 | 14.3343 | 1.8779 | -18.4465 | 0 | 2.6e-08 | 4.4 | 5.373 | 4.2149 | 1.2336 | 0 | 65.6976 | 0.0058671 | 93.4959 | 0 | 75.0494 | 52.2429 | 30.8874 | 6.4114 | 12.2907 | 2.6e-08 | 0 | 0 | 0 | 0 | 74.9998
1773 | 14.3343 | 4.3256 | -11.535 | 0 | 1.3e-08 | 4.4 | 5.373 | 3.9991 | 1.2336 | 0 | 65.3474 | 0.0058671 | 95.5934 | 0 | 84.0584 | 51.607 | 27.2941 | 6.5439 | 10.8374 | 1.3e-08 | 0 | 0 | 0 | 0 | 74.9998
1774 | 14.3343 | 9.6525 | -11.535 | 0 | 0.60289 | 4.4 | 5.373 | 4.665 | 1.2336 | 2.3103 | 63.0698 | 0.0058671 | 101.5559 | 0 | 87.7106 | 48.4069 | 21.8929 | 6.2286 | 17.676 | 0.55299 | 0 | 0.0499 | 0 | 0 | 74.9999
1775 | 14.3343 | 2.062 | -12.305 | 0 | 0 | 4.4 | 5.373 | 0 | 1.2336 | 0 | 61.6582 | 0.0058671 | 89.6405 | 0 | 77.3355 | 44.2846 | 13.9677 | 3.1763 | 15.4254 | 0 | 0 | 0 | 0 | 0 | 66.5425
1776 | 14.3343 | 0 | -16.3507 | 5.4261 | 0 | 4.4 | 5.373 | 0 | 1.2336 | 0 | 60.9647 | 0.0058671 | 86.88 | 0.38 | 64.7232 | 40.2001 | 7.3192 | 2.1081 | 13.7694 | 0 | 0 | 0 | 0 | 0 | 62.7499
1777 | 14.3343 | 0 | -16.5458 | 0 | 0 | 4.4 | 5.373 | 0 | 1.2336 | 0 | 60.8538 | 0.0058671 | 86.7691 | 0.099404 | 70.1239 | 36.6658 | 4.2322 | 1.8114 | 27.222 | 0 | 0 | 0 | 0 | 0 | 62.9304
1778 | 14.3343 | 0 | -17.2161 | 3.4026 | 0 | 4.4 | 5.373 | 0 | 1.2336 | 0 | 61.8021 | 0.0058671 | 87.7174 | 0.38 | 66.7187 | 36.6645 | 3.7351 | 1.6685 | 24.6973 | 0 | 0 | 0 | 0 | 0 | 62.7499
1779 | 14.3343 | 0 | -17.2161 | 1.7628 | 0 | 4.4 | 5.373 | 0 | 1.2336 | 0 | 63.1438 | 0.0058671 | 89.0591 | 0.38 | 69.7002 | 35.3487 | 3.6807 | 1.6696 | 23.1875 | 0 | 0 | 0 | 0 | 0 | 62.7499
1780 | 14.3343 | 0 | -17.2161 | 3.14 | 0 | 4.4 | 5.373 | 0 | 1.2336 | 0 | 65.5204 | 0.0058671 | 91.4356 | 0.38 | 70.6996 | 33.6896 | 3.9051 | 1.7413 | 22.8601 | 0 | 0 | 0 | 0 | 0 | 62.7499
1781 | 14.3343 | 0 | -17.2161 | 1.7116 | 0 | 4.4 | 5.373 | 0 | 1.2336 | 0 | 67.8716 | 0.0058671 | 93.7869 | 0.38 | 74.4793 | 32.4571 | 4.6487 | 4.1253 | 15.5278 | 0 | 0 | 0 | 0 | 0 | 62.7499
1782 | 14.3343 | 0 | -16.6674 | 0.60051 | 0 | 4.4 | 5.373 | 0 | 1.2336 | 0 | 70.862 | 0.0058671 | 96.7773 | 0.38 | 79.1293 | 31.7969 | 8.5906 | 5.5977 | 15.8475 | 0 | 0 | 0 | 0 | 0 | 62.7499
1783 | 14.3343 | 6.732 | -12.7517 | 1.8409 | 0 | 4.4 | 5.373 | 0 | 1.2336 | 0 | 74.4569 | 0.0058671 | 107.1042 | 0.38 | 92.1316 | 31.9527 | 21.2486 | 7.2503 | 17.8649 | 0 | 0 | 0 | 0 | 0 | 62.7499
1784 | 14.3343 | 6.732 | -12.7517 | 0.75201 | 0 | 4.4 | 5.373 | 0 | 1.2336 | 0 | 77.9641 | 0.0058671 | 110.6114 | 0.38 | 96.7277 | 33.1798 | 28.8586 | 8.3403 | 10.5054 | 0 | 0 | 0 | 0 | 0 | 62.7499
1785 | 14.3343 | 6.732 | -12.7517 | 1.7969 | 0 | 4.4 | 5.373 | 0 | 1.2336 | 0 | 81.5797 | 0.0058671 | 114.227 | 0.38 | 99.2984 | 35.7427 | 22.8492 | 12.1201 | 16.3753 | 0 | 0 | 0 | 0 | 0 | 62.7499
1786 | 14.3343 | 6.732 | -12.7517 | 10.6699 | 0 | 4.4 | 5.373 | 0 | 1.2336 | 0 | 87.6009 | 0.0058671 | 120.2481 | 0.38 | 96.4465 | 39.6892 | 14.9883 | 11.8862 | 17.1416 | 0 | 0 | 0 | 0 | 0 | 62.7499
1787 | 14.3343 | 6.732 | -13.1778 | 20.8092 | 0 | 4.4 | 5.373 | 0 | 1.2336 | 0 | 91.5964 | 0.0058671 | 124.2437 | 0.38 | 89.8767 | 43.0824 | 11.382 | 11.0271 | 13.4387 | 0 | 0 | 0 | 0 | 0 | 62.7499
1788 | 14.3343 | 6.732 | -12.7517 | 2.9583 | 0 | 4.4 | 5.373 | 0 | 1.2336 | 0 | 94.1181 | 0.0058671 | 126.7654 | 0.38 | 110.6754 | 44.8443 | 10.1605 | 10.5801 | 11.7194 | 0 | 0 | 0 | 0 | 0 | 62.7499
1789 | 14.3343 | 6.732 | -12.7517 | 2.8785 | 0 | 4.4 | 5.373 | 0 | 1.2336 | 0 | 89.2117 | 0.0058671 | 121.859 | 0.38 | 105.8488 | 45.3954 | 10.8206 | 10.3509 | 11.9678 | 0 | 0 | 0 | 0 | 0 | 62.7499
1790 | 14.3343 | 6.732 | -12.1185 | 0 | 0 | 4.4 | 5.373 | 0 | 1.2336 | 0 | 82.9319 | 0.0058671 | 115.5792 | 0 | 103.4607 | 45.5861 | 11.1568 | 9.9482 | 12.5719 | 0 | 0 | 0 | 0 | 0 | 64.024
1791 | 14.3343 | 6.732 | -11.709 | 0 | 0 | 4.4 | 5.373 | 0 | 1.2336 | 0 | 79.3986 | 0.0058671 | 112.0459 | 0 | 100.3369 | 44.605 | 11.8874 | 9.1603 | 12.0311 | 0 | 0 | 0 | 0 | 0 | 64.6707
1792 | 14.3343 | 6.732 | -11.985 | 0 | 0 | 4.4 | 5.373 | 0 | 1.2336 | 0 | 72.1641 | 0.0058671 | 104.8114 | 0 | 92.8264 | 43.6427 | 15.4059 | 8.5372 | 11.4029 | 0 | 0 | 0 | 0 | 0 | 65.324
1793 | 14.3343 | 6.732 | -12.2345 | 0 | 0 | 4.4 | 5.373 | 0 | 1.2336 | 0 | 67.5048 | 0.0058671 | 100.1572 | 0 | 87.9227 | 43.3884 | 23.0878 | 8.0704 | 11.5735 | 0 | 0 | 0 | 0 | 0 | 65.9838
1794 | 14.3343 | 6.732 | -12.4139 | 0 | 0 | 4.4 | 5.373 | 0 | 1.2336 | 0 | 59.0912 | 0.0058671 | 91.7436 | 0 | 79.3297 | 44.5266 | 28.3622 | 7.4586 | 12.4117 | 0 | 0 | 0 | 0 | 0 | 66.6503
1795 | 14.3343 | 6.732 | -12.7978 | 0 | 0 | 4.4 | 5.373 | 3.0929 | 1.2336 | 0 | 50.4555 | 0.0058671 | 83.1079 | 0 | 70.3101 | 46.2524 | 28.6878 | 5.2092 | 13.7634 | 0 | 0 | 0 | 0 | 0 | 74.9998
1796 | 14.3343 | 6.732 | -12.5683 | 0 | 0 | 4.4 | 5.373 | 6.673 | 1.2336 | 0 | 49.1882 | 0.0058671 | 81.8406 | 0 | 69.2724 | 49.7554 | 26.8406 | 5.5714 | 13.3893 | 0 | 0 | 0 | 0 | 0 | 75
1797 | 14.3343 | 6.732 | -12.6454 | 0 | 0 | 4.4 | 5.373 | 5.9559 | 1.2336 | 0 | 47.5842 | 0.0058671 | 80.2366 | 0 | 67.5913 | 50.0536 | 23.7181 | 5.6865 | 11.8807 | 0 | 0 | 0 | 0 | 0 | 74.9999
1798 | 14.3343 | 6.732 | -11.3864 | 0 | 0 | 4.4 | 5.373 | 11.2168 | 1.2336 | 0 | 44.4304 | 0.0058671 | 77.0828 | 0 | 65.6964 | 47.1985 | 19.0246 | 5.4125 | 20.0635 | 0 | 0 | 0 | 0 | 0 | 75.0003
1799 | 14.3343 | 6.8259 | -8.1932 | 0 | 0 | 4.4 | 5.373 | 1.3639 | 1.2336 | 0 | 41.3606 | 0.0058671 | 74.1069 | 0 | 65.9137 | 43.9594 | 12.1377 | 2.7601 | 17.4345 | 0 | 0 | 0 | 0 | 0 | 74.9996
1800 | 14.3343 | 7.4322 | -9.5696 | 0 | 0 | 4.4 | 5.373 | 0 | 1.2336 | 0 | 38.2535 | 0.0058671 | 71.6061 | 0 | 62.0365 | 39.8603 | 6.3603 | 1.8319 | 15.0763 | 0 | 0 | 0 | 0 | 0 | 70.7931
1801 | 14.3343 | 7.2165 | -3.1041 | 0 | 0 | 4.4 | 5.373 | 0 | 1.2336 | 0 | 35.7524 | 0.0058671 | 68.8894 | 0 | 65.7853 | 36.027 | 4.142 | 1.7728 | 27.7115 | 0 | 0 | 0 | 0 | 0 | 72.2305
1802 | 14.3343 | 7.4491 | -5.2914 | 0 | 0 | 4.4 | 5.373 | 0 | 1.2336 | 0 | 33.7595 | 0.0058671 | 67.129 | 0 | 61.8376 | 33.2729 | 3.6555 | 1.633 | 25.0292 | 0 | 0 | 0 | 0 | 0 | 72.2305
1803 | 14.3343 | 7.6512 | -4.2401 | 0 | 0 | 4.4 | 5.373 | 0 | 1.2336 | 0 | 31.2234 | 0.0058671 | 64.795 | 0 | 60.5549 | 32.2475 | 3.6023 | 1.634 | 23.5401 | 0 | 0 | 0 | 0 | 0 | 72.2402
1804 | 14.3343 | 7.9139 | -2.4337 | 0 | 0 | 4.4 | 5.373 | 0 | 1.2336 | 0 | 29.2294 | 0.0058671 | 63.0637 | 0 | 60.6301 | 30.7107 | 3.8218 | 1.7042 | 23.1748 | 0 | 0 | 0 | 0 | 0 | 72.4046
1805 | 14.3343 | 7.5891 | 0 | 0 | 0 | 4.4 | 5.373 | 0 | 1.2336 | 0 | 27.9033 | 0.0058671 | 61.4128 | 0 | 61.4128 | 29.6915 | 4.5496 | 4.0374 | 15.1452 | 0 | 0 | 0 | 0 | 0 | 73.136
1806 | 14.3343 | 7.2365 | 0 | 0 | 0 | 4.4 | 5.373 | 0 | 1.2336 | 0 | 27.0915 | 0.0058671 | 60.2485 | 0 | 60.2485 | 29.1608 | 8.4076 | 5.4785 | 15.3336 | 0 | 0 | 0 | 0 | 0 | 73.8747
1807 | 14.3343 | 6.732 | -0.20298 | 0 | 0 | 4.4 | 5.373 | 0 | 1.2336 | 0 | 26.4781 | 0.0058671 | 59.1305 | 0 | 58.9275 | 30.0314 | 20.7958 | 7.0959 | 17.1464 | 0 | 0 | 0 | 0 | 0 | 74.6209
1808 | 14.3343 | 6.732 | -0.80472 | 0 | 2.8071 | 4.4 | 5.373 | 13.2371 | 1.2336 | 0 | 26.8028 | 0.0058671 | 62.2623 | 0 | 61.4576 | 32.1946 | 28.2437 | 8.1625 | 9.2264 | 2.1319 | 0.62534 | 0.0499 | 0 | 0 | 75.3747
1809 | 14.3343 | 6.732 | -3.9789 | 0 | 9.7768 | 4.4 | 5.373 | 13.2371 | 1.2336 | 1.6579 | 32.1464 | 0.0058671 | 76.2335 | 0 | 70.5967 | 35.2239 | 22.3624 | 11.8619 | 16.6664 | 6.8527 | 1.8742 | 1.0499 | 0 | 0 | 75.3747
1810 | 14.3343 | 6.732 | -11.0621 | 0 | 6.6004 | 4.4 | 5.373 | 13.2371 | 1.2336 | 0 | 41.4724 | 0.0058671 | 80.7552 | 0 | 69.693 | 39.0821 | 14.669 | 11.6329 | 17.5603 | 4.4214 | 1.3792 | 0.7998 | 0 | 0 | 75.3747
1811 | 14.3343 | 6.732 | -13.344 | 0 | 0 | 4.4 | 5.373 | 10.2321 | 1.2336 | 0 | 48.4216 | 0.0058671 | 81.074 | 0 | 67.73 | 42.1687 | 11.1395 | 10.7921 | 13.7325 | 0 | 0 | 0 | 0 | 0 | 75.0001
1812 | 14.3343 | 6.732 | -13.9009 | 0 | 0 | 4.4 | 5.373 | 2.3547 | 1.2336 | 0 | 54.8722 | 0.0058671 | 87.5245 | 0 | 73.6236 | 43.5217 | 9.9441 | 10.3547 | 12.0105 | 0 | 0 | 0 | 0 | 0 | 74.9997
1813 | 14.3343 | 6.732 | -14.1142 | 0 | 0 | 4.4 | 5.373 | 5.9275 | 1.2336 | 0 | 53.0934 | 0.0058671 | 85.7458 | 0 | 71.6316 | 44.0905 | 10.5901 | 10.1304 | 12.6829 | 0 | 0 | 0 | 0 | 0 | 75
1814 | 14.3343 | 6.732 | -14.5438 | 0 | 0 | 4.4 | 5.373 | 11.318 | 1.2336 | 0 | 47.883 | 0.0058671 | 80.5354 | 0 | 65.9916 | 43.9544 | 10.9191 | 9.7362 | 12.6225 | 0 | 0 | 0 | 0 | 0 | 75.0002
1815 | 14.3343 | 6.732 | -8.2605 | 0 | 0 | 4.4 | 5.373 | 6.3347 | 1.2336 | 0 | 45.1638 | 0.0058671 | 77.8162 | 0 | 69.5557 | 43.1328 | 11.6341 | 8.9651 | 12.3614 | 0 | 0 | 0 | 0 | 0 | 75
1816 | 14.3343 | 6.8337 | -2.8236 | 0 | 0 | 4.4 | 5.373 | 8.1871 | 1.2336 | 0 | 39.16 | 0.0058671 | 71.9141 | 0 | 69.0905 | 42.3011 | 15.0776 | 8.3553 | 11.6535 | 0 | 0 | 0 | 0 | 0 | 75.0001
1817 | 14.3343 | 14.6392 | -2.8362 | 0 | 0 | 4.4 | 5.373 | 12.415 | 1.2336 | 0 | 34.7092 | 0.0058671 | 75.2688 | 0 | 72.4326 | 41.9904 | 22.5959 | 7.8985 | 12.1445 | 0 | 0 | 0 | 0 | 0 | 75.0003
1818 | 14.3343 | 17.0928 | -2.8035 | 0 | 8.0959 | 4.4 | 5.373 | 13.2371 | 1.2336 | 3.0701 | 26.5029 | 0.0058671 | 80.6821 | 0 | 74.8084 | 43.0091 | 27.7579 | 7.2997 | 12.5861 | 4.5852 | 2.1213 | 1.3494 | 0.03996 | 0 | 75.3747
1819 | 14.3343 | 16.7842 | -2.4895 | 0 | 6.0227 | 4.4 | 5.373 | 13.2371 | 1.2336 | 14.6578 | 17.9898 | 0.0058671 | 81.375 | 0 | 64.2277 | 45.1233 | 28.0765 | 5.0982 | 13.3431 | 3.7719 | 1.0005 | 1.2503 | 0 | 0 | 75.3747
1820 | 14.3343 | 17.6053 | -2.5514 | 0 | 4.9577 | 4.4 | 5.373 | 13.2371 | 1.2336 | 17.4472 | 16.1109 | 0.0058671 | 82.0429 | 0 | 62.0443 | 47.8212 | 26.2687 | 5.4527 | 12.7045 | 3.5168 | 1.001 | 0.4399 | 0 | 0 | 75.3747
1821 | 14.3343 | 17.82 | -2.643 | 0 | 5.4094 | 4.4 | 5.373 | 13.2371 | 1.2336 | 11.3028 | 16.439 | 0.0058671 | 76.8916 | 0 | 62.9458 | 47.334 | 23.2128 | 5.5653 | 10.8922 | 2.6103 | 1.749 | 1.0501 | 0 | 0 | 75.3747
1822 | 14.3343 | 17.82 | -3.0088 | 0 | 8.2851 | 4.4 | 5.373 | 13.2371 | 1.2336 | 9.0141 | 16.5256 | 0.0058671 | 77.5651 | 0 | 65.5422 | 44.8744 | 18.6193 | 5.2972 | 18.5211 | 5.6149 | 2.0005 | 0.6697 | 0 | 0 | 75.3747
1823 | 14.3343 | 17.82 | -2.3445 | 0 | 1.3986 | 4.4 | 5.373 | 13.2371 | 1.2336 | 0 | 16.9692 | 0.0058671 | 62.1086 | 0 | 59.764 | 41.6503 | 11.8791 | 2.7013 | 16.2889 | 1.1494 | 0.249 | 0.0002 | 0 | 0 | 75.3747
1824 | 14.3343 | 17.82 | -1.7251 | 0 | 0 | 4.4 | 5.373 | 1.1802 | 1.2336 | 0 | 17.8455 | 0.0058671 | 61.5859 | 0 | 59.8608 | 38.3001 | 6.2247 | 1.7929 | 14.3135 | 0 | 0 | 0 | 0 | 0 | 74.9998
1825 | 14.3343 | 17.3158 | -1.4155 | 0 | 10.4271 | 4.4 | 0 | 0 | 1.2263 | 0 | 19.1684 | 0.0058671 | 67.4514 | 0 | 66.0359 | 34.79 | 4.4349 | 1.8982 | 26.2559 | 4.6648 | 3.2171 | 2.4602 | 0.084915 | 0 | 42.1313
1826 | 14.3343 | 17.82 | -0.85072 | 0 | 5.3971 | 4.4 | 0 | 0 | 1.2263 | 0 | 20.6597 | 0.0058671 | 64.4169 | 0 | 63.5662 | 35.3077 | 3.914 | 1.7484 | 24.3707 | 1.8612 | 2.7515 | 0.6995 | 0.084915 | 0 | 42.1313
1827 | 14.3343 | 17.82 | -0.34968 | 0 | 1.0918 | 4.4 | 0 | 0 | 1.2263 | 0 | 21.4915 | 0.0058671 | 60.9434 | 0 | 60.5938 | 34.2984 | 3.857 | 1.7496 | 22.6008 | 0.078052 | 0.82904 | 0.0998 | 0.084915 | 0 | 42.1313
1828 | 14.3343 | 15.94 | 0 | 0 | 0 | 4.4 | 0 | 0 | 1.2263 | 0 | 22.1894 | 0.0058671 | 58.6696 | 0 | 58.6696 | 33.1112 | 4.0921 | 1.8247 | 21.9159 | 0 | 0 | 0 | 0 | 0 | 41.2928
1829 | 14.3343 | 15.7317 | 0 | 0 | 0 | 4.4 | 0 | 0 | 1.2263 | 0 | 23.3425 | 0.0058671 | 59.6143 | 0 | 59.6143 | 32.2226 | 4.8713 | 4.3229 | 13.8097 | 0 | 0 | 0 | 0 | 0 | 40.8799
1830 | 14.3343 | 18.5224 | 0 | 0 | 0 | 4.4 | 0 | 0 | 1.2263 | 0 | 25.2195 | 0.0058671 | 64.282 | 0 | 64.282 | 31.7694 | 9.0021 | 5.8658 | 13.568 | 0 | 0 | 0 | 0 | 0 | 41.2929
1831 | 14.3343 | 13.3626 | 0 | 0 | 0 | 4.4 | 0 | 0 | 1.2263 | 0 | 27.7047 | 0.0058671 | 61.6074 | 0 | 61.6074 | 33.4093 | 22.2663 | 7.5976 | 12.2366 | 0 | 0 | 0 | 0 | 0 | 41.7099
1832 | 14.3343 | 11.6938 | -2.3527 | 0 | 10.0059 | 4.4 | 0 | 0 | 1.2263 | 9.7561 | 31.5882 | 0.0058671 | 83.584 | 0 | 71.4753 | 38.9548 | 30.2408 | 8.7397 | 3.0151 | 6.4498 | 3.171 | 0.3002 | 0.084915 | 0 | 42.1313
1833 | 14.3343 | 11.9299 | -2.8921 | 0 | 9.6679 | 4.4 | 0 | 0 | 1.2263 | 8.1786 | 40.5541 | 0.0058671 | 90.8706 | 0 | 79.7999 | 45.4557 | 23.9436 | 12.7006 | 5.3985 | 6.5027 | 2.501 | 0.5793 | 0.084915 | 0 | 42.1313
1834 | 14.3343 | 12.9558 | -2.8577 | 0 | 0.3723 | 4.4 | 0 | 0 | 1.2263 | 0 | 53.3702 | 0.0058671 | 87.2383 | 0 | 84.3806 | 47.8622 | 15.7062 | 12.4555 | 7.8765 | 0.27699 | 0.030375 | 0 | 0.064935 | 0 | 42.1313
1835 | 14.3343 | 3.5713 | -6.0543 | 0 | 0 | 4.4 | 0 | 0 | 1.2263 | 0 | 64.5977 | 0.0058671 | 88.704 | 0.38 | 82.2696 | 49.2131 | 11.9272 | 11.5553 | 9.0949 | 0 | 0 | 0 | 0 | 0 | 37.4543
1836 | 14.3343 | 2.3631 | -8.6332 | 0 | 0 | 4.4 | 0 | 0 | 1.2263 | 0 | 74.2032 | 0.0058671 | 97.1013 | 0.95782 | 87.5103 | 49.5422 | 10.6472 | 11.0868 | 10.3972 | 0 | 0 | 0 | 0 | 0 | 36.4841
1837 | 14.3343 | 2.7216 | -5.6862 | 0 | 0 | 4.4 | 0 | 0 | 1.2263 | 0 | 77.4226 | 0.0058671 | 100.6792 | 0.95782 | 94.0352 | 49.8811 | 11.3389 | 10.8467 | 10.6735 | 0 | 0 | 0 | 0 | 0 | 36.8526
1838 | 14.3343 | 2.6001 | -5.4361 | 0 | 0 | 4.4 | 0 | 0 | 1.2263 | 0 | 72.2334 | 0.0058671 | 95.3685 | 0.38 | 89.5524 | 49.8046 | 11.6911 | 10.4247 | 10.8254 | 0 | 0 | 0 | 0 | 0 | 37.2249
1839 | 14.3343 | 7.6502 | -5.2914 | 0 | 0 | 4.4 | 0 | 0 | 1.2263 | 0 | 69.6395 | 0.0058671 | 97.8248 | 0 | 92.5334 | 49.2581 | 12.4568 | 9.5991 | 10.5568 | 0 | 0 | 0 | 0 | 0 | 37.6009
1840 | 14.3343 | 9.4323 | -5.2914 | 0 | 0 | 4.4 | 0 | 0 | 1.2263 | 0 | 68.0826 | 0.0058671 | 98.0499 | 0 | 92.7585 | 48.731 | 16.1438 | 8.9461 | 10.2747 | 0 | 0 | 0 | 0 | 0 | 37.9807
1841 | 14.3343 | 10.5482 | -5.2914 | 0 | 0 | 4.4 | 0 | 0 | 1.2263 | 0 | 68.1343 | 0.0058671 | 99.2175 | 0 | 93.9261 | 48.4001 | 24.1937 | 8.457 | 9.617 | 0 | 0 | 0 | 0 | 0 | 38.3643
1842 | 14.3343 | 9.942 | -5.2914 | 0 | 0 | 4.4 | 0 | 0 | 1.2263 | 0 | 65.2413 | 0.0058671 | 95.7183 | 0 | 90.4269 | 49.6021 | 29.7206 | 7.8158 | 9.8522 | 0 | 0 | 0 | 0 | 0 | 38.7518
1843 | 14.3343 | 3.1461 | -5.2914 | 0 | 0 | 4.4 | 0 | 0 | 1.2263 | 0 | 59.9284 | 0.0058671 | 83.6147 | 0 | 78.3233 | 50.6122 | 30.0618 | 5.4587 | 9.2426 | 0 | 0 | 0 | 0 | 0 | 39.1433
1844 | 14.3343 | 2.3165 | -5.2914 | 0 | 0 | 4.4 | 0 | 0 | 1.2263 | 0 | 60.8432 | 0.0058671 | 83.6998 | 0 | 78.4084 | 53.1281 | 28.1262 | 5.8383 | 8.3325 | 0 | 0 | 0 | 0 | 0 | 39.5386
1845 | 14.3343 | 11.1168 | -5.2914 | 0 | 0 | 4.4 | 0 | 0 | 1.2263 | 0 | 64.5018 | 0.0058671 | 96.1587 | 0 | 90.8673 | 52.7296 | 24.8541 | 5.9589 | 6.946 | 0 | 0 | 0 | 0 | 0 | 39.938
1846 | 14.3343 | 5.3747 | -5.2914 | 0 | 0 | 4.4 | 0 | 0 | 1.2263 | 0 | 68.375 | 0.0058671 | 94.2848 | 0 | 88.9934 | 49.4673 | 19.9358 | 5.6718 | 13.437 | 0 | 0 | 0 | 0 | 0 | 37.6215
1847 | 14.3343 | 0 | -18.2792 | 0 | 0 | 4.4 | 0 | 0 | 1.2263 | 0 | 72.4934 | 0.0058671 | 93.0284 | 1.4567 | 73.2925 | 45.3463 | 12.719 | 2.8923 | 11.8533 | 0 | 0 | 0 | 0 | 0 | 34.5325
1848 | 14.3343 | 0 | -19.6633 | 7.9547 | 0 | 4.4 | 0 | 0 | 1.2263 | 0 | 76.7945 | 0.0058671 | 97.2785 | 9.2941 | 60.3665 | 40.2779 | 6.6649 | 1.9197 | 11.0226 | 0 | 0 | 0 | 0 | 0 | 29.6833
1849 | 14.3343 | 0 | -19.6633 | 6.7004 | 0 | 4.4 | 0 | 0 | 1.2263 | 0 | 80.45 | 0.0058671 | 100.9693 | 1.4924 | 73.1133 | 36.1037 | 4.6333 | 1.9831 | 23.2899 | 0 | 0 | 0 | 0 | 0 | 29.6833
1850 | 14.3343 | 0 | -19.6633 | 2.9895 | 0 | 4.4 | 0 | 0 | 1.2263 | 0 | 83.6981 | 0.0058671 | 104.2173 | 19.6521 | 61.9125 | 35.967 | 4.0891 | 1.8267 | 21.8043 | 0 | 0 | 0 | 0 | 0 | 29.6833
1851 | 14.3343 | 0 | -19.6633 | 3.3904 | 0 | 4.4 | 0 | 0 | 1.2263 | 0 | 84.822 | 0.0058671 | 105.3413 | 1.4924 | 80.7952 | 35.1918 | 4.0296 | 1.8278 | 20.5166 | 0 | 0 | 0 | 0 | 0 | 29.6833
1852 | 14.3343 | 0 | -19.6633 | 3.4695 | 0 | 4.4 | 0 | 0 | 1.2263 | 0 | 86.4052 | 0.0058671 | 106.9245 | 2.6185 | 81.1731 | 34.0649 | 4.2752 | 1.9064 | 20.0522 | 0 | 0 | 0 | 0 | 0 | 29.6833
1853 | 14.3343 | 0 | -19.6633 | 3.8961 | 0 | 4.4 | 0 | 0 | 1.2263 | 0 | 88.6661 | 0.0058671 | 109.1854 | 1.4924 | 84.1337 | 33.138 | 5.0893 | 4.5163 | 13.6389 | 0 | 0 | 0 | 0 | 0 | 29.6833
1854 | 14.3343 | 0 | -19.6633 | 5.1443 | 0 | 4.4 | 0 | 0 | 1.2263 | 0 | 90.9459 | 0.0058671 | 111.4652 | 1.4924 | 85.1653 | 32.7035 | 9.4049 | 6.1283 | 13.4955 | 0 | 0 | 0 | 0 | 0 | 29.6833
1855 | 14.3343 | 0 | -19.6633 | 4.1167 | 0 | 4.4 | 0 | 0 | 1.2263 | 0 | 92.7456 | 0.0058671 | 113.2697 | 6.6263 | 82.8635 | 34.4891 | 23.2626 | 7.9376 | 11.8158 | 0 | 0 | 0 | 0 | 0 | 29.6833
1856 | 14.3343 | 0 | -19.6633 | 2.7461 | 0 | 4.4 | 0 | 0 | 1.2263 | 0 | 94.2718 | 0.0058671 | 114.7911 | 1.4924 | 90.8894 | 40.3234 | 31.594 | 9.1308 | 1.8845 | 0 | 0 | 0 | 0 | 0 | 29.6833
1857 | 14.3343 | 0 | -18.7615 | 0 | 0 | 4.4 | 0 | 0 | 1.2263 | 0 | 99.1116 | 0.0058671 | 119.6437 | 1.4924 | 99.3898 | 46.8588 | 25.015 | 13.2689 | 2.8605 | 0 | 0 | 0 | 0 | 0 | 29.9832
1858 | 14.3343 | 0 | -19.6633 | 0.044756 | 0 | 4.4 | 0 | 0 | 1.2263 | 0 | 106.3571 | 0.0058671 | 126.8763 | 1.4924 | 105.6759 | 49.3141 | 16.409 | 13.0128 | 4.6192 | 0 | 0 | 0 | 0 | 0 | 29.6834
1859 | 14.3343 | 0 | -19.779 | 5.6329 | 0 | 4.4 | 0 | 0 | 1.2263 | 0 | 113.2132 | 0.0058671 | 133.7325 | 1.4924 | 106.8281 | 50.2161 | 12.4609 | 12.0723 | 6.8011 | 0 | 0 | 0 | 0 | 0 | 29.6833
1860 | 14.3343 | 0 | -19.6633 | 6.4083 | 0 | 4.4 | 0 | 0 | 1.2263 | 0 | 120.8812 | 0.0058671 | 141.4005 | 7.1874 | 108.1415 | 50.4503 | 11.1236 | 11.5829 | 8.6504 | 0 | 0 | 0 | 0 | 0 | 29.6833
1861 | 14.3343 | 0 | -20.1717 | 7.8189 | 0 | 4.4 | 0 | 0 | 1.2263 | 0 | 121.9349 | 0.0058671 | 142.4542 | 5.0934 | 109.3702 | 50.5475 | 11.8462 | 11.3321 | 9.6573 | 0 | 0 | 0 | 0 | 0 | 29.6833
1862 | 14.3343 | 0 | -19.6633 | 4.6204 | 0 | 4.4 | 0 | 0 | 1.2263 | 0 | 114.5789 | 0.0058671 | 135.0981 | 1.4924 | 109.3221 | 50.2323 | 12.2143 | 10.8911 | 10.027 | 0 | 0 | 0 | 0 | 0 | 29.6833
1863 | 14.3343 | 0 | -19.6766 | 0 | 0 | 4.4 | 0 | 0 | 1.2263 | 0 | 108.4969 | 0.0058671 | 129.0319 | 1.4567 | 107.8986 | 49.4354 | 13.0141 | 10.0286 | 9.9367 | 0 | 0 | 0 | 0 | 0 | 31.8468
1864 | 14.3343 | 0 | -20.0912 | 0 | 0 | 4.4 | 0 | 0 | 1.2263 | 0 | 101.609 | 0.0058671 | 122.144 | 1.4567 | 100.5962 | 48.7541 | 16.8661 | 9.3464 | 10.1604 | 0 | 0 | 0 | 0 | 0 | 32.1685
1865 | 14.3343 | 0 | -20.4613 | 0 | 0 | 4.4 | 0 | 0 | 1.2263 | 0 | 93.6253 | 0.0058671 | 114.1603 | 1.4567 | 92.2423 | 48.322 | 25.2762 | 8.8354 | 10.2459 | 0 | 0 | 0 | 0 | 0 | 32.8217
1866 | 14.3343 | 0 | -20.8368 | 0 | 0 | 4.4 | 0 | 0 | 1.2263 | 0 | 80.6544 | 0.0058671 | 101.1894 | 1.4567 | 78.8958 | 49.6335 | 31.0505 | 8.1656 | 10.1931 | 0 | 0 | 0 | 0 | 0 | 33.1532
1867 | 14.3343 | 0 | -20.936 | 0 | 5.6536 | 4.4 | 0 | 0 | 1.2263 | 1.4753 | 67.7761 | 0.0058671 | 95.44 | 0 | 73.0286 | 50.2442 | 31.4069 | 5.7029 | 9.6037 | 5.6536 | 0 | 0 | 0 | 0 | 37.9815
1868 | 14.3343 | 0 | -20.936 | 0 | 7.6247 | 4.4 | 0 | 0 | 1.2263 | 5.1516 | 62.9977 | 0.0058671 | 96.309 | 0 | 70.2213 | 52.9466 | 29.3847 | 6.0995 | 8.4123 | 7.6247 | 0 | 0 | 0 | 0 | 37.9815
1869 | 14.3343 | 0 | -20.1892 | 0 | 5.1807 | 4.4 | 0 | 0 | 1.2263 | 6.6165 | 60.9368 | 0.0058671 | 93.269 | 0 | 66.4633 | 53.1899 | 25.9662 | 6.2255 | 7.1762 | 5.1807 | 0 | 0 | 0 | 0 | 37.9815
1870 | 14.3343 | 0 | -12.8279 | 0 | 3.9433 | 4.4 | 0 | 0 | 1.2263 | 4.9484 | 58.0586 | 0.0058671 | 87.4852 | 0 | 69.7089 | 50.1235 | 20.8278 | 5.9255 | 13.968 | 3.8435 | 0 | 0.0998 | 0 | 0 | 37.9815
1871 | 14.3343 | 0 | -12.3527 | 0 | 1.2031 | 4.4 | 0 | 0 | 1.2263 | 0 | 55.3562 | 0.0058671 | 77.1244 | 0 | 64.7716 | 46.1006 | 13.2882 | 3.0217 | 12.2296 | 1.2031 | 0 | 0 | 0 | 0 | 37.9815
1872 | 14.3343 | 0 | -17.4402 | 0 | 0 | 4.4 | 0 | 0 | 1.2263 | 0 | 53.2281 | 0.0058671 | 73.7631 | 0.95782 | 55.3651 | 41.5075 | 6.9631 | 2.0056 | 10.5314 | 0 | 0 | 0 | 0 | 0 | 36.1884
1873 | 14.3343 | 0 | -12.249 | 0 | 0.99483 | 4.4 | 0 | 0 | 1.2263 | 0 | 51.1015 | 0.0058671 | 72.6313 | 0 | 60.3823 | 37.0312 | 4.6262 | 1.9801 | 22.5666 | 0.94493 | 0 | 0.0499 | 0 | 0 | 37.9815
1874 | 14.3343 | 0 | -13.6452 | 0 | 1.6261 | 4.4 | 0 | 0 | 1.2263 | 0 | 49.2487 | 0.0058671 | 71.4098 | 0 | 57.7645 | 36.0856 | 4.0829 | 1.8239 | 21.6022 | 1.4764 | 0 | 0.1497 | 0 | 0 | 37.9815
1875 | 14.3343 | 0 | -14.3598 | 0 | 3.1183 | 4.4 | 0 | 0 | 1.2263 | 0 | 46.5084 | 0.0058671 | 70.1617 | 0 | 55.8019 | 35.231 | 4.0234 | 1.825 | 20.6547 | 3.1183 | 0 | 0 | 0 | 0 | 37.9815
1876 | 14.3343 | 0 | -13.7967 | 0 | 3.1128 | 4.4 | 0 | 0 | 1.2263 | 0 | 44.2607 | 0.0058671 | 67.9085 | 0 | 54.1118 | 33.9627 | 4.2687 | 1.9034 | 20.4673 | 2.9631 | 0 | 0.1497 | 0 | 0 | 37.9815
1877 | 14.3343 | 0.6313 | -13.6452 | 0 | 0 | 4.4 | 0 | 0 | 1.2263 | 0 | 42.9058 | 0.0058671 | 64.0721 | 0.87937 | 49.5476 | 32.9472 | 5.0815 | 4.5094 | 14.0881 | 0 | 0 | 0 | 0 | 0 | 37.0287
1878 | 14.3343 | 0.92479 | -13.6452 | 0 | 0 | 4.4 | 0 | 0 | 1.2263 | 0 | 43.1709 | 0.0058671 | 64.6307 | 0.38 | 50.6055 | 32.5936 | 9.3905 | 6.1189 | 14.4179 | 0 | 0 | 0 | 0 | 0 | 37.4027
1879 | 14.3343 | 1.3463 | -13.6452 | 0 | 5.1088 | 4.4 | 0 | 0 | 1.2263 | 2.6043 | 44.0512 | 0.0058671 | 73.6456 | 0 | 57.3961 | 34.1104 | 23.227 | 7.9254 | 14.8988 | 5.0589 | 0 | 0.0499 | 0 | 0 | 37.9815
1880 | 14.3343 | 1.5926 | -14.9037 | 0 | 7.8895 | 4.4 | 0 | 0 | 1.2263 | 27.5233 | 46.3445 | 0.0058671 | 103.8849 | 0 | 61.4579 | 39.5974 | 31.5456 | 9.1168 | 8.316 | 7.7398 | 0 | 0.1497 | 0 | 0 | 37.9815
1881 | 14.3343 | 4.9377 | -5.2914 | 0 | 6.6144 | 4.4 | 0 | 0 | 1.2263 | 18.4732 | 53.7776 | 0.0058671 | 104.3379 | 0 | 80.5733 | 46.3234 | 24.9767 | 13.2487 | 14.0175 | 6.4647 | 0 | 0.1497 | 0 | 0 | 37.9815
1882 | 14.3343 | 10.8508 | -5.2914 | 0 | 3.1314 | 4.4 | 0 | 0 | 1.2263 | 0 | 65.0213 | 0.0058671 | 99.5385 | 0 | 94.2471 | 48.9672 | 16.3839 | 12.9929 | 15.4228 | 3.0316 | 0 | 0.0998 | 0 | 0 | 37.9815
1883 | 14.3343 | 2.2328 | -9.338 | 0 | 0 | 4.4 | 0 | 0 | 1.2263 | 0 | 75.4422 | 0.0058671 | 98.21 | 1.4567 | 87.4153 | 50.0385 | 12.4418 | 12.0538 | 12.402 | 0 | 0 | 0 | 0 | 0 | 35.605
1884 | 14.3343 | 0 | -18.5169 | 0 | 0 | 4.4 | 0 | 0 | 1.2263 | 0 | 84.1991 | 0.0058671 | 104.7307 | 1.4924 | 84.7214 | 50.3768 | 11.1066 | 11.5652 | 11.2425 | 0 | 0 | 0 | 0 | 0 | 29.7687
1885 | 14.3343 | 0 | -18.4465 | 0 | 0 | 4.4 | 0 | 0 | 1.2263 | 0 | 93.2991 | 0.0058671 | 113.8232 | 10.2637 | 85.1129 | 50.5141 | 11.8281 | 11.3147 | 11.0873 | 0 | 0 | 0 | 0 | 0 | 29.6833
1886 | 14.3343 | 0 | -18.4465 | 0 | 0 | 4.4 | 0 | 0 | 1.2263 | 0 | 102.0983 | 0.0058671 | 122.6225 | 19.6647 | 84.5112 | 50.4336 | 12.1956 | 10.8745 | 10.7125 | 0 | 0 | 0 | 0 | 0 | 29.6833
1887 | 14.3343 | 0 | -18.6107 | 0 | 0 | 4.4 | 0 | 0 | 1.2263 | 0 | 108.6494 | 0.0058671 | 129.1735 | 27.5528 | 83.01 | 49.9963 | 12.9942 | 10.0132 | 9.7449 | 0 | 0 | 0 | 0 | 0 | 29.6833
1888 | 14.3343 | 0 | -18.9904 | 0 | 0 | 4.4 | 0 | 0 | 1.2263 | 0 | 109.3013 | 0.0058671 | 129.8254 | 25.1482 | 85.6868 | 49.6184 | 16.8403 | 9.3321 | 9.5086 | 0 | 0 | 0 | 0 | 0 | 29.6833
1889 | 14.3343 | 0 | -19.3586 | 0 | 0 | 4.4 | 0 | 0 | 1.2263 | 0 | 109.1093 | 0.0058671 | 129.6335 | 15.7449 | 94.53 | 49.9332 | 25.2376 | 8.8219 | 10.0826 | 0 | 0 | 0 | 0 | 0 | 29.6833
1890 | 14.3343 | 0 | -19.6633 | 0 | 0 | 4.4 | 0 | 0 | 1.2263 | 0 | 106.7598 | 0.0058671 | 127.2914 | 5.1598 | 102.4683 | 51.9024 | 31.003 | 8.1531 | 10.9288 | 0 | 0 | 0 | 0 | 0 | 29.6833
1891 | 14.3343 | 0 | -19.6633 | 0 | 0 | 4.4 | 0 | 0 | 1.2263 | 0 | 105.7862 | 0.0058671 | 126.3139 | 3.5351 | 103.1155 | 53.1325 | 31.3589 | 5.6942 | 12.4484 | 0 | 0 | 0 | 0 | 0 | 29.6833
1892 | 14.3343 | 0 | -19.6633 | 0 | 0 | 4.4 | 0 | 0 | 1.2263 | 0 | 107.9595 | 0.0058671 | 128.4801 | 6.2241 | 102.5927 | 54.9724 | 29.3398 | 6.0902 | 11.7088 | 0 | 0 | 0 | 0 | 0 | 29.6833
1893 | 14.3343 | 0 | -19.6633 | 0 | 0 | 4.4 | 0 | 0 | 1.2263 | 0 | 111.5652 | 0.0058671 | 132.0845 | 15.3452 | 97.076 | 54.1982 | 25.9265 | 6.216 | 10.2539 | 0 | 0 | 0 | 0 | 0 | 29.6833
1894 | 14.3343 | 0 | -19.6633 | 0 | 0 | 4.4 | 0 | 0 | 1.2263 | 0 | 115.4352 | 0.0058671 | 135.962 | 21.187 | 95.1117 | 51.1613 | 20.796 | 5.9165 | 16.7565 | 0 | 0 | 0 | 0 | 0 | 29.6833
1895 | 14.3343 | 0 | -21.4553 | 2.5472 | 0 | 4.4 | 0 | 0 | 1.2263 | 0 | 119.1139 | 0.0058671 | 139.6332 | 37.3935 | 78.2372 | 46.8738 | 13.2678 | 3.0171 | 14.5969 | 0 | 0 | 0 | 0 | 0 | 27.3901
1896 | 14.3343 | 0 | -21.4553 | 9.1775 | 0 | 4.4 | 0 | 0 | 1.2263 | 0 | 122.2989 | 0.0058671 | 142.8181 | 37.3935 | 74.7917 | 42.2212 | 6.9525 | 2.0025 | 12.9164 | 0 | 0 | 0 | 0 | 0 | 27.3901
1897 | 14.3343 | 0 | -21.4553 | 6.5271 | 0 | 4.4 | 0 | 0 | 1.2263 | 0 | 124.99 | 0.0058671 | 145.5093 | 37.3935 | 80.1333 | 38.0176 | 4.8443 | 2.0735 | 26.6563 | 0 | 0 | 0 | 0 | 0 | 27.3901
1898 | 14.3343 | 0 | -21.4553 | 8.0062 | 0 | 4.4 | 0 | 0 | 1.2263 | 0 | 126.5932 | 0.0058671 | 147.0772 | 37.3935 | 80.2222 | 36.7757 | 4.2754 | 1.9099 | 24.8393 | 0 | 0 | 0 | 0 | 0 | 27.3901
1899 | 14.3343 | 0 | -21.4553 | 6.9079 | 0 | 4.4 | 0 | 0 | 1.2263 | 0 | 126.9427 | 0.0058671 | 147.462 | 37.3935 | 81.7053 | 36.0892 | 4.2131 | 1.9111 | 23.4966 | 0 | 0 | 0 | 0 | 0 | 27.3901
1900 | 14.3343 | 0 | -21.4553 | 8.9906 | 0 | 4.4 | 0 | 0 | 1.2263 | 0 | 126.6117 | 0.0058671 | 147.1309 | 37.3935 | 79.2914 | 34.8634 | 4.4699 | 1.9932 | 23.186 | 0 | 0 | 0 | 0 | 0 | 27.3901
1901 | 14.3343 | 0 | -21.4553 | 6.156 | 0 | 4.4 | 0 | 0 | 1.2263 | 0 | 126.3203 | 0.0058671 | 146.8396 | 37.3935 | 81.8347 | 33.9497 | 5.3211 | 4.722 | 15.8807 | 0 | 0 | 0 | 0 | 0 | 27.3901
1902 | 14.3343 | 0 | -21.4553 | 6.1826 | 0 | 4.4 | 0 | 0 | 1.2263 | 0 | 126.2478 | 0.0058671 | 146.7671 | 37.3935 | 81.7356 | 33.4435 | 9.8332 | 6.4074 | 15.7094 | 0 | 0 | 0 | 0 | 0 | 27.3901
1903 | 14.3343 | 0 | -21.4553 | 0 | 0 | 4.4 | 0 | 0 | 1.2263 | 0 | 126.6652 | 0.0058671 | 147.1846 | 37.3935 | 88.3357 | 35.0771 | 24.322 | 8.2991 | 15.9055 | 0 | 0 | 0 | 0 | 0 | 27.6668
1904 | 14.3343 | 0 | -21.4553 | 0 | 0 | 4.4 | 0 | 0 | 1.2263 | 0 | 127.619 | 0.0058671 | 148.1382 | 37.3935 | 89.2894 | 40.5744 | 33.0328 | 9.5466 | 8.4793 | 0 | 0 | 0 | 0 | 0 | 27.9463
1905 | 14.3343 | 0 | -21.4553 | 0 | 0 | 4.4 | 0 | 0 | 1.2263 | 0 | 131.3224 | 0.0058671 | 151.8417 | 37.3935 | 92.9929 | 47.2202 | 26.1542 | 13.8732 | 14.4795 | 0 | 0 | 0 | 0 | 0 | 28.2286
1906 | 14.3343 | 0 | -21.4553 | 2.9661 | 0 | 4.4 | 0 | 0 | 1.2263 | 0 | 137.5296 | 0.0058671 | 158.0489 | 37.3935 | 96.234 | 49.4105 | 17.1563 | 13.6054 | 15.5815 | 0 | 0 | 0 | 0 | 0 | 27.3901
1907 | 14.3343 | 0 | -21.4553 | 7.9238 | 0 | 4.4 | 0 | 0 | 1.2263 | 0 | 143.7923 | 0.0058671 | 164.3113 | 37.3935 | 97.5386 | 50.2478 | 13.0284 | 12.6221 | 11.8857 | 0 | 0 | 0 | 0 | 0 | 27.3901
1908 | 14.3343 | 0 | -21.4553 | 18.1685 | 0 | 4.4 | 0 | 0 | 1.2263 | 0 | 149.4539 | 0.0058671 | 169.9732 | 37.3935 | 92.9558 | 50.2501 | 11.6302 | 12.1104 | 10.2229 | 0 | 0 | 0 | 0 | 0 | 27.3901
1909 | 14.3343 | 0 | -14.0245 | 16.2852 | 0 | 4.4 | 0 | 0 | 1.2263 | 0 | 151.3363 | 0.0058671 | 171.8555 | 37.3935 | 104.1523 | 50.3109 | 12.3857 | 11.8481 | 10.7186 | 0 | 0 | 0 | 0 | 0 | 27.3901
1910 | 14.3343 | 4.4673 | -12.9241 | 5.8779 | 0 | 4.4 | 0 | 0 | 1.2263 | 0 | 147.3035 | 0.0058671 | 172.2898 | 37.3935 | 116.0943 | 49.857 | 12.7705 | 11.3871 | 11.2129 | 0 | 0 | 0 | 0 | 0 | 27.3901
1911 | 14.3343 | 0 | -13.357 | 2.1242 | 0 | 4.4 | 0 | 0 | 1.2263 | 0 | 141.2468 | 0.0058671 | 161.7661 | 37.3935 | 108.8914 | 48.8534 | 13.6068 | 10.4853 | 10.3988 | 0 | 0 | 0 | 0 | 0 | 27.3901
1912 | 14.3343 | 0 | -20.9863 | 0 | 0 | 4.4 | 0 | 0 | 1.2263 | 0 | 133.7039 | 0.0058671 | 154.2232 | 37.3935 | 95.8434 | 48.1356 | 17.6342 | 9.772 | 9.9243 | 0 | 0 | 0 | 0 | 0 | 28.2286
1913 | 14.3343 | 0 | -20.936 | 0 | 0 | 4.4 | 0 | 0 | 1.2263 | 0 | 128.4262 | 0.0058671 | 148.9454 | 37.3935 | 90.6159 | 47.6478 | 26.4273 | 9.2378 | 10.6887 | 0 | 0 | 0 | 0 | 0 | 28.5137
1914 | 14.3343 | 0 | -20.936 | 0 | 0 | 4.4 | 0 | 0 | 1.2263 | 0 | 125.5722 | 0.0058671 | 146.0915 | 37.3935 | 87.762 | 48.7687 | 32.4646 | 8.5375 | 12.0147 | 0 | 0 | 0 | 0 | 0 | 28.8017
1915 | 14.3343 | 0 | -20.936 | 0 | 0 | 4.4 | 0 | 0 | 1.2263 | 0 | 123.1157 | 0.0058671 | 143.635 | 37.3935 | 85.3055 | 49.6547 | 32.8373 | 5.9627 | 12.918 | 0 | 0 | 0 | 0 | 0 | 29.0926
1916 | 14.3343 | 0 | -20.936 | 0 | 0 | 4.4 | 0 | 0 | 1.2263 | 0 | 121.216 | 0.0058671 | 141.7354 | 37.3935 | 83.4058 | 52.0887 | 30.7229 | 6.3773 | 12.5787 | 0 | 0 | 0 | 0 | 0 | 29.3865
1917 | 14.3343 | 0 | -20.4412 | 0 | 0 | 4.4 | 0 | 0 | 1.2263 | 0 | 118.0259 | 0.0058671 | 138.55 | 34.6434 | 83.4654 | 51.9566 | 27.1488 | 6.509 | 10.7244 | 0 | 0 | 0 | 0 | 0 | 29.6833
1918 | 14.3343 | 0 | -20.3154 | 0 | 0 | 4.4 | 0 | 0 | 1.2263 | 0 | 113.3015 | 0.0058671 | 133.8208 | 18.0094 | 95.496 | 48.7574 | 21.7764 | 6.1954 | 18.2852 | 0 | 0 | 0 | 0 | 0 | 29.6833
1919 | 14.3343 | 0 | -20.0479 | 0 | 0 | 4.4 | 0 | 0 | 1.2263 | 0 | 107.9814 | 0.0058671 | 128.5007 | 29.9407 | 78.5121 | 45.0804 | 13.8933 | 3.1594 | 15.8975 | 0 | 0 | 0 | 0 | 0 | 29.6833
1920 | 14.3343 | 0 | -20.8575 | 0 | 0 | 4.4 | 0 | 0 | 1.2263 | 0 | 102.8807 | 0.0058671 | 123.4 | 37.3935 | 65.149 | 41.1909 | 7.2802 | 2.0969 | 14.0994 | 0 | 0 | 0 | 0 | 0 | 29.6163
1921 | 14.3343 | 0 | -20.1717 | 0 | 0 | 4.4 | 0 | 0 | 1.2263 | 0 | 98.1482 | 0.0058671 | 118.6675 | 24.8267 | 73.6691 | 37.7268 | 4.8845 | 2.0907 | 28.4857 | 0 | 0 | 0 | 0 | 0 | 29.6833
1922 | 14.3343 | 0 | -20.2437 | 0 | 0 | 4.4 | 0 | 0 | 1.2263 | 0 | 95.2034 | 0.0058671 | 115.7227 | 27.8994 | 67.5795 | 34.4212 | 4.3108 | 1.9257 | 26.4403 | 0 | 0 | 0 | 0 | 0 | 29.6833
1923 | 14.3343 | 0 | -20.1193 | 0 | 0 | 4.4 | 0 | 0 | 1.2263 | 0 | 96.0039 | 0.0058671 | 116.5232 | 33.4433 | 62.9606 | 33.8414 | 4.248 | 1.9269 | 24.8563 | 0 | 0 | 0 | 0 | 0 | 29.6833
1924 | 14.3343 | 0 | -20.1131 | 0 | 0 | 4.4 | 0 | 0 | 1.2263 | 0 | 98.4131 | 0.0058671 | 118.9324 | 32.1844 | 66.6348 | 32.9637 | 4.507 | 2.0097 | 24.2795 | 0 | 0 | 0 | 0 | 0 | 29.6833
1925 | 14.3343 | 0 | -19.7829 | 0 | 0 | 4.4 | 0 | 0 | 1.2263 | 0 | 100.2708 | 0.0058671 | 120.7901 | 33.4325 | 67.5747 | 32.4056 | 5.3652 | 4.7611 | 16.3406 | 0 | 0 | 0 | 0 | 0 | 29.6833
1926 | 14.3343 | 0 | -19.6633 | 0 | 0 | 4.4 | 0 | 0 | 1.2263 | 0 | 101.8771 | 0.0058671 | 122.3964 | 33.4794 | 69.2537 | 31.9626 | 9.9148 | 6.4605 | 16.1969 | 0 | 0 | 0 | 0 | 0 | 29.6833
1927 | 14.3343 | 0 | -19.6633 | 0 | 0 | 4.4 | 0 | 0 | 1.2263 | 0 | 103.1952 | 0.0058671 | 123.7146 | 11.1547 | 92.8966 | 33.665 | 24.5237 | 8.3679 | 16.3296 | 0 | 0 | 0 | 0 | 0 | 29.6833
1928 | 14.3343 | 0 | -19.377 | 0 | 0 | 4.4 | 0 | 0 | 1.2263 | 0 | 105.103 | 0.0058671 | 125.6346 | 1.4924 | 104.7652 | 39.2293 | 33.3068 | 9.6258 | 8.5322 | 0 | 0 | 0 | 0 | 0 | 29.7687
1929 | 14.3343 | 0 | -19.5629 | 0 | 0 | 4.4 | 0 | 0 | 1.2263 | 0 | 110.7168 | 0.0058671 | 131.2519 | 1.4924 | 110.1966 | 46.3943 | 26.3711 | 13.9883 | 14.5593 | 0 | 0 | 0 | 0 | 0 | 30.286
1930 | 14.3343 | 0 | -17.7019 | 0 | 0 | 4.4 | 0 | 0 | 1.2263 | 0 | 117.6869 | 0.0058671 | 138.2062 | 3.5654 | 116.9389 | 48.9878 | 17.2986 | 13.7183 | 15.5785 | 0 | 0 | 0 | 0 | 0 | 29.6833
1931 | 14.3343 | 5.1334 | -12.9956 | 0 | 0 | 4.4 | 0 | 0 | 1.2263 | 0 | 120.088 | 0.0058671 | 145.7406 | 21.0315 | 111.7135 | 49.365 | 13.1364 | 12.7268 | 11.9312 | 0 | 0 | 0 | 0 | 0 | 29.6833
1932 | 14.3343 | 6.732 | -12.7517 | 0 | 0 | 4.4 | 0 | 0 | 1.2263 | 0 | 121.3715 | 0.0058671 | 148.6228 | 27.1892 | 108.6819 | 48.5729 | 11.7267 | 12.2109 | 10.531 | 0 | 0 | 0 | 0 | 0 | 29.6833
1933 | 14.3343 | 6.732 | -12.9956 | 0 | 0 | 4.4 | 0 | 0 | 1.2263 | 0 | 119.4573 | 0.0058671 | 146.7086 | 24.6401 | 109.0728 | 48.29 | 12.4885 | 11.9464 | 11.0083 | 0 | 0 | 0 | 0 | 0 | 29.6833
1934 | 14.3343 | 6.732 | -12.9956 | 0 | 0 | 4.4 | 0 | 0 | 1.2263 | 0 | 111.9924 | 0.0058671 | 139.2485 | 17.1316 | 109.1213 | 47.8454 | 12.8764 | 11.4816 | 11.7182 | 0 | 0 | 0 | 0 | 0 | 29.6833
1935 | 14.3343 | 5.2666 | -12.9956 | 0 | 0 | 4.4 | 0 | 0 | 1.2263 | 0 | 101.1671 | 0.0058671 | 126.953 | 5.7803 | 108.177 | 47.2611 | 13.7197 | 10.5723 | 11.0115 | 0 | 0 | 0 | 0 | 0 | 29.6833
1936 | 14.3343 | 0.61552 | -15.9994 | 0 | 0 | 4.4 | 0 | 0 | 1.2263 | 0 | 93.5116 | 0.0058671 | 114.6621 | 1.4567 | 97.206 | 46.4692 | 17.7805 | 9.8531 | 10.3619 | 0 | 0 | 0 | 0 | 0 | 32.4935
1937 | 14.3343 | 0 | -18.8927 | 0 | 0 | 4.4 | 0 | 0 | 1.2263 | 0 | 88.8842 | 0.0058671 | 109.4192 | 1.4567 | 89.0698 | 45.8888 | 26.6465 | 9.3144 | 10.8337 | 0 | 0 | 0 | 0 | 0 | 33.4988
1938 | 14.3343 | 0 | -19.3313 | 0 | 0 | 4.4 | 0 | 0 | 1.2263 | 0 | 86.3855 | 0.0058671 | 106.9205 | 1.4567 | 86.1325 | 47.1941 | 32.7338 | 8.6083 | 11.9441 | 0 | 0 | 0 | 0 | 0 | 33.8372
1939 | 14.3343 | 0 | -18.6482 | 0 | 0 | 4.4 | 0 | 0 | 1.2263 | 0 | 84.4734 | 0.0058671 | 105.0084 | 1.4567 | 84.9035 | 48.6193 | 33.1096 | 6.0121 | 13.2573 | 0 | 0 | 0 | 0 | 0 | 34.179
1940 | 14.3343 | 0 | -19.4737 | 0 | 0 | 4.4 | 0 | 0 | 1.2263 | 0 | 82.6361 | 0.0058671 | 103.1711 | 1.4567 | 82.2406 | 50.5465 | 30.9778 | 6.4302 | 13.0386 | 0 | 0 | 0 | 0 | 0 | 34.5242
1941 | 14.3343 | 0 | -18.8736 | 0 | 0 | 4.4 | 0 | 0 | 1.2263 | 0 | 79.6797 | 0.0058671 | 100.2147 | 1.4567 | 79.8844 | 50.3273 | 27.374 | 6.563 | 11.4976 | 0 | 0 | 0 | 0 | 0 | 34.8729
1942 | 14.3343 | 0 | -14.0983 | 0 | 0 | 4.4 | 0 | 0 | 1.2263 | 0 | 75.0335 | 0.0058671 | 95.5685 | 1.4567 | 80.0134 | 47.3113 | 21.957 | 6.2468 | 19.0364 | 0 | 0 | 0 | 0 | 0 | 35.2252
1943 | 14.3343 | 0 | -8.4343 | 0 | 0 | 4.4 | 0 | 0 | 1.2263 | 0 | 69.7408 | 0.0058671 | 90.2758 | 1.4567 | 80.3848 | 43.7126 | 14.0086 | 3.1856 | 16.618 | 0 | 0 | 0 | 0 | 0 | 35.581
1944 | 14.3343 | 0 | -1.4121 | 0 | 0 | 4.4 | 0 | 0 | 1.2263 | 0 | 63.4279 | 0.0058671 | 83.9629 | 0.95782 | 81.593 | 39.8176 | 7.3406 | 2.1143 | 14.8089 | 0 | 0 | 0 | 0 | 0 | 35.9404
1945 | 14.3343 | 0 | -2.2966 | 0 | 0 | 4.4 | 0 | 0 | 1.2263 | 0 | 57.1983 | 0.0058671 | 77.7333 | 0.95782 | 74.4788 | 36.3486 | 4.9504 | 2.1189 | 28.446 | 0 | 0 | 0 | 0 | 0 | 36.3034
1946 | 14.3343 | 0 | -2.3815 | 0 | 0 | 4.4 | 0 | 0 | 1.2263 | 0 | 51.4365 | 0.0058671 | 71.9715 | 0.95782 | 68.6322 | 34.5345 | 4.369 | 1.9517 | 25.8282 | 0 | 0 | 0 | 0 | 0 | 36.6701
1947 | 14.3343 | 0 | -2.2839 | 0 | 0 | 4.4 | 0 | 0 | 1.2263 | 0 | 46.9491 | 0.0058671 | 67.4841 | 0.38 | 64.8202 | 33.3389 | 4.3053 | 1.9529 | 24.2563 | 0 | 0 | 0 | 0 | 0 | 37.0405
1948 | 14.3343 | 3.3453 | -1.7251 | 0 | 0 | 4.4 | 0 | 0 | 1.2263 | 0 | 44.2149 | 0.0058671 | 68.0953 | 0.38 | 65.9901 | 32.2015 | 4.5678 | 2.0368 | 23.9052 | 0 | 0 | 0 | 0 | 0 | 37.4147
1949 | 14.3343 | 11.88 | -0.54448 | 0 | 0 | 4.4 | 0 | 0 | 1.2263 | 0 | 42.866 | 0.0058671 | 75.281 | 0 | 74.7365 | 31.1644 | 5.4376 | 4.8254 | 15.9019 | 0 | 0 | 0 | 0 | 0 | 37.7926
1950 | 14.3343 | 13.3532 | -0.46893 | 0 | 0 | 4.4 | 0 | 0 | 1.2263 | 0 | 41.8133 | 0.0058671 | 75.7014 | 0 | 75.2325 | 30.2198 | 10.0486 | 6.5477 | 16.2215 | 0 | 0 | 0 | 0 | 0 | 38.1744
1951 | 14.3343 | 14.652 | -0.51858 | 0 | 0 | 4.4 | 0 | 0 | 1.2263 | 0 | 41.9323 | 0.0058671 | 77.1193 | 0 | 76.6007 | 30.292 | 24.8547 | 8.4808 | 18.2743 | 0 | 0 | 0 | 0 | 0 | 38.56
1952 | 14.3343 | 14.652 | -0.57061 | 0 | 0 | 4.4 | 0 | 0 | 1.2263 | 0 | 42.4564 | 0.0058671 | 77.6434 | 0 | 77.0728 | 31.0938 | 33.7562 | 9.7557 | 10.6703 | 0 | 0 | 0 | 0 | 0 | 38.9494
1953 | 14.3343 | 17.82 | -0.31473 | 0 | 0 | 4.4 | 0 | 0 | 1.2263 | 0 | 43.5537 | 0.0058671 | 81.9138 | 0 | 81.5991 | 33.4771 | 26.727 | 14.1771 | 16.68 | 0 | 0 | 0 | 0 | 0 | 39.3429
1954 | 14.3343 | 17.82 | -0.21077 | 0 | 0 | 4.4 | 0 | 0 | 1.2263 | 0 | 42.3111 | 0.0058671 | 80.6712 | 0 | 80.4604 | 36.978 | 17.532 | 13.9034 | 17.4773 | 0 | 0 | 0 | 0 | 0 | 39.7403
1955 | 14.3343 | 17.8765 | 0 | 0 | 0 | 4.4 | 0 | 0 | 1.2263 | 0 | 40.5664 | 0.0058671 | 78.983 | 0 | 78.983 | 40.3742 | 13.3137 | 12.8985 | 13.6992 | 0 | 0 | 0 | 0 | 0 | 40.1417
1956 | 14.3343 | 17.82 | -0.14029 | 0 | 0 | 4.4 | 0 | 0 | 1.2263 | 0 | 40.8171 | 0.0058671 | 79.1772 | 0 | 79.0369 | 42.3567 | 11.8849 | 12.3756 | 11.9399 | 0 | 0 | 0 | 0 | 0 | 40.5472
1957 | 14.3343 | 17.82 | -0.51381 | 0 | 0 | 4.4 | 0 | 0 | 1.2263 | 0 | 40.4457 | 0.0058671 | 78.8058 | 0 | 78.292 | 43.3856 | 12.657 | 12.1076 | 12.1885 | 0 | 0 | 0 | 0 | 0 | 40.9567
1958 | 14.3343 | 17.82 | -0.89066 | 0 | 0 | 4.4 | 0 | 0 | 1.2263 | 0 | 40.6944 | 0.0058671 | 79.0545 | 0 | 78.1639 | 43.9714 | 13.0502 | 11.6365 | 12.8019 | 0 | 0 | 0 | 0 | 0 | 41.3704
1959 | 14.3343 | 17.82 | -1.1944 | 0 | 0 | 4.4 | 0 | 0 | 1.2263 | 0 | 41.907 | 0.0058671 | 80.2671 | 0 | 79.0727 | 43.1566 | 13.9048 | 10.7149 | 12.2461 | 0 | 0 | 0 | 0 | 0 | 41.7883
1960 | 14.3343 | 17.82 | -1.4458 | 0 | 0 | 4.4 | 0 | 0 | 1.2263 | 0 | 42.7377 | 0.0058671 | 81.0978 | 0 | 79.652 | 42.2767 | 18.0204 | 9.9861 | 11.6107 | 0 | 0 | 0 | 0 | 0 | 42.2104
1961 | 14.3343 | 17.82 | -1.8163 | 0 | 0 | 4.4 | 0 | 0 | 1.2263 | 0 | 43.8545 | 0.0058671 | 82.2146 | 0 | 80.3984 | 42.0661 | 27.0061 | 9.4401 | 11.7963 | 0 | 0 | 0 | 0 | 0 | 42.6368
1962 | 14.3343 | 17.82 | -2.4369 | 0 | 0 | 4.4 | 0 | 0 | 1.2263 | 0 | 44.3587 | 0.0058671 | 82.7188 | 0 | 80.2819 | 42.8521 | 33.1755 | 8.7244 | 12.6613 | 0 | 0 | 0 | 0 | 0 | 43.0675
1963 | 14.3343 | 13.0816 | -3.0088 | 0 | 0 | 4.4 | 0 | 0 | 1.2263 | 0 | 43.5433 | 0.0058671 | 77.165 | 0 | 74.1562 | 44.0282 | 33.5564 | 6.0933 | 14.0462 | 0 | 0 | 0 | 0 | 0 | 43.5025
1964 | 14.3343 | 13.6074 | -3.0088 | 0 | 0 | 4.4 | 0 | 0 | 1.2263 | 0 | 44.6538 | 0.0058671 | 78.8014 | 0 | 75.7926 | 46.3581 | 31.3958 | 6.517 | 13.6664 | 0 | 0 | 0 | 0 | 0 | 43.9419
1965 | 14.3343 | 17.82 | -3.0088 | 0 | 1.4438 | 4.4 | 0 | 0 | 1.2263 | 0 | 45.4937 | 0.0058671 | 85.2976 | 0 | 82.2888 | 47.4926 | 27.7433 | 6.6516 | 12.1259 | 1.3939 | 0 | 0.0499 | 0 | 0 | 44.3858
1966 | 14.3343 | 17.82 | -2.8355 | 0 | 2.9502 | 4.4 | 0 | 0 | 1.2263 | 0 | 45.0427 | 0.0058671 | 86.353 | 0 | 83.5175 | 45.5043 | 22.2533 | 6.3311 | 20.5842 | 2.9003 | 0 | 0.0499 | 0 | 0 | 44.8341
1967 | 14.3343 | 14.9525 | -2.9466 | 0 | 0 | 4.4 | 0 | 0 | 1.2263 | 0 | 45.352 | 0.0058671 | 80.8447 | 0 | 77.8981 | 42.1013 | 14.1976 | 3.2285 | 17.8892 | 0 | 0 | 0 | 0 | 0 | 39.1306
1968 | 14.3343 | 4.356 | -3.0088 | 1.4552 | 0 | 4.4 | 0 | 0 | 1.2263 | 0 | 46.7036 | 0.0058671 | 71.5946 | 0 | 67.1306 | 38.2884 | 7.4397 | 2.1428 | 15.4675 | 0 | 0 | 0 | 0 | 0 | 37.4543
1969 | 14.3343 | 6.732 | -3.0088 | 1.3339 | 0 | 4.4 | 0 | 0 | 1.2263 | 0 | 47.9034 | 0.0058671 | 75.1704 | 0 | 70.8277 | 34.6724 | 5.3198 | 2.277 | 28.019 | 0 | 0 | 0 | 0 | 0 | 37.4543
1970 | 14.3343 | 5.742 | -3.0088 | 1.2102 | 0 | 4.4 | 0 | 0 | 1.2263 | 0 | 49.0097 | 0.0058671 | 75.2867 | 0 | 71.0676 | 33.0801 | 4.695 | 2.0973 | 25.3223 | 0 | 0 | 0 | 0 | 0 | 37.4543
1971 | 14.3343 | 4.5949 | -3.0088 | 1.1602 | 0 | 4.4 | 0 | 0 | 1.2263 | 0 | 48.4069 | 0.0058671 | 73.5368 | 0.11388 | 69.2539 | 32.4386 | 4.6266 | 2.0987 | 23.8249 | 0 | 0 | 0 | 0 | 0 | 37.4543
1972 | 14.3343 | 11.88 | -3.0088 | 0 | 0 | 4.4 | 0 | 0 | 1.2263 | 0 | 47.0124 | 0.0058671 | 79.4274 | 0 | 76.4186 | 31.4036 | 4.9086 | 2.1888 | 23.4576 | 0 | 0 | 0 | 0 | 0 | 37.8327
1973 | 14.3343 | 13.266 | -3.0088 | 0 | 0 | 4.4 | 0 | 0 | 1.2263 | 0 | 46.179 | 0.0058671 | 79.98 | 0 | 76.9712 | 30.423 | 5.8434 | 5.1855 | 15.1836 | 0 | 0 | 0 | 0 | 0 | 38.2148
1974 | 14.3343 | 13.266 | -3.0088 | 0 | 0 | 4.4 | 0 | 0 | 1.2263 | 0 | 46.2287 | 0.0058671 | 80.0297 | 0 | 77.0209 | 29.7031 | 10.7984 | 7.0363 | 15.3717 | 0 | 0 | 0 | 0 | 0 | 38.6008
1975 | 14.3343 | 13.266 | -3.0088 | 0 | 0 | 4.4 | 0 | 0 | 1.2263 | 0 | 47.2255 | 0.0058671 | 81.0274 | 0 | 78.0186 | 29.9818 | 26.7094 | 9.1137 | 17.1878 | 0 | 0 | 0 | 0 | 0 | 38.9907
1976 | 14.3343 | 17.82 | -3.0088 | 0 | 0 | 4.4 | 0 | 0 | 1.2263 | 0 | 49.5751 | 0.0058671 | 87.9352 | 0 | 84.9264 | 31.7783 | 36.2752 | 10.4837 | 9.2413 | 0 | 0 | 0 | 0 | 0 | 39.3845
1977 | 14.3343 | 17.82 | -3.0088 | 0 | 0 | 4.4 | 0 | 0 | 1.2263 | 0 | 55.2249 | 0.0058671 | 93.585 | 0 | 90.5762 | 34.6785 | 28.7214 | 15.235 | 16.6994 | 0 | 0 | 0 | 0 | 0 | 39.7824
1978 | 14.3343 | 17.82 | -3.0088 | 0 | 0 | 4.4 | 0 | 0 | 1.2263 | 0 | 63.5951 | 0.0058671 | 101.9552 | 0 | 98.9464 | 38.1436 | 18.8403 | 14.9409 | 17.5968 | 0 | 0 | 0 | 0 | 0 | 40.1842
1979 | 14.3343 | 17.82 | -3.0088 | 0 | 0 | 4.4 | 0 | 0 | 1.2263 | 0 | 70.4611 | 0.0058671 | 108.8212 | 0 | 105.8124 | 41.2694 | 14.3072 | 13.861 | 13.7606 | 0 | 0 | 0 | 0 | 0 | 40.5901
1980 | 14.3343 | 12.3453 | -3.0088 | 0 | 0 | 4.4 | 0 | 0 | 1.2263 | 0 | 76.9493 | 0.0058671 | 109.8296 | 0 | 106.8208 | 42.4235 | 12.7718 | 13.2991 | 12.0344 | 0 | 0 | 0 | 0 | 0 | 38.0416
1981 | 14.3343 | 12.928 | -3.0088 | 0 | 0 | 4.4 | 0 | 0 | 1.2263 | 0 | 79.178 | 0.0058671 | 112.641 | 0 | 109.6322 | 42.7703 | 13.6015 | 13.0111 | 12.7076 | 0 | 0 | 0 | 0 | 0 | 38.0416
1982 | 14.3343 | 12.1547 | -3.0088 | 0 | 0 | 4.4 | 0 | 0 | 1.2263 | 0 | 79.3509 | 0.0058671 | 112.0406 | 0 | 109.0318 | 42.7161 | 14.024 | 12.5049 | 12.6474 | 0 | 0 | 0 | 0 | 0 | 38.0416
1983 | 14.3343 | 12.5751 | -3.0088 | 0 | 0 | 4.4 | 0 | 0 | 1.2263 | 0 | 77.4701 | 0.0058671 | 110.5802 | 0 | 107.5714 | 41.8347 | 14.9424 | 11.5145 | 12.3851 | 0 | 0 | 0 | 0 | 0 | 38.0416
1984 | 14.3343 | 14.2427 | -3.0088 | 0 | 0 | 4.4 | 0 | 0 | 1.2263 | 0 | 72.9066 | 0.0058671 | 107.6894 | 0 | 104.6806 | 40.994 | 19.3652 | 10.7312 | 11.6762 | 0 | 0 | 0 | 0 | 0 | 39.1324
1985 | 14.3343 | 17.82 | -3.0088 | 0 | 0 | 4.4 | 0 | 0 | 1.2263 | 0 | 67.8935 | 0.0058671 | 106.2536 | 0 | 103.2448 | 40.5269 | 29.0214 | 10.1445 | 12.1694 | 0 | 0 | 0 | 0 | 0 | 43.1131
1986 | 14.3343 | 17.82 | -3.0088 | 0 | 0 | 4.4 | 0 | 0 | 1.2263 | 0 | 60.0555 | 0.0058671 | 98.4156 | 0 | 95.4068 | 41.3034 | 35.6512 | 9.3755 | 12.6132 | 0 | 0 | 0 | 0 | 0 | 57.3218
1987 | 14.3343 | 17.82 | -3.0088 | 0 | 0 | 4.4 | 0 | 0 | 1.2263 | 0 | 51.7658 | 0.0058671 | 90.1259 | 0 | 87.1171 | 42.9264 | 36.0605 | 6.548 | 13.3721 | 0 | 0 | 0 | 0 | 0 | 57.9008
1988 | 14.3343 | 17.82 | -3.0088 | 0 | 0 | 4.4 | 0 | 0 | 1.2263 | 0 | 49.0781 | 0.0058671 | 87.4382 | 0 | 84.4294 | 45.2492 | 33.7386 | 7.0033 | 12.7321 | 0 | 0 | 0 | 0 | 0 | 58.4856
1989 | 14.3343 | 17.82 | -3.0088 | 0 | 0 | 4.4 | 0 | 0 | 1.2263 | 0 | 48.2713 | 0.0058671 | 86.6314 | 0 | 83.6226 | 45.5776 | 29.8136 | 7.1479 | 10.9156 | 0 | 0 | 0 | 0 | 0 | 59.0764
1990 | 14.3343 | 17.82 | -3.0088 | 0 | 0 | 4.4 | 0.774 | 0 | 1.2263 | 0 | 45.871 | 0.0058671 | 85.0051 | 0 | 81.9963 | 43.1016 | 23.9139 | 6.8035 | 18.572 | 0 | 0 | 0 | 0 | 0 | 59.6731
1991 | 14.3343 | 17.82 | -3.0088 | 0 | 0 | 4.4 | 1.7 | 0 | 1.2263 | 0 | 42.8077 | 0.0058671 | 82.8678 | 0 | 79.859 | 39.7866 | 15.2571 | 3.4695 | 16.3336 | 0 | 0 | 0 | 0 | 0 | 60.2759
1992 | 14.3343 | 17.82 | -3.0088 | 0 | 0 | 4.4 | 5.373 | 0 | 1.2263 | 0 | 39.1999 | 0.0058671 | 82.933 | 0 | 79.9242 | 36.5071 | 7.9948 | 2.3027 | 14.3527 | 0 | 0 | 0 | 0 | 0 | 60.8847
1993 | 14.3343 | 17.82 | -3.0088 | 0 | 0 | 4.4 | 3.0969 | 0 | 1.2263 | 0 | 36.2419 | 0.0058671 | 77.6989 | 0 | 74.6901 | 33.1039 | 5.5518 | 2.3763 | 27.7576 | 0 | 0 | 0 | 0 | 0 | 51.1649
1994 | 14.3343 | 17.82 | -3.0088 | 0 | 0 | 4.4 | 4.9835 | 0 | 1.2263 | 0 | 33.6957 | 0.0058671 | 77.0393 | 0 | 74.0305 | 34.1684 | 4.8997 | 2.1888 | 25.677 | 0 | 0 | 0 | 0 | 0 | 51.6817
1995 | 14.3343 | 17.82 | -3.0088 | 0 | 0 | 4.4 | 4.9835 | 0 | 1.2263 | 0 | 32.0144 | 0.0058671 | 75.358 | 0 | 72.3492 | 33.6835 | 4.8284 | 2.1902 | 23.7386 | 0 | 0 | 0 | 0 | 0 | 52.2037
1996 | 14.3343 | 17.82 | -3.0088 | 0 | 0 | 4.4 | 4.9835 | 0 | 1.2263 | 0 | 30.9228 | 0.0058671 | 74.2664 | 0 | 71.2576 | 32.8521 | 5.1227 | 2.2843 | 22.9627 | 0 | 0 | 0 | 0 | 0 | 52.731
1997 | 14.3343 | 17.82 | -3.0088 | 0 | 0 | 4.4 | 4.9835 | 0 | 1.2263 | 0 | 31.3325 | 0.0058671 | 74.676 | 0 | 71.6672 | 32.0905 | 6.0982 | 5.4116 | 14.7789 | 0 | 0 | 0 | 0 | 0 | 53.2636
1998 | 14.3343 | 17.82 | -2.611 | 0 | 0 | 4.4 | 4.9835 | 0 | 1.2263 | 0 | 31.6949 | 0.0058671 | 75.0385 | 0 | 72.4275 | 31.7975 | 11.2693 | 7.3431 | 14.5257 | 0 | 0 | 0 | 0 | 0 | 53.8017
1999 | 14.3343 | 17.82 | -2.4188 | 0 | 0 | 4.4 | 4.9835 | 0 | 1.2263 | 0 | 32.4421 | 0.0058671 | 75.7856 | 0 | 73.3668 | 33.3127 | 27.874 | 9.5111 | 13.2166 | 0 | 0 | 0 | 0 | 0 | 55.7577
2000 | 14.3343 | 17.82 | -2.5246 | 0 | 0 | 4.4 | 4.9835 | 0 | 1.2263 | 0 | 34.6489 | 0.0058671 | 77.9925 | 0 | 75.4679 | 38.5531 | 37.8569 | 10.9408 | 3.1644 | 0 | 0 | 0 | 0 | 0 | 56.3209
2001 | 14.3343 | 17.82 | -2.9949 | 0 | 0 | 4.4 | 4.9835 | 0 | 1.2263 | 0 | 37.5653 | 0.0058671 | 80.9089 | 0 | 77.9139 | 44.9751 | 29.9738 | 15.8993 | 5.7091 | 0 | 0 | 0 | 0 | 0 | 56.8898
2002 | 14.3343 | 17.82 | -2.9949 | 0 | 0 | 4.4 | 4.9835 | 0 | 1.2263 | 0 | 41.5868 | 0.0058671 | 84.9304 | 0 | 81.9355 | 47.2142 | 19.6618 | 15.5924 | 8.3496 | 0 | 0 | 0 | 0 | 0 | 57.4644
2003 | 14.3343 | 17.82 | -2.7914 | 0 | 0 | 4.4 | 4.9835 | 0 | 1.2263 | 0 | 42.4727 | 0.0058671 | 85.8163 | 0 | 83.0249 | 48.397 | 14.9311 | 14.4654 | 9.6516 | 0 | 0 | 0 | 0 | 0 | 58.0449
2004 | 14.3343 | 17.82 | -2.9393 | 0 | 0.5814 | 4.4 | 4.9835 | 0 | 1.2263 | 0 | 40.4722 | 0.0058671 | 84.3972 | 0 | 81.4578 | 48.6068 | 13.3287 | 13.879 | 11.0374 | 0 | 0 | 0 | 0.5814 | 0 | 58.6312
2005 | 14.3343 | 17.82 | -2.9522 | 0 | 0.5814 | 4.4 | 4.9835 | 0 | 1.2263 | 0 | 37.7577 | 0.0058671 | 81.6827 | 0 | 78.7304 | 49.0059 | 14.1946 | 13.5785 | 11.3358 | 0 | 0 | 0 | 0.5814 | 0 | 59.2234
2006 | 14.3343 | 17.82 | -3.0088 | 0 | 1.1354 | 4.4 | 4.9835 | 0 | 1.2263 | 0 | 37.0409 | 11.3026 | 92.8167 | 0 | 89.8079 | 49.0996 | 14.6356 | 13.0501 | 11.4997 | 0 | 0 | 0 | 1.1354 | 0 | 59.8217
2007 | 14.3343 | 17.82 | -2.8877 | 0 | 1.7306 | 4.4 | 4.9835 | 0 | 1.2263 | 0 | 35.5387 | 11.3026 | 91.9096 | 0 | 89.0219 | 48.434 | 15.594 | 12.0166 | 11.2149 | 0 | 0 | 0 | 1.7306 | 0 | 60.4259
2008 | 14.3343 | 17.82 | -2.8215 | 0 | 1.7306 | 4.4 | 4.9835 | 0 | 1.2268 | 0 | 32.4151 | 11.3026 | 88.7865 | 0 | 85.965 | 48.1615 | 20.2096 | 11.1992 | 10.9229 | 0 | 0 | 0 | 1.7306 | 0 | 61.0363
2009 | 14.3343 | 17.82 | -2.9683 | 0 | 1.7306 | 4.4 | 4.9835 | 0 | 1.2336 | 0 | 31.5178 | 11.3026 | 87.896 | 0 | 84.9277 | 48.0347 | 30.2868 | 10.5869 | 10.2394 | 0 | 0 | 0 | 1.7306 | 0 | 61.6528
2010 | 14.3343 | 13.9017 | -3.0088 | 0 | 3.2081 | 4.4 | 4.9835 | 0 | 1.2336 | 0 | 27.4725 | 11.3026 | 81.4109 | 0 | 78.4021 | 49.3439 | 37.2057 | 9.7843 | 10.5007 | 0.15844 | 0.9657 | 0.0002 | 2.0837 | 0 | 64.1818
2011 | 14.3343 | 8.2647 | -8.7683 | 0 | 15.8212 | 4.4 | 4.9835 | 0 | 1.2336 | 4.5958 | 20.903 | 11.3026 | 86.4432 | 0 | 73.0791 | 50.2462 | 37.6329 | 6.8335 | 9.8673 | 7.4008 | 2.5005 | 2.3505 | 3.5694 | 0 | 64.1818
2012 | 14.3343 | 8.4983 | -9.4382 | 0 | 14.2375 | 4.4 | 4.9835 | 0 | 1.2336 | 9.7245 | 17.1939 | 11.3026 | 86.4818 | 0 | 67.3192 | 51.3554 | 35.2097 | 7.3087 | 8.8961 | 6.1233 | 3.0005 | 1.6492 | 3.4645 | 0 | 64.1818
2013 | 14.3343 | 7.6775 | -3.0088 | 0 | 15.9125 | 4.4 | 4.9835 | 0 | 1.2336 | 24.0052 | 14.1103 | 11.3026 | 98.5332 | 0 | 71.5192 | 51.5602 | 31.1136 | 7.4596 | 7.4115 | 7.1445 | 3.0033 | 2.4485 | 3.3162 | 0 | 64.1818
2014 | 14.3343 | 16.9544 | -3.0088 | 0 | 11.5616 | 4.4 | 4.9835 | 0 | 1.2336 | 22.5665 | 10.7761 | 11.3026 | 98.6862 | 0 | 73.1109 | 48.5228 | 24.9566 | 7.1002 | 14.6163 | 3.6051 | 2.5005 | 1.9054 | 3.5506 | 0 | 64.1818
2015 | 14.3343 | 17.82 | -3.0088 | 0 | 11.9724 | 4.4 | 4.9835 | 0 | 1.2336 | 5.5426 | 8.4467 | 11.3026 | 80.6094 | 0 | 72.058 | 44.6713 | 15.9223 | 3.6207 | 12.9046 | 3.9365 | 3.1917 | 1.4499 | 3.3944 | 0 | 64.1818
2016 | 14.3343 | 17.82 | -3.0088 | 0 | 4.5026 | 4.4 | 4.9835 | 0 | 1.2336 | 0 | 7.0234 | 11.3026 | 66.1748 | 0 | 63.1659 | 40.174 | 8.3434 | 2.4031 | 11.9797 | 0.35802 | 1 | 0.22549 | 2.919 | 0 | 64.1818
2017 | 14.3343 | 17.82 | -3.0088 | 0 | 9.5439 | 4.4 | 4.9835 | 0 | 1.2336 | 0 | 6.5013 | 11.3026 | 70.6922 | 0 | 67.6834 | 36.0306 | 5.5416 | 2.3719 | 25.0824 | 4.0337 | 1.8449 | 1.0234 | 2.6419 | 0 | 64.1818
2018 | 14.3343 | 17.82 | -3.0088 | 0 | 5.9851 | 4.4 | 4.9835 | 0 | 1.2336 | 0 | 6.6756 | 11.3026 | 67.3077 | 0 | 64.2989 | 35.5409 | 4.8907 | 2.1848 | 23.4571 | 1.4124 | 2.0028 | 0.3503 | 2.2196 | 0 | 64.1818
2019 | 14.3343 | 17.82 | -3.0088 | 0 | 3.6355 | 4.4 | 4.9835 | 0 | 1.2336 | 0 | 6.8001 | 11.3026 | 65.0826 | 0 | 62.0738 | 34.9216 | 4.8195 | 2.1862 | 22.0585 | 0.044285 | 1 | 0.1998 | 2.3914 | 0 | 64.1818
2020 | 14.3343 | 17.82 | -3.0088 | 0 | 2.1615 | 4.4 | 4.9835 | 0 | 1.2336 | 0 | 6.8001 | 11.3026 | 63.6086 | 0 | 60.5998 | 33.9505 | 5.1133 | 2.2801 | 21.5302 | 0.00039796 | 0.25181 | 0.0002 | 1.9091 | 0 | 64.1818
2021 | 14.3343 | 17.82 | -3.0088 | 0 | 1.7306 | 4.4 | 4.9835 | 0 | 1.2336 | 0 | 7.1576 | 11.3026 | 63.5351 | 0 | 60.5263 | 32.9829 | 6.0869 | 5.4016 | 14.4683 | 0 | 0 | 0 | 1.7306 | 0 | 62.9046
2022 | 14.3343 | 17.82 | -3.0088 | 0 | 1.8881 | 4.4 | 4.9835 | 0 | 1.2336 | 0 | 8.0181 | 11.3026 | 64.5532 | 0 | 61.5444 | 32.4992 | 11.2485 | 7.3296 | 14.3122 | 0 | 0 | 0 | 1.8881 | 0 | 63.54
2023 | 14.3343 | 17.82 | -3.0088 | 0 | 13.7724 | 4.4 | 4.9835 | 0 | 1.2336 | 5.5388 | 9.3247 | 11.3026 | 83.2828 | 0 | 74.7352 | 33.7695 | 27.8227 | 9.4936 | 12.6281 | 6.6173 | 2.2482 | 1.5057 | 3.4011 | 0 | 64.1818
2024 | 14.3343 | 17.82 | -3.0088 | 0 | 14.7987 | 4.4 | 4.9835 | 0 | 1.2336 | 10.2929 | 13.2914 | 11.3026 | 93.03 | 0 | 79.7283 | 38.9389 | 37.7873 | 10.9207 | 1.969 | 6.2537 | 3.5018 | 1.5054 | 3.5378 | 0 | 64.1818
2025 | 14.3343 | 16.9175 | -3.0088 | 0 | 15.7967 | 4.4 | 4.9835 | 0 | 1.2336 | 4.916 | 23.0574 | 11.3026 | 97.5145 | 0 | 89.5897 | 45.2369 | 29.9187 | 15.8701 | 3.0001 | 7.5289 | 3.0015 | 1.5042 | 3.7621 | 0 | 64.1818
2026 | 14.3343 | 17.82 | -2.9761 | 0 | 2.1237 | 4.4 | 4.9835 | 0 | 1.2336 | 0 | 34.8013 | 11.3026 | 91.5738 | 0 | 88.5976 | 48.0764 | 19.6256 | 15.5637 | 4.8517 | 9e-09 | 0 | 0 | 2.1237 | 0 | 64.1818
2027 | 14.3343 | 17.6706 | -2.9949 | 0 | 0.16808 | 4.4 | 0 | 0 | 1.2263 | 0 | 44.2546 | 6.5294 | 89.1562 | 0 | 86.1612 | 49.1926 | 14.9036 | 14.4388 | 7.1471 | 0 | 0 | 0 | 0.16808 | 0 | 58.27
2028 | 14.3343 | 17.82 | -2.9067 | 0 | 0 | 4.4 | 0 | 0 | 1.2263 | 0 | 51.2669 | 6.5294 | 96.1498 | 0 | 93.2432 | 49.1618 | 13.3042 | 13.8535 | 9.0927 | 0 | 0 | 0 | 0 | 0 | 57.1105
2029 | 14.3343 | 17.82 | -2.7818 | 0 | 0 | 4.4 | 0 | 0 | 1.2263 | 0 | 54.5004 | 6.5294 | 99.3834 | 0 | 96.6016 | 49.3133 | 14.1684 | 13.5535 | 10.1518 | 0 | 0 | 0 | 0 | 0 | 57.6873
2030 | 14.3343 | 17.82 | -2.8004 | 0 | 0.51592 | 4.4 | 0 | 0 | 1.2263 | 0 | 55.0865 | 6.5294 | 100.4854 | 0 | 97.685 | 49.2158 | 14.6086 | 13.0261 | 10.5445 | 0 | 0 | 0 | 0.51592 | 0 | 58.27
2031 | 14.3343 | 17.82 | -2.8194 | 0 | 0.5814 | 4.4 | 0 | 0 | 1.2263 | 0 | 54.1004 | 6.5294 | 99.5647 | 0 | 96.7453 | 48.7447 | 15.5653 | 11.9945 | 10.4542 | 0 | 0 | 0 | 0.5814 | 0 | 58.8586
2032 | 14.3343 | 17.82 | -2.6999 | 0 | 0.9114 | 4.4 | 0 | 0 | 1.2263 | 0 | 52.2742 | 6.5294 | 98.0685 | 0 | 95.3686 | 48.7266 | 20.1724 | 11.1786 | 10.6914 | 0 | 0 | 0 | 0.9114 | 0 | 59.4532
2033 | 14.3343 | 17.037 | -2.5187 | 0 | 1.4858 | 4.4 | 0 | 0 | 1.2263 | 0 | 52.6557 | 6.5294 | 98.2414 | 0 | 95.7228 | 48.9332 | 30.2311 | 10.5674 | 10.7902 | 0 | 0 | 0 | 1.4858 | 0 | 60.0537
2034 | 14.3343 | 13.7207 | -3.9819 | 0 | 1.7306 | 4.4 | 0 | 0 | 1.2263 | 0 | 54.4254 | 6.5294 | 96.9397 | 0 | 92.9577 | 50.1574 | 37.1373 | 9.7663 | 10.7457 | 0 | 0 | 0 | 1.7306 | 0 | 60.6603
2035 | 14.3343 | 13.234 | -5.3106 | 0 | 1.7306 | 4.4 | 0 | 0 | 1.2268 | 0 | 56.6274 | 6.5294 | 98.6555 | 0 | 93.3448 | 51.1894 | 37.5636 | 6.8209 | 10.1342 | 0 | 0 | 0 | 1.7306 | 0 | 61.273
2036 | 14.3343 | 15.048 | -3.9327 | 0 | 1.7306 | 4.4 | 0 | 0 | 1.2336 | 0 | 59.1099 | 6.5294 | 102.9587 | 0 | 99.026 | 52.3397 | 35.145 | 7.2952 | 8.8907 | 0 | 0 | 0 | 1.7306 | 0 | 61.8919
2037 | 14.3343 | 15.1201 | -1.2981 | 0 | 0.5814 | 4.4 | 0 | 0 | 1.2263 | 0 | 63.961 | 0.35034 | 100.5464 | 0 | 99.2483 | 52.6741 | 31.0564 | 7.4459 | 7.5904 | 0 | 0 | 0 | 0.5814 | 0 | 59.3528
2038 | 14.3343 | 9.4925 | -0.086185 | 0 | 0 | 4.4 | 0 | 0 | 1.2263 | 0 | 67.1874 | 0.0058671 | 97.2193 | 0 | 97.1331 | 49.682 | 24.9107 | 7.0871 | 14.9718 | 0 | 0 | 0 | 0 | 0 | 38.0135
2039 | 14.3343 | 0 | -10.9073 | 0 | 0 | 4.4 | 0 | 0 | 1.2263 | 0 | 69.1194 | 0.0058671 | 89.6588 | 0 | 78.7515 | 45.6394 | 15.893 | 3.6141 | 13.1235 | 0 | 0 | 0 | 0 | 0 | 35.4565
2040 | 14.3343 | 0 | -20.936 | 0.058706 | 0 | 4.4 | 0 | 0 | 1.2263 | 0 | 70.7451 | 0.0058671 | 91.2683 | 4.877 | 65.3965 | 41.0609 | 8.3281 | 2.3987 | 11.3027 | 0 | 0 | 0 | 0 | 0 | 23.6759
2041 | 14.3343 | 0 | -20.936 | 0 | 0 | 4.4 | 0 | 0 | 1.2263 | 0 | 72.3631 | 0.0058671 | 92.8863 | 4.7342 | 67.216 | 36.8668 | 5.5041 | 2.3559 | 23.8324 | 0 | 0 | 0 | 0 | 0 | 23.6759
2042 | 14.3343 | 0 | -20.936 | 8.235e-09 | 0 | 4.4 | 0 | 0 | 1.2263 | 0 | 74.4932 | 0.0058671 | 95.0164 | 1.4924 | 72.588 | 36.0127 | 4.8577 | 2.17 | 22.7932 | 0 | 0 | 0 | 0 | 0 | 23.6759
2043 | 14.3343 | 0 | -20.936 | 0 | 0 | 4.4 | 0 | 0 | 1.2263 | 0 | 77.5048 | 0.0058671 | 98.028 | 4.879 | 72.2129 | 35.4751 | 4.7869 | 2.1714 | 21.7912 | 0 | 0 | 0 | 0 | 0 | 23.6759
2044 | 14.3343 | 0 | -20.936 | 0 | 0 | 4.4 | 0 | 0 | 1.2263 | 0 | 79.7541 | 0.0058671 | 100.2772 | 20.2622 | 59.079 | 32.4369 | 5.0787 | 2.2646 | 21.5732 | 0 | 0 | 0 | 0 | 0 | 23.6759
2045 | 14.3343 | 0 | -20.936 | 0 | 0 | 4.4 | 0 | 0 | 1.2263 | 0 | 83.3873 | 0.0058671 | 103.9105 | 25.6996 | 57.2748 | 33.6645 | 6.0458 | 5.3651 | 14.6607 | 0 | 0 | 0 | 0 | 0 | 23.6759
2046 | 14.3343 | 0 | -20.936 | 0.058706 | 0 | 4.4 | 0 | 0 | 1.2263 | 0 | 86.7607 | 0.0058671 | 107.2838 | 16.8944 | 69.3947 | 33.0793 | 11.1725 | 7.2801 | 14.9991 | 0 | 0 | 0 | 0 | 0 | 23.6759
2047 | 14.3343 | 0 | -20.936 | 0.058706 | 0 | 4.4 | 0 | 0 | 1.2263 | 0 | 91.7465 | 0.0058671 | 112.2697 | 3.0146 | 88.2603 | 34.4195 | 27.6346 | 9.4294 | 15.5524 | 0 | 0 | 0 | 0 | 0 | 23.6759
2048 | 14.3343 | 0 | -20.936 | 0 | 0 | 4.4 | 0 | 0 | 1.2263 | 0 | 99.0159 | 0.0058671 | 119.5466 | 1.4924 | 97.1182 | 39.8139 | 37.5318 | 10.8468 | 8.5927 | 0 | 0 | 0 | 0 | 0 | 23.915
2049 | 14.3343 | 0 | -20.5991 | 0 | 0 | 4.4 | 0 | 0 | 1.2263 | 0 | 105.9873 | 0.0058671 | 126.518 | 1.4924 | 104.4265 | 45.9016 | 29.7163 | 15.7627 | 14.5084 | 0 | 0 | 0 | 0 | 0 | 24.1566
2050 | 14.3343 | 0 | -21.3519 | 1.6406e-08 | 0 | 4.4 | 0 | 0 | 1.2263 | 0 | 113.5155 | 0.0058671 | 134.0387 | 13.1515 | 99.5353 | 48.1405 | 19.4929 | 15.4584 | 15.9633 | 0 | 0 | 0 | 0 | 0 | 23.6759
2051 | 14.3343 | 0 | -20.9797 | 0 | 0 | 4.4 | 0 | 0 | 1.2263 | 0 | 120.6909 | 0.0058671 | 141.2141 | 28.4824 | 91.752 | 49.299 | 14.8028 | 14.3412 | 12.8299 | 0 | 0 | 0 | 0 | 0 | 23.6759
2052 | 14.3343 | 0 | -20.936 | 0 | 0 | 4.4 | 0 | 0 | 1.2263 | 0 | 130.5141 | 0.0058671 | 151.0373 | 33.4341 | 96.6671 | 49.3302 | 13.2142 | 13.7598 | 11.6208 | 0 | 0 | 0 | 0 | 0 | 23.6759
2053 | 14.3343 | 0 | -21.0903 | 3.3849 | 0 | 4.4 | 0 | 0 | 1.2263 | 0 | 138.4036 | 0.0058671 | 158.8865 | 37.3935 | 97.0178 | 49.6339 | 14.0726 | 13.4618 | 11.4545 | 0 | 0 | 0 | 0 | 0 | 23.5767
2054 | 14.3343 | 0 | -21.1896 | 7.8116 | 0 | 4.4 | 0 | 0 | 1.2263 | 0 | 142.3857 | 0.0058671 | 162.9039 | 37.3935 | 96.5092 | 49.6276 | 14.5098 | 12.938 | 11.0653 | 0 | 0 | 0 | 0 | 0 | 23.5767
2055 | 14.3343 | 0 | -20.936 | 8.6723 | 0 | 4.4 | 0 | 0 | 1.2263 | 0 | 141.6814 | 0.0058671 | 162.1996 | 37.3935 | 95.1978 | 49.2919 | 15.46 | 11.9134 | 10.0619 | 0 | 0 | 0 | 0 | 0 | 23.5767
2056 | 14.3343 | 0 | -20.936 | 8.235e-09 | 0 | 4.4 | 0 | 0 | 1.2263 | 0 | 135.8909 | 0.0058671 | 156.4159 | 37.3935 | 98.0863 | 48.8649 | 20.036 | 11.103 | 9.8238 | 0 | 0 | 0 | 0 | 0 | 23.6759
2057 | 14.3343 | 0 | -20.936 | 8.235e-09 | 0 | 4.4 | 0 | 0 | 1.2263 | 0 | 129.9329 | 0.0058671 | 150.4636 | 29.5974 | 99.9301 | 48.522 | 30.0267 | 10.4959 | 10.4308 | 0 | 0 | 0 | 0 | 0 | 23.6759
2058 | 14.3343 | 0 | -21.299 | 8.235e-09 | 0 | 4.4 | 0 | 0 | 1.2263 | 0 | 121.8743 | 0.0058671 | 142.405 | 4.0611 | 117.0449 | 49.8577 | 36.8861 | 9.7002 | 11.3168 | 0 | 0 | 0 | 0 | 0 | 23.6759
2059 | 14.3343 | 0 | -21.4553 | 0 | 0 | 4.4 | 0 | 0 | 1.2263 | 0 | 112.7237 | 0.0058671 | 133.2545 | 1.4924 | 110.3067 | 50.8182 | 37.3096 | 6.7748 | 12.8958 | 0 | 0 | 0 | 0 | 0 | 23.915
2060 | 14.3343 | 0 | -21.4553 | 0 | 0 | 4.4 | 0 | 0 | 1.2263 | 0 | 105.1335 | 0.0058671 | 125.6641 | 1.4924 | 102.7164 | 52.2326 | 34.9073 | 7.2459 | 12.1377 | 0 | 0 | 0 | 0 | 0 | 24.1566
2061 | 14.3343 | 0 | -21.4553 | 0 | 0 | 4.4 | 0 | 0 | 1.2263 | 0 | 100.5601 | 0.0058671 | 121.0943 | 1.4924 | 98.1466 | 52.3672 | 30.8464 | 7.3955 | 10.6246 | 0 | 0 | 0 | 0 | 0 | 24.4006
2062 | 14.3343 | 0 | -21.4553 | 0 | 0 | 4.4 | 0 | 0 | 1.2263 | 0 | 98.6572 | 0.0058671 | 119.1914 | 1.4924 | 96.2437 | 49.1683 | 24.7423 | 7.0392 | 17.4993 | 0 | 0 | 0 | 0 | 0 | 24.6471
2063 | 14.3343 | 0 | -21.4553 | 0 | 0 | 4.4 | 0 | 0 | 1.2263 | 0 | 98.2056 | 0.0058671 | 118.7288 | 16.7907 | 80.4828 | 45.3766 | 15.7856 | 3.5896 | 15.2495 | 0 | 0 | 0 | 0 | 0 | 23.6759
2064 | 14.3343 | 0 | -21.4553 | 0 | 0 | 4.4 | 0 | 0 | 1.2263 | 0 | 98.7479 | 0.0058671 | 119.2711 | 32.494 | 65.3218 | 40.9173 | 8.2718 | 2.3825 | 13.4846 | 0 | 0 | 0 | 0 | 0 | 23.6759
2065 | 14.3343 | 0 | -21.4553 | 0 | 0 | 4.4 | 0 | 0 | 1.2263 | 0 | 99.8944 | 0.0058671 | 120.4176 | 29.3823 | 69.5799 | 36.7785 | 5.4667 | 2.3398 | 26.338 | 0 | 0 | 0 | 0 | 0 | 23.6759
2066 | 14.3343 | 0 | -21.4553 | 0 | 0 | 4.4 | 0 | 0 | 1.2263 | 0 | 100.3053 | 0.0058671 | 120.836 | 1.4924 | 97.8883 | 37.5488 | 4.8246 | 2.1552 | 24.6043 | 0 | 0 | 0 | 0 | 0 | 23.8876
2067 | 14.3343 | 0 | -21.4553 | 0 | 0 | 4.4 | 0 | 0 | 1.2263 | 0 | 99.4437 | 0.0058671 | 119.9744 | 1.4924 | 97.0267 | 36.8502 | 4.7543 | 2.1566 | 23.3206 | 0 | 0 | 0 | 0 | 0 | 24.1289
2068 | 14.3343 | 0 | -21.4553 | 0 | 0 | 4.4 | 0 | 0 | 1.2263 | 0 | 93.6959 | 0.0058671 | 114.2267 | 1.4924 | 91.2789 | 35.8297 | 5.0441 | 2.2492 | 23.0429 | 0 | 0 | 0 | 0 | 0 | 24.3726
2069 | 14.3343 | 0 | -21.4553 | 0 | 0 | 4.4 | 0 | 0 | 1.2263 | 0 | 86.3615 | 0.0058671 | 106.8958 | 1.4924 | 83.948 | 35.0061 | 6.0046 | 5.3286 | 15.3696 | 0 | 0 | 0 | 0 | 0 | 24.6188
2070 | 14.3343 | 0 | -21.4553 | 0 | 0 | 4.4 | 0 | 0 | 1.2263 | 0 | 79.9801 | 0.0058671 | 100.5143 | 1.4924 | 77.5666 | 34.1824 | 11.0964 | 7.2305 | 15.197 | 0 | 0 | 0 | 0 | 0 | 24.8675
2071 | 14.3343 | 0 | -20.87 | 0 | 0 | 4.4 | 0 | 0 | 1.2263 | 0 | 75.2887 | 0.0058671 | 95.823 | 1.4567 | 73.4962 | 35.6608 | 27.4465 | 9.3652 | 15.3362 | 0 | 0 | 0 | 0 | 0 | 25.1187
2072 | 14.3343 | 0 | -20.9334 | 0 | 0 | 4.4 | 0 | 0 | 1.2263 | 0 | 73.943 | 0.0058671 | 94.4773 | 0.95782 | 72.5861 | 40.9692 | 37.2763 | 10.773 | 8.2503 | 0 | 0 | 0 | 0 | 0 | 25.3724
2073 | 14.3343 | 2.772 | -17.6175 | 0 | 0 | 4.4 | 0 | 0 | 1.2263 | 0 | 77.5959 | 0.0058671 | 100.9021 | 0.95782 | 82.3268 | 47.6953 | 29.5141 | 15.6555 | 14.0627 | 0 | 0 | 0 | 0 | 0 | 25.6287
2074 | 14.3343 | 2.772 | -18.5535 | 0 | 0 | 4.4 | 0 | 0 | 1.2263 | 0 | 80.6475 | 0.0058671 | 103.9545 | 0.95782 | 84.4431 | 50.3042 | 19.3603 | 15.3532 | 15.1298 | 0 | 0 | 0 | 0 | 0 | 25.8876
2075 | 14.3343 | 2.772 | -17.5658 | 0 | 0 | 4.4 | 0 | 0 | 1.2263 | 0 | 82.1798 | 0.0058671 | 105.4912 | 0.38 | 87.5454 | 51.4252 | 14.7021 | 14.2436 | 11.5449 | 0 | 0 | 0 | 0 | 0 | 26.1491
2076 | 14.3343 | 2.772 | -18.4905 | 0 | 0 | 4.4 | 0 | 0 | 1.2263 | 0 | 85.9098 | 0.0058671 | 109.2212 | 0.38 | 90.3507 | 51.443 | 13.1243 | 13.6662 | 9.9364 | 0 | 0 | 0 | 0 | 0 | 26.4132
2077 | 14.3343 | 2.772 | -16.9111 | 0 | 0 | 4.4 | 0 | 0 | 1.2263 | 0 | 92.0733 | 0.0058671 | 115.3847 | 0 | 98.4737 | 51.3648 | 13.9769 | 13.3702 | 10.4255 | 0 | 0 | 0 | 0 | 0 | 26.68
2078 | 14.3343 | 2.772 | -12.3132 | 0 | 0 | 4.4 | 0 | 0 | 1.2263 | 0 | 97.3488 | 0.0058671 | 120.6602 | 0 | 108.347 | 51.0504 | 14.4111 | 12.85 | 10.9112 | 0 | 0 | 0 | 0 | 0 | 26.9495
2079 | 14.3343 | 2.772 | -11.9611 | 0 | 0 | 4.4 | 0 | 0 | 1.2263 | 0 | 97.2766 | 0.0058671 | 120.588 | 0 | 108.6269 | 50.2256 | 15.3548 | 11.8323 | 10.1223 | 0 | 0 | 0 | 0 | 0 | 27.2217
2080 | 14.3343 | 2.772 | -16.4772 | 0 | 0 | 4.4 | 0 | 0 | 1.2263 | 0 | 92.1141 | 0.0058671 | 115.4255 | 0 | 98.9483 | 49.3123 | 19.8996 | 11.0274 | 9.6537 | 0 | 0 | 0 | 0 | 0 | 27.4967
2081 | 14.3343 | 0 | -17.1916 | 0 | 0 | 4.4 | 0 | 0 | 1.2263 | 0 | 88.0319 | 0.0058671 | 108.5714 | 0 | 91.3798 | 48.8205 | 29.8223 | 10.4245 | 10.388 | 0 | 0 | 0 | 0 | 0 | 27.7744
2082 | 14.3343 | 0 | -20.1306 | 0 | 0.0499 | 4.4 | 0 | 0 | 1.2263 | 0 | 84.8748 | 0.0058671 | 105.4642 | 0 | 85.3335 | 49.8809 | 36.6351 | 9.6342 | 11.6679 | 0 | 0 | 0.0499 | 0 | 0 | 28.055
2083 | 14.3343 | 0 | -20.8474 | 0 | 0.0499 | 4.4 | 0 | 0 | 1.2263 | 0 | 83.4087 | 0.0058671 | 103.9981 | 0 | 83.1506 | 50.8019 | 37.0557 | 6.7287 | 12.5343 | 0 | 0 | 0.0499 | 0 | 0 | 28.3383
2084 | 14.3343 | 0 | -21.4553 | 0 | 0.2931 | 4.4 | 0 | 0 | 1.2263 | 0 | 83.2377 | 0.0058671 | 104.0703 | 0 | 82.6149 | 52.1035 | 34.6697 | 7.1966 | 12.2004 | 0.2432 | 0 | 0.0499 | 0 | 0 | 28.6246
2085 | 14.3343 | 0 | -21.4553 | 0 | 6.5061 | 4.4 | 0 | 0 | 1.2263 | 0 | 86.5174 | 0.0058671 | 113.563 | 0 | 92.1076 | 51.9821 | 30.6364 | 7.3452 | 10.3999 | 6.4562 | 0 | 0.0499 | 0 | 0 | 28.9137
2086 | 14.3343 | 0 | -21.4553 | 0 | 10.0976 | 4.4 | 0 | 0 | 1.2263 | 0 | 89.4831 | 0.0058671 | 120.1501 | 0 | 98.6948 | 49.045 | 24.5739 | 6.9913 | 17.6032 | 10.0477 | 0 | 0.0499 | 0 | 0 | 28.9137
2087 | 14.3343 | 0 | -21.4553 | 1.6124 | 0 | 4.4 | 0 | 0 | 1.2263 | 0 | 90.8666 | 0.0058671 | 111.3848 | 7.9909 | 80.3262 | 45.3017 | 15.6781 | 3.5652 | 15.2996 | 0 | 0 | 0 | 0 | 0 | 23.6759
2088 | 14.3343 | 0 | -21.4553 | 0.87021 | 0 | 4.4 | 0 | 0 | 1.2263 | 0 | 91.6494 | 0.0058671 | 112.1676 | 24.2025 | 65.6396 | 41.2126 | 8.2155 | 2.3663 | 13.5796 | 0 | 0 | 0 | 0 | 0 | 23.6759
2089 | 14.3343 | 0 | -21.4553 | 0.81555 | 0 | 4.4 | 0 | 0 | 1.2263 | 0 | 92.7806 | 0.0058671 | 113.2988 | 20.5281 | 70.4998 | 37.7691 | 5.4104 | 2.3157 | 26.3477 | 0 | 0 | 0 | 0 | 0 | 23.6759
2090 | 14.3343 | 0 | -21.4553 | 1.5849 | 0 | 4.4 | 0 | 0 | 1.2263 | 0 | 94.7956 | 0.0058671 | 115.3138 | 27.3308 | 64.9428 | 35.2668 | 4.7749 | 2.133 | 24.5428 | 0 | 0 | 0 | 0 | 0 | 23.6759
2091 | 14.3343 | 0 | -21.4553 | 0.68012 | 0 | 4.4 | 0 | 0 | 1.2263 | 0 | 96.4245 | 0.0058671 | 116.9427 | 21.5169 | 73.2904 | 34.6222 | 4.7053 | 2.1344 | 23.1298 | 0 | 0 | 0 | 0 | 0 | 23.6759
2092 | 14.3343 | 0 | -21.4553 | 0 | 0 | 4.4 | 0 | 0 | 1.2263 | 0 | 93.5149 | 0.0058671 | 114.0456 | 1.4924 | 91.0979 | 33.5837 | 4.9922 | 2.2261 | 22.6418 | 0 | 0 | 0 | 0 | 0 | 23.915
2093 | 14.3343 | 0 | -20.9018 | 0 | 0 | 4.4 | 0 | 0 | 1.2263 | 0 | 88.5526 | 0.0058671 | 109.0833 | 1.4924 | 86.6892 | 32.6722 | 5.9428 | 5.2737 | 15.0774 | 0 | 0 | 0 | 0 | 0 | 24.1566
2094 | 14.3343 | 0 | -20.827 | 0 | 0 | 4.4 | 0 | 0 | 1.2263 | 0 | 82.5406 | 0.0058671 | 103.0716 | 1.4924 | 80.7523 | 32.4587 | 10.9822 | 7.1561 | 14.9328 | 0 | 0 | 0 | 0 | 0 | 24.4006
2095 | 14.3343 | 0 | -20.7625 | 0 | 0 | 4.4 | 0 | 0 | 1.2263 | 0 | 76.2231 | 0.0058671 | 96.7573 | 1.4924 | 74.5025 | 33.897 | 27.1639 | 9.2687 | 14.9315 | 0 | 0 | 0 | 0 | 0 | 24.6471
2096 | 14.3343 | 0 | -19.8505 | 0 | 0 | 4.4 | 0 | 0 | 1.2263 | 0 | 73.2947 | 0.0058671 | 93.8289 | 1.4924 | 72.4861 | 39.6568 | 36.8925 | 10.6621 | 7.9784 | 0 | 0 | 0 | 0 | 0 | 24.896
2097 | 14.3343 | 0 | -20.219 | 0 | 0.37823 | 4.4 | 0 | 0 | 1.2263 | 0 | 77.4401 | 0.0058671 | 98.3578 | 0 | 78.1388 | 46.9348 | 29.2102 | 15.4942 | 13.55 | 0.32833 | 0 | 0.0499 | 0 | 0 | 28.3709
2098 | 14.3343 | 0 | -19.9279 | 0.11089 | 0 | 4.4 | 0 | 0 | 1.2263 | 0 | 84.6414 | 0.0058671 | 105.1757 | 0.95782 | 84.1791 | 49.4442 | 19.1609 | 15.1951 | 14.4855 | 0 | 0 | 0 | 0 | 0 | 25.4015
2099 | 14.3343 | 0 | -18.4465 | 0 | 0 | 4.4 | 0 | 0 | 1.2263 | 0 | 89.1339 | 0.0058671 | 109.6682 | 0.95782 | 90.2638 | 49.7481 | 14.5506 | 14.0969 | 11.1011 | 0 | 0 | 0 | 0 | 0 | 25.6581
2100 | 14.3343 | 0.11593 | -18.4465 | 0 | 0 | 4.4 | 0 | 0 | 1.2263 | 0 | 93.5213 | 0.0058671 | 114.1767 | 0.95782 | 94.7723 | 48.9674 | 12.9891 | 13.5254 | 9.8176 | 0 | 0 | 0 | 0 | 0 | 25.9173
2101 | 14.3343 | 0 | -18.2908 | 0 | 0 | 4.4 | 0 | 0 | 1.2263 | 0 | 96.317 | 0.0058671 | 116.8564 | 0.38 | 98.1856 | 48.1227 | 13.8329 | 13.2325 | 10.2813 | 0 | 0 | 0 | 0 | 0 | 26.1791
2102 | 14.3343 | 0 | -15.9547 | 0 | 0 | 4.4 | 0 | 0 | 1.2263 | 0 | 99.83 | 0.0058671 | 120.3695 | 0.28985 | 104.1249 | 47.0291 | 14.2627 | 12.7176 | 10.956 | 0 | 0 | 0 | 0 | 0 | 26.4435
2103 | 14.3343 | 0.06327 | -15.9994 | 0 | 0 | 4.4 | 0 | 0 | 1.2263 | 0 | 100.584 | 0.0058671 | 121.1868 | 0 | 105.1874 | 45.8747 | 15.1967 | 11.7104 | 10.3011 | 0 | 0 | 0 | 0 | 0 | 26.7106
2104 | 14.3343 | 0.52123 | -13.2755 | 0 | 0 | 4.4 | 0 | 0 | 1.2263 | 0 | 98.6969 | 0.0058671 | 119.7575 | 0 | 106.482 | 44.6857 | 19.6947 | 10.9138 | 9.6777 | 0 | 0 | 0 | 0 | 0 | 26.7853
2105 | 14.3343 | 0 | -16.8357 | 0 | 0 | 4.4 | 0 | 0 | 1.2263 | 0 | 95.7069 | 0.0058671 | 116.2464 | 0 | 99.4107 | 43.9144 | 29.5152 | 10.3171 | 10.0917 | 0 | 0 | 0 | 0 | 0 | 27.2529
2106 | 14.3343 | 0 | -19.808 | 0 | 0 | 4.4 | 0 | 0 | 1.2263 | 0 | 89.2973 | 0.0058671 | 109.8367 | 0 | 90.0288 | 44.8656 | 36.2578 | 9.535 | 11.108 | 0 | 0 | 0 | 0 | 0 | 27.5282
2107 | 14.3343 | 0 | -20.3551 | 0 | 0 | 4.4 | 0 | 0 | 1.2263 | 0 | 81.9674 | 0.0058671 | 102.5068 | 0 | 82.1517 | 46.2059 | 36.6741 | 6.6594 | 12.3117 | 0 | 0 | 0 | 0 | 0 | 27.8063
2108 | 14.3343 | 0 | -20.6035 | 0 | 0.0499 | 4.4 | 0 | 0 | 1.2263 | 0 | 77.9314 | 0.0058671 | 98.5207 | 0 | 77.9172 | 48.3489 | 34.3127 | 7.1225 | 12.0982 | 0 | 0 | 0.0499 | 0 | 0 | 28.0872
2109 | 14.3343 | 0 | -20.9526 | 0 | 0.45709 | 4.4 | 0 | 0 | 1.2263 | 0 | 77.5665 | 0.0058671 | 98.563 | 0 | 77.6105 | 49.0401 | 30.3209 | 7.2696 | 10.6679 | 0.40719 | 0 | 0.0499 | 0 | 0 | 28.3709
2110 | 14.3343 | 0 | -20.6219 | 0 | 2.9502 | 4.4 | 0 | 0 | 1.2263 | 0 | 76.867 | 0.0058671 | 100.3566 | 0 | 79.7348 | 46.2213 | 24.3208 | 6.9193 | 17.3305 | 2.9003 | 0 | 0.0499 | 0 | 0 | 28.6574
2111 | 14.3343 | 0 | -20.2588 | 0 | 1.0513 | 4.4 | 0 | 0 | 1.2263 | 0 | 76.127 | 0.0058671 | 97.7177 | 0 | 77.4589 | 42.8094 | 15.5167 | 3.5285 | 15.1229 | 1.0014 | 0 | 0.0499 | 0 | 0 | 28.3709
2112 | 14.3343 | 0 | -20.2054 | 0 | 0 | 4.4 | 0 | 0 | 1.2263 | 0 | 75.7604 | 0.0058671 | 96.2786 | 12.789 | 63.2843 | 39.0401 | 8.1309 | 2.3419 | 13.5058 | 0 | 0 | 0 | 0 | 0 | 23.6759
2113 | 14.3343 | 0 | -20.936 | 0 | 0 | 4.4 | 0 | 0 | 1.2263 | 0 | 76.1583 | 0.0058671 | 96.6765 | 7.2789 | 68.4616 | 35.2714 | 5.3681 | 2.2976 | 25.3321 | 0 | 0 | 0 | 0 | 0 | 23.6759
2114 | 14.3343 | 0 | -20.936 | 0 | 0 | 4.4 | 0 | 0 | 1.2263 | 0 | 76.9845 | 0.0058671 | 97.5028 | 12.1057 | 64.461 | 34.5986 | 4.7376 | 2.1163 | 23.0552 | 0 | 0 | 0 | 0 | 0 | 23.6759
2115 | 14.3343 | 0 | -20.936 | 0 | 0 | 4.4 | 0 | 0 | 1.2263 | 0 | 77.8896 | 0.0058671 | 98.4078 | 15.5693 | 61.9025 | 33.8652 | 4.6686 | 2.1177 | 21.72 | 0 | 0 | 0 | 0 | 0 | 23.6759
2116 | 14.3343 | 0 | -20.936 | 0 | 0 | 4.4 | 0 | 0 | 1.2263 | 0 | 78.7684 | 0.0058671 | 99.2866 | 18.4783 | 59.8723 | 32.3182 | 4.9532 | 2.2087 | 21.48 | 0 | 0 | 0 | 0 | 0 | 23.6759
2117 | 14.3343 | 0 | -20.936 | 0 | 0 | 4.4 | 0 | 0 | 1.2263 | 0 | 80.231 | 0.0058671 | 100.7542 | 24.6808 | 55.1373 | 31.2608 | 5.8964 | 5.2325 | 14.358 | 0 | 0 | 0 | 0 | 0 | 23.6759
2118 | 14.3343 | 0 | -20.936 | 0 | 1e-09 | 4.4 | 0 | 0 | 1.2263 | 0 | 83.1909 | 0.0058671 | 103.7141 | 21.3952 | 61.3828 | 30.8118 | 10.8963 | 7.1001 | 14.6771 | 1e-09 | 0 | 0 | 0 | 0 | 23.6759
2119 | 14.3343 | 0 | -19.6965 | 0 | 0 | 4.4 | 0 | 0 | 1.2263 | 0 | 87.6584 | 0.0058671 | 108.181 | 6.8101 | 81.6744 | 31.4101 | 26.9516 | 9.1963 | 16.5789 | 0 | 0 | 0 | 0 | 0 | 23.6759
2120 | 14.3343 | 0 | -19.1209 | 0 | -1e-09 | 4.4 | 0 | 0 | 1.2263 | 0 | 96.7074 | 0.0058671 | 117.2257 | 9.174 | 88.9307 | 33.0334 | 36.6041 | 10.5787 | 9.9685 | -1e-09 | 0 | 0 | 0 | 0 | 23.6759
2121 | 14.3343 | 1.683 | -8.3606 | 0 | 0 | 4.4 | 0 | 0 | 1.2263 | 0 | 113.2236 | 0.0058671 | 135.4248 | 31.7861 | 95.2781 | 36.1613 | 28.9819 | 15.3731 | 15.3847 | 0 | 0 | 0 | 0 | 0 | 23.6759
2122 | 14.3343 | 0 | -17.5659 | 2.4151 | 0 | 4.4 | 0 | 0 | 1.2263 | 0 | 127.0896 | 0.0058671 | 147.587 | 37.3935 | 90.2125 | 39.5921 | 19.0111 | 15.0763 | 16.0514 | 0 | 0 | 0 | 0 | 0 | 7.1661
2123 | 14.3343 | 0 | -18.993 | 8.8533 | 0 | 4.4 | 0 | 0 | 1.2263 | 0 | 133.4504 | 0.0058671 | 153.9479 | 37.3935 | 88.7081 | 42.0089 | 14.4369 | 13.9867 | 12.593 | 0 | 0 | 0 | 0 | 0 | 7.1661
2124 | 14.3343 | 0 | -18.4605 | 12.9559 | 0 | 4.4 | 0 | 0 | 1.2263 | 0 | 138.8638 | 0.0058671 | 159.3613 | 37.3935 | 90.5514 | 43.0942 | 12.8876 | 13.4197 | 11.0028 | 0 | 0 | 0 | 0 | 0 | 7.1661
2125 | 14.3343 | 0 | -17.951 | 13.2842 | 0 | 4.4 | 0 | 0 | 1.2263 | 0 | 140.0082 | 0.0058671 | 160.5058 | 37.3935 | 91.8771 | 43.2221 | 13.7248 | 13.1291 | 11.2496 | 0 | 0 | 0 | 0 | 0 | 7.1661
2126 | 14.3343 | 0 | -18.2857 | 8.1018 | 0 | 4.4 | 0 | 0 | 1.2263 | 0 | 141.1778 | 0.0058671 | 161.675 | 37.3935 | 97.894 | 42.2691 | 14.1512 | 12.6182 | 11.8227 | 0 | 0 | 0 | 0 | 0 | 7.1661
2127 | 14.3343 | 0 | -17.6029 | 3.4419 | 0 | 4.4 | 0 | 0 | 1.2263 | 0 | 140.3333 | 0.0058671 | 160.8309 | 37.3935 | 102.3925 | 41.078 | 15.0779 | 11.6189 | 11.3312 | 0 | 0 | 0 | 0 | 0 | 7.1661
2128 | 14.3343 | 0 | -16.5871 | 2.1971 | 0 | 4.4 | 0 | 0 | 1.2263 | 0 | 138.6323 | 0.0058671 | 159.1298 | 37.3935 | 102.9521 | 40.6972 | 19.5407 | 10.8285 | 10.7281 | 0 | 0 | 0 | 0 | 0 | 7.1766
2129 | 14.3343 | 0 | -9.2744 | 0.85052 | 0 | 4.4 | 0 | 0 | 1.2263 | 0 | 134.2644 | 0.0058671 | 154.7619 | 37.3935 | 107.2435 | 40.9214 | 29.2845 | 10.2365 | 10.8528 | 0 | 0 | 0 | 0 | 0 | 7.2059
2130 | 14.3343 | 0 | -5.8898 | 0 | 0 | 4.4 | 0 | 0 | 1.2263 | 0 | 125.8026 | 0.0058671 | 146.3001 | 37.3935 | 103.0168 | 41.3752 | 35.9745 | 9.4605 | 11.6084 | 0 | 0 | 0 | 0 | 0 | 7.46
2131 | 14.3343 | 0 | -12.7958 | 0 | 0 | 4.4 | 0 | 0 | 1.2263 | 0 | 116.937 | 0.0058671 | 137.4345 | 37.3935 | 87.2452 | 41.8387 | 36.3874 | 6.6073 | 12.8578 | 0 | 0 | 0 | 0 | 0 | 7.5354
2132 | 14.3343 | 0 | -21.3071 | 0 | 0 | 4.4 | 0 | 0 | 1.2263 | 0 | 112.9591 | 0.0058671 | 133.4566 | 37.3935 | 74.756 | 43.4086 | 34.0445 | 7.0668 | 12.5043 | 0 | 0 | 0 | 0 | 0 | 7.6115
2133 | 14.3343 | 0 | -21.2619 | 0 | 0 | 4.4 | 0 | 0 | 1.2263 | 0 | 113.6908 | 0.0058671 | 134.209 | 37.3935 | 75.5536 | 45.0452 | 30.0839 | 7.2127 | 11.0989 | 0 | 0 | 0 | 0 | 0 | 7.6884
2134 | 14.3343 | 0 | -21.4553 | 0 | 0 | 4.4 | 0 | 0 | 1.2263 | 0 | 112.9478 | 0.0058671 | 133.466 | 37.3935 | 74.6172 | 42.4263 | 24.1307 | 6.8652 | 18.4256 | 0 | 0 | 0 | 0 | 0 | 7.766
2135 | 14.3343 | 0 | -21.4553 | 0 | 0 | 4.4 | 0 | 0 | 1.2263 | 0 | 111.2593 | 0.0058671 | 131.7775 | 37.3935 | 72.9286 | 38.7706 | 15.3954 | 3.5009 | 16.0061 | 0 | 0 | 0 | 0 | 0 | 7.8445
2136 | 14.3343 | 0 | -21.4553 | 11.5683 | 0 | 4.4 | 0 | 0 | 1.2263 | 0 | 109.1159 | 0.0058671 | 129.6133 | 37.3935 | 59.1961 | 34.547 | 8.0673 | 2.3236 | 13.8484 | 0 | 0 | 0 | 0 | 0 | 7.1661
2137 | 14.3343 | 0 | -19.8588 | 5.2815 | 0 | 4.4 | 0 | 0 | 1.2263 | 0 | 107.0797 | 0.0058671 | 127.5769 | 37.3935 | 65.0431 | 31.8593 | 5.3812 | 2.3032 | 25.3069 | 0 | 0 | 0 | 0 | 0 | 7.1661
2138 | 14.3343 | 0 | -17.6657 | 1.3589 | 0 | 4.4 | 0 | 0 | 1.2263 | 0 | 105.4792 | 0.0058671 | 125.9767 | 37.3935 | 69.5586 | 30.4974 | 4.7492 | 2.1215 | 22.8811 | 0 | 0 | 0 | 0 | 0 | 7.1871
2139 | 14.3343 | 0 | -13.2621 | 0.79644 | 0 | 4.4 | 0 | 0 | 1.2263 | 0 | 103.8274 | 0.0058671 | 124.3249 | 37.3935 | 72.8728 | 30.3382 | 4.68 | 2.1229 | 21.5647 | 0 | 0 | 0 | 0 | 0 | 7.2597
2140 | 14.3343 | 0 | -13.1551 | 0.79644 | 0 | 4.4 | 0 | 0 | 1.2263 | 0 | 102.7688 | 0.0058671 | 123.2663 | 37.3935 | 71.9212 | 29.3896 | 4.9653 | 2.2141 | 21.282 | 0 | 0 | 0 | 0 | 0 | 7.3331
2141 | 14.3343 | 0 | -16.1776 | 0.65589 | 0 | 4.4 | 0 | 0 | 1.2263 | 0 | 101.6774 | 0.0058671 | 122.175 | 37.3935 | 67.948 | 28.7326 | 5.9108 | 5.2453 | 14.0571 | 0 | 0 | 0 | 0 | 0 | 7.4071
2142 | 14.3343 | 0 | -19.0342 | 0 | 0 | 4.4 | 0 | 0 | 1.2263 | 0 | 101.2155 | 0.0058671 | 121.713 | 37.3935 | 65.2853 | 29.4417 | 10.923 | 7.1175 | 14.2535 | 0 | 0 | 0 | 0 | 0 | 7.4819
2143 | 14.3343 | 0 | -20.8236 | 0 | 0 | 4.4 | 0 | 0 | 1.2263 | 0 | 101.6343 | 0.0058671 | 122.1319 | 37.3935 | 63.9148 | 32.5242 | 27.0174 | 9.2188 | 15.9706 | 0 | 0 | 0 | 0 | 0 | 7.5575
2144 | 14.3343 | 0 | -20.8174 | 0 | 0 | 4.4 | 0 | 0 | 1.2263 | 0 | 104.7942 | 0.0058671 | 125.2924 | 37.3935 | 67.0815 | 34.6309 | 36.6935 | 10.6046 | 8.7918 | 0 | 0 | 0 | 0 | 0 | 7.6339
2145 | 14.3343 | 0 | -20.5444 | 0 | 0 | 4.4 | 0 | 0 | 1.2263 | 0 | 114.5823 | 0.0058671 | 135.1005 | 37.3935 | 77.1626 | 34.8661 | 29.0527 | 15.4107 | 15.7025 | 0 | 0 | 0 | 0 | 0 | 7.711
2146 | 14.3343 | 0 | -20.6025 | 2.0618 | 0 | 4.4 | 0 | 0 | 1.2263 | 0 | 127.8176 | 0.0058671 | 148.3152 | 37.3935 | 88.2574 | 37.6041 | 19.0576 | 15.1132 | 16.4966 | 0 | 0 | 0 | 0 | 0 | 7.1766
2147 | 14.3343 | 0 | -20.0073 | 12.1621 | 0 | 4.4 | 0 | 0 | 1.2263 | 0 | 134.5637 | 0.0058671 | 155.0361 | 37.3935 | 85.4732 | 39.8425 | 14.4722 | 14.0209 | 12.9118 | 0 | 0 | 0 | 0 | 0 | 7.1661
2148 | 14.3343 | 0 | -19.5536 | 16.5376 | 0 | 4.4 | 0 | 0 | 1.2263 | 0 | 142.0008 | 0.0058671 | 162.498 | 37.3935 | 89.0133 | 41.181 | 12.9191 | 13.4525 | 11.3136 | 0 | 0 | 0 | 0 | 0 | 7.1661
2149 | 14.3343 | 0 | -18.4907 | 10.1759 | 0 | 4.4 | 0 | 0 | 1.2263 | 0 | 149.0839 | 0.0058671 | 169.5815 | 37.3935 | 103.5214 | 41.5002 | 13.7583 | 13.1612 | 11.9607 | 0 | 0 | 0 | 0 | 0 | 7.1661
2150 | 14.3343 | 0 | -18.4465 | 8.755 | 0 | 4.4 | 0 | 0 | 1.2263 | 0 | 153.5887 | 0.0058671 | 174.0862 | 37.3935 | 109.4911 | 41.135 | 14.1858 | 12.6491 | 11.896 | 0 | 0 | 0 | 0 | 0 | 7.1661
2151 | 14.3343 | 0 | -18.4465 | 8.4628 | 0 | 4.4 | 0 | 0 | 1.2263 | 0 | 157.1172 | 0.0058671 | 177.6143 | 37.3935 | 113.3115 | 40.4046 | 15.1148 | 11.6473 | 11.6705 | 0 | 0 | 0 | 0 | 0 | 7.1661
2152 | 14.3343 | 0 | -17.9586 | 10.5785 | 0 | 4.4 | 0 | 0 | 1.2263 | 0 | 153.6356 | 0.0058671 | 174.1331 | 37.3935 | 108.2025 | 39.8501 | 19.5885 | 10.855 | 10.9922 | 0 | 0 | 0 | 0 | 0 | 7.1661
2153 | 14.3343 | 0 | -18.4465 | 4.5457 | 0 | 4.4 | 0 | 0 | 1.2263 | 0 | 147.5018 | 0.0058671 | 167.9986 | 37.3935 | 107.6128 | 40.6846 | 29.356 | 10.2615 | 11.4207 | 0 | 0 | 0 | 0 | 0 | 7.1661
2154 | 14.3343 | 0 | -19.0856 | 0 | 0 | 4.4 | 0 | 0 | 1.2263 | 0 | 137.6505 | 0.0058671 | 158.148 | 37.3935 | 101.6689 | 40.5773 | 36.0623 | 9.4836 | 11.8041 | 0 | 0 | 0 | 0 | 0 | 7.5354
2155 | 14.3343 | 0 | -19.6759 | 0 | 0 | 4.4 | 0 | 0 | 1.2263 | 0 | 129.3896 | 0.0058671 | 149.8871 | 37.3935 | 92.8177 | 40.9747 | 36.4763 | 6.6235 | 12.5064 | 0 | 0 | 0 | 0 | 0 | 7.6115
2156 | 14.3343 | 0 | -20.4812 | 0 | 0 | 4.4 | 0 | 0 | 1.2263 | 0 | 124.6294 | 0.0058671 | 145.1471 | 37.3935 | 87.2724 | 41.7709 | 34.1277 | 7.084 | 11.9093 | 0 | 0 | 0 | 0 | 0 | 7.6884
2157 | 14.3343 | 0 | -21.4553 | 0 | 0 | 4.4 | 0 | 0 | 1.2263 | 0 | 122.7287 | 0.0058671 | 143.2468 | 37.3935 | 84.398 | 41.8114 | 30.1574 | 7.2304 | 10.2183 | 0 | 0 | 0 | 0 | 0 | 7.766
2158 | 14.3343 | 0 | -21.4553 | 0 | 0 | 4.4 | 0 | 0 | 1.2263 | 0 | 120.1972 | 0.0058671 | 140.7155 | 37.3935 | 81.8666 | 38.8138 | 24.1897 | 6.882 | 17.0726 | 0 | 0 | 0 | 0 | 0 | 7.8445
2159 | 14.3343 | 0 | -21.4553 | 0 | 0 | 4.4 | 0 | 0 | 1.2263 | 0 | 116.9905 | 0.0058671 | 137.5087 | 37.3935 | 78.6599 | 35.2072 | 15.433 | 3.5095 | 15.0195 | 0 | 0 | 0 | 0 | 0 | 7.9237
2160 | 14.3343 | 0 | -21.4553 | 0 | 0.04491 | 4.4 | 0 | 0 | 1.2263 | 0 | 112.6269 | 0.0058671 | 133.19 | 37.3935 | 74.3412 | 31.6151 | 8.087 | 2.3293 | 13.2002 | 0.04491 | 0 | 0 | 0 | 0 | 8.0038

## FL.A
FL.A: Electricity and gas storage capacity in 2022
Return to: Main Menu
Return to: Chapter contents
Electricity and gas storage capacity in 2022
|  | Energy stored | GWh
|  | Gas storage capacity (excluding LNG) | 17930
|  | Linepack flexibility in GB gas network | 1045
|  | Pumped hydro stored capacity | 26.36
|  | Other electricity storage capacity | 3.1364

## FL.B
FL.B: Hydrogen daily demand and supply in 2050
Return to: Main Menu
Return to: Chapter contents
Hydrogen daily demand and supply in 2050
Consumer Transformation
Hydrogen annual stock level profile 2050 (TWh/day)
Consumer Transformation
 | time axis 2050-01-01 to 2050-12-31
|  | Hydrogen Demand | 0.33537 | 0.33109 | 0.32674 | 0.32887 | 0.28568 | 0.27518 | 0.29348 | 0.31622 | 0.32369 | 0.38882 | 0.39595 | 0.27845 | 0.36245 | 0.40823 | 0.45668 | 0.47924 | 0.40428 | 0.35343 | 0.33906 | 0.32414 | 0.37083 | 0.32199 | 0.39315 | 0.40097 | 0.3181 | 0.33761 | 0.33395 | 0.33838 | 0.33906 | 0.34966 | 0.34205 | 0.34123 | 0.34042 | 0.33965 | 0.35242 | 0.34849 | 0.34776 | 0.29579 | 0.29397 | 0.34002 | 0.33245 | 0.32204 | 0.33235 | 0.35154 | 0.34173 | 0.38404 | 0.38628 | 0.28834 | 0.31423 | 0.33934 | 0.3218 | 0.28284 | 0.28616 | 0.28015 | 0.27304 | 0.27959 | 0.34185 | 0.37955 | 0.36707 | 0.35336 | 0.33792 | 0.34711 | 0.29636 | 0.31031 | 0.30031 | 0.34699 | 0.32671 | 0.33769 | 0.33393 | 0.32317 | 0.31239 | 0.33161 | 0.35232 | 0.28871 | 0.28302 | 0.29024 | 0.2978 | 0.27719 | 0.26531 | 0.28682 | 0.33544 | 0.34196 | 0.33109 | 0.35216 | 0.30972 | 0.26153 | 0.264 | 0.26937 | 0.28313 | 0.27912 | 0.2608 | 0.2608 | 0.26396 | 0.26308 | 0.26681 | 0.2608 | 0.2608 | 0.2691 | 0.29791 | 0.2608 | 0.2608 | 0.2608 | 0.30076 | 0.34268 | 0.32746 | 0.33543 | 0.32746 | 0.33543 | 0.31332 | 0.31115 | 0.33404 | 0.3289 | 0.33253 | 0.30872 | 0.29065 | 0.28224 | 0.27955 | 0.31781 | 0.35242 | 0.31718 | 0.31765 | 0.30402 | 0.34776 | 0.34776 | 0.34179 | 0.31136 | 0.31572 | 0.32819 | 0.32529 | 0.32457 | 0.32384 | 0.33253 | 0.33471 | 0.33471 | 0.31732 | 0.2608 | 0.28968 | 0.29373 | 0.2608 | 0.28783 | 0.32457 | 0.32094 | 0.32746 | 0.3136 | 0.26642 | 0.28045 | 0.33117 | 0.33346 | 0.32964 | 0.31515 | 0.26913 | 0.27834 | 0.26081 | 0.26081 | 0.26081 | 0.26081 | 0.26081 | 0.26081 | 0.26081 | 0.26081 | 0.26081 | 0.29567 | 0.33398 | 0.33471 | 0.33398 | 0.33326 | 0.27748 | 0.26081 | 0.2633 | 0.26491 | 0.26212 | 0.26081 | 0.32601 | 0.33115 | 0.31403 | 0.26081 | 0.26787 | 0.28498 | 0.30128 | 0.33059 | 0.33639 | 0.32422 | 0.32682 | 0.3339 | 0.3458 | 0.32442 | 0.34357 | 0.3046 | 0.27225 | 0.26671 | 0.26797 | 0.26081 | 0.26081 | 0.26464 | 0.27051 | 0.26472 | 0.26298 | 0.26081 | 0.26081 | 0.26209 | 0.26322 | 0.26081 | 0.26985 | 0.26985 | 0.26627 | 0.269 | 0.27989 | 0.2876 | 0.31693 | 0.33471 | 0.30918 | 0.27315 | 0.33574 | 0.34195 | 0.33761 | 0.34134 | 0.32979 | 0.28116 | 0.26081 | 0.27793 | 0.29527 | 0.27912 | 0.32048 | 0.3153 | 0.27526 | 0.26914 | 0.32261 | 0.31731 | 0.32289 | 0.32727 | 0.31273 | 0.28829 | 0.29505 | 0.26081 | 0.29667 | 0.29962 | 0.29273 | 0.26081 | 0.26619 | 0.26774 | 0.26081 | 0.30337 | 0.34033 | 0.33906 | 0.32694 | 0.28844 | 0.29194 | 0.27829 | 0.28291 | 0.30699 | 0.2608 | 0.2608 | 0.33518 | 0.28834 | 0.26762 | 0.2608 | 0.26902 | 0.32234 | 0.33398 | 0.32444 | 0.31555 | 0.28619 | 0.26717 | 0.28557 | 0.31507 | 0.26678 | 0.29875 | 0.29561 | 0.2727 | 0.26665 | 0.29525 | 0.33601 | 0.33978 | 0.33616 | 0.33979 | 0.33544 | 0.33322 | 0.31748 | 0.33682 | 0.32819 | 0.33471 | 0.33544 | 0.33181 | 0.33254 | 0.33544 | 0.33317 | 0.3137 | 0.26815 | 0.28916 | 0.29395 | 0.29338 | 0.31443 | 0.31297 | 0.33761 | 0.33906 | 0.33761 | 0.32217 | 0.33727 | 0.33398 | 0.33688 | 0.34361 | 0.34341 | 0.34703 | 0.34414 | 0.31769 | 0.30719 | 0.34333 | 0.31816 | 0.26977 | 0.31049 | 0.34237 | 0.293 | 0.26945 | 0.26636 | 0.32869 | 0.3282 | 0.33544 | 0.33471 | 0.2728 | 0.2734 | 0.32308 | 0.26494 | 0.32889 | 0.34442 | 0.31493 | 0.27739 | 0.3057 | 0.26549 | 0.27811 | 0.27086 | 0.26923 | 0.26083 | 0.38578 | 0.39615 | 0.30685 | 0.3006 | 0.28624 | 0.34706 | 0.35553 | 0.311 | 0.28257 | 0.31654 | 0.3282 | 0.32747 | 0.3282 | 0.32674 | 0.32457 | 0.3282 | 0.3253 | 0.3296 | 0.32772 | 0.33326 | 0.32747 | 0.33151 | 0.32373 | 0.33499 | 0.33544 | 0.33907 | 0.33834 | 0.32421 | 0.37028 | 0.3813 | 0.38906 | 0.36665 | 0.33529
|  | Hydrogen Production | 0.57294 | 0.57193 | 0.57339 | 0.55898 | 0.24605 | 0.16386 | 0.3337 | 0.46963 | 0.0069707 | 0.0061725 | 0.0046952 | 0.0077176 | 0.004909 | 0.0055034 | 0.0059579 | 0.0035614 | 0.080273 | 0.57324 | 0.43972 | 0.24452 | 0.46776 | 0.26657 | 0.0055336 | 0.0040165 | 0.43915 | 0.57344 | 0.57474 | 0.57443 | 0.57411 | 0.57464 | 0.57463 | 0.57181 | 0.57406 | 0.57354 | 0.57471 | 0.57449 | 0.57169 | 0.21757 | 0.007081 | 0.0046656 | 0.45052 | 0.51749 | 0.032008 | 0.48549 | 0.44534 | 0.037162 | 0.003956 | 0.0044656 | 0.0038803 | 0.0062963 | 0.37878 | 0.10211 | 0.006946 | 0.0060716 | 0.010936 | 0.010916 | 0.0078356 | 0.0059686 | 0.0063185 | 0.0072045 | 0.0042358 | 0.0037861 | 0.0055969 | 0.0038884 | 0.019936 | 0.52204 | 0.57197 | 0.57005 | 0.57458 | 0.53947 | 0.38851 | 0.03791 | 0.019242 | 0.25505 | 0.17745 | 0.25284 | 0.31133 | 0.13291 | 0.042787 | 0.22652 | 0.57474 | 0.57474 | 0.57474 | 0.57151 | 0.32439 | 0.011391 | 0.0097043 | 0.0077479 | 0.0073902 | 0.0057394 | 0.0085461 | 0.0071903 | 0.030462 | 0.02844 | 0.050974 | 0.0044345 | 0.0052474 | 0.10576 | 0.30612 | 0.0042587 | 0.0051041 | 0.0058078 | 0.27447 | 0.57474 | 0.57461 | 0.5742 | 0.57283 | 0.57474 | 0.37607 | 0.36808 | 0.5682 | 0.57185 | 0.57091 | 0.41176 | 0.0066336 | 0.15306 | 0.18934 | 0.50461 | 0.57287 | 0.37066 | 0.37077 | 0.2513 | 0.56799 | 0.57138 | 0.53008 | 0.4966 | 0.54767 | 0.57159 | 0.57342 | 0.57444 | 0.57183 | 0.57213 | 0.57134 | 0.57033 | 0.44553 | 0.0059201 | 0.25803 | 0.26561 | 0.0042752 | 0.31212 | 0.57263 | 0.56735 | 0.57208 | 0.49064 | 0.057874 | 0.19246 | 0.53359 | 0.57274 | 0.57023 | 0.41892 | 0.087149 | 0.14379 | 0.0063884 | 0.0037123 | 0.012428 | 0.0049565 | 0.0042646 | 0.0067028 | 0.0058602 | 0.0047262 | 0.0035716 | 0.30008 | 0.57341 | 0.57435 | 0.57156 | 0.57256 | 0.16184 | 0.0049739 | 0.0067524 | 0.0038284 | 0.0076404 | 0.019563 | 0.56035 | 0.57295 | 0.42996 | 0.0036786 | 0.066398 | 0.19645 | 0.33185 | 0.50993 | 0.56457 | 0.45158 | 0.4427 | 0.54593 | 0.56619 | 0.46644 | 0.54912 | 0.30285 | 0.11757 | 0.071115 | 0.087348 | 0.005636 | 0.0036569 | 0.042461 | 0.15261 | 0.10127 | 0.044895 | 0.004006 | 0.0038064 | 0.029554 | 0.10964 | 0.0070257 | 0.0052704 | 0.0052597 | 0.0036335 | 0.0048935 | 0.0040223 | 0.0083581 | 0.42739 | 0.57264 | 0.37901 | 0.092329 | 0.5558 | 0.57004 | 0.5717 | 0.56631 | 0.50321 | 0.14309 | 0.0037732 | 0.13511 | 0.27941 | 0.1381 | 0.42643 | 0.43921 | 0.1463 | 0.074425 | 0.54752 | 0.46614 | 0.53177 | 0.56232 | 0.42887 | 0.21944 | 0.30833 | 0.0043738 | 0.31896 | 0.31429 | 0.31587 | 0.0082161 | 0.0039008 | 0.0036333 | 0.0059846 | 0.31536 | 0.56937 | 0.57195 | 0.57321 | 0.25298 | 0.29185 | 0.16552 | 0.21666 | 0.38521 | 0.017927 | 0.0039193 | 0.53032 | 0.1865 | 0.0044029 | 0.0067353 | 0.061306 | 0.48214 | 0.57437 | 0.56553 | 0.47663 | 0.24403 | 0.056153 | 0.23478 | 0.4567 | 0.0036935 | 0.0036246 | 0.004238 | 0.0066212 | 0.029414 | 0.29341 | 0.57414 | 0.57237 | 0.57346 | 0.57454 | 0.57415 | 0.54849 | 0.42501 | 0.55825 | 0.56946 | 0.57058 | 0.57222 | 0.57474 | 0.57474 | 0.57399 | 0.57441 | 0.50083 | 0.11951 | 0.28691 | 0.34687 | 0.34119 | 0.57315 | 0.57278 | 0.57363 | 0.57473 | 0.57456 | 0.45325 | 0.57191 | 0.57472 | 0.57474 | 0.57265 | 0.57377 | 0.57218 | 0.57223 | 0.38366 | 0.32134 | 0.5738 | 0.40299 | 0.069823 | 0.33217 | 0.54564 | 0.24013 | 0.0091671 | 0.021744 | 0.55942 | 0.56906 | 0.57054 | 0.5746 | 0.15395 | 0.12855 | 0.0043034 | 0.038189 | 0.44705 | 0.57262 | 0.33016 | 0.00951 | 0.0090135 | 0.01071 | 0.0084523 | 0.0062934 | 0.030357 | 0.0054444 | 0.52196 | 0.41517 | 0.13615 | 0.029327 | 0.15155 | 0.57258 | 0.57472 | 0.36727 | 0.26055 | 0.57465 | 0.57225 | 0.57003 | 0.56898 | 0.57323 | 0.5742 | 0.57366 | 0.57405 | 0.56955 | 0.54196 | 0.57307 | 0.57368 | 0.57443 | 0.57474 | 0.57474 | 0.57448 | 0.57474 | 0.57325 | 0.4594 | 0.57474 | 0.5739 | 0.57293 | 0.57471 | 0.57417
System Transformation |  | Hydrogen annual stock level profile 2050 (TWh/day)
System Transformation
 | time axis 2050-01-01 to 2050-12-31
|  | Hydrogen Demand | 1.5808 | 1.5785 | 1.5826 | 1.6372 | 1.619 | 1.6128 | 1.6168 | 1.6005 | 1.5802 | 1.611 | 1.6149 | 1.6219 | 1.6269 | 1.6363 | 1.627 | 1.6232 | 1.6376 | 1.6458 | 1.6411 | 1.6372 | 1.644 | 1.6178 | 1.6233 | 1.6484 | 1.625 | 1.6317 | 1.6315 | 1.6403 | 1.6198 | 1.6084 | 1.6325 | 1.6297 | 1.6303 | 1.6302 | 1.6411 | 1.6237 | 1.6124 | 1.6256 | 1.6205 | 1.6278 | 1.6295 | 1.6322 | 1.5971 | 1.5915 | 1.6081 | 1.5906 | 1.5853 | 1.5841 | 1.587 | 1.5651 | 1.5675 | 1.5807 | 1.5669 | 1.559 | 1.5535 | 1.5515 | 1.5338 | 1.5238 | 1.5295 | 1.5238 | 1.5191 | 1.514 | 1.5113 | 1.488 | 1.4707 | 1.5066 | 1.5007 | 1.494 | 1.4848 | 1.485 | 1.4571 | 1.4288 | 1.4424 | 1.4532 | 1.4477 | 1.4511 | 1.4534 | 1.4329 | 1.4114 | 1.4262 | 1.4317 | 1.4214 | 1.4103 | 1.4064 | 1.3764 | 1.345 | 1.3491 | 1.3417 | 1.3343 | 1.3262 | 1.3318 | 1.3154 | 1.3062 | 1.3265 | 1.316 | 1.2963 | 1.289 | 1.2626 | 1.2852 | 1.2566 | 1.2331 | 1.2486 | 1.2529 | 1.2525 | 1.2413 | 1.219 | 1.1989 | 1.2027 | 1.1871 | 1.1835 | 1.1766 | 1.1685 | 1.1499 | 1.1267 | 1.116 | 1.1211 | 1.1199 | 1.1248 | 1.1241 | 1.0702 | 1.0587 | 1.0479 | 1.0923 | 1.0865 | 1.0777 | 1.061 | 1.0072 | 1.0107 | 1.0412 | 1.0344 | 1.0262 | 1.0211 | 1.0182 | 1.0015 | 0.98883 | 0.97499 | 0.98082 | 0.97448 | 0.95186 | 0.95214 | 0.94627 | 0.93563 | 0.93527 | 0.93035 | 0.91096 | 0.91631 | 0.927 | 0.91721 | 0.89502 | 0.88517 | 0.89934 | 0.89727 | 0.88738 | 0.87545 | 0.85486 | 0.85785 | 0.86333 | 0.86642 | 0.86345 | 0.85708 | 0.84579 | 0.85257 | 0.85487 | 0.85764 | 0.84876 | 0.84909 | 0.82907 | 0.82527 | 0.81543 | 0.8124 | 0.81061 | 0.81829 | 0.83016 | 0.83055 | 0.82091 | 0.80104 | 0.80995 | 0.81785 | 0.82129 | 0.82066 | 0.81888 | 0.82013 | 0.81274 | 0.80365 | 0.81602 | 0.80978 | 0.81208 | 0.8009 | 0.79566 | 0.78923 | 0.79266 | 0.78987 | 0.78519 | 0.79094 | 0.79176 | 0.79315 | 0.78779 | 0.77838 | 0.78322 | 0.78413 | 0.78863 | 0.78565 | 0.77171 | 0.77631 | 0.77082 | 0.77317 | 0.77125 | 0.77322 | 0.79015 | 0.79572 | 0.79386 | 0.78427 | 0.79642 | 0.79666 | 0.79409 | 0.79307 | 0.79279 | 0.78111 | 0.76896 | 0.77978 | 0.78588 | 0.78416 | 0.7926 | 0.79861 | 0.78611 | 0.77794 | 0.80144 | 0.79883 | 0.80252 | 0.80478 | 0.80235 | 0.79364 | 0.79461 | 0.78662 | 0.80285 | 0.80086 | 0.80369 | 0.79863 | 0.78484 | 0.78437 | 0.79917 | 0.80868 | 0.82095 | 0.82304 | 0.82373 | 0.81523 | 0.81433 | 0.81812 | 0.82425 | 0.83282 | 0.81933 | 0.81738 | 0.84395 | 0.82994 | 0.8286 | 0.8327 | 0.84744 | 0.86542 | 0.87085 | 0.87458 | 0.8683 | 0.87579 | 0.87185 | 0.88491 | 0.89772 | 0.89251 | 0.88558 | 0.8903 | 0.90318 | 0.91461 | 0.9398 | 0.95834 | 0.97204 | 0.97718 | 0.98103 | 0.99857 | 1.0055 | 1.0117 | 1.0237 | 1.0353 | 1.0372 | 1.0425 | 1.0621 | 1.071 | 1.0783 | 1.0911 | 1.101 | 1.0924 | 1.1004 | 1.1263 | 1.134 | 1.1559 | 1.1615 | 1.1714 | 1.1711 | 1.1704 | 1.1866 | 1.2012 | 1.2112 | 1.2216 | 1.2396 | 1.2415 | 1.2442 | 1.2721 | 1.2832 | 1.2915 | 1.3034 | 1.3149 | 1.3085 | 1.3141 | 1.3456 | 1.3535 | 1.3635 | 1.3699 | 1.3911 | 1.385 | 1.3818 | 1.4118 | 1.4074 | 1.4199 | 1.4139 | 1.4305 | 1.4384 | 1.4372 | 1.4484 | 1.4394 | 1.4421 | 1.4445 | 1.4584 | 1.4515 | 1.454 | 1.4679 | 1.5015 | 1.5075 | 1.4963 | 1.5048 | 1.4937 | 1.4919 | 1.5217 | 1.5238 | 1.5282 | 1.5401 | 1.5508 | 1.5377 | 1.5277 | 1.5547 | 1.5581 | 1.5625 | 1.5663 | 1.5732 | 1.5562 | 1.5552 | 1.5646 | 1.5668 | 1.573 | 1.5774 | 1.5833 | 1.5587 | 1.5257 | 1.5611 | 1.5684 | 1.5687 | 1.6056 | 1.6041 | 1.5681
|  | Hydrogen Production | 1.468 | 1.431 | 1.4771 | 1.4126 | 1.0849 | 1.0042 | 1.1283 | 1.256 | 0.79428 | 0.74366 | 0.72088 | 0.87697 | 0.72123 | 0.7301 | 0.73931 | 0.69075 | 0.8083 | 1.4178 | 1.3379 | 1.3539 | 1.3412 | 1.0562 | 0.73071 | 0.70544 | 1.1591 | 1.4622 | 1.5045 | 1.4982 | 1.4917 | 1.5025 | 1.5022 | 1.4218 | 1.4789 | 1.4766 | 1.5039 | 1.4994 | 1.4426 | 1.1054 | 0.76207 | 0.71707 | 1.2996 | 1.3942 | 0.85977 | 1.2826 | 1.2582 | 0.85891 | 0.70139 | 0.77192 | 0.69721 | 0.7237 | 1.2304 | 0.97755 | 0.75933 | 0.74161 | 0.84018 | 0.83995 | 0.77736 | 0.73953 | 0.74662 | 0.76457 | 0.70441 | 0.6953 | 0.73199 | 0.69737 | 0.77823 | 1.4349 | 1.4484 | 1.4094 | 1.5011 | 1.4616 | 1.2353 | 0.90845 | 0.7737 | 1.3193 | 1.2964 | 1.4032 | 1.2459 | 1.1463 | 1.0351 | 1.0414 | 1.5045 | 1.5046 | 1.5046 | 1.4927 | 1.3154 | 0.98231 | 0.81522 | 0.77558 | 0.76833 | 0.73488 | 1.0794 | 1.0114 | 1.1443 | 1.368 | 1.1886 | 0.70844 | 0.78217 | 1.029 | 1.337 | 0.73537 | 0.74727 | 0.73627 | 1.0539 | 1.5045 | 1.5017 | 1.4935 | 1.4659 | 1.5045 | 1.2413 | 1.2739 | 1.3602 | 1.4222 | 1.4268 | 1.2432 | 0.85975 | 1.0522 | 1.1005 | 1.4114 | 1.4665 | 1.3312 | 1.2472 | 1.1622 | 1.3678 | 1.4365 | 1.3757 | 1.075 | 1.0477 | 1.4406 | 1.4778 | 1.4984 | 1.4456 | 1.4515 | 1.4356 | 1.415 | 1.4472 | 0.9146 | 1.2949 | 1.2967 | 0.83623 | 1.2801 | 1.443 | 1.3457 | 1.4505 | 1.407 | 0.97688 | 1.1696 | 1.3803 | 1.4353 | 1.3897 | 1.2717 | 1.1524 | 1.1615 | 1.0732 | 0.86218 | 1.0818 | 0.8666 | 0.89586 | 1.0229 | 1.0254 | 0.92476 | 0.69096 | 1.1372 | 1.4717 | 1.4965 | 1.44 | 1.4603 | 1.112 | 0.75426 | 0.83212 | 0.82226 | 0.81773 | 0.96054 | 1.4846 | 1.4681 | 1.3016 | 0.82315 | 1.1234 | 1.2647 | 1.3772 | 1.3813 | 1.3859 | 1.2217 | 1.2073 | 1.0948 | 1.3926 | 1.1572 | 1.2803 | 0.98026 | 1.0262 | 0.95328 | 1.0938 | 0.95526 | 0.84335 | 0.97658 | 1.0152 | 1.0133 | 0.91998 | 0.79673 | 0.8275 | 0.8745 | 1.0208 | 1.0061 | 0.72538 | 0.85939 | 0.73416 | 0.76531 | 0.70009 | 0.83721 | 1.3997 | 1.462 | 1.3527 | 1.2021 | 1.4582 | 1.4093 | 1.4429 | 1.3809 | 1.3426 | 0.96715 | 0.71448 | 0.86649 | 1.1017 | 1.0114 | 1.2599 | 1.332 | 1.0681 | 0.86646 | 1.4451 | 1.2801 | 1.3712 | 1.3834 | 1.1689 | 1.0001 | 1.1012 | 0.7819 | 1.1793 | 1.0814 | 1.1853 | 1.091 | 0.71922 | 0.70322 | 0.94267 | 1.1572 | 1.3957 | 1.4478 | 1.4734 | 1.1719 | 1.1586 | 1.1129 | 1.2022 | 1.3621 | 0.97448 | 0.70896 | 1.4493 | 1.0808 | 0.73983 | 0.80882 | 1.0474 | 1.3905 | 1.4969 | 1.4161 | 1.273 | 1.162 | 0.94542 | 1.0819 | 1.3468 | 0.7949 | 0.69203 | 0.70446 | 0.75275 | 0.81972 | 1.2437 | 1.4924 | 1.4563 | 1.4786 | 1.5005 | 1.4925 | 1.4734 | 1.3132 | 1.3683 | 1.3974 | 1.3966 | 1.4367 | 1.5046 | 1.4958 | 1.3988 | 1.458 | 1.2144 | 0.90995 | 1.0387 | 1.1815 | 1.086 | 1.4723 | 1.4648 | 1.4819 | 1.5043 | 1.5009 | 1.2726 | 1.4843 | 1.5041 | 1.5044 | 1.4621 | 1.4847 | 1.4526 | 1.4536 | 1.4065 | 1.3517 | 1.4855 | 1.4058 | 1.2999 | 1.3732 | 1.4214 | 1.2478 | 1.2865 | 1.2536 | 1.4474 | 1.3782 | 1.3894 | 1.5017 | 1.0675 | 1.119 | 0.72328 | 0.80912 | 1.2547 | 1.4432 | 1.164 | 0.81129 | 0.80595 | 0.89692 | 0.95813 | 0.9538 | 1.1909 | 0.83592 | 1.4591 | 1.372 | 1.1319 | 0.73709 | 1.0245 | 1.4275 | 1.5041 | 1.3949 | 1.2157 | 1.5026 | 1.4405 | 1.407 | 1.3634 | 1.4739 | 1.4935 | 1.4827 | 1.4906 | 1.4478 | 1.2557 | 1.4706 | 1.483 | 1.4983 | 1.5046 | 1.5045 | 1.4992 | 1.5046 | 1.4744 | 1.2739 | 1.5045 | 1.4875 | 1.4678 | 1.5038 | 1.493
Leading the Way
Hydrogen annual stock level profile 2050 (TWh/day)
Leading the Way
 | time axis 2050-01-01 to 2050-12-31
|  | Hydrogen Demand | 0.76879 | 0.55703 | 0.5717 | 0.56343 | 0.5207 | 0.51754 | 0.56368 | 0.84223 | 0.6419 | 0.62834 | 0.75595 | 1.0706 | 1.3594 | 2.0312 | 2.3155 | 2.6977 | 2.2972 | 1.8866 | 1.9462 | 2.0192 | 1.9512 | 0.83496 | 0.60853 | 0.60633 | 0.53079 | 0.54237 | 0.55372 | 0.57225 | 0.56965 | 0.91659 | 0.68322 | 0.55725 | 0.62518 | 0.70028 | 0.57849 | 0.58182 | 0.58095 | 0.58585 | 0.60309 | 0.61667 | 0.64314 | 0.70747 | 1.1092 | 1.7111 | 1.6761 | 1.866 | 1.6718 | 1.3527 | 0.74553 | 0.9312 | 0.5943 | 0.56118 | 0.52257 | 0.54184 | 0.83159 | 1.0874 | 1.1719 | 1.585 | 1.2939 | 1.0007 | 0.53635 | 0.89125 | 0.52495 | 0.97856 | 1.2392 | 1.3864 | 0.95238 | 0.91269 | 0.82704 | 0.55036 | 0.52548 | 0.53124 | 0.53514 | 0.52978 | 0.52951 | 0.53577 | 0.54486 | 0.59091 | 0.5305 | 0.5371 | 0.57269 | 0.5752 | 0.57566 | 0.57023 | 0.54755 | 0.52222 | 0.52417 | 0.52076 | 0.52011 | 0.52001 | 0.53175 | 0.53473 | 0.53913 | 0.53951 | 0.53669 | 0.51807 | 0.51787 | 0.51963 | 0.53967 | 0.51689 | 0.51716 | 0.51658 | 0.54712 | 0.58051 | 0.57264 | 0.5761 | 0.58014 | 0.57702 | 0.56301 | 0.56186 | 0.56435 | 0.55937 | 0.57063 | 0.54116 | 0.51799 | 0.53121 | 0.53548 | 0.56091 | 0.58 | 0.56067 | 0.55782 | 0.54906 | 0.57568 | 0.58258 | 0.57325 | 0.53498 | 0.5448 | 0.57687 | 0.5711 | 0.57758 | 0.57697 | 0.57641 | 0.58521 | 0.57876 | 0.57239 | 0.51724 | 0.5571 | 0.55888 | 0.52537 | 0.5336 | 0.55854 | 0.56131 | 0.57188 | 0.56537 | 0.53253 | 0.54244 | 0.56544 | 0.55696 | 0.55888 | 0.54967 | 0.54018 | 0.54272 | 0.53756 | 0.52747 | 0.53673 | 0.52491 | 0.527 | 0.53346 | 0.533 | 0.5303 | 0.51159 | 0.53472 | 0.56389 | 0.56604 | 0.57649 | 0.57668 | 0.53078 | 0.51196 | 0.51174 | 0.51773 | 0.51182 | 0.51854 | 0.57293 | 0.57995 | 0.56177 | 0.52162 | 0.54039 | 0.54747 | 0.56037 | 0.56849 | 0.57114 | 0.56719 | 0.55773 | 0.5569 | 0.57205 | 0.55394 | 0.5592 | 0.54655 | 0.5328 | 0.53046 | 0.53277 | 0.52841 | 0.52448 | 0.52992 | 0.53366 | 0.53724 | 0.5298 | 0.52929 | 0.53581 | 0.53671 | 0.54259 | 0.53215 | 0.51138 | 0.51369 | 0.51119 | 0.51163 | 0.51139 | 0.51244 | 0.54685 | 0.56973 | 0.54954 | 0.52587 | 0.57 | 0.57948 | 0.58256 | 0.57033 | 0.54844 | 0.52647 | 0.51259 | 0.53006 | 0.53853 | 0.53139 | 0.56015 | 0.56188 | 0.53294 | 0.52115 | 0.55536 | 0.55488 | 0.55628 | 0.56842 | 0.54154 | 0.53079 | 0.53403 | 0.51722 | 0.54031 | 0.54712 | 0.55086 | 0.52536 | 0.5106 | 0.51074 | 0.51332 | 0.54156 | 0.5712 | 0.57386 | 0.57782 | 0.54425 | 0.53341 | 0.53077 | 0.53892 | 0.5495 | 0.51598 | 0.51349 | 0.56339 | 0.53303 | 0.5115 | 0.51096 | 0.54155 | 0.56842 | 0.57098 | 0.57093 | 0.54739 | 0.52946 | 0.51294 | 0.52845 | 0.56071 | 0.5116 | 0.51573 | 0.51715 | 0.51157 | 0.51412 | 0.53892 | 0.57758 | 0.58326 | 0.58307 | 0.58326 | 0.58308 | 0.57815 | 0.53916 | 0.56342 | 0.55345 | 0.54207 | 0.55515 | 0.5731 | 0.56864 | 0.54271 | 0.55032 | 0.53006 | 0.51362 | 0.52396 | 0.52087 | 0.53194 | 0.56979 | 0.56804 | 0.56512 | 0.58051 | 0.58033 | 0.54989 | 0.57152 | 0.58016 | 0.57964 | 0.57979 | 0.58132 | 0.57674 | 0.58155 | 0.56376 | 0.5509 | 0.58128 | 0.55691 | 0.52919 | 0.54977 | 0.58807 | 0.5385 | 0.74571 | 0.63536 | 0.55023 | 0.55049 | 0.54604 | 0.56756 | 0.52089 | 0.52118 | 0.5164 | 0.5165 | 0.97985 | 0.98482 | 0.92957 | 0.53343 | 0.60718 | 0.65965 | 0.75936 | 0.82125 | 0.52741 | 0.51677 | 1.817 | 1.8288 | 1.3099 | 0.94749 | 0.86 | 1.3412 | 1.7155 | 0.84272 | 0.52061 | 0.55909 | 0.54597 | 0.5491 | 0.53372 | 0.54964 | 0.55401 | 0.56807 | 0.57055 | 0.5576 | 0.52067 | 0.56125 | 0.56537 | 0.58533 | 0.5893 | 0.68709 | 0.57632 | 0.57692 | 0.57642 | 0.58815 | 1.5391 | 2.0043 | 2.019 | 1.4938 | 0.67667
|  | Hydrogen Production | 1.0455 | 0.79433 | 0.98966 | 0.85358 | 0.27295 | 0.24305 | 0.25385 | 0.39413 | 0.1657 | 0.15285 | 0.16102 | 0.54389 | 0.76935 | 1.4545 | 1.648 | 1.594 | 1.6548 | 1.8448 | 1.91 | 1.8063 | 1.6446 | 0.32759 | 0.13844 | 0.10422 | 0.4121 | 0.86995 | 1.0862 | 1.0792 | 1.0719 | 1.084 | 1.0836 | 0.75406 | 0.89546 | 0.97524 | 1.0855 | 1.0805 | 1.0096 | 0.48014 | 0.17334 | 0.11886 | 0.74612 | 0.61536 | 0.58136 | 1.3079 | 1.3393 | 1.3475 | 1.0602 | 0.75261 | 0.13222 | 0.32882 | 0.25473 | 0.18651 | 0.17029 | 0.15057 | 0.37741 | 0.63276 | 0.6478 | 1.0188 | 0.73557 | 0.46237 | 0.10917 | 0.27583 | 0.13986 | 0.36544 | 0.67093 | 1.4898 | 0.96056 | 1.0311 | 1.0393 | 0.88708 | 0.4218 | 0.22769 | 0.16011 | 0.52158 | 0.51874 | 0.59523 | 0.55683 | 0.36768 | 0.31077 | 0.41697 | 1.085 | 1.0863 | 1.0809 | 1.0057 | 0.73787 | 0.33561 | 0.28931 | 0.18838 | 0.18031 | 0.14564 | 0.39771 | 0.39334 | 0.49611 | 0.58111 | 0.48539 | 0.11365 | 0.13804 | 0.27276 | 0.6686 | 0.10968 | 0.12875 | 0.14462 | 0.55348 | 1.0862 | 1.0831 | 1.0739 | 1.0432 | 1.0862 | 0.80288 | 0.68321 | 0.76954 | 0.79109 | 0.94023 | 0.54024 | 0.24351 | 0.34617 | 0.402 | 0.81486 | 1.0439 | 0.69921 | 0.59109 | 0.53018 | 0.86322 | 1.0105 | 0.84745 | 0.41865 | 0.55547 | 1.0151 | 1.0565 | 1.0794 | 1.0206 | 1.0273 | 1.0095 | 0.93815 | 0.92851 | 0.17913 | 0.69298 | 0.65673 | 0.19254 | 0.59087 | 0.88111 | 0.82753 | 1.0247 | 0.94854 | 0.44412 | 0.55244 | 0.84777 | 0.84957 | 0.81359 | 0.67913 | 0.51354 | 0.52703 | 0.47163 | 0.28258 | 0.49875 | 0.28235 | 0.29885 | 0.39911 | 0.39111 | 0.33958 | 0.094187 | 0.48936 | 0.94379 | 0.99435 | 1.0144 | 1.0236 | 0.43506 | 0.12615 | 0.16592 | 0.1878 | 0.18595 | 0.19828 | 0.97987 | 1.0457 | 0.80574 | 0.21619 | 0.49779 | 0.55952 | 0.76721 | 0.84707 | 0.92093 | 0.7464 | 0.66107 | 0.639 | 0.84397 | 0.57577 | 0.64051 | 0.46211 | 0.3984 | 0.34048 | 0.40298 | 0.33587 | 0.22479 | 0.34241 | 0.37158 | 0.39606 | 0.34441 | 0.30274 | 0.3599 | 0.41897 | 0.51609 | 0.45377 | 0.1325 | 0.19798 | 0.095583 | 0.124 | 0.10435 | 0.20263 | 0.77335 | 0.93095 | 0.61712 | 0.31586 | 0.92973 | 0.98026 | 1.0176 | 0.87531 | 0.69264 | 0.30887 | 0.098732 | 0.33548 | 0.49548 | 0.38683 | 0.71525 | 0.82336 | 0.46538 | 0.24298 | 0.81337 | 0.75469 | 0.76806 | 0.90944 | 0.50611 | 0.37845 | 0.4673 | 0.19363 | 0.59423 | 0.59284 | 0.68274 | 0.40112 | 0.10161 | 0.095579 | 0.17419 | 0.63486 | 0.96388 | 1.0231 | 1.0427 | 0.50063 | 0.4153 | 0.34384 | 0.42404 | 0.60255 | 0.18314 | 0.13113 | 0.92456 | 0.49127 | 0.11294 | 0.16554 | 0.54478 | 0.93236 | 1.0778 | 0.98715 | 0.71143 | 0.47043 | 0.21328 | 0.41851 | 0.80573 | 0.096937 | 0.095382 | 0.10922 | 0.16296 | 0.1608 | 0.54945 | 1.0542 | 1.0326 | 1.0574 | 1.0817 | 1.0728 | 0.99509 | 0.44978 | 0.71506 | 0.77398 | 0.61339 | 0.82816 | 1.0863 | 1.0192 | 0.68893 | 0.78497 | 0.46424 | 0.17848 | 0.34954 | 0.4131 | 0.46842 | 1.0302 | 1.0278 | 0.90093 | 1.086 | 1.0822 | 0.59884 | 0.97178 | 1.0858 | 1.0861 | 1.0389 | 1.0642 | 0.99298 | 1.0244 | 0.77916 | 0.64442 | 1.065 | 0.68515 | 0.34901 | 0.59098 | 0.82032 | 0.43003 | 0.3998 | 0.35052 | 0.79943 | 0.70912 | 0.68509 | 1.0562 | 0.25866 | 0.26496 | 0.11069 | 0.15433 | 0.6333 | 0.92531 | 0.56075 | 0.22812 | 0.21692 | 0.25518 | 0.2831 | 0.26896 | 0.2123 | 0.13643 | 2.0213 | 1.9526 | 0.89966 | 0.32916 | 0.32258 | 1.1948 | 1.7625 | 0.64938 | 0.34692 | 0.96438 | 0.72729 | 0.72721 | 0.54394 | 0.76976 | 0.89797 | 1.0069 | 1.0605 | 0.85814 | 0.27873 | 0.93173 | 0.97452 | 1.0539 | 1.0805 | 1.0861 | 1.0803 | 1.0862 | 1.0527 | 0.67969 | 1.9109 | 2.3572 | 2.3499 | 1.8537 | 1.0734
Falling Short
Hydrogen annual stock level profile 2050 (TWh/day)
Falling Short
 | time axis 2050-01-01 to 2050-12-31
|  | Hydrogen Demand | 0.030884 | 0.034115 | 0.03144 | 0.032504 | 0.031313 | 0.032364 | 0.030709 | 0.030941 | 0.03408 | 0.035921 | 0.035502 | 0.029675 | 0.030147 | 0.02911 | 0.034033 | 0.036122 | 0.033689 | 0.032775 | 0.03076 | 0.031777 | 0.030325 | 0.031655 | 0.036084 | 0.035783 | 0.029737 | 0.03111 | 0.032261 | 0.031599 | 0.030372 | 0.032147 | 0.031519 | 0.033495 | 0.030662 | 0.031608 | 0.032184 | 0.033024 | 0.03121 | 0.031747 | 0.032041 | 0.035399 | 0.033651 | 0.032104 | 0.030434 | 0.030302 | 0.031787 | 0.031592 | 0.028945 | 0.030719 | 0.03153 | 0.03531 | 0.032331 | 0.032553 | 0.034198 | 0.033295 | 0.030043 | 0.029828 | 0.033971 | 0.035949 | 0.035894 | 0.036163 | 0.035873 | 0.03634 | 0.030717 | 0.033191 | 0.030302 | 0.03228 | 0.031575 | 0.030204 | 0.035123 | 0.032475 | 0.031197 | 0.034369 | 0.036075 | 0.031299 | 0.031046 | 0.033794 | 0.032048 | 0.031881 | 0.030505 | 0.032495 | 0.032098 | 0.030949 | 0.034629 | 0.032654 | 0.032217 | 0.03094 | 0.032011 | 0.030771 | 0.029632 | 0.033609 | 0.032912 | 0.032317 | 0.0326 | 0.034843 | 0.032666 | 0.031065 | 0.033607 | 0.031553 | 0.032951 | 0.031401 | 0.031902 | 0.030438 | 0.03065 | 0.034837 | 0.031426 | 0.030499 | 0.030681 | 0.032147 | 0.030416 | 0.029844 | 0.033797 | 0.031058 | 0.030058 | 0.029177 | 0.029746 | 0.030895 | 0.030052 | 0.030031 | 0.029197 | 0.029412 | 0.031211 | 0.030809 | 0.031192 | 0.03027 | 0.032817 | 0.030926 | 0.030665 | 0.032611 | 0.032848 | 0.031771 | 0.030855 | 0.03504 | 0.031031 | 0.030713 | 0.030623 | 0.030467 | 0.030686 | 0.029933 | 0.032159 | 0.031505 | 0.03076 | 0.03061 | 0.031846 | 0.031404 | 0.029688 | 0.031732 | 0.030787 | 0.030241 | 0.0301 | 0.030575 | 0.030136 | 0.029641 | 0.03234 | 0.031771 | 0.031877 | 0.030522 | 0.031618 | 0.030962 | 0.030104 | 0.033666 | 0.029196 | 0.031115 | 0.032225 | 0.034396 | 0.032051 | 0.031086 | 0.032499 | 0.030943 | 0.031739 | 0.03109 | 0.031417 | 0.030567 | 0.030858 | 0.034936 | 0.030053 | 0.031079 | 0.031429 | 0.03466 | 0.032236 | 0.032695 | 0.035817 | 0.031808 | 0.031994 | 0.031793 | 0.032811 | 0.032515 | 0.032304 | 0.033017 | 0.031691 | 0.032628 | 0.030753 | 0.031722 | 0.03192 | 0.030447 | 0.03345 | 0.031122 | 0.031238 | 0.031177 | 0.03119 | 0.030203 | 0.029839 | 0.032745 | 0.030926 | 0.031211 | 0.031145 | 0.033811 | 0.031045 | 0.03142 | 0.03427 | 0.030478 | 0.030028 | 0.030482 | 0.031209 | 0.03053 | 0.029743 | 0.031416 | 0.03184 | 0.030323 | 0.030541 | 0.031494 | 0.030954 | 0.030464 | 0.034495 | 0.031081 | 0.029765 | 0.030906 | 0.032884 | 0.030566 | 0.029756 | 0.034556 | 0.030007 | 0.029626 | 0.03025 | 0.030101 | 0.029827 | 0.029185 | 0.032172 | 0.030139 | 0.029423 | 0.030136 | 0.030783 | 0.031328 | 0.029763 | 0.031939 | 0.032778 | 0.033472 | 0.033389 | 0.032976 | 0.031889 | 0.030326 | 0.034624 | 0.030106 | 0.030545 | 0.02992 | 0.030348 | 0.029805 | 0.029171 | 0.032068 | 0.031377 | 0.031584 | 0.031522 | 0.031614 | 0.030433 | 0.02933 | 0.034263 | 0.030923 | 0.030955 | 0.030675 | 0.031465 | 0.030591 | 0.030602 | 0.035327 | 0.030933 | 0.030413 | 0.03056 | 0.031467 | 0.030576 | 0.029811 | 0.033665 | 0.031547 | 0.030913 | 0.031509 | 0.033035 | 0.031613 | 0.02993 | 0.034654 | 0.032571 | 0.030985 | 0.032487 | 0.033516 | 0.032815 | 0.032517 | 0.035219 | 0.030953 | 0.031117 | 0.031146 | 0.031731 | 0.031714 | 0.030428 | 0.031255 | 0.03174 | 0.031431 | 0.030712 | 0.032439 | 0.031785 | 0.030547 | 0.033642 | 0.031327 | 0.030798 | 0.030751 | 0.03184 | 0.031069 | 0.030137 | 0.033567 | 0.030788 | 0.030777 | 0.031036 | 0.031885 | 0.029889 | 0.029549 | 0.034368 | 0.030919 | 0.031769 | 0.033579 | 0.034189 | 0.030307 | 0.029611 | 0.030949 | 0.030212 | 0.031014 | 0.030466 | 0.032639 | 0.032636 | 0.03305 | 0.029614 | 0.028867 | 0.028883 | 0.030647 | 0.031776 | 0.029546 | 0.02903 | 0.032197 | 0.030801 | 0.029328 | 0.02946 | 0.029478 | 0.03038 | 0.030317 | 0.033525 | 0.031229 | 0.029066 | 0.031632 | 0.031888 | 0.030968 | 0.030039 | 0.033267 | 0.031911 | 0.031499 | 0.03145 | 0.029967 | 0.031731 | 0.030248 | 0.032273 | 0.031094 | 0.030853
|  | Hydrogen Production | 0.040993 | 0.040966 | 0.041005 | 0.039193 | 0.033682 | 0.027674 | 0.018656 | 0.030849 | 0.016526 | 0.016511 | 0.016472 | 0.016551 | 0.016478 | 0.016493 | 0.016505 | 0.016442 | 0.018509 | 0.041001 | 0.026833 | 0.027883 | 0.031356 | 0.025074 | 0.016494 | 0.016454 | 0.019616 | 0.041006 | 0.04104 | 0.041032 | 0.041024 | 0.041038 | 0.041037 | 0.040963 | 0.041026 | 0.041009 | 0.041039 | 0.041034 | 0.04096 | 0.023771 | 0.016535 | 0.016471 | 0.035643 | 0.031562 | 0.01655 | 0.03075 | 0.024749 | 0.016561 | 0.016453 | 0.016466 | 0.016451 | 0.016463 | 0.027329 | 0.022632 | 0.016531 | 0.016508 | 0.016636 | 0.016635 | 0.016554 | 0.016505 | 0.016515 | 0.016538 | 0.01646 | 0.016448 | 0.016496 | 0.016451 | 0.01751 | 0.040973 | 0.040967 | 0.040917 | 0.041036 | 0.040026 | 0.028545 | 0.016598 | 0.016519 | 0.031072 | 0.026379 | 0.037418 | 0.03273 | 0.031703 | 0.027052 | 0.02748 | 0.04104 | 0.04104 | 0.04104 | 0.04104 | 0.030893 | 0.016648 | 0.016604 | 0.016552 | 0.016543 | 0.016499 | 0.031736 | 0.031743 | 0.030796 | 0.041016 | 0.032847 | 0.016465 | 0.0175 | 0.018622 | 0.03184 | 0.016461 | 0.016483 | 0.016501 | 0.027691 | 0.04104 | 0.041037 | 0.041026 | 0.04099 | 0.04104 | 0.034816 | 0.0399 | 0.040868 | 0.040964 | 0.04094 | 0.0348 | 0.016523 | 0.027312 | 0.029398 | 0.03994 | 0.040991 | 0.040858 | 0.040781 | 0.040791 | 0.040863 | 0.040952 | 0.040876 | 0.032701 | 0.025478 | 0.040957 | 0.041006 | 0.041032 | 0.040964 | 0.040972 | 0.040951 | 0.040924 | 0.040995 | 0.024614 | 0.040922 | 0.040862 | 0.025869 | 0.034876 | 0.040985 | 0.040846 | 0.04097 | 0.03592 | 0.016542 | 0.035538 | 0.040884 | 0.040988 | 0.040922 | 0.033799 | 0.025743 | 0.033727 | 0.029682 | 0.027734 | 0.03297 | 0.024589 | 0.028787 | 0.026654 | 0.03219 | 0.029786 | 0.016442 | 0.033389 | 0.041005 | 0.04103 | 0.040957 | 0.040983 | 0.028904 | 0.016479 | 0.016526 | 0.016449 | 0.016549 | 0.019516 | 0.041014 | 0.040993 | 0.038817 | 0.031408 | 0.038296 | 0.036767 | 0.040903 | 0.04088 | 0.040887 | 0.033754 | 0.032128 | 0.024638 | 0.040901 | 0.033726 | 0.038802 | 0.016456 | 0.032922 | 0.032394 | 0.035761 | 0.032595 | 0.026942 | 0.029515 | 0.029201 | 0.02977 | 0.016465 | 0.016454 | 0.016439 | 0.016458 | 0.021773 | 0.016518 | 0.016487 | 0.016487 | 0.016444 | 0.016477 | 0.016454 | 0.016568 | 0.038972 | 0.040985 | 0.040886 | 0.04086 | 0.04098 | 0.040917 | 0.04096 | 0.040904 | 0.037823 | 0.024616 | 0.016448 | 0.018488 | 0.030744 | 0.016542 | 0.03695 | 0.03686 | 0.028158 | 0.019771 | 0.04098 | 0.036952 | 0.040916 | 0.040898 | 0.036742 | 0.025102 | 0.032467 | 0.016454 | 0.029737 | 0.030137 | 0.033495 | 0.031747 | 0.016451 | 0.016444 | 0.016506 | 0.030757 | 0.040899 | 0.040967 | 0.041 | 0.035552 | 0.034416 | 0.034513 | 0.039368 | 0.040866 | 0.033257 | 0.016452 | 0.039998 | 0.024726 | 0.016464 | 0.016526 | 0.021978 | 0.038926 | 0.04103 | 0.040968 | 0.039206 | 0.028775 | 0.022647 | 0.026155 | 0.036807 | 0.020743 | 0.016444 | 0.01646 | 0.016523 | 0.016487 | 0.035352 | 0.041025 | 0.040978 | 0.041007 | 0.041035 | 0.041025 | 0.041 | 0.040865 | 0.040864 | 0.040901 | 0.040931 | 0.040974 | 0.04104 | 0.04104 | 0.04102 | 0.041032 | 0.032767 | 0.01654 | 0.022993 | 0.0298 | 0.03044 | 0.040999 | 0.040989 | 0.041011 | 0.04104 | 0.041036 | 0.032769 | 0.041023 | 0.04104 | 0.04104 | 0.040985 | 0.041015 | 0.040973 | 0.040974 | 0.040913 | 0.040912 | 0.041016 | 0.040914 | 0.040888 | 0.040895 | 0.040932 | 0.040859 | 0.040919 | 0.040917 | 0.040985 | 0.040891 | 0.038497 | 0.041037 | 0.023646 | 0.016539 | 0.016462 | 0.017522 | 0.032836 | 0.040984 | 0.024769 | 0.016598 | 0.016585 | 0.01663 | 0.024266 | 0.026002 | 0.036631 | 0.024601 | 0.041 | 0.038431 | 0.032754 | 0.016445 | 0.018556 | 0.040983 | 0.04104 | 0.032886 | 0.026114 | 0.041038 | 0.040975 | 0.040916 | 0.040889 | 0.041001 | 0.041026 | 0.041012 | 0.041022 | 0.040967 | 0.040824 | 0.040996 | 0.041012 | 0.041032 | 0.04104 | 0.04104 | 0.041033 | 0.04104 | 0.041001 | 0.040835 | 0.04104 | 0.041018 | 0.040993 | 0.041039 | 0.041025

## FL.C
FL.C: Levels of hydrogen in storage in 2050
Return to: Main Menu
Return to: Chapter contents
Consumer Transformation
Consumer Transformation
Hydrogen daily stock level profile 2050 (TWh)
 | time axis 2050-01-01 to 2050-12-31
| Consumer Transformation | 10.8569 | 11.0978 | 11.3444 | 11.5745 | 11.5349 | 11.4236 | 11.4638 | 11.6172 | 11.3005 | 10.9178 | 10.5266 | 10.2558 | 9.8983 | 9.4956 | 9.0449 | 8.5692 | 8.2452 | 8.465 | 8.5657 | 8.486 | 8.583 | 8.5275 | 8.1399 | 7.743 | 7.864 | 8.0999 | 8.3407 | 8.5767 | 8.8118 | 9.0367 | 9.2693 | 9.4999 | 9.7335 | 9.9674 | 10.1897 | 10.4157 | 10.6396 | 10.5614 | 10.2745 | 9.9392 | 10.0572 | 10.2527 | 9.9523 | 10.0863 | 10.1899 | 9.843 | 9.4607 | 9.1768 | 8.8665 | 8.5334 | 8.5904 | 8.4097 | 8.1305 | 7.8564 | 7.5943 | 7.3256 | 6.9916 | 6.618 | 6.2573 | 5.9111 | 5.5774 | 5.2341 | 4.9433 | 4.6369 | 4.3565 | 4.5316 | 4.7769 | 5.0092 | 5.2499 | 5.4662 | 5.5423 | 5.2486 | 4.9155 | 4.8818 | 4.7763 | 4.7389 | 4.7524 | 4.6081 | 4.3856 | 4.3253 | 4.5646 | 4.7974 | 5.041 | 5.2604 | 5.275 | 5.0249 | 4.7706 | 4.509 | 4.2332 | 3.9599 | 3.7076 | 3.454 | 3.2205 | 2.9859 | 2.77 | 2.5137 | 2.2581 | 2.0948 | 2.103 | 1.8464 | 1.5908 | 1.3358 | 1.3095 | 1.5415 | 1.7887 | 2.0274 | 2.2728 | 2.5121 | 2.5749 | 2.6318 | 2.866 | 3.1089 | 3.3473 | 3.4503 | 3.1663 | 3.0371 | 2.9469 | 3.1337 | 3.3542 | 3.4077 | 3.4608 | 3.4081 | 3.6283 | 3.8519 | 4.0402 | 4.2255 | 4.4574 | 4.7008 | 4.9489 | 5.1988 | 5.4468 | 5.6864 | 5.923 | 6.1587 | 6.2869 | 6.032 | 6.0003 | 5.9722 | 5.7157 | 5.74 | 5.988 | 6.2344 | 6.4791 | 6.6561 | 6.4476 | 6.3596 | 6.562 | 6.8013 | 7.0419 | 7.1456 | 6.9636 | 6.8291 | 6.5747 | 6.3176 | 6.0692 | 5.8134 | 5.5568 | 5.3027 | 5.0478 | 4.7917 | 4.5344 | 4.5389 | 4.7783 | 5.0179 | 5.2555 | 5.4948 | 5.3792 | 5.1233 | 4.8668 | 4.6057 | 4.3512 | 4.11 | 4.3443 | 4.5861 | 4.702 | 4.4449 | 4.2434 | 4.1549 | 4.1855 | 4.3648 | 4.593 | 4.7204 | 4.8362 | 5.0483 | 5.2687 | 5.4107 | 5.6162 | 5.6145 | 5.4598 | 5.2642 | 5.0836 | 4.8284 | 4.5712 | 4.3491 | 4.2312 | 4.0677 | 3.8496 | 3.5928 | 3.3358 | 3.1033 | 2.9497 | 2.6959 | 2.4313 | 2.1667 | 1.9041 | 1.64 | 1.3641 | 1.0849 | 1.1953 | 1.4333 | 1.5031 | 1.3223 | 1.5423 | 1.7704 | 2.0045 | 2.2295 | 2.4029 | 2.2648 | 2.0078 | 1.865 | 1.8491 | 1.7081 | 1.8141 | 1.938 | 1.809 | 1.6143 | 1.8392 | 1.988 | 2.1969 | 2.432 | 2.5481 | 2.4793 | 2.4925 | 2.2361 | 2.2584 | 2.2731 | 2.2962 | 2.0436 | 1.7813 | 1.5172 | 1.2624 | 1.2744 | 1.5034 | 1.7363 | 1.9825 | 1.9471 | 1.947 | 1.8342 | 1.768 | 1.8462 | 1.6033 | 1.3464 | 1.5416 | 1.4397 | 1.1765 | 0.92244 | 0.71472 | 0.87453 | 1.1149 | 1.356 | 1.5171 | 1.4749 | 1.2639 | 1.2131 | 1.3547 | 1.0917 | 0.79653 | 0.50516 | 0.23908 | 0.0018435 | 0 | 0.23814 | 0.47072 | 0.70802 | 0.94278 | 1.1815 | 1.3968 | 1.5043 | 1.7257 | 1.967 | 2.2029 | 2.4396 | 2.6826 | 2.9248 | 3.1633 | 3.4046 | 3.5917 | 3.4431 | 3.4408 | 3.4937 | 3.5415 | 3.8003 | 4.0601 | 4.2961 | 4.5318 | 4.7687 | 4.8998 | 5.1344 | 5.3752 | 5.613 | 5.8421 | 6.0724 | 6.2976 | 6.5257 | 6.5916 | 6.6058 | 6.8363 | 6.9211 | 6.7211 | 6.7428 | 6.9461 | 6.8932 | 6.633 | 6.3883 | 6.6191 | 6.8599 | 7.095 | 7.3349 | 7.2161 | 7.0712 | 6.7525 | 6.5257 | 6.6439 | 6.8721 | 6.8873 | 6.6194 | 6.3227 | 6.0679 | 5.7983 | 5.5337 | 5.2948 | 5.0395 | 5.1756 | 5.1947 | 5.024 | 4.7527 | 4.618 | 4.8435 | 5.0627 | 5.119 | 5.0969 | 5.355 | 5.5991 | 5.8417 | 6.0824 | 6.3289 | 6.5786 | 6.824 | 7.0728 | 7.3127 | 7.527 | 7.7668 | 8.013 | 8.2559 | 8.5069 | 8.7467 | 8.9857 | 9.2214 | 9.4563 | 9.5915 | 9.796 | 9.9886 | 10.1724 | 10.3805 | 10.6194
System Transformation | System Transformation
Hydrogen daily stock level profile 2050 (TWh)
 | time axis 2050-01-01 to 2050-12-31
| System Transformation | 44.6736 | 44.5261 | 44.4205 | 44.196 | 43.6619 | 43.0532 | 42.5648 | 42.2203 | 41.4344 | 40.5671 | 39.6731 | 38.9281 | 38.0224 | 37.1162 | 36.2285 | 35.296 | 34.4667 | 34.2387 | 33.9355 | 33.6523 | 33.3495 | 32.7879 | 31.8953 | 30.9524 | 30.4865 | 30.317 | 30.19 | 30.0479 | 29.9197 | 29.8139 | 29.6835 | 29.4757 | 29.3243 | 29.1707 | 29.0334 | 28.9091 | 28.7393 | 28.219 | 27.3606 | 26.4499 | 26.12 | 25.882 | 25.1447 | 24.8357 | 24.4858 | 23.7541 | 22.8703 | 22.0581 | 21.1683 | 20.3269 | 19.9898 | 19.3866 | 18.5791 | 17.7617 | 17.0483 | 16.3368 | 15.5804 | 14.7961 | 14.0132 | 13.2539 | 12.4393 | 11.6206 | 10.8413 | 10.0507 | 9.3583 | 9.2866 | 9.2343 | 9.1497 | 9.166 | 9.1426 | 8.9208 | 8.4005 | 7.7318 | 7.5979 | 7.4466 | 7.3987 | 7.1912 | 6.9046 | 6.5284 | 6.1436 | 6.2163 | 6.2995 | 6.3938 | 6.4801 | 6.4191 | 6.0564 | 5.5225 | 4.9564 | 4.3904 | 3.799 | 3.5467 | 3.2426 | 3.0808 | 3.1223 | 2.9949 | 2.407 | 1.9002 | 1.6666 | 1.7184 | 1.1973 | 0.71138 | 0.19901 | 0 | 0.25204 | 0.51249 | 0.78698 | 1.0539 | 1.3556 | 1.4098 | 1.5001 | 1.6837 | 1.9374 | 2.2143 | 2.3308 | 2.0746 | 2.0057 | 1.9863 | 2.2728 | 2.6153 | 2.8764 | 3.0648 | 3.1791 | 3.4546 | 3.8045 | 4.1025 | 4.1165 | 4.1571 | 4.5869 | 5.0235 | 5.4875 | 5.9069 | 6.3373 | 6.7547 | 7.1682 | 7.6266 | 7.5662 | 7.8802 | 8.2024 | 8.0868 | 8.4148 | 8.9115 | 9.3216 | 9.8368 | 10.3135 | 10.3794 | 10.6326 | 11.0859 | 11.604 | 12.0987 | 12.4853 | 12.7384 | 13.0025 | 13.1884 | 13.1751 | 13.4021 | 13.4108 | 13.4433 | 13.5998 | 13.7618 | 13.8294 | 13.6746 | 13.9592 | 14.576 | 15.2149 | 15.8061 | 16.4173 | 16.7003 | 16.6293 | 16.6459 | 16.6558 | 16.6629 | 16.8052 | 17.4596 | 18.0972 | 18.5779 | 18.6 | 18.9135 | 19.3603 | 19.9162 | 20.4768 | 21.0439 | 21.4455 | 21.8401 | 22.1312 | 22.7078 | 23.0552 | 23.5234 | 23.7028 | 23.9333 | 24.0973 | 24.3985 | 24.5639 | 24.6221 | 24.8077 | 25.0312 | 25.2513 | 25.3835 | 25.4019 | 25.4462 | 25.5365 | 25.7687 | 25.9892 | 25.9429 | 26.0259 | 25.9893 | 25.9814 | 25.9102 | 25.9742 | 26.5838 | 27.25 | 27.8089 | 28.2267 | 28.8885 | 29.5012 | 30.15 | 30.7378 | 31.2876 | 31.4737 | 31.4192 | 31.5059 | 31.8217 | 32.049 | 32.5163 | 33.0497 | 33.3317 | 33.4203 | 34.0639 | 34.5452 | 35.1139 | 35.6925 | 36.059 | 36.2655 | 36.5721 | 36.5673 | 36.9438 | 37.2243 | 37.606 | 37.8983 | 37.8327 | 37.7515 | 37.895 | 38.2435 | 38.8183 | 39.4431 | 40.0928 | 40.4494 | 40.7937 | 41.0885 | 41.4665 | 41.9958 | 42.1509 | 42.0425 | 42.6479 | 42.8987 | 42.8099 | 42.7861 | 42.9861 | 43.5111 | 44.1372 | 44.6787 | 45.0834 | 45.3696 | 45.4432 | 45.6402 | 46.0893 | 45.9917 | 45.7981 | 45.6123 | 45.4619 | 45.367 | 45.6708 | 46.2049 | 46.6892 | 47.1907 | 47.7101 | 48.204 | 48.6719 | 48.9734 | 49.3179 | 49.68 | 50.0393 | 50.4335 | 50.8759 | 51.3007 | 51.6212 | 51.9881 | 52.1015 | 51.919 | 51.8573 | 51.9125 | 51.8645 | 52.1809 | 52.4842 | 52.7948 | 53.128 | 53.4585 | 53.5446 | 53.8277 | 54.1206 | 54.4034 | 54.6259 | 54.8691 | 55.0775 | 55.259 | 55.3822 | 55.4425 | 55.6245 | 55.7154 | 55.7068 | 55.7659 | 55.8417 | 55.736 | 55.659 | 55.5427 | 55.5991 | 55.5922 | 55.5999 | 55.6897 | 55.3498 | 55.0488 | 54.3582 | 53.7369 | 53.5531 | 53.5591 | 53.2748 | 52.6467 | 52.0105 | 51.4629 | 50.9627 | 50.465 | 50.2019 | 49.5698 | 49.5274 | 49.3919 | 49.0274 | 48.2597 | 47.7905 | 47.7261 | 47.7085 | 47.5796 | 47.2672 | 47.2297 | 47.1194 | 46.9887 | 46.8245 | 46.7436 | 46.679 | 46.5992 | 46.5235 | 46.3981 | 46.0976 | 46.0131 | 45.9314 | 45.8629 | 45.7945 | 45.7215 | 45.6374 | 45.5833 | 45.5319 | 45.2447 | 45.1808 | 45.0996 | 44.9618 | 44.8615 | 44.7864
Leading the Way
Leading the Way
Hydrogen daily stock level profile 2050 (TWh)
 | time axis 2050-01-01 to 2050-12-31
| Leading the Way | 18.1952 | 18.4325 | 18.8505 | 19.1407 | 18.8929 | 18.6184 | 18.3086 | 17.8605 | 17.3843 | 16.9088 | 16.3139 | 15.7871 | 15.197 | 14.6203 | 13.9528 | 12.849 | 12.2066 | 12.1648 | 12.1287 | 11.9158 | 11.6092 | 11.1019 | 10.6318 | 10.1297 | 10.011 | 10.3385 | 10.871 | 11.3779 | 11.8802 | 12.0476 | 12.4479 | 12.6447 | 12.915 | 13.19 | 13.697 | 14.1957 | 14.6243 | 14.5186 | 14.0889 | 13.591 | 13.694 | 13.6019 | 13.0741 | 12.6709 | 12.3341 | 11.8155 | 11.2039 | 10.6038 | 9.9905 | 9.3882 | 9.0486 | 8.6739 | 8.3217 | 7.9304 | 7.4762 | 7.0216 | 6.4975 | 5.9313 | 5.373 | 4.8346 | 4.4075 | 3.792 | 3.407 | 2.7938 | 2.2255 | 2.3289 | 2.3371 | 2.4555 | 2.6677 | 3.0045 | 2.9008 | 2.5972 | 2.2222 | 2.214 | 2.2032 | 2.2627 | 2.2746 | 2.0514 | 1.8317 | 1.7115 | 2.2238 | 2.7349 | 3.2402 | 3.6756 | 3.8659 | 3.6793 | 3.4445 | 3.1121 | 2.7723 | 2.3979 | 2.2639 | 2.1225 | 2.0795 | 2.1211 | 2.0698 | 1.6654 | 1.2855 | 1.0387 | 1.1676 | 0.76037 | 0.37196 | 0 | 0.0063645 | 0.51207 | 1.0225 | 1.5204 | 1.9834 | 2.4926 | 2.7324 | 2.8538 | 3.059 | 3.2907 | 3.6603 | 3.6594 | 3.3849 | 3.1998 | 3.0664 | 3.3203 | 3.7842 | 3.9228 | 3.956 | 3.9372 | 4.2247 | 4.6526 | 4.9268 | 4.8105 | 4.8211 | 5.2593 | 5.7447 | 6.2465 | 6.6901 | 7.141 | 7.5653 | 7.9247 | 8.2808 | 7.9427 | 8.0786 | 8.1765 | 7.8436 | 7.9009 | 8.2235 | 8.4897 | 8.9425 | 9.3257 | 9.2373 | 9.2472 | 9.5296 | 9.8222 | 10.0769 | 10.2063 | 10.1797 | 10.164 | 10.0981 | 9.8532 | 9.8152 | 9.5727 | 9.3445 | 9.2102 | 9.0683 | 8.8776 | 8.4602 | 8.4148 | 8.7947 | 9.223 | 9.661 | 10.1079 | 10.0122 | 9.6264 | 9.2806 | 8.9506 | 8.6248 | 8.3045 | 8.7115 | 9.1772 | 9.4212 | 9.1158 | 9.0732 | 9.0852 | 9.2921 | 9.5706 | 9.9204 | 10.0996 | 10.203 | 10.2851 | 10.557 | 10.5788 | 10.6601 | 10.5757 | 10.4413 | 10.2513 | 10.1215 | 9.929 | 9.6293 | 9.4418 | 9.2797 | 9.1385 | 8.9532 | 8.7266 | 8.5507 | 8.433 | 8.4065 | 8.3281 | 7.9492 | 7.6335 | 7.2179 | 6.8303 | 6.4232 | 6.1134 | 6.3399 | 6.7011 | 6.7687 | 6.5587 | 6.9184 | 7.3192 | 7.7543 | 8.0593 | 8.2035 | 7.9859 | 7.572 | 7.3774 | 7.3344 | 7.1898 | 7.3449 | 7.6064 | 7.5388 | 7.2607 | 7.5187 | 7.7185 | 7.9303 | 8.2713 | 8.2358 | 8.0835 | 8.0168 | 7.6932 | 7.7471 | 7.7928 | 7.9247 | 7.8005 | 7.3915 | 6.9763 | 6.6372 | 6.7305 | 7.1231 | 7.5724 | 8.0373 | 7.9936 | 7.8755 | 7.6886 | 7.5737 | 7.6268 | 7.2939 | 6.9116 | 7.2727 | 7.231 | 6.8324 | 6.487 | 6.4902 | 6.8542 | 7.3609 | 7.7772 | 7.9412 | 7.8822 | 7.5825 | 7.4726 | 7.7176 | 7.3029 | 6.8826 | 6.4747 | 6.126 | 5.7727 | 5.7833 | 6.2599 | 6.7092 | 7.1835 | 7.682 | 8.1717 | 8.5886 | 8.4992 | 8.6509 | 8.8714 | 8.9427 | 9.2157 | 9.7289 | 10.1795 | 10.3257 | 10.5603 | 10.4945 | 10.1594 | 9.9849 | 9.8772 | 9.8137 | 10.2741 | 10.7338 | 11.0696 | 11.5751 | 12.077 | 12.1259 | 12.5262 | 13.0318 | 13.5382 | 13.9974 | 14.4803 | 14.8965 | 15.3394 | 15.5548 | 15.6483 | 16.132 | 16.2603 | 16.0801 | 16.1213 | 16.3536 | 16.2451 | 15.8992 | 15.6143 | 15.8635 | 16.0222 | 16.1612 | 16.6499 | 16.3876 | 16.1314 | 15.7257 | 15.3635 | 15.017 | 14.9575 | 14.5886 | 14.2833 | 13.8931 | 13.4886 | 13.0124 | 12.4601 | 12.145 | 11.7646 | 11.969 | 12.0928 | 11.6826 | 11.0642 | 10.5268 | 10.3805 | 10.4274 | 10.2341 | 10.0604 | 10.4657 | 10.647 | 10.8251 | 10.8353 | 11.0555 | 11.3994 | 11.8383 | 12.3282 | 12.6287 | 12.3868 | 12.7573 | 13.1664 | 13.635 | 14.1262 | 14.5252 | 15.0292 | 15.5386 | 16.0148 | 16.1063 | 16.4781 | 16.831 | 17.1618 | 17.5218 | 17.9185
Falling Short
Hydrogen daily stock level profile 2050 (TWh)
Falling Short | time axis 2050-01-01 to 2050-12-31
| Falling Short | 0.59212 | 0.59897 | 0.60854 | 0.61523 | 0.6176 | 0.61291 | 0.60085 | 0.60076 | 0.58321 | 0.5638 | 0.54477 | 0.53164 | 0.51797 | 0.50536 | 0.48783 | 0.46815 | 0.45297 | 0.4612 | 0.45727 | 0.45338 | 0.45441 | 0.44783 | 0.42824 | 0.40891 | 0.39879 | 0.40868 | 0.41746 | 0.42689 | 0.43754 | 0.44644 | 0.45595 | 0.46342 | 0.47379 | 0.48319 | 0.49204 | 0.50005 | 0.5098 | 0.50183 | 0.48632 | 0.46739 | 0.46939 | 0.46884 | 0.45496 | 0.45541 | 0.44837 | 0.43334 | 0.42084 | 0.40659 | 0.39151 | 0.37267 | 0.36766 | 0.35774 | 0.34008 | 0.32329 | 0.30988 | 0.29669 | 0.27927 | 0.25983 | 0.24045 | 0.22082 | 0.20141 | 0.18152 | 0.1673 | 0.15056 | 0.13777 | 0.14646 | 0.15585 | 0.16656 | 0.17248 | 0.18003 | 0.17738 | 0.1596 | 0.14005 | 0.13982 | 0.13516 | 0.13878 | 0.13946 | 0.13928 | 0.13583 | 0.13082 | 0.13976 | 0.14985 | 0.15626 | 0.16465 | 0.16332 | 0.14903 | 0.13362 | 0.11941 | 0.10632 | 0.089207 | 0.088031 | 0.087456 | 0.085652 | 0.091825 | 0.092006 | 0.077406 | 0.0613 | 0.048368 | 0.047257 | 0.032316 | 0.016896 | 0.0029599 | 0 | 0.006203 | 0.015813 | 0.026341 | 0.03665 | 0.045543 | 0.049943 | 0.06 | 0.06707 | 0.076977 | 0.087858 | 0.093481 | 0.080258 | 0.076675 | 0.076021 | 0.08593 | 0.097724 | 0.10917 | 0.11874 | 0.12872 | 0.13839 | 0.14908 | 0.15713 | 0.15891 | 0.15372 | 0.16207 | 0.17023 | 0.17949 | 0.1896 | 0.19553 | 0.20545 | 0.21566 | 0.22603 | 0.22018 | 0.23041 | 0.24134 | 0.23505 | 0.23842 | 0.24865 | 0.25889 | 0.26801 | 0.27253 | 0.25938 | 0.26319 | 0.27328 | 0.28403 | 0.29485 | 0.29808 | 0.29368 | 0.29777 | 0.29511 | 0.29107 | 0.29217 | 0.28623 | 0.2834 | 0.27909 | 0.28118 | 0.2773 | 0.26455 | 0.26682 | 0.2756 | 0.28224 | 0.29114 | 0.30104 | 0.29744 | 0.28298 | 0.26777 | 0.25313 | 0.23826 | 0.22721 | 0.23736 | 0.24342 | 0.25218 | 0.25251 | 0.25938 | 0.26149 | 0.27015 | 0.27834 | 0.28341 | 0.28536 | 0.28549 | 0.27833 | 0.28642 | 0.28763 | 0.29413 | 0.27757 | 0.2788 | 0.27857 | 0.28358 | 0.28445 | 0.27947 | 0.27854 | 0.27429 | 0.27294 | 0.25817 | 0.24344 | 0.22869 | 0.21495 | 0.20688 | 0.19066 | 0.17622 | 0.16149 | 0.14679 | 0.12946 | 0.11487 | 0.10002 | 0.10472 | 0.11522 | 0.12608 | 0.13646 | 0.14623 | 0.15662 | 0.16784 | 0.17732 | 0.18331 | 0.1776 | 0.16351 | 0.1505 | 0.15029 | 0.13637 | 0.13882 | 0.1446 | 0.143 | 0.13186 | 0.13996 | 0.14634 | 0.1575 | 0.16384 | 0.17058 | 0.16606 | 0.16827 | 0.15463 | 0.15454 | 0.15549 | 0.15681 | 0.15842 | 0.14545 | 0.13176 | 0.11748 | 0.11691 | 0.12804 | 0.13707 | 0.14529 | 0.14737 | 0.1484 | 0.14994 | 0.15742 | 0.16796 | 0.16659 | 0.15294 | 0.16239 | 0.1572 | 0.14331 | 0.13003 | 0.12284 | 0.1297 | 0.13935 | 0.14873 | 0.15642 | 0.15358 | 0.14579 | 0.14262 | 0.14516 | 0.13498 | 0.12047 | 0.10626 | 0.091313 | 0.077209 | 0.081959 | 0.087656 | 0.097701 | 0.10829 | 0.11877 | 0.12833 | 0.13875 | 0.1498 | 0.157 | 0.16636 | 0.17638 | 0.18584 | 0.19385 | 0.20327 | 0.21436 | 0.22074 | 0.22094 | 0.20649 | 0.197 | 0.19328 | 0.19091 | 0.19939 | 0.20516 | 0.21522 | 0.22514 | 0.23503 | 0.23607 | 0.24538 | 0.25599 | 0.26577 | 0.27502 | 0.2846 | 0.29486 | 0.3034 | 0.31253 | 0.32289 | 0.33027 | 0.33985 | 0.34994 | 0.36009 | 0.36918 | 0.37897 | 0.38975 | 0.3971 | 0.4073 | 0.41741 | 0.42487 | 0.43402 | 0.42778 | 0.41477 | 0.39686 | 0.38347 | 0.38454 | 0.39194 | 0.38252 | 0.36881 | 0.35579 | 0.34147 | 0.33552 | 0.33051 | 0.33667 | 0.32864 | 0.337 | 0.34238 | 0.34552 | 0.3331 | 0.32277 | 0.33311 | 0.34237 | 0.34571 | 0.3428 | 0.35164 | 0.36181 | 0.3734 | 0.38483 | 0.39635 | 0.407 | 0.41769 | 0.42519 | 0.43493 | 0.44669 | 0.45605 | 0.46517 | 0.47524 | 0.48624 | 0.49401 | 0.50314 | 0.51268 | 0.52223 | 0.5331 | 0.54241 | 0.55318 | 0.5619 | 0.57184 | 0.58201

## Data Tables ->
Data Tables
Chapter Section | Subsection | Figure Title | Figure Number
Data Tables |  | FLX1: Flexibility data table | FLX1
|  | ES1: Electricity supply data table | ES1
|  | ES2: European electricity supply data table | ES2
|  | ED1: Electricity demand summary | ED1
|  | ED2: Electricity definitions | ED2
|  | ED3: Gas demand summary | ED3
|  | ED4: Natural Gas demand definitions | ED4
|  | ED5: Road transport summary | ED5
|  | ED6: Road Transport Notes | ED6
|  | WS1: Whole System & Gas Supply | WS1
|  | WS2: Whole System & Gas Supply - Emissions | WS2
| Building Blocks -> | Building Block Data | BB1
|  | Building Block Definitions | BB2

## FLX1
FLX1: Flexibility data table
Return to: Main Menu
Return to: Chapter contents
Notes:
Electricity system flexibility data only
'Peak' refers to 5-6pm
Flexibility type | Flexibility sub-type | Data item | Unit | Scenario | Fuel | Detail | 2021-01-01 | 2022-01-01 | 2023-01-01 | 2024-01-01 | 2025-01-01 | 2026-01-01 | 2027-01-01 | 2028-01-01 | 2029-01-01 | 2030-01-01 | 2031-01-01 | 2032-01-01 | 2033-01-01 | 2034-01-01 | 2035-01-01 | 2036-01-01 | 2037-01-01 | 2038-01-01 | 2039-01-01 | 2040-01-01 | 2041-01-01 | 2042-01-01 | 2043-01-01 | 2044-01-01 | 2045-01-01 | 2046-01-01 | 2047-01-01 | 2048-01-01 | 2049-01-01 | 2050-01-01
Electricity system flexibility | Supply side flexibility | Interconnectors | GW | Consumer Transformation | Electricity | Capacity | 6.06 | 7.4 | 8.4 | 9.8 | 10.3 | 10.3 | 10.3 | 11.7 | 11.7 | 11.7 | 16.3 | 16.3 | 16.3 | 17.05 | 19.15 | 19.15 | 19.15 | 20.95 | 20.95 | 20.95 | 20.95 | 20.95 | 20.95 | 20.95 | 20.95 | 20.95 | 20.95 | 20.95 | 20.95 | 20.95
Electricity system flexibility | Supply side flexibility | Interconnectors | GW | System Transformation | Electricity | Capacity | 6.06 | 7.4 | 8.4 | 9.8 | 9.8 | 10.3 | 10.3 | 10.3 | 11.7 | 11.7 | 11.7 | 13.1 | 14.5 | 15.9 | 15.9 | 15.9 | 15.9 | 15.9 | 15.9 | 15.9 | 15.9 | 15.9 | 15.9 | 15.9 | 15.9 | 15.9 | 15.9 | 15.9 | 15.9 | 15.9
Electricity system flexibility | Supply side flexibility | Interconnectors | GW | Leading the Way | Electricity | Capacity | 6.06 | 7.4 | 8.4 | 9.8 | 10.3 | 10.3 | 10.3 | 11.7 | 12.45 | 17.45 | 17.45 | 20.25 | 23.95 | 23.95 | 23.95 | 23.95 | 25.35 | 25.35 | 25.35 | 25.35 | 25.35 | 25.35 | 26.75 | 26.75 | 26.75 | 26.75 | 26.75 | 26.75 | 26.75 | 26.75
Electricity system flexibility | Supply side flexibility | Interconnectors | GW | Falling Short | Electricity | Capacity | 6.06 | 7.4 | 8.4 | 9.8 | 9.8 | 9.8 | 10.3 | 10.3 | 10.3 | 11.7 | 11.7 | 11.7 | 13.1 | 13.1 | 14.5 | 15.9 | 15.9 | 15.9 | 15.9 | 15.9 | 15.9 | 15.9 | 15.9 | 15.9 | 15.9 | 15.9 | 15.9 | 15.9 | 15.9 | 15.9
Electricity system flexibility | Supply side flexibility | Interconnectors | GW | Five Year Forecast | Electricity | Capacity | 2021-01-01: 6.06; 2022-01-01: 7.4; 2023-01-01: 8.4; 2024-01-01: 9.8; 2025-01-01: 9.8; 2026-01-01: 10.3; 2027-01-01: 10.3; 2028-01-01: 10.3
Electricity system flexibility | Supply side flexibility | Electricity storage connection capacity | GW | Consumer Transformation | Electricity | Total (excluding vehicle-to-grid) | 3.9728 | 5.2632 | 7.4281 | 11.3348 | 14.2731 | 16.3049 | 16.7742 | 17.3306 | 18.4474 | 19.8519 | 21.2715 | 23.338 | 25.3501 | 28.4399 | 29.4981 | 30.5214 | 31.4976 | 32.6618 | 33.3645 | 34.6459 | 35.9075 | 38.4976 | 39.6677 | 41.2551 | 42.3542 | 43.1624 | 44.3862 | 45.0793 | 45.7577 | 46.4223
Electricity system flexibility | Supply side flexibility | Electricity storage connection capacity | GW | System Transformation | Electricity | Total (excluding vehicle-to-grid) | 3.9728 | 5.2632 | 6.4672 | 8.3189 | 11.7696 | 13.2822 | 15.2547 | 15.9704 | 16.2876 | 16.8754 | 16.9763 | 17.6069 | 18.0793 | 18.9935 | 19.7039 | 20.4216 | 22.6061 | 23.6641 | 24.4656 | 25.2932 | 26.3232 | 28.0002 | 28.3976 | 29.6804 | 30.5232 | 31.7554 | 32.2915 | 33.0025 | 33.2174 | 33.4363
Electricity system flexibility | Supply side flexibility | Electricity storage connection capacity | GW | Leading the Way | Electricity | Total (excluding vehicle-to-grid) | 3.9728 | 5.2632 | 9.3524 | 14.2365 | 14.8801 | 17.4671 | 20.0629 | 21.6325 | 25.3495 | 28.9967 | 31.8497 | 34.359 | 35.6879 | 36.9717 | 38.0939 | 39.7327 | 41.3993 | 42.5332 | 43.9299 | 45.58 | 46.2694 | 46.8268 | 47.4033 | 48 | 48.6587 | 49.2948 | 49.9751 | 50.6679 | 51.3728 | 52.1225
Electricity system flexibility | Supply side flexibility | Electricity storage connection capacity | GW | Falling Short | Electricity | Total (excluding vehicle-to-grid) | 3.9728 | 5.2632 | 5.5564 | 6.3145 | 7.4289 | 9.7269 | 10.8055 | 12.1859 | 12.7503 | 13.4049 | 13.6244 | 14.1067 | 14.3007 | 14.679 | 15.2158 | 15.7872 | 16.1351 | 16.5261 | 16.5816 | 18.1408 | 18.5605 | 18.8014 | 19.0638 | 19.3614 | 20.2209 | 20.501 | 20.6779 | 21.1071 | 21.3447 | 21.7135
Electricity system flexibility | Supply side flexibility | Electricity storage connection capacity | GW | Five Year Forecast | Electricity | Total (excluding vehicle-to-grid) | 2021-01-01: 3.9728; 2022-01-01: 3.3837; 2023-01-01: 4.5456; 2024-01-01: 5.8918; 2025-01-01: 8.6086; 2026-01-01: 10.1211; 2027-01-01: 11.3592; 2028-01-01: 11.8931
Electricity system flexibility | Supply side flexibility | Electricity storage energy storage potential | GWh | Consumer Transformation | Electricity | Total (excluding vehicle-to-grid) | 27.4563 | 29.4964 | 34.1233 | 40.5009 | 45.97 | 49.7262 | 50.777 | 51.8135 | 54.2701 | 59.6112 | 64.4665 | 81.9157 | 88.8551 | 112.4489 | 115.7355 | 118.9936 | 122.2304 | 125.6718 | 126.6602 | 130.1066 | 133.9502 | 142.8884 | 146.1737 | 151.8935 | 155.7418 | 157.316 | 161.1226 | 162.6153 | 164.11 | 165.6079
Electricity system flexibility | Supply side flexibility | Electricity storage energy storage potential | GWh | System Transformation | Electricity | Total (excluding vehicle-to-grid) | 27.4563 | 29.4964 | 32.6445 | 35.6743 | 41.8324 | 44.4588 | 47.805 | 48.8565 | 49.2213 | 50.5397 | 50.6407 | 51.9677 | 53.7395 | 57.9738 | 58.9542 | 59.8185 | 78.7571 | 82.0269 | 84.9245 | 88.0318 | 91.2883 | 97.2029 | 97.8418 | 102.87 | 105.6371 | 110.7725 | 111.9648 | 114.5868 | 115.2167 | 115.8543
Electricity system flexibility | Supply side flexibility | Electricity storage energy storage potential | GWh | Leading the Way | Electricity | Total (excluding vehicle-to-grid) | 27.4563 | 29.4964 | 36.8618 | 45.4331 | 46.2015 | 51.8568 | 71.5332 | 76.6276 | 105.627 | 117.9498 | 128.3403 | 137.8645 | 141.721 | 145.8523 | 149.2309 | 154.6549 | 160.1257 | 163.0752 | 166.3139 | 182.3784 | 183.7051 | 184.9197 | 186.1728 | 187.4658 | 188.9402 | 190.4113 | 191.9465 | 193.5139 | 195.1125 | 196.7787
Electricity system flexibility | Supply side flexibility | Electricity storage energy storage potential | GWh | Falling Short | Electricity | Total (excluding vehicle-to-grid) | 27.4563 | 29.4964 | 31.3056 | 32.5175 | 34.1906 | 37.7912 | 39.4861 | 41.8576 | 42.5674 | 43.5715 | 43.8411 | 44.6603 | 44.8294 | 45.3076 | 46.6193 | 48.0608 | 49.0086 | 49.3747 | 49.4304 | 56.9589 | 57.7175 | 58.149 | 58.5559 | 58.9968 | 59.9512 | 60.3278 | 60.6026 | 61.1563 | 61.4948 | 61.9661
Electricity system flexibility | Supply side flexibility | Electricity storage energy storage potential | GWh | Five Year Forecast | Electricity | Total (excluding vehicle-to-grid) | 2021-01-01: 27.4563; 2022-01-01: 27.4283; 2023-01-01: 30.3886; 2024-01-01: 32.7339; 2025-01-01: 37.8865; 2026-01-01: 40.5129; 2027-01-01: 42.9744; 2028-01-01: 43.8331
Electricity system flexibility | Supply side flexibility | Electricity storage connection capacity | GW | Consumer Transformation | Electricity | Liquid Air | 0.005 | 0.005 | 0.005 | 0.005 | 0.0549 | 0.0549 | 0.1547 | 0.2547 | 0.5547 | 0.8547 | 1.2547 | 1.5547 | 1.7547 | 1.9547 | 1.9547 | 1.9547 | 1.9547 | 1.9547 | 1.9547 | 2.4547 | 2.4547 | 2.9547 | 3.4547 | 3.9547 | 3.9547 | 3.9547 | 3.9547 | 3.9547 | 3.9547 | 3.9547
Electricity system flexibility | Supply side flexibility | Electricity storage connection capacity | GW | System Transformation | Electricity | Liquid Air | 0.005 | 0.005 | 0.005 | 0.005 | 0.0549 | 0.0549 | 0.0549 | 0.0549 | 0.0549 | 0.1547 | 0.1547 | 0.3547 | 0.5547 | 0.7547 | 0.7547 | 0.7547 | 0.9547 | 0.9547 | 0.9547 | 0.9547 | 0.9547 | 0.9547 | 0.9547 | 1.4547 | 1.9547 | 2.4547 | 2.4547 | 2.9547 | 2.9547 | 2.9547
Electricity system flexibility | Supply side flexibility | Electricity storage connection capacity | GW | Leading the Way | Electricity | Liquid Air | 0.005 | 0.005 | 0.005 | 0.0549 | 0.0549 | 0.3547 | 0.7547 | 1.1547 | 1.4547 | 1.7547 | 1.9547 | 2.1547 | 2.1547 | 2.3547 | 2.3547 | 2.8547 | 3.3547 | 3.8547 | 4.3547 | 4.3547 | 4.3547 | 4.3547 | 4.3547 | 4.3547 | 4.3547 | 4.3547 | 4.3547 | 4.3547 | 4.3547 | 4.3547
Electricity system flexibility | Supply side flexibility | Electricity storage connection capacity | GW | Falling Short | Electricity | Liquid Air | 0.005 | 0.005 | 0.005 | 0.005 | 0.005 | 0.0549 | 0.0549 | 0.0549 | 0.0549 | 0.0549 | 0.0549 | 0.0549 | 0.0549 | 0.0549 | 0.2549 | 0.4549 | 0.6549 | 0.6549 | 0.6549 | 0.6549 | 0.6549 | 0.6549 | 0.6549 | 0.6549 | 0.6549 | 0.6549 | 0.6549 | 0.6549 | 0.6549 | 0.6549
Electricity system flexibility | Supply side flexibility | Electricity storage connection capacity | GW | Five Year Forecast | Electricity | Liquid Air | 2021-01-01: 0.005; 2022-01-01: 0.005; 2023-01-01: 0.005; 2024-01-01: 0.005; 2025-01-01: 0.0549; 2026-01-01: 0.0549; 2027-01-01: 0.0549; 2028-01-01: 0.0549
Electricity system flexibility | Supply side flexibility | Electricity storage connection capacity | GW | Consumer Transformation | Electricity | Compressed Air | 0.0033 | 0.003294 | 0.003294 | 0.003294 | 0.003294 | 0.003294 | 0.003294 | 0.003294 | 0.003294 | 0.003294 | 0.50329 | 0.50329 | 1.5033 | 1.5033 | 2.0033 | 2.5033 | 3.0033 | 3.5033 | 3.5033 | 3.5033 | 4.0033 | 5.0033 | 5.0033 | 5.5033 | 6.0033 | 6.0033 | 6.0033 | 6.0033 | 6.0033 | 6.0033
Electricity system flexibility | Supply side flexibility | Electricity storage connection capacity | GW | System Transformation | Electricity | Compressed Air | 0.0033 | 0.003294 | 0.003294 | 0.003294 | 0.003294 | 0.003294 | 0.003294 | 0.003294 | 0.003294 | 0.003294 | 0.003294 | 0.003294 | 0.003294 | 0.003294 | 0.003294 | 0.003294 | 0.50329 | 1.0033 | 1.5033 | 2.0033 | 2.5033 | 3.5033 | 3.5033 | 4.0033 | 4.0033 | 4.5033 | 4.5033 | 4.5033 | 4.5033 | 4.5033
Electricity system flexibility | Supply side flexibility | Electricity storage connection capacity | GW | Leading the Way | Electricity | Compressed Air | 0.0033 | 0.003294 | 0.003294 | 0.003294 | 0.003294 | 0.003294 | 0.003294 | 0.50329 | 1.0033 | 2.0033 | 3.0033 | 3.5033 | 4.0033 | 4.5033 | 5.0033 | 5.5033 | 6.0033 | 6.0033 | 6.0033 | 6.0033 | 6.0033 | 6.0033 | 6.0033 | 6.0033 | 6.0033 | 6.0033 | 6.0033 | 6.0033 | 6.0033 | 6.0033
Electricity system flexibility | Supply side flexibility | Electricity storage connection capacity | GW | Falling Short | Electricity | Compressed Air | 0.0033 | 0.003294 | 0.003294 | 0.003294 | 0.003294 | 0.003294 | 0.003294 | 0.003294 | 0.003294 | 0.003294 | 0.003294 | 0.003294 | 0.003294 | 0.003294 | 0.003294 | 0.003294 | 0.003294 | 0.003294 | 0.003294 | 0.003294 | 0.003294 | 0.003294 | 0.003294 | 0.003294 | 0.003294 | 0.003294 | 0.003294 | 0.003294 | 0.003294 | 0.003294
Electricity system flexibility | Supply side flexibility | Electricity storage connection capacity | GW | Five Year Forecast | Electricity | Compressed Air | 2021-01-01: 0.0033; 2022-01-01: 0.003294; 2023-01-01: 0.003294; 2024-01-01: 0.003294; 2025-01-01: 0.003294; 2026-01-01: 0.003294; 2027-01-01: 0.003294; 2028-01-01: 0.003294
Electricity system flexibility | Supply side flexibility | Electricity storage connection capacity | GW | Consumer Transformation | Electricity | Battery | 1.5845 | 2.7849 | 4.6758 | 8.5825 | 11.3711 | 13.4029 | 13.7723 | 14.2287 | 15.0455 | 15.94 | 16.4596 | 17.1641 | 17.9762 | 20.182 | 20.7402 | 21.2636 | 21.7397 | 22.4039 | 23.1066 | 23.888 | 24.6496 | 25.7398 | 26.4098 | 26.9972 | 27.5963 | 28.4045 | 29.6283 | 30.3214 | 30.9998 | 31.6645
Electricity system flexibility | Supply side flexibility | Electricity storage connection capacity | GW | System Transformation | Electricity | Battery | 1.5845 | 2.7849 | 3.7149 | 5.5666 | 8.9675 | 10.48 | 12.4525 | 13.1682 | 13.4854 | 13.9734 | 14.0743 | 14.5049 | 14.6774 | 15.1817 | 15.892 | 16.6097 | 17.0322 | 17.5902 | 17.8917 | 18.2194 | 18.7494 | 19.4263 | 19.8237 | 20.1065 | 20.4493 | 20.6815 | 21.2176 | 21.4286 | 21.6435 | 21.8624
Electricity system flexibility | Supply side flexibility | Electricity storage connection capacity | GW | Leading the Way | Electricity | Battery | 1.5845 | 2.7849 | 6.6001 | 11.4343 | 12.0779 | 14.3651 | 15.4989 | 16.1685 | 18.1916 | 20.4388 | 21.7918 | 23.0011 | 23.83 | 24.4138 | 25.036 | 25.6748 | 26.3414 | 26.9753 | 27.872 | 28.9221 | 29.6115 | 30.1689 | 30.7454 | 31.3421 | 32.0008 | 32.6369 | 33.3172 | 34.01 | 34.7149 | 35.4646
Electricity system flexibility | Supply side flexibility | Electricity storage connection capacity | GW | Falling Short | Electricity | Battery | 1.5845 | 2.7849 | 2.8042 | 3.5623 | 4.6766 | 6.9247 | 8.0033 | 9.3837 | 9.9481 | 10.6028 | 10.8222 | 11.3045 | 11.4985 | 11.8768 | 12.2136 | 12.585 | 12.7329 | 13.1239 | 13.1794 | 13.9787 | 14.3984 | 14.6393 | 14.9017 | 15.1993 | 16.0588 | 16.3389 | 16.5158 | 16.945 | 17.1826 | 17.5514
Electricity system flexibility | Supply side flexibility | Electricity storage connection capacity | GW | Five Year Forecast | Electricity | Battery | 2021-01-01: 1.5845; 2022-01-01: 2.7849; 2023-01-01: 4.7192; 2024-01-01: 6.542; 2025-01-01: 9.7983; 2026-01-01: 11.609; 2027-01-01: 13.0903; 2028-01-01: 14.3164
Electricity system flexibility | Supply side flexibility | Electricity storage connection capacity | GW | Consumer Transformation | Electricity | Pumped Hydro | 2.38 | 2.47 | 2.744 | 2.744 | 2.8439 | 2.8439 | 2.8439 | 2.8439 | 2.8439 | 3.0539 | 3.0539 | 4.1159 | 4.1159 | 4.7999 | 4.7999 | 4.7999 | 4.7999 | 4.7999 | 4.7999 | 4.7999 | 4.7999 | 4.7999 | 4.7999 | 4.7999 | 4.7999 | 4.7999 | 4.7999 | 4.7999 | 4.7999 | 4.7999
Electricity system flexibility | Supply side flexibility | Electricity storage connection capacity | GW | System Transformation | Electricity | Pumped Hydro | 2.38 | 2.47 | 2.744 | 2.744 | 2.744 | 2.744 | 2.744 | 2.744 | 2.744 | 2.744 | 2.744 | 2.744 | 2.8439 | 3.0539 | 3.0539 | 3.0539 | 4.1159 | 4.1159 | 4.1159 | 4.1159 | 4.1159 | 4.1159 | 4.1159 | 4.1159 | 4.1159 | 4.1159 | 4.1159 | 4.1159 | 4.1159 | 4.1159
Electricity system flexibility | Supply side flexibility | Electricity storage connection capacity | GW | Leading the Way | Electricity | Pumped Hydro | 2.38 | 2.47 | 2.744 | 2.744 | 2.744 | 2.744 | 3.806 | 3.806 | 4.7 | 4.7999 | 5.0999 | 5.6999 | 5.6999 | 5.6999 | 5.6999 | 5.6999 | 5.6999 | 5.6999 | 5.6999 | 6.2999 | 6.2999 | 6.2999 | 6.2999 | 6.2999 | 6.2999 | 6.2999 | 6.2999 | 6.2999 | 6.2999 | 6.2999
Electricity system flexibility | Supply side flexibility | Electricity storage connection capacity | GW | Falling Short | Electricity | Pumped Hydro | 2.38 | 2.47 | 2.744 | 2.744 | 2.744 | 2.744 | 2.744 | 2.744 | 2.744 | 2.744 | 2.744 | 2.744 | 2.744 | 2.744 | 2.744 | 2.744 | 2.744 | 2.744 | 2.744 | 3.5039 | 3.5039 | 3.5039 | 3.5039 | 3.5039 | 3.5039 | 3.5039 | 3.5039 | 3.5039 | 3.5039 | 3.5039
Electricity system flexibility | Supply side flexibility | Electricity storage connection capacity | GW | Five Year Forecast | Electricity | Pumped Hydro | 2021-01-01: 2.38; 2022-01-01: 2.47; 2023-01-01: 2.744; 2024-01-01: 2.744; 2025-01-01: 2.744; 2026-01-01: 2.744; 2027-01-01: 2.744; 2028-01-01: 2.744
Electricity system flexibility | Supply side flexibility | Electricity storage energy storage potential | GWh | Consumer Transformation | Electricity | Liquid Air | 0.015 | 0.02 | 0.02 | 0.02 | 0.3194 | 0.3194 | 0.9182 | 1.3182 | 2.5182 | 3.7182 | 5.3182 | 6.5182 | 7.3182 | 8.1182 | 8.1182 | 8.1182 | 8.1182 | 8.1182 | 8.1182 | 10.1182 | 10.1182 | 12.1182 | 14.1182 | 16.1182 | 16.1182 | 16.1182 | 16.1182 | 16.1182 | 16.1182 | 16.1182
Electricity system flexibility | Supply side flexibility | Electricity storage energy storage potential | GWh | System Transformation | Electricity | Liquid Air | 0.015 | 0.02 | 0.02 | 0.02 | 0.3194 | 0.3194 | 0.3194 | 0.3194 | 0.3194 | 0.9182 | 0.9182 | 1.7182 | 2.5182 | 3.3182 | 3.3182 | 3.3182 | 4.1182 | 4.1182 | 4.1182 | 4.1182 | 4.1182 | 4.1182 | 4.1182 | 6.1182 | 8.1182 | 10.1182 | 10.1182 | 12.1182 | 12.1182 | 12.1182
Electricity system flexibility | Supply side flexibility | Electricity storage energy storage potential | GWh | Leading the Way | Electricity | Liquid Air | 0.015 | 0.02 | 0.02 | 0.3194 | 0.3194 | 1.7182 | 3.3182 | 4.9182 | 6.1182 | 7.3182 | 8.1182 | 8.9182 | 8.9182 | 9.7182 | 9.7182 | 11.7182 | 13.7182 | 15.7182 | 17.7182 | 17.7182 | 17.7182 | 17.7182 | 17.7182 | 17.7182 | 17.7182 | 17.7182 | 17.7182 | 17.7182 | 17.7182 | 17.7182
Electricity system flexibility | Supply side flexibility | Electricity storage energy storage potential | GWh | Falling Short | Electricity | Liquid Air | 0.015 | 0.02 | 0.02 | 0.02 | 0.02 | 0.3194 | 0.3194 | 0.3194 | 0.3194 | 0.3194 | 0.3194 | 0.3194 | 0.3194 | 0.3194 | 1.1194 | 1.9194 | 2.7194 | 2.7194 | 2.7194 | 2.7194 | 2.7194 | 2.7194 | 2.7194 | 2.7194 | 2.7194 | 2.7194 | 2.7194 | 2.7194 | 2.7194 | 2.7194
Electricity system flexibility | Supply side flexibility | Electricity storage energy storage potential | GWh | Five Year Forecast | Electricity | Liquid Air | 2021-01-01: 0.015; 2022-01-01: 0.02; 2023-01-01: 0.02; 2024-01-01: 0.02; 2025-01-01: 0.3194; 2026-01-01: 0.3194; 2027-01-01: 0.3194; 2028-01-01: 0.3194
Electricity system flexibility | Supply side flexibility | Electricity storage energy storage potential | GWh | Consumer Transformation | Electricity | Compressed Air | 0.0132 | 0.013176 | 0.013176 | 0.013176 | 0.013176 | 0.013176 | 0.013176 | 0.013176 | 0.013176 | 0.013176 | 2.5132 | 2.5132 | 7.5132 | 7.5132 | 10.0132 | 12.5132 | 15.0132 | 17.5132 | 17.5132 | 17.5132 | 20.0132 | 25.0132 | 25.0132 | 27.5132 | 30.0132 | 30.0132 | 30.0132 | 30.0132 | 30.0132 | 30.0132
Electricity system flexibility | Supply side flexibility | Electricity storage energy storage potential | GWh | System Transformation | Electricity | Compressed Air | 0.0132 | 0.013176 | 0.013176 | 0.013176 | 0.013176 | 0.013176 | 0.013176 | 0.013176 | 0.013176 | 0.013176 | 0.013176 | 0.013176 | 0.013176 | 0.013176 | 0.013176 | 0.013176 | 2.5132 | 5.0132 | 7.5132 | 10.0132 | 12.5132 | 17.5132 | 17.5132 | 20.0132 | 20.0132 | 22.5132 | 22.5132 | 22.5132 | 22.5132 | 22.5132
Electricity system flexibility | Supply side flexibility | Electricity storage energy storage potential | GWh | Leading the Way | Electricity | Compressed Air | 0.0132 | 0.013176 | 0.013176 | 0.013176 | 0.013176 | 0.013176 | 0.013176 | 2.5132 | 5.0132 | 10.0132 | 15.0132 | 17.5132 | 20.0132 | 22.5132 | 25.0132 | 27.5132 | 30.0132 | 30.0132 | 30.0132 | 30.0132 | 30.0132 | 30.0132 | 30.0132 | 30.0132 | 30.0132 | 30.0132 | 30.0132 | 30.0132 | 30.0132 | 30.0132
Electricity system flexibility | Supply side flexibility | Electricity storage energy storage potential | GWh | Falling Short | Electricity | Compressed Air | 0.0132 | 0.013176 | 0.013176 | 0.013176 | 0.013176 | 0.013176 | 0.013176 | 0.013176 | 0.013176 | 0.013176 | 0.013176 | 0.013176 | 0.013176 | 0.013176 | 0.013176 | 0.013176 | 0.013176 | 0.013176 | 0.013176 | 0.013176 | 0.013176 | 0.013176 | 0.013176 | 0.013176 | 0.013176 | 0.013176 | 0.013176 | 0.013176 | 0.013176 | 0.013176
Electricity system flexibility | Supply side flexibility | Electricity storage energy storage potential | GWh | Five Year Forecast | Electricity | Compressed Air | 2021-01-01: 0.0132; 2022-01-01: 0.013176; 2023-01-01: 0.013176; 2024-01-01: 0.013176; 2025-01-01: 0.013176; 2026-01-01: 0.013176; 2027-01-01: 0.013176; 2028-01-01: 0.013176
Electricity system flexibility | Supply side flexibility | Electricity storage energy storage potential | GWh | Consumer Transformation | Electricity | Battery | 1.6081 | 3.1032 | 6.0861 | 12.4637 | 16.9341 | 20.6904 | 21.1423 | 21.7788 | 23.0354 | 24.3416 | 25.0968 | 26.1811 | 27.3204 | 31.9882 | 32.7748 | 33.5329 | 34.2697 | 35.2111 | 36.1995 | 37.6459 | 38.9895 | 40.9277 | 42.213 | 43.4328 | 44.7811 | 46.3553 | 50.1619 | 51.6546 | 53.1494 | 54.6472
Electricity system flexibility | Supply side flexibility | Electricity storage energy storage potential | GWh | System Transformation | Electricity | Battery | 1.6081 | 3.1032 | 4.6074 | 7.6372 | 13.4958 | 16.1223 | 19.4684 | 20.5199 | 20.8847 | 21.6043 | 21.7053 | 22.2324 | 22.5048 | 23.1041 | 24.0845 | 24.9488 | 25.4225 | 26.1922 | 26.5898 | 27.1972 | 27.9536 | 28.8682 | 29.5071 | 30.0354 | 30.8024 | 31.4379 | 32.6301 | 33.2522 | 33.882 | 34.5196
Electricity system flexibility | Supply side flexibility | Electricity storage energy storage potential | GWh | Leading the Way | Electricity | Battery | 1.6081 | 3.1032 | 8.8247 | 17.0965 | 17.8649 | 22.1214 | 25.0328 | 26.0272 | 30.3656 | 35.7891 | 37.9796 | 40.0038 | 41.3603 | 42.1916 | 43.0702 | 43.9943 | 44.965 | 45.9145 | 47.1533 | 48.8178 | 50.1445 | 51.3591 | 52.6121 | 53.9051 | 55.3796 | 56.8506 | 58.3858 | 59.9532 | 61.5518 | 63.218
Electricity system flexibility | Supply side flexibility | Electricity storage energy storage potential | GWh | Falling Short | Electricity | Battery | 1.6081 | 3.1032 | 3.2685 | 4.4804 | 6.1534 | 9.4546 | 11.1495 | 13.521 | 14.2309 | 15.2349 | 15.5045 | 16.3237 | 16.4929 | 16.9711 | 17.4828 | 18.1242 | 18.272 | 18.6381 | 18.6938 | 19.7631 | 20.5217 | 20.9531 | 21.36 | 21.8009 | 22.7553 | 23.1319 | 23.4067 | 23.9604 | 24.2989 | 24.7702
Electricity system flexibility | Supply side flexibility | Electricity storage energy storage potential | GWh | Five Year Forecast | Electricity | Battery | 2021-01-01: 1.6081; 2022-01-01: 3.1032; 2023-01-01: 5.7414; 2024-01-01: 8.8804; 2025-01-01: 14.7575; 2026-01-01: 17.7937; 2027-01-01: 20.6172; 2028-01-01: 22.1851
Electricity system flexibility | Supply side flexibility | Electricity storage energy storage potential | GWh | Consumer Transformation | Electricity | Pumped Hydro | 25.82 | 26.36 | 28.004 | 28.004 | 28.7033 | 28.7033 | 28.7033 | 28.7033 | 28.7033 | 31.5383 | 31.5383 | 46.7033 | 46.7033 | 64.8293 | 64.8293 | 64.8293 | 64.8293 | 64.8293 | 64.8293 | 64.8293 | 64.8293 | 64.8293 | 64.8293 | 64.8293 | 64.8293 | 64.8293 | 64.8293 | 64.8293 | 64.8293 | 64.8293
Electricity system flexibility | Supply side flexibility | Electricity storage energy storage potential | GWh | System Transformation | Electricity | Pumped Hydro | 25.82 | 26.36 | 28.004 | 28.004 | 28.004 | 28.004 | 28.004 | 28.004 | 28.004 | 28.004 | 28.004 | 28.004 | 28.7033 | 31.5383 | 31.5383 | 31.5383 | 46.7033 | 46.7033 | 46.7033 | 46.7033 | 46.7033 | 46.7033 | 46.7033 | 46.7033 | 46.7033 | 46.7033 | 46.7033 | 46.7033 | 46.7033 | 46.7033
Electricity system flexibility | Supply side flexibility | Electricity storage energy storage potential | GWh | Leading the Way | Electricity | Pumped Hydro | 25.82 | 26.36 | 28.004 | 28.004 | 28.004 | 28.004 | 43.169 | 43.169 | 64.13 | 64.8293 | 67.2293 | 71.4293 | 71.4293 | 71.4293 | 71.4293 | 71.4293 | 71.4293 | 71.4293 | 71.4293 | 85.8293 | 85.8293 | 85.8293 | 85.8293 | 85.8293 | 85.8293 | 85.8293 | 85.8293 | 85.8293 | 85.8293 | 85.8293
Electricity system flexibility | Supply side flexibility | Electricity storage energy storage potential | GWh | Falling Short | Electricity | Pumped Hydro | 25.82 | 26.36 | 28.004 | 28.004 | 28.004 | 28.004 | 28.004 | 28.004 | 28.004 | 28.004 | 28.004 | 28.004 | 28.004 | 28.004 | 28.004 | 28.004 | 28.004 | 28.004 | 28.004 | 34.4633 | 34.4633 | 34.4633 | 34.4633 | 34.4633 | 34.4633 | 34.4633 | 34.4633 | 34.4633 | 34.4633 | 34.4633
Electricity system flexibility | Supply side flexibility | Electricity storage energy storage potential | GWh | Five Year Forecast | Electricity | Pumped Hydro | 2021-01-01: 25.82; 2022-01-01: 26.36; 2023-01-01: 28.004; 2024-01-01: 28.004; 2025-01-01: 28.004; 2026-01-01: 28.004; 2027-01-01: 28.004; 2028-01-01: 28.004
Electricity system flexibility | Supply side flexibility | Interconnectors | TWh | Consumer Transformation | Electricity | Netflows | 35.5961 | -4.4478 | 11.0461 | 25.6672 | 24.3861 | 15.2041 | 1.9413 | -9.4465 | -21.2356 | -36.8268 | -50.9479 | -55.9572 | -53.1014 | -70.5946 | -83.6696 | -80.0446 | -89.6619 | -100.038 | -100.529 | -105.513 | -121.217 | -122.336 | -124.193 | -131.399 | -138.067 | -141.648 | -141.539 | -142.274 | -146.621 | -148.621
Electricity system flexibility | Supply side flexibility | Interconnectors | TWh | System Transformation | Electricity | Netflows | 35.5961 | -4.4478 | 5.7619 | 24.4179 | 38.049 | 19.4412 | 22.3325 | 3.6744 | -4.3631 | -30.8564 | -35.8431 | -45.0861 | -55.4402 | -61.1395 | -79.6359 | -83.5211 | -85.3707 | -90.1835 | -96.5062 | -101.2716 | -99.5623 | -106.2664 | -105.1677 | -104.954 | -108.601 | -108.205 | -108.3862 | -111.4139 | -107.6589 | -110.7266
Electricity system flexibility | Supply side flexibility | Interconnectors | TWh | Leading the Way | Electricity | Netflows | 35.5961 | -4.4478 | 3.7679 | 2.9583 | -0.27742 | -24.9891 | -23.3729 | -35.3408 | -45.9189 | -63.5686 | -71.4263 | -76.1396 | -114.764 | -123.512 | -119.296 | -130.556 | -133.965 | -140.903 | -143.23 | -143.565 | -136.28 | -131.538 | -127.969 | -123.312 | -121.053 | -117.011 | -113.282 | -111.625 | -105.479 | -104.252
Electricity system flexibility | Supply side flexibility | Interconnectors | TWh | Falling Short | Electricity | Netflows | 35.5961 | -4.4478 | 11.9709 | 34.0286 | 56.2478 | 52.1049 | 46.2039 | 34.4645 | 13.7273 | -1.6918 | -0.10464 | -6.9498 | -8.2029 | -16.1055 | -17.6428 | -37.9786 | -49.9468 | -53.7986 | -60.4435 | -56.8618 | -63.8836 | -67.6668 | -66.0079 | -68.4855 | -68.1162 | -66.2462 | -62.6797 | -65.1675 | -62.6048 | -60.7471
Electricity system flexibility | Supply side flexibility | Interconnectors | TWh | Five Year Forecast | Electricity | Netflows | 2021-01-01: 35.5961; 2022-01-01: -4.4478; 2023-01-01: 5.3208; 2024-01-01: 23.6766; 2025-01-01: 37.9347; 2026-01-01: 18.9618; 2027-01-01: 20.3119; 2028-01-01: 2.3816
Electricity system flexibility | Supply side flexibility | Interconnectors | TWh | Consumer Transformation | Electricity | Import | 39.1472 | 23.066 | 26.1325 | 39.5995 | 44.5125 | 40.5801 | 35.3914 | 34.3438 | 30.3535 | 23.741 | 30.3087 | 29.1999 | 31.0293 | 26.2075 | 26.4632 | 27.7834 | 23.8202 | 25.14 | 25.0416 | 23.4352 | 17.9686 | 17.6398 | 17.1178 | 14.6236 | 12.309 | 11.2811 | 11.5343 | 11.2045 | 9.8924 | 9.0865
Electricity system flexibility | Supply side flexibility | Interconnectors | TWh | System Transformation | Electricity | Import | 39.1472 | 23.066 | 23.0065 | 37.695 | 50.2176 | 42.1867 | 43.794 | 35.7312 | 35.5992 | 25.7149 | 24.0693 | 23.8474 | 23.4533 | 24.9507 | 18.4832 | 16.8649 | 16.84 | 15.3756 | 13.1043 | 11.8831 | 12.5208 | 9.686 | 9.8686 | 10.1789 | 8.6264 | 8.9881 | 9.1633 | 8.3247 | 9.3776 | 8.5168
Electricity system flexibility | Supply side flexibility | Interconnectors | TWh | Leading the Way | Electricity | Import | 39.1472 | 23.066 | 22.7698 | 29.0137 | 32.8897 | 23.8718 | 24.6706 | 23.5198 | 20.3804 | 26.1457 | 23.75 | 29.8553 | 26.2767 | 24.6363 | 25.9794 | 22.8173 | 25.0459 | 22.4004 | 21.7795 | 20.3189 | 22.2331 | 23.224 | 25.9486 | 25.8318 | 24.9581 | 25.4539 | 25.6927 | 25.7378 | 26.6413 | 26.1932
Electricity system flexibility | Supply side flexibility | Interconnectors | TWh | Falling Short | Electricity | Import | 39.1472 | 23.066 | 26.3268 | 44.0296 | 62.2681 | 59.6966 | 56.4411 | 49.3969 | 39.6954 | 36.5048 | 37.5675 | 35.5638 | 38.5496 | 36.0971 | 39.084 | 34.5472 | 30.4316 | 29.194 | 26.6452 | 28.8533 | 26.3177 | 24.72 | 25.1925 | 23.9873 | 23.559 | 24.7432 | 26.5488 | 25.9702 | 27.2884 | 28.1951
Electricity system flexibility | Supply side flexibility | Interconnectors | TWh | Five Year Forecast | Electricity | Import | 2021-01-01: 39.1472; 2022-01-01: 23.066; 2023-01-01: 22.824; 2024-01-01: 37.2856; 2025-01-01: 50.1517; 2026-01-01: 41.9108; 2027-01-01: 42.8821; 2028-01-01: 35.2325
Electricity system flexibility | Supply side flexibility | Interconnectors | TWh | Consumer Transformation | Electricity | Export | -3.5511 | -27.5138 | -15.0865 | -13.9323 | -20.1264 | -25.376 | -33.4501 | -43.7902 | -51.5892 | -60.5678 | -81.2566 | -85.1571 | -84.1307 | -96.8021 | -110.133 | -107.828 | -113.482 | -125.178 | -125.57 | -128.948 | -139.185 | -139.976 | -141.311 | -146.022 | -150.376 | -152.929 | -153.073 | -153.479 | -156.514 | -157.707
Electricity system flexibility | Supply side flexibility | Interconnectors | TWh | System Transformation | Electricity | Export | -3.5511 | -27.5138 | -17.2446 | -13.2771 | -12.1686 | -22.7455 | -21.4615 | -32.0567 | -39.9623 | -56.5713 | -59.9124 | -68.9335 | -78.8935 | -86.0902 | -98.1191 | -100.386 | -102.2108 | -105.5591 | -109.6105 | -113.1546 | -112.0832 | -115.9524 | -115.0363 | -115.1329 | -117.2274 | -117.1931 | -117.5495 | -119.7386 | -117.0365 | -119.2433
Electricity system flexibility | Supply side flexibility | Interconnectors | TWh | Leading the Way | Electricity | Export | -3.5511 | -27.5138 | -19.0019 | -26.0554 | -33.1671 | -48.8609 | -48.0435 | -58.8606 | -66.2993 | -89.7143 | -95.1763 | -105.995 | -141.041 | -148.148 | -145.275 | -153.373 | -159.01 | -163.303 | -165.009 | -163.884 | -158.514 | -154.762 | -153.918 | -149.144 | -146.011 | -142.465 | -138.975 | -137.362 | -132.12 | -130.445
Electricity system flexibility | Supply side flexibility | Interconnectors | TWh | Falling Short | Electricity | Export | -3.5511 | -27.5138 | -14.3559 | -10.001 | -6.0203 | -7.5918 | -10.2372 | -14.9325 | -25.9681 | -38.1966 | -37.6722 | -42.5136 | -46.7526 | -52.2026 | -56.7267 | -72.5258 | -80.3783 | -82.9926 | -87.0888 | -85.7151 | -90.2013 | -92.3868 | -91.2004 | -92.4728 | -91.6752 | -90.9895 | -89.2285 | -91.1377 | -89.8932 | -88.9422
Electricity system flexibility | Supply side flexibility | Interconnectors | TWh | Five Year Forecast | Electricity | Export | 2021-01-01: -3.5511; 2022-01-01: -27.5138; 2023-01-01: -17.5033; 2024-01-01: -13.609; 2025-01-01: -12.217; 2026-01-01: -22.949; 2027-01-01: -22.5702; 2028-01-01: -32.8509
Electricity system flexibility | Supply side flexibility | Interconnectors | TWh | Consumer Transformation | Electricity | Peak flows | 3.3 | 4.922 | 5.552 | 6.322 | 6.592 | 6.592 | 6.592 | 7.474 | 7.474 | 7.474 | 10.3873 | 10.3873 | 10.3873 | 10.7923 | 12.0897 | 12.0897 | 12.0897 | 13.5837 | 13.5837 | 13.5837 | 13.5837 | 13.5837 | 13.5837 | 13.5837 | 13.5837 | 13.5837 | 13.5837 | 13.5837 | 13.5837 | 13.5837
Electricity system flexibility | Supply side flexibility | Interconnectors | TWh | System Transformation | Electricity | Peak flows | 3.3 | 4.922 | 5.552 | 6.322 | 6.322 | 6.592 | 6.592 | 6.592 | 7.474 | 7.474 | 7.474 | 8.3933 | 9.2893 | 10.1433 | 10.1433 | 10.1433 | 10.1433 | 10.1433 | 10.1433 | 10.1433 | 10.1433 | 10.1433 | 10.1433 | 10.1433 | 10.1433 | 10.1433 | 10.1433 | 10.1433 | 10.1433 | 10.1433
Electricity system flexibility | Supply side flexibility | Interconnectors | TWh | Leading the Way | Electricity | Peak flows | 3.3 | 4.922 | 5.552 | 6.322 | 6.592 | 6.592 | 6.592 | 7.474 | 7.879 | 11.0483 | 11.0483 | 13.1297 | 15.7337 | 15.7337 | 15.7337 | 15.7337 | 16.8957 | 16.8957 | 16.8957 | 16.8957 | 16.8957 | 16.8957 | 17.6657 | 17.6657 | 17.6657 | 17.6657 | 17.6657 | 17.6657 | 17.6657 | 17.6657
Electricity system flexibility | Supply side flexibility | Interconnectors | TWh | Falling Short | Electricity | Peak flows | 3.3 | 4.922 | 5.552 | 6.322 | 6.322 | 6.322 | 6.592 | 6.592 | 6.592 | 7.474 | 7.474 | 7.474 | 8.3933 | 8.3933 | 9.2893 | 10.1433 | 10.1433 | 10.1433 | 10.1433 | 10.1433 | 10.1433 | 10.1433 | 10.1433 | 10.1433 | 10.1433 | 10.1433 | 10.1433 | 10.1433 | 10.1433 | 10.1433
Electricity system flexibility | Supply side flexibility | Interconnectors | TWh | Five Year Forecast | Electricity | Peak flows | 2021-01-01: 3.3; 2022-01-01: 4.922; 2023-01-01: 5.552; 2024-01-01: 6.322; 2025-01-01: 6.322; 2026-01-01: 6.592; 2027-01-01: 6.592; 2028-01-01: 6.592
Electricity system flexibility | Supply side flexibility | Dispatchable electricity supply capacity | GW | Consumer Transformation | Hydrogen | Hydrogen generation | 0 | 0 | 0 | 0 | 0 | 0 | 0 | 0 | 0 | 0.6 | 0.6 | 1.8 | 3.271 | 3.5548 | 4.4529 | 7.1666 | 9.9978 | 10.3485 | 11.3211 | 12.9185 | 14.5443 | 15.6028 | 17.8996 | 19.0415 | 20.2376 | 20.9 | 21.1 | 21.1 | 21.1 | 21.1
Electricity system flexibility | Supply side flexibility | Dispatchable electricity supply capacity | GW | System Transformation | Hydrogen | Hydrogen generation | 0 | 0 | 0 | 0 | 0 | 0 | 0 | 0 | 0 | 1.3319 | 1.4923 | 1.6889 | 2.0306 | 3.0903 | 6.6223 | 10.8522 | 11.2825 | 12.834 | 14.3705 | 14.7559 | 15.7686 | 16.7804 | 18.2875 | 18.5642 | 18.8121 | 19.0307 | 19.2174 | 19.3696 | 20.0863 | 20.7711
Electricity system flexibility | Supply side flexibility | Dispatchable electricity supply capacity | GW | Leading the Way | Hydrogen | Hydrogen generation | 0 | 0 | 0 | 0 | 0 | 0 | 0 | 0.025 | 0.1 | 0.812 | 1.153 | 1.8 | 3.09 | 3.815 | 6.03 | 9.995 | 10 | 10.05 | 11.33 | 11.83 | 12.63 | 13.53 | 14.53 | 14.93 | 15.28 | 15.61 | 15.885 | 16.13 | 16.35 | 16.55
Electricity system flexibility | Supply side flexibility | Dispatchable electricity supply capacity | GW | Falling Short | Hydrogen | Hydrogen generation | 0 | 0 | 0 | 0 | 0 | 0 | 0 | 0 | 0 | 0 | 0 | 0 | 0 | 0 | 0 | 0 | 0 | 0 | 0 | 0 | 0 | 0 | 0 | 0 | 0 | 0.6 | 1.8 | 2.4 | 3.6 | 4.2
Electricity system flexibility | Supply side flexibility | Dispatchable electricity supply capacity | GW | Five Year Forecast | Hydrogen | Hydrogen generation | 2021-01-01: 0; 2022-01-01: 0; 2023-01-01: 0; 2024-01-01: 0; 2025-01-01: 0; 2026-01-01: 0; 2027-01-01: 0; 2028-01-01: 0
Electricity system flexibility | Supply side flexibility | Dispatchable electricity supply capacity | GW | Consumer Transformation | Gas | CCS Gas | 0 | 0 | 0 | 0 | 0 | 0 | 0 | 0.91 | 0.91 | 1.77 | 1.77 | 4.17 | 4.17 | 4.17 | 4.17 | 4.17 | 5.97 | 5.97 | 5.97 | 5.97 | 5.97 | 5.97 | 5.97 | 5.97 | 5.97 | 5.97 | 5.97 | 5.97 | 5.97 | 5.97
Electricity system flexibility | Supply side flexibility | Dispatchable electricity supply capacity | GW | System Transformation | Gas | CCS Gas | 0 | 0 | 0 | 0 | 0 | 0 | 0 | 0 | 0.91 | 1.77 | 1.77 | 4.17 | 4.17 | 4.17 | 5.07 | 5.97 | 7.77 | 8.67 | 11.37 | 13.17 | 14.07 | 14.97 | 15.87 | 16.77 | 16.77 | 16.77 | 16.77 | 16.77 | 16.77 | 16.77
Electricity system flexibility | Supply side flexibility | Dispatchable electricity supply capacity | GW | Leading the Way | Gas | CCS Gas | 0 | 0 | 0 | 0 | 0 | 0 | 0 | 0.91 | 0.91 | 0.91 | 3.31 | 3.31 | 3.31 | 3.31 | 3.31 | 3.31 | 3.31 | 3.31 | 3.31 | 3.31 | 3.31 | 3.31 | 3.31 | 3.31 | 3.31 | 3.31 | 3.31 | 3.31 | 3.31 | 3.31
Electricity system flexibility | Supply side flexibility | Dispatchable electricity supply capacity | GW | Falling Short | Gas | CCS Gas | 0 | 0 | 0 | 0 | 0 | 0 | 0 | 0 | 0 | 0 | 0 | 0.91 | 0.91 | 0.91 | 2.71 | 3.61 | 6.91 | 8.71 | 10.51 | 12.31 | 13.17 | 14.07 | 17.67 | 20.37 | 20.37 | 21.27 | 21.27 | 21.27 | 21.27 | 21.27
Electricity system flexibility | Supply side flexibility | Dispatchable electricity supply capacity | GW | Five Year Forecast | Gas | CCS Gas | 2021-01-01: 0; 2022-01-01: 0; 2023-01-01: 0; 2024-01-01: 0; 2025-01-01: 0; 2026-01-01: 0; 2027-01-01: 0; 2028-01-01: 0
Electricity system flexibility | Supply side flexibility | Dispatchable electricity supply capacity | GW | Consumer Transformation | Gas | Gas generation | 34.8477 | 36.2941 | 37.0361 | 38.499 | 39.0725 | 41.8756 | 42.1119 | 39.7707 | 37.7089 | 34.9239 | 32.8039 | 31.2811 | 29.4546 | 26.4622 | 24.683 | 20.072 | 13.8572 | 11.9028 | 11.4868 | 11.0398 | 6.8099 | 6.3606 | 6.1876 | 4.4179 | 1.6871 | 0.41624 | 0.0326 | 0.029206 | 0.025919 | 0
Electricity system flexibility | Supply side flexibility | Dispatchable electricity supply capacity | GW | System Transformation | Gas | Gas generation | 34.8477 | 36.2941 | 37.0361 | 38.499 | 39.0725 | 41.5756 | 42.0719 | 40.3137 | 37.9579 | 36.5789 | 34.8319 | 33.3204 | 32.8465 | 31.0829 | 27.038 | 23.0582 | 20.446 | 16.6994 | 12.5466 | 9.6487 | 6.1475 | 3.2138 | 0.5155 | 0.50752 | 0.039891 | 0.033745 | 0.0296 | 0.025553 | 0.02162 | 0
Electricity system flexibility | Supply side flexibility | Dispatchable electricity supply capacity | GW | Leading the Way | Gas | Gas generation | 34.8477 | 36.2941 | 36.8829 | 37.9525 | 38.7209 | 41.0487 | 41.384 | 28.7114 | 27.0677 | 22.8838 | 18.6903 | 15.998 | 14.37 | 11.8168 | 7.5653 | 0 | 0 | 0 | 0 | 0 | 0 | 0 | 0 | 0 | 0 | 0 | 0 | 0 | 0 | 0
Electricity system flexibility | Supply side flexibility | Dispatchable electricity supply capacity | GW | Falling Short | Gas | Gas generation | 34.8477 | 36.2941 | 38.1517 | 39.7264 | 40.9871 | 44.3182 | 47.077 | 47.4749 | 47.027 | 47.2737 | 44.569 | 44.2977 | 46.065 | 47.8733 | 46.4489 | 46.6161 | 45.0867 | 43.8151 | 42.5511 | 42.4797 | 42.1536 | 41.4352 | 40.9436 | 38.7716 | 38.6363 | 38.3736 | 38.2548 | 38.0431 | 37.9037 | 37.7356
Electricity system flexibility | Supply side flexibility | Dispatchable electricity supply capacity | GW | Five Year Forecast | Gas | Gas generation | 2021-01-01: 34.8477; 2022-01-01: 31.0527; 2023-01-01: 31.5352; 2024-01-01: 32.6317; 2025-01-01: 32.9098; 2026-01-01: 35.2157; 2027-01-01: 35.4757; 2028-01-01: 33.5607
Electricity system flexibility | Supply side flexibility | Dispatchable electricity supply capacity | GW | Consumer Transformation | Bioresources | Biomass | 4.0477 | 4.418 | 4.2531 | 4.2534 | 4.2538 | 4.2542 | 4.2545 | 4.1696 | 4.17 | 4.1203 | 3.4856 | 3.4859 | 2.7647 | 2.765 | 2.0543 | 1.6286 | 0.94897 | 0.9293 | 0.88462 | 0.88495 | 0.73036 | 0.73077 | 0.58719 | 0.58761 | 0.25812 | 0.20364 | 0.20417 | 0.20481 | 0.20546 | 0.20613
Electricity system flexibility | Supply side flexibility | Dispatchable electricity supply capacity | GW | System Transformation | Bioresources | Biomass | 4.0477 | 4.418 | 4.3901 | 4.393 | 4.3958 | 4.3985 | 4.4012 | 4.3285 | 4.3311 | 4.2935 | 4.2959 | 3.6633 | 3.584 | 2.9513 | 2.2016 | 1.5687 | 1.5309 | 0.82304 | 0.78512 | 0.78683 | 0.63749 | 0.59411 | 0.55495 | 0.55575 | 0.5565 | 0.47383 | 0.47412 | 0.47412 | 0.47412 | 0.47412
Electricity system flexibility | Supply side flexibility | Dispatchable electricity supply capacity | GW | Leading the Way | Bioresources | Biomass | 4.0477 | 4.418 | 4.2531 | 4.2534 | 4.2538 | 4.2542 | 4.2545 | 4.1696 | 4.17 | 3.4853 | 3.4856 | 2.8509 | 2.3687 | 1.734 | 1.6083 | 0.97364 | 0.92897 | 0.9293 | 0.88462 | 0.84695 | 0.38836 | 0.29177 | 0.24719 | 0.24761 | 0.20312 | 0.20364 | 0.20417 | 0.20481 | 0.20546 | 0.20613
Electricity system flexibility | Supply side flexibility | Dispatchable electricity supply capacity | GW | Falling Short | Bioresources | Biomass | 4.0477 | 4.418 | 4.4049 | 4.4151 | 4.4229 | 4.7787 | 4.7827 | 4.7846 | 4.7846 | 4.7846 | 4.7846 | 4.7846 | 4.1496 | 4.1496 | 4.1146 | 4.1146 | 4.0796 | 4.6796 | 3.3636 | 3.3636 | 3.9636 | 3.9636 | 3.9636 | 3.9636 | 3.9636 | 3.9636 | 3.9636 | 3.9636 | 3.9636 | 3.9636
Electricity system flexibility | Supply side flexibility | Dispatchable electricity supply capacity | GW | Five Year Forecast | Bioresources | Biomass | 2021-01-01: 4.0477; 2022-01-01: 3.535; 2023-01-01: 3.535; 2024-01-01: 3.535; 2025-01-01: 3.535; 2026-01-01: 3.535; 2027-01-01: 3.535; 2028-01-01: 3.535
Electricity system flexibility | Supply side flexibility | Dispatchable electricity supply capacity | GW | Consumer Transformation | Bioresources | CCS Biomass | 0 | 0 | 0 | 0 | 0 | 0 | 0 | 0 | 0 | 0 | 0.55 | 1.15 | 2.3 | 4.1 | 4.65 | 7.65 | 8.8 | 8.8 | 8.8 | 8.8 | 8.8 | 8.8 | 8.8 | 8.8 | 8.8 | 8.8 | 8.8 | 8.8 | 8.8 | 8.8
Electricity system flexibility | Supply side flexibility | Dispatchable electricity supply capacity | GW | System Transformation | Bioresources | CCS Biomass | 0 | 0 | 0 | 0 | 0 | 0 | 0 | 0 | 0 | 0 | 0 | 0.55 | 1.15 | 2.3 | 2.3 | 3.45 | 3.45 | 5.2 | 5.2 | 5.2 | 7.6 | 7.6 | 8.2 | 8.2 | 8.2 | 8.2 | 8.2 | 8.2 | 8.2 | 8.2
Electricity system flexibility | Supply side flexibility | Dispatchable electricity supply capacity | GW | Leading the Way | Bioresources | CCS Biomass | 0 | 0 | 0 | 0 | 0 | 0 | 0 | 0 | 0 | 0.55 | 0.55 | 1.1 | 1.1 | 1.65 | 1.65 | 2.2 | 2.2 | 2.2 | 2.2 | 2.2 | 2.2 | 2.2 | 2.2 | 2.2 | 2.2 | 2.2 | 2.2 | 2.2 | 2.2 | 2.2
Electricity system flexibility | Supply side flexibility | Dispatchable electricity supply capacity | GW | Falling Short | Bioresources | CCS Biomass | 0 | 0 | 0 | 0 | 0 | 0 | 0 | 0 | 0 | 0 | 0 | 0 | 0.55 | 0.55 | 1.1 | 1.1 | 1.65 | 1.65 | 2.2 | 2.2 | 2.2 | 2.8 | 2.8 | 2.8 | 2.8 | 2.8 | 2.8 | 3.4 | 3.4 | 4.6
Electricity system flexibility | Supply side flexibility | Dispatchable electricity supply capacity | GW | Five Year Forecast | Bioresources | CCS Biomass | 2021-01-01: 0; 2022-01-01: 0; 2023-01-01: 0; 2024-01-01: 0; 2025-01-01: 0; 2026-01-01: 0; 2027-01-01: 0; 2028-01-01: 0
Electricity system flexibility | Supply side flexibility | Dispatchable electricity supply capacity | GW | Consumer Transformation | Coal | Coal generation | 4.24 | 4.24 | 2.956 | 1.988 | 0 | 0 | 0 | 0 | 0 | 0 | 0 | 0 | 0 | 0 | 0 | 0 | 0 | 0 | 0 | 0 | 0 | 0 | 0 | 0 | 0 | 0 | 0 | 0 | 0 | 0
Electricity system flexibility | Supply side flexibility | Dispatchable electricity supply capacity | GW | System Transformation | Coal | Coal generation | 4.24 | 4.24 | 2.956 | 1.988 | 0 | 0 | 0 | 0 | 0 | 0 | 0 | 0 | 0 | 0 | 0 | 0 | 0 | 0 | 0 | 0 | 0 | 0 | 0 | 0 | 0 | 0 | 0 | 0 | 0 | 0
Electricity system flexibility | Supply side flexibility | Dispatchable electricity supply capacity | GW | Leading the Way | Coal | Coal generation | 4.24 | 4.24 | 2.956 | 1.988 | 0 | 0 | 0 | 0 | 0 | 0 | 0 | 0 | 0 | 0 | 0 | 0 | 0 | 0 | 0 | 0 | 0 | 0 | 0 | 0 | 0 | 0 | 0 | 0 | 0 | 0
Electricity system flexibility | Supply side flexibility | Dispatchable electricity supply capacity | GW | Falling Short | Coal | Coal generation | 4.24 | 4.24 | 2.956 | 1.988 | 0 | 0 | 0 | 0 | 0 | 0 | 0 | 0 | 0 | 0 | 0 | 0 | 0 | 0 | 0 | 0 | 0 | 0 | 0 | 0 | 0 | 0 | 0 | 0 | 0 | 0
Electricity system flexibility | Supply side flexibility | Dispatchable electricity supply capacity | GW | Five Year Forecast | Coal | Coal generation | 2021-01-01: 4.24; 2022-01-01: 4.24; 2023-01-01: 2.956; 2024-01-01: 1.988; 2025-01-01: 0; 2026-01-01: 0; 2027-01-01: 0; 2028-01-01: 0
Electricity system flexibility | Demand side flexibility | Demand side response | GW | Consumer Transformation | Electricity | Residential DSR impact at peak (Smart/TOUTs effect) | 0 | -0.32629 | -0.44692 | -0.50636 | -0.56581 | -0.56581 | -0.56581 | -0.56581 | -0.56581 | -0.56581 | -0.56581 | -0.79937 | -0.93547 | -1.0643 | -1.1772 | -1.27 | -1.3393 | -1.3875 | -1.4126 | -1.4126 | -1.4126 | -1.4126 | -1.4126 | -1.4126 | -1.4126 | -1.4126 | -1.4126 | -1.4126 | -1.4126 | -1.4126
Electricity system flexibility | Demand side flexibility | Demand side response | GW | System Transformation | Electricity | Residential DSR impact at peak (Smart/TOUTs effect) | 0 | -0.32629 | -0.15 | -0.15 | -0.15 | -0.15 | -0.15 | -0.15 | -0.15 | -0.15 | -0.15905 | -0.20282 | -0.25596 | -0.32024 | -0.39957 | -0.59673 | -0.70783 | -0.81548 | -0.9214 | -1.0197 | -1.181 | -1.2365 | -1.2764 | -1.2764 | -1.2764 | -1.2764 | -1.2764 | -1.2764 | -1.2764 | -1.2764
Electricity system flexibility | Demand side flexibility | Demand side response | GW | Leading the Way | Electricity | Residential DSR impact at peak (Smart/TOUTs effect) | 0 | -0.32629 | -0.44692 | -0.50636 | -0.56581 | -0.56581 | -0.56581 | -0.56581 | -0.56581 | -0.56581 | -0.67113 | -0.80446 | -0.94787 | -1.0884 | -1.1814 | -1.249 | -1.2916 | -1.3123 | -1.3143 | -1.3143 | -1.3143 | -1.3143 | -1.3143 | -1.3143 | -1.3143 | -1.3143 | -1.3143 | -1.3143 | -1.3143 | -1.3143
Electricity system flexibility | Demand side flexibility | Demand side response | GW | Falling Short | Electricity | Residential DSR impact at peak (Smart/TOUTs effect) | 0 | -0.32629 | -0.15 | -0.15 | -0.15 | 0 | 0 | -4.4538e-10 | -0.0092202 | -0.012322 | -0.019829 | -0.032825 | -0.042604 | -0.055437 | -0.07193 | -0.092601 | -0.11841 | -0.14988 | -0.18822 | -0.23425 | -0.2894 | -0.353 | -0.42605 | -0.50831 | -0.59924 | -0.69499 | -0.80743 | -0.92425 | -1.0433 | -1.1594
Electricity system flexibility | Demand side flexibility | Demand side response | GW | Five Year Forecast | Electricity | Residential DSR impact at peak (Smart/TOUTs effect) | 2021-01-01: 0; 2022-01-01: -0.32629; 2023-01-01: -0.44495; 2024-01-01: -0.50427; 2025-01-01: -0.5636; 2026-01-01: -0.62292; 2027-01-01: -0.68225; 2028-01-01: -0.8009
Electricity system flexibility | Demand side flexibility | Demand side response | GW | Consumer Transformation | Electricity | I&C DSR impact at peak (heat and processes) | -1.19 | -1.244 | -1.5244 | -1.5836 | -1.6428 | -1.6479 | -1.9512 | -2.2035 | -2.5163 | -2.9812 | -3.4598 | -4.0223 | -4.6423 | -5.2729 | -6.0911 | -6.9369 | -7.639 | -8.2723 | -8.7487 | -9.1786 | -9.5953 | -10.015 | -10.4455 | -10.8295 | -11.1954 | -11.4585 | -11.6979 | -11.8522 | -11.9604 | -11.8245
Electricity system flexibility | Demand side flexibility | Demand side response | GW | System Transformation | Electricity | I&C DSR impact at peak (heat and processes) | -1.19 | -1.244 | -1.35 | -1.1738 | -1.1738 | -1.3854 | -1.551 | -1.6375 | -1.6923 | -1.7642 | -1.9302 | -2.2695 | -2.6501 | -2.8559 | -3.0606 | -3.2968 | -3.627 | -3.8236 | -3.95 | -4.0277 | -4.1006 | -4.1827 | -4.2461 | -4.3109 | -4.3502 | -4.3958 | -4.4322 | -4.46 | -4.5222 | -4.5358
Electricity system flexibility | Demand side flexibility | Demand side response | GW | Leading the Way | Electricity | I&C DSR impact at peak (heat and processes) | -1.19 | -1.244 | -1.5244 | -1.5836 | -1.6428 | -1.7773 | -2.0122 | -2.2654 | -2.5715 | -3.0611 | -3.4793 | -3.8581 | -4.2179 | -4.6083 | -5.0808 | -5.5552 | -5.9475 | -6.2318 | -6.4018 | -6.4872 | -6.5865 | -6.7096 | -6.8556 | -6.9758 | -7.1364 | -7.3029 | -7.4384 | -7.5268 | -7.6179 | -7.7047
Electricity system flexibility | Demand side flexibility | Demand side response | GW | Falling Short | Electricity | I&C DSR impact at peak (heat and processes) | -1.19 | -1.244 | -1.35 | -1.6063 | -1.7831 | -0.89708 | -0.89593 | -0.89259 | -0.88842 | -0.89484 | -0.9197 | -0.98123 | -1.1137 | -1.2831 | -1.3848 | -1.465 | -1.5322 | -1.6038 | -1.6976 | -1.8107 | -1.9228 | -2.056 | -2.1978 | -2.3055 | -2.3917 | -2.4758 | -2.5627 | -2.6558 | -2.7572 | -2.8741
Electricity system flexibility | Demand side flexibility | Demand side response | GW | Five Year Forecast | Electricity | I&C DSR impact at peak (heat and processes) | 2021-01-01: -1.19; 2022-01-01: -1.244; 2023-01-01: -1.5264; 2024-01-01: -1.5857; 2025-01-01: -1.645; 2026-01-01: -1.7044; 2027-01-01: -1.823; 2028-01-01: -1.9417
Electricity system flexibility | Demand side flexibility | Demand side response | GW | Consumer Transformation | Electricity | Total consumer DSR impact at peak (residential and I&C) | -1.19 | -1.5703 | -1.9713 | -2.09 | -2.2086 | -2.2137 | -2.517 | -2.7693 | -3.0821 | -3.547 | -4.0256 | -4.8217 | -5.5777 | -6.3372 | -7.2683 | -8.2069 | -8.9783 | -9.6598 | -10.1613 | -10.5911 | -11.0078 | -11.4275 | -11.858 | -12.2421 | -12.608 | -12.871 | -13.1105 | -13.2648 | -13.3729 | -13.2371
Electricity system flexibility | Demand side flexibility | Demand side response | GW | System Transformation | Electricity | Total consumer DSR impact at peak (residential and I&C) | -1.19 | -1.5703 | -1.5 | -1.3238 | -1.3238 | -1.5354 | -1.701 | -1.7875 | -1.8423 | -1.9142 | -2.0893 | -2.4723 | -2.9061 | -3.1761 | -3.4601 | -3.8935 | -4.3348 | -4.6391 | -4.8714 | -5.0475 | -5.2816 | -5.4193 | -5.5225 | -5.5873 | -5.6266 | -5.6722 | -5.7086 | -5.7364 | -5.7986 | -5.8122
Electricity system flexibility | Demand side flexibility | Demand side response | GW | Leading the Way | Electricity | Total consumer DSR impact at peak (residential and I&C) | -1.19 | -1.5703 | -1.9713 | -2.09 | -2.2086 | -2.3431 | -2.578 | -2.8312 | -3.1373 | -3.6269 | -4.1504 | -4.6625 | -5.1658 | -5.6967 | -6.2622 | -6.8042 | -7.2391 | -7.5441 | -7.7161 | -7.8015 | -7.9008 | -8.0239 | -8.1699 | -8.2901 | -8.4506 | -8.6172 | -8.7527 | -8.8411 | -8.9322 | -9.019
Electricity system flexibility | Demand side flexibility | Demand side response | GW | Falling Short | Electricity | Total consumer DSR impact at peak (residential and I&C) | -1.19 | -1.5703 | -1.5 | -1.7563 | -1.9331 | -0.89708 | -0.89593 | -0.89259 | -0.89764 | -0.90716 | -0.93953 | -1.0141 | -1.1563 | -1.3386 | -1.4567 | -1.5576 | -1.6506 | -1.7537 | -1.8858 | -2.0449 | -2.2122 | -2.409 | -2.6239 | -2.8138 | -2.9909 | -3.1708 | -3.3701 | -3.58 | -3.8006 | -4.0335
Electricity system flexibility | Demand side flexibility | Demand side response | GW | Five Year Forecast | Electricity | Total consumer DSR impact at peak (residential and I&C) | 2021-01-01: -1.19; 2022-01-01: -1.5703; 2023-01-01: -1.9713; 2024-01-01: -2.09; 2025-01-01: -2.2086; 2026-01-01: -2.3273; 2027-01-01: -2.5053; 2028-01-01: -2.7426
Electricity system flexibility | Demand side flexibility | Demand side response | GW | Consumer Transformation | Electricity | Smart charging impact at peak | -0.10589 | -0.15277 | -0.28293 | -0.46573 | -0.71085 | -1.059 | -1.529 | -2.1499 | -2.9381 | -3.8919 | -5.055 | -6.3849 | -7.7661 | -9.0691 | -10.2527 | -11.0045 | -11.5364 | -11.914 | -12.1467 | -12.302 | -12.3171 | -12.3953 | -12.344 | -12.2469 | -12.18 | -12.0985 | -12.0032 | -11.8976 | -11.7797 | -11.6245
Electricity system flexibility | Demand side flexibility | Demand side response | GW | System Transformation | Electricity | Smart charging impact at peak | -0.10589 | -0.13451 | -0.1864 | -0.25737 | -0.34669 | -0.46187 | -0.61038 | -0.80008 | -1.0372 | -1.3325 | -1.7892 | -2.3633 | -3.0728 | -3.9047 | -4.8444 | -5.7896 | -6.6878 | -7.4545 | -8.0335 | -8.4258 | -8.5454 | -8.5364 | -8.3432 | -8.2733 | -8.1825 | -8.0681 | -7.9329 | -7.812 | -7.6892 | -7.5598
Electricity system flexibility | Demand side flexibility | Demand side response | GW | Leading the Way | Electricity | Smart charging impact at peak | -0.10589 | -0.28692 | -0.47285 | -0.74861 | -1.1232 | -1.6501 | -2.3646 | -3.3454 | -4.6136 | -6.1748 | -7.6585 | -9.2255 | -10.7583 | -12.1349 | -13.24 | -14.0708 | -14.6637 | -15.0916 | -15.3666 | -15.4717 | -15.6169 | -15.6893 | -15.632 | -15.3045 | -14.8967 | -14.4332 | -13.9112 | -13.3261 | -12.6738 | -11.9418
Electricity system flexibility | Demand side flexibility | Demand side response | GW | Falling Short | Electricity | Smart charging impact at peak | -0.10589 | -0.098331 | -0.1319 | -0.16921 | -0.21419 | -0.26716 | -0.33118 | -0.40687 | -0.49446 | -0.59501 | -0.79579 | -1.0473 | -1.3571 | -1.7312 | -2.1795 | -2.7004 | -3.2796 | -3.947 | -4.6395 | -5.3563 | -5.9843 | -6.5141 | -6.9581 | -7.3072 | -7.5892 | -7.7455 | -7.9403 | -7.983 | -8.0206 | -8.0556
Electricity system flexibility | Demand side flexibility | Demand side response | GW | Five Year Forecast | Electricity | Smart charging impact at peak | 2021-01-01: -0.10589; 2022-01-01: -0.16479; 2023-01-01: -0.25756; 2024-01-01: -0.38569; 2025-01-01: -0.55295; 2026-01-01: -0.78007; 2027-01-01: -1.08; 2028-01-01: -1.4735
Electricity system flexibility | Demand side flexibility | Vehicle to Grid | GW | Consumer Transformation | Electricity | V2G potential at peak | 0 | 0 | 0 | 0 | -0.028253 | -0.06982 | -0.15524 | -0.29749 | -0.54459 | -0.94376 | -1.5798 | -2.5015 | -3.7558 | -5.3518 | -7.2157 | -9.3859 | -11.641 | -13.8207 | -15.7466 | -17.1828 | -17.1828 | -17.1828 | -17.1828 | -17.1828 | -17.1828 | -17.1828 | -17.1828 | -17.1828 | -17.1828 | -17.1828
Electricity system flexibility | Demand side flexibility | Vehicle to Grid | GW | System Transformation | Electricity | V2G potential at peak | 0 | 0 | 0 | 0 | 0 | 0 | 0 | -0.0083527 | -0.014312 | -0.029639 | -0.053223 | -0.092625 | -0.15422 | -0.24701 | -0.37968 | -0.56661 | -0.8189 | -1.1512 | -1.5723 | -2.0894 | -2.7185 | -3.4473 | -4.2161 | -4.9957 | -5.7289 | -6.4085 | -6.986 | -7.4683 | -7.825 | -8.04
Electricity system flexibility | Demand side flexibility | Vehicle to Grid | GW | Leading the Way | Electricity | V2G potential at peak | 0 | 0 | 0 | 0 | -0.048542 | -0.1153 | -0.25114 | -0.51416 | -0.9632 | -1.7188 | -2.9049 | -4.6176 | -7.0271 | -10.1134 | -13.7652 | -17.7416 | -19.6614 | -19.6614 | -19.6614 | -19.6614 | -19.6614 | -19.6614 | -19.6614 | -19.6614 | -19.6614 | -19.6614 | -19.6614 | -19.6614 | -19.6614 | -19.6614
Electricity system flexibility | Demand side flexibility | Vehicle to Grid | GW | Falling Short | Electricity | V2G potential at peak | 0 | 0 | 0 | 0 | 0 | 0 | 0 | 0 | 0 | 0 | 0 | 0 | -0.017391 | -0.027564 | -0.052639 | -0.087576 | -0.13997 | -0.20971 | -0.30661 | -0.43088 | -0.59061 | -0.78951 | -1.0356 | -1.3338 | -1.6879 | -2.062 | -2.4925 | -2.9797 | -3.5201 | -4.1027
Electricity system flexibility | Demand side flexibility | Vehicle to Grid | GW | Five Year Forecast | Electricity | V2G potential at peak | 2021-01-01: 0; 2022-01-01: 0; 2023-01-01: 0; 2024-01-01: 0; 2025-01-01: -0.011575; 2026-01-01: -0.024869; 2027-01-01: -0.050333; 2028-01-01: -0.094252
Electricity system flexibility | Demand side flexibility | Vehicle to Grid | GW | Consumer Transformation | Electricity | V2G maximum potential | 0 | 0 | 0 | 0 | -0.056518 | -0.13967 | -0.31056 | -0.59511 | -1.0894 | -1.8879 | -3.1603 | -5.004 | -7.5133 | -10.7059 | -14.4346 | -18.7758 | -23.287 | -27.6473 | -31.5001 | -34.373 | -34.373 | -34.373 | -34.373 | -34.373 | -34.373 | -34.373 | -34.373 | -34.373 | -34.373 | -34.373
Electricity system flexibility | Demand side flexibility | Vehicle to Grid | GW | System Transformation | Electricity | V2G maximum potential | 0 | 0 | 0 | 0 | 0 | 0 | 0 | -0.016709 | -0.02863 | -0.05929 | -0.10647 | -0.18529 | -0.30851 | -0.49412 | -0.75952 | -1.1335 | -1.6381 | -2.303 | -3.1453 | -4.1797 | -5.4381 | -6.896 | -8.434 | -9.9935 | -11.4602 | -12.8197 | -13.975 | -14.9399 | -15.6535 | -16.0834
Electricity system flexibility | Demand side flexibility | Vehicle to Grid | GW | Leading the Way | Electricity | V2G maximum potential | 0 | 0 | 0 | 0 | -0.097104 | -0.23066 | -0.5024 | -1.0285 | -1.9268 | -3.4384 | -5.811 | -9.2372 | -14.0572 | -20.2311 | -27.5363 | -35.4908 | -39.3314 | -39.3314 | -39.3314 | -39.3314 | -39.3314 | -39.3314 | -39.3314 | -39.3314 | -39.3314 | -39.3314 | -39.3314 | -39.3314 | -39.3314 | -39.3314
Electricity system flexibility | Demand side flexibility | Vehicle to Grid | GW | Falling Short | Electricity | V2G maximum potential | 0 | 0 | 0 | 0 | 0 | 0 | 0 | 0 | 0 | 0 | 0 | 0 | -0.03479 | -0.055139 | -0.1053 | -0.17519 | -0.28 | -0.4195 | -0.61335 | -0.86195 | -1.1815 | -1.5794 | -2.0716 | -2.6682 | -3.3766 | -4.1249 | -4.986 | -5.9606 | -7.0417 | -8.2073
Electricity system flexibility | Demand side flexibility | Vehicle to Grid | GW | Five Year Forecast | Electricity | V2G maximum potential | 2021-01-01: 0; 2022-01-01: 0; 2023-01-01: 0; 2024-01-01: 0; 2025-01-01: -0.023156; 2026-01-01: -0.049749; 2027-01-01: -0.10069; 2028-01-01: -0.18855
Electricity system flexibility | Demand side flexibility | Demand side response | GW | Consumer Transformation | Electricity | Residential peak reduction - storage heater flex | -5 | -5.88 | -5.71 | -5.53 | -5.35 | -5.08 | -4.86 | -4.63 | -4.41 | -4.2 | -3.95 | -3.71 | -3.47 | -3.24 | -3.03 | -3.01 | -3.03 | -3.02 | -3.01 | -3 | -3 | -2.97 | -2.93 | -2.88 | -2.81 | -2.74 | -2.68 | -2.61 | -2.54 | -2.46
Electricity system flexibility | Demand side flexibility | Demand side response | GW | System Transformation | Electricity | Residential peak reduction - storage heater flex | -5 | -6.19 | -6.03 | -5.86 | -5.68 | -5.41 | -5.15 | -4.89 | -4.64 | -4.54 | -4.35 | -4.31 | -3.97 | -3.78 | -3.46 | -3.3 | -3.12 | -2.95 | -2.79 | -2.63 | -2.47 | -2.31 | -2.15 | -1.99 | -1.84 | -1.76 | -1.68 | -1.59 | -1.51 | -1.42
Electricity system flexibility | Demand side flexibility | Demand side response | GW | Leading the Way | Electricity | Residential peak reduction - storage heater flex | -5 | -6.27 | -6.09 | -5.89 | -5.67 | -5.39 | -5.14 | -4.89 | -4.64 | -4.36 | -4.04 | -3.73 | -3.43 | -3.14 | -2.87 | -2.82 | -2.77 | -2.73 | -2.71 | -2.68 | -2.64 | -2.6 | -2.56 | -2.52 | -2.52 | -2.51 | -2.51 | -2.52 | -2.52 | -2.51
Electricity system flexibility | Demand side flexibility | Demand side response | GW | Falling Short | Electricity | Residential peak reduction - storage heater flex | -5 | -4.97 | -4.93 | -4.88 | -4.83 | -4.75 | -4.67 | -4.58 | -4.48 | -4.38 | -4.28 | -4.18 | -4.08 | -3.98 | -3.86 | -3.78 | -3.7 | -3.63 | -3.57 | -3.52 | -3.48 | -3.46 | -3.44 | -3.43 | -3.43 | -3.43 | -3.43 | -3.43 | -3.43 | -3.44
Electricity system flexibility | Demand side flexibility | Demand side response | GW | Five Year Forecast | Electricity | Residential peak reduction - storage heater flex | 2021-01-01: -5; 2022-01-01: -6.23; 2023-01-01: -6.03; 2024-01-01: -6.15; 2025-01-01: -6.32; 2026-01-01: -6.11; 2027-01-01: -5.88; 2028-01-01: -5.65
Electricity system flexibility | Demand side flexibility | Demand side response | GW | Consumer Transformation | Electricity | Residential peak reduction - hybrid heat pump flex | 0 | -0.01 | -0.01 | -0.01 | -0.01 | -0.02 | -0.03 | -0.04 | -0.05 | -0.06 | -0.07 | -0.08 | -0.09 | -0.1 | -0.11 | -0.12 | -0.12 | -0.13 | -0.15 | -0.15 | -0.16 | -0.16 | -0.17 | -0.18 | -0.18 | -0.19 | -0.2 | -0.2 | -0.21 | -0.21
Electricity system flexibility | Demand side flexibility | Demand side response | GW | System Transformation | Electricity | Residential peak reduction - hybrid heat pump flex | 0 | 0 | -0.01 | -0.02 | -0.02 | -0.03 | -0.04 | -0.05 | -0.06 | -0.07 | -0.08 | -0.09 | -0.11 | -0.13 | -0.15 | -0.34 | -0.55 | -0.76 | -0.96 | -1.17 | -1.37 | -1.58 | -1.79 | -1.98 | -2.15 | -2.3 | -2.44 | -2.58 | -2.71 | -2.83
Electricity system flexibility | Demand side flexibility | Demand side response | GW | Leading the Way | Electricity | Residential peak reduction - hybrid heat pump flex | 0 | 0 | -0.01 | -0.03 | -0.04 | -0.06 | -0.07 | -0.09 | -0.11 | -0.14 | -0.18 | -0.24 | -0.3 | -0.36 | -0.43 | -0.51 | -0.59 | -0.66 | -0.72 | -0.77 | -0.84 | -0.9 | -0.96 | -1.01 | -1.05 | -1.08 | -1.09 | -1.1 | -1.11 | -1.12
Electricity system flexibility | Demand side flexibility | Demand side response | GW | Falling Short | Electricity | Residential peak reduction - hybrid heat pump flex | 0 | 0 | 0 | 0 | 0 | -0.01 | -0.01 | -0.01 | -0.02 | -0.03 | -0.04 | -0.05 | -0.06 | -0.08 | -0.09 | -0.1 | -0.11 | -0.13 | -0.14 | -0.15 | -0.17 | -0.18 | -0.19 | -0.2 | -0.21 | -0.21 | -0.22 | -0.22 | -0.23 | -0.23
Electricity system flexibility | Demand side flexibility | Demand side response | GW | Five Year Forecast | Electricity | Residential peak reduction - hybrid heat pump flex | 2021-01-01: 0; 2022-01-01: 0; 2023-01-01: -0.01; 2024-01-01: -0.01; 2025-01-01: -0.01; 2026-01-01: -0.02; 2027-01-01: -0.02; 2028-01-01: -0.02
Electricity system flexibility | Demand side flexibility | Demand side response | GW | Consumer Transformation | Electricity | Residential peak reduction - thermal storage and district heating flex | -0.2 | -0.29 | -0.44 | -0.59 | -0.75 | -0.83 | -0.93 | -1.11 | -1.34 | -1.63 | -1.92 | -2.24 | -2.59 | -2.97 | -3.52 | -4.1 | -4.71 | -5.29 | -5.86 | -6.37 | -6.91 | -7.39 | -7.81 | -8.15 | -8.4 | -8.64 | -8.87 | -9.07 | -9.28 | -9.36
Electricity system flexibility | Demand side flexibility | Demand side response | GW | System Transformation | Electricity | Residential peak reduction - thermal storage and district heating flex | -0.2 | -0.3 | -0.43 | -0.56 | -0.7 | -0.76 | -0.83 | -0.9 | -0.99 | -1.08 | -1.15 | -1.23 | -1.33 | -1.45 | -1.7 | -2.02 | -2.39 | -2.74 | -3.08 | -3.38 | -3.71 | -4.03 | -4.33 | -4.62 | -4.87 | -5.16 | -5.42 | -5.66 | -5.88 | -6.01
Electricity system flexibility | Demand side flexibility | Demand side response | GW | Leading the Way | Electricity | Residential peak reduction - thermal storage and district heating flex | -0.2 | -0.4 | -0.66 | -0.97 | -1.39 | -1.7 | -2.08 | -2.53 | -2.93 | -3.36 | -3.74 | -4.13 | -4.54 | -4.96 | -5.53 | -6.08 | -6.67 | -7.12 | -7.48 | -7.74 | -8.03 | -8.17 | -8.25 | -8.37 | -8.46 | -8.57 | -8.69 | -8.81 | -8.92 | -8.92
Electricity system flexibility | Demand side flexibility | Demand side response | GW | Falling Short | Electricity | Residential peak reduction - thermal storage and district heating flex | -0.2 | -0.36 | -0.55 | -0.77 | -1.01 | -1.13 | -1.26 | -1.41 | -1.58 | -1.77 | -1.96 | -2.18 | -2.45 | -2.75 | -3.1 | -3.4 | -3.67 | -3.96 | -4.28 | -4.64 | -5 | -5.35 | -5.69 | -6.02 | -6.36 | -6.69 | -7.06 | -7.49 | -7.97 | -8.46
Electricity system flexibility | Demand side flexibility | Demand side response | GW | Five Year Forecast | Electricity | Residential peak reduction - thermal storage and district heating flex | 2021-01-01: -0.2; 2022-01-01: -0.05; 2023-01-01: -0.07; 2024-01-01: -0.09; 2025-01-01: -0.1; 2026-01-01: -0.1; 2027-01-01: -0.13; 2028-01-01: -0.15
Electricity system flexibility | Demand side flexibility | Demand | GW | Consumer Transformation | Electricity | Unconstrained peak electricity demand for heat | 8.42 | 9.04 | 9.47 | 9.68 | 9.88 | 10 | 10.45 | 11.3 | 12.49 | 13.84 | 15.04 | 16.44 | 17.95 | 19.54 | 21.31 | 23.25 | 25.83 | 28.38 | 30.93 | 32.66 | 34.16 | 35.99 | 37.47 | 38.63 | 38.58 | 38.04 | 38.44 | 38.81 | 39.2 | 39.24
Electricity system flexibility | Demand side flexibility | Demand | GW | System Transformation | Electricity | Unconstrained peak electricity demand for heat | 8.42 | 9.37 | 9.32 | 9.56 | 9.73 | 9.58 | 9.49 | 9.47 | 9.74 | 10.18 | 10.5 | 10.9 | 10.88 | 11.08 | 11.33 | 12.64 | 14.18 | 15.73 | 17.24 | 18.59 | 19.97 | 21.51 | 23.05 | 24.6 | 25.97 | 27.38 | 28.93 | 30.44 | 31.9 | 33.12
Electricity system flexibility | Demand side flexibility | Demand | GW | Leading the Way | Electricity | Unconstrained peak electricity demand for heat | 8.42 | 9.54 | 9.93 | 10.61 | 11.58 | 12.21 | 13.13 | 14.21 | 15.22 | 16.25 | 17.18 | 18.32 | 19.54 | 20.85 | 22.32 | 23.94 | 26.03 | 27.69 | 29.13 | 29.82 | 30.49 | 31.26 | 31.9 | 32.67 | 32.71 | 32.4 | 32.72 | 33.01 | 33.28 | 33.23
Electricity system flexibility | Demand side flexibility | Demand | GW | Falling Short | Electricity | Unconstrained peak electricity demand for heat | 8.42 | 8.2 | 9.07 | 9.44 | 9.83 | 10.05 | 10.36 | 10.75 | 11.23 | 11.77 | 12.32 | 13 | 13.79 | 14.7 | 15.66 | 16.63 | 17.77 | 19.04 | 20.47 | 21.83 | 23.17 | 24.63 | 26.06 | 27.46 | 28.47 | 29.24 | 30.48 | 31.95 | 33.58 | 35.31
Electricity system flexibility | Demand side flexibility | Demand | GW | Five Year Forecast | Electricity | Unconstrained peak electricity demand for heat | 2021-01-01: 8.42; 2022-01-01: 9.16; 2023-01-01: 9.06; 2024-01-01: 9.47; 2025-01-01: 9.93; 2026-01-01: 9.73; 2027-01-01: 9.63; 2028-01-01: 9.55
Electricity system flexibility | Demand side flexibility | Demand side response | GW | Consumer Transformation | Electricity | Residential peak reduction - thermal storage | -0.1 | -0.07 | -0.09 | -0.11 | -0.14 | -0.17 | -0.22 | -0.3 | -0.41 | -0.56 | -0.7 | -0.84 | -0.98 | -1.12 | -1.26 | -1.41 | -1.58 | -1.74 | -1.9 | -2.05 | -2.18 | -2.28 | -2.36 | -2.42 | -2.47 | -2.52 | -2.57 | -2.62 | -2.65 | -2.66
Electricity system flexibility | Demand side flexibility | Demand side response | GW | System Transformation | Electricity | Residential peak reduction - thermal storage | -0.1 | -0.1 | -0.11 | -0.13 | -0.15 | -0.17 | -0.2 | -0.22 | -0.25 | -0.28 | -0.3 | -0.32 | -0.34 | -0.36 | -0.38 | -0.41 | -0.44 | -0.47 | -0.5 | -0.53 | -0.56 | -0.59 | -0.63 | -0.69 | -0.76 | -0.85 | -0.93 | -1.02 | -1.1 | -1.19
Electricity system flexibility | Demand side flexibility | Demand side response | GW | Leading the Way | Electricity | Residential peak reduction - thermal storage | -0.1 | -0.19 | -0.33 | -0.53 | -0.83 | -1.09 | -1.42 | -1.75 | -2.03 | -2.3 | -2.53 | -2.75 | -2.97 | -3.18 | -3.39 | -3.6 | -3.83 | -3.95 | -4.01 | -3.98 | -3.96 | -3.84 | -3.72 | -3.67 | -3.65 | -3.64 | -3.65 | -3.66 | -3.66 | -3.66
Electricity system flexibility | Demand side flexibility | Demand side response | GW | Falling Short | Electricity | Residential peak reduction - thermal storage | -0.1 | -0.11 | -0.13 | -0.14 | -0.15 | -0.18 | -0.22 | -0.27 | -0.33 | -0.4 | -0.46 | -0.53 | -0.61 | -0.69 | -0.79 | -0.89 | -1 | -1.13 | -1.26 | -1.41 | -1.54 | -1.65 | -1.75 | -1.85 | -1.95 | -2.04 | -2.14 | -2.26 | -2.39 | -2.53
Electricity system flexibility | Demand side flexibility | Demand side response | GW | Five Year Forecast | Electricity | Residential peak reduction - thermal storage | 2021-01-01: -0.1; 2022-01-01: -0.04; 2023-01-01: -0.04; 2024-01-01: -0.05; 2025-01-01: -0.06; 2026-01-01: -0.06; 2027-01-01: -0.07; 2028-01-01: -0.08
Electricity system flexibility | Demand side flexibility | Demand side response | GW | Consumer Transformation | Electricity | Non-residential peak reduction - storage heater flex | 0 | 0 | 0 | 0 | 0 | 0 | -0.01 | -0.02 | -0.02 | -0.03 | -0.04 | -0.05 | -0.07 | -0.11 | -0.15 | -0.22 | -0.28 | -0.33 | -0.36 | -0.38 | -0.44 | -0.48 | -0.52 | -0.56 | -0.6 | -0.65 | -0.69 | -0.73 | -0.76 | -0.79
Electricity system flexibility | Demand side flexibility | Demand side response | GW | System Transformation | Electricity | Non-residential peak reduction - storage heater flex | 0 | 0 | 0 | 0 | 0 | 0 | -0.01 | -0.01 | -0.02 | -0.03 | -0.04 | -0.04 | -0.05 | -0.06 | -0.06 | -0.07 | -0.08 | -0.09 | -0.09 | -0.1 | -0.11 | -0.11 | -0.11 | -0.11 | -0.12 | -0.12 | -0.12 | -0.12 | -0.12 | -0.12
Electricity system flexibility | Demand side flexibility | Demand side response | GW | Leading the Way | Electricity | Non-residential peak reduction - storage heater flex | 0 | 0 | 0 | 0 | 0 | 0 | -0.01 | -0.02 | -0.02 | -0.03 | -0.04 | -0.05 | -0.07 | -0.1 | -0.13 | -0.18 | -0.23 | -0.26 | -0.29 | -0.31 | -0.35 | -0.37 | -0.4 | -0.42 | -0.45 | -0.49 | -0.52 | -0.55 | -0.57 | -0.59
Electricity system flexibility | Demand side flexibility | Demand side response | GW | Falling Short | Electricity | Non-residential peak reduction - storage heater flex | 0 | 0 | 0 | 0 | 0 | 0 | 0 | 0 | 0 | 0 | 0 | 0 | 0 | 0 | 0 | 0 | 0 | 0 | 0 | 0 | 0 | 0 | 0 | 0 | 0 | 0 | 0 | 0 | 0 | 0
Electricity system flexibility | Demand side flexibility | Demand side response | GW | Five Year Forecast | Electricity | Non-residential peak reduction - storage heater flex | 2021-01-01: 0; 2022-01-01: 0; 2023-01-01: 0; 2024-01-01: 0; 2025-01-01: 0; 2026-01-01: 0; 2027-01-01: -0.01; 2028-01-01: -0.01
Electricity system flexibility | Demand side flexibility | Demand side response | GW | Consumer Transformation | Electricity | Non-residential peak reduction - hybrid heat pump flex | 0 | 0 | 0 | 0 | 0 | -0.01 | -0.01 | -0.01 | -0.01 | -0.01 | -0.01 | -0.01 | -0.01 | -0.01 | -0.01 | -0.01 | -0.01 | -0.01 | -0.01 | -0.01 | -0.01 | -0.01 | -0.01 | -0.01 | -0.01 | -0.01 | -0.01 | -0.01 | -0.01 | -0.01
Electricity system flexibility | Demand side flexibility | Demand side response | GW | System Transformation | Electricity | Non-residential peak reduction - hybrid heat pump flex | 0 | 0 | 0 | 0 | 0 | -0.01 | -0.01 | -0.01 | -0.01 | -0.01 | -0.02 | -0.02 | -0.03 | -0.04 | -0.05 | -0.06 | -0.07 | -0.08 | -0.09 | -0.1 | -0.11 | -0.12 | -0.13 | -0.14 | -0.15 | -0.16 | -0.16 | -0.16 | -0.17 | -0.17
Electricity system flexibility | Demand side flexibility | Demand side response | GW | Leading the Way | Electricity | Non-residential peak reduction - hybrid heat pump flex | 0 | 0 | 0 | 0 | 0 | -0.01 | -0.01 | -0.01 | -0.01 | -0.01 | -0.02 | -0.02 | -0.02 | -0.03 | -0.03 | -0.03 | -0.04 | -0.04 | -0.04 | -0.05 | -0.05 | -0.05 | -0.06 | -0.06 | -0.06 | -0.06 | -0.06 | -0.07 | -0.07 | -0.07
Electricity system flexibility | Demand side flexibility | Demand side response | GW | Falling Short | Electricity | Non-residential peak reduction - hybrid heat pump flex | 0 | 0 | 0 | 0 | 0 | 0 | 0 | 0 | 0 | 0 | 0 | 0 | 0 | 0 | -0.01 | 0 | 0 | 0 | 0 | 0 | 0 | 0 | 0 | 0 | 0 | -0.01 | -0.01 | -0.01 | -0.01 | -0.01
Electricity system flexibility | Demand side flexibility | Demand side response | GW | Five Year Forecast | Electricity | Non-residential peak reduction - hybrid heat pump flex | 2021-01-01: 0; 2022-01-01: 0; 2023-01-01: 0; 2024-01-01: 0; 2025-01-01: 0; 2026-01-01: 0; 2027-01-01: 0; 2028-01-01: 0
Electricity system flexibility | Demand side flexibility | Demand side response | GW | Consumer Transformation | Electricity | Non-residential peak reduction - thermal storage and district heating flex | -0.03 | -0.09 | -0.14 | -0.2 | -0.27 | -0.36 | -0.47 | -0.57 | -0.67 | -0.77 | -0.85 | -0.94 | -1.02 | -1.1 | -1.18 | -1.23 | -1.29 | -1.34 | -1.38 | -1.4 | -1.44 | -1.45 | -1.48 | -1.51 | -1.54 | -1.58 | -1.62 | -1.66 | -1.7 | -1.73
Electricity system flexibility | Demand side flexibility | Demand side response | GW | System Transformation | Electricity | Non-residential peak reduction - thermal storage and district heating flex | -0.03 | -0.08 | -0.12 | -0.16 | -0.2 | -0.24 | -0.31 | -0.4 | -0.5 | -0.61 | -0.67 | -0.73 | -0.79 | -0.85 | -0.91 | -0.93 | -0.95 | -0.97 | -0.99 | -1.01 | -1.04 | -1.05 | -1.05 | -1.03 | -1.01 | -1.02 | -1.04 | -1.05 | -1.07 | -1.08
Electricity system flexibility | Demand side flexibility | Demand side response | GW | Leading the Way | Electricity | Non-residential peak reduction - thermal storage and district heating flex | -0.03 | -0.11 | -0.15 | -0.21 | -0.3 | -0.4 | -0.53 | -0.64 | -0.75 | -0.85 | -0.93 | -1 | -1.08 | -1.15 | -1.23 | -1.27 | -1.32 | -1.37 | -1.42 | -1.43 | -1.44 | -1.43 | -1.42 | -1.43 | -1.44 | -1.47 | -1.5 | -1.54 | -1.57 | -1.59
Electricity system flexibility | Demand side flexibility | Demand side response | GW | Falling Short | Electricity | Non-residential peak reduction - thermal storage and district heating flex | -0.03 | -0.07 | -0.1 | -0.13 | -0.16 | -0.18 | -0.2 | -0.23 | -0.28 | -0.34 | -0.38 | -0.42 | -0.46 | -0.5 | -0.55 | -0.56 | -0.57 | -0.57 | -0.57 | -0.58 | -0.61 | -0.64 | -0.67 | -0.69 | -0.71 | -0.72 | -0.74 | -0.75 | -0.77 | -0.78
Electricity system flexibility | Demand side flexibility | Demand side response | GW | Five Year Forecast | Electricity | Non-residential peak reduction - thermal storage and district heating flex | 2021-01-01: -0.03; 2022-01-01: -0.09; 2023-01-01: -0.11; 2024-01-01: -0.14; 2025-01-01: -0.16; 2026-01-01: -0.18; 2027-01-01: -0.2; 2028-01-01: -0.23
Electricity system flexibility | Demand side flexibility | Electrolysis (installed electric capacity) | GW | Consumer Transformation | Electricity | Grid-connected electrolysis capacity (installed electric capacity) | 0 | 0.0074084 | 0.022042 | 0.028875 | 0.036497 | 0.044947 | 0.13503 | 0.21921 | 0.36176 | 0.72452 | 1.0364 | 1.6026 | 2.2513 | 2.856 | 3.5123 | 4.257 | 4.9088 | 5.4046 | 5.8312 | 6.4772 | 8.5437 | 10.2789 | 12.0168 | 13.8379 | 15.314 | 17.2266 | 18.797 | 20.8085 | 22.3009 | 23.5805
Electricity system flexibility | Demand side flexibility | Electrolysis (installed electric capacity) | GW | System Transformation | Electricity | Grid-connected electrolysis capacity (installed electric capacity) | 0 | 0.0074084 | 0.023826 | 0.034669 | 0.45477 | 1.2147 | 1.7533 | 1.9907 | 2.2282 | 2.4655 | 2.7418 | 3.0181 | 3.2945 | 3.5708 | 5.1236 | 5.5926 | 6.8927 | 7.9495 | 9.9305 | 10.5694 | 13.2355 | 15.4004 | 18.3992 | 21.5377 | 25.1415 | 27.578 | 29.7262 | 31.8543 | 33.7431 | 34.4463
Electricity system flexibility | Demand side flexibility | Electrolysis (installed electric capacity) | GW | Leading the Way | Electricity | Grid-connected electrolysis capacity (installed electric capacity) | 0 | 0.0074084 | 0.021458 | 0.066582 | 1.3344 | 2.0654 | 2.9077 | 3.891 | 5.6828 | 7.6164 | 8.3096 | 8.5305 | 8.878 | 9.8659 | 10.313 | 11.0836 | 11.611 | 12.2572 | 12.764 | 14.5274 | 17.9402 | 21.134 | 24.2204 | 26.6322 | 28.6711 | 30.9427 | 32.861 | 34.5461 | 36.6015 | 38.4022
Electricity system flexibility | Demand side flexibility | Electrolysis (installed electric capacity) | GW | Falling Short | Electricity | Grid-connected electrolysis capacity (installed electric capacity) | 0 | 0.0074084 | 0.0095789 | 0.012161 | 0.015054 | 0.063025 | 0.1104 | 0.16903 | 0.22794 | 0.32186 | 0.42401 | 0.53965 | 0.65371 | 0.65704 | 0.66037 | 0.6637 | 0.66704 | 0.67037 | 0.6737 | 0.67703 | 0.68036 | 0.68369 | 0.68702 | 0.69036 | 0.74261 | 1.0624 | 1.2669 | 1.3508 | 1.4636 | 1.5668
Electricity system flexibility | Demand side flexibility | Electrolysis (installed electric capacity) | GW | Five Year Forecast | Electricity | Grid-connected electrolysis capacity (installed electric capacity) | 2021-01-01: 0; 2022-01-01: 0.0074084; 2023-01-01: 0.017324; 2024-01-01: 0.023438; 2025-01-01: 0.32554; 2026-01-01: 0.63817; 2027-01-01: 0.75737; 2028-01-01: 0.79839
Electricity system flexibility | Demand side flexibility | Electrolysis (installed electric capacity) | GW | Consumer Transformation | Electricity | Nuclear-connected electrolysis capacity (installed electric capacity) | 0 | 0 | 0 | 0 | 0 | 0 | 0 | 0 | 0 | 0 | 0.038052 | 0.076104 | 0.11416 | 0.15221 | 0.19026 | 0.22831 | 0.26636 | 0.30441 | 0.34247 | 0.38052 | 0.45662 | 0.53272 | 0.60883 | 0.68493 | 0.76104 | 0.83714 | 0.91324 | 0.98935 | 1.0654 | 1.1416
Electricity system flexibility | Demand side flexibility | Electrolysis (installed electric capacity) | GW | System Transformation | Electricity | Nuclear-connected electrolysis capacity (installed electric capacity) | 0 | 0 | 0 | 0 | 0 | 0.028539 | 0.057078 | 0.085616 | 0.11416 | 0.14269 | 0.28539 | 0.42808 | 0.57078 | 0.71347 | 0.85616 | 1.0274 | 1.1986 | 1.3699 | 1.5411 | 1.7123 | 1.855 | 1.9977 | 2.1404 | 2.2831 | 2.4258 | 2.5114 | 2.597 | 2.6826 | 2.7683 | 2.8539
Electricity system flexibility | Demand side flexibility | Electrolysis (installed electric capacity) | GW | Leading the Way | Electricity | Nuclear-connected electrolysis capacity (installed electric capacity) | 0 | 0 | 0 | 0 | 0 | 0 | 0 | 0 | 0 | 0 | 0 | 0 | 0 | 0 | 0 | 0 | 0 | 0 | 0 | 0 | 0 | 0 | 0 | 0 | 0 | 0 | 0 | 0 | 0 | 0
Electricity system flexibility | Demand side flexibility | Electrolysis (installed electric capacity) | GW | Falling Short | Electricity | Nuclear-connected electrolysis capacity (installed electric capacity) | 0 | 0 | 0 | 0 | 0 | 0 | 0 | 0 | 0 | 0 | 0 | 0 | 0 | 0 | 0 | 0 | 0 | 0 | 0 | 0 | 0 | 0 | 0 | 0 | 0 | 0 | 0 | 0 | 0 | 0
Electricity system flexibility | Demand side flexibility | Electrolysis (installed electric capacity) | GW | Five Year Forecast | Electricity | Nuclear-connected electrolysis capacity (installed electric capacity) | 2021-01-01: 0; 2022-01-01: 0; 2023-01-01: 0; 2024-01-01: 0; 2025-01-01: 0.002; 2026-01-01: 0.002; 2027-01-01: 0.002; 2028-01-01: 0.004
[6 empty] | LW | 0 | 0.0074084 | 0.021458 | 0.066582 | 1.3344 | 2.0654 | 2.9077 | 3.891 | 5.6828 | 7.6164 | 8.3096 | 8.5305 | 8.878 | 9.8659 | 10.313 | 11.0836 | 11.611 | 12.2572 | 12.764 | 14.5274 | 17.9402 | 21.134 | 24.2204 | 26.6322 | 28.6711 | 30.9427 | 32.861 | 34.5461 | 36.6015 | 38.4022
[6 empty] | CT | 0 | 0.0074084 | 0.022042 | 0.028875 | 0.036497 | 0.044947 | 0.13503 | 0.21921 | 0.36176 | 0.72452 | 1.0744 | 1.6787 | 2.3654 | 3.0082 | 3.7025 | 4.4853 | 5.1752 | 5.709 | 6.1736 | 6.8578 | 9.0003 | 10.8116 | 12.6256 | 14.5228 | 16.0751 | 18.0637 | 19.7103 | 21.7978 | 23.3664 | 24.7221
[6 empty] | ST | 0 | 0.0074084 | 0.023826 | 0.034669 | 0.45477 | 1.2432 | 1.8104 | 2.0764 | 2.3424 | 2.6081 | 3.0272 | 3.4462 | 3.8653 | 4.2843 | 5.9797 | 6.62 | 8.0913 | 9.3194 | 11.4716 | 12.2817 | 15.0906 | 17.3981 | 20.5397 | 23.8208 | 27.5673 | 30.0894 | 32.3232 | 34.5369 | 36.5114 | 37.3002
[6 empty] | FS | 0 | 0.0074084 | 0.0095789 | 0.012161 | 0.015054 | 0.063025 | 0.1104 | 0.16903 | 0.22794 | 0.32186 | 0.42401 | 0.53965 | 0.65371 | 0.65704 | 0.66037 | 0.6637 | 0.66704 | 0.67037 | 0.6737 | 0.67703 | 0.68036 | 0.68369 | 0.68702 | 0.69036 | 0.74261 | 1.0624 | 1.2669 | 1.3508 | 1.4636 | 1.5668
[15 empty] | 2029 | 2030 | 2031 | 2032 | 2033 | 2034 | 2035 | 2036 | 2037 | 2038 | 2039 | 2040 | 2041 | 2042 | 2043 | 2044 | 2045 | 2046 | 2047 | 2048 | 2049 | 2050

## ES1
ES1: Electricity supply data table
Return to: Main Menu
Return to: Chapter contents
Electricity supply data table
Notes: | Data table includes multiple variables as indicated in "Variable" column.
The 2022 values are from estimates or backcasting.
Demand max (MW) excludes electrolysis demand
Carbon intensity represent the case where no generation output is adjusted to overcome network or operability constraints. The real world values will be higher.
If a row is zero for any scenario it has been ommitted.
Connection | Scenario | Variable | Category | Type | SubType | 2022 | 2023 | 2024 | 2025 | 2026 | 2027 | 2028 | 2029 | 2030 | 2031 | 2032 | 2033 | 2034 | 2035 | 2036 | 2037 | 2038 | 2039 | 2040 | 2041 | 2042 | 2043 | 2044 | 2045 | 2046 | 2047 | 2048 | 2049 | 2050
Both | Consumer Transformation | CO2 emissions (mt CO2) | CO2 |  |  | 53.7413 | 41.8772 | 34.6076 | 29.6704 | 34.2226 | 30.2248 | 28.2543 | 26.4532 | 25.4298 | 22.2081 | 12.8989 | 7.1526 | -3.8775 | -7.9113 | -13.2657 | -17.2287 | -20.0169 | -20.1535 | -20.5473 | -22.4317 | -22.6748 | -22.725 | -22.9472 | -23.1561 | -23.7781 | -23.869 | -23.8422 | -33.3764 | -36.626
Both | Consumer Transformation | CO2 Intensity of Generation (gCO2/kWh) | CO2 |  |  | 183.1104 | 158.0604 | 137.6687 | 113.7851 | 122.6639 | 99.7125 | 86.5727 | 74.9757 | 65.8525 | 52.8996 | 28.73 | 15.152 | -7.5053 | -14.227 | -22.8656 | -27.9621 | -30.8727 | -30.0972 | -29.5344 | -30.3333 | -29.7433 | -29.0964 | -28.523 | -28.1165 | -28.3067 | -28.0577 | -27.6359 | -38.0802 | -41.3625
Both | Consumer Transformation | Demand (MW) | Demand | Demand (MW) - Excluding Electrolysis |  | 50480.02 | 48137.46 | 49346.39 | 50415.67 | 51828.61 | 53664.4 | 56732.82 | 59837.96 | 62121.04 | 65159.01 | 68889.98 | 72521.56 | 78278.54 | 83169.62 | 88186.76 | 92634.83 | 100631.4 | 101905.1 | 108355.7 | 113375.3 | 111855.2 | 113214.7 | 116669.4 | 117024 | 119082.4 | 116515.6 | 117260.4 | 118567.3 | 118805.7
Both | Consumer Transformation | Demand (TWh) | Demand | Demand Total (TWh) - Excluding Electrolysis |  | 288.968 | 275.8941 | 276.924 | 284.984 | 294.002 | 304.4687 | 315.9599 | 329.9814 | 345.5838 | 363.4827 | 383.7059 | 405.8007 | 428.0947 | 451.4517 | 474.6383 | 496.7134 | 516.7913 | 534.8382 | 551.4475 | 566.0482 | 576.8828 | 583.5034 | 588.2474 | 591.8592 | 595.0516 | 597.9485 | 600.4865 | 602.5764 | 603.0058
Both | Consumer Transformation | Demand (TWh) | Demand | Electrolysis Demand (TWh) |  | 0.075546 | 0.096573 | 0.12674 | 0.15993 | 0.19719 | 0.59214 | 0.95892 | 1.6062 | 3.752 | 5.3858 | 9.3068 | 13.1528 | 17.9496 | 20.9548 | 25.477 | 29.7694 | 31.5393 | 34.2468 | 38.7473 | 52.2429 | 63.1312 | 73.3268 | 84.8666 | 93.6517 | 103.3154 | 111.2239 | 119.9635 | 127.2794 | 133.861
Both | Falling Short | CO2 emissions (mt CO2) | CO2 |  |  | 53.7413 | 52.5196 | 48.0558 | 42.5331 | 49.3708 | 45.5134 | 40.7237 | 36.144 | 34.4618 | 34.376 | 31.9128 | 29.3197 | 27.8157 | 19.5707 | 16.4882 | 10.8482 | 9.267 | 5.5984 | 4.9614 | 3.9145 | 1.3079 | 0.81362 | 0.26657 | 0.57807 | 0.3683 | 0.38109 | -2.1163 | -2.1213 | -6.1598
Both | Falling Short | CO2 Intensity of Generation (gCO2/kWh) | CO2 |  |  | 183.1104 | 182.2304 | 178.1934 | 169.1711 | 190.9499 | 169.7023 | 143.5008 | 116.6789 | 103.7961 | 101.7433 | 90.3622 | 80.4858 | 72.7389 | 49.5682 | 38.606 | 24.0198 | 19.7616 | 11.4314 | 9.8964 | 7.4705 | 2.4095 | 1.4632 | 0.46535 | 0.98622 | 0.61711 | 0.62918 | -3.4185 | -3.3761 | -9.6538
Both | Falling Short | Demand (MW) | Demand | Demand (MW) - Excluding Electrolysis |  | 50480.02 | 52516.83 | 53456.13 | 53858.64 | 54633.31 | 55566.42 | 56580.19 | 57894.19 | 59591.88 | 61645.76 | 63531.15 | 65589.43 | 67902.23 | 70204.66 | 72703.02 | 75272.09 | 77741.62 | 80475.52 | 83216.51 | 87359.71 | 88908.46 | 92650.52 | 95075.98 | 97173.2 | 99265.08 | 101181.2 | 104040.4 | 106409.9 | 108888.1
Both | Falling Short | Demand (TWh) | Demand | Demand Total (TWh) - Excluding Electrolysis |  | 288.968 | 300.1334 | 303.6587 | 307.6026 | 310.3826 | 313.9156 | 317.5108 | 322.5011 | 328.9124 | 335.9075 | 343.8513 | 353.2175 | 363.3542 | 374.0812 | 385.608 | 397.9425 | 411.0897 | 424.9675 | 439.9948 | 455.3193 | 470.1484 | 484.7884 | 498.9059 | 512.3015 | 524.1257 | 535.4469 | 545.1131 | 555.6346 | 566.2156
Both | Falling Short | Demand (TWh) | Demand | Electrolysis Demand (TWh) |  | 0.075546 | 0.041996 | 0.053311 | 0.065946 | 0.27621 | 0.48386 | 0.74066 | 0.99898 | 1.4104 | 1.8575 | 2.3641 | 2.864 | 2.9454 | 3.1 | 3.5021 | 3.747 | 4.0503 | 4.323 | 4.4765 | 4.7902 | 5.0097 | 5.2683 | 5.4457 | 5.7287 | 6.4412 | 7.5668 | 8.7728 | 10.0753 | 11.1111
Both | Five Year Forecast | CO2 emissions (mt CO2) | CO2 |  |  | 2022: 53.7413; 2023: 47.6542; 2024: 40.3144; 2025: 32.4421; 2026: 33.5275; 2027: 33.7591; 2028: 30.151
Both | Five Year Forecast | CO2 Intensity of Generation (gCO2/kWh) | CO2 |  |  | 2022: 183.1104; 2023: 170.1212; 2024: 154.4355; 2025: 128.389; 2026: 120.4216; 2027: 119.2255; 2028: 97.5567
Both | Five Year Forecast | Demand (MW) | Demand | Demand (MW) - Excluding Electrolysis |  | 2022: 50480.02; 2023: 49781.97; 2024: 50232.62; 2025: 50345.76; 2026: 51613.04; 2027: 52935.54; 2028: 54947.38
Both | Five Year Forecast | Demand (TWh) | Demand | Demand Total (TWh) - Excluding Electrolysis |  | 2022: 288.968; 2023: 285.3579; 2024: 284.6136; 2025: 289.1801; 2026: 295.2725; 2027: 301.4026; 2028: 308.6554
Both | Five Year Forecast | Demand (TWh) | Demand | Electrolysis Demand (TWh) |  | 2022: 0.075546; 2023: 0.081703; 2024: 0.1066; 2025: 1.4407; 2026: 2.1073; 2027: 2.0627; 2028: 2.7874
Both | Leading The Way | CO2 emissions (mt CO2) | CO2 |  |  | 53.7413 | 39.7848 | 29.2137 | 24.9146 | 23.2941 | 22.7357 | 21.819 | 19.8006 | 16.3837 | 9.3205 | 4.3379 | 1.9374 | -3.607 | -4.0528 | -13.6294 | -9.6015 | -9.7727 | -9.7987 | -9.7682 | -9.9831 | -10.0551 | -10.1962 | -10.2355 | -10.2051 | -10.2049 | -10.2166 | -10.2147 | -10.2538 | -10.2147
Both | Leading The Way | CO2 Intensity of Generation (gCO2/kWh) | CO2 |  |  | 183.1104 | 147.7522 | 109.1851 | 89.259 | 73.0421 | 68.4584 | 60.644 | 50.4451 | 37.6958 | 20.0682 | 8.8622 | 3.5041 | -6.1517 | -6.7372 | -21.4998 | -14.682 | -14.4421 | -14.1414 | -13.7928 | -13.7995 | -13.6549 | -13.6011 | -13.514 | -13.3663 | -13.2791 | -13.2398 | -13.1883 | -13.2035 | -13.1104
Both | Leading The Way | Demand (MW) | Demand | Demand (MW) - Excluding Electrolysis |  | 50480.02 | 47307.26 | 47155.71 | 47233.04 | 49267.06 | 51976.27 | 53698.87 | 56519.58 | 59052.25 | 62243.84 | 67949.13 | 69903.4 | 74804.86 | 80320.19 | 85630.45 | 90091.48 | 92850.47 | 95288.66 | 100119.3 | 101172.4 | 101272 | 103174.9 | 101303.9 | 109355.6 | 102432.1 | 101196.3 | 101722 | 104771.5 | 102205.3
Both | Leading The Way | Demand (TWh) | Demand | Demand Total (TWh) - Excluding Electrolysis |  | 288.968 | 272.9408 | 270.227 | 273.0003 | 284.8807 | 295.7632 | 307.3588 | 321.2394 | 336.6333 | 354.1778 | 373.6509 | 393.4525 | 412.6806 | 430.6102 | 444.0266 | 459.2388 | 472.3092 | 483.379 | 491.6626 | 499.2711 | 504.9455 | 508.899 | 510.3723 | 510.8849 | 511.1586 | 510.8967 | 510.3787 | 509.5875 | 507.3338
Both | Leading The Way | Demand (TWh) | Demand | Electrolysis Demand (TWh) |  | 0.075546 | 0.094023 | 0.2922 | 5.8497 | 9.0432 | 12.9738 | 17.0891 | 25.3601 | 34.4277 | 38.8377 | 39.6926 | 44.6812 | 50.1473 | 51.5202 | 59.0972 | 60.3847 | 62.909 | 65.4693 | 71.7486 | 86.2004 | 97.7551 | 110.2253 | 120.7221 | 128.1548 | 136.5188 | 143.2758 | 147.9392 | 156.5724 | 162.2267
Both | System Transformation | CO2 emissions (mt CO2) | CO2 |  |  | 53.7413 | 47.3342 | 40.3071 | 31.9872 | 32.7997 | 33.1083 | 29.4002 | 28.5574 | 24.1956 | 22.7568 | 13.1174 | 9.741 | 3.5711 | 0.12812 | -1.4734 | -2.6365 | -9.0714 | -11.1049 | -11.4086 | -19.629 | -20.5255 | -23.2015 | -23.2117 | -23.2181 | -23.2402 | -23.2184 | -23.2343 | -23.2384 | -32.0954
Both | System Transformation | CO2 Intensity of Generation (gCO2/kWh) | CO2 |  |  | 183.1104 | 169.3521 | 154.3772 | 127.363 | 118.7464 | 117.7299 | 95.8328 | 88.4869 | 67.5568 | 60.8988 | 33.2449 | 23.3275 | 8.1436 | 0.26694 | -2.9336 | -5.0046 | -16.3824 | -18.9664 | -18.8374 | -31.2377 | -31.0776 | -34.088 | -33.1729 | -31.987 | -31.2874 | -30.725 | -30.0717 | -29.664 | -40.4128
Both | System Transformation | Demand (MW) | Demand | Demand (MW) - Excluding Electrolysis |  | 50480.02 | 49741.2 | 49879.5 | 50580.54 | 50973.57 | 52422.79 | 54158.31 | 55348.14 | 57023.8 | 58532.44 | 60191.99 | 62061.1 | 63982.14 | 66487.12 | 69819.09 | 72195.2 | 76200.2 | 79064.27 | 80352.98 | 82504.15 | 84884.47 | 87512.75 | 89566.89 | 90854.08 | 92212.16 | 94221.09 | 95938.96 | 98003.98 | 99781.84
Both | System Transformation | Demand (TWh) | Demand | Demand Total (TWh) - Excluding Electrolysis |  | 288.968 | 285.1592 | 285.3606 | 287.2393 | 290.0936 | 295.3897 | 301.0092 | 307.6698 | 313.9901 | 321.469 | 330.1366 | 340.6134 | 352.0624 | 364.3532 | 378.5413 | 392.9081 | 406.3481 | 418.7341 | 430.1216 | 440.4263 | 449.1275 | 455.6621 | 460.4166 | 464.9783 | 469.4042 | 473.4116 | 477.5783 | 481.5541 | 484.8898
Both | System Transformation | Demand (TWh) | Demand | Electrolysis Demand (TWh) |  | 0.075546 | 0.10438 | 0.15217 | 1.9595 | 5.564 | 8.1654 | 9.452 | 10.6981 | 13.3054 | 16.3707 | 19.3455 | 21.5234 | 25.3078 | 35.9492 | 40.2114 | 48.5455 | 57.1946 | 70.2614 | 74.2428 | 88.3858 | 105.0659 | 119.8049 | 134.3485 | 152.282 | 165.1899 | 173.8866 | 183.6393 | 194.1752 | 198.5741
Decentralised | Consumer Transformation | Capacity (MW) | Renewable | Biomass | Biomass | 883.033 | 718.071 | 718.436 | 718.796 | 719.155 | 719.515 | 634.627 | 634.958 | 585.284 | 585.611 | 585.938 | 499.668 | 499.995 | 424.317 | 424.643 | 379.971 | 380.298 | 335.625 | 335.954 | 291.359 | 291.77 | 247.187 | 247.606 | 203.119 | 203.641 | 204.172 | 204.806 | 205.458 | 206.127
Decentralised | Consumer Transformation | Capacity (MW) | Renewable | Hydro | Hydro | 519.744 | 593.808 | 604.917 | 616.289 | 630.031 | 644.18 | 658.754 | 673.76 | 689.217 | 702.676 | 716.461 | 730.593 | 745.074 | 759.916 | 772.31 | 784.945 | 797.828 | 810.965 | 824.363 | 834.883 | 845.555 | 856.379 | 867.358 | 878.495 | 889.796 | 901.258 | 912.887 | 924.687 | 936.66
Decentralised | Consumer Transformation | Capacity (MW) | Renewable | Marine | Marine | 15.808 | 28.008 | 38.008 | 53.008 | 81.508 | 115.508 | 135.508 | 160.508 | 180.508 | 190.508 | 200.508 | 235.508 | 255.508 | 265.508 | 275.508 | 285.508 | 295.508 | 305.508 | 315.508 | 325.508 | 335.508 | 345.508 | 345.508 | 345.508 | 345.508 | 345.508 | 345.508 | 345.508 | 345.508
Decentralised | Consumer Transformation | Capacity (MW) | Renewable | Offshore Wind | Offshore Wind | 681.2 | 679.481 | 679.481 | 737.98 | 737.98 | 737.98 | 737.98 | 737.98 | 737.98 | 737.98 | 737.98 | 737.98 | 737.98 | 737.98 | 737.98 | 737.98 | 737.98 | 737.98 | 737.98 | 737.98 | 737.98 | 737.98 | 737.98 | 737.98 | 737.98 | 737.98 | 737.98 | 737.98 | 737.98
Decentralised | Consumer Transformation | Capacity (MW) | Renewable | Onshore Wind | Onshore Wind | 5660.869 | 5788.412 | 6078.735 | 6389.51 | 6744.477 | 7118.901 | 7560.051 | 8025.657 | 8563.307 | 9133.094 | 9735.727 | 10373.074 | 11047.066 | 11805.995 | 12608.535 | 13457.183 | 14354.526 | 15303.37 | 16304.622 | 17286.648 | 18279.398 | 19278.587 | 20141.043 | 20994.644 | 21408.904 | 21540.209 | 21672.536 | 21796.636 | 21838.581
Decentralised | Consumer Transformation | Capacity (MW) | Renewable | Other Renewables | Other Renewables | 1414.05 | 1703.79 | 1771.011 | 1848.085 | 1935.941 | 2025.571 | 2107.746 | 2189.651 | 2244.577 | 2248.152 | 2244.347 | 2242.495 | 2248.577 | 2266.886 | 2256.645 | 2242.912 | 2240.515 | 2239.131 | 2232.339 | 2222.295 | 2211.999 | 2208.044 | 2209.649 | 2212.489 | 2216.199 | 2221.094 | 2228.032 | 2234.609 | 2241.062
Decentralised | Consumer Transformation | Capacity (MW) | Renewable | Solar | Solar PV | 14003.248 | 14925.672 | 16075.675 | 17925.673 | 19775.673 | 21625.675 | 23625.67 | 25775.67 | 28225.67 | 30975.67 | 33825.67 | 36504.49 | 39517.13 | 41908.89 | 44058.89 | 45708.89 | 47358.9 | 49108.89 | 51408.89 | 53708.89 | 56008.89 | 58308.89 | 60408.89 | 62508.89 | 64608.9 | 66708.89 | 68808.89 | 70908.9 | 73008.9
Decentralised | Consumer Transformation | Capacity (MW) | Renewable | Waste | Waste | 1845.912 | 1513.189 | 1522.234 | 1531.277 | 1540.321 | 1549.362 | 1558.407 | 1567.447 | 1563.173 | 1536.533 | 1483.253 | 1452.534 | 1430.252 | 1409.934 | 1385.089 | 1350.987 | 1307.742 | 1277.642 | 1250.999 | 1214.547 | 1164.7 | 1112.765 | 1055.71 | 1009.029 | 920.321 | 821.132 | 651.296 | 560.886 | 498.272
Decentralised | Consumer Transformation | Capacity (MW) | Storage | Storage | Battery | 1871.157 | 2435.968 | 3340.833 | 4011.196 | 4210.496 | 4230.496 | 4280.396 | 4360.296 | 4721.785 | 4723.385 | 4998.276 | 5269.576 | 5579.265 | 5909.163 | 6187.463 | 6450.741 | 6837.441 | 7247.061 | 7615.061 | 8044.651 | 8536.051 | 8839.751 | 9044.751 | 9244.651 | 9636.891 | 9827.891 | 10071.391 | 10283.391 | 10464.851
Decentralised | Consumer Transformation | Capacity (MW) | Storage | Storage | Compressed Air | 3.294 | 3.294 | 3.294 | 3.294 | 3.294 | 3.294 | 3.294 | 3.294 | 3.294 | 3.294 | 3.294 | 3.294 | 3.294 | 3.294 | 3.294 | 3.294 | 3.294 | 3.294 | 3.294 | 3.294 | 3.294 | 3.294 | 3.294 | 3.294 | 3.294 | 3.294 | 3.294 | 3.294 | 3.294
Decentralised | Consumer Transformation | Capacity (MW) | Storage | Storage | Liquid Air | 5 | 5 | 5 | 5 | 5 | 5 | 105 | 205 | 305 | 505 | 605 | 605 | 605 | 605 | 605 | 605 | 605 | 605 | 605 | 605 | 605 | 605 | 605 | 605 | 605 | 605 | 605 | 605 | 605
Decentralised | Consumer Transformation | Capacity (MW) | Storage | Storage | Pumped Hydro | 0 | 0 | 0 | 99.9 | 99.9 | 99.9 | 99.9 | 99.9 | 99.9 | 99.9 | 99.9 | 99.9 | 99.9 | 99.9 | 99.9 | 99.9 | 99.9 | 99.9 | 99.9 | 99.9 | 99.9 | 99.9 | 99.9 | 99.9 | 99.9 | 99.9 | 99.9 | 99.9 | 99.9
Decentralised | Consumer Transformation | Capacity (MW) | Thermal | Gas | CCGT | 1432.673 | 1252.356 | 1252.356 | 1252.356 | 1199.355 | 1199.355 | 1139.355 | 1086.353 | 1086.353 | 1086.353 | 1033.352 | 1033.352 | 927.356 | 927.356 | 0 | 0 | 0 | 0 | 0 | 0 | 0 | 0 | 0 | 0 | 0 | 0 | 0 | 0 | 0
Decentralised | Consumer Transformation | Capacity (MW) | Thermal | Gas | Gas CHP | 1711.656 | 1784.292 | 1784.292 | 1784.292 | 1784.292 | 1784.292 | 1784.292 | 1761.065 | 1736.292 | 1624.671 | 1504.114 | 1374.707 | 1236.014 | 1090.697 | 933.303 | 801.764 | 678.866 | 569.406 | 477.798 | 396.168 | 328.638 | 259.489 | 188.814 | 116.955 | 36.141 | 32.6 | 29.206 | 25.919 | 0
Decentralised | Consumer Transformation | Capacity (MW) | Thermal | Gas | Gas Reciprocating Engines | 2097.084 | 2464.233 | 2830.681 | 3126.086 | 3376.175 | 3612.504 | 3829.255 | 4020.718 | 4059.499 | 4033.158 | 3951.897 | 3683.743 | 3253.966 | 2751.993 | 2252.091 | 1851.834 | 1530.316 | 1223.796 | 868.444 | 485.663 | 103.872 | 0 | 0 | 0 | 0 | 0 | 0 | 0 | 0
Decentralised | Consumer Transformation | Capacity (MW) | Thermal | Low Carbon | Hydrogen | 0 | 0 | 0 | 0 | 0 | 0 | 0 | 0 | 0 | 0 | 0 | 270.965 | 554.831 | 852.892 | 1166.638 | 1497.818 | 1848.479 | 2221.056 | 2618.469 | 3044.271 | 3502.824 | 3999.592 | 4541.522 | 5137.642 | 5800.002 | 6000 | 6000 | 6000 | 6000
Decentralised | Consumer Transformation | Capacity (MW) | Thermal | Low Carbon | Hydrogen CHP | 0 | 0 | 0 | 0 | 0 | 0 | 0 | 2.206 | 4.561 | 13.212 | 22.656 | 32.922 | 44.053 | 55.802 | 68.366 | 79.03 | 88.943 | 97.712 | 105.04 | 111.499 | 117.101 | 123.162 | 129.374 | 135.808 | 143.1 | 143.1 | 143.1 | 143.1 | 143.1
Decentralised | Consumer Transformation | Capacity (MW) | Thermal | Other Thermal | Diesel | 1652.463 | 1324.424 | 1247.542 | 1151.69 | 1049.613 | 913.425 | 618.811 | 379.284 | 261.425 | 204.661 | 0 | 0 | 0 | 0 | 0 | 0 | 0 | 0 | 0 | 0 | 0 | 0 | 0 | 0 | 0 | 0 | 0 | 0 | 0
Decentralised | Consumer Transformation | Consumption (TWh) | Storage | Storage Consumption (TWh) | Battery | 1.1125 | 1.7168 | 2.1986 | 2.1843 | 2.0754 | 2.1169 | 2.3304 | 2.2445 | 2.3846 | 1.6516 | 1.3579 | 1.3126 | 1.1571 | 1.1378 | 1.1211 | 1.0911 | 1.0874 | 1.0899 | 1.13 | 1.2436 | 1.3095 | 1.3881 | 1.4403 | 1.5077 | 1.5908 | 1.6787 | 1.7762 | 1.8926 | 1.9441
Decentralised | Consumer Transformation | Consumption (TWh) | Storage | Storage Consumption (TWh) | Compressed Air | 0.0018614 | 0.0011108 | 0.0012872 | 0.0015811 | 0.0013977 | 0.0017103 | 0.0019283 | 0.0020347 | 0.0024163 | 0.0016967 | 0.0014433 | 0.0013348 | 0.0011899 | 0.0011585 | 0.00099631 | 0.00090712 | 0.00082401 | 0.0008159 | 0.00084124 | 0.00085745 | 0.00082502 | 0.0008159 | 0.00083921 | 0.00090002 | 0.00086759 | 0.00083212 | 0.00087874 | 0.00082603 | 0.00084124
Decentralised | Consumer Transformation | Consumption (TWh) | Storage | Storage Consumption (TWh) | Liquid Air | 0.0024095 | 0.0015183 | 0.0019567 | 0.0022833 | 0.0021067 | 0.0025289 | 0.061454 | 0.13042 | 0.2217 | 0.25471 | 0.25685 | 0.23547 | 0.20354 | 0.20475 | 0.16859 | 0.1704 | 0.14943 | 0.14765 | 0.14782 | 0.16032 | 0.16012 | 0.15407 | 0.16014 | 0.16049 | 0.15952 | 0.15327 | 0.15882 | 0.1579 | 0.1569
Decentralised | Consumer Transformation | Consumption (TWh) | Storage | Storage Consumption (TWh) | Pumped Hydro | 0 | 0 | 0 | 0.14043 | 0.11141 | 0.11141 | 0.1201 | 0.11367 | 0.10961 | 0.097247 | 0.088418 | 0.079514 | 0.068884 | 0.063256 | 0.055513 | 0.051105 | 0.048294 | 0.045704 | 0.04493 | 0.044743 | 0.042522 | 0.04119 | 0.043531 | 0.043968 | 0.043575 | 0.042102 | 0.041995 | 0.041109 | 0.038961
Decentralised | Consumer Transformation | Curtailment (TWh) | Renewable | Offshore Wind | Offshore Wind | 0 | 0 | 0 | 0 | 0 | 0.000277 | 0.002643 | 0.00827 | 0.016152 | 0 | 0.48188 | 0.4347 | 0.6569 | 0.5924 | 0.47827 | 0.52716 | 0.47802 | 0.43784 | 0.44541 | 0.50545 | 0.45796 | 0.43428 | 0.43887 | 0.4234 | 0.38888 | 0.32805 | 0.27562 | 0.25413 | 0.2323
Decentralised | Consumer Transformation | Curtailment (TWh) | Renewable | Onshore Wind | Onshore Wind | 0 | 0 | 0 | 0 | 0 | 0.002451 | 0.025086 | 0.081199 | 0.16737 | 0 | 5.4434 | 5.2325 | 8.391 | 8.0921 | 6.997 | 8.2055 | 7.9334 | 7.7453 | 8.389 | 10.0665 | 9.6473 | 9.6507 | 10.1883 | 10.2413 | 9.5936 | 8.1562 | 6.9099 | 6.411 | 5.8778
Decentralised | Consumer Transformation | Generation (TWh) | Renewable | Biomass | Biomass | 3.3107 | 1.5285 | 1.4538 | 1.3979 | 1.7072 | 1.699 | 0.049602 | 0.041258 | 0.031371 | 0.033872 | 0.028711 | 0.02534 | 0.020921 | 0.017483 | 0.017945 | 0.013564 | 0.013802 | 0.012132 | 0.011957 | 0.008333 | 0.008345 | 0.005586 | 0.003863 | 0.002884 | 0.002892 | 0.002899 | 0.002929 | 0.002918 | 0.002948
Decentralised | Consumer Transformation | Generation (TWh) | Renewable | Hydro | Hydro | 0.02328 | 0.023991 | 0.024364 | 0.024863 | 0.025652 | 0.02645 | 0.027259 | 0.028076 | 0.028906 | 0.029687 | 0.030479 | 0.031276 | 0.032083 | 0.032897 | 0.033608 | 0.034281 | 0.034923 | 0.035535 | 0.036123 | 0.036615 | 0.037088 | 0.037541 | 0.037977 | 0.038398 | 0.038805 | 0.039202 | 0.03959 | 0.03997 | 0.040343
Decentralised | Consumer Transformation | Generation (TWh) | Renewable | Marine | Marine | 0.05621 | 0.099591 | 0.13515 | 0.18849 | 0.28982 | 0.41072 | 0.48184 | 0.57073 | 0.64185 | 0.67741 | 0.71296 | 0.83742 | 0.90853 | 0.94409 | 0.97965 | 1.0152 | 1.0508 | 1.0863 | 1.1219 | 1.1574 | 1.193 | 1.2286 | 1.2286 | 1.2286 | 1.2286 | 1.2286 | 1.2286 | 1.2286 | 1.2286
Decentralised | Consumer Transformation | Generation (TWh) | Renewable | Offshore Wind | Offshore Wind | 2.763 | 2.756 | 2.756 | 2.9933 | 2.9933 | 2.993 | 2.9906 | 2.985 | 2.9771 | 2.9933 | 2.5114 | 2.5586 | 2.3364 | 2.4009 | 2.515 | 2.4661 | 2.5152 | 2.5554 | 2.5479 | 2.4878 | 2.5353 | 2.559 | 2.5544 | 2.5699 | 2.6044 | 2.6652 | 2.7176 | 2.7391 | 2.761
Decentralised | Consumer Transformation | Generation (TWh) | Renewable | Onshore Wind | Onshore Wind | 18.7968 | 19.2211 | 20.1846 | 21.2104 | 22.3821 | 23.6152 | 25.0484 | 26.5283 | 28.2158 | 30.2623 | 26.8056 | 29.117 | 28.179 | 30.9779 | 34.7157 | 36.3008 | 39.5258 | 42.835 | 45.4991 | 47.0659 | 50.7649 | 54.0627 | 56.3747 | 59.1422 | 61.1597 | 63.0325 | 64.7176 | 65.6283 | 66.3019
Decentralised | Consumer Transformation | Generation (TWh) | Renewable | Other Renewables | Other Renewables | 10.8207 | 12.7747 | 12.9371 | 13.0266 | 13.3464 | 13.3995 | 13.7975 | 13.9369 | 13.7325 | 13.7403 | 13.3361 | 13.2681 | 12.6915 | 12.6519 | 12.6185 | 12.2687 | 12.1681 | 12.1111 | 11.8061 | 10.8825 | 10.7694 | 10.7404 | 10.6434 | 10.5341 | 10.5665 | 10.5473 | 10.5902 | 10.5993 | 10.6404
Decentralised | Consumer Transformation | Generation (TWh) | Renewable | Solar | Solar PV | 12.9315 | 13.7817 | 14.8369 | 16.526 | 18.2148 | 19.8993 | 21.7127 | 23.6342 | 25.8064 | 28.4441 | 31.0495 | 33.4958 | 36.2439 | 34.4284 | 37.0579 | 38.1689 | 39.93 | 41.7197 | 43.5553 | 45.0202 | 47.2981 | 49.4458 | 51.1676 | 53.0924 | 55.1853 | 57.5623 | 59.9529 | 61.9367 | 63.9863
Decentralised | Consumer Transformation | Generation (TWh) | Renewable | Waste | Waste | 11.4615 | 9.5914 | 9.3443 | 8.6372 | 8.2971 | 7.3665 | 7.3506 | 6.6501 | 5.6704 | 5.6426 | 5.0922 | 4.8649 | 3.7902 | 3.5528 | 3.5082 | 3.0317 | 2.7866 | 2.6872 | 2.404 | 0.65529 | 0.51268 | 0.42651 | 0.32376 | 0.21407 | 0.20773 | 0.053571 | 0.059777 | 0.017006 | 0.026816
Decentralised | Consumer Transformation | Generation (TWh) | Storage | Storage | Battery | 0.94559 | 1.4593 | 1.8688 | 1.8567 | 1.7641 | 1.7993 | 1.9808 | 1.9079 | 2.0269 | 1.4039 | 1.1542 | 1.1157 | 0.98352 | 0.96715 | 0.95293 | 0.9274 | 0.92433 | 0.92639 | 0.96053 | 1.0571 | 1.1131 | 1.1798 | 1.2243 | 1.2815 | 1.3527 | 1.4269 | 1.5098 | 1.6087 | 1.6525
Decentralised | Consumer Transformation | Generation (TWh) | Storage | Storage | Compressed Air | 0.0012099 | 0.00072205 | 0.00083668 | 0.0010277 | 0.00090849 | 0.0011117 | 0.0012534 | 0.0013225 | 0.0015706 | 0.0011028 | 0.00093813 | 0.00086764 | 0.00077343 | 0.00075301 | 0.0006476 | 0.00058963 | 0.0005356 | 0.00053033 | 0.0005468 | 0.00055734 | 0.00053626 | 0.00053033 | 0.00054549 | 0.00058501 | 0.00056393 | 0.00054088 | 0.00057118 | 0.00053692 | 0.0005468
Decentralised | Consumer Transformation | Generation (TWh) | Storage | Storage | Liquid Air | 0.0014457 | 0.000911 | 0.001174 | 0.00137 | 0.001264 | 0.0015173 | 0.036872 | 0.078254 | 0.13302 | 0.15283 | 0.15411 | 0.14128 | 0.12213 | 0.12285 | 0.10116 | 0.10224 | 0.089661 | 0.088589 | 0.088693 | 0.096195 | 0.096074 | 0.092444 | 0.096085 | 0.096295 | 0.095711 | 0.09196 | 0.09529 | 0.094743 | 0.094138
Decentralised | Consumer Transformation | Generation (TWh) | Storage | Storage | Pumped Hydro | 0 | 0 | 0 | 0.11235 | 0.089128 | 0.089128 | 0.096084 | 0.090932 | 0.087691 | 0.077563 | 0.070735 | 0.063611 | 0.055107 | 0.050605 | 0.044411 | 0.040884 | 0.038635 | 0.036563 | 0.035944 | 0.035794 | 0.034017 | 0.032952 | 0.034825 | 0.035175 | 0.03486 | 0.033681 | 0.033596 | 0.032887 | 0.031169
Decentralised | Consumer Transformation | Generation (TWh) | Thermal | Gas | CCGT | 1.3226 | 0.63484 | 0.28906 | 0.18103 | 0.19279 | 0.10777 | 0.15281 | 0.13749 | 0.21253 | 0.29089 | 0.2085 | 0.13572 | 0.078777 | 0.054127 | 0 | 0 | 0 | 0 | 0 | 0 | 0 | 0 | 0 | 0 | 0 | 0 | 0 | 0 | 0
Decentralised | Consumer Transformation | Generation (TWh) | Thermal | Gas | Gas CHP | 0.61944 | 0.64573 | 0.64573 | 0.64573 | 0.64573 | 0.64573 | 0.64573 | 0.63732 | 0.62836 | 0.58796 | 0.54433 | 0.4975 | 0.44731 | 0.39472 | 0.33776 | 0.29015 | 0.24568 | 0.20607 | 0.17291 | 0.14337 | 0.11893 | 0.093908 | 0.068331 | 0.042326 | 0.013079 | 0.011798 | 0.01057 | 0.00938 | 0
Decentralised | Consumer Transformation | Generation (TWh) | Thermal | Gas | Gas Reciprocating Engines | 0.0011569 | 0.00019 | 0 | 0 | 0 | 0 | 0 | 0 | 0 | 0.009125 | 0 | 0 | 0 | 0 | 0 | 0 | 0 | 0 | 0.0099 | 0 | 0 | 0 | 0 | 0 | 0 | 0 | 0 | 0 | 0
Decentralised | Consumer Transformation | Generation (TWh) | Thermal | Low Carbon | Hydrogen | 0 | 0 | 0 | 0 | 0 | 0 | 0 | 0 | 0 | 0 | 0 | 0 | 0.034666 | 0.060357 | 0 | 0 | 0 | 0.000324 | 0.016228 | 0.021516 | 0.44061 | 0.22776 | 0.38774 | 0.85661 | 0.73728 | 0.99359 | 1.0524 | 1.1139 | 1.3506
Decentralised | Consumer Transformation | Generation (TWh) | Thermal | Low Carbon | Hydrogen CHP | 0 | 0 | 0 | 0 | 0 | 0 | 0 | 0.000894 | 0.001974 | 0.006059 | 0.00998 | 0.011914 | 0.015943 | 0.020195 | 0.024741 | 0.028601 | 0.032188 | 0.035362 | 0.038014 | 0.040351 | 0.047625 | 0.044572 | 0.04682 | 0.064188 | 0.051787 | 0.067634 | 0.067634 | 0.067634 | 0.070831
Decentralised | Consumer Transformation | Generation (TWh) | Thermal | Other Thermal | Diesel | 1.6318 | 0.75303 | 0.65299 | 0.004889 | 0 | 0 | 0 | 0 | 0 | 0 | 0 | 0 | 0 | 0 | 0 | 0 | 0 | 0 | 0 | 0 | 0 | 0 | 0 | 0 | 0 | 0 | 0 | 0 | 0
Decentralised | Consumer Transformation | Storage Capacity (GWh) | Storage | Storage | Battery | 2.0349 | 2.9574 | 4.1284 | 4.8537 | 5.1025 | 5.1225 | 5.1724 | 5.2523 | 5.7133 | 5.7149 | 5.9898 | 6.2873 | 6.572 | 6.9019 | 7.1702 | 7.4335 | 7.8202 | 8.2223 | 8.8403 | 9.5199 | 10.2613 | 10.815 | 11.27 | 11.8199 | 12.5622 | 13.1031 | 13.6966 | 14.2586 | 14.7901
Decentralised | Consumer Transformation | Storage Capacity (GWh) | Storage | Storage | Compressed Air | 0.013176 | 0.013176 | 0.013176 | 0.013176 | 0.013176 | 0.013176 | 0.013176 | 0.013176 | 0.013176 | 0.013176 | 0.013176 | 0.013176 | 0.013176 | 0.013176 | 0.013176 | 0.013176 | 0.013176 | 0.013176 | 0.013176 | 0.013176 | 0.013176 | 0.013176 | 0.013176 | 0.013176 | 0.013176 | 0.013176 | 0.013176 | 0.013176 | 0.013176
Decentralised | Consumer Transformation | Storage Capacity (GWh) | Storage | Storage | Liquid Air | 0.02 | 0.02 | 0.02 | 0.02 | 0.02 | 0.02 | 0.42 | 0.82 | 1.22 | 2.02 | 2.42 | 2.42 | 2.42 | 2.42 | 2.42 | 2.42 | 2.42 | 2.42 | 2.42 | 2.42 | 2.42 | 2.42 | 2.42 | 2.42 | 2.42 | 2.42 | 2.42 | 2.42 | 2.42
Decentralised | Consumer Transformation | Storage Capacity (GWh) | Storage | Storage | Pumped Hydro | 0 | 0 | 0 | 0.6993 | 0.6993 | 0.6993 | 0.6993 | 0.6993 | 0.6993 | 0.6993 | 0.6993 | 0.6993 | 0.6993 | 0.6993 | 0.6993 | 0.6993 | 0.6993 | 0.6993 | 0.6993 | 0.6993 | 0.6993 | 0.6993 | 0.6993 | 0.6993 | 0.6993 | 0.6993 | 0.6993 | 0.6993 | 0.6993
Decentralised | Falling Short | Capacity (MW) | Renewable | Biomass | Biomass | 883.033 | 869.885 | 880.147 | 887.874 | 893.726 | 897.659 | 899.631 | 899.631 | 899.631 | 899.631 | 899.631 | 899.631 | 899.631 | 899.631 | 899.631 | 899.631 | 899.631 | 899.631 | 899.631 | 899.631 | 899.631 | 899.631 | 899.631 | 899.631 | 899.631 | 899.631 | 899.631 | 899.631 | 899.631
Decentralised | Falling Short | Capacity (MW) | Renewable | Hydro | Hydro | 519.744 | 520.74 | 521.702 | 522.629 | 523.525 | 524.393 | 525.231 | 526.044 | 526.833 | 527.599 | 528.344 | 529.069 | 529.773 | 530.462 | 531.129 | 531.783 | 532.42 | 533.039 | 533.648 | 534.243 | 534.822 | 535.391 | 535.948 | 536.492 | 537.024 | 537.549 | 538.062 | 538.567 | 539.062
Decentralised | Falling Short | Capacity (MW) | Renewable | Marine | Marine | 15.808 | 15.808 | 15.808 | 15.808 | 15.808 | 15.808 | 15.808 | 15.808 | 15.808 | 15.808 | 15.808 | 15.808 | 15.808 | 15.808 | 15.808 | 15.808 | 15.808 | 15.808 | 15.808 | 15.808 | 15.808 | 15.808 | 15.808 | 15.808 | 15.808 | 15.808 | 15.808 | 15.808 | 15.808
Decentralised | Falling Short | Capacity (MW) | Renewable | Offshore Wind | Offshore Wind | 681.2 | 679.481 | 679.481 | 679.481 | 679.481 | 679.481 | 679.481 | 679.481 | 679.481 | 679.481 | 679.481 | 679.481 | 679.481 | 679.481 | 679.481 | 679.481 | 679.481 | 679.481 | 679.481 | 679.481 | 679.481 | 679.481 | 679.481 | 679.481 | 679.481 | 679.481 | 679.481 | 679.481 | 679.481
Decentralised | Falling Short | Capacity (MW) | Renewable | Onshore Wind | Onshore Wind | 5660.869 | 5678.729 | 5706.32 | 5734.044 | 5762.912 | 5791.911 | 5821.04 | 5850.302 | 5926.071 | 6071.532 | 6240.311 | 6409.226 | 6531.897 | 6654.707 | 6778.673 | 6902.77 | 7027.011 | 7151.381 | 7275.893 | 7400.54 | 7525.33 | 7650.26 | 7775.332 | 7900.54 | 8025.895 | 8151.384 | 8277.024 | 8402.804 | 8528.731
Decentralised | Falling Short | Capacity (MW) | Renewable | Other Renewables | Other Renewables | 1414.05 | 1601.61 | 1637.443 | 1665.65 | 1685.48 | 1700.735 | 1713.089 | 1709.165 | 1692.941 | 1664.472 | 1615.588 | 1557.639 | 1519.353 | 1505.983 | 1457.396 | 1397.177 | 1383.297 | 1357.73 | 1335.611 | 1316.755 | 1299.267 | 1283.482 | 1268.316 | 1253.481 | 1240.796 | 1229.514 | 1219.639 | 1212.056 | 1205.516
Decentralised | Falling Short | Capacity (MW) | Renewable | Solar | Solar PV | 14003.248 | 14487.299 | 14724.973 | 14987.649 | 15250.323 | 15612.998 | 16125.671 | 16925.668 | 17875.677 | 19025.675 | 20325.673 | 21604.491 | 23167.132 | 24358.892 | 25208.892 | 25658.893 | 26108.89 | 26858.89 | 28008.89 | 29158.89 | 30208.89 | 31258.89 | 32408.89 | 33658.9 | 34908.9 | 36258.89 | 37608.9 | 38708.89 | 39758.9
Decentralised | Falling Short | Capacity (MW) | Renewable | Waste | Waste | 1845.912 | 1610.39 | 1663.976 | 1709.907 | 1750.094 | 1785.82 | 1817.972 | 1847.202 | 1868.586 | 1887.906 | 1905.457 | 1914.416 | 1921.706 | 1926.84 | 1920.328 | 1911.953 | 1907.172 | 1879.308 | 1853.464 | 1831.729 | 1802.219 | 1771.403 | 1740.121 | 1706.164 | 1657.764 | 1607.215 | 1553.572 | 1485.526 | 1416.927
Decentralised | Falling Short | Capacity (MW) | Storage | Storage | Battery | 1871.157 | 1878.971 | 1898.971 | 2393.931 | 3269.376 | 3373.376 | 3638.738 | 3848.596 | 4111.796 | 4206.996 | 4206.996 | 4216.896 | 4302.796 | 4352.796 | 4422.796 | 4487.795 | 4687.585 | 4706.585 | 5183.065 | 5363.965 | 5513.964 | 5733.964 | 5986.864 | 6561.484 | 6795.164 | 6923.164 | 7302.964 | 7489.564 | 7805.964
Decentralised | Falling Short | Capacity (MW) | Storage | Storage | Compressed Air | 3.294 | 3.294 | 3.294 | 3.294 | 3.294 | 3.294 | 3.294 | 3.294 | 3.294 | 3.294 | 3.294 | 3.294 | 3.294 | 3.294 | 3.294 | 3.294 | 3.294 | 3.294 | 3.294 | 3.294 | 3.294 | 3.294 | 3.294 | 3.294 | 3.294 | 3.294 | 3.294 | 3.294 | 3.294
Decentralised | Falling Short | Capacity (MW) | Storage | Storage | Liquid Air | 5 | 5 | 5 | 5 | 5 | 5 | 5 | 5 | 5 | 5 | 5 | 5 | 5 | 5 | 5 | 5 | 5 | 5 | 5 | 5 | 5 | 5 | 5 | 5 | 5 | 5 | 5 | 5 | 5
Decentralised | Falling Short | Capacity (MW) | Storage | Storage | Pumped Hydro | 0 | 0 | 0 | 0 | 0 | 0 | 0 | 0 | 0 | 0 | 0 | 0 | 0 | 0 | 0 | 0 | 0 | 0 | 99.9 | 99.9 | 99.9 | 99.9 | 99.9 | 99.9 | 99.9 | 99.9 | 99.9 | 99.9 | 99.9
Decentralised | Falling Short | Capacity (MW) | Thermal | Gas | CCGT | 1432.673 | 1596.583 | 1553.985 | 1511.387 | 1521.834 | 1479.236 | 1489.682 | 1447.083 | 1404.486 | 1457.531 | 1457.531 | 1457.531 | 1457.531 | 1457.531 | 1457.531 | 1457.531 | 1457.531 | 1457.531 | 1457.531 | 1457.531 | 1457.531 | 1457.531 | 1457.531 | 1457.531 | 1457.531 | 1457.531 | 1457.531 | 1457.531 | 1457.531
Decentralised | Falling Short | Capacity (MW) | Thermal | Gas | Gas CHP | 1711.656 | 1806.34 | 1816.365 | 1826.396 | 1836.409 | 1846.404 | 1846.408 | 1840.67 | 1834.654 | 1828.337 | 1821.689 | 1814.668 | 1807.234 | 1799.357 | 1791.374 | 1782.939 | 1773.887 | 1764.077 | 1753.361 | 1741.544 | 1728.375 | 1713.498 | 1696.406 | 1676.346 | 1652.112 | 1621.598 | 1580.589 | 1518.546 | 1393.351
Decentralised | Falling Short | Capacity (MW) | Thermal | Gas | Gas Reciprocating Engines | 2097.084 | 2653.651 | 3127.887 | 3510.174 | 3913.844 | 4305.229 | 4692.7 | 5068.117 | 5410.374 | 5709.02 | 5945.354 | 6019.615 | 6035.433 | 5981.899 | 5867.033 | 5805.07 | 5763.531 | 5701.324 | 5640.695 | 5540.995 | 5435.776 | 5313.968 | 5224.095 | 5108.882 | 5010.405 | 4922.082 | 4814.163 | 4736.786 | 4693.887
Decentralised | Falling Short | Capacity (MW) | Thermal | Low Carbon | Hydrogen CHP | 0 | 0 | 0 | 0 | 0 | 0 | 0 | 0 | 0 | 0 | 0 | 0 | 0 | 0 | 0 | 0 | 0 | 0 | 0 | 0 | 0 | 0 | 0 | 0 | 0 | 0 | 0 | 0 | 0
Decentralised | Falling Short | Capacity (MW) | Thermal | Other Thermal | Diesel | 1652.463 | 1356.49 | 1356.49 | 1319.844 | 1250.305 | 1129.717 | 945.194 | 687.208 | 516.181 | 516.181 | 501.475 | 378.475 | 116.28 | 4.999 | 0 | 0 | 0 | 0 | 0 | 0 | 0 | 0 | 0 | 0 | 0 | 0 | 0 | 0 | 0
Decentralised | Falling Short | Consumption (TWh) | Storage | Storage Consumption (TWh) | Battery | 1.1125 | 1.2806 | 1.2661 | 1.4947 | 1.9377 | 1.8932 | 1.8847 | 1.8745 | 1.9687 | 1.9891 | 1.9162 | 1.928 | 1.8266 | 1.8313 | 1.6937 | 1.5636 | 1.5573 | 1.4899 | 1.5782 | 1.4907 | 1.4719 | 1.5072 | 1.5664 | 1.7163 | 1.7818 | 1.8322 | 1.8572 | 1.8849 | 1.9477
Decentralised | Falling Short | Consumption (TWh) | Storage | Storage Consumption (TWh) | Compressed Air | 0.0018614 | 0.00090104 | 0.0011554 | 0.0016166 | 0.0011879 | 0.0013622 | 0.0012619 | 0.0016875 | 0.0019855 | 0.002018 | 0.0020828 | 0.0019764 | 0.0021082 | 0.0021303 | 0.0022896 | 0.0022906 | 0.0022298 | 0.0021791 | 0.0020595 | 0.0018902 | 0.0017078 | 0.0017818 | 0.0015619 | 0.0017311 | 0.0015436 | 0.0015426 | 0.0014352 | 0.0013956 | 0.0013521
Decentralised | Falling Short | Consumption (TWh) | Storage | Storage Consumption (TWh) | Liquid Air | 0.0024095 | 0.0012383 | 0.001455 | 0.00205 | 0.0015067 | 0.00168 | 0.0017333 | 0.002325 | 0.0030333 | 0.0028917 | 0.0028583 | 0.0028083 | 0.002975 | 0.0028417 | 0.0030833 | 0.0032083 | 0.00315 | 0.003235 | 0.0029867 | 0.0026467 | 0.0024967 | 0.0023683 | 0.0021633 | 0.0022133 | 0.0021333 | 0.00228 | 0.0020133 | 0.0020517 | 0.001865
Decentralised | Falling Short | Consumption (TWh) | Storage | Storage Consumption (TWh) | Pumped Hydro | 0 | 0 | 0 | 0 | 0 | 0 | 0 | 0 | 0 | 0 | 0 | 0 | 0 | 0 | 0 | 0 | 0 | 0 | 0.096922 | 0.090418 | 0.08359 | 0.081974 | 0.077036 | 0.078965 | 0.076199 | 0.077724 | 0.072388 | 0.073959 | 0.065784
Decentralised | Falling Short | Curtailment (TWh) | Renewable | Offshore Wind | Offshore Wind | 0 | 0 | 0 | 0 | 0 | 0 | 0 | 0 | 0 | 0 | 0.1206 | 0.089726 | 0.18692 | 0.13301 | 0.25218 | 0.35708 | 0.35998 | 0.40459 | 0.34846 | 0.42985 | 0.44182 | 0.37452 | 0.31574 | 0.28152 | 0.24638 | 0.21372 | 0.2384 | 0.20191 | 0.18237
Decentralised | Falling Short | Curtailment (TWh) | Renewable | Onshore Wind | Onshore Wind | 0 | 0 | 0 | 0 | 0 | 0 | 0 | 0 | 0 | 0 | 0.97247 | 0.74651 | 1.5543 | 1.1292 | 2.1646 | 3.1176 | 3.1969 | 3.6547 | 3.2045 | 4.0104 | 4.1806 | 3.6007 | 3.0873 | 2.7994 | 2.4894 | 2.1931 | 2.4812 | 2.1335 | 1.9561
Decentralised | Falling Short | Generation (TWh) | Renewable | Biomass | Biomass | 3.3107 | 1.8517 | 1.781 | 1.7267 | 2.1217 | 2.131 | 0.099846 | 0.086881 | 0.079457 | 0.079527 | 0.071634 | 0.071062 | 0.062977 | 0.063998 | 0.051905 | 0.046142 | 0.041399 | 0.039683 | 0.040169 | 0.037401 | 0.032523 | 0.033286 | 0.037182 | 0.040165 | 0.037318 | 0.040363 | 0.038447 | 0.039159 | 0.039465
Decentralised | Falling Short | Generation (TWh) | Renewable | Hydro | Hydro | 0.02328 | 0.023403 | 0.023537 | 0.023689 | 0.023866 | 0.024069 | 0.024272 | 0.024476 | 0.02468 | 0.024883 | 0.025087 | 0.025291 | 0.025496 | 0.025701 | 0.0259 | 0.026094 | 0.026285 | 0.026469 | 0.026649 | 0.026828 | 0.027 | 0.02717 | 0.027338 | 0.0275 | 0.027661 | 0.027819 | 0.027975 | 0.028129 | 0.028279
Decentralised | Falling Short | Generation (TWh) | Renewable | Marine | Marine | 0.05621 | 0.05621 | 0.05621 | 0.05621 | 0.05621 | 0.05621 | 0.05621 | 0.05621 | 0.05621 | 0.05621 | 0.05621 | 0.05621 | 0.05621 | 0.05621 | 0.05621 | 0.05621 | 0.05621 | 0.05621 | 0.05621 | 0.05621 | 0.05621 | 0.05621 | 0.05621 | 0.05621 | 0.05621 | 0.05621 | 0.05621 | 0.05621 | 0.05621
Decentralised | Falling Short | Generation (TWh) | Renewable | Offshore Wind | Offshore Wind | 2.763 | 2.756 | 2.756 | 2.756 | 2.756 | 2.756 | 2.756 | 2.756 | 2.756 | 2.756 | 2.6354 | 2.6663 | 2.5691 | 2.623 | 2.5038 | 2.3989 | 2.396 | 2.3514 | 2.4075 | 2.3261 | 2.3142 | 2.3815 | 2.4402 | 2.4745 | 2.5096 | 2.5423 | 2.5176 | 2.5541 | 2.5736
Decentralised | Falling Short | Generation (TWh) | Renewable | Onshore Wind | Onshore Wind | 18.7968 | 18.8562 | 18.9478 | 19.0399 | 19.1357 | 19.232 | 19.3287 | 19.4259 | 19.6774 | 20.16 | 19.7475 | 20.5339 | 20.1331 | 20.9657 | 20.3418 | 19.8005 | 20.1336 | 20.0884 | 20.9518 | 20.5595 | 20.8034 | 21.7979 | 22.7263 | 23.4296 | 24.1556 | 24.8683 | 24.9972 | 25.7623 | 26.3576
Decentralised | Falling Short | Generation (TWh) | Renewable | Other Renewables | Other Renewables | 10.8207 | 12.0395 | 12.2187 | 12.3356 | 12.3802 | 12.1636 | 12.0224 | 11.7007 | 11.2613 | 10.9767 | 10.3181 | 9.8892 | 9.3294 | 9.1277 | 8.4296 | 7.601 | 7.3287 | 7.0548 | 6.8752 | 6.6724 | 6.5076 | 6.3587 | 6.2268 | 6.1732 | 6.115 | 6.0816 | 6.0058 | 6.0022 | 5.9797
Decentralised | Falling Short | Generation (TWh) | Renewable | Solar | Solar PV | 12.9315 | 13.3721 | 13.5888 | 13.8277 | 14.0665 | 14.3973 | 14.8652 | 15.5956 | 16.4613 | 17.512 | 18.7 | 19.8684 | 21.2962 | 22.0278 | 22.3243 | 22.2907 | 22.6481 | 23.11 | 24.269 | 24.8908 | 25.7089 | 26.8846 | 28.1332 | 29.3513 | 30.5982 | 31.9365 | 32.9683 | 34.132 | 35.1907
Decentralised | Falling Short | Generation (TWh) | Renewable | Waste | Waste | 11.4615 | 10.2571 | 10.5255 | 10.8151 | 11.0692 | 10.9954 | 10.637 | 10.0884 | 9.3869 | 9.3628 | 8.9799 | 8.7012 | 7.821 | 7.6484 | 6.35 | 4.9664 | 4.1649 | 3.2031 | 2.8817 | 2.3817 | 1.9767 | 1.7563 | 1.4386 | 1.398 | 1.331 | 1.3569 | 1.2301 | 1.1973 | 1.2229
Decentralised | Falling Short | Generation (TWh) | Storage | Storage | Battery | 0.94559 | 1.0885 | 1.0762 | 1.2705 | 1.647 | 1.6093 | 1.602 | 1.5933 | 1.6734 | 1.6907 | 1.6288 | 1.6388 | 1.5526 | 1.5566 | 1.4396 | 1.329 | 1.3237 | 1.2664 | 1.3414 | 1.2671 | 1.2511 | 1.2811 | 1.3315 | 1.4588 | 1.5145 | 1.5574 | 1.5786 | 1.6021 | 1.6555
Decentralised | Falling Short | Generation (TWh) | Storage | Storage | Compressed Air | 0.0012099 | 0.00058567 | 0.00075103 | 0.0010508 | 0.00077211 | 0.00088543 | 0.00082021 | 0.0010969 | 0.0012906 | 0.0013117 | 0.0013538 | 0.0012847 | 0.0013703 | 0.0013847 | 0.001479 | 0.0014889 | 0.0014494 | 0.0014164 | 0.0013387 | 0.0012287 | 0.0011101 | 0.0011582 | 0.0010152 | 0.0011252 | 0.0010034 | 0.0010027 | 0.00093286 | 0.00090717 | 0.00087884
Decentralised | Falling Short | Generation (TWh) | Storage | Storage | Liquid Air | 0.0014457 | 0.000743 | 0.000873 | 0.00123 | 0.000904 | 0.001008 | 0.00104 | 0.001395 | 0.00182 | 0.001735 | 0.001715 | 0.001685 | 0.001785 | 0.001705 | 0.00185 | 0.001925 | 0.00189 | 0.001941 | 0.001792 | 0.001588 | 0.001498 | 0.001421 | 0.001298 | 0.001328 | 0.00128 | 0.001368 | 0.001208 | 0.001231 | 0.001119
Decentralised | Falling Short | Generation (TWh) | Storage | Storage | Pumped Hydro | 0 | 0 | 0 | 0 | 0 | 0 | 0 | 0 | 0 | 0 | 0 | 0 | 0 | 0 | 0 | 0 | 0 | 0 | 0.077538 | 0.072334 | 0.066872 | 0.065579 | 0.061628 | 0.063172 | 0.060959 | 0.062179 | 0.057911 | 0.059167 | 0.052627
Decentralised | Falling Short | Generation (TWh) | Thermal | Gas | CCGT | 1.3226 | 1.268 | 0.91387 | 0.77125 | 0.88021 | 0.61432 | 0.42881 | 0.33147 | 0.39791 | 0.52161 | 0.44442 | 0.36738 | 0.27132 | 0.26492 | 0.26225 | 0.17191 | 0.1811 | 0.1368 | 0.11609 | 0.10504 | 0.1154 | 0.092287 | 0.07981 | 0.10576 | 0.084577 | 0.086418 | 0.073266 | 0.074577 | 0.074521
Decentralised | Falling Short | Generation (TWh) | Thermal | Gas | Gas CHP | 0.61944 | 0.65371 | 0.65734 | 0.66097 | 0.66459 | 0.66821 | 0.66821 | 0.66613 | 0.66395 | 0.66167 | 0.65926 | 0.65672 | 0.65403 | 0.65118 | 0.64829 | 0.64524 | 0.64196 | 0.63841 | 0.63453 | 0.63026 | 0.62549 | 0.62011 | 0.61392 | 0.60666 | 0.59789 | 0.58685 | 0.57201 | 0.54956 | 0.50425
Decentralised | Falling Short | Generation (TWh) | Thermal | Gas | Gas Reciprocating Engines | 0.0011569 | 0.011999 | 0.011408 | 0.012265 | 0.058544 | 0.008008 | 0 | 0 | 0 | 0.057065 | 0.049734 | 0.006193 | 0.000594 | 0.014658 | 0.014381 | 0 | 0.000815 | 0 | 0 | 0 | 0 | 0 | 0 | 0.066564 | 0.025731 | 0.00677 | 0 | 0 | 0
Decentralised | Falling Short | Generation (TWh) | Thermal | Low Carbon | Hydrogen CHP | 0 | 0 | 0 | 0 | 0 | 0 | 0 | 0 | 0 | 0 | 0 | 0 | 0 | 0 | 0 | 0 | 0 | 0 | 0 | 0 | 0 | 0 | 0 | 0 | 0 | 0 | 0 | 0 | 0
Decentralised | Falling Short | Generation (TWh) | Thermal | Other Thermal | Diesel | 1.6318 | 1.183 | 1.2594 | 0.14239 | 0.0508 | 0.005952 | 0.005921 | 0.00457 | 0 | 0 | 0 | 0 | 0 | 0 | 0 | 0 | 0 | 0 | 0 | 0 | 0 | 0 | 0 | 0 | 0 | 0 | 0 | 0 | 0
Decentralised | Falling Short | Storage Capacity (GWh) | Storage | Storage | Battery | 2.0349 | 2.1893 | 2.2093 | 2.8886 | 4.0296 | 4.1336 | 4.4002 | 4.6707 | 5.0333 | 5.1285 | 5.1285 | 5.1384 | 5.2243 | 5.2493 | 5.3193 | 5.3843 | 5.5841 | 5.6031 | 6.1796 | 6.4605 | 6.7105 | 7.0305 | 7.3834 | 8.008 | 8.2917 | 8.4697 | 8.9245 | 9.1611 | 9.5275
Decentralised | Falling Short | Storage Capacity (GWh) | Storage | Storage | Compressed Air | 0.013176 | 0.013176 | 0.013176 | 0.013176 | 0.013176 | 0.013176 | 0.013176 | 0.013176 | 0.013176 | 0.013176 | 0.013176 | 0.013176 | 0.013176 | 0.013176 | 0.013176 | 0.013176 | 0.013176 | 0.013176 | 0.013176 | 0.013176 | 0.013176 | 0.013176 | 0.013176 | 0.013176 | 0.013176 | 0.013176 | 0.013176 | 0.013176 | 0.013176
Decentralised | Falling Short | Storage Capacity (GWh) | Storage | Storage | Liquid Air | 0.02 | 0.02 | 0.02 | 0.02 | 0.02 | 0.02 | 0.02 | 0.02 | 0.02 | 0.02 | 0.02 | 0.02 | 0.02 | 0.02 | 0.02 | 0.02 | 0.02 | 0.02 | 0.02 | 0.02 | 0.02 | 0.02 | 0.02 | 0.02 | 0.02 | 0.02 | 0.02 | 0.02 | 0.02
Decentralised | Falling Short | Storage Capacity (GWh) | Storage | Storage | Pumped Hydro | 0 | 0 | 0 | 0 | 0 | 0 | 0 | 0 | 0 | 0 | 0 | 0 | 0 | 0 | 0 | 0 | 0 | 0 | 0.6993 | 0.6993 | 0.6993 | 0.6993 | 0.6993 | 0.6993 | 0.6993 | 0.6993 | 0.6993 | 0.6993 | 0.6993
Decentralised | Five Year Forecast | Capacity (MW) | Renewable | Other Renewables | Other Renewables | 2022: 535.552; 2023: 538.974; 2024: 542.39; 2025: 558.005; 2026: 561.422; 2027: 574.84; 2028: 579.263
Decentralised | Five Year Forecast | Capacity (MW) | Renewable | Wind | Wind | 2022: 6342.069; 2023: 6397.542; 2024: 6452.097; 2025: 6508.192; 2026: 6577.944; 2027: 6661.807; 2028: 6747.889
Decentralised | Five Year Forecast | Capacity (MW) | Renewable | Solar | Solar PV | 2022: 14003.248; 2023: 14703.251; 2024: 15493.244; 2025: 16493.249; 2026: 17593.251; 2027: 18793.247; 2028: 20143.249
Decentralised | Five Year Forecast | Capacity (MW) | Storage | Battery | Battery | 2022: 1871.157; 2023: 2917.547; 2024: 3394.247; 2025: 3983.592; 2026: 4281.792; 2027: 4524.992; 2028: 5217.14
Decentralised | Five Year Forecast | Capacity (MW) | Storage | Compressed Air | Compressed Air | 2022: 3.294; 2023: 3.294; 2024: 3.294; 2025: 3.294; 2026: 3.294; 2027: 3.294; 2028: 3.294
Decentralised | Five Year Forecast | Capacity (MW) | Storage | Liquid Air | Liquid Air | 2022: 5; 2023: 5; 2024: 5; 2025: 5; 2026: 5; 2027: 5; 2028: 5
Decentralised | Five Year Forecast | Capacity (MW) | Thermal/Renewable | Renewable and Non-Renewable Engines | Renewable and Non-Renewable Engines | 2022: 11041.146; 2023: 11328.743; 2024: 11671.246; 2025: 11928.802; 2026: 12085.199; 2027: 12246.287; 2028: 12125.385
Decentralised | Five Year Forecast | Consumption (TWh) | Storage | Battery | Battery | 2022: 1.1125; 2023: 1.8707; 2024: 2.2752; 2025: 2.3715; 2026: 2.2754; 2027: 2.2185; 2028: 2.365
Decentralised | Five Year Forecast | Consumption (TWh) | Storage | Compressed Air | Compressed Air | 2022: 0.0018614; 2023: 0.00091725; 2024: 0.001125; 2025: 0.0012973; 2026: 0.001347; 2027: 0.001347; 2028: 0.0016936
Decentralised | Five Year Forecast | Consumption (TWh) | Storage | Liquid Air | Liquid Air | 2022: 0.0024095; 2023: 0.0011933; 2024: 0.0015433; 2025: 0.0018233; 2026: 0.0018733; 2027: 0.001805; 2028: 0.0025017
Decentralised | Five Year Forecast | Curtailment (TWh) | Renewable | Wind | Wind | 2022: 0; 2023: 0; 2024: 0; 2025: 0; 2026: 0; 2027: 0; 2028: 0
Decentralised | Five Year Forecast | Generation (TWh) | Renewable | Other Renewables | Other Renewables | 2022: 0.07949; 2023: 0.079613; 2024: 0.079747; 2025: 0.12328; 2026: 0.12346; 2027: 0.15922; 2028: 0.16334
Decentralised | Five Year Forecast | Generation (TWh) | Renewable | Wind | Wind | 2022: 21.5598; 2023: 21.7437; 2024: 21.9248; 2025: 22.111; 2026: 22.3425; 2027: 22.6208; 2028: 22.9033
Decentralised | Five Year Forecast | Generation (TWh) | Renewable | Solar | Solar PV | 2022: 12.9315; 2023: 13.5753; 2024: 14.3016; 2025: 15.2153; 2026: 16.2197; 2027: 17.3147; 2028: 18.5461
Decentralised | Five Year Forecast | Generation (TWh) | Storage | Battery | Battery | 2022: 0.94559; 2023: 1.5901; 2024: 1.9339; 2025: 2.0158; 2026: 1.9341; 2027: 1.8857; 2028: 2.0102
Decentralised | Five Year Forecast | Generation (TWh) | Storage | Compressed Air | Compressed Air | 2022: 0.0012099; 2023: 0.00059621; 2024: 0.00073127; 2025: 0.00084326; 2026: 0.00087555; 2027: 0.00087555; 2028: 0.0011009
Decentralised | Five Year Forecast | Generation (TWh) | Storage | Liquid Air | Liquid Air | 2022: 0.0014457; 2023: 0.000716; 2024: 0.000926; 2025: 0.001094; 2026: 0.001124; 2027: 0.001083; 2028: 0.001501
Decentralised | Five Year Forecast | Generation (TWh) | Thermal/Renewable | Renewable and Non-Renewable Engines | Renewable and Non-Renewable Engines | 2022: 29.1695; 2023: 28.3454; 2024: 27.7188; 2025: 26.5174; 2026: 25.5079; 2027: 25.3505; 2028: 22.5554
Decentralised | Five Year Forecast | Storage Capacity (GWh) | Storage | Battery | Battery | 2022: 2.0349; 2023: 3.3568; 2024: 4.1505; 2025: 5.1744; 2026: 5.5841; 2027: 5.9462; 2028: 6.6554
Decentralised | Five Year Forecast | Storage Capacity (GWh) | Storage | Compressed Air | Compressed Air | 2022: 0.013176; 2023: 0.013176; 2024: 0.013176; 2025: 0.013176; 2026: 0.013176; 2027: 0.013176; 2028: 0.013176
Decentralised | Five Year Forecast | Storage Capacity (GWh) | Storage | Liquid Air | Liquid Air | 2022: 0.02; 2023: 0.02; 2024: 0.02; 2025: 0.02; 2026: 0.02; 2027: 0.02; 2028: 0.02
Decentralised | Leading The Way | Capacity (MW) | Renewable | Biomass | Biomass | 883.033 | 718.071 | 718.436 | 718.796 | 719.155 | 719.515 | 634.627 | 634.958 | 585.284 | 585.611 | 585.938 | 499.668 | 499.995 | 424.317 | 424.643 | 379.971 | 380.298 | 335.625 | 335.954 | 291.359 | 291.77 | 247.187 | 247.606 | 203.119 | 203.641 | 204.172 | 204.806 | 205.458 | 206.127
Decentralised | Leading The Way | Capacity (MW) | Renewable | Hydro | Hydro | 519.744 | 580.406 | 584.421 | 588.435 | 592.452 | 596.469 | 600.492 | 604.519 | 608.556 | 612.6 | 616.654 | 620.724 | 624.803 | 628.897 | 633.006 | 637.128 | 641.268 | 645.428 | 649.604 | 653.799 | 658.014 | 662.251 | 666.505 | 670.785 | 675.086 | 679.41 | 683.759 | 688.129 | 692.524
Decentralised | Leading The Way | Capacity (MW) | Renewable | Marine | Marine | 15.808 | 28.008 | 38.008 | 53.008 | 81.508 | 115.508 | 135.508 | 160.508 | 180.508 | 190.508 | 200.508 | 235.508 | 255.508 | 265.508 | 275.508 | 285.508 | 295.508 | 305.508 | 315.508 | 325.508 | 335.508 | 345.508 | 345.508 | 345.508 | 345.508 | 345.508 | 345.508 | 345.508 | 345.508
Decentralised | Leading The Way | Capacity (MW) | Renewable | Offshore Wind | Offshore Wind | 681.2 | 679.481 | 679.481 | 737.98 | 737.98 | 737.98 | 737.98 | 737.98 | 737.98 | 737.98 | 737.98 | 737.98 | 737.98 | 737.98 | 737.98 | 737.98 | 737.98 | 737.98 | 737.98 | 737.98 | 737.98 | 737.98 | 737.98 | 737.98 | 737.98 | 737.98 | 737.98 | 737.98 | 737.98
Decentralised | Leading The Way | Capacity (MW) | Renewable | Onshore Wind | Onshore Wind | 5660.869 | 5753.675 | 5966.72 | 6191.14 | 6451.553 | 6730.782 | 7057.997 | 7403.639 | 7837.08 | 8293.155 | 8773.094 | 9278.189 | 9809.816 | 10401.711 | 11025.014 | 11681.425 | 12372.804 | 13101.096 | 13868.328 | 14623.256 | 15386.809 | 16156.027 | 16830.878 | 17500.738 | 17864.878 | 18032.555 | 18202.199 | 18367.351 | 18476.383
Decentralised | Leading The Way | Capacity (MW) | Renewable | Other Renewables | Other Renewables | 1414.05 | 1708.728 | 1776.849 | 1860.247 | 1957.167 | 2055.848 | 2147.161 | 2238.34 | 2302.691 | 2315.863 | 2321.923 | 2330.176 | 2345.669 | 2371.583 | 2369.372 | 2362.743 | 2367.101 | 2371.28 | 2368.961 | 2363.915 | 2356.68 | 2355.678 | 2360.337 | 2366.355 | 2373.358 | 2381.403 | 2391.616 | 2401.582 | 2411.547
Decentralised | Leading The Way | Capacity (MW) | Renewable | Solar | Solar PV | 14003.248 | 16525.673 | 18775.675 | 21675.673 | 24575.673 | 27475.675 | 30375.67 | 33275.67 | 36175.67 | 39525.67 | 43075.67 | 46454.49 | 49917.13 | 52858.89 | 55208.89 | 57158.89 | 59008.9 | 61601.34 | 64572.66 | 67457.29 | 70457.3 | 73457.29 | 75457.3 | 76957.29 | 78457.31 | 79957.29 | 81457.29 | 82957.3 | 84457.31
Decentralised | Leading The Way | Capacity (MW) | Renewable | Waste | Waste | 1845.912 | 1513.189 | 1522.234 | 1531.277 | 1540.321 | 1549.362 | 1558.407 | 1567.447 | 1563.173 | 1536.533 | 1483.253 | 1452.534 | 1430.252 | 1409.934 | 1385.089 | 1350.987 | 1307.742 | 1277.642 | 1250.999 | 1214.547 | 1164.7 | 1112.765 | 1055.71 | 1009.029 | 920.321 | 821.132 | 651.296 | 560.886 | 498.272
Decentralised | Leading The Way | Capacity (MW) | Storage | Storage | Battery | 1871.157 | 3437.673 | 4216.696 | 4385.096 | 4454.596 | 4590.495 | 4690.485 | 4929.475 | 5153.775 | 5512.175 | 5639.175 | 5940.623 | 6276.913 | 6682.713 | 7036.192 | 7398.541 | 7709.331 | 8264.1 | 8949.79 | 9251.83 | 9401.83 | 9551.83 | 9701.83 | 9894.83 | 10044.83 | 10219.33 | 10387.63 | 10547.63 | 10732.63
Decentralised | Leading The Way | Capacity (MW) | Storage | Storage | Compressed Air | 3.294 | 3.294 | 3.294 | 3.294 | 3.294 | 3.294 | 3.294 | 3.294 | 3.294 | 3.294 | 3.294 | 3.294 | 3.294 | 3.294 | 3.294 | 3.294 | 3.294 | 3.294 | 3.294 | 3.294 | 3.294 | 3.294 | 3.294 | 3.294 | 3.294 | 3.294 | 3.294 | 3.294 | 3.294
Decentralised | Leading The Way | Capacity (MW) | Storage | Storage | Liquid Air | 5 | 5 | 5 | 5 | 5 | 205 | 405 | 505 | 605 | 605 | 605 | 605 | 605 | 605 | 605 | 605 | 605 | 605 | 605 | 605 | 605 | 605 | 605 | 605 | 605 | 605 | 605 | 605 | 605
Decentralised | Leading The Way | Capacity (MW) | Storage | Storage | Pumped Hydro | 0 | 0 | 0 | 0 | 0 | 0 | 0 | 0 | 99.9 | 99.9 | 99.9 | 99.9 | 99.9 | 99.9 | 99.9 | 99.9 | 99.9 | 99.9 | 99.9 | 99.9 | 99.9 | 99.9 | 99.9 | 99.9 | 99.9 | 99.9 | 99.9 | 99.9 | 99.9
Decentralised | Leading The Way | Capacity (MW) | Thermal | Gas | CCGT | 1432.673 | 1192.358 | 1033.222 | 1033.222 | 980.223 | 980.223 | 927.221 | 927.221 | 0 | 0 | 0 | 0 | 0 | 0 | 0 | 0 | 0 | 0 | 0 | 0 | 0 | 0 | 0 | 0 | 0 | 0 | 0 | 0 | 0
Decentralised | Leading The Way | Capacity (MW) | Thermal | Gas | Gas CHP | 1711.656 | 1754.29 | 1734.292 | 1714.292 | 1694.29 | 1669.289 | 1644.291 | 1603.973 | 1494.861 | 1363.924 | 1200.254 | 982.024 | 654.682 | 0 | 0 | 0 | 0 | 0 | 0 | 0 | 0 | 0 | 0 | 0 | 0 | 0 | 0 | 0 | 0
Decentralised | Leading The Way | Capacity (MW) | Thermal | Gas | Gas Reciprocating Engines | 2097.084 | 2350.575 | 2652.359 | 2895.635 | 3011.463 | 3071.69 | 3133.124 | 3195.784 | 3165.186 | 3065.62 | 2791.936 | 2180.102 | 835.275 | 0 | 0 | 0 | 0 | 0 | 0 | 0 | 0 | 0 | 0 | 0 | 0 | 0 | 0 | 0 | 0
Decentralised | Leading The Way | Capacity (MW) | Thermal | Low Carbon | Hydrogen | 0 | 0 | 0 | 0 | 0 | 0 | 25 | 100.002 | 212.001 | 553 | 1200 | 2490.001 | 3215.003 | 5429.999 | 5695.003 | 5700.003 | 5750.001 | 5829.999 | 6330 | 7129.999 | 8030.001 | 9029.999 | 9429.998 | 9780 | 10110 | 10385 | 10630 | 10850 | 11050
Decentralised | Leading The Way | Capacity (MW) | Thermal | Low Carbon | Hydrogen CHP | 0 | 0 | 0 | 0 | 0 | 0 | 0 | 54.953 | 148.691 | 261.176 | 401.777 | 589.248 | 870.454 | 1015.472 | 1015.472 | 1016.473 | 1017.473 | 1018.472 | 1019.474 | 1020.473 | 1021.472 | 1022.469 | 1023.474 | 1024.47 | 1025.474 | 1026.473 | 1027.474 | 1028.473 | 1029.47
Decentralised | Leading The Way | Capacity (MW) | Thermal | Other Thermal | Diesel | 1652.463 | 1000.974 | 747.027 | 391.503 | 0 | 0 | 0 | 0 | 0 | 0 | 0 | 0 | 0 | 0 | 0 | 0 | 0 | 0 | 0 | 0 | 0 | 0 | 0 | 0 | 0 | 0 | 0 | 0 | 0
Decentralised | Leading The Way | Consumption (TWh) | Storage | Storage Consumption (TWh) | Battery | 1.1125 | 2.3283 | 2.5096 | 2.298 | 3.1903 | 2.6027 | 2.0214 | 1.4184 | 1.372 | 1.3083 | 1.2577 | 1.194 | 1.1608 | 1.2065 | 1.2186 | 1.2583 | 1.2485 | 1.3446 | 1.4507 | 1.4051 | 1.4008 | 1.3761 | 1.3531 | 1.3848 | 1.3385 | 1.3339 | 1.3187 | 1.3279 | 1.3084
Decentralised | Leading The Way | Consumption (TWh) | Storage | Storage Consumption (TWh) | Compressed Air | 0.0018614 | 0.00095881 | 0.0015507 | 0.0018882 | 0.0025982 | 0.0021968 | 0.001495 | 0.0011899 | 0.0012852 | 0.0012862 | 0.0011747 | 0.0010764 | 0.00098009 | 0.00089698 | 0.00088685 | 0.00079056 | 0.00079056 | 0.00079664 | 0.00079968 | 0.00082502 | 0.00076826 | 0.00073076 | 0.00062231 | 0.00063143 | 0.00057974 | 0.0005088 | 0.00046217 | 0.00042163 | 0.00039629
Decentralised | Leading The Way | Consumption (TWh) | Storage | Storage Consumption (TWh) | Liquid Air | 0.0024095 | 0.0013833 | 0.0021917 | 0.002605 | 0.0040058 | 0.13583 | 0.18934 | 0.17893 | 0.22271 | 0.21989 | 0.20575 | 0.18735 | 0.17528 | 0.17283 | 0.15851 | 0.1452 | 0.1411 | 0.13552 | 0.13847 | 0.13911 | 0.13491 | 0.12705 | 0.11217 | 0.11886 | 0.1093 | 0.092968 | 0.085617 | 0.07502 | 0.065743
Decentralised | Leading The Way | Consumption (TWh) | Storage | Storage Consumption (TWh) | Pumped Hydro | 0 | 0 | 0 | 0 | 0 | 0 | 0 | 0 | 0.08474 | 0.079308 | 0.07292 | 0.063504 | 0.059584 | 0.052996 | 0.045668 | 0.044006 | 0.042308 | 0.043831 | 0.044312 | 0.043925 | 0.041858 | 0.042029 | 0.038755 | 0.035294 | 0.036086 | 0.034391 | 0.032055 | 0.02869 | 0.029083
Decentralised | Leading The Way | Curtailment (TWh) | Renewable | Offshore Wind | Offshore Wind | 0 | 0 | 0 | 0 | 0.026111 | 0.019059 | 0.001368 | 0 | 0 | 0 | 0.20298 | 0.42953 | 0.48732 | 0.36321 | 0.4441 | 0.34068 | 0.3296 | 0.30932 | 0.24307 | 0.1499 | 0.098346 | 0.050285 | 0.03362 | 0.022502 | 0.01436 | 0.009898 | 0.006736 | 0.004691 | 0.003451
Decentralised | Leading The Way | Curtailment (TWh) | Renewable | Onshore Wind | Onshore Wind | 0 | 0 | 0 | 0 | 0.20676 | 0.15734 | 0.012211 | 0 | 0 | 0 | 2.1148 | 4.6618 | 5.5942 | 4.422 | 5.7067 | 4.6461 | 4.7602 | 4.7328 | 3.9468 | 2.5751 | 1.7943 | 0.98195 | 0.69109 | 0.48511 | 0.31755 | 0.22047 | 0.152 | 0.10627 | 0.078536
Decentralised | Leading The Way | Generation (TWh) | Renewable | Biomass | Biomass | 3.3107 | 1.5285 | 1.4538 | 1.3965 | 1.6418 | 1.6446 | 2.4416 | 2.2754 | 2.2595 | 1.9678 | 1.8996 | 1.3257 | 1.0691 | 1.005 | 0.93586 | 0.82427 | 0.79009 | 0.68687 | 0.68701 | 0.58094 | 0.58899 | 0.53577 | 0.52842 | 0.47014 | 0.48112 | 0.52621 | 0.58215 | 0.59224 | 0.6507
Decentralised | Leading The Way | Generation (TWh) | Renewable | Hydro | Hydro | 0.02328 | 0.023991 | 0.024364 | 0.024863 | 0.025652 | 0.02645 | 0.027259 | 0.028076 | 0.028906 | 0.029687 | 0.030479 | 0.031276 | 0.032083 | 0.032897 | 0.033608 | 0.034281 | 0.034923 | 0.035535 | 0.036123 | 0.036615 | 0.037088 | 0.037541 | 0.037977 | 0.038398 | 0.038805 | 0.039202 | 0.03959 | 0.03997 | 0.040343
Decentralised | Leading The Way | Generation (TWh) | Renewable | Marine | Marine | 0.05621 | 0.099591 | 0.13515 | 0.18849 | 0.28982 | 0.41072 | 0.48184 | 0.57073 | 0.64185 | 0.67741 | 0.71296 | 0.83742 | 0.90853 | 0.94409 | 0.97965 | 1.0152 | 1.0508 | 1.0863 | 1.1219 | 1.1574 | 1.193 | 1.2286 | 1.2286 | 1.2286 | 1.2286 | 1.2286 | 1.2286 | 1.2286 | 1.2286
Decentralised | Leading The Way | Generation (TWh) | Renewable | Offshore Wind | Offshore Wind | 2.763 | 2.756 | 2.756 | 2.9933 | 2.9672 | 2.9742 | 2.9919 | 2.9933 | 2.9933 | 2.9933 | 2.7903 | 2.5637 | 2.5059 | 2.6301 | 2.5492 | 2.6526 | 2.6637 | 2.6839 | 2.7502 | 2.8434 | 2.8949 | 2.943 | 2.9596 | 2.9708 | 2.9789 | 2.9834 | 2.9865 | 2.9886 | 2.9898
Decentralised | Leading The Way | Generation (TWh) | Renewable | Onshore Wind | Onshore Wind | 18.7968 | 19.1051 | 19.812 | 20.5567 | 21.214 | 22.19 | 23.4209 | 24.58 | 26.0182 | 27.5316 | 27.0093 | 26.1383 | 26.9699 | 30.1062 | 30.8897 | 34.1285 | 36.3084 | 38.7525 | 42.0843 | 45.9611 | 49.2755 | 52.6404 | 55.1708 | 57.5997 | 58.9761 | 59.6304 | 60.2625 | 60.8571 | 61.2476
Decentralised | Leading The Way | Generation (TWh) | Renewable | Other Renewables | Other Renewables | 10.8207 | 12.7919 | 12.5873 | 12.5102 | 12.1343 | 12.5989 | 12.9422 | 13.1454 | 13.5933 | 12.9653 | 12.7042 | 12.1886 | 12.0479 | 12.171 | 11.9633 | 11.8199 | 11.7488 | 11.7273 | 11.7389 | 11.6422 | 11.5846 | 11.5929 | 11.5698 | 11.6128 | 11.6471 | 11.6756 | 11.7376 | 11.7341 | 11.8168
Decentralised | Leading The Way | Generation (TWh) | Renewable | Solar | Solar PV | 12.9315 | 15.2688 | 17.3454 | 20 | 22.5172 | 25.1778 | 27.9385 | 30.6077 | 33.2686 | 36.329 | 39.5772 | 42.6584 | 45.8185 | 44.8392 | 46.1674 | 48.728 | 50.3642 | 52.6698 | 55.9224 | 59.4978 | 62.7949 | 66.2032 | 68.2909 | 69.8269 | 71.3358 | 72.7819 | 74.2132 | 75.6393 | 77.0369
Decentralised | Leading The Way | Generation (TWh) | Renewable | Waste | Waste | 11.4615 | 9.536 | 8.6529 | 7.6206 | 6.0455 | 5.7188 | 5.592 | 5.1803 | 5.5162 | 4.2412 | 3.8089 | 2.313 | 1.7615 | 1.8189 | 1.501 | 1.4074 | 1.0981 | 1.0615 | 1.0974 | 0.75201 | 0.66316 | 0.6173 | 0.53886 | 0.54863 | 0.49921 | 0.43456 | 0.36322 | 0.27624 | 0.26615
Decentralised | Leading The Way | Generation (TWh) | Storage | Storage | Battery | 0.94559 | 1.979 | 2.1332 | 1.9533 | 2.7117 | 2.2123 | 1.7182 | 1.2057 | 1.1662 | 1.112 | 1.069 | 1.0149 | 0.98671 | 1.0256 | 1.0358 | 1.0695 | 1.0612 | 1.1429 | 1.2331 | 1.1944 | 1.1907 | 1.1697 | 1.1502 | 1.1775 | 1.1378 | 1.1338 | 1.1209 | 1.1287 | 1.1121
Decentralised | Leading The Way | Generation (TWh) | Storage | Storage | Compressed Air | 0.0012099 | 0.00062323 | 0.001008 | 0.0012273 | 0.0016888 | 0.0014279 | 0.00097173 | 0.00077343 | 0.00083536 | 0.00083602 | 0.00076355 | 0.00069965 | 0.00063706 | 0.00058304 | 0.00057645 | 0.00051386 | 0.00051386 | 0.00051782 | 0.00051979 | 0.00053626 | 0.00050332 | 0.00047499 | 0.0004045 | 0.00041043 | 0.00037683 | 0.00033072 | 0.00030041 | 0.00027406 | 0.00025759
Decentralised | Leading The Way | Generation (TWh) | Storage | Storage | Liquid Air | 0.0014457 | 0.00083 | 0.001315 | 0.001563 | 0.0024035 | 0.081496 | 0.1136 | 0.10736 | 0.13363 | 0.13193 | 0.12345 | 0.11241 | 0.10517 | 0.1037 | 0.095106 | 0.08712 | 0.084662 | 0.081312 | 0.083084 | 0.083463 | 0.080949 | 0.07623 | 0.067304 | 0.071316 | 0.066308 | 0.055781 | 0.05137 | 0.045012 | 0.039446
Decentralised | Leading The Way | Generation (TWh) | Storage | Storage | Pumped Hydro | 0 | 0 | 0 | 0 | 0 | 0 | 0 | 0 | 0.067792 | 0.063446 | 0.058336 | 0.050803 | 0.047667 | 0.042397 | 0.036534 | 0.035205 | 0.033846 | 0.035065 | 0.03545 | 0.03514 | 0.033486 | 0.033623 | 0.031004 | 0.028236 | 0.028869 | 0.027512 | 0.025644 | 0.022952 | 0.023267
Decentralised | Leading The Way | Generation (TWh) | Thermal | Gas | CCGT | 1.3226 | 0.51695 | 0.11991 | 0.074857 | 0.026808 | 0.007463 | 0.076186 | 0.054775 | 0 | 0 | 0 | 0 | 0 | 0 | 0 | 0 | 0 | 0 | 0 | 0 | 0 | 0 | 0 | 0 | 0 | 0 | 0 | 0 | 0
Decentralised | Leading The Way | Generation (TWh) | Thermal | Gas | Gas CHP | 0.61944 | 0.63487 | 0.62763 | 0.6204 | 0.61316 | 0.60411 | 0.59506 | 0.58047 | 0.54098 | 0.4936 | 0.43437 | 0.35539 | 0.23693 | 0 | 0 | 0 | 0 | 0 | 0 | 0 | 0 | 0 | 0 | 0 | 0 | 0 | 0 | 0 | 0
Decentralised | Leading The Way | Generation (TWh) | Thermal | Gas | Gas Reciprocating Engines | 0.0011569 | 0 | 0 | 0 | 0 | 0 | 0 | 0 | 0 | 0 | 0 | 0 | 0 | 0 | 0 | 0 | 0 | 0 | 0 | 0 | 0 | 0 | 0 | 0 | 0 | 0 | 0 | 0 | 0
Decentralised | Leading The Way | Generation (TWh) | Thermal | Low Carbon | Hydrogen | 0 | 0 | 0 | 0 | 0 | 0 | 0.034431 | 0.085615 | 0.078146 | 0.29304 | 0.42109 | 1.2972 | 1.7976 | 1.9134 | 0.81485 | 0.83376 | 0.93759 | 0.75887 | 0.99341 | 1.385 | 1.4642 | 1.4971 | 1.8636 | 1.9724 | 1.8799 | 1.6411 | 1.2967 | 1.5392 | 1.2538
Decentralised | Leading The Way | Generation (TWh) | Thermal | Low Carbon | Hydrogen CHP | 0 | 0 | 0 | 0 | 0 | 0 | 0 | 0.037369 | 0.07876 | 0.13316 | 0.19186 | 0.29296 | 0.38437 | 0.3675 | 0.3675 | 0.36786 | 0.37324 | 0.37633 | 0.40083 | 0.40122 | 0.40162 | 0.40269 | 0.43609 | 0.45325 | 0.45427 | 0.45222 | 0.45001 | 0.45796 | 0.45001
Decentralised | Leading The Way | Generation (TWh) | Thermal | Other Thermal | Diesel | 1.6318 | 0.38222 | 0.11216 | 0 | 0 | 0 | 0 | 0 | 0 | 0 | 0 | 0 | 0 | 0 | 0 | 0 | 0 | 0 | 0 | 0 | 0 | 0 | 0 | 0 | 0 | 0 | 0 | 0 | 0
Decentralised | Leading The Way | Storage Capacity (GWh) | Storage | Storage | Battery | 2.0349 | 4.1832 | 5.1337 | 5.3021 | 5.4211 | 5.557 | 5.707 | 5.946 | 6.1715 | 6.5049 | 6.6319 | 6.9334 | 7.2697 | 7.6655 | 8.019 | 8.3813 | 8.6846 | 9.2394 | 10.175 | 10.7271 | 11.1271 | 11.5271 | 11.9271 | 12.4701 | 12.9701 | 13.4946 | 14.0129 | 14.5229 | 15.0579
Decentralised | Leading The Way | Storage Capacity (GWh) | Storage | Storage | Compressed Air | 0.013176 | 0.013176 | 0.013176 | 0.013176 | 0.013176 | 0.013176 | 0.013176 | 0.013176 | 0.013176 | 0.013176 | 0.013176 | 0.013176 | 0.013176 | 0.013176 | 0.013176 | 0.013176 | 0.013176 | 0.013176 | 0.013176 | 0.013176 | 0.013176 | 0.013176 | 0.013176 | 0.013176 | 0.013176 | 0.013176 | 0.013176 | 0.013176 | 0.013176
Decentralised | Leading The Way | Storage Capacity (GWh) | Storage | Storage | Liquid Air | 0.02 | 0.02 | 0.02 | 0.02 | 0.02 | 0.82 | 1.62 | 2.02 | 2.42 | 2.42 | 2.42 | 2.42 | 2.42 | 2.42 | 2.42 | 2.42 | 2.42 | 2.42 | 2.42 | 2.42 | 2.42 | 2.42 | 2.42 | 2.42 | 2.42 | 2.42 | 2.42 | 2.42 | 2.42
Decentralised | Leading The Way | Storage Capacity (GWh) | Storage | Storage | Pumped Hydro | 0 | 0 | 0 | 0 | 0 | 0 | 0 | 0 | 0.6993 | 0.6993 | 0.6993 | 0.6993 | 0.6993 | 0.6993 | 0.6993 | 0.6993 | 0.6993 | 0.6993 | 0.6993 | 0.6993 | 0.6993 | 0.6993 | 0.6993 | 0.6993 | 0.6993 | 0.6993 | 0.6993 | 0.6993 | 0.6993
Decentralised | System Transformation | Capacity (MW) | Renewable | Biomass | Biomass | 883.033 | 855.09 | 857.974 | 860.776 | 863.502 | 866.158 | 793.527 | 796.057 | 758.53 | 760.95 | 763.318 | 684.04 | 686.318 | 617.551 | 619.748 | 581.912 | 584.037 | 546.125 | 547.825 | 509.487 | 511.111 | 471.951 | 472.748 | 473.5 | 473.833 | 474.121 | 474.121 | 474.121 | 474.121
Decentralised | System Transformation | Capacity (MW) | Renewable | Hydro | Hydro | 519.744 | 580.406 | 584.421 | 588.435 | 592.452 | 596.469 | 600.492 | 604.519 | 608.556 | 612.6 | 616.654 | 620.724 | 624.803 | 628.897 | 633.006 | 637.128 | 641.268 | 645.428 | 649.604 | 653.799 | 658.014 | 662.251 | 666.505 | 670.785 | 675.086 | 679.41 | 683.759 | 688.129 | 692.524
Decentralised | System Transformation | Capacity (MW) | Renewable | Marine | Marine | 15.808 | 22.208 | 22.208 | 34.408 | 34.408 | 44.408 | 45.408 | 60.408 | 60.408 | 65.408 | 89.408 | 99.408 | 99.408 | 99.408 | 99.408 | 99.408 | 99.408 | 99.408 | 99.408 | 99.408 | 99.408 | 99.408 | 99.408 | 99.408 | 99.408 | 99.408 | 99.408 | 99.408 | 99.408
Decentralised | System Transformation | Capacity (MW) | Renewable | Offshore Wind | Offshore Wind | 681.2 | 679.481 | 679.481 | 679.481 | 679.481 | 679.481 | 679.481 | 679.481 | 679.481 | 679.481 | 679.481 | 679.481 | 679.481 | 679.481 | 679.481 | 679.481 | 679.481 | 679.481 | 679.481 | 679.481 | 679.481 | 679.481 | 679.481 | 679.481 | 679.481 | 679.481 | 679.481 | 679.481 | 679.481
Decentralised | System Transformation | Capacity (MW) | Renewable | Onshore Wind | Onshore Wind | 5660.869 | 5720.434 | 5774.99 | 5831.086 | 5900.836 | 5984.695 | 6070.784 | 6158.079 | 6366.961 | 6578.065 | 6791.443 | 7007.132 | 7225.181 | 7445.636 | 7669.577 | 7896.013 | 8125.012 | 8356.614 | 8590.878 | 8828.867 | 9069.635 | 9313.215 | 9559.677 | 9809.067 | 10062.483 | 10318.948 | 10578.531 | 10841.284 | 11107.282
Decentralised | System Transformation | Capacity (MW) | Renewable | Other Renewables | Other Renewables | 1414.05 | 1666.957 | 1700.699 | 1740.515 | 1782.856 | 1826.572 | 1871.557 | 1914.84 | 1944.885 | 1921.137 | 1882.959 | 1843.365 | 1817.789 | 1819.978 | 1785.859 | 1739.543 | 1722.322 | 1714.653 | 1701.545 | 1688.115 | 1672.637 | 1662.884 | 1660.339 | 1660.532 | 1660.108 | 1659.876 | 1660.337 | 1662.329 | 1668.161
Decentralised | System Transformation | Capacity (MW) | Renewable | Solar | Solar PV | 14003.248 | 14485.669 | 15275.67 | 16275.677 | 17375.671 | 18575.667 | 19925.672 | 21425.678 | 23225.675 | 25275.673 | 27425.672 | 29404.495 | 31717.127 | 33408.895 | 34858.892 | 35808.893 | 36758.896 | 37808.894 | 39358.897 | 40908.894 | 42458.892 | 44008.893 | 45358.891 | 46708.895 | 48058.891 | 49408.896 | 50758.894 | 52108.896 | 53458.89
Decentralised | System Transformation | Capacity (MW) | Renewable | Waste | Waste | 1845.912 | 1565.387 | 1584.769 | 1604.145 | 1623.526 | 1642.901 | 1662.283 | 1681.661 | 1687.722 | 1661.08 | 1627.779 | 1597.064 | 1568.118 | 1540.6 | 1516.958 | 1484.415 | 1449.707 | 1419.81 | 1386.42 | 1347.28 | 1305.089 | 1258.266 | 1203.832 | 1151.86 | 1069.582 | 957.976 | 829.915 | 719.169 | 634.526
Decentralised | System Transformation | Capacity (MW) | Storage | Storage | Battery | 1871.157 | 1914.531 | 2420.031 | 3153.276 | 3153.276 | 3887.698 | 4069.456 | 4089.456 | 4149.356 | 4149.356 | 4154.356 | 4174.356 | 4452.255 | 4732.514 | 5128.804 | 5376.303 | 5555.573 | 5710.973 | 5844.873 | 6240.753 | 6640.102 | 6945.952 | 7133.351 | 7376.771 | 7505.771 | 7685.771 | 7785.771 | 7885.771 | 7985.771
Decentralised | System Transformation | Capacity (MW) | Storage | Storage | Compressed Air | 3.294 | 3.294 | 3.294 | 3.294 | 3.294 | 3.294 | 3.294 | 3.294 | 3.294 | 3.294 | 3.294 | 3.294 | 3.294 | 3.294 | 3.294 | 3.294 | 3.294 | 3.294 | 3.294 | 3.294 | 3.294 | 3.294 | 3.294 | 3.294 | 3.294 | 3.294 | 3.294 | 3.294 | 3.294
Decentralised | System Transformation | Capacity (MW) | Storage | Storage | Liquid Air | 5 | 5 | 5 | 5 | 5 | 5 | 5 | 5 | 5 | 5 | 5 | 5 | 5 | 5 | 5 | 5 | 5 | 5 | 5 | 5 | 5 | 5 | 5 | 5 | 5 | 5 | 5 | 5 | 5
Decentralised | System Transformation | Capacity (MW) | Storage | Storage | Pumped Hydro | 0 | 0 | 0 | 0 | 0 | 0 | 0 | 0 | 0 | 0 | 0 | 99.9 | 99.9 | 99.9 | 99.9 | 99.9 | 99.9 | 99.9 | 99.9 | 99.9 | 99.9 | 99.9 | 99.9 | 99.9 | 99.9 | 99.9 | 99.9 | 99.9 | 99.9
Decentralised | System Transformation | Capacity (MW) | Thermal | Gas | CCGT | 1432.673 | 1252.356 | 1252.356 | 1252.356 | 1199.355 | 1199.355 | 1139.355 | 1086.353 | 1086.353 | 1086.353 | 1033.352 | 1033.352 | 927.356 | 927.356 | 0 | 0 | 0 | 0 | 0 | 0 | 0 | 0 | 0 | 0 | 0 | 0 | 0 | 0 | 0
Decentralised | System Transformation | Capacity (MW) | Thermal | Gas | Gas CHP | 1711.656 | 1784.292 | 1784.292 | 1784.292 | 1784.292 | 1784.292 | 1784.292 | 1761.065 | 1736.292 | 1642.624 | 1534.396 | 1417.615 | 1297.859 | 1175.862 | 1044.732 | 917.83 | 790.556 | 666.288 | 523.781 | 374.938 | 226.978 | 55.504 | 47.518 | 39.891 | 33.745 | 29.6 | 25.553 | 21.62 | 0
Decentralised | System Transformation | Capacity (MW) | Thermal | Gas | Gas Reciprocating Engines | 2097.084 | 2464.233 | 2830.681 | 3126.086 | 3376.175 | 3612.504 | 3829.255 | 4020.718 | 4059.499 | 4033.158 | 3951.897 | 3683.743 | 3253.966 | 2751.993 | 2252.091 | 1851.834 | 1530.316 | 1223.796 | 868.444 | 485.663 | 103.872 | 0 | 0 | 0 | 0 | 0 | 0 | 0 | 0
Decentralised | System Transformation | Capacity (MW) | Thermal | Low Carbon | Hydrogen | 0 | 0 | 0 | 0 | 0 | 0 | 0 | 0 | 131.946 | 292.323 | 488.894 | 830.555 | 1290.33 | 1822.304 | 2352.202 | 2782.461 | 3133.982 | 3470.503 | 3855.857 | 4268.637 | 4680.425 | 4987.484 | 5264.216 | 5512.14 | 5730.694 | 5917.407 | 6069.566 | 6186.289 | 6271.134
Decentralised | System Transformation | Capacity (MW) | Thermal | Low Carbon | Hydrogen CHP | 0 | 0 | 0 | 0 | 0 | 0 | 0 | 23.228 | 47.999 | 141.669 | 249.893 | 366.674 | 486.43 | 608.424 | 739.56 | 866.459 | 993.733 | 1118.004 | 1260.507 | 1409.347 | 1557.311 | 1728.785 | 1736.77 | 1744.4 | 1750.55 | 1754.69 | 1758.737 | 1762.667 | 1784.29
Decentralised | System Transformation | Capacity (MW) | Thermal | Other Thermal | Diesel | 1652.463 | 1324.424 | 1247.542 | 1151.69 | 1049.613 | 913.425 | 618.811 | 379.284 | 261.425 | 204.661 | 0 | 0 | 0 | 0 | 0 | 0 | 0 | 0 | 0 | 0 | 0 | 0 | 0 | 0 | 0 | 0 | 0 | 0 | 0
Decentralised | System Transformation | Consumption (TWh) | Storage | Storage Consumption (TWh) | Battery | 1.1125 | 1.2529 | 1.6088 | 1.8059 | 1.6186 | 1.7796 | 1.7783 | 1.7683 | 1.7263 | 1.9863 | 1.3686 | 1.3422 | 1.3765 | 1.2419 | 1.2168 | 1.1935 | 1.1175 | 1.1028 | 1.0891 | 1.1917 | 1.1773 | 1.2602 | 1.3342 | 1.4007 | 1.4296 | 1.4428 | 1.4975 | 1.5125 | 1.5221
Decentralised | System Transformation | Consumption (TWh) | Storage | Storage Consumption (TWh) | Compressed Air | 0.0018614 | 0.00096286 | 0.0011757 | 0.0012517 | 0.0012912 | 0.0012203 | 0.0016521 | 0.001574 | 0.0019359 | 0.0024832 | 0.0020311 | 0.0021487 | 0.0021325 | 0.0018852 | 0.0017838 | 0.0016217 | 0.0015 | 0.0013581 | 0.0012233 | 0.0012183 | 0.0010622 | 0.0010135 | 0.00099327 | 0.00092739 | 0.00096489 | 0.00086556 | 0.0008311 | 0.00081793 | 0.00074799
Decentralised | System Transformation | Consumption (TWh) | Storage | Storage Consumption (TWh) | Liquid Air | 0.0024095 | 0.001215 | 0.00155 | 0.0017983 | 0.0018483 | 0.0018567 | 0.0021583 | 0.0022133 | 0.00295 | 0.0036733 | 0.0028983 | 0.003085 | 0.0029667 | 0.0027883 | 0.0026467 | 0.002355 | 0.0021717 | 0.0019983 | 0.0018083 | 0.0017167 | 0.001605 | 0.0015817 | 0.0015083 | 0.0013 | 0.0013383 | 0.0013117 | 0.0012501 | 0.0011633 | 0.0011867
Decentralised | System Transformation | Consumption (TWh) | Storage | Storage Consumption (TWh) | Pumped Hydro | 0 | 0 | 0 | 0 | 0 | 0 | 0 | 0 | 0 | 0 | 0 | 0.10817 | 0.10768 | 0.096447 | 0.091263 | 0.084116 | 0.07528 | 0.069949 | 0.065091 | 0.057823 | 0.051401 | 0.050194 | 0.048589 | 0.045629 | 0.046516 | 0.046485 | 0.043288 | 0.040584 | 0.039629
Decentralised | System Transformation | Curtailment (TWh) | Renewable | Offshore Wind | Offshore Wind | 0 | 0 | 0 | 0 | 0 | 0 | 0 | 0 | 0.000281 | 0.00446 | 0.54978 | 0.58258 | 0.53397 | 0.67895 | 0.65604 | 0.56843 | 0.6727 | 0.65056 | 0.60963 | 0.42389 | 0.43028 | 0.33576 | 0.25344 | 0.19966 | 0.1676 | 0.13871 | 0.1177 | 0.08819 | 0.08328
Decentralised | System Transformation | Curtailment (TWh) | Renewable | Onshore Wind | Onshore Wind | 0 | 0 | 0 | 0 | 0 | 0 | 0 | 0 | 0.002405 | 0.03955 | 4.7129 | 5.1467 | 4.8709 | 6.367 | 6.3403 | 5.6729 | 6.8696 | 6.8308 | 6.5769 | 4.7295 | 4.9272 | 3.9599 | 3.0739 | 2.4874 | 2.1437 | 1.8222 | 1.5868 | 1.2248 | 1.1829
Decentralised | System Transformation | Generation (TWh) | Renewable | Biomass | Biomass | 3.3107 | 1.8202 | 1.7362 | 1.674 | 2.0499 | 2.0562 | 0.069009 | 0.067308 | 0.042168 | 0.038063 | 0.036267 | 0.030221 | 0.029811 | 0.020891 | 0.020469 | 0.015362 | 0.01585 | 0.013233 | 0.012873 | 0.0088141 | 0.00736 | 0.0067961 | 0.0068076 | 0.006771 | 0.0061598 | 0.0061636 | 0.0061636 | 0.0060213 | 0.0043145
Decentralised | System Transformation | Generation (TWh) | Renewable | Hydro | Hydro | 0.02328 | 0.023403 | 0.023537 | 0.023689 | 0.023866 | 0.024069 | 0.024276 | 0.024476 | 0.024679 | 0.024883 | 0.025086 | 0.025291 | 0.025495 | 0.025701 | 0.0259 | 0.026094 | 0.026285 | 0.026469 | 0.026649 | 0.026828 | 0.027 | 0.02717 | 0.027338 | 0.0275 | 0.027662 | 0.027819 | 0.027975 | 0.028128 | 0.028279
Decentralised | System Transformation | Generation (TWh) | Renewable | Marine | Marine | 0.05621 | 0.078967 | 0.078967 | 0.12235 | 0.12235 | 0.15791 | 0.16146 | 0.2148 | 0.2148 | 0.23258 | 0.31792 | 0.35347 | 0.35347 | 0.35347 | 0.35347 | 0.35347 | 0.35347 | 0.35347 | 0.35347 | 0.35347 | 0.35347 | 0.35347 | 0.35347 | 0.35347 | 0.35347 | 0.35347 | 0.35347 | 0.35347 | 0.35347
Decentralised | System Transformation | Generation (TWh) | Renewable | Offshore Wind | Offshore Wind | 2.763 | 2.756 | 2.756 | 2.756 | 2.756 | 2.756 | 2.756 | 2.756 | 2.7557 | 2.7515 | 2.2062 | 2.1734 | 2.222 | 2.077 | 2.0999 | 2.1876 | 2.0833 | 2.1054 | 2.1464 | 2.3321 | 2.3257 | 2.4202 | 2.5025 | 2.5563 | 2.5884 | 2.6173 | 2.6383 | 2.6678 | 2.6727
Decentralised | System Transformation | Generation (TWh) | Renewable | Onshore Wind | Onshore Wind | 18.7968 | 18.9944 | 19.1755 | 19.3617 | 19.5932 | 19.8715 | 20.1573 | 20.447 | 21.1377 | 21.801 | 17.8357 | 18.1175 | 19.1168 | 18.3522 | 19.1219 | 20.5407 | 20.1038 | 20.9111 | 21.9423 | 24.5794 | 25.1806 | 26.9562 | 28.66 | 30.0741 | 31.2586 | 32.4311 | 33.528 | 34.7619 | 35.6863
Decentralised | System Transformation | Generation (TWh) | Renewable | Other Renewables | Other Renewables | 10.8207 | 12.5199 | 12.6535 | 12.7 | 12.4605 | 12.6256 | 12.5202 | 12.8042 | 11.9179 | 11.3942 | 10.7463 | 10.3838 | 10.1324 | 9.6364 | 9.2955 | 8.8147 | 8.5342 | 8.3122 | 8.1581 | 8.0545 | 7.9328 | 7.8865 | 7.8728 | 7.8658 | 7.8561 | 7.8704 | 7.8574 | 7.867 | 7.8947
Decentralised | System Transformation | Generation (TWh) | Renewable | Solar | Solar PV | 12.9315 | 13.3807 | 14.1078 | 15.0224 | 16.0278 | 17.124 | 18.3571 | 19.7287 | 21.3732 | 23.2231 | 25.2169 | 27.0244 | 29.1386 | 27.2412 | 28.4555 | 29.6755 | 29.9557 | 30.9492 | 32.4058 | 34.8806 | 36.1626 | 38.1604 | 39.8759 | 41.4472 | 42.8544 | 44.2488 | 45.5952 | 47.0081 | 48.2295
Decentralised | System Transformation | Generation (TWh) | Renewable | Waste | Waste | 11.4615 | 9.9464 | 9.9122 | 9.9489 | 9.0181 | 8.9918 | 8.317 | 8.5166 | 6.3707 | 5.6325 | 4.7163 | 4.2489 | 4.0137 | 2.8239 | 2.1703 | 1.6586 | 1.2337 | 0.57215 | 0.36777 | 0.31536 | 0.037592 | 0.035289 | 0.033763 | 0.032305 | 0.0066818 | 0.026867 | 0.015368 | 0 | 0
Decentralised | System Transformation | Generation (TWh) | Storage | Storage | Battery | 0.94559 | 1.0649 | 1.3674 | 1.535 | 1.3758 | 1.5127 | 1.5115 | 1.5031 | 1.4673 | 1.6883 | 1.1633 | 1.1409 | 1.17 | 1.0556 | 1.0343 | 1.0145 | 0.94986 | 0.93738 | 0.92576 | 1.013 | 1.0013 | 1.0711 | 1.1341 | 1.1906 | 1.2151 | 1.2263 | 1.2729 | 1.2856 | 1.2938
Decentralised | System Transformation | Generation (TWh) | Storage | Storage | Compressed Air | 0.0012099 | 0.00062586 | 0.00076421 | 0.00081362 | 0.00083931 | 0.0007932 | 0.0010738 | 0.0010231 | 0.0012583 | 0.0016141 | 0.001311 | 0.0013967 | 0.0013861 | 0.0012254 | 0.0011595 | 0.0010541 | 0.00097502 | 0.00088279 | 0.00079517 | 0.00079188 | 0.00069042 | 0.0006588 | 0.00064562 | 0.0006028 | 0.00062718 | 0.00056262 | 0.00054022 | 0.00053165 | 0.00048619
Decentralised | System Transformation | Generation (TWh) | Storage | Storage | Liquid Air | 0.0014457 | 0.000729 | 0.00093 | 0.001079 | 0.001109 | 0.001114 | 0.001295 | 0.001328 | 0.00177 | 0.002204 | 0.001739 | 0.001851 | 0.00178 | 0.001673 | 0.001588 | 0.001413 | 0.001303 | 0.001199 | 0.001085 | 0.00103 | 0.000963 | 0.000949 | 0.000905 | 0.00078 | 0.000803 | 0.000787 | 0.00075006 | 0.000698 | 0.000712
Decentralised | System Transformation | Generation (TWh) | Storage | Storage | Pumped Hydro | 0 | 0 | 0 | 0 | 0 | 0 | 0 | 0 | 0 | 0 | 0 | 0.086535 | 0.086144 | 0.077158 | 0.073011 | 0.067293 | 0.060224 | 0.055959 | 0.052073 | 0.046259 | 0.041121 | 0.040155 | 0.038871 | 0.036503 | 0.037213 | 0.037188 | 0.03463 | 0.032468 | 0.031703
Decentralised | System Transformation | Generation (TWh) | Thermal | Gas | CCGT | 1.3218 | 0.91701 | 0.55093 | 0.24709 | 0.16614 | 0.16455 | 0.14918 | 0.19779 | 0.17362 | 0.1729 | 0.10818 | 0.10497 | 0.079271 | 0.029908 | 0 | 0 | 0 | 0 | 0 | 0 | 0 | 0 | 0 | 0 | 0 | 0 | 0 | 0 | 0
Decentralised | System Transformation | Generation (TWh) | Thermal | Gas | Gas CHP | 0.61944 | 0.64573 | 0.64573 | 0.64573 | 0.64573 | 0.64573 | 0.64573 | 0.63732 | 0.62836 | 0.59446 | 0.55529 | 0.51303 | 0.46969 | 0.42554 | 0.37808 | 0.33216 | 0.2861 | 0.24113 | 0.18955 | 0.13569 | 0.082142 | 0.020087 | 0.017197 | 0.014436 | 0.012212 | 0.010712 | 0.0092475 | 0.0078242 | 0
Decentralised | System Transformation | Generation (TWh) | Thermal | Gas | Gas Reciprocating Engines | 0.0011451 | 0.002615 | 0 | 0 | 0 | 0 | 0 | 0 | 0 | 0 | 0 | 0 | 0 | 0 | 0 | 0 | 0 | 0 | 0 | 0 | 0 | 0 | 0 | 0 | 0 | 0 | 0 | 0 | 0
Decentralised | System Transformation | Generation (TWh) | Thermal | Low Carbon | Hydrogen | 0 | 0 | 0 | 0 | 0 | 0 | 0 | 0 | 0.02344 | 0.043481 | 0.085515 | 0.099614 | 0.091137 | 0 | 4.3e-14 | 0 | 0 | 0 | 0.0057029 | 0 | 0.03511 | 0.0034126 | 0.033749 | 0.018395 | 0.060689 | 0.0775 | 0.16931 | 0.70223 | 0.85904
Decentralised | System Transformation | Generation (TWh) | Thermal | Low Carbon | Hydrogen CHP | 0 | 0 | 0 | 0 | 0 | 0 | 0 | 0.013511 | 0.020698 | 0.054024 | 0.091635 | 0.1327 | 0.17604 | 0.22019 | 0.26764 | 0.31357 | 0.35963 | 0.4046 | 0.45617 | 0.51004 | 0.56358 | 0.62564 | 0.62853 | 0.63129 | 0.63352 | 0.63502 | 0.63648 | 0.6379 | 0.7477
Decentralised | System Transformation | Generation (TWh) | Thermal | Other Thermal | Diesel | 1.632 | 0.93264 | 0.72082 | 0.0074202 | 0 | 0 | 0 | 0.0014413 | 0 | 0 | 0 | 0 | 0 | 0 | 0 | 0 | 0 | 0 | 0 | 0 | 0 | 0 | 0 | 0 | 0 | 0 | 0 | 0 | 0
Decentralised | System Transformation | Storage Capacity (GWh) | Storage | Storage | Battery | 2.0349 | 2.2247 | 2.9092 | 3.9135 | 3.9135 | 4.7981 | 4.991 | 5.011 | 5.0709 | 5.0709 | 5.0759 | 5.0959 | 5.3738 | 5.679 | 6.0753 | 6.3241 | 6.4933 | 6.6487 | 6.9326 | 7.471 | 8.0204 | 8.4762 | 8.8136 | 9.382 | 9.811 | 10.291 | 10.691 | 11.091 | 11.491
Decentralised | System Transformation | Storage Capacity (GWh) | Storage | Storage | Compressed Air | 0.013176 | 0.013176 | 0.013176 | 0.013176 | 0.013176 | 0.013176 | 0.013176 | 0.013176 | 0.013176 | 0.013176 | 0.013176 | 0.013176 | 0.013176 | 0.013176 | 0.013176 | 0.013176 | 0.013176 | 0.013176 | 0.013176 | 0.013176 | 0.013176 | 0.013176 | 0.013176 | 0.013176 | 0.013176 | 0.013176 | 0.013176 | 0.013176 | 0.013176
Decentralised | System Transformation | Storage Capacity (GWh) | Storage | Storage | Liquid Air | 0.02 | 0.02 | 0.02 | 0.02 | 0.02 | 0.02 | 0.02 | 0.02 | 0.02 | 0.02 | 0.02 | 0.02 | 0.02 | 0.02 | 0.02 | 0.02 | 0.02 | 0.02 | 0.02 | 0.02 | 0.02 | 0.02 | 0.02 | 0.02 | 0.02 | 0.02 | 0.02 | 0.02 | 0.02
Decentralised | System Transformation | Storage Capacity (GWh) | Storage | Storage | Pumped Hydro | 0 | 0 | 0 | 0 | 0 | 0 | 0 | 0 | 0 | 0 | 0 | 0.6993 | 0.6993 | 0.6993 | 0.6993 | 0.6993 | 0.6993 | 0.6993 | 0.6993 | 0.6993 | 0.6993 | 0.6993 | 0.6993 | 0.6993 | 0.6993 | 0.6993 | 0.6993 | 0.6993 | 0.6993
Transmission | Consumer Transformation | Capacity (MW) | Interconnectors | Interconnectors | Interconnectors | 7400 | 8400 | 9800 | 10300 | 10300 | 10300 | 11700 | 11700 | 11700 | 16300 | 16300 | 16300 | 17050 | 19150 | 19150 | 19150 | 20950 | 20950 | 20950 | 20950 | 20950 | 20950 | 20950 | 20950 | 20950 | 20950 | 20950 | 20950 | 20950
Transmission | Consumer Transformation | Capacity (MW) | Low Carbon | CCS | CCS Biomass | 0 | 0 | 0 | 0 | 0 | 0 | 0 | 0 | 0 | 550 | 1150 | 2300 | 4100 | 4650 | 7650 | 8800 | 8800 | 8800 | 8800 | 8800 | 8800 | 8800 | 8800 | 8800 | 8800 | 8800 | 8800 | 8800 | 8800
Transmission | Consumer Transformation | Capacity (MW) | Low Carbon | CCS | CCS Gas | 0 | 0 | 0 | 0 | 0 | 0 | 910 | 910 | 1770 | 1770 | 4170 | 4170 | 4170 | 4170 | 4170 | 5970 | 5970 | 5970 | 5970 | 5970 | 5970 | 5970 | 5970 | 5970 | 5970 | 5970 | 5970 | 5970 | 5970
Transmission | Consumer Transformation | Capacity (MW) | Low Carbon | Nuclear | Nuclear - Large | 6075 | 6075 | 6075 | 4835 | 2412.5 | 2900 | 4570 | 4570 | 4570 | 4570 | 4570 | 4570 | 4570 | 4570 | 4570 | 4570 | 6240 | 6240 | 6240 | 7910 | 7910 | 7910 | 7910 | 7910 | 7910 | 7910 | 7910 | 7910 | 7910
Transmission | Consumer Transformation | Capacity (MW) | Low Carbon | Nuclear | Nuclear - SMR | 0 | 0 | 0 | 0 | 0 | 0 | 0 | 0 | 0 | 0 | 0 | 0 | 470 | 470 | 1410 | 2820 | 2820 | 3760 | 4230 | 5640 | 6110 | 6110 | 7050 | 7990 | 7990 | 7990 | 7990 | 7990 | 7990
Transmission | Consumer Transformation | Capacity (MW) | Renewable | Biomass | Biomass | 3403 | 3403 | 3403 | 3403 | 3403 | 3403 | 3403 | 3403 | 3403 | 2768 | 2768 | 2133 | 2133 | 1498 | 1102 | 467 | 467 | 467 | 467 | 384 | 384 | 285 | 285 | 0 | 0 | 0 | 0 | 0 | 0
Transmission | Consumer Transformation | Capacity (MW) | Renewable | Biomass | Biomass CHP | 132 | 132 | 132 | 132 | 132 | 132 | 132 | 132 | 132 | 132 | 132 | 132 | 132 | 132 | 102 | 102 | 82 | 82 | 82 | 55 | 55 | 55 | 55 | 55 | 0 | 0 | 0 | 0 | 0
Transmission | Consumer Transformation | Capacity (MW) | Renewable | Hydro | Hydro | 1380.5 | 1380.5 | 1386.96 | 1386.96 | 1386.96 | 1386.96 | 1386.96 | 1386.96 | 1386.96 | 1386.96 | 1386.96 | 1386.96 | 1386.96 | 1386.96 | 1386.96 | 1386.96 | 1386.96 | 1386.96 | 1386.96 | 1386.96 | 1386.96 | 1386.96 | 1386.96 | 1386.96 | 1386.96 | 1386.96 | 1386.96 | 1386.96 | 1386.96
Transmission | Consumer Transformation | Capacity (MW) | Renewable | Marine | Marine | 14.9 | 14.9 | 14.9 | 0 | 10 | 93 | 108 | 138 | 138 | 173 | 173 | 173 | 173 | 173 | 173 | 198 | 198 | 198 | 198 | 5198 | 5198 | 5198 | 5223 | 5223 | 5258 | 5258 | 5258 | 5258 | 5258
Transmission | Consumer Transformation | Capacity (MW) | Renewable | Offshore Wind | Offshore Wind | 12746.5 | 13821.5 | 14875.5 | 19335.5 | 22495.5 | 27534.5 | 29014.5 | 35595.5 | 44025.5 | 48725.5 | 54175.5 | 57155.5 | 70438.5 | 78266.5 | 78272.6 | 84651.6 | 87351.6 | 89651.6 | 95051.6 | 99651.6 | 102951.6 | 105501.6 | 109751.6 | 112251.6 | 114301.6 | 114301.6 | 114301.6 | 114301.6 | 114301.6
Transmission | Consumer Transformation | Capacity (MW) | Renewable | Onshore Wind | Onshore Wind | 7935.55 | 7965.55 | 8339.35 | 10730.88 | 12081.78 | 13783.78 | 15631.28 | 16777.28 | 17965.88 | 18949.88 | 19135.88 | 19265.88 | 19525.88 | 20832.78 | 21229.78 | 21554.78 | 21554.78 | 21835.98 | 22430.98 | 22430.98 | 22430.98 | 22466.98 | 22561.98 | 22561.98 | 22590.78 | 22590.78 | 22590.78 | 22590.78 | 22590.78
Transmission | Consumer Transformation | Capacity (MW) | Renewable | Solar | Solar PV | 37.5 | 37.5 | 387.2 | 823.7 | 935.3 | 1335.2 | 1629.18 | 2199.06 | 2544.96 | 2851.85 | 3101.75 | 3396.75 | 4930.65 | 4930.65 | 4930.65 | 4930.65 | 4930.65 | 4930.65 | 4980.65 | 4980.65 | 4980.65 | 4980.65 | 4980.65 | 4980.65 | 5680.55 | 5680.55 | 5680.55 | 5680.55 | 5680.55
Transmission | Consumer Transformation | Capacity (MW) | Renewable | Waste | Waste | 52 | 52 | 52 | 52 | 112 | 112 | 112 | 112 | 112 | 112 | 112 | 112 | 112 | 112 | 112 | 112 | 112 | 112 | 112 | 112 | 112 | 112 | 112 | 195 | 159 | 159 | 159 | 60 | 60
Transmission | Consumer Transformation | Capacity (MW) | Renewable | Waste | Waste CHP | 0 | 0 | 29.9 | 29.9 | 29.9 | 29.9 | 29.9 | 29.9 | 29.9 | 29.9 | 29.9 | 29.9 | 29.9 | 29.9 | 29.9 | 29.9 | 29.9 | 29.9 | 29.9 | 29.9 | 29.9 | 29.9 | 29.9 | 29.9 | 29.9 | 29.9 | 29.9 | 29.9 | 29.9
Transmission | Consumer Transformation | Capacity (MW) | Storage | Storage | Battery | 871.7 | 2150.82 | 5111.52 | 7170.22 | 8919.72 | 9171.92 | 9465.9 | 10075.58 | 10466.38 | 10823.27 | 11073.17 | 11418.07 | 13101.97 | 13101.97 | 13101.97 | 13051.97 | 13051.97 | 13051.97 | 13151.97 | 13151.97 | 13400.97 | 13400.97 | 13400.97 | 13400.97 | 13400.97 | 14000.97 | 14000.97 | 14000.97 | 14000.97
Transmission | Consumer Transformation | Capacity (MW) | Storage | Storage | Compressed Air | 0 | 0 | 0 | 0 | 0 | 0 | 0 | 0 | 0 | 500 | 500 | 1500 | 1500 | 2000 | 2500 | 3000 | 3500 | 3500 | 3500 | 4000 | 5000 | 5000 | 5500 | 6000 | 6000 | 6000 | 6000 | 6000 | 6000
Transmission | Consumer Transformation | Capacity (MW) | Storage | Storage | Liquid Air | 0 | 0 | 0 | 49.9 | 49.9 | 149.7 | 149.7 | 349.7 | 549.7 | 749.7 | 949.7 | 1149.7 | 1349.7 | 1349.7 | 1349.7 | 1349.7 | 1349.7 | 1349.7 | 1849.7 | 1849.7 | 2349.7 | 2849.7 | 3349.7 | 3349.7 | 3349.7 | 3349.7 | 3349.7 | 3349.7 | 3349.7
Transmission | Consumer Transformation | Capacity (MW) | Storage | Storage | Pumped Hydro | 2470 | 2744 | 2744 | 2744 | 2744 | 2744 | 2744 | 2744 | 2954 | 2954 | 4016 | 4016 | 4700 | 4700 | 4700 | 4700 | 4700 | 4700 | 4700 | 4700 | 4700 | 4700 | 4700 | 4700 | 4700 | 4700 | 4700 | 4700 | 4700
Transmission | Consumer Transformation | Capacity (MW) | Thermal | Coal | Coal | 4240 | 2956 | 1988 | 0 | 0 | 0 | 0 | 0 | 0 | 0 | 0 | 0 | 0 | 0 | 0 | 0 | 0 | 0 | 0 | 0 | 0 | 0 | 0 | 0 | 0 | 0 | 0 | 0 | 0
Both | Consumer Transformation | Available DSR (MW) | Demand | DSR | DSR | 1570.34 | 1971.34 | 2089.99 | 2208.642 | 2213.743 | 2517.048 | 2769.32 | 3082.098 | 3547.039 | 4025.608 | 4821.668 | 5577.722 | 6337.22 | 7268.29 | 8206.933 | 8978.258 | 9659.767 | 10161.27 | 10591.13 | 11007.83 | 11427.55 | 11858.04 | 12242.06 | 12608.01 | 12871.04 | 13110.5 | 13264.81 | 13372.95 | 13237.12
Transmission | Consumer Transformation | Capacity (MW) | Thermal | Gas | CCGT | 26960 | 26960 | 26960 | 26939.1 | 28639.1 | 28639.1 | 25874.1 | 24049.1 | 21649.1 | 19680.1 | 19680.1 | 18261.1 | 16436.1 | 16014.1 | 13867.1 | 9060.1 | 8150.1 | 8150.1 | 8150.1 | 5033.1 | 5033.1 | 5033.1 | 3932.1 | 1273.1 | 380.1 | 0 | 0 | 0 | 0
Transmission | Consumer Transformation | Capacity (MW) | Thermal | Gas | Gas CHP | 1573.78 | 2046.78 | 2096.78 | 2096.78 | 2096.78 | 2096.78 | 2096.78 | 2096.78 | 2096.78 | 2096.78 | 828.78 | 828.78 | 649.88 | 323.9 | 303 | 141 | 141 | 141 | 141 | 141 | 141 | 141 | 141 | 141 | 0 | 0 | 0 | 0 | 0
Transmission | Consumer Transformation | Capacity (MW) | Thermal | Gas | Gas Reciprocating Engines | 366 | 415.5 | 564.98 | 564.98 | 770.98 | 770.98 | 1070.98 | 1060.98 | 1060.98 | 1028.98 | 1028.98 | 1018.98 | 1018.98 | 968.98 | 819.5 | 805.5 | 205.5 | 205.5 | 205.5 | 156 | 156 | 156 | 156 | 156 | 0 | 0 | 0 | 0 | 0
Transmission | Consumer Transformation | Capacity (MW) | Thermal | Gas | OCGT | 2152.89 | 2112.89 | 3009.89 | 3308.89 | 4008.89 | 4008.89 | 3975.89 | 3633.89 | 3234.89 | 3253.89 | 3253.89 | 3253.89 | 2939.89 | 2605.99 | 1896.99 | 1196.99 | 1196.99 | 1196.99 | 1196.99 | 598 | 598 | 598 | 0 | 0 | 0 | 0 | 0 | 0 | 0
Transmission | Consumer Transformation | Capacity (MW) | Thermal | Low Carbon | Hydrogen | 0 | 0 | 0 | 0 | 0 | 0 | 0 | 0 | 600 | 600 | 1800 | 3000 | 3000 | 3600 | 6000 | 8500 | 8500 | 9100 | 10300 | 11500 | 12100 | 13900 | 14500 | 15100 | 15100 | 15100 | 15100 | 15100 | 15100
Transmission | Consumer Transformation | Capacity (MW) | Thermal | Other Thermal | Fuel Oil | 70.8 | 70.8 | 135.8 | 135.8 | 135.8 | 135.8 | 135.8 | 135.8 | 135.8 | 70.8 | 70.8 | 70.8 | 70.8 | 22.3 | 0 | 0 | 0 | 0 | 0 | 0 | 0 | 0 | 0 | 0 | 0 | 0 | 0 | 0 | 0
Transmission | Consumer Transformation | Consumption (TWh) | Storage | Storage Consumption (TWh) | Battery | 0.58258 | 1.7221 | 4.4684 | 5.6336 | 6.5794 | 6.7155 | 7.1545 | 6.9684 | 7.0201 | 5.5491 | 4.5604 | 4.2906 | 4.2789 | 4.0295 | 3.8807 | 3.5828 | 3.396 | 3.2742 | 3.1346 | 3.2327 | 3.2124 | 3.1955 | 3.2334 | 3.2173 | 3.2171 | 3.553 | 3.5627 | 3.62 | 3.6048
Transmission | Consumer Transformation | Consumption (TWh) | Storage | Storage Consumption (TWh) | Compressed Air | 0 | 0 | 0 | 0 | 0 | 0 | 0 | 0 | 0 | 0.42634 | 0.37124 | 0.99397 | 0.81957 | 0.96817 | 1.1059 | 1.1968 | 1.2601 | 1.1631 | 1.1113 | 1.3082 | 1.6083 | 1.5693 | 1.6836 | 1.8167 | 1.849 | 1.7791 | 1.7429 | 1.7518 | 1.7389
Transmission | Consumer Transformation | Consumption (TWh) | Storage | Storage Consumption (TWh) | Liquid Air | 0 | 0 | 0 | 0.13392 | 0.12735 | 0.30322 | 0.29526 | 0.43099 | 0.56964 | 0.59543 | 0.63844 | 0.6705 | 0.63177 | 0.59654 | 0.53423 | 0.50036 | 0.45143 | 0.43088 | 0.53995 | 0.5605 | 0.67692 | 0.79957 | 0.89982 | 0.89687 | 0.90899 | 0.87343 | 0.87239 | 0.88156 | 0.86239
Transmission | Consumer Transformation | Consumption (TWh) | Storage | Storage Consumption (TWh) | Pumped Hydro | 2.8408 | 2.0017 | 2.2503 | 2.4713 | 2.0427 | 2.3655 | 2.4712 | 2.5361 | 3.0509 | 2.6732 | 3.619 | 3.3365 | 4.1332 | 3.9515 | 3.657 | 3.596 | 3.3326 | 3.2068 | 3.2399 | 3.3301 | 3.226 | 3.1461 | 3.2128 | 3.2433 | 3.2845 | 3.2512 | 3.2286 | 3.2564 | 3.1477
Transmission | Consumer Transformation | Curtailment (TWh) | Renewable | Offshore Wind | Offshore Wind | 0 | 0 | 0 | 0.015108 | 0.04843 | 0.84111 | 1.168 | 6.6872 | 16.3902 | 14.4388 | 12.6587 | 12.8313 | 31.1599 | 33.1627 | 28.1727 | 32.0432 | 29.4593 | 28.8489 | 33.2499 | 39.4032 | 39.0553 | 37.8403 | 40.1155 | 40.6951 | 39.0358 | 35.4342 | 30.4392 | 28.57 | 26.0677
Transmission | Consumer Transformation | Curtailment (TWh) | Renewable | Onshore Wind | Onshore Wind | 0.0403 | 0.044462 | 0.16806 | 0.31146 | 0.44692 | 1.1318 | 1.4291 | 2.4562 | 4.2868 | 3.5393 | 3.1457 | 3.4011 | 5.1545 | 5.1772 | 4.3618 | 5.416 | 5.2599 | 5.0875 | 6.5522 | 8.5121 | 8.7052 | 9.1845 | 9.9039 | 9.6849 | 9.1357 | 7.7709 | 6.5653 | 6.1254 | 5.8813
Transmission | Consumer Transformation | Export (TWh) | Interconnectors | Interconnectors | Interconnectors | -27.5138 | -15.0865 | -13.9323 | -20.1264 | -25.376 | -33.4501 | -43.7902 | -51.5892 | -60.5678 | -81.2566 | -85.1571 | -84.1307 | -96.8021 | -110.133 | -107.828 | -113.482 | -125.178 | -125.57 | -128.948 | -139.185 | -139.976 | -141.311 | -146.022 | -150.376 | -152.929 | -153.073 | -153.479 | -156.514 | -157.707
Transmission | Consumer Transformation | Generation (TWh) | Low Carbon | CCS | CCS Biomass | 0 | 0 | 0 | 0 | 0 | 0 | 0 | 0 | 0 | 2.1395 | 4.4966 | 8.9932 | 16.0313 | 18.1819 | 22.6232 | 24.0599 | 26.0241 | 26.0241 | 26.0241 | 26.0241 | 26.0241 | 26.0241 | 26.0241 | 26.0241 | 26.0241 | 26.0241 | 26.0241 | 34.4087 | 37.2895
Transmission | Consumer Transformation | Generation (TWh) | Low Carbon | CCS | CCS Gas | 0 | 0 | 0 | 0 | 0 | 0 | 4.8825 | 4.4808 | 7.577 | 7.7317 | 17.1104 | 17.3128 | 14.1235 | 14.2814 | 14.8014 | 19.6553 | 19.4332 | 18.6111 | 17.2336 | 12.2292 | 11.2569 | 10.876 | 8.3206 | 7.3573 | 6.8594 | 6.957 | 7.2259 | 6.7168 | 6.5614
Transmission | Consumer Transformation | Generation (TWh) | Low Carbon | Nuclear | Nuclear - Large | 40.7767 | 40.7716 | 40.6514 | 32.5251 | 16.8445 | 21.4243 | 33.6461 | 33.277 | 32.8803 | 33.0543 | 32.9744 | 33.0388 | 32.5319 | 32.5182 | 32.6365 | 32.5613 | 44.4896 | 44.5065 | 44.4606 | 55.9764 | 56.0436 | 56.1596 | 56.0136 | 55.8933 | 56.1413 | 56.3318 | 56.4411 | 56.5277 | 56.5135
Transmission | Consumer Transformation | Generation (TWh) | Low Carbon | Nuclear | Nuclear - SMR | 0 | 0 | 0 | 0 | 0 | 0 | 0 | 0 | 0 | 0 | 0 | 0 | 2.118 | 2.1097 | 6.5305 | 12.8886 | 13.0824 | 17.4914 | 19.3868 | 25.191 | 27.2811 | 27.3891 | 31.5137 | 35.6224 | 35.7894 | 36.8558 | 37.5736 | 37.8628 | 38.2606
Transmission | Consumer Transformation | Generation (TWh) | Renewable | Biomass | Biomass | 12.1268 | 6.6226 | 5.7374 | 4.2912 | 2.5767 | 1.9676 | 0.26004 | 0.20755 | 0.15433 | 0.13271 | 0.11903 | 0.09387 | 0.066544 | 0.046559 | 0.036524 | 0.017362 | 0.017092 | 0.017082 | 0.01671 | 0.012919 | 0.011158 | 0.008943 | 0.004446 | 0 | 0 | 0 | 0 | 0 | 0
Transmission | Consumer Transformation | Generation (TWh) | Renewable | Biomass | Biomass CHP | 0.4949 | 0.28099 | 0.26711 | 0.2567 | 0.31336 | 0.3124 | 0.011798 | 0.009365 | 0.00711 | 0.008021 | 0.007 | 0.006869 | 0.00577 | 0.005843 | 0.004559 | 0.004167 | 0.003009 | 0.003009 | 0.002938 | 0.001898 | 0.001634 | 0.001898 | 0.000911 | 0.000721 | 0 | 0 | 0 | 0 | 0
Transmission | Consumer Transformation | Generation (TWh) | Renewable | Hydro | Hydro | 3.8671 | 3.8676 | 3.8675 | 3.8654 | 3.8662 | 3.8653 | 3.8659 | 3.8644 | 3.8651 | 3.8656 | 3.865 | 3.8645 | 3.8651 | 3.8651 | 3.8647 | 3.8653 | 3.8647 | 3.8646 | 3.8652 | 3.8647 | 3.8646 | 3.8654 | 3.8649 | 3.8649 | 3.8648 | 3.8656 | 3.8649 | 3.8648 | 3.8649
Transmission | Consumer Transformation | Generation (TWh) | Renewable | Marine | Marine | 0.052981 | 0.052981 | 0.052981 | 0 | 0.035558 | 0.33069 | 0.38403 | 0.4907 | 0.4907 | 0.61515 | 0.61515 | 0.61515 | 0.61515 | 0.61515 | 0.61515 | 0.70405 | 0.70405 | 0.70405 | 0.70405 | 18.483 | 18.483 | 18.483 | 18.5637 | 18.5641 | 18.6821 | 18.6844 | 18.6865 | 18.6872 | 18.6882
Transmission | Consumer Transformation | Generation (TWh) | Renewable | Offshore Wind | Offshore Wind | 51.4084 | 55.4647 | 60.2271 | 79.7299 | 94.0206 | 116.1065 | 122.2513 | 147.3707 | 174.834 | 198.2022 | 225.0049 | 238.6507 | 282.0358 | 315.2959 | 320.6198 | 345.5048 | 359.7569 | 370.6461 | 390.8264 | 405.5347 | 420.8484 | 433.6281 | 450.6605 | 461.3525 | 472.1591 | 475.7608 | 480.7557 | 482.6249 | 485.1272
Transmission | Consumer Transformation | Generation (TWh) | Renewable | Onshore Wind | Onshore Wind | 27.7753 | 27.8776 | 29.0627 | 37.3172 | 41.894 | 47.127 | 53.2657 | 56.2746 | 58.6625 | 62.8291 | 63.842 | 64.048 | 63.1961 | 67.6484 | 69.8663 | 69.9433 | 70.0995 | 71.257 | 71.8832 | 69.9232 | 69.7301 | 69.3787 | 68.9964 | 69.2154 | 69.8635 | 71.2284 | 72.4339 | 72.8738 | 73.1179
Transmission | Consumer Transformation | Generation (TWh) | Renewable | Solar | Solar PV | 0.033572 | 0.033572 | 0.33506 | 0.72587 | 0.8254 | 1.1391 | 1.3708 | 1.7477 | 1.909 | 2.2531 | 2.5109 | 2.7569 | 3.8279 | 3.9744 | 4.0701 | 4.0421 | 4.0822 | 4.1141 | 4.1428 | 4.0998 | 4.131 | 4.1491 | 4.1451 | 4.1574 | 4.77 | 4.82 | 4.868 | 4.8809 | 4.8983
Transmission | Consumer Transformation | Generation (TWh) | Renewable | Waste | Waste | 0.32068 | 0.33006 | 0.3176 | 0.28881 | 0.58105 | 0.51526 | 0.49433 | 0.45012 | 0.38384 | 0.38633 | 0.34204 | 0.33642 | 0.26816 | 0.25461 | 0.25877 | 0.2217 | 0.20453 | 0.20783 | 0.17728 | 0.048118 | 0.042624 | 0.039455 | 0.027167 | 0.019673 | 0.022487 | 0.008916 | 0.008962 | 0.001819 | 0.003229
Transmission | Consumer Transformation | Generation (TWh) | Renewable | Waste | Waste CHP | 0 | 0 | 0.19422 | 0.19111 | 0.18871 | 0.18224 | 0.18292 | 0.17922 | 0.17413 | 0.17539 | 0.17329 | 0.17335 | 0.16821 | 0.16739 | 0.16847 | 0.16614 | 0.16531 | 0.16413 | 0.16286 | 0.15549 | 0.1545 | 0.15294 | 0.15 | 0.14856 | 0.1473 | 0.14743 | 0.14725 | 0.14631 | 0.14579
Transmission | Consumer Transformation | Generation (TWh) | Storage | Storage | Battery | 0.49154 | 1.4596 | 3.7911 | 4.7849 | 5.5884 | 5.7011 | 6.0723 | 5.9136 | 5.953 | 4.7096 | 3.8722 | 3.6435 | 3.634 | 3.4221 | 3.2962 | 3.0429 | 2.8843 | 2.7809 | 2.6623 | 2.7454 | 2.7282 | 2.7139 | 2.746 | 2.7322 | 2.732 | 3.0175 | 3.0258 | 3.0745 | 3.0616
Transmission | Consumer Transformation | Generation (TWh) | Storage | Storage | Compressed Air | 0 | 0 | 0 | 0 | 0 | 0 | 0 | 0 | 0 | 0.36239 | 0.31555 | 0.84488 | 0.69664 | 0.79582 | 0.91742 | 0.99477 | 1.0515 | 0.96945 | 0.92523 | 1.0917 | 1.3303 | 1.2982 | 1.3952 | 1.5064 | 1.5323 | 1.4772 | 1.4461 | 1.4533 | 1.4424
Transmission | Consumer Transformation | Generation (TWh) | Storage | Storage | Liquid Air | 0 | 0 | 0 | 0.11384 | 0.10825 | 0.25774 | 0.25097 | 0.36649 | 0.48435 | 0.48099 | 0.52117 | 0.53932 | 0.50261 | 0.47243 | 0.42576 | 0.3967 | 0.35871 | 0.34176 | 0.4349 | 0.45022 | 0.55076 | 0.6551 | 0.73999 | 0.73658 | 0.7469 | 0.71857 | 0.71654 | 0.72399 | 0.70874
Transmission | Consumer Transformation | Generation (TWh) | Storage | Storage | Pumped Hydro | 2.1648 | 1.5354 | 1.7145 | 1.8751 | 1.5508 | 1.7905 | 1.8701 | 1.9149 | 2.3218 | 2.044 | 2.7336 | 2.5222 | 3.0956 | 2.9602 | 2.7372 | 2.693 | 2.4941 | 2.4012 | 2.4255 | 2.4925 | 2.4124 | 2.3514 | 2.4014 | 2.4277 | 2.4565 | 2.4302 | 2.4153 | 2.4349 | 2.3548
Transmission | Consumer Transformation | Generation (TWh) | Thermal | Coal | Coal | 4.9066 | 0.15871 | 0.29164 | 0 | 0 | 0 | 0 | 0 | 0 | 0 | 0 | 0 | 0 | 0 | 0 | 0 | 0 | 0 | 0 | 0 | 0 | 0 | 0 | 0 | 0 | 0 | 0 | 0 | 0
Both | Consumer Transformation | Demand Reduction (TWh) | Demand | DSR | DSR | 0.37088 | 0.26963 | 0.37885 | 0.68538 | 0.79995 | 1.2549 | 1.1086 | 1.3448 | 0.56643 | 0.58859 | 0.66763 | 0.8173 | 0.94621 | 1.1096 | 1.0154 | 0.97944 | 1.1887 | 1.2597 | 1.3121 | 1.3703 | 1.7432 | 1.6894 | 1.5418 | 1.6511 | 1.5922 | 1.8381 | 1.8083 | 1.8729 | 1.909
Transmission | Consumer Transformation | Generation (TWh) | Thermal | Gas | CCGT | 81.6915 | 59.8941 | 39.582 | 29.1672 | 42.0954 | 32.0182 | 25.8325 | 21.4581 | 19.9566 | 17.7005 | 14.0112 | 12.7873 | 8.0527 | 7.442 | 6.9641 | 3.4447 | 2.4496 | 2.3579 | 2.1435 | 0.69559 | 0.42769 | 0.50792 | 0.25403 | 0.047168 | 0.014136 | 0 | 0 | 0 | 0
Transmission | Consumer Transformation | Generation (TWh) | Thermal | Gas | Gas CHP | 6.5195 | 8.5036 | 8.7133 | 8.7133 | 8.7133 | 8.7133 | 8.7133 | 8.7133 | 8.7133 | 8.7133 | 3.3945 | 3.3945 | 2.8456 | 1.5163 | 1.4521 | 0.66699 | 0.66699 | 0.66699 | 0.66699 | 0.66699 | 0.66699 | 0.66699 | 0.66699 | 0.66699 | 0 | 0 | 0 | 0 | 0
Transmission | Consumer Transformation | Generation (TWh) | Thermal | Gas | Gas Reciprocating Engines | 0.0026352 | 0.000748 | 0 | 0 | 0 | 0 | 0 | 0 | 0 | 0.024777 | 0 | 0 | 0 | 0 | 0.003365 | 0.008165 | 0.003062 | 0.003329 | 0.00609 | 0.002387 | 0.002668 | 0.002668 | 0.002387 | 0.00351 | 0 | 0 | 0 | 0 | 0
Transmission | Consumer Transformation | Generation (TWh) | Thermal | Gas | OCGT | 0.067294 | 0 | 0 | 0 | 0 | 0 | 0 | 0 | 0 | 0 | 0 | 0 | 0 | 0 | 0 | 0 | 0 | 0 | 0 | 0 | 0 | 0 | 0 | 0 | 0 | 0 | 0 | 0 | 0
Transmission | Consumer Transformation | Generation (TWh) | Thermal | Low Carbon | Hydrogen | 0 | 0 | 0 | 0 | 0 | 0 | 0 | 0 | 0.44858 | 0.74713 | 1.6306 | 2.4319 | 3.4273 | 3.7379 | 4.9458 | 5.8674 | 5.805 | 6.3417 | 7.3937 | 9.7426 | 10.013 | 11.2442 | 13.1211 | 13.4472 | 14.5782 | 14.3295 | 14.8147 | 15.0549 | 15.1172
Transmission | Consumer Transformation | Generation (TWh) | Thermal | Other Thermal | Fuel Oil | 0.27572 | 0.001147 | 0 | 0 | 0 | 0 | 0 | 0 | 0 | 0 | 0 | 0 | 0 | 0 | 0 | 0 | 0 | 0 | 0 | 0 | 0 | 0 | 0 | 0 | 0 | 0 | 0 | 0 | 0
Transmission | Consumer Transformation | Import (TWh) | Interconnectors | Interconnectors | Interconnectors | 23.066 | 26.1325 | 39.5995 | 44.5125 | 40.5801 | 35.3914 | 34.3438 | 30.3535 | 23.741 | 30.3087 | 29.1999 | 31.0293 | 26.2075 | 26.4632 | 27.7834 | 23.8202 | 25.14 | 25.0416 | 23.4352 | 17.9686 | 17.6398 | 17.1178 | 14.6236 | 12.309 | 11.2811 | 11.5343 | 11.2045 | 9.8924 | 9.0865
Transmission | Consumer Transformation | Netflows (TWh) | Interconnectors | Interconnectors | Interconnectors | -4.4478 | 11.0461 | 25.6672 | 24.3861 | 15.2041 | 1.9413 | -9.4465 | -21.2356 | -36.8268 | -50.9479 | -55.9572 | -53.1014 | -70.5946 | -83.6696 | -80.0446 | -89.6619 | -100.038 | -100.529 | -105.513 | -121.217 | -122.336 | -124.193 | -131.399 | -138.067 | -141.648 | -141.539 | -142.274 | -146.621 | -148.621
Transmission | Consumer Transformation | Storage Capacity (GWh) | Storage | Storage | Battery | 1.0194 | 3.0331 | 8.1987 | 11.8843 | 15.3084 | 15.6431 | 16.117 | 17.1665 | 17.7272 | 18.159 | 18.6089 | 19.0588 | 23.0176 | 23.0176 | 23.0176 | 22.9676 | 22.9676 | 22.9676 | 23.1676 | 23.1676 | 23.6656 | 23.6656 | 23.6656 | 23.6656 | 23.6656 | 26.0656 | 26.0656 | 26.0656 | 26.0656
Transmission | Consumer Transformation | Storage Capacity (GWh) | Storage | Storage | Compressed Air | 0 | 0 | 0 | 0 | 0 | 0 | 0 | 0 | 0 | 2.5 | 2.5 | 7.5 | 7.5 | 10 | 12.5 | 15 | 17.5 | 17.5 | 17.5 | 20 | 25 | 25 | 27.5 | 30 | 30 | 30 | 30 | 30 | 30
Transmission | Consumer Transformation | Storage Capacity (GWh) | Storage | Storage | Liquid Air | 0 | 0 | 0 | 0.2994 | 0.2994 | 0.8982 | 0.8982 | 1.6982 | 2.4982 | 3.2982 | 4.0982 | 4.8982 | 5.6982 | 5.6982 | 5.6982 | 5.6982 | 5.6982 | 5.6982 | 7.6982 | 7.6982 | 9.6982 | 11.6982 | 13.6982 | 13.6982 | 13.6982 | 13.6982 | 13.6982 | 13.6982 | 13.6982
Transmission | Consumer Transformation | Storage Capacity (GWh) | Storage | Storage | Pumped Hydro | 26.36 | 28.004 | 28.004 | 28.004 | 28.004 | 28.004 | 28.004 | 28.004 | 30.839 | 30.839 | 46.004 | 46.004 | 64.13 | 64.13 | 64.13 | 64.13 | 64.13 | 64.13 | 64.13 | 64.13 | 64.13 | 64.13 | 64.13 | 64.13 | 64.13 | 64.13 | 64.13 | 64.13 | 64.13
Transmission | Falling Short | Capacity (MW) | Interconnectors | Interconnectors | Interconnectors | 7400 | 8400 | 9800 | 9800 | 9800 | 10300 | 10300 | 10300 | 11700 | 11700 | 11700 | 13100 | 13100 | 14500 | 15900 | 15900 | 15900 | 15900 | 15900 | 15900 | 15900 | 15900 | 15900 | 15900 | 15900 | 15900 | 15900 | 15900 | 15900
Transmission | Falling Short | Capacity (MW) | Low Carbon | CCS | CCS Biomass | 0 | 0 | 0 | 0 | 0 | 0 | 0 | 0 | 0 | 0 | 0 | 550 | 550 | 1100 | 1100 | 1650 | 1650 | 2200 | 2200 | 2200 | 2800 | 2800 | 2800 | 2800 | 2800 | 2800 | 3400 | 3400 | 4600
Transmission | Falling Short | Capacity (MW) | Low Carbon | CCS | CCS Gas | 0 | 0 | 0 | 0 | 0 | 0 | 0 | 0 | 0 | 0 | 910 | 910 | 910 | 2710 | 3610 | 6910 | 8710 | 10510 | 12310 | 13170 | 14070 | 17670 | 20370 | 20370 | 21270 | 21270 | 21270 | 21270 | 21270
Transmission | Falling Short | Capacity (MW) | Low Carbon | Nuclear | Nuclear - Large | 6075 | 5460 | 4835 | 3595 | 1230 | 1230 | 2900 | 4570 | 4570 | 4570 | 4570 | 4570 | 4570 | 4570 | 4570 | 4570 | 4570 | 6240 | 6240 | 6240 | 7910 | 7910 | 7910 | 7910 | 7910 | 7910 | 7910 | 7910 | 7910
Transmission | Falling Short | Capacity (MW) | Low Carbon | Nuclear | Nuclear - SMR | 0 | 0 | 0 | 0 | 0 | 0 | 0 | 0 | 0 | 0 | 0 | 0 | 0 | 0 | 0 | 470 | 1880 | 2820 | 2820 | 4230 | 4230 | 4230 | 5640 | 6110 | 6580 | 6580 | 6580 | 6580 | 6580
Transmission | Falling Short | Capacity (MW) | Renewable | Biomass | Biomass | 3403 | 3403 | 3403 | 3403 | 3753 | 3753 | 3753 | 3753 | 3753 | 3753 | 3753 | 3118 | 3118 | 3083 | 3083 | 3048 | 3648 | 2332 | 2332 | 2932 | 2932 | 2932 | 2932 | 2932 | 2932 | 2932 | 2932 | 2932 | 2932
Transmission | Falling Short | Capacity (MW) | Renewable | Biomass | Biomass CHP | 132 | 132 | 132 | 132 | 132 | 132 | 132 | 132 | 132 | 132 | 132 | 132 | 132 | 132 | 132 | 132 | 132 | 132 | 132 | 132 | 132 | 132 | 132 | 132 | 132 | 132 | 132 | 132 | 132
Transmission | Falling Short | Capacity (MW) | Renewable | Hydro | Hydro | 1380.5 | 1380.5 | 1386.96 | 1386.96 | 1386.96 | 1386.96 | 1386.96 | 1386.96 | 1386.96 | 1386.96 | 1386.96 | 1386.96 | 1386.96 | 1386.96 | 1386.96 | 1386.96 | 1386.96 | 1386.96 | 1386.96 | 1386.96 | 1386.96 | 1386.96 | 1386.96 | 1386.96 | 1386.96 | 1386.96 | 1386.96 | 1386.96 | 1386.96
Transmission | Falling Short | Capacity (MW) | Renewable | Marine | Marine | 14.9 | 14.9 | 14.9 | 14.9 | 14.9 | 5 | 35 | 35 | 50 | 50 | 60 | 60 | 90 | 90 | 150 | 150 | 150 | 150 | 150 | 150 | 150 | 150 | 150 | 235 | 235 | 235 | 3078 | 3078 | 3098
Transmission | Falling Short | Capacity (MW) | Renewable | Offshore Wind | Offshore Wind | 12746.5 | 13821.5 | 13821.5 | 14275.5 | 14875.5 | 18615.5 | 21135.5 | 25815.5 | 30854.5 | 30945.5 | 33925.5 | 35425.5 | 40375.5 | 42355.5 | 51871.6 | 58256.6 | 60688.6 | 62582.6 | 63582.6 | 70658.6 | 73018.6 | 73878.6 | 74443.6 | 75443.6 | 75443.6 | 75443.6 | 76943.6 | 76943.6 | 76943.6
Transmission | Falling Short | Capacity (MW) | Renewable | Onshore Wind | Onshore Wind | 7935.55 | 7935.55 | 8071.55 | 8151.35 | 8355.55 | 9280.88 | 11755.48 | 13117.08 | 14120.28 | 15368.68 | 16933.68 | 17629.68 | 18160.68 | 18196.68 | 18976.68 | 19221.68 | 19404.68 | 19469.68 | 19534.68 | 19585.08 | 19585.08 | 19585.08 | 19585.08 | 19630.08 | 19630.08 | 19695.08 | 19760.08 | 19760.08 | 19760.08
Transmission | Falling Short | Capacity (MW) | Renewable | Solar | Solar PV | 37.5 | 37.5 | 37.5 | 276.5 | 471.3 | 667 | 724 | 823.8 | 823.8 | 873.7 | 1450.6 | 1562.2 | 1776.18 | 1983.15 | 2283.15 | 2333.05 | 2439.95 | 2439.95 | 2723.85 | 2723.85 | 2773.75 | 2773.75 | 2773.75 | 2963.75 | 2963.75 | 2963.75 | 2963.75 | 2963.75 | 2963.75
Transmission | Falling Short | Capacity (MW) | Renewable | Waste | Waste | 52 | 322 | 322 | 431.9 | 431.9 | 431.9 | 431.9 | 431.9 | 431.9 | 431.9 | 431.9 | 431.9 | 431.9 | 431.9 | 431.9 | 431.9 | 431.9 | 431.9 | 431.9 | 431.9 | 431.9 | 431.9 | 431.9 | 431.9 | 431.9 | 431.9 | 514.9 | 514.9 | 514.9
Transmission | Falling Short | Capacity (MW) | Renewable | Waste | Waste CHP | 0 | 0 | 0 | 45 | 74.9 | 74.9 | 74.9 | 74.9 | 74.9 | 74.9 | 74.9 | 74.9 | 74.9 | 74.9 | 74.9 | 74.9 | 74.9 | 74.9 | 74.9 | 74.9 | 74.9 | 74.9 | 74.9 | 74.9 | 74.9 | 74.9 | 74.9 | 74.9 | 74.9
Transmission | Falling Short | Capacity (MW) | Storage | Storage | Battery | 871.7 | 871.7 | 1596.43 | 2202.13 | 3559.93 | 4517.23 | 5613.92 | 5948.62 | 6318.32 | 6418.12 | 6875.02 | 7031.92 | 7295.8 | 7552.67 | 7822.67 | 7872.57 | 8029.37 | 8029.37 | 8313.27 | 8513.17 | 8563.07 | 8563.07 | 8563.07 | 8802.97 | 8802.97 | 8802.97 | 8802.97 | 8802.97 | 8802.97
Transmission | Falling Short | Capacity (MW) | Storage | Storage | Liquid Air | 0 | 0 | 0 | 0 | 49.9 | 49.9 | 49.9 | 49.9 | 49.9 | 49.9 | 49.9 | 49.9 | 49.9 | 249.9 | 449.9 | 649.9 | 649.9 | 649.9 | 649.9 | 649.9 | 649.9 | 649.9 | 649.9 | 649.9 | 649.9 | 649.9 | 649.9 | 649.9 | 649.9
Transmission | Falling Short | Capacity (MW) | Storage | Storage | Pumped Hydro | 2470 | 2744 | 2744 | 2744 | 2744 | 2744 | 2744 | 2744 | 2744 | 2744 | 2744 | 2744 | 2744 | 2744 | 2744 | 2744 | 2744 | 2744 | 3404 | 3404 | 3404 | 3404 | 3404 | 3404 | 3404 | 3404 | 3404 | 3404 | 3404
Transmission | Falling Short | Capacity (MW) | Thermal | Coal | Coal | 4240 | 2956 | 1988 | 0 | 0 | 0 | 0 | 0 | 0 | 0 | 0 | 0 | 0 | 0 | 0 | 0 | 0 | 0 | 0 | 0 | 0 | 0 | 0 | 0 | 0 | 0 | 0 | 0 | 0
Both | Falling Short | Available DSR (MW) | Demand | DSR | DSR | 1570.34 | 1499.996 | 1756.306 | 1933.074 | 897.08 | 895.929 | 892.589 | 897.638 | 907.158 | 939.531 | 1014.055 | 1156.336 | 1338.57 | 1456.707 | 1557.571 | 1650.606 | 1753.689 | 1885.823 | 2044.936 | 2212.161 | 2409.029 | 2623.851 | 2813.781 | 2990.902 | 3170.815 | 3370.113 | 3580.017 | 3800.559 | 4033.488
Transmission | Falling Short | Capacity (MW) | Thermal | Gas | CCGT | 26960 | 27520 | 27520 | 27520 | 29674.1 | 31374.1 | 31374.1 | 30599.1 | 30599.1 | 27549.1 | 27148.1 | 28848.1 | 30648.1 | 29893.1 | 30353.1 | 28894.1 | 27660.1 | 26233.1 | 26233.1 | 26108.1 | 26108.1 | 25763.1 | 24398.1 | 24398.1 | 24398.1 | 24398.1 | 24398.1 | 24398.1 | 24398.1
Transmission | Falling Short | Capacity (MW) | Thermal | Gas | Gas CHP | 1573.78 | 2046.78 | 2096.78 | 2096.78 | 2096.78 | 2096.78 | 2096.78 | 2096.78 | 2096.78 | 2096.78 | 2096.78 | 2096.78 | 2096.78 | 828.78 | 828.78 | 828.78 | 828.78 | 828.78 | 828.78 | 788.18 | 788.18 | 788.18 | 788.18 | 788.18 | 788.18 | 788.18 | 725.48 | 725.48 | 725.48
Transmission | Falling Short | Capacity (MW) | Thermal | Gas | Gas Reciprocating Engines | 366 | 415.5 | 601.5 | 914.48 | 1217.38 | 1217.38 | 1217.38 | 1217.38 | 1170.38 | 1170.38 | 1170.38 | 1170.38 | 1170.38 | 1170.38 | 1148.38 | 1148.38 | 1148.38 | 1448.38 | 1448.38 | 1428.38 | 1428.38 | 1418.38 | 1418.38 | 1418.38 | 1418.38 | 1418.38 | 1418.38 | 1418.38 | 1418.38
Transmission | Falling Short | Capacity (MW) | Thermal | Gas | OCGT | 2152.89 | 2112.89 | 3009.89 | 3607.89 | 4057.89 | 4757.89 | 4757.89 | 4757.89 | 4757.89 | 4757.89 | 4657.89 | 4657.89 | 4657.89 | 5317.89 | 5169.89 | 5169.89 | 5182.89 | 5117.9 | 5117.9 | 5088.9 | 4488.9 | 4488.9 | 3788.9 | 3788.9 | 3648.9 | 3648.9 | 3648.9 | 3648.9 | 3648.9
Transmission | Falling Short | Capacity (MW) | Thermal | Low Carbon | Hydrogen | 0 | 0 | 0 | 0 | 0 | 0 | 0 | 0 | 0 | 0 | 0 | 0 | 0 | 0 | 0 | 0 | 0 | 0 | 0 | 0 | 0 | 0 | 0 | 0 | 600 | 1800 | 2400 | 3600 | 4200
Transmission | Falling Short | Capacity (MW) | Thermal | Other Thermal | Fuel Oil | 70.8 | 70.8 | 135.8 | 135.8 | 135.8 | 135.8 | 135.8 | 135.8 | 135.8 | 135.8 | 135.8 | 135.8 | 135.8 | 135.8 | 135.8 | 119.8 | 119.8 | 119.8 | 119.8 | 119.8 | 107.8 | 42.8 | 42.8 | 42.8 | 42.8 | 42.8 | 42.8 | 42.8 | 42.8
Transmission | Falling Short | Consumption (TWh) | Storage | Storage Consumption (TWh) | Battery | 0.58258 | 0.60415 | 1.2405 | 1.6726 | 2.6641 | 3.2919 | 3.9904 | 3.9276 | 4.1789 | 4.174 | 4.3073 | 4.3778 | 4.2863 | 4.4374 | 4.1931 | 3.8739 | 3.7568 | 3.5863 | 3.5749 | 3.3264 | 3.2179 | 3.1481 | 3.14 | 3.201 | 3.2167 | 3.2365 | 3.1669 | 3.1348 | 3.0942
Transmission | Falling Short | Consumption (TWh) | Storage | Storage Consumption (TWh) | Liquid Air | 0 | 0 | 0 | 0 | 0.13335 | 0.13054 | 0.12322 | 0.1166 | 0.11657 | 0.11566 | 0.11115 | 0.10942 | 0.1055 | 0.30066 | 0.44094 | 0.53883 | 0.52983 | 0.50555 | 0.47486 | 0.43473 | 0.39607 | 0.386 | 0.36579 | 0.37529 | 0.35273 | 0.35642 | 0.33247 | 0.33113 | 0.31207
Transmission | Falling Short | Consumption (TWh) | Storage | Storage Consumption (TWh) | Pumped Hydro | 2.8408 | 1.8716 | 2.0895 | 2.4614 | 1.8466 | 1.926 | 1.8637 | 2.2865 | 2.5013 | 2.5425 | 2.6533 | 2.6315 | 2.6995 | 2.6985 | 2.9452 | 2.8786 | 2.7478 | 2.6636 | 3.0778 | 2.8812 | 2.7675 | 2.6341 | 2.4746 | 2.4793 | 2.4163 | 2.4188 | 2.3589 | 2.3548 | 2.2715
Transmission | Falling Short | Curtailment (TWh) | Renewable | Offshore Wind | Offshore Wind | 0 | 0 | 0 | 0 | 0 | 0 | 0 | 0.14042 | 0.78687 | 0.8769 | 1.7172 | 1.661 | 4.4072 | 3.2581 | 10.1533 | 16.5395 | 17.8404 | 20.4798 | 18.6281 | 26.8429 | 30.4424 | 27.9276 | 25.8181 | 24.3092 | 21.2717 | 18.8143 | 21.005 | 19.0209 | 17.7367
Transmission | Falling Short | Curtailment (TWh) | Renewable | Onshore Wind | Onshore Wind | 0.0403 | 0.030946 | 0.051161 | 0.1239 | 0.1619 | 0.25961 | 0.33824 | 0.53423 | 0.85453 | 0.91888 | 1.2713 | 1.2198 | 1.9878 | 1.6948 | 2.3865 | 3.968 | 4.17 | 4.7929 | 4.1917 | 5.3361 | 6.197 | 6.5856 | 6.1122 | 5.8406 | 5.5338 | 4.9837 | 5.747 | 4.955 | 4.4813
Transmission | Falling Short | Export (TWh) | Interconnectors | Interconnectors | Interconnectors | -27.5138 | -14.3559 | -10.001 | -6.0203 | -7.5918 | -10.2372 | -14.9325 | -25.9681 | -38.1966 | -37.6722 | -42.5136 | -46.7526 | -52.2026 | -56.7267 | -72.5258 | -80.3783 | -82.9926 | -87.0888 | -85.7151 | -90.2013 | -92.3868 | -91.2004 | -92.4728 | -91.6752 | -90.9895 | -89.2285 | -91.1377 | -89.8932 | -88.9422
Transmission | Falling Short | Generation (TWh) | Low Carbon | CCS | CCS Biomass | 0 | 0 | 0 | 0 | 0 | 0 | 0 | 0 | 0 | 0 | 0 | 1.6265 | 1.6265 | 3.253 | 3.253 | 4.8795 | 4.8795 | 6.506 | 6.506 | 6.506 | 8.2804 | 8.2804 | 8.2804 | 8.2804 | 8.2804 | 8.2804 | 10.0548 | 10.0548 | 13.6035
Transmission | Falling Short | Generation (TWh) | Low Carbon | CCS | CCS Gas | 0 | 0 | 0 | 0 | 0 | 0 | 0 | 0 | 0 | 0 | 4.6072 | 4.6571 | 4.2738 | 12.3945 | 14.4629 | 23.0217 | 26.7828 | 28.7509 | 32.9446 | 30.9119 | 30.6988 | 36.615 | 40.9259 | 42.0365 | 44.6802 | 46.5318 | 44.2688 | 47.1069 | 48.7123
Transmission | Falling Short | Generation (TWh) | Low Carbon | Nuclear | Nuclear - Large | 40.7767 | 36.8173 | 32.7348 | 24.6725 | 9.328 | 9.3111 | 21.8249 | 34.2137 | 33.9656 | 33.931 | 33.7169 | 33.7287 | 33.5199 | 33.5865 | 33.1621 | 32.7768 | 32.7101 | 44.5003 | 44.5912 | 44.3874 | 56.1741 | 56.2529 | 56.278 | 56.3423 | 56.425 | 56.5985 | 56.478 | 56.6294 | 56.745
Transmission | Falling Short | Generation (TWh) | Low Carbon | Nuclear | Nuclear - SMR | 0 | 0 | 0 | 0 | 0 | 0 | 0 | 0 | 0 | 0 | 0 | 0 | 0 | 0 | 0 | 2.3032 | 9.0032 | 13.1086 | 13.3992 | 19.0607 | 18.761 | 19.0395 | 25.5864 | 28.0574 | 30.829 | 31.7501 | 31.053 | 31.9828 | 32.6906
Transmission | Falling Short | Generation (TWh) | Renewable | Biomass | Biomass | 12.1268 | 6.8454 | 6.2554 | 5.0092 | 3.1692 | 2.4099 | 0.39126 | 0.34267 | 0.2873 | 0.29345 | 0.26079 | 0.21566 | 0.1871 | 0.19984 | 0.16267 | 0.15896 | 0.18204 | 0.11087 | 0.11346 | 0.13042 | 0.12849 | 0.12326 | 0.13587 | 0.14038 | 0.14144 | 0.14176 | 0.13719 | 0.14243 | 0.14063
Transmission | Falling Short | Generation (TWh) | Renewable | Biomass | Biomass CHP | 0.4949 | 0.28099 | 0.26711 | 0.2567 | 0.31336 | 0.31336 | 0.015922 | 0.01376 | 0.012161 | 0.01216 | 0.011511 | 0.011293 | 0.009981 | 0.010556 | 0.007858 | 0.007014 | 0.006668 | 0.006207 | 0.006442 | 0.005862 | 0.005737 | 0.005273 | 0.006057 | 0.006256 | 0.006262 | 0.006266 | 0.006138 | 0.006369 | 0.006215
Transmission | Falling Short | Generation (TWh) | Renewable | Hydro | Hydro | 3.8671 | 3.8676 | 3.8674 | 3.8668 | 3.867 | 3.8666 | 3.8657 | 3.8656 | 3.8654 | 3.8652 | 3.8657 | 3.8655 | 3.8652 | 3.866 | 3.8653 | 3.8648 | 3.8653 | 3.8657 | 3.8651 | 3.8646 | 3.8645 | 3.8658 | 3.8647 | 3.8646 | 3.8656 | 3.8646 | 3.8646 | 3.8652 | 3.8646
Transmission | Falling Short | Generation (TWh) | Renewable | Marine | Marine | 0.052981 | 0.052981 | 0.052981 | 0.052981 | 0.052981 | 0.017779 | 0.12445 | 0.12445 | 0.17779 | 0.17779 | 0.21335 | 0.21335 | 0.32002 | 0.32002 | 0.53337 | 0.53337 | 0.53337 | 0.53337 | 0.53337 | 0.53337 | 0.53337 | 0.53337 | 0.53337 | 0.83041 | 0.83111 | 0.83177 | 10.9401 | 10.9409 | 11.0124
Transmission | Falling Short | Generation (TWh) | Renewable | Offshore Wind | Offshore Wind | 51.4084 | 55.4647 | 55.4647 | 57.506 | 60.2271 | 76.4378 | 87.8663 | 108.8742 | 132.0393 | 132.3559 | 143.6287 | 149.9867 | 170.015 | 180.3514 | 217.2489 | 241.1269 | 250.9447 | 257.0261 | 262.6511 | 285.0179 | 291.9487 | 298.2426 | 302.7557 | 308.7024 | 311.74 | 314.1973 | 318.8094 | 320.7934 | 322.0776
Transmission | Falling Short | Generation (TWh) | Renewable | Onshore Wind | Onshore Wind | 27.7753 | 27.7847 | 28.235 | 28.4455 | 29.1263 | 32.2908 | 40.8966 | 45.4433 | 48.6483 | 52.8858 | 58.0346 | 60.5287 | 61.5769 | 61.9937 | 64.0277 | 63.3158 | 63.7752 | 63.3755 | 64.2074 | 63.2418 | 62.381 | 61.9923 | 62.4658 | 62.8926 | 63.1994 | 63.9739 | 63.4413 | 64.2332 | 64.707
Transmission | Falling Short | Generation (TWh) | Renewable | Solar | Solar PV | 0.033572 | 0.033572 | 0.033572 | 0.24348 | 0.41887 | 0.58818 | 0.64108 | 0.73101 | 0.72515 | 0.76887 | 1.2772 | 1.3787 | 1.5506 | 1.7476 | 1.9665 | 1.9739 | 2.0604 | 2.045 | 2.3002 | 2.2676 | 2.3028 | 2.3273 | 2.3491 | 2.5161 | 2.5293 | 2.5418 | 2.5308 | 2.5458 | 2.5557
Transmission | Falling Short | Generation (TWh) | Renewable | Waste | Waste | 0.32068 | 2.0529 | 2.0271 | 2.7251 | 2.7248 | 2.5755 | 2.4707 | 2.3067 | 2.1183 | 2.0894 | 1.8896 | 1.8742 | 1.6511 | 1.6101 | 1.3573 | 1.0057 | 0.80875 | 0.62455 | 0.61904 | 0.48097 | 0.42824 | 0.33223 | 0.29138 | 0.31273 | 0.29831 | 0.31626 | 0.37685 | 0.38666 | 0.38948
Transmission | Falling Short | Generation (TWh) | Renewable | Waste | Waste CHP | 0 | 0 | 0 | 0.3524 | 0.54938 | 0.54609 | 0.54302 | 0.5354 | 0.52298 | 0.52155 | 0.51465 | 0.51452 | 0.50537 | 0.50693 | 0.48777 | 0.47735 | 0.47235 | 0.46581 | 0.46442 | 0.45946 | 0.45737 | 0.45687 | 0.45811 | 0.45984 | 0.46058 | 0.46201 | 0.45974 | 0.46104 | 0.46215
Transmission | Falling Short | Generation (TWh) | Storage | Storage | Battery | 0.49154 | 0.51002 | 1.0501 | 1.4169 | 2.2638 | 2.7974 | 3.3884 | 3.3329 | 3.5456 | 3.5415 | 3.6541 | 3.7156 | 3.6376 | 3.7659 | 3.5583 | 3.2874 | 3.1865 | 3.0417 | 3.0327 | 2.8218 | 2.7301 | 2.671 | 2.6643 | 2.716 | 2.7294 | 2.7467 | 2.6876 | 2.6606 | 2.6263
Transmission | Falling Short | Generation (TWh) | Storage | Storage | Liquid Air | 0 | 0 | 0 | 0 | 0.11335 | 0.11096 | 0.10473 | 0.099111 | 0.099089 | 0.098311 | 0.094475 | 0.093004 | 0.089672 | 0.25556 | 0.37465 | 0.4264 | 0.41886 | 0.39721 | 0.37371 | 0.34314 | 0.31184 | 0.30467 | 0.28914 | 0.29713 | 0.27825 | 0.28016 | 0.26242 | 0.26099 | 0.24675
Transmission | Falling Short | Generation (TWh) | Storage | Storage | Pumped Hydro | 2.1648 | 1.4388 | 1.5967 | 1.871 | 1.4073 | 1.4652 | 1.4186 | 1.7319 | 1.8931 | 1.9235 | 2.0048 | 1.9901 | 2.0327 | 2.0387 | 2.2218 | 2.1693 | 2.073 | 2.0088 | 2.3402 | 2.1922 | 2.1068 | 2.006 | 1.8863 | 1.8891 | 1.8436 | 1.8442 | 1.797 | 1.794 | 1.7299
Transmission | Falling Short | Generation (TWh) | Thermal | Coal | Coal | 4.9066 | 0.70433 | 1.8646 | 0 | 0 | 0 | 0 | 0 | 0 | 0 | 0 | 0 | 0 | 0 | 0 | 0 | 0 | 0 | 0 | 0 | 0 | 0 | 0 | 0 | 0 | 0 | 0 | 0 | 0
Both | Falling Short | Demand Reduction (TWh) | Demand | DSR | DSR | 0.37088 | 0.23564 | 0.28579 | 0.33525 | 0.23455 | 0.3272 | 0.38773 | 0.43941 | 0.14511 | 0.14836 | 0.17046 | 0.20719 | 0.20799 | 0.23143 | 0.2524 | 0.27887 | 0.28002 | 0.31189 | 0.34205 | 0.33499 | 0.4091 | 0.46901 | 0.50361 | 0.535 | 0.53886 | 0.57191 | 0.6107 | 0.67173 | 0.64369
Transmission | Falling Short | Generation (TWh) | Thermal | Gas | CCGT | 81.6915 | 83.9446 | 68.0049 | 58.1441 | 77.666 | 68.989 | 56.5057 | 44.8893 | 41.5885 | 41.4788 | 36.1596 | 35.5242 | 33.7794 | 29.5326 | 23.5709 | 16.1752 | 13.2251 | 9.951 | 8.7905 | 7.4274 | 6.5519 | 5.7508 | 4.8177 | 5.6398 | 5.3218 | 5.4018 | 4.8073 | 4.8636 | 4.9198
Transmission | Falling Short | Generation (TWh) | Thermal | Gas | Gas CHP | 6.5195 | 8.5036 | 8.7133 | 8.7133 | 8.7133 | 8.7133 | 8.7133 | 8.7133 | 8.7133 | 8.7133 | 8.7133 | 8.7133 | 8.7133 | 3.3945 | 3.3945 | 3.3945 | 3.3945 | 3.3945 | 3.3945 | 3.2242 | 3.2242 | 3.2242 | 3.2242 | 3.2242 | 3.2242 | 3.2242 | 3.0318 | 3.0318 | 3.0318
Transmission | Falling Short | Generation (TWh) | Thermal | Gas | Gas Reciprocating Engines | 0.0026352 | 0.004654 | 0.00479 | 0.006967 | 0.058087 | 0.025226 | 0.006035 | 0.00259 | 0.007372 | 0.040915 | 0.034779 | 0.022834 | 0.005866 | 0.025936 | 0.024414 | 0.001451 | 0.005167 | 0.00391 | 0.00391 | 0.000885 | 0.001375 | 0 | 0 | 0.033016 | 0.027991 | 0.024982 | 0.009031 | 0.011308 | 0.020535
Transmission | Falling Short | Generation (TWh) | Thermal | Gas | OCGT | 0.067294 | 0.001699 | 0 | 0 | 0 | 0 | 0 | 0 | 0 | 0 | 0 | 0 | 0 | 0 | 0 | 0 | 0 | 0 | 0 | 0 | 0 | 0 | 0 | 0 | 0 | 0 | 0 | 0 | 0
Transmission | Falling Short | Generation (TWh) | Thermal | Low Carbon | Hydrogen | 0 | 0 | 0 | 0 | 0 | 0 | 0 | 0 | 0 | 0 | 0 | 0 | 0 | 0 | 0 | 0 | 0 | 0 | 0 | 0 | 0 | 0 | 0 | 0 | 0.32553 | 0.85207 | 1.1304 | 1.636 | 1.8874
Transmission | Falling Short | Generation (TWh) | Thermal | Other Thermal | Fuel Oil | 0.27572 | 0.006245 | 0.012833 | 0.001222 | 0.000367 | 0 | 0 | 0 | 0 | 0 | 0 | 0 | 0 | 0 | 0 | 0 | 0 | 0 | 0 | 0 | 0 | 0 | 0 | 0 | 0 | 0 | 0 | 0 | 0
Transmission | Falling Short | Import (TWh) | Interconnectors | Interconnectors | Interconnectors | 23.066 | 26.3268 | 44.0296 | 62.2681 | 59.6966 | 56.4411 | 49.3969 | 39.6954 | 36.5048 | 37.5675 | 35.5638 | 38.5496 | 36.0971 | 39.084 | 34.5472 | 30.4316 | 29.194 | 26.6452 | 28.8533 | 26.3177 | 24.72 | 25.1925 | 23.9873 | 23.559 | 24.7432 | 26.5488 | 25.9702 | 27.2884 | 28.1951
Transmission | Falling Short | Netflows (TWh) | Interconnectors | Interconnectors | Interconnectors | -4.4478 | 11.9709 | 34.0286 | 56.2478 | 52.1049 | 46.2039 | 34.4645 | 13.7273 | -1.6918 | -0.10464 | -6.9498 | -8.2029 | -16.1055 | -17.6428 | -37.9786 | -49.9468 | -53.7986 | -60.4435 | -56.8618 | -63.8836 | -67.6668 | -66.0079 | -68.4855 | -68.1162 | -66.2462 | -62.6797 | -65.1675 | -62.6048 | -60.7471
Transmission | Falling Short | Storage Capacity (GWh) | Storage | Storage | Battery | 1.0194 | 1.0194 | 2.1979 | 3.1781 | 5.3234 | 6.8968 | 8.9833 | 9.4029 | 10.0225 | 10.1722 | 10.966 | 11.0979 | 11.4617 | 11.9185 | 12.4585 | 12.5084 | 12.6402 | 12.6402 | 13.094 | 13.4938 | 13.5936 | 13.5936 | 13.5936 | 13.8335 | 13.8335 | 13.8335 | 13.8335 | 13.8335 | 13.8335
Transmission | Falling Short | Storage Capacity (GWh) | Storage | Storage | Liquid Air | 0 | 0 | 0 | 0 | 0.2994 | 0.2994 | 0.2994 | 0.2994 | 0.2994 | 0.2994 | 0.2994 | 0.2994 | 0.2994 | 1.0994 | 1.8994 | 2.6994 | 2.6994 | 2.6994 | 2.6994 | 2.6994 | 2.6994 | 2.6994 | 2.6994 | 2.6994 | 2.6994 | 2.6994 | 2.6994 | 2.6994 | 2.6994
Transmission | Falling Short | Storage Capacity (GWh) | Storage | Storage | Pumped Hydro | 26.36 | 28.004 | 28.004 | 28.004 | 28.004 | 28.004 | 28.004 | 28.004 | 28.004 | 28.004 | 28.004 | 28.004 | 28.004 | 28.004 | 28.004 | 28.004 | 28.004 | 28.004 | 33.764 | 33.764 | 33.764 | 33.764 | 33.764 | 33.764 | 33.764 | 33.764 | 33.764 | 33.764 | 33.764
Transmission | Five Year Forecast | Capacity (MW) | Interconnectors | Interconnectors | Interconnectors | 2022: 7400; 2023: 8400; 2024: 9800; 2025: 9800; 2026: 10300; 2027: 10300; 2028: 10300
Transmission | Five Year Forecast | Capacity (MW) | Low Carbon | Nuclear | Nuclear - Large | 2022: 6075; 2023: 6075; 2024: 6075; 2025: 6075; 2026: 4835; 2027: 2900; 2028: 4570
Transmission | Five Year Forecast | Capacity (MW) | Renewable | Biomass | Biomass | 2022: 3403; 2023: 3403; 2024: 3403; 2025: 3403; 2026: 3403; 2027: 3403; 2028: 3403
Transmission | Five Year Forecast | Capacity (MW) | Renewable | Biomass | Biomass CHP | 2022: 132; 2023: 132; 2024: 132; 2025: 132; 2026: 132; 2027: 132; 2028: 132
Transmission | Five Year Forecast | Capacity (MW) | Renewable | Hydro | Hydro | 2022: 1380.5; 2023: 1380.5; 2024: 1386.96; 2025: 1386.96; 2026: 1386.96; 2027: 1386.96; 2028: 1386.96
Transmission | Five Year Forecast | Capacity (MW) | Renewable | Marine | Marine | 2022: 14.9; 2023: 14.9; 2024: 14.9; 2025: 0; 2026: 5; 2027: 15; 2028: 60
Transmission | Five Year Forecast | Capacity (MW) | Renewable | Offshore Wind | Offshore Wind | 2022: 12746.5; 2023: 13821.5; 2024: 13821.5; 2025: 14875.5; 2026: 20415.5; 2027: 22395.5; 2028: 27434.5
Transmission | Five Year Forecast | Capacity (MW) | Renewable | Onshore Wind | Onshore Wind | 2022: 7935.55; 2023: 7965.55; 2024: 8245.35; 2025: 10264.25; 2026: 11933.78; 2027: 13347.78; 2028: 14498.18
Transmission | Five Year Forecast | Capacity (MW) | Renewable | Solar | Solar PV | 2022: 37.5; 2023: 37.5; 2024: 403.3; 2025: 583.2; 2026: 674; 2027: 821.4; 2028: 1285.4
Transmission | Five Year Forecast | Capacity (MW) | Renewable | Waste | Waste | 2022: 52; 2023: 52; 2024: 52; 2025: 52; 2026: 52; 2027: 52; 2028: 52
Transmission | Five Year Forecast | Capacity (MW) | Renewable | Waste | Waste CHP | 2022: 0; 2023: 0; 2024: 0; 2025: 0; 2026: 0; 2027: 29.9; 2028: 29.9
Transmission | Five Year Forecast | Capacity (MW) | Storage | Storage | Battery | 2022: 871.7; 2023: 1745.23; 2024: 3075.42; 2025: 5723.52; 2026: 7213.02; 2027: 8423.22; 2028: 8924.82
Transmission | Five Year Forecast | Capacity (MW) | Storage | Storage | Liquid Air | 2022: 0; 2023: 0; 2024: 0; 2025: 49.9; 2026: 49.9; 2027: 49.9; 2028: 49.9
Transmission | Five Year Forecast | Capacity (MW) | Storage | Storage | Pumped Hydro | 2022: 2470; 2023: 2744; 2024: 2744; 2025: 2744; 2026: 2744; 2027: 2744; 2028: 2744
Transmission | Five Year Forecast | Capacity (MW) | Thermal | Coal | Coal | 2022: 4240; 2023: 2956; 2024: 1988; 2025: 0; 2026: 0; 2027: 0; 2028: 0
Both | Five Year Forecast | Available DSR (MW) | Demand | DSR | DSR | 2022: 1570.34; 2023: 1971.34; 2024: 2089.99; 2025: 2208.642; 2026: 2327.292; 2027: 2505.274; 2028: 2742.576
Transmission | Five Year Forecast | Capacity (MW) | Thermal | Gas | CCGT | 2022: 26960; 2023: 26960; 2024: 26960; 2025: 26939.1; 2026: 28639.1; 2027: 28599.1; 2028: 26684.1
Transmission | Five Year Forecast | Capacity (MW) | Thermal | Gas | Gas CHP | 2022: 1573.78; 2023: 2046.78; 2024: 2096.78; 2025: 2096.78; 2026: 2096.78; 2027: 2096.78; 2028: 2096.78
Transmission | Five Year Forecast | Capacity (MW) | Thermal | Gas | Gas Reciprocating Engines | 2022: 366; 2023: 415.5; 2024: 564.98; 2025: 564.98; 2026: 470.98; 2027: 770.98; 2028: 770.98
Transmission | Five Year Forecast | Capacity (MW) | Thermal | Gas | OCGT | 2022: 2152.89; 2023: 2112.89; 2024: 3009.89; 2025: 3308.89; 2026: 4008.89; 2027: 4008.89; 2028: 4008.89
Transmission | Five Year Forecast | Capacity (MW) | Thermal | Other Thermal | Fuel Oil | 2022: 70.8; 2023: 70.8; 2024: 135.8; 2025: 135.8; 2026: 135.8; 2027: 135.8; 2028: 135.8
Transmission | Five Year Forecast | Consumption (TWh) | Storage | Storage Consumption (TWh) | Battery | 2022: 0.58258; 2023: 1.2899; 2024: 2.5512; 2025: 4.552; 2026: 5.2943; 2027: 5.8148; 2028: 5.8497
Transmission | Five Year Forecast | Consumption (TWh) | Storage | Storage Consumption (TWh) | Liquid Air | 2022: 0; 2023: 0; 2024: 0; 2025: 0.13414; 2026: 0.1284; 2027: 0.12205; 2028: 0.11599
Transmission | Five Year Forecast | Consumption (TWh) | Storage | Storage Consumption (TWh) | Pumped Hydro | 2022: 2.8408; 2023: 1.8468; 2024: 1.95; 2025: 2.1286; 2026: 2.0853; 2027: 1.9758; 2028: 2.3157
Transmission | Five Year Forecast | Curtailment (TWh) | Renewable | Offshore Wind | Offshore Wind | 2022: 0; 2023: 0; 2024: 0; 2025: 0; 2026: 0.002709; 2027: 0.015313; 2028: 0.65053
Transmission | Five Year Forecast | Curtailment (TWh) | Renewable | Onshore Wind | Onshore Wind | 2022: 0.0403; 2023: 0.031522; 2024: 0.06487; 2025: 0.22578; 2026: 0.33681; 2027: 0.4536; 2028: 0.94779
Transmission | Five Year Forecast | Export (TWh) | Interconnectors | Interconnectors | Interconnectors | 2022: -27.5138; 2023: -17.5033; 2024: -13.609; 2025: -12.217; 2026: -22.949; 2027: -22.5702; 2028: -32.8509
Transmission | Five Year Forecast | Generation (TWh) | Low Carbon | Nuclear | Nuclear - Large | 2022: 40.7767; 2023: 40.7988; 2024: 40.7503; 2025: 40.7007; 2026: 32.598; 2027: 21.7648; 2028: 33.9585
Transmission | Five Year Forecast | Generation (TWh) | Renewable | Biomass | Biomass | 2022: 12.1268; 2023: 6.8369; 2024: 6.1803; 2025: 4.7496; 2026: 2.5404; 2027: 2.1334; 2028: 0.2652
Transmission | Five Year Forecast | Generation (TWh) | Renewable | Biomass | Biomass CHP | 2022: 0.4949; 2023: 0.28099; 2024: 0.26711; 2025: 0.2567; 2026: 0.31336; 2027: 0.31336; 2028: 0.012221
Transmission | Five Year Forecast | Generation (TWh) | Renewable | Hydro | Hydro | 2022: 3.8671; 2023: 3.8677; 2024: 3.8675; 2025: 3.8658; 2026: 3.866; 2027: 3.8659; 2028: 3.8657
Transmission | Five Year Forecast | Generation (TWh) | Renewable | Marine | Marine | 2022: 0.052981; 2023: 0.052981; 2024: 0.052981; 2025: 0; 2026: 0.017779; 2027: 0.053337; 2028: 0.21335
Transmission | Five Year Forecast | Generation (TWh) | Renewable | Offshore Wind | Offshore Wind | 2022: 51.4084; 2023: 55.4647; 2024: 55.4647; 2025: 60.2271; 2026: 84.5983; 2027: 93.5653; 2028: 115.8087
Transmission | Five Year Forecast | Generation (TWh) | Renewable | Onshore Wind | Onshore Wind | 2022: 27.7753; 2023: 27.8906; 2024: 28.8322; 2025: 35.7731; 2026: 41.499; 2027: 46.2303; 2028: 49.755
Transmission | Five Year Forecast | Generation (TWh) | Renewable | Solar | Solar PV | 2022: 0.033572; 2023: 0.033572; 2024: 0.34965; 2025: 0.51169; 2026: 0.59274; 2027: 0.72756; 2028: 1.1138
Transmission | Five Year Forecast | Generation (TWh) | Renewable | Waste | Waste | 2022: 0.32068; 2023: 0.33213; 2024: 0.32256; 2025: 0.32273; 2026: 0.285; 2027: 0.27366; 2028: 0.24977
Transmission | Five Year Forecast | Generation (TWh) | Renewable | Waste | Waste CHP | 2022: 0; 2023: 0; 2024: 0; 2025: 0; 2026: 0; 2027: 0.18886; 2028: 0.18517
Transmission | Five Year Forecast | Generation (TWh) | Storage | Storage | Battery | 2022: 0.49154; 2023: 1.0923; 2024: 2.165; 2025: 3.8663; 2026: 4.4973; 2027: 4.9405; 2028: 4.9674
Transmission | Five Year Forecast | Generation (TWh) | Storage | Storage | Liquid Air | 2022: 0; 2023: 0; 2024: 0; 2025: 0.11402; 2026: 0.10914; 2027: 0.10375; 2028: 0.098594
Transmission | Five Year Forecast | Generation (TWh) | Storage | Storage | Pumped Hydro | 2022: 2.1648; 2023: 1.4209; 2024: 1.4922; 2025: 1.619; 2026: 1.5832; 2027: 1.5009; 2028: 1.7546
Transmission | Five Year Forecast | Generation (TWh) | Thermal | Coal | Coal | 2022: 4.9066; 2023: 0.2372; 2024: 0.40595; 2025: 0; 2026: 0; 2027: 0; 2028: 0
Both | Five Year Forecast | Demand Reduction (TWh) | Demand | DSR | DSR | 2022: 0.37088; 2023: 0.29004; 2024: 0.44139; 2025: 0.76424; 2026: 0.95465; 2027: 1.1613; 2028: 1.3948
Transmission | Five Year Forecast | Generation (TWh) | Thermal | Gas | CCGT | 2022: 81.6915; 2023: 72.6935; 2024: 52.5635; 2025: 34.4134; 2026: 39.9145; 2027: 40.4273; 2028: 31.1847
Transmission | Five Year Forecast | Generation (TWh) | Thermal | Gas | Gas CHP | 2022: 6.5195; 2023: 8.5036; 2024: 8.7133; 2025: 8.7133; 2026: 8.7133; 2027: 8.7133; 2028: 8.7133
Transmission | Five Year Forecast | Generation (TWh) | Thermal | Gas | Gas Reciprocating Engines | 2022: 0.0026352; 2023: 0.001029; 2024: 0; 2025: 0; 2026: 0; 2027: 0; 2028: 0
Transmission | Five Year Forecast | Generation (TWh) | Thermal | Gas | OCGT | 2022: 0.067294; 2023: 0; 2024: 0; 2025: 0; 2026: 0; 2027: 0; 2028: 0
Transmission | Five Year Forecast | Generation (TWh) | Thermal | Other Thermal | Fuel Oil | 2022: 0.27572; 2023: 0.001593; 2024: 0; 2025: 0; 2026: 0; 2027: 0; 2028: 0
Transmission | Five Year Forecast | Import (TWh) | Interconnectors | Interconnectors | Interconnectors | 2022: 23.066; 2023: 22.824; 2024: 37.2856; 2025: 50.1517; 2026: 41.9108; 2027: 42.8821; 2028: 35.2325
Transmission | Five Year Forecast | Netflows (TWh) | Interconnectors | Interconnectors | Interconnectors | 2022: -4.4478; 2023: 5.3208; 2024: 23.6766; 2025: 37.9347; 2026: 18.9618; 2027: 20.3119; 2028: 2.3816
Transmission | Five Year Forecast | Storage Capacity (GWh) | Storage | Storage | Battery | 2022: 1.0194; 2023: 2.3213; 2024: 4.6506; 2025: 9.4851; 2026: 12.0885; 2027: 14.5221; 2028: 15.3485
Transmission | Five Year Forecast | Storage Capacity (GWh) | Storage | Storage | Liquid Air | 2022: 0; 2023: 0; 2024: 0; 2025: 0.2994; 2026: 0.2994; 2027: 0.2994; 2028: 0.2994
Transmission | Five Year Forecast | Storage Capacity (GWh) | Storage | Storage | Pumped Hydro | 2022: 26.36; 2023: 28.004; 2024: 28.004; 2025: 28.004; 2026: 28.004; 2027: 28.004; 2028: 28.004
Transmission | Leading The Way | Capacity (MW) | Interconnectors | Interconnectors | Interconnectors | 7400 | 8400 | 9800 | 10300 | 10300 | 10300 | 11700 | 12450 | 17450 | 17450 | 20250 | 23950 | 23950 | 23950 | 23950 | 25350 | 25350 | 25350 | 25350 | 25350 | 25350 | 26750 | 26750 | 26750 | 26750 | 26750 | 26750 | 26750 | 26750
Transmission | Leading The Way | Capacity (MW) | Low Carbon | CCS | CCS Biomass | 0 | 0 | 0 | 0 | 0 | 0 | 0 | 0 | 550 | 550 | 1100 | 1100 | 1650 | 1650 | 2200 | 2200 | 2200 | 2200 | 2200 | 2200 | 2200 | 2200 | 2200 | 2200 | 2200 | 2200 | 2200 | 2200 | 2200
Transmission | Leading The Way | Capacity (MW) | Low Carbon | CCS | CCS Gas | 0 | 0 | 0 | 0 | 0 | 0 | 910 | 910 | 910 | 3310 | 3310 | 3310 | 3310 | 3310 | 3310 | 3310 | 3310 | 3310 | 3310 | 3310 | 3310 | 3310 | 3310 | 3310 | 3310 | 3310 | 3310 | 3310 | 3310
Transmission | Leading The Way | Capacity (MW) | Low Carbon | Nuclear | Nuclear - Large | 6075 | 6075 | 6075 | 6075 | 7745 | 7050 | 4570 | 4570 | 4570 | 4570 | 4570 | 4570 | 4570 | 4570 | 4570 | 6240 | 7910 | 7910 | 7910 | 7910 | 7910 | 7910 | 7910 | 7910 | 7910 | 7910 | 7910 | 7910 | 7910
Transmission | Leading The Way | Capacity (MW) | Low Carbon | Nuclear | Nuclear - SMR | 0 | 0 | 0 | 0 | 0 | 0 | 0 | 0 | 0 | 0 | 0 | 0 | 470 | 940 | 1410 | 1410 | 1880 | 1880 | 1880 | 1880 | 1880 | 1880 | 1880 | 1880 | 1880 | 1880 | 1880 | 1880 | 1880
Transmission | Leading The Way | Capacity (MW) | Renewable | Biomass | Biomass | 3403 | 3403 | 3403 | 3403 | 3403 | 3403 | 3403 | 3403 | 2768 | 2768 | 2133 | 1737 | 1102 | 1102 | 467 | 467 | 467 | 467 | 429 | 15 | 0 | 0 | 0 | 0 | 0 | 0 | 0 | 0 | 0
Transmission | Leading The Way | Capacity (MW) | Renewable | Biomass | Biomass CHP | 132 | 132 | 132 | 132 | 132 | 132 | 132 | 132 | 132 | 132 | 132 | 132 | 132 | 82 | 82 | 82 | 82 | 82 | 82 | 82 | 0 | 0 | 0 | 0 | 0 | 0 | 0 | 0 | 0
Transmission | Leading The Way | Capacity (MW) | Renewable | Hydro | Hydro | 1380.5 | 1380.5 | 1386.96 | 1386.96 | 1386.96 | 1386.96 | 1386.96 | 1386.96 | 1386.96 | 1386.96 | 1386.96 | 1386.96 | 1386.96 | 1386.96 | 1386.96 | 1386.96 | 1386.96 | 1386.96 | 1386.96 | 1386.96 | 1386.96 | 1386.96 | 1386.96 | 1386.96 | 1386.96 | 1386.96 | 1386.96 | 1386.96 | 1386.96
Transmission | Leading The Way | Capacity (MW) | Renewable | Marine | Marine | 14.9 | 14.9 | 0 | 10 | 35 | 55 | 85 | 85 | 85 | 95 | 95 | 95 | 155 | 155 | 245 | 245 | 386 | 729 | 729 | 729 | 729 | 729 | 729 | 729 | 729 | 729 | 729 | 729 | 729
Transmission | Leading The Way | Capacity (MW) | Renewable | Offshore Wind | Offshore Wind | 12746.5 | 14875.5 | 19335.5 | 22495.5 | 27534.5 | 29014.5 | 34275.5 | 42525.5 | 47705.5 | 54475.5 | 58155.5 | 76738.5 | 84566.5 | 84914.5 | 91551.6 | 91551.6 | 92851.6 | 95351.6 | 96051.6 | 96051.6 | 96051.6 | 96051.6 | 96051.6 | 96051.6 | 96051.6 | 96051.6 | 96051.6 | 96051.6 | 96051.6
Transmission | Leading The Way | Capacity (MW) | Renewable | Onshore Wind | Onshore Wind | 7935.55 | 8759.48 | 10728.68 | 12756.78 | 15863.68 | 18096.48 | 19641.68 | 20405.38 | 20923.38 | 21323.38 | 21498.38 | 22427.28 | 22996.28 | 23276.28 | 23276.28 | 23276.28 | 23276.28 | 23341.28 | 23341.28 | 23341.28 | 23341.28 | 23341.28 | 23341.28 | 23341.28 | 23341.28 | 23341.28 | 23341.28 | 23341.28 | 23341.28
Transmission | Leading The Way | Capacity (MW) | Renewable | Solar | Solar PV | 37.5 | 628.2 | 949 | 1463 | 1569.9 | 1926.88 | 2295.65 | 3415.65 | 5222.65 | 5829.45 | 6701.55 | 6751.45 | 6751.45 | 6751.45 | 6751.45 | 6751.45 | 6751.45 | 6751.45 | 6751.45 | 6751.45 | 6751.45 | 6751.45 | 6751.45 | 6751.45 | 6751.45 | 6751.45 | 6751.45 | 6751.45 | 6751.45
Transmission | Leading The Way | Capacity (MW) | Renewable | Waste | Waste | 52 | 52 | 112 | 112 | 112 | 195 | 195 | 195 | 195 | 195 | 195 | 195 | 195 | 195 | 195 | 195 | 195 | 195 | 195 | 195 | 195 | 0 | 0 | 0 | 0 | 0 | 0 | 0 | 0
Transmission | Leading The Way | Capacity (MW) | Renewable | Waste | Waste CHP | 0 | 29.9 | 29.9 | 29.9 | 29.9 | 29.9 | 29.9 | 29.9 | 29.9 | 29.9 | 29.9 | 29.9 | 29.9 | 29.9 | 29.9 | 29.9 | 29.9 | 29.9 | 29.9 | 29.9 | 29.9 | 0 | 0 | 0 | 0 | 0 | 0 | 0 | 0
Transmission | Leading The Way | Capacity (MW) | Storage | Storage | Battery | 871.7 | 3063.72 | 7070.82 | 7476.72 | 9598.42 | 10482.7 | 10921.37 | 12556.17 | 14413.17 | 15219.97 | 16092.07 | 16390.97 | 16390.97 | 16340.97 | 16340.97 | 16340.97 | 16340.97 | 16340.97 | 16340.97 | 16340.97 | 16340.97 | 16340.97 | 16340.97 | 16340.97 | 16340.97 | 16340.97 | 16340.97 | 16340.97 | 16340.97
Transmission | Leading The Way | Capacity (MW) | Storage | Storage | Compressed Air | 0 | 0 | 0 | 0 | 0 | 0 | 500 | 1000 | 2000 | 3000 | 3500 | 4000 | 4500 | 5000 | 5500 | 6000 | 6000 | 6000 | 6000 | 6000 | 6000 | 6000 | 6000 | 6000 | 6000 | 6000 | 6000 | 6000 | 6000
Transmission | Leading The Way | Capacity (MW) | Storage | Storage | Liquid Air | 0 | 0 | 49.9 | 49.9 | 349.7 | 549.7 | 749.7 | 949.7 | 1149.7 | 1349.7 | 1549.7 | 1549.7 | 1749.7 | 1749.7 | 2249.7 | 2749.7 | 3249.7 | 3749.7 | 3749.7 | 3749.7 | 3749.7 | 3749.7 | 3749.7 | 3749.7 | 3749.7 | 3749.7 | 3749.7 | 3749.7 | 3749.7
Transmission | Leading The Way | Capacity (MW) | Storage | Storage | Pumped Hydro | 2470 | 2744 | 2744 | 2744 | 2744 | 3806 | 3806 | 4700 | 4700 | 5000 | 5600 | 5600 | 5600 | 5600 | 5600 | 5600 | 5600 | 5600 | 6200 | 6200 | 6200 | 6200 | 6200 | 6200 | 6200 | 6200 | 6200 | 6200 | 6200
Transmission | Leading The Way | Capacity (MW) | Thermal | Coal | Coal | 4240 | 2956 | 1988 | 0 | 0 | 0 | 0 | 0 | 0 | 0 | 0 | 0 | 0 | 0 | 0 | 0 | 0 | 0 | 0 | 0 | 0 | 0 | 0 | 0 | 0 | 0 | 0 | 0 | 0
Both | Leading The Way | Available DSR (MW) | Demand | DSR | DSR | 1570.34 | 1971.34 | 2089.99 | 2208.642 | 2343.084 | 2578.048 | 2831.203 | 3137.322 | 3626.871 | 4150.377 | 4662.548 | 5165.774 | 5696.704 | 6262.158 | 6804.219 | 7239.148 | 7544.104 | 7716.08 | 7801.518 | 7900.764 | 8023.921 | 8169.871 | 8290.079 | 8450.642 | 8617.204 | 8752.722 | 8841.057 | 8932.176 | 9019.01
Transmission | Leading The Way | Capacity (MW) | Thermal | Gas | CCGT | 26960 | 26960 | 26960 | 26939.1 | 28599.1 | 28599.1 | 16203.1 | 15341.1 | 12224.1 | 9658.1 | 7843.1 | 7843.1 | 7423.1 | 5723.1 | 0 | 0 | 0 | 0 | 0 | 0 | 0 | 0 | 0 | 0 | 0 | 0 | 0 | 0 | 0
Transmission | Leading The Way | Capacity (MW) | Thermal | Gas | Gas CHP | 1573.78 | 2046.78 | 2096.78 | 2096.78 | 2096.78 | 2096.78 | 2096.78 | 1835.78 | 1835.78 | 537.78 | 537.78 | 358.9 | 196.9 | 134.2 | 0 | 0 | 0 | 0 | 0 | 0 | 0 | 0 | 0 | 0 | 0 | 0 | 0 | 0 | 0
Transmission | Leading The Way | Capacity (MW) | Thermal | Gas | Gas Reciprocating Engines | 366 | 465.98 | 465.98 | 765.98 | 671.98 | 971.98 | 909.98 | 909.98 | 909.98 | 909.98 | 909.98 | 909.98 | 909.98 | 699.98 | 0 | 0 | 0 | 0 | 0 | 0 | 0 | 0 | 0 | 0 | 0 | 0 | 0 | 0 | 0
Transmission | Leading The Way | Capacity (MW) | Thermal | Gas | OCGT | 2152.89 | 2112.89 | 3009.89 | 3275.89 | 3994.89 | 3994.89 | 3796.89 | 3253.89 | 3253.89 | 3154.89 | 2714.9 | 2095.9 | 1796.9 | 1008 | 0 | 0 | 0 | 0 | 0 | 0 | 0 | 0 | 0 | 0 | 0 | 0 | 0 | 0 | 0
Transmission | Leading The Way | Capacity (MW) | Thermal | Low Carbon | Hydrogen | 0 | 0 | 0 | 0 | 0 | 0 | 0 | 0 | 600 | 600 | 600 | 600 | 600 | 600 | 4300 | 4300 | 4300 | 5500 | 5500 | 5500 | 5500 | 5500 | 5500 | 5500 | 5500 | 5500 | 5500 | 5500 | 5500
Transmission | Leading The Way | Capacity (MW) | Thermal | Other Thermal | Fuel Oil | 70.8 | 70.8 | 135.8 | 135.8 | 135.8 | 135.8 | 135.8 | 135.8 | 135.8 | 107.8 | 107.8 | 42.8 | 42.8 | 22.3 | 0 | 0 | 0 | 0 | 0 | 0 | 0 | 0 | 0 | 0 | 0 | 0 | 0 | 0 | 0
Transmission | Leading The Way | Consumption (TWh) | Storage | Storage Consumption (TWh) | Battery | 0.58258 | 2.4924 | 5.9241 | 5.7409 | 9.1929 | 8.4771 | 6.823 | 5.8255 | 6.548 | 6.2144 | 6.2165 | 5.739 | 5.3312 | 5.23 | 5.0631 | 4.9185 | 4.7989 | 4.8064 | 4.7072 | 4.3959 | 4.2634 | 4.011 | 3.8016 | 3.7337 | 3.5528 | 3.404 | 3.202 | 3.0934 | 2.9424
Transmission | Leading The Way | Consumption (TWh) | Storage | Storage Consumption (TWh) | Compressed Air | 0 | 0 | 0 | 0 | 0 | 0 | 0.42742 | 0.69049 | 1.3849 | 1.8817 | 2.0482 | 1.9986 | 2.0244 | 1.9794 | 1.9089 | 1.9761 | 1.9588 | 1.9103 | 2.0322 | 2.0186 | 1.948 | 1.89 | 1.7152 | 1.7337 | 1.6652 | 1.5796 | 1.5 | 1.3718 | 1.2953
Transmission | Leading The Way | Consumption (TWh) | Storage | Storage Consumption (TWh) | Liquid Air | 0 | 0 | 0.13585 | 0.13044 | 0.51612 | 0.63036 | 0.61186 | 0.59232 | 0.71642 | 0.73153 | 0.77268 | 0.67653 | 0.69708 | 0.62872 | 0.71807 | 0.80735 | 0.94257 | 1.0471 | 1.0969 | 1.0947 | 1.0486 | 1.0101 | 0.94198 | 0.92537 | 0.88385 | 0.83741 | 0.7921 | 0.72732 | 0.69885
Transmission | Leading The Way | Consumption (TWh) | Storage | Storage Consumption (TWh) | Pumped Hydro | 2.8408 | 1.9111 | 2.3918 | 2.7314 | 2.9088 | 3.838 | 3.5417 | 4.6005 | 4.6192 | 4.5954 | 4.6629 | 4.2534 | 3.907 | 3.8288 | 3.6684 | 3.5558 | 3.4134 | 3.3598 | 3.8436 | 3.8555 | 3.6692 | 3.3664 | 3.2896 | 3.087 | 2.894 | 2.5124 | 2.3437 | 2.2458 | 1.9873
Transmission | Leading The Way | Curtailment (TWh) | Renewable | Offshore Wind | Offshore Wind | 0 | 0 | 0.056329 | 0.40865 | 2.6224 | 2.6541 | 4.8564 | 9.9333 | 5.591 | 9.2316 | 5.6379 | 20.2164 | 28.1376 | 21.0755 | 28.032 | 22.6578 | 23.0537 | 24.4145 | 19.8695 | 13.2946 | 8.941 | 4.6969 | 3.2788 | 2.2904 | 1.5927 | 1.1368 | 0.81776 | 0.5652 | 0.41734
Transmission | Leading The Way | Curtailment (TWh) | Renewable | Onshore Wind | Onshore Wind | 0.0403 | 0.05204 | 0.27663 | 0.68154 | 2.0237 | 2.4091 | 2.023 | 2.7795 | 1.7176 | 2.4283 | 1.8052 | 3.5355 | 4.2591 | 3.5526 | 3.9986 | 3.6628 | 4.0435 | 4.6177 | 4.478 | 3.3269 | 2.4255 | 1.3334 | 0.89227 | 0.59936 | 0.39143 | 0.27415 | 0.19485 | 0.13523 | 0.10012
Transmission | Leading The Way | Export (TWh) | Interconnectors | Interconnectors | Interconnectors | -27.5138 | -19.0019 | -26.0554 | -33.1671 | -48.8609 | -48.0435 | -58.8606 | -66.2993 | -89.7143 | -95.1763 | -105.995 | -141.041 | -148.148 | -145.275 | -153.373 | -159.01 | -163.303 | -165.009 | -163.884 | -158.514 | -154.762 | -153.918 | -149.144 | -146.011 | -142.465 | -138.975 | -137.362 | -132.12 | -130.445
Transmission | Leading The Way | Generation (TWh) | Low Carbon | CCS | CCS Biomass | 0 | 0 | 0 | 0 | 0 | 0 | 0 | 0 | 3.652 | 3.652 | 7.3041 | 7.3041 | 10.9561 | 10.9561 | 18.2602 | 14.6082 | 14.6082 | 14.6082 | 14.6082 | 14.6082 | 14.6082 | 14.6082 | 14.6082 | 14.6082 | 14.6082 | 14.6082 | 14.6082 | 14.6082 | 14.6082
Transmission | Leading The Way | Generation (TWh) | Low Carbon | CCS | CCS Gas | 0 | 0 | 0 | 0 | 0 | 0 | 4.3432 | 4.0447 | 4.3684 | 13.9285 | 13.5789 | 11.0923 | 9.4177 | 9.9679 | 8.7881 | 8.9526 | 8.4355 | 8.0943 | 8.1939 | 7.9402 | 7.8538 | 8.5989 | 8.9563 | 9.0844 | 9.7754 | 9.9833 | 10.6024 | 10.2095 | 10.8032
Transmission | Leading The Way | Generation (TWh) | Low Carbon | Nuclear | Nuclear - Large | 40.7767 | 40.7516 | 40.3889 | 40.1647 | 51.5494 | 48.9135 | 33.3757 | 33.2312 | 33.4527 | 33.2921 | 33.3492 | 32.8606 | 32.6908 | 32.8221 | 32.7018 | 44.7662 | 56.6939 | 56.6869 | 56.8991 | 57.4714 | 57.8843 | 58.1491 | 58.4271 | 58.6562 | 58.9954 | 59.1819 | 59.2447 | 59.2802 | 59.318
Transmission | Leading The Way | Generation (TWh) | Low Carbon | Nuclear | Nuclear - SMR | 0 | 0 | 0 | 0 | 0 | 0 | 0 | 0 | 0 | 0 | 0 | 0 | 2.2163 | 4.645 | 6.6742 | 6.9509 | 9.1954 | 9.1912 | 9.4919 | 10.3166 | 11.0629 | 11.473 | 11.9015 | 12.2842 | 12.798 | 13.0458 | 13.1106 | 13.1764 | 13.2061
Transmission | Leading The Way | Generation (TWh) | Renewable | Biomass | Biomass | 12.1268 | 6.692 | 5.4556 | 3.944 | 2.9352 | 2.5772 | 10.2114 | 9.2327 | 8.0526 | 6.648 | 5.0359 | 3.3073 | 1.7325 | 1.8649 | 0.9676 | 1.1438 | 1.0952 | 1.064 | 0.91411 | 0.023625 | 0 | 0 | 0 | 0 | 0 | 0 | 0 | 0 | 0
Transmission | Leading The Way | Generation (TWh) | Renewable | Biomass | Biomass CHP | 0.4949 | 0.28099 | 0.26711 | 0.2567 | 0.30284 | 0.30373 | 0.56008 | 0.51418 | 0.55757 | 0.52241 | 0.52055 | 0.43462 | 0.38961 | 0.24057 | 0.22181 | 0.21946 | 0.21024 | 0.20697 | 0.19357 | 0.1407 | 0 | 0 | 0 | 0 | 0 | 0 | 0 | 0 | 0
Transmission | Leading The Way | Generation (TWh) | Renewable | Hydro | Hydro | 3.8671 | 3.8675 | 3.8672 | 3.8662 | 3.8654 | 3.8655 | 3.865 | 3.8647 | 3.8652 | 3.8646 | 3.8652 | 3.8653 | 3.865 | 3.8644 | 3.865 | 3.865 | 3.8657 | 3.8654 | 3.8648 | 3.8655 | 3.866 | 3.8661 | 3.8662 | 3.8661 | 3.8667 | 3.8657 | 3.8661 | 3.8673 | 3.867
Transmission | Leading The Way | Generation (TWh) | Renewable | Marine | Marine | 0.052981 | 0.052981 | 0 | 0.035558 | 0.11191 | 0.18321 | 0.29347 | 0.29252 | 0.29799 | 0.3316 | 0.3345 | 0.33059 | 0.54265 | 0.54503 | 0.86357 | 0.86553 | 1.367 | 2.5817 | 2.5841 | 2.5873 | 2.589 | 2.5905 | 2.5911 | 2.5915 | 2.5917 | 2.5918 | 2.5919 | 2.592 | 2.592
Transmission | Leading The Way | Generation (TWh) | Renewable | Offshore Wind | Offshore Wind | 51.4084 | 60.2271 | 79.6887 | 93.6603 | 114.3252 | 120.7651 | 143.401 | 174.6581 | 202.61 | 229.7926 | 250.3792 | 319.908 | 347.2497 | 355.8379 | 378.7709 | 384.1451 | 389.5589 | 400.0351 | 407.7547 | 414.3296 | 418.6832 | 422.9273 | 424.3454 | 425.3338 | 426.0315 | 426.4874 | 426.8064 | 427.059 | 427.2069
Transmission | Leading The Way | Generation (TWh) | Renewable | Onshore Wind | Onshore Wind | 27.7753 | 30.675 | 37.3377 | 44.0565 | 53.3747 | 60.7484 | 66.5583 | 68.5124 | 71.3605 | 72.056 | 73.2457 | 74.5885 | 75.8756 | 77.5271 | 77.0811 | 77.417 | 77.0363 | 76.6927 | 76.8324 | 77.9835 | 78.8849 | 79.9771 | 80.4181 | 80.711 | 80.919 | 81.0363 | 81.1156 | 81.1752 | 81.2103
Transmission | Leading The Way | Generation (TWh) | Renewable | Solar | Solar PV | 0.033572 | 0.56606 | 0.85521 | 1.2825 | 1.2424 | 1.5234 | 1.8625 | 2.7218 | 4.4341 | 4.8099 | 5.7113 | 5.4462 | 5.3488 | 5.6239 | 5.5449 | 5.6562 | 5.6646 | 5.6761 | 5.7521 | 5.861 | 5.9244 | 5.9933 | 6.0204 | 6.0379 | 6.0523 | 6.0608 | 6.0677 | 6.074 | 6.0778
Transmission | Leading The Way | Generation (TWh) | Renewable | Waste | Waste | 0.32068 | 0.32846 | 0.62177 | 0.53241 | 0.39673 | 0.67501 | 0.64763 | 0.58472 | 0.62316 | 0.46109 | 0.40458 | 0.25904 | 0.22214 | 0.22364 | 0.17117 | 0.14692 | 0.13805 | 0.12834 | 0.13084 | 0.11102 | 0.10503 | 0 | 0 | 0 | 0 | 0 | 0 | 0 | 0
Transmission | Leading The Way | Generation (TWh) | Renewable | Waste | Waste CHP | 0 | 0.197 | 0.19047 | 0.18534 | 0.17556 | 0.17483 | 0.17601 | 0.17247 | 0.17438 | 0.16969 | 0.16842 | 0.16265 | 0.15845 | 0.15943 | 0.15687 | 0.1567 | 0.1561 | 0.1553 | 0.155 | 0.15327 | 0.15149 | 0 | 0 | 0 | 0 | 0 | 0 | 0 | 0
Transmission | Leading The Way | Generation (TWh) | Storage | Storage | Battery | 0.49154 | 2.1112 | 5.031 | 4.8731 | 7.7941 | 7.1908 | 5.791 | 4.946 | 5.5568 | 5.2787 | 5.2809 | 4.875 | 4.5284 | 4.4429 | 4.3011 | 4.1785 | 4.0791 | 4.0832 | 3.9987 | 3.7343 | 3.6221 | 3.4077 | 3.2322 | 3.1746 | 3.0186 | 2.8923 | 2.7207 | 2.6286 | 2.5003
Transmission | Leading The Way | Generation (TWh) | Storage | Storage | Compressed Air | 0 | 0 | 0 | 0 | 0 | 0 | 0.36331 | 0.58392 | 1.1424 | 1.5676 | 1.7109 | 1.6725 | 1.6957 | 1.6409 | 1.5831 | 1.6424 | 1.6277 | 1.5861 | 1.6877 | 1.6782 | 1.6179 | 1.5707 | 1.4278 | 1.4493 | 1.3865 | 1.3147 | 1.2506 | 1.1435 | 1.0798
Transmission | Leading The Way | Generation (TWh) | Storage | Storage | Liquid Air | 0 | 0 | 0.11547 | 0.11087 | 0.43885 | 0.5358 | 0.49676 | 0.48602 | 0.57893 | 0.58312 | 0.60885 | 0.53373 | 0.55403 | 0.50056 | 0.57767 | 0.65628 | 0.7716 | 0.85975 | 0.90156 | 0.90056 | 0.8612 | 0.83172 | 0.77607 | 0.76241 | 0.72813 | 0.6908 | 0.65465 | 0.60139 | 0.57806
Transmission | Leading The Way | Generation (TWh) | Storage | Storage | Pumped Hydro | 2.1648 | 1.4688 | 1.815 | 2.0682 | 2.1924 | 2.8675 | 2.6502 | 3.45 | 3.4607 | 3.4414 | 3.4855 | 3.1779 | 2.9219 | 2.8592 | 2.7404 | 2.6551 | 2.5524 | 2.5112 | 2.8667 | 2.8723 | 2.7383 | 2.5209 | 2.4529 | 2.3085 | 2.1682 | 1.8767 | 1.7493 | 1.675 | 1.4854
Transmission | Leading The Way | Generation (TWh) | Thermal | Coal | Coal | 4.9066 | 0.045439 | 0 | 0 | 0 | 0 | 0 | 0 | 0 | 0 | 0 | 0 | 0 | 0 | 0 | 0 | 0 | 0 | 0 | 0 | 0 | 0 | 0 | 0 | 0 | 0 | 0 | 0 | 0
Both | Leading The Way | Demand Reduction (TWh) | Demand | DSR | DSR | 0.37088 | 0.30608 | 0.51579 | 0.54191 | 0.82232 | 0.94862 | 0.70475 | 0.81503 | 0.52346 | 0.61791 | 0.70924 | 0.74311 | 0.86699 | 0.95824 | 0.89779 | 1.008 | 1.1804 | 1.2487 | 1.389 | 1.4435 | 1.522 | 1.3953 | 1.4412 | 1.4682 | 1.3782 | 1.4489 | 1.5056 | 1.3812 | 1.4754
Transmission | Leading The Way | Generation (TWh) | Thermal | Gas | CCGT | 81.6915 | 55.3112 | 27.9121 | 17.8138 | 16.3274 | 14.1945 | 11.0486 | 8.8103 | 9.8739 | 6.4434 | 5.2185 | 2.8658 | 2.1806 | 1.6403 | 0 | 0 | 0 | 0 | 0 | 0 | 0 | 0 | 0 | 0 | 0 | 0 | 0 | 0 | 0
Transmission | Leading The Way | Generation (TWh) | Thermal | Gas | Gas CHP | 6.5195 | 8.5036 | 8.7133 | 8.7133 | 8.7133 | 8.7133 | 8.7133 | 7.4787 | 7.4787 | 2.0341 | 2.0341 | 1.4616 | 0.67649 | 0.4841 | 0 | 0 | 0 | 0 | 0 | 0 | 0 | 0 | 0 | 0 | 0 | 0 | 0 | 0 | 0
Transmission | Leading The Way | Generation (TWh) | Thermal | Gas | Gas Reciprocating Engines | 0.0026352 | 0 | 0 | 0 | 0 | 0 | 0 | 0 | 0 | 0.014412 | 0.013233 | 0 | 0 | 0.002432 | 0 | 0 | 0 | 0 | 0 | 0 | 0 | 0 | 0 | 0 | 0 | 0 | 0 | 0 | 0
Transmission | Leading The Way | Generation (TWh) | Thermal | Gas | OCGT | 0.067294 | 0 | 0 | 0 | 0 | 0 | 0 | 0 | 0 | 0 | 0 | 0 | 0 | 0 | 0 | 0 | 0 | 0 | 0 | 0 | 0 | 0 | 0 | 0 | 0 | 0 | 0 | 0 | 0
Transmission | Leading The Way | Generation (TWh) | Thermal | Low Carbon | Hydrogen | 0 | 0 | 0 | 0 | 0 | 0 | 0 | 0 | 1.1595 | 1.0398 | 0.97852 | 0.99694 | 0.99655 | 0.92249 | 5.2626 | 4.7287 | 4.5457 | 5.3046 | 5.2534 | 4.9383 | 4.8504 | 4.7491 | 4.4738 | 4.3557 | 4.0832 | 3.9408 | 3.7407 | 3.6424 | 3.5003
Transmission | Leading The Way | Generation (TWh) | Thermal | Other Thermal | Fuel Oil | 0.27572 | 0.000382 | 0 | 0 | 0 | 0 | 0 | 0 | 0 | 0 | 0 | 0 | 0 | 0 | 0 | 0 | 0 | 0 | 0 | 0 | 0 | 0 | 0 | 0 | 0 | 0 | 0 | 0 | 0
Transmission | Leading The Way | Import (TWh) | Interconnectors | Interconnectors | Interconnectors | 23.066 | 22.7698 | 29.0137 | 32.8897 | 23.8718 | 24.6706 | 23.5198 | 20.3804 | 26.1457 | 23.75 | 29.8553 | 26.2767 | 24.6363 | 25.9794 | 22.8173 | 25.0459 | 22.4004 | 21.7795 | 20.3189 | 22.2331 | 23.224 | 25.9486 | 25.8318 | 24.9581 | 25.4539 | 25.6927 | 25.7378 | 26.6413 | 26.1932
Transmission | Leading The Way | Netflows (TWh) | Interconnectors | Interconnectors | Interconnectors | -4.4478 | 3.7679 | 2.9583 | -0.27742 | -24.9891 | -23.3729 | -35.3408 | -45.9189 | -63.5686 | -71.4263 | -76.1396 | -114.764 | -123.512 | -119.296 | -130.556 | -133.965 | -140.903 | -143.23 | -143.565 | -136.28 | -131.538 | -127.969 | -123.312 | -121.053 | -117.011 | -113.282 | -111.625 | -105.479 | -104.252
Transmission | Leading The Way | Storage Capacity (GWh) | Storage | Storage | Battery | 1.0194 | 4.5365 | 11.8099 | 12.3405 | 16.3821 | 19.0437 | 19.7572 | 23.707 | 28.739 | 30.2207 | 31.6978 | 32.2956 | 32.2956 | 32.2456 | 32.2456 | 32.2456 | 32.2456 | 32.2456 | 32.2456 | 32.2456 | 32.2456 | 32.2456 | 32.2456 | 32.2456 | 32.2456 | 32.2456 | 32.2456 | 32.2456 | 32.2456
Transmission | Leading The Way | Storage Capacity (GWh) | Storage | Storage | Compressed Air | 0 | 0 | 0 | 0 | 0 | 0 | 2.5 | 5 | 10 | 15 | 17.5 | 20 | 22.5 | 25 | 27.5 | 30 | 30 | 30 | 30 | 30 | 30 | 30 | 30 | 30 | 30 | 30 | 30 | 30 | 30
Transmission | Leading The Way | Storage Capacity (GWh) | Storage | Storage | Liquid Air | 0 | 0 | 0.2994 | 0.2994 | 1.6982 | 2.4982 | 3.2982 | 4.0982 | 4.8982 | 5.6982 | 6.4982 | 6.4982 | 7.2982 | 7.2982 | 9.2982 | 11.2982 | 13.2982 | 15.2982 | 15.2982 | 15.2982 | 15.2982 | 15.2982 | 15.2982 | 15.2982 | 15.2982 | 15.2982 | 15.2982 | 15.2982 | 15.2982
Transmission | Leading The Way | Storage Capacity (GWh) | Storage | Storage | Pumped Hydro | 26.36 | 28.004 | 28.004 | 28.004 | 28.004 | 43.169 | 43.169 | 64.13 | 64.13 | 66.53 | 70.73 | 70.73 | 70.73 | 70.73 | 70.73 | 70.73 | 70.73 | 70.73 | 85.13 | 85.13 | 85.13 | 85.13 | 85.13 | 85.13 | 85.13 | 85.13 | 85.13 | 85.13 | 85.13
Transmission | System Transformation | Capacity (MW) | Interconnectors | Interconnectors | Interconnectors | 7400 | 8400 | 9800 | 9800 | 10300 | 10300 | 10300 | 11700 | 11700 | 11700 | 13100 | 14500 | 15900 | 15900 | 15900 | 15900 | 15900 | 15900 | 15900 | 15900 | 15900 | 15900 | 15900 | 15900 | 15900 | 15900 | 15900 | 15900 | 15900
Transmission | System Transformation | Capacity (MW) | Low Carbon | CCS | CCS Biomass | 0 | 0 | 0 | 0 | 0 | 0 | 0 | 0 | 0 | 0 | 550 | 1150 | 2300 | 2300 | 3450 | 3450 | 5200 | 5200 | 5200 | 7600 | 7600 | 8200 | 8200 | 8200 | 8200 | 8200 | 8200 | 8200 | 8200
Transmission | System Transformation | Capacity (MW) | Low Carbon | CCS | CCS Gas | 0 | 0 | 0 | 0 | 0 | 0 | 0 | 910 | 1770 | 1770 | 4170 | 4170 | 4170 | 5070 | 5970 | 7770 | 8670 | 11370 | 13170 | 14070 | 14970 | 15870 | 16770 | 16770 | 16770 | 16770 | 16770 | 16770 | 16770
Transmission | System Transformation | Capacity (MW) | Low Carbon | Nuclear | Nuclear - Large | 6075 | 6075 | 6075 | 6075 | 4835 | 2900 | 4570 | 4570 | 4570 | 4570 | 4570 | 4570 | 4570 | 4570 | 4570 | 4570 | 4570 | 6240 | 6240 | 6240 | 7910 | 7910 | 7910 | 7910 | 7910 | 7910 | 7910 | 7910 | 7910
Transmission | System Transformation | Capacity (MW) | Low Carbon | Nuclear | Nuclear - SMR | 0 | 0 | 0 | 0 | 0 | 0 | 0 | 0 | 0 | 0 | 0 | 0 | 0 | 940 | 1410 | 2350 | 2820 | 3290 | 5170 | 5170 | 5170 | 5170 | 5170 | 5170 | 5170 | 5170 | 5170 | 5170 | 5170
Transmission | System Transformation | Capacity (MW) | Renewable | Biomass | Biomass | 3403 | 3403 | 3403 | 3403 | 3403 | 3403 | 3403 | 3403 | 3403 | 3403 | 2768 | 2768 | 2133 | 1452 | 817 | 817 | 182 | 182 | 182 | 101 | 56 | 56 | 56 | 56 | 0 | 0 | 0 | 0 | 0
Transmission | System Transformation | Capacity (MW) | Renewable | Biomass | Biomass CHP | 132 | 132 | 132 | 132 | 132 | 132 | 132 | 132 | 132 | 132 | 132 | 132 | 132 | 132 | 132 | 132 | 57 | 57 | 57 | 27 | 27 | 27 | 27 | 27 | 0 | 0 | 0 | 0 | 0
Transmission | System Transformation | Capacity (MW) | Renewable | Hydro | Hydro | 1380.5 | 1380.5 | 1386.96 | 1386.96 | 1386.96 | 1386.96 | 1386.96 | 1386.96 | 1386.96 | 1386.96 | 1386.96 | 1386.96 | 1386.96 | 1386.96 | 1386.96 | 1386.96 | 1386.96 | 1386.96 | 1386.96 | 1386.96 | 1386.96 | 1386.96 | 1386.96 | 1386.96 | 1386.96 | 1386.96 | 1386.96 | 1386.96 | 1386.96
Transmission | System Transformation | Capacity (MW) | Renewable | Marine | Marine | 14.9 | 14.9 | 14.9 | 0 | 5 | 15 | 60 | 60 | 60 | 148 | 148 | 153 | 153 | 153 | 153 | 178 | 178 | 178 | 178 | 178 | 2828 | 2828 | 3121 | 5621 | 5621 | 5621 | 8121 | 8146 | 8146
Transmission | System Transformation | Capacity (MW) | Renewable | Offshore Wind | Offshore Wind | 12746.5 | 13821.5 | 13821.5 | 14875.5 | 20415.5 | 22395.5 | 27434.5 | 28914.5 | 39995.5 | 44025.5 | 48725.5 | 53675.5 | 56655.5 | 69838.5 | 74324.6 | 77672.6 | 84751.6 | 88251.6 | 90551.6 | 92051.6 | 95251.6 | 97051.6 | 97951.6 | 99601.6 | 101951.6 | 103451.6 | 104451.6 | 104451.6 | 104451.6
Transmission | System Transformation | Capacity (MW) | Renewable | Onshore Wind | Onshore Wind | 7935.55 | 7965.55 | 8245.35 | 10264.25 | 11933.78 | 13347.78 | 14498.18 | 15997.18 | 16818.68 | 18482.08 | 19027.88 | 19658.28 | 20048.28 | 20828.28 | 21107.28 | 21217.28 | 21217.28 | 20977.28 | 21138.28 | 21234.88 | 21234.88 | 21274.88 | 21274.88 | 21339.88 | 21339.88 | 21404.68 | 21404.68 | 21404.68 | 21404.68
Transmission | System Transformation | Capacity (MW) | Renewable | Solar | Solar PV | 37.5 | 37.5 | 403.3 | 583.2 | 674 | 821.4 | 1285.4 | 1449.3 | 1556.2 | 1663.1 | 1995.07 | 2095.05 | 2264.95 | 2614.85 | 2671.85 | 2778.75 | 3035.55 | 3105.75 | 3269.65 | 3269.65 | 3459.65 | 3459.65 | 3459.65 | 3459.65 | 3459.65 | 3459.65 | 3459.65 | 3459.65 | 3459.65
Transmission | System Transformation | Capacity (MW) | Renewable | Waste | Waste | 52 | 52 | 52 | 52 | 52 | 52 | 52 | 112 | 112 | 112 | 112 | 112 | 112 | 112 | 112 | 112 | 112 | 112 | 195 | 195 | 195 | 195 | 195 | 195 | 195 | 195 | 179 | 179 | 179
Transmission | System Transformation | Capacity (MW) | Renewable | Waste | Waste CHP | 0 | 0 | 0 | 0 | 0 | 29.9 | 29.9 | 29.9 | 29.9 | 29.9 | 29.9 | 29.9 | 29.9 | 29.9 | 29.9 | 29.9 | 29.9 | 29.9 | 29.9 | 29.9 | 29.9 | 29.9 | 29.9 | 29.9 | 29.9 | 29.9 | 29.9 | 29.9 | 29.9
Transmission | System Transformation | Capacity (MW) | Storage | Storage | Battery | 871.7 | 1745.23 | 3075.42 | 5723.52 | 7213.02 | 8423.22 | 8924.82 | 9186.12 | 9574.62 | 9631.62 | 10008.59 | 10108.57 | 10278.47 | 10648.27 | 10905.17 | 11012.07 | 11318.77 | 11388.97 | 11502.87 | 11552.77 | 11742.77 | 11742.77 | 11742.77 | 11742.77 | 11742.77 | 11991.77 | 11991.77 | 11991.77 | 11991.77
Transmission | System Transformation | Capacity (MW) | Storage | Storage | Compressed Air | 0 | 0 | 0 | 0 | 0 | 0 | 0 | 0 | 0 | 0 | 0 | 0 | 0 | 0 | 0 | 500 | 1000 | 1500 | 2000 | 2500 | 3500 | 3500 | 4000 | 4000 | 4500 | 4500 | 4500 | 4500 | 4500
Transmission | System Transformation | Capacity (MW) | Storage | Storage | Liquid Air | 0 | 0 | 0 | 49.9 | 49.9 | 49.9 | 49.9 | 49.9 | 149.7 | 149.7 | 349.7 | 549.7 | 749.7 | 749.7 | 749.7 | 949.7 | 949.7 | 949.7 | 949.7 | 949.7 | 949.7 | 949.7 | 1449.7 | 1949.7 | 2449.7 | 2449.7 | 2949.7 | 2949.7 | 2949.7
Transmission | System Transformation | Capacity (MW) | Storage | Storage | Pumped Hydro | 2470 | 2744 | 2744 | 2744 | 2744 | 2744 | 2744 | 2744 | 2744 | 2744 | 2744 | 2744 | 2954 | 2954 | 2954 | 4016 | 4016 | 4016 | 4016 | 4016 | 4016 | 4016 | 4016 | 4016 | 4016 | 4016 | 4016 | 4016 | 4016
Transmission | System Transformation | Capacity (MW) | Thermal | Coal | Coal | 4240 | 2956 | 1988 | 0 | 0 | 0 | 0 | 0 | 0 | 0 | 0 | 0 | 0 | 0 | 0 | 0 | 0 | 0 | 0 | 0 | 0 | 0 | 0 | 0 | 0 | 0 | 0 | 0 | 0
Both | System Transformation | Available DSR (MW) | Demand | DSR | DSR | 1570.34 | 1499.996 | 1323.846 | 1323.845 | 1535.409 | 1701.017 | 1787.55 | 1842.278 | 1914.251 | 2089.275 | 2472.344 | 2906.106 | 3176.137 | 3460.144 | 3893.483 | 4334.815 | 4639.062 | 4871.42 | 5047.485 | 5281.573 | 5419.258 | 5522.547 | 5587.291 | 5626.62 | 5672.161 | 5708.585 | 5736.44 | 5798.598 | 5812.196
Transmission | System Transformation | Capacity (MW) | Thermal | Gas | CCGT | 26960 | 26960 | 26960 | 26939.1 | 28639.1 | 28599.1 | 26684.1 | 23894.1 | 23084.1 | 21557.1 | 21557.1 | 21557.1 | 20607.1 | 17753.1 | 16251.1 | 15075.1 | 12034.1 | 8312.1 | 6612.1 | 4901 | 2659 | 460 | 460 | 0 | 0 | 0 | 0 | 0 | 0
Transmission | System Transformation | Capacity (MW) | Thermal | Gas | Gas CHP | 1573.78 | 2046.78 | 2096.78 | 2096.78 | 2096.78 | 2096.78 | 2096.78 | 2096.78 | 2096.78 | 2096.78 | 828.78 | 828.78 | 670.78 | 508.78 | 487.88 | 384.78 | 281.9 | 281.9 | 281.9 | 281.9 | 140.9 | 0 | 0 | 0 | 0 | 0 | 0 | 0 | 0
Transmission | System Transformation | Capacity (MW) | Thermal | Gas | Gas Reciprocating Engines | 366 | 415.5 | 564.98 | 564.98 | 470.98 | 770.98 | 770.98 | 1070.98 | 1070.98 | 1070.98 | 1069.98 | 1038.98 | 1038.98 | 1018.98 | 829.5 | 205.5 | 165.5 | 165.5 | 165.5 | 104 | 83 | 0 | 0 | 0 | 0 | 0 | 0 | 0 | 0
Transmission | System Transformation | Capacity (MW) | Thermal | Gas | OCGT | 2152.89 | 2112.89 | 3009.89 | 3308.89 | 4008.89 | 4008.89 | 4008.89 | 4027.89 | 3444.89 | 3344.89 | 3344.89 | 3286.89 | 3286.89 | 2901.89 | 2192.89 | 2010.99 | 1896.99 | 1896.99 | 1196.99 | 0 | 0 | 0 | 0 | 0 | 0 | 0 | 0 | 0 | 0
Transmission | System Transformation | Capacity (MW) | Thermal | Low Carbon | Hydrogen | 0 | 0 | 0 | 0 | 0 | 0 | 0 | 0 | 1200 | 1200 | 1200 | 1200 | 1800 | 4800 | 8500 | 8500 | 9700 | 10900 | 10900 | 11500 | 12100 | 13300 | 13300 | 13300 | 13300 | 13300 | 13300 | 13900 | 14500
Transmission | System Transformation | Capacity (MW) | Thermal | Other Thermal | Fuel Oil | 70.8 | 70.8 | 135.8 | 135.8 | 135.8 | 135.8 | 135.8 | 135.8 | 135.8 | 135.8 | 135.8 | 135.8 | 135.8 | 135.8 | 113.5 | 113.5 | 0 | 0 | 0 | 0 | 0 | 0 | 0 | 0 | 0 | 0 | 0 | 0 | 0
Transmission | System Transformation | Consumption (TWh) | Storage | Storage Consumption (TWh) | Battery | 0.58258 | 1.2943 | 2.5583 | 4.5425 | 5.2411 | 5.731 | 5.8593 | 5.8999 | 5.9084 | 6.2185 | 4.8697 | 4.8072 | 4.739 | 4.1687 | 3.9421 | 3.7695 | 3.5214 | 3.3861 | 3.2804 | 3.2861 | 3.1442 | 3.1236 | 3.1934 | 3.1692 | 3.0832 | 3.0552 | 3.0493 | 2.9414 | 2.888
Transmission | System Transformation | Consumption (TWh) | Storage | Storage Consumption (TWh) | Compressed Air | 0 | 0 | 0 | 0 | 0 | 0 | 0 | 0 | 0 | 0 | 0 | 0 | 0 | 0 | 0 | 0.3216 | 0.56758 | 0.7932 | 0.96569 | 1.1058 | 1.378 | 1.3573 | 1.4297 | 1.3836 | 1.5308 | 1.4915 | 1.4151 | 1.4374 | 1.3897
Transmission | System Transformation | Consumption (TWh) | Storage | Storage Consumption (TWh) | Liquid Air | 0 | 0 | 0 | 0.13166 | 0.1249 | 0.12033 | 0.11605 | 0.11066 | 0.25848 | 0.25233 | 0.36844 | 0.51268 | 0.61599 | 0.53237 | 0.49842 | 0.56795 | 0.51016 | 0.4799 | 0.44202 | 0.42001 | 0.38755 | 0.38471 | 0.50895 | 0.63305 | 0.76164 | 0.73824 | 0.82748 | 0.84808 | 0.82977
Transmission | System Transformation | Consumption (TWh) | Storage | Storage Consumption (TWh) | Pumped Hydro | 2.8408 | 1.8471 | 1.9602 | 2.1092 | 2.0265 | 1.8868 | 2.2708 | 2.2899 | 2.6182 | 2.8866 | 2.725 | 2.7328 | 2.9422 | 2.7843 | 2.7017 | 3.5831 | 3.455 | 3.2398 | 3.0484 | 2.807 | 2.6536 | 2.527 | 2.403 | 2.1901 | 2.227 | 2.1379 | 2.1101 | 1.9579 | 1.8727
Transmission | System Transformation | Curtailment (TWh) | Renewable | Offshore Wind | Offshore Wind | 0 | 0 | 0 | 0 | 0 | 0.002798 | 0.45069 | 0.54231 | 10.2157 | 14.681 | 14.3334 | 17.8698 | 18.6906 | 35.6633 | 42.1214 | 37.4901 | 47.2524 | 46.8716 | 46.8114 | 36.4974 | 38.5066 | 32.5874 | 24.9664 | 20.3743 | 17.9966 | 15.5229 | 14.0234 | 10.7753 | 10.3482
Transmission | System Transformation | Curtailment (TWh) | Renewable | Onshore Wind | Onshore Wind | 0.0403 | 0.031492 | 0.063817 | 0.21567 | 0.33321 | 0.41034 | 0.8297 | 0.85086 | 2.5098 | 4.5787 | 4.0224 | 4.9257 | 4.819 | 6.3811 | 6.7667 | 6.6418 | 8.1563 | 8.0167 | 9.1718 | 7.6004 | 8.592 | 7.3377 | 5.9475 | 4.8943 | 4.1666 | 3.5129 | 3.0409 | 2.3284 | 2.2786
Transmission | System Transformation | Export (TWh) | Interconnectors | Interconnectors | Interconnectors | -27.5138 | -17.2446 | -13.2771 | -12.1686 | -22.7455 | -21.4615 | -32.0567 | -39.9623 | -56.5713 | -59.9124 | -68.9335 | -78.8935 | -86.0902 | -98.1191 | -100.386 | -102.2108 | -105.5591 | -109.6105 | -113.1546 | -112.0832 | -115.9524 | -115.0363 | -115.1329 | -117.2274 | -117.1931 | -117.5495 | -119.7386 | -117.0365 | -119.2433
Transmission | System Transformation | Generation (TWh) | Low Carbon | CCS | CCS Biomass | 0 | 0 | 0 | 0 | 0 | 0 | 0 | 0 | 0 | 0 | 2.1505 | 4.4966 | 8.9932 | 8.9932 | 9.4326 | 9.4326 | 14.2172 | 15.3779 | 15.3779 | 22.4753 | 22.4753 | 24.2497 | 24.2497 | 24.2497 | 24.2497 | 24.2497 | 24.2497 | 24.2497 | 32.0627
Transmission | System Transformation | Generation (TWh) | Low Carbon | CCS | CCS Gas | 0 | 0 | 0 | 0 | 0 | 0 | 0 | 5.2782 | 7.7927 | 6.9891 | 14.8674 | 14.436 | 14.3777 | 13.6975 | 15.271 | 17.3381 | 16.5539 | 16.203 | 14.3702 | 12.2463 | 8.371 | 8.0355 | 8.4593 | 7.9828 | 6.8983 | 7.1493 | 6.4514 | 5.6463 | 5.358
Transmission | System Transformation | Generation (TWh) | Low Carbon | Nuclear | Nuclear - Large | 40.7767 | 40.7997 | 40.7504 | 40.7008 | 32.5993 | 21.769 | 34.0192 | 34.0134 | 33.255 | 32.9742 | 32.8855 | 32.7681 | 32.7907 | 32.4075 | 32.2884 | 32.3373 | 32.2421 | 44.0767 | 43.7671 | 43.8781 | 55.5027 | 55.9401 | 56.1261 | 56.2324 | 56.4717 | 56.5033 | 56.4768 | 57.4913 | 57.589
Transmission | System Transformation | Generation (TWh) | Low Carbon | Nuclear | Nuclear - SMR | 0 | 0 | 0 | 0 | 0 | 0 | 0 | 0 | 0 | 0 | 0 | 0 | 0 | 4.3435 | 8.2507 | 10.789 | 16.3723 | 19.2382 | 30.1404 | 22.8675 | 22.8654 | 22.4166 | 22.9636 | 23.5099 | 24.6098 | 24.6124 | 24.7839 | 28.6655 | 29.0647
Transmission | System Transformation | Generation (TWh) | Renewable | Biomass | Biomass | 12.1268 | 6.8534 | 6.2038 | 4.7593 | 2.5211 | 2.1169 | 0.26861 | 0.27508 | 0.1602 | 0.14349 | 0.09348 | 0.09 | 0.067285 | 0.039372 | 0.02046 | 0.022344 | 0.0054261 | 0.0046774 | 0.0043594 | 0.0016933 | 0.00085456 | 0.0008064 | 0.0008064 | 0.0007336 | 0 | 0 | 0 | 0 | 0
Transmission | System Transformation | Generation (TWh) | Renewable | Biomass | Biomass CHP | 0.4949 | 0.28099 | 0.26711 | 0.2567 | 0.31336 | 0.31336 | 0.01237 | 0.012337 | 0.0077696 | 0.0070692 | 0.0067054 | 0.0062308 | 0.0061451 | 0.0047103 | 0.0044413 | 0.0041388 | 0.001755 | 0.0014649 | 0.0014022 | 0.0004671 | 0.00041639 | 0.0003888 | 0.0003888 | 0.0003681 | 0 | 0 | 0 | 0 | 0
Transmission | System Transformation | Generation (TWh) | Renewable | Hydro | Hydro | 3.8671 | 3.8676 | 3.8676 | 3.8661 | 3.8653 | 3.866 | 3.8658 | 3.8658 | 3.865 | 3.8651 | 3.8648 | 3.865 | 3.8649 | 3.8653 | 3.8656 | 3.8649 | 3.866 | 3.8655 | 3.8654 | 3.8653 | 3.8646 | 3.8646 | 3.8653 | 3.8654 | 3.8655 | 3.8649 | 3.865 | 3.8653 | 3.8651
Transmission | System Transformation | Generation (TWh) | Renewable | Marine | Marine | 0.052981 | 0.052981 | 0.052981 | 0 | 0.017779 | 0.053337 | 0.21335 | 0.21335 | 0.21335 | 0.52626 | 0.52626 | 0.54404 | 0.54404 | 0.54404 | 0.54404 | 0.63293 | 0.63293 | 0.63293 | 0.63293 | 0.63293 | 10.0558 | 10.0558 | 11.0976 | 19.9871 | 19.9871 | 19.9871 | 28.8766 | 28.9637 | 28.9638
Transmission | System Transformation | Generation (TWh) | Renewable | Offshore Wind | Offshore Wind | 51.4084 | 55.4647 | 55.4647 | 60.2271 | 84.6011 | 93.5778 | 116.0086 | 122.3886 | 162.1619 | 176.5084 | 198.2727 | 217.5108 | 230.5083 | 274.8722 | 288.6235 | 308.6421 | 328.9574 | 344.9797 | 355.3187 | 372.5859 | 385.4378 | 399.5203 | 411.2228 | 423.2979 | 436.3332 | 445.6095 | 451.4944 | 454.7426 | 455.1696
Transmission | System Transformation | Generation (TWh) | Renewable | Onshore Wind | Onshore Wind | 27.7753 | 27.8906 | 28.8333 | 35.7832 | 41.5025 | 46.2735 | 49.8731 | 55.0692 | 56.3316 | 60.1314 | 62.6145 | 63.838 | 65.3097 | 66.4734 | 67.0899 | 67.6008 | 66.0863 | 65.3666 | 64.7829 | 66.6972 | 65.7057 | 67.1019 | 68.4921 | 69.7695 | 70.4972 | 71.3776 | 71.8496 | 72.5622 | 72.6119
Transmission | System Transformation | Generation (TWh) | Renewable | Solar | Solar PV | 0.033572 | 0.033572 | 0.34965 | 0.51169 | 0.59297 | 0.72808 | 1.1222 | 1.2709 | 1.2712 | 1.3074 | 1.6158 | 1.6822 | 1.8302 | 2.0859 | 2.1343 | 2.2539 | 2.4262 | 2.4947 | 2.6419 | 2.7357 | 2.8859 | 2.938 | 2.9786 | 3.0067 | 3.022 | 3.0356 | 3.0453 | 3.0588 | 3.0598
Transmission | System Transformation | Generation (TWh) | Renewable | Waste | Waste | 0.32068 | 0.33154 | 0.3233 | 0.32243 | 0.28668 | 0.28055 | 0.25482 | 0.54607 | 0.39393 | 0.33919 | 0.27971 | 0.26341 | 0.2503 | 0.16709 | 0.14256 | 0.11013 | 0.068572 | 0.039028 | 0.048789 | 0.022388 | 0.005469 | 0.005469 | 0.005469 | 0.0037862 | 0 | 0.005469 | 0 | 0 | 0
Transmission | System Transformation | Generation (TWh) | Renewable | Waste | Waste CHP | 0 | 0 | 0 | 0 | 0 | 0.18947 | 0.18558 | 0.18656 | 0.17547 | 0.17175 | 0.16949 | 0.16819 | 0.16775 | 0.16258 | 0.16152 | 0.1593 | 0.15676 | 0.15396 | 0.15179 | 0.14905 | 0.14599 | 0.14391 | 0.1435 | 0.14314 | 0.14195 | 0.14171 | 0.1414 | 0.14108 | 0.14053
Transmission | System Transformation | Generation (TWh) | Storage | Storage | Battery | 0.49154 | 1.096 | 2.1709 | 3.858 | 4.4521 | 4.8694 | 4.9753 | 5.0104 | 5.0153 | 5.2759 | 4.1348 | 4.0815 | 4.0238 | 3.5392 | 3.3458 | 3.1994 | 2.989 | 2.8742 | 2.7847 | 2.7895 | 2.6691 | 2.6517 | 2.7109 | 2.6906 | 2.6175 | 2.5939 | 2.5891 | 2.4977 | 2.4524
Transmission | System Transformation | Generation (TWh) | Storage | Storage | Compressed Air | 0 | 0 | 0 | 0 | 0 | 0 | 0 | 0 | 0 | 0 | 0 | 0 | 0 | 0 | 0 | 0.23477 | 0.44869 | 0.64356 | 0.79292 | 0.91443 | 1.1258 | 1.1081 | 1.1717 | 1.1371 | 1.2603 | 1.2276 | 1.166 | 1.1855 | 1.1472
Transmission | System Transformation | Generation (TWh) | Storage | Storage | Liquid Air | 0 | 0 | 0 | 0.11192 | 0.10616 | 0.10228 | 0.098646 | 0.094063 | 0.21971 | 0.21448 | 0.31318 | 0.43578 | 0.49261 | 0.42463 | 0.39719 | 0.44681 | 0.40125 | 0.37835 | 0.34869 | 0.33181 | 0.30619 | 0.30361 | 0.41051 | 0.51766 | 0.62756 | 0.60808 | 0.68796 | 0.70307 | 0.68814
Transmission | System Transformation | Generation (TWh) | Storage | Storage | Pumped Hydro | 2.1648 | 1.4209 | 1.5003 | 1.6049 | 1.539 | 1.4321 | 1.721 | 1.7356 | 1.9775 | 2.1764 | 2.0576 | 2.062 | 2.2477 | 2.13 | 2.0679 | 2.7021 | 2.6046 | 2.4446 | 2.2997 | 2.122 | 2.002 | 1.9087 | 1.8151 | 1.6555 | 1.6816 | 1.6143 | 1.5908 | 1.4796 | 1.4146
Transmission | System Transformation | Generation (TWh) | Thermal | Coal | Coal | 4.9066 | 0.2589 | 0.43041 | 0 | 0 | 0 | 0 | 0 | 0 | 0 | 0 | 0 | 0 | 0 | 0 | 0 | 0 | 0 | 0 | 0 | 0 | 0 | 0 | 0 | 0 | 0 | 0 | 0 | 0
Both | System Transformation | Demand Reduction (TWh) | Demand | DSR | DSR | 0.37088 | 0.32987 | 0.30087 | 0.46395 | 0.75222 | 1.0291 | 0.85477 | 0.81404 | 0.38612 | 0.36926 | 0.46485 | 0.55372 | 0.63289 | 0.71111 | 0.81449 | 0.92186 | 0.98668 | 0.82607 | 0.78939 | 0.62144 | 0.44357 | 0.33155 | 0.35855 | 0.37937 | 0.30181 | 0.3774 | 0.36129 | 0.21705 | 0.19154
Transmission | System Transformation | Generation (TWh) | Thermal | Gas | CCGT | 81.6915 | 73.6308 | 54.2715 | 34.5235 | 39.1341 | 39.5056 | 29.9672 | 26.405 | 18.1114 | 15.8409 | 11.2965 | 10.498 | 9.5193 | 4.2805 | 2.8092 | 1.8666 | 1.1719 | 0.47425 | 0.23717 | 0.16476 | 0.061118 | 0.012634 | 0 | 0 | 0 | 0 | 0 | 0 | 0
Transmission | System Transformation | Generation (TWh) | Thermal | Gas | Gas CHP | 6.5195 | 8.5036 | 8.7133 | 8.7133 | 8.7133 | 8.7133 | 8.7133 | 8.7133 | 8.7133 | 8.7133 | 3.3945 | 3.3945 | 2.9097 | 2.1246 | 2.0604 | 1.7153 | 1.2988 | 1.2988 | 1.2988 | 1.2988 | 0.63178 | 0 | 0 | 0 | 0 | 0 | 0 | 0 | 0
Transmission | System Transformation | Generation (TWh) | Thermal | Gas | Gas Reciprocating Engines | 0.0026352 | 0.0022909 | 0 | 0 | 0 | 0 | 0 | 0.0089932 | 0 | 0 | 0 | 0 | 0 | 0 | 0 | 0 | 0 | 0 | 0 | 0 | 0 | 0 | 0 | 0 | 0 | 0 | 0 | 0 | 0
Transmission | System Transformation | Generation (TWh) | Thermal | Gas | OCGT | 0.067294 | 0 | 0 | 0 | 0 | 0 | 0 | 0 | 0 | 0 | 0 | 0 | 0 | 0 | 0 | 0 | 0 | 0 | 0 | 0 | 0 | 0 | 0 | 0 | 0 | 0 | 0 | 0 | 0
Transmission | System Transformation | Generation (TWh) | Thermal | Low Carbon | Hydrogen | 0 | 0 | 0 | 0 | 0 | 0 | 0 | 0 | 2.4771 | 1.8433 | 1.8033 | 1.9698 | 2.6698 | 5.5756 | 8.1235 | 7.0906 | 7.5453 | 8.3416 | 7.8563 | 8.6173 | 10.9778 | 11.1792 | 11.4223 | 12.0452 | 12.4509 | 12.122 | 11.8572 | 11.3583 | 11.2146
Transmission | System Transformation | Generation (TWh) | Thermal | Other Thermal | Fuel Oil | 0.27572 | 0.0017204 | 0.0011 | 0 | 0 | 0 | 0 | 0 | 0 | 0 | 0 | 0 | 0 | 0 | 0 | 0 | 0 | 0 | 0 | 0 | 0 | 0 | 0 | 0 | 0 | 0 | 0 | 0 | 0
Transmission | System Transformation | Import (TWh) | Interconnectors | Interconnectors | Interconnectors | 23.066 | 23.0065 | 37.695 | 50.2176 | 42.1867 | 43.794 | 35.7312 | 35.5992 | 25.7149 | 24.0693 | 23.8474 | 23.4533 | 24.9507 | 18.4832 | 16.8649 | 16.84 | 15.3756 | 13.1043 | 11.8831 | 12.5208 | 9.686 | 9.8686 | 10.1789 | 8.6264 | 8.9881 | 9.1633 | 8.3247 | 9.3776 | 8.5168
Transmission | System Transformation | Netflows (TWh) | Interconnectors | Interconnectors | Interconnectors | -4.4478 | 5.7619 | 24.4179 | 38.049 | 19.4412 | 22.3325 | 3.6744 | -4.3631 | -30.8564 | -35.8431 | -45.0861 | -55.4402 | -61.1395 | -79.6359 | -83.5211 | -85.3707 | -90.1835 | -96.5062 | -101.2716 | -99.5623 | -106.2664 | -105.1677 | -104.954 | -108.601 | -108.205 | -108.3862 | -111.4139 | -107.6589 | -110.7266
Transmission | System Transformation | Storage Capacity (GWh) | Storage | Storage | Battery | 1.0194 | 2.3213 | 4.6506 | 9.4851 | 12.0885 | 14.5221 | 15.3485 | 15.6573 | 16.2775 | 16.3345 | 16.8079 | 17.0079 | 17.2728 | 17.8877 | 18.291 | 18.4478 | 18.9042 | 18.9946 | 19.1584 | 19.2083 | 19.3983 | 19.3983 | 19.3983 | 19.3983 | 19.3983 | 19.8963 | 19.8963 | 19.8963 | 19.8963
Transmission | System Transformation | Storage Capacity (GWh) | Storage | Storage | Compressed Air | 0 | 0 | 0 | 0 | 0 | 0 | 0 | 0 | 0 | 0 | 0 | 0 | 0 | 0 | 0 | 2.5 | 5 | 7.5 | 10 | 12.5 | 17.5 | 17.5 | 20 | 20 | 22.5 | 22.5 | 22.5 | 22.5 | 22.5
Transmission | System Transformation | Storage Capacity (GWh) | Storage | Storage | Liquid Air | 0 | 0 | 0 | 0.2994 | 0.2994 | 0.2994 | 0.2994 | 0.2994 | 0.8982 | 0.8982 | 1.6982 | 2.4982 | 3.2982 | 3.2982 | 3.2982 | 4.0982 | 4.0982 | 4.0982 | 4.0982 | 4.0982 | 4.0982 | 4.0982 | 6.0982 | 8.0982 | 10.0982 | 10.0982 | 12.0982 | 12.0982 | 12.0982
Transmission | System Transformation | Storage Capacity (GWh) | Storage | Storage | Pumped Hydro | 26.36 | 28.004 | 28.004 | 28.004 | 28.004 | 28.004 | 28.004 | 28.004 | 28.004 | 28.004 | 28.004 | 28.004 | 30.839 | 30.839 | 30.839 | 46.004 | 46.004 | 46.004 | 46.004 | 46.004 | 46.004 | 46.004 | 46.004 | 46.004 | 46.004 | 46.004 | 46.004 | 46.004 | 46.004
Non-Grid Connected | Leading The Way | Capacity (MW) | Renewable | Offshore Wind | Offshore Wind | 8.6631 | 8.6631 | 8.6631 | 45.8629 | 137.6041 | 275.2083 | 642.127 | 1146.2174 | 1803.867 | 1936.499 | 2230.9703 | 2722.3384 | 3244.8754 | 3653.7259 | 4105.0874 | 4844.4891 | 5523.4587 | 7036.8539 | 8331.7081 | 9514.5045 | 10971.3352 | 12414.9358 | 13537.6297 | 15038.4045 | 15382.167 | 16452.7608 | 17587.5529 | 18212.9626 | 19197.1312
Non-Grid Connected | Leading The Way | Generation (TWh) | Renewable | Offshore Wind | Offshore Wind | 0.022767 | 0.022767 | 0.022767 | 0.12053 | 0.36162 | 0.72325 | 1.6875 | 3.0123 | 4.7406 | 5.0891 | 5.863 | 7.1543 | 8.5275 | 9.602 | 10.7882 | 12.7313 | 14.5156 | 18.4929 | 21.8957 | 25.0041 | 28.8327 | 32.6265 | 35.5769 | 39.5209 | 40.4243 | 43.2379 | 46.2201 | 47.8637 | 50.4501
Non-Grid Connected | Consumer Transformation | Capacity (MW) | Renewable | Offshore Wind | Offshore Wind | 8.6631 | 8.6631 | 8.6631 | 8.4845 | 8.4845 | 8.4845 | 8.4845 | 8.4845 | 8.3505 | 8.3505 | 8.3505 | 8.3505 | 8.3505 | 8.2389 | 8.2389 | 8.2389 | 8.2389 | 8.2389 | 8.1273 | 8.1273 | 8.1273 | 8.1273 | 8.1273 | 8.0826 | 8.0826 | 8.0826 | 8.0826 | 8.0826 | 851.1813
Non-Grid Connected | Consumer Transformation | Generation (TWh) | Renewable | Offshore Wind | Offshore Wind | 0.022767 | 0.022767 | 0.022767 | 0.022297 | 0.022297 | 0.022297 | 0.022297 | 0.022297 | 0.021945 | 0.021945 | 0.021945 | 0.021945 | 0.021945 | 0.021652 | 0.021652 | 0.021652 | 0.021652 | 0.021652 | 0.021358 | 0.021358 | 0.021358 | 0.021358 | 0.021358 | 0.021241 | 0.021241 | 0.021241 | 0.021241 | 0.021241 | 2.2369
Non-Grid Connected | System Transformation | Capacity (MW) | Renewable | Offshore Wind | Offshore Wind | 8.6631 | 27.3173 | 27.3173 | 35.0704 | 36.5847 | 73.1695 | 150.6235 | 301.247 | 482.4033 | 952.0665 | 964.3696 | 1574.234 | 1814.2082 | 2374.0006 | 2984.3045 | 3585.8252 | 4303.5679 | 5023.1551 | 5957.6034 | 7003.8451 | 8082.4712 | 9983.8946 | 11467.8471 | 13737.6275 | 14550.5474 | 15365.3707 | 16206.4459 | 17430.7611 | 18397.806
Non-Grid Connected | System Transformation | Generation (TWh) | Renewable | Offshore Wind | Offshore Wind | 0.022767 | 0.07179 | 0.07179 | 0.092165 | 0.096145 | 0.19229 | 0.39584 | 0.79168 | 1.2678 | 2.502 | 2.5344 | 4.1371 | 4.7677 | 6.2389 | 7.8428 | 9.4235 | 11.3098 | 13.2009 | 15.6566 | 18.4061 | 21.2407 | 26.2377 | 30.1375 | 36.1025 | 38.2388 | 40.3802 | 42.5905 | 45.808 | 48.3494
Non-Grid Connected | Falling short | Capacity (MW) | Renewable | Offshore Wind | Offshore Wind | 8.6631 | 22.4054 | 24.8168 | 25.8365 | 25.8365 | 25.8365 | 25.8365 | 25.8365 | 24.8428 | 24.8428 | 24.8428 | 24.8428 | 24.8428 | 24.4701 | 24.4701 | 24.4701 | 24.4701 | 24.4701 | 24.0975 | 24.0975 | 24.0975 | 24.0975 | 24.0975 | 23.9733 | 23.9733 | 23.9733 | 23.9733 | 23.9733 | 23.849
Non-Grid Connected | Falling short | Generation (TWh) | Renewable | Offshore Wind | Offshore Wind | 0.022767 | 0.058882 | 0.065218 | 0.067898 | 0.067898 | 0.067898 | 0.067898 | 0.067898 | 0.065287 | 0.065287 | 0.065287 | 0.065287 | 0.065287 | 0.064307 | 0.064307 | 0.064307 | 0.064307 | 0.064307 | 0.063328 | 0.063328 | 0.063328 | 0.063328 | 0.063328 | 0.063002 | 0.063002 | 0.063002 | 0.063002 | 0.063002 | 0.062675
Non-Grid Connected | Five Year Forecast | Capacity (MW) | Renewable | Offshore Wind | Offshore Wind | 2022: 8.6631; 2023: 11.427; 2024: 16.6778; 2025: 169.8272; 2026: 476.7391; 2027: 584.3463; 2028: 631.9596
Non-Grid Connected | Five Year Forecast | Generation (TWh) | Renewable | Offshore Wind | Offshore Wind | 2022: 0.022767; 2023: 0.03003; 2024: 0.043829; 2025: 0.44631; 2026: 1.2529; 2027: 1.5357; 2028: 1.6608
Decentralised | Consumer Transformation | Curtailment (TWh) | Renewable | Solar | Solar PV | 0 | 0 | 0 | 6.6e-05 | 9.5e-05 | 0.004215 | 0.0171 | 0.059573 | 0.13079 | 0.006728 | 0.0062 | 0.006467 | 0.010896 | 4.0075 | 3.3364 | 3.7243 | 3.4619 | 3.2626 | 3.5212 | 4.1501 | 3.9654 | 3.9103 | 4.0974 | 4.0811 | 3.8963 | 3.4269 | 2.9436 | 2.8666 | 2.7234
Decentralised | Falling Short | Curtailment (TWh) | Renewable | Solar | Solar PV | 0 | 0 | 0 | 0 | 0 | 0 | 0 | 8.4e-05 | 0.000348 | 0.000412 | 0.000635 | 0.000534 | 0.001384 | 0.35696 | 0.8334 | 1.2724 | 1.3203 | 1.5391 | 1.4275 | 1.8527 | 1.9894 | 1.7682 | 1.5655 | 1.4843 | 1.3738 | 1.2631 | 1.4583 | 1.2923 | 1.1854
Decentralised | Five Year Forecast | Curtailment (TWh) | Renewable | Solar | Solar PV | 2022: 0; 2023: 0; 2024: 0; 2025: 0; 2026: 1.5e-05; 2027: 3.1e-05; 2028: 0.001198
Decentralised | Leading The Way | Curtailment (TWh) | Renewable | Solar | Solar PV | 0 | 0 | 9.9e-05 | 0.001407 | 0.13918 | 0.1327 | 0.025273 | 0.008444 | 0.005106 | 0.008021 | 0.005797 | 0.011955 | 0.015059 | 3.6777 | 4.4884 | 3.6988 | 3.7415 | 3.7957 | 3.2496 | 2.3 | 1.7337 | 1.0553 | 0.78037 | 0.59887 | 0.44448 | 0.35284 | 0.27587 | 0.20413 | 0.1607
Decentralised | System Transformation | Curtailment (TWh) | Renewable | Solar | Solar PV | 0 | 0 | 0 | 0 | 0 | 1.3e-05 | 0.000906 | 0.001022 | 0.007571 | 0.033399 | 0.006498 | 0.007713 | 0.008118 | 3.4487 | 3.555 | 3.196 | 3.7766 | 3.7355 | 3.6898 | 2.6252 | 2.7529 | 2.1643 | 1.6742 | 1.3279 | 1.1453 | 0.97517 | 0.85254 | 0.66303 | 0.66457
Transmission | Consumer Transformation | Curtailment (TWh) | Renewable | Solar | Solar PV | 0 | 0 | 0 | 0.0017 | 0.002616 | 0.053195 | 0.082871 | 0.20712 | 0.35677 | 0.29311 | 0.25923 | 0.26318 | 0.60501 | 0.45847 | 0.36285 | 0.39083 | 0.35068 | 0.31885 | 0.33171 | 0.37473 | 0.34344 | 0.32541 | 0.32945 | 0.31714 | 0.337 | 0.28709 | 0.23906 | 0.22612 | 0.20878
Transmission | Falling Short | Curtailment (TWh) | Renewable | Solar | Solar PV | 0 | 0 | 0 | 0 | 0 | 0 | 0 | 0.002491 | 0.008362 | 0.009318 | 0.020168 | 0.016809 | 0.04231 | 0.027859 | 0.070655 | 0.10846 | 0.11553 | 0.13097 | 0.13156 | 0.16417 | 0.17377 | 0.14929 | 0.12753 | 0.12337 | 0.11021 | 0.097626 | 0.10869 | 0.093686 | 0.08377
Transmission | Five Year Forecast | Curtailment (TWh) | Renewable | Solar | Solar PV | 2022: 0; 2023: 0; 2024: 0; 2025: 0; 2026: 0.000242; 2027: 0.000788; 2028: 0.036243
Transmission | Leading The Way | Curtailment (TWh) | Renewable | Solar | Solar PV | 0 | 0 | 0.003399 | 0.045091 | 0.18401 | 0.21549 | 0.20423 | 0.34127 | 0.28643 | 0.45266 | 0.335 | 0.64497 | 0.74239 | 0.46722 | 0.54625 | 0.43492 | 0.42649 | 0.41502 | 0.33904 | 0.23021 | 0.16671 | 0.097897 | 0.070735 | 0.053273 | 0.038852 | 0.030356 | 0.023398 | 0.017115 | 0.013334
Transmission | System Transformation | Curtailment (TWh) | Renewable | Solar | Solar PV | 0 | 0 | 0 | 0 | 0 | 0.000272 | 0.02787 | 0.031973 | 0.13031 | 0.19494 | 0.17751 | 0.20067 | 0.20508 | 0.25591 | 0.2591 | 0.23555 | 0.29976 | 0.29564 | 0.29656 | 0.20281 | 0.21536 | 0.16334 | 0.12268 | 0.094595 | 0.079357 | 0.065734 | 0.055989 | 0.042475 | 0.04153
Decentralised - Micro | Consumer Transformation | Capacity (MW) | Storage | Storage | Battery | 42 | 89.052 | 130.195 | 189.64 | 272.64 | 369.882 | 482.377 | 609.62 | 751.862 | 912.906 | 1092.647 | 1288.592 | 1500.734 | 1729.078 | 1974.122 | 2237.018 | 2514.462 | 2807.608 | 3120.948 | 3452.941 | 3802.73 | 4169.08 | 4551.464 | 4950.664 | 5366.659 | 5799.45 | 6249.042 | 6715.436 | 7198.632
Decentralised - Micro | Consumer Transformation | Consumption (TWh) | Storage | Storage Consumption (TWh) | Battery | 0.027888 | 0.056385 | 0.074752 | 0.090482 | 0.11837 | 0.16064 | 0.23327 | 0.28399 | 0.37909 | 0.3454 | 0.35551 | 0.40607 | 0.41278 | 0.46097 | 0.51721 | 0.55342 | 0.60312 | 0.65159 | 0.69912 | 0.81443 | 0.87258 | 0.97157 | 1.063 | 1.154 | 1.2433 | 1.3978 | 1.513 | 1.6682 | 1.8013
Decentralised - Micro | Consumer Transformation | Generation (TWh) | Storage | Storage | Battery | 0.023705 | 0.047927 | 0.063539 | 0.07691 | 0.10062 | 0.13655 | 0.19828 | 0.2414 | 0.32222 | 0.29359 | 0.30219 | 0.34516 | 0.35086 | 0.39183 | 0.43963 | 0.47041 | 0.51265 | 0.55385 | 0.59425 | 0.69227 | 0.74169 | 0.82584 | 0.90359 | 0.9809 | 1.0568 | 1.1882 | 1.2861 | 1.418 | 1.5311
Decentralised - Micro | Consumer Transformation | Storage Capacity (GWh) | Storage | Storage | Battery | 0.048868 | 0.095542 | 0.13669 | 0.19613 | 0.27951 | 0.37675 | 0.48937 | 0.61661 | 0.9011 | 1.2229 | 1.5824 | 1.9743 | 2.3986 | 2.8553 | 3.3451 | 3.8686 | 4.4233 | 5.0096 | 5.638 | 6.302 | 7.0008 | 7.7324 | 8.4972 | 9.2956 | 10.1276 | 10.9931 | 11.8923 | 12.8251 | 13.7915
Decentralised - Micro | Falling Short | Capacity (MW) | Storage | Storage | Battery | 42 | 53.485 | 66.851 | 80.528 | 95.398 | 112.684 | 131.042 | 150.864 | 172.637 | 197.086 | 222.532 | 249.727 | 278.173 | 308.121 | 339.566 | 372.517 | 406.957 | 443.406 | 482.359 | 521.304 | 562.251 | 604.701 | 649.404 | 694.348 | 740.798 | 789.641 | 839.086 | 890.036 | 942.482
Decentralised - Micro | Falling Short | Consumption (TWh) | Storage | Storage Consumption (TWh) | Battery | 0.027034 | 0.035012 | 0.042272 | 0.045617 | 0.050353 | 0.054902 | 0.05936 | 0.06392 | 0.071309 | 0.080837 | 0.086065 | 0.098912 | 0.10158 | 0.11244 | 0.11143 | 0.11364 | 0.11794 | 0.12148 | 0.12795 | 0.13396 | 0.14381 | 0.15845 | 0.1747 | 0.19358 | 0.2143 | 0.23679 | 0.25146 | 0.26708 | 0.28338
Decentralised - Micro | Falling Short | Generation (TWh) | Storage | Storage | Battery | 0.022979 | 0.02976 | 0.035931 | 0.038775 | 0.0428 | 0.046667 | 0.050456 | 0.054332 | 0.060613 | 0.068711 | 0.073156 | 0.084075 | 0.086339 | 0.095577 | 0.094717 | 0.096596 | 0.10025 | 0.10326 | 0.10876 | 0.11387 | 0.12224 | 0.13468 | 0.1485 | 0.16454 | 0.18215 | 0.20127 | 0.21374 | 0.22702 | 0.24087
Decentralised - Micro | Falling Short | Storage Capacity (GWh) | Storage | Storage | Battery | 0.048868 | 0.059724 | 0.073091 | 0.086767 | 0.10164 | 0.11917 | 0.13753 | 0.15735 | 0.17913 | 0.20383 | 0.22927 | 0.25659 | 0.28504 | 0.31499 | 0.34643 | 0.37938 | 0.41382 | 0.45052 | 0.48948 | 0.56737 | 0.64901 | 0.73593 | 0.82395 | 0.91384 | 1.0067 | 1.1035 | 1.2024 | 1.3043 | 1.4092
Decentralised - Micro | Five Year Forecast | Capacity (MW) | Storage | Storage | Battery | 2022: 42; 2023: 56.404; 2024: 72.373; 2025: 91.162; 2026: 114.205; 2027: 142.052; 2028: 174.4
Decentralised - Micro | Five Year Forecast | Consumption (TWh) | Storage | Storage Consumption (TWh) | Battery | 2022: 0.026977; 2023: 0.035612; 2024: 0.043992; 2025: 0.04592; 2026: 0.05146; 2027: 0.057406; 2028: 0.067677
Decentralised - Micro | Five Year Forecast | Generation (TWh) | Storage | Storage | Battery | 2022: 0.022931; 2023: 0.03027; 2024: 0.037393; 2025: 0.039032; 2026: 0.043741; 2027: 0.048795; 2028: 0.057526
Decentralised - Micro | Five Year Forecast | Storage Capacity (GWh) | Storage | Storage | Battery | 2022: 0.048868; 2023: 0.063272; 2024: 0.079241; 2025: 0.09803; 2026: 0.12107; 2027: 0.14892; 2028: 0.18127
Decentralised - Micro | Leading The Way | Capacity (MW) | Storage | Storage | Battery | 42 | 98.744 | 146.742 | 216.094 | 312.043 | 425.743 | 556.692 | 705.907 | 871.856 | 1059.655 | 1269.858 | 1498.456 | 1745.954 | 2012.356 | 2297.658 | 2601.861 | 2924.959 | 3266.958 | 3631.361 | 4018.689 | 4426.111 | 4852.636 | 5299.263 | 5764.987 | 6251.059 | 6756.886 | 7281.409 | 7826.291 | 8391.021
Decentralised - Micro | Leading The Way | Consumption (TWh) | Storage | Storage Consumption (TWh) | Battery | 0.027885 | 0.059006 | 0.076844 | 0.097239 | 0.20856 | 0.21781 | 0.21401 | 0.17685 | 0.19817 | 0.2541 | 0.3181 | 0.36589 | 0.41496 | 0.48773 | 0.56202 | 0.63773 | 0.70084 | 0.8144 | 0.89234 | 0.91758 | 1.0037 | 1.033 | 1.0819 | 1.1705 | 1.1866 | 1.2435 | 1.2921 | 1.3324 | 1.3834
Decentralised - Micro | Leading The Way | Generation (TWh) | Storage | Storage | Battery | 0.023703 | 0.050155 | 0.065317 | 0.082653 | 0.17727 | 0.18514 | 0.18191 | 0.15032 | 0.16845 | 0.21598 | 0.27039 | 0.311 | 0.35272 | 0.41457 | 0.47772 | 0.54207 | 0.59571 | 0.69224 | 0.75849 | 0.77994 | 0.85314 | 0.87804 | 0.91959 | 0.99493 | 1.0086 | 1.057 | 1.0983 | 1.1326 | 1.1759
Decentralised - Micro | Leading The Way | Storage Capacity (GWh) | Storage | Storage | Battery | 0.048868 | 0.10498 | 0.15298 | 0.22233 | 0.31828 | 0.43211 | 0.56306 | 0.71265 | 0.8786 | 1.2539 | 1.6741 | 2.1313 | 2.6263 | 3.1591 | 3.7297 | 4.3381 | 4.9843 | 5.6683 | 6.3971 | 7.1718 | 7.9864 | 8.8394 | 9.7324 | 10.6639 | 11.6349 | 12.6456 | 13.6947 | 14.7833 | 15.9145
Decentralised - Micro | System Transformation | Capacity (MW) | Storage | Storage | Battery | 42 | 55.147 | 71.116 | 90.659 | 113.702 | 141.549 | 173.897 | 209.84 | 249.388 | 293.362 | 341.98 | 394.502 | 450.929 | 511.247 | 575.723 | 643.844 | 715.867 | 791.79 | 871.609 | 955.831 | 1043.451 | 1134.972 | 1230.395 | 1329.718 | 1432.939 | 1540.06 | 1651.084 | 1766.004 | 1884.828
Decentralised - Micro | System Transformation | Consumption (TWh) | Storage | Storage Consumption (TWh) | Battery | 0.026987 | 0.034895 | 0.043175 | 0.045816 | 0.050679 | 0.056491 | 0.06624 | 0.078804 | 0.090918 | 0.12679 | 0.096038 | 0.10989 | 0.11801 | 0.11565 | 0.11947 | 0.12533 | 0.13833 | 0.15583 | 0.17279 | 0.20081 | 0.21268 | 0.24239 | 0.27665 | 0.30085 | 0.31748 | 0.34134 | 0.373 | 0.39494 | 0.41417
Decentralised - Micro | System Transformation | Generation (TWh) | Storage | Storage | Battery | 0.022939 | 0.029661 | 0.036698 | 0.038943 | 0.043077 | 0.048018 | 0.056304 | 0.066984 | 0.077281 | 0.10777 | 0.081632 | 0.09341 | 0.10031 | 0.098299 | 0.10155 | 0.10653 | 0.11758 | 0.13245 | 0.14687 | 0.17069 | 0.18078 | 0.20603 | 0.23516 | 0.25573 | 0.26986 | 0.29014 | 0.31705 | 0.3357 | 0.35205
Decentralised - Micro | System Transformation | Storage Capacity (GWh) | Storage | Storage | Battery | 0.048868 | 0.061386 | 0.077355 | 0.097276 | 0.12032 | 0.14817 | 0.18051 | 0.21646 | 0.256 | 0.29998 | 0.3486 | 0.40112 | 0.45755 | 0.51786 | 0.58247 | 0.65059 | 0.79463 | 0.94648 | 1.1061 | 1.2743 | 1.4496 | 1.6326 | 1.8234 | 2.0221 | 2.2285 | 2.4428 | 2.6648 | 2.8947 | 3.1323
Both | Consumer Transformation | Demand (TWh) | Demand | Demand Total (TWh) - Excluding Electrolysis, Post-DSR |  | 288.5971 | 275.6245 | 276.5451 | 284.2986 | 293.2021 | 303.2138 | 314.8513 | 328.6366 | 345.0174 | 362.8941 | 383.0383 | 404.9834 | 427.1485 | 450.3421 | 473.6229 | 495.734 | 515.6026 | 533.5785 | 550.1354 | 564.6779 | 575.1396 | 581.814 | 586.7056 | 590.2081 | 593.4594 | 596.1104 | 598.6782 | 600.7035 | 601.0968
Both | Falling Short | Demand (TWh) | Demand | Demand Total (TWh) - Excluding Electrolysis, Post-DSR |  | 288.5971 | 299.8978 | 303.3729 | 307.2674 | 310.1481 | 313.5884 | 317.1231 | 322.0617 | 328.7673 | 335.7591 | 343.6808 | 353.0103 | 363.1462 | 373.8498 | 385.3556 | 397.6636 | 410.8097 | 424.6556 | 439.6527 | 454.9843 | 469.7393 | 484.3194 | 498.4023 | 511.7665 | 523.5868 | 534.875 | 544.5024 | 554.9629 | 565.5719
Both | Five Year Forecast | Demand (TWh) | Demand | Demand Total (TWh) - Excluding Electrolysis, Post-DSR |  | 2022: 288.5971; 2023: 285.0679; 2024: 284.1722; 2025: 288.4159; 2026: 294.3178; 2027: 300.2413; 2028: 307.2606
Both | Leading The Way | Demand (TWh) | Demand | Demand Total (TWh) - Excluding Electrolysis, Post-DSR |  | 288.968 | 272.9408 | 270.227 | 273.0003 | 284.8807 | 295.7632 | 307.3588 | 321.2394 | 336.6333 | 354.1778 | 373.6509 | 393.4525 | 412.6806 | 430.6102 | 444.0266 | 459.2388 | 472.3092 | 483.379 | 491.6626 | 499.2711 | 504.9455 | 508.899 | 510.3723 | 510.8849 | 511.1586 | 510.8967 | 510.3787 | 509.5875 | 507.3338
Both | System Transformation | Demand (TWh) | Demand | Demand Total (TWh) - Excluding Electrolysis, Post-DSR |  | 288.5971 | 284.8294 | 285.0598 | 286.7754 | 289.3414 | 294.3606 | 300.1545 | 306.8557 | 313.604 | 321.0997 | 329.6718 | 340.0597 | 351.4295 | 363.6421 | 377.7268 | 391.9862 | 405.3614 | 417.908 | 429.3322 | 439.8049 | 448.6839 | 455.3305 | 460.0581 | 464.5989 | 469.1024 | 473.0342 | 477.217 | 481.337 | 484.6983
Both | Leading The Way | Demand (TWh) | Demand | DACCS Demand (TWh) |  | 0 | 0 | 0 | 0 | 0 | 0 | 0 | 0 | 0.00045533 | 0.00045087 | 0.0004464 | 0.00044193 | 0.00043747 | 0.1299 | 0.25395 | 0.37695 | 0.55947 | 0.83027 | 1.232 | 1.6869 | 2.1314 | 2.5657 | 2.9896 | 3.4033 | 3.8067 | 4.1997 | 4.5825 | 4.955 | 5.3172
Both | Consumer Transformation | CO2 emissions excluding BECCS (mt CO2) | CO2 |  |  | 53.741 | 41.8772 | 34.6076 | 29.6704 | 34.2226 | 30.2248 | 28.2543 | 26.4532 | 25.4298 | 24.6356 | 18.0008 | 17.3564 | 14.3118 | 12.7181 | 12.4025 | 10.0696 | 9.51 | 9.3734 | 8.9796 | 7.0951 | 6.852 | 6.8018 | 6.5797 | 6.3707 | 5.7488 | 5.6579 | 5.6847 | 5.6641 | 5.6831
Both | System Transformation | CO2 emissions excluding BECCS (mt CO2) | CO2 |  |  | 53.741 | 47.3342 | 40.3071 | 31.9872 | 32.7997 | 33.1083 | 29.4002 | 28.5574 | 24.1956 | 22.7568 | 15.5574 | 14.8429 | 13.7748 | 10.3319 | 9.2287 | 8.0656 | 7.0594 | 6.3428 | 6.0391 | 5.8715 | 4.975 | 4.3122 | 4.3019 | 4.2956 | 4.2734 | 4.2953 | 4.2793 | 4.2753 | 4.2832
Both | Leading The Way | CO2 emissions excluding BECCS (mt CO2) | CO2 |  |  | 53.741 | 39.7848 | 29.2137 | 24.9146 | 23.2941 | 22.7357 | 21.819 | 19.8006 | 20.5275 | 13.4642 | 12.6254 | 10.2249 | 8.8242 | 8.3784 | 7.0893 | 6.9735 | 6.8022 | 6.7763 | 6.8068 | 6.5919 | 6.5199 | 6.3788 | 6.3395 | 6.3699 | 6.37 | 6.3584 | 6.3603 | 6.3212 | 6.3603
Both | Falling short | CO2 emissions excluding BECCS (mt CO2) | CO2 |  |  | 53.741 | 52.5196 | 48.0558 | 42.5331 | 49.3708 | 45.5134 | 40.7237 | 36.144 | 34.4618 | 34.376 | 31.9128 | 31.1652 | 29.6612 | 23.2616 | 20.179 | 16.3845 | 14.8033 | 12.9801 | 12.3431 | 11.2962 | 10.7028 | 10.2085 | 9.6615 | 9.973 | 9.7632 | 9.776 | 9.2918 | 9.2868 | 9.2747
Both | Five Year Forecast | CO2 emissions excluding BECCS (mt CO2) | CO2 |  |  | 2022: 53.741; 2023: 47.6542; 2024: 40.3144; 2025: 32.4421; 2026: 33.5275; 2027: 33.7591; 2028: 30.151
Both | Consumer Transformation | CO2 Intensity of Generation excluding BECCS (gCO2/kWh) | CO2 |  |  | 182.7555 | 157.6284 | 137.0274 | 113.2854 | 122.202 | 99.4679 | 86.2943 | 74.7954 | 65.54 | 58.7742 | 40.3668 | 37.3774 | 28.5137 | 23.595 | 22.201 | 16.9756 | 15.2616 | 14.5495 | 13.3965 | 9.9351 | 9.3012 | 9.004 | 8.4448 | 7.9819 | 7.0564 | 6.8564 | 6.7897 | 6.722 | 6.6962
Both | System Transformation | CO2 Intensity of Generation excluding BECCS (gCO2/kWh) | CO2 |  |  | 182.7555 | 169.0565 | 153.9085 | 126.846 | 118.4057 | 117.4868 | 95.5604 | 88.234 | 67.2823 | 60.6326 | 39.5227 | 35.8315 | 31.9851 | 21.8965 | 18.6975 | 15.5603 | 13.0648 | 11.1071 | 10.2153 | 9.6736 | 7.7829 | 6.5564 | 6.3564 | 6.1114 | 5.9358 | 5.8622 | 5.7082 | 5.6214 | 5.6099
Both | Leading The Way | CO2 Intensity of Generation excluding BECCS (gCO2/kWh) | CO2 |  |  | 182.7555 | 147.2729 | 108.6314 | 88.8231 | 72.6135 | 68.0729 | 60.3405 | 50.2226 | 47.3718 | 29.0765 | 26.063 | 18.6728 | 15.2908 | 14.148 | 11.4849 | 10.882 | 10.2547 | 9.9721 | 9.796 | 9.2846 | 9.0209 | 8.6666 | 8.5251 | 8.4972 | 8.4412 | 8.393 | 8.3654 | 8.2908 | 8.3166
Both | Falling short | CO2 Intensity of Generation excluding BECCS (gCO2/kWh) | CO2 |  |  | 182.7555 | 181.9214 | 177.8013 | 168.6724 | 190.2698 | 169.109 | 143.0117 | 116.2961 | 103.3535 | 101.3137 | 89.9927 | 85.6005 | 77.6078 | 59.1883 | 47.4488 | 36.5612 | 31.8084 | 26.7924 | 24.8781 | 21.7779 | 19.9818 | 18.6026 | 17.0857 | 17.2308 | 16.5634 | 16.3394 | 15.2367 | 15.0022 | 14.8335
Both | Five Year Forecast | CO2 Intensity of Generation excluding BECCS (gCO2/kWh) | CO2 |  |  | 2022: 182.7555; 2023: 169.7454; 2024: 153.9922; 2025: 127.9762; 2026: 120.1136; 2027: 118.9949; 2028: 97.4204

## ES2
ES2: European electricity supply data table
Return to: Main Menu
Return to: Chapter contents
European electricity supply data table
Notes: | This data sets out our electricity installed capacity and annual demand assumptions for European countries as included in our pan-European dispatch model.
We worked with AFRY to develop the two European scenarios. This included the co-creation of a set of modelling assumptions such that the scenarios broadly align to our GB System Transformation and Consumer Transformation scenarios. As the scenarios were created in Q4 2021, they do not include recent market developments such as those that came about following the war in Ukraine.
Where possible we have replicated the format of our ES1 (Great Britain) data table - as this is the first year publishing this data we are keen to receive feedback on whether the format works for you.
Data table includes multiple variables as indicated in "Variable" column.
If a row is zero for any scenario it has been omitted.
Country | EU Scenario | FES Scenario Alignment | Variable | Category | Type | SubType | SubSubType | 2022 | 2023 | 2024 | 2025 | 2026 | 2027 | 2028 | 2029 | 2030 | 2031 | 2032 | 2033 | 2034 | 2035 | 2036 | 2037 | 2038 | 2039 | 2040 | 2041 | 2042 | 2043 | 2044 | 2045 | 2046 | 2047 | 2048 | 2049 | 2050
Austria | EU CT | CT & LW | Capacity (MW) | Storage | Storage | Battery | Battery | 15.3 | 20.3 | 25.3 | 29.3 | 34.3 | 39.3 | 44.3 | 49.3 | 54.3 | 54.3 | 54.3 | 54.3 | 54.3 | 54.3 | 54.3 | 54.3 | 54.3 | 65.17 | 118.83 | 211.48 | 287.39 | 306.7 | 348.92 | 365.96 | 440.12 | 670.67 | 731.08 | 846.03 | 849.32
Austria | EU CT | CT & LW | Capacity (MW) | Renewable | Biomass | Biomass | Biomass | 560 | 575 | 590 | 605 | 620 | 635 | 650 | 665 | 680 | 695 | 710 | 725 | 740 | 755 | 770 | 785 | 800 | 815 | 830 | 1860.13 | 1893.31 | 1926.48 | 1959.66 | 1992.83 | 2026.01 | 2059.18 | 2092.36 | 2125.53 | 2158.71
Austria | EU CT | CT & LW | Capacity (MW) | Renewable | Biomass | Biomass CHP | Biomass CHP | 2022: 15; 2023: 15
Austria | EU CT | CT & LW | Capacity (MW) | Thermal | Gas | CCGT | CCGT | 114.1 | 114.1 | 114.1 | 114.2 | 114.2 | 114.2 | 714.2 | 1314.2 | 1314.3 | 1314.3 | 1314.3 | 1314.3 | 1314.3 | 1314.4 | 1314.4 | 1314.4 | 1314.4 | 1314.4 | 1200.5 | 1200.5 | 1200.5 | 600.5 | 0.5 | 0.5 | 0.5 | 0.5 | 0.5 | 0.5 | 0.5
Austria | EU CT | CT & LW | Capacity (MW) | Thermal | Gas | Gas CHP | CCGT CHP | 3152 | 2787 | 2787 | 2787 | 2684 | 2684 | 2684 | 2684 | 2684 | 2317 | 2317 | 2317 | 2160 | 2160 | 2160 | 2160 | 2160 | 2160 | 1989 | 1989 | 1989 | 1989 | 1989 | 1279 | 400
Austria | EU CT | CT & LW | Capacity (MW) | Thermal | Low Carbon | Hydrogen | CCGT Hydrogen | 0.1 | 0.1 | 0.1 | 0.2 | 0.2 | 0.2 | 0.2 | 0.2 | 1.06 | 3.24 | 21.68 | 27.08 | 28.36 | 28.56 | 28.56 | 28.56 | 61.66 | 68.03 | 68.23 | 69.33 | 75.94 | 91.6 | 109.63 | 192.11 | 222.88 | 294.2 | 298.03 | 303.62 | 307.36
Austria | EU CT | CT & LW | Capacity (MW) | Low Carbon | CCS | CCS Biomass | CCS Biomass | [8 empty] | 0.1 | 0.1 | 0.1 | 0.1 | 0.1 | 0.2 | 0.2 | 0.2 | 0.2 | 0.2 | 0.3 | 0.3 | 0.3 | 0.3 | 0.3 | 0.4 | 0.4 | 0.4 | 0.4 | 0.4 | 0.5
Austria | EU CT | CT & LW | Capacity (MW) | Low Carbon | CCS | CCS Gas | CCS Gas | 0.1 | 0.1 | 0.1 | 0.2 | 0.2 | 0.2 | 0.2 | 0.2 | 0.3 | 0.3 | 13.79 | 19.34 | 19.34 | 21.85 | 25.07 | 25.43 | 25.43 | 30.81 | 60.23 | 61.22 | 61.22 | 61.22 | 61.22 | 61.32 | 61.32 | 61.32 | 75.44 | 75.44 | 75.54
Austria | EU CT | CT & LW | Capacity (MW) | Thermal | Coal | Coal | Coal | 0.1 | 0.1 | 0.1 | 0.1 | 0.1 | 0.1 | 0.1 | 0.1 | 0.1 | 0.1 | 0.1 | 0.1 | 0.1 | 0.1 | 0.1 | 0.1 | 0.1 | 0.1 | 0.1 | 0.1 | 0.1 | 0.1 | 0.1 | 0.1 | 0.1 | 0.1 | 0.1 | 0.1 | 0.1
Austria | EU CT | CT & LW | Capacity (MW) | Thermal | Gas | Gas Reciprocating Engines | Engine CHP | 2022: 13; 2023: 13; 2024: 13; 2025: 13; 2026: 13; 2027: 13; 2028: 13
Austria | EU CT | CT & LW | Capacity (MW) | Thermal | Gas | OCGT | GT | 0.1 | 0.1 | 0.1 | 0.1 | 0.1 | 862.15 | 1632.15 | 2402.15 | 3202.15 | 3202.15 | 3202.15 | 3202.15 | 3202.15 | 3202.15 | 3202.15 | 3202.15 | 3202.15 | 3202.15 | 3202.15 | 3202.15 | 2940.1 | 2940.1 | 2940.1 | 2940.1 | 2940.1 | 2940.1 | 2940.1 | 2940.1 | 2940.1
Austria | EU CT | CT & LW | Capacity (MW) | Thermal | Gas | Gas CHP | GT CHP | 200 | 200 | 60 | 60 | 60 | 60 | 60 | 60 | 60 | 60 | 60 | 22 | 22 | 22 | 22 | 22 | 22 | 22 | 22 | 22
Austria | EU CT | CT & LW | Capacity (MW) | Thermal | Low Carbon | Hydrogen CHP | GT Hydrogen | [8 empty] | 0.2 | 0.2 | 0.2 | 0.2 | 0.2 | 0.2 | 0.2 | 0.2 | 0.2 | 0.2 | 0.2 | 0.2 | 0.2 | 0.2 | 0.2 | 0.2 | 27.66 | 67.65 | 82.17 | 82.17 | 432.17
Austria | EU CT | CT & LW | Capacity (MW) | Renewable | Onshore Wind | Onshore Wind | Onshore Wind | 3783.84 | 4233.84 | 4683.84 | 5333.84 | 6484.84 | 8124.84 | 10064.84 | 11743.84 | 13182.41 | 14258.7 | 15025.69 | 15835.69 | 16367.01 | 16613.62 | 16918.3 | 17256.4 | 17442.97 | 17706.32 | 18248.71 | 18358.71 | 18483.9 | 18753.06 | 18966.34 | 19123.68 | 19234.68 | 19486.08 | 19763.35 | 19905.31 | 20534.7
Austria | EU CT | CT & LW | Capacity (MW) | Renewable | Other Renewables | Other Renewables | Other Renewables | 20.02 | 20.11 | 20.18 | 20.21 | 20.74 | 21.3 | 21.86 | 22.44 | 23.03 | 23.64 | 24.26 | 24.9 | 25.55 | 26.22 | 26.73 | 27.25 | 27.77 | 28.29 | 28.81 | 29.33 | 29.85 | 30.37 | 30.89 | 31.41 | 31.93 | 32.45 | 32.97 | 33.49 | 34.01
Austria | EU CT | CT & LW | Capacity (MW) | Storage | Storage | Pumped Hydro | Pumped Storage | 2010 | 2010 | 2660 | 2660 | 2660 | 2660 | 2660 | 2660 | 2660 | 2660 | 2660 | 2660 | 2660 | 2660 | 2660 | 2660 | 2660 | 2660 | 2660 | 2660 | 2660 | 2660 | 2660 | 2660 | 2660 | 2660 | 2660 | 2660 | 2660
Austria | EU CT | CT & LW | Capacity (MW) | Renewable | Hydro | Hydro | Reservoir Hydro | 761 | 761 | 761 | 761 | 761 | 761 | 761 | 761 | 761 | 761 | 761 | 761 | 761 | 761 | 761 | 761 | 761 | 761 | 761 | 761 | 761 | 761 | 761 | 761 | 761 | 761 | 761 | 761 | 761
Austria | EU CT | CT & LW | Capacity (MW) | Renewable | Hydro | Hydro | Reservoir Hydro with pumping | 2690 | 2690 | 2690 | 2690 | 2690 | 2690 | 2690 | 2690 | 2690 | 2690 | 2690 | 2690 | 2690 | 2690 | 2690 | 2690 | 2690 | 2690 | 2690 | 2690 | 2690 | 2690 | 2690 | 2690 | 2690 | 2690 | 2690 | 2690 | 2690
Austria | EU CT | CT & LW | Capacity (MW) | Renewable | Hydro | Hydro | Run-of-river Hydro | 4674 | 4697 | 4697 | 4697 | 4697 | 4697 | 4697 | 4742 | 4742 | 4742 | 4742 | 4742 | 4742 | 4742 | 4742 | 4742 | 4742 | 4742 | 4742 | 4742 | 4742 | 4742 | 4742 | 4742 | 4742 | 4742 | 4742 | 4742 | 4742
Austria | EU CT | CT & LW | Capacity (MW) | Renewable | Hydro | Hydro | Small-Scale-Hydro | 1219 | 1219 | 1219 | 1219 | 1219 | 1219 | 1219 | 1219 | 1219 | 1219 | 1219 | 1219 | 1219 | 1219 | 1219 | 1219 | 1219 | 1219 | 1219 | 1219 | 1219 | 1219 | 1219 | 1219 | 1219 | 1219 | 1219 | 1219 | 1219
Austria | EU CT | CT & LW | Capacity (MW) | Renewable | Solar | Solar PV | Solar PV | 3180 | 4258.11 | 5818.11 | 6602.1 | 8162.1 | 10062.1 | 11962.1 | 14062.1 | 16127.07 | 18051.6 | 19364.51 | 20154.02 | 20574.83 | 20831.63 | 21051.64 | 21271.64 | 21493.16 | 21713.16 | 21933.16 | 22153.16 | 22373.16 | 22593.16 | 23442.76 | 23762.04 | 24171.29 | 24655.72 | 24904.44 | 25374.08 | 25742.04
Austria | EU CT | CT & LW | Capacity (MW) | Thermal | Gas | CCGT | Steam Gas | 260 | 260 | 256 | 232 | 232 | 232 | 232 | 232 | 146 | 146 | 146 | 146 | 146 | 140 | 140 | 140 | 140 | 140 | 140 | 140 | 140 | 140 | 140 | 140 | 140 | 140 | 140 | 140 | 70
Austria | EU CT | CT & LW | Capacity (MW) | Thermal | Gas | Gas CHP | Steam Gas CHP | 692 | 692 | 607 | 569 | 569 | 544 | 534 | 469 | 469 | 469 | 449 | 426 | 356 | 356 | 256 | 256 | 256 | 256 | 256 | 256 | 235 | 165 | 165
Austria | EU CT | CT & LW | Capacity (MW) | Thermal | Other Thermal | Fuel Oil | Steam Oil | 2022: 2; 2023: 2; 2024: 2; 2025: 2; 2026: 2; 2027: 2; 2028: 2; 2029: 2
Austria | EU CT | CT & LW | Capacity (MW) | Thermal | Other Thermal | Fuel Oil | Steam Oil CHP | 2022: 50; 2023: 50; 2024: 50; 2025: 50; 2026: 50; 2027: 50; 2028: 50; 2029: 50; 2030: 14; 2031: 14; 2032: 14; 2033: 14
Austria | EU CT | CT & LW | Capacity (MW) | Renewable | Waste | Waste | Waste | 539 | 539 | 539 | 539 | 539 | 539 | 539 | 539 | 539 | 531 | 531 | 531 | 531 | 531 | 531 | 531 | 531 | 531 | 531 | 531 | 531 | 531 | 531 | 531 | 531 | 531 | 531 | 531 | 531
Belgium | EU CT | CT & LW | Capacity (MW) | Thermal | Gas | Gas CHP | Aggregated Small CHP | 1785.8 | 1825.1 | 1866.8 | 1911.2 | 1958.3 | 2008.3 | 2061.4 | 2117.9 | 2178.1 | 2241.9 | 2310.1 | 2382.5 | 2459.6 | 2541.7 | 2629.1 | 2722.3 | 2821.5 | 2927.3 | 3040 | 3040 | 3040 | 3040 | 3040 | 3040 | 3040 | 3040 | 3040 | 3040 | 3040
Belgium | EU CT | CT & LW | Capacity (MW) | Storage | Storage | Battery | Battery | 34.3 | 38.3 | 44.3 | 49.3 | 55.3 | 60.3 | 66.3 | 71.3 | 77.3 | 77.3 | 77.3 | 77.3 | 77.3 | 77.3 | 77.3 | 127.47 | 187.32 | 301.7 | 355.53 | 479.03 | 480.4 | 631.05 | 1025.31 | 1125.09 | 1178.34 | 1417.54 | 1717.46 | 1717.46 | 1717.46
Belgium | EU CT | CT & LW | Capacity (MW) | Renewable | Biomass | Biomass | Biomass | 485 | 333 | 387 | 440 | 493 | 546 | 600 | 653 | 706 | 760 | 813 | 866 | 919 | 973 | 1026 | 1079 | 1115 | 1168 | 1271 | 1324 | 1378 | 1431 | 1484 | 1538 | 1591 | 1644 | 1697 | 1751 | 1754
Belgium | EU CT | CT & LW | Capacity (MW) | Thermal | Gas | CCGT | CCGT | 2460.1 | 2460.1 | 1542.1 | 1542.2 | 1542.2 | 1783.87 | 2380.06 | 2030.06 | 2030.16 | 2030.16 | 2030.16 | 2030.16 | 2030.16 | 2030.26 | 2030.26 | 2030.26 | 2030.26 | 2030.26 | 2030.36 | 1608.36 | 596.7 | 0.5 | 0.5 | 0.5 | 0.5 | 0.5 | 0.5 | 0.5 | 0.5
Belgium | EU CT | CT & LW | Capacity (MW) | Thermal | Gas | Gas CHP | CCGT CHP | 2022: 429; 2023: 429; 2024: 429; 2025: 429; 2026: 429; 2027: 429; 2028: 429; 2029: 429; 2030: 429; 2031: 429; 2032: 429; 2033: 429; 2034: 390; 2035: 390; 2036: 390; 2037: 390
Belgium | EU CT | CT & LW | Capacity (MW) | Thermal | Low Carbon | Hydrogen | CCGT Hydrogen | 0.1 | 0.1 | 0.1 | 0.2 | 0.2 | 0.2 | 0.2 | 0.2 | 8.71 | 49.63 | 100.44 | 124.12 | 149.47 | 200.05 | 243.64 | 262.26 | 791.13 | 799.8 | 1105 | 1171.24 | 1677.58 | 1677.58 | 1877.58 | 1877.58 | 1957.28 | 1965.64 | 2165.64 | 2165.64 | 2165.64
Belgium | EU CT | CT & LW | Capacity (MW) | Low Carbon | CCS | CCS Biomass | CCS Biomass | [8 empty] | 0.1 | 0.1 | 0.1 | 0.1 | 0.1 | 0.2 | 0.2 | 0.2 | 0.2 | 19.62 | 121.78 | 133.73 | 144.2 | 146.94 | 149.34 | 150.07 | 150.2 | 150.2 | 150.2 | 150.2 | 150.3
Belgium | EU CT | CT & LW | Capacity (MW) | Low Carbon | CCS | CCS Gas | CCS Gas |  |  |  | 0.1 | 0.1 | 0.1 | 0.1 | 0.1 | 0.2 | 0.2 | 0.2 | 66.01 | 66.01 | 66.11 | 866.11 | 882.76 | 924.13 | 953.14 | 997.77 | 997.77 | 997.77 | 1005.64 | 1008.69 | 1081.13 | 1109.22 | 1409.22 | 1409.22 | 1409.22 | 1409.32
Belgium | EU CT | CT & LW | Capacity (MW) | Thermal | Coal | Coal | Coal | 0.1 | 0.1 | 0.1 | 0.1 | 0.1 | 0.1 | 0.1 | 0.1 | 0.1 | 0.1 | 0.1 | 0.1 | 0.1 | 0.1 | 0.1 | 0.1 | 0.1 | 0.1 | 0.1 | 0.1 | 0.1 | 0.1 | 0.1 | 0.1 | 0.1 | 0.1 | 0.1 | 0.1 | 0.1
Belgium | EU CT | CT & LW | Capacity (MW) | Thermal | Gas | Gas Reciprocating Engines | Engine CHP | 2022: 43; 2023: 43; 2024: 43; 2025: 43; 2026: 43; 2027: 43; 2028: 43; 2029: 43; 2030: 43; 2031: 43; 2032: 43; 2033: 43; 2034: 43; 2035: 43; 2036: 43; 2037: 43; 2038: 43
Belgium | EU CT | CT & LW | Capacity (MW) | Renewable | Other Renewables | Other Renewables | Geothermal |  |  |  | 5 | 5 | 5 | 5 | 5 | 5 | 5 | 5 | 5 | 5 | 5 | 5 | 5 | 5 | 5 | 5 | 5 | 5 | 5 | 5 | 5 | 5 | 5 | 5 | 5 | 5
Belgium | EU CT | CT & LW | Capacity (MW) | Thermal | Gas | OCGT | GT | 762.1 | 730.1 | 730.1 | 361.1 | 361.1 | 1011.1 | 1341.1 | 2591.1 | 2569.1 | 2569.1 | 2550.1 | 2550.1 | 2550.1 | 2550.1 | 2550.1 | 2550.1 | 2550.1 | 2550.1 | 2550.1 | 2550.1 | 2550.1 | 2550.1 | 2550.1 | 2550.1 | 2550.1 | 2550.1 | 2550.1 | 2550.1 | 2550.1
Belgium | EU CT | CT & LW | Capacity (MW) | Thermal | Gas | Gas CHP | GT CHP | 436 | 436 | 436 | 436 | 436 | 436 | 436 | 436 | 436 | 436 | 436 | 436 | 436 | 436 | 342 | 342 | 342 | 202 | 77 | 19 | 19 | 19 | 19 | 19
Belgium | EU CT | CT & LW | Capacity (MW) | Thermal | Low Carbon | Hydrogen CHP | GT Hydrogen | [8 empty] | 0.2 | 200.2 | 200.2 | 200.2 | 200.2 | 412.2 | 412.2 | 429.75 | 430.05 | 613.05 | 712.72 | 607.17 | 936.69 | 1436.69 | 1436.69 | 1619.52 | 1719.2 | 2469.2 | 2869.2 | 3169.2 | 3169.2
Belgium | EU CT | CT & LW | Capacity (MW) | Low Carbon | Nuclear | Nuclear | Nuclear | 5943.1 | 4937.1 | 3929.1 | 2077.1 | 2077.1 | 2077.1 | 2077.1 | 2077.1 | 2077.1 | 2077.1 | 2077.1 | 2077.1 | 2077.1 | 2077.1 | 0.1 | 0.1 | 0.1 | 0.1 | 0.1 | 0.1 | 0.1 | 0.1 | 0.1 | 0.1 | 0.1 | 0.1 | 0.1 | 0.1 | 0.1
Belgium | EU CT | CT & LW | Capacity (MW) | Renewable | Offshore Wind | Offshore Wind | Offshore Wind | 2271 | 2684 | 2947 | 3211 | 3474 | 3737 | 4000 | 4167 | 4333 | 4500 | 4667 | 4834.08 | 5011.67 | 5229.68 | 5504.1 | 5717.52 | 5886.49 | 6071.42 | 6272.47 | 6794.01 | 7004.1 | 7222.02 | 8597.06 | 9222.66 | 10151.33 | 11025.87 | 11238.34 | 12312.56 | 12995
Belgium | EU CT | CT & LW | Capacity (MW) | Renewable | Onshore Wind | Onshore Wind | Onshore Wind | 2959.12 | 3430.4 | 4094.75 | 4859.1 | 5749.1 | 6539.1 | 7279.1 | 8045.93 | 8471.49 | 8671.49 | 8871.85 | 9071.85 | 9277.6 | 9497.05 | 9697.05 | 9897.05 | 10097.05 | 10297.05 | 10497.05 | 10697.05 | 10944.13 | 11159.18 | 11359.21 | 11595.21 | 11807.19 | 12016.44 | 12174.61 | 12211.68 | 12244.6
Belgium | EU CT | CT & LW | Capacity (MW) | Renewable | Other Renewables | Other Renewables | Other Renewables | 4.8 | 5.28 | 5.77 | 6.27 | 6.48 | 6.7 | 6.92 | 7.15 | 7.38 | 7.61 | 7.85 | 8.09 | 8.33 | 8.58 | 8.67 | 8.76 | 8.84 | 8.93 | 9.02 | 9.02 | 9.02 | 9.02 | 9.02 | 9.02 | 9.02 | 9.02 | 9.02 | 9.02
Belgium | EU CT | CT & LW | Capacity (MW) | Storage | Storage | Pumped Hydro | Pumped Storage | 1391 | 1391 | 1391 | 1391 | 1391 | 1391 | 1391 | 1391 | 1391 | 1391 | 1391 | 1391 | 1391 | 1907 | 1907 | 1907 | 1907 | 1907 | 1907 | 1907 | 1907 | 1907 | 1907 | 1907 | 1907 | 1907 | 1907 | 1907 | 1907
Belgium | EU CT | CT & LW | Capacity (MW) | Renewable | Hydro | Hydro | Run-of-river Hydro | 121 | 125 | 129 | 129 | 129 | 129 | 129 | 129 | 129 | 129 | 129 | 129 | 129 | 129 | 129 | 129 | 129 | 129 | 129 | 129 | 129 | 129 | 129 | 129 | 129 | 129 | 129 | 129 | 129
Belgium | EU CT | CT & LW | Capacity (MW) | Renewable | Solar | Solar PV | Solar PV | 7479.76 | 8353.76 | 9180.77 | 10007.78 | 10851.32 | 11727.69 | 12634.18 | 13461.24 | 14354.13 | 14954.13 | 15554.13 | 16154.13 | 16767.65 | 17367.65 | 17967.65 | 18567.65 | 19167.65 | 19767.65 | 20367.65 | 20867.65 | 21367.65 | 21867.65 | 22367.65 | 22867.65 | 23372.08 | 23872.08 | 24372.08 | 24872.08 | 25372.08
Belgium | EU CT | CT & LW | Capacity (MW) | Thermal | Gas | CCGT | Steam Gas | 337 | 337 | 337 | 337 | 337 | 337 | 337 | 337 | 337 | 337 | 337 | 337 | 337 | 305 | 305 | 305 | 305 | 305
Belgium | EU CT | CT & LW | Capacity (MW) | Thermal | Gas | Gas CHP | Steam Gas CHP | 2022: 312; 2023: 312; 2024: 312; 2025: 312; 2026: 312; 2027: 312; 2028: 312; 2029: 312; 2030: 312; 2031: 312; 2032: 312; 2033: 312; 2034: 312; 2035: 135; 2036: 135; 2037: 135
Belgium | EU CT | CT & LW | Capacity (MW) | Renewable | Waste | Waste | Waste | 270 | 270 | 270 | 270 | 238 | 238 | 238 | 238 | 226 | 226 | 226 | 226 | 226 | 226 | 226 | 226 | 226 | 207 | 207 | 162 | 162 | 142 | 142 | 142 | 142 | 101 | 101 | 101 | 101
Belgium | EU CT | CT & LW | Capacity (MW) | Renewable | Waste | Waste CHP | Waste CHP | 196.8 | 201.6 | 206.6 | 211.9 | 217.5 | 178.5 | 184.8 | 191.5 | 198.5 | 206 | 214 | 222.4 | 231.3 | 240.7 | 250.7 | 261.3 | 272.5 | 284.4 | 247 | 247 | 247 | 247 | 247 | 247 | 247 | 247 | 247 | 247 | 247
Czech Republic | EU CT | CT & LW | Capacity (MW) | Thermal | Gas | Gas CHP | Aggregated Small CHP | 380 | 380 | 380 | 380 | 380 | 380 | 380 | 380 | 380 | 380 | 380 | 380 | 380 | 380 | 380 | 380 | 380 | 380 | 380 | 380 | 380 | 380 | 380 | 380 | 380 | 380 | 380 | 380 | 380
Czech Republic | EU CT | CT & LW | Capacity (MW) | Storage | Storage | Battery | Battery | 17.3 | 23.3 | 28.3 | 34.3 | 39.3 | 45.3 | 51.3 | 56.3 | 62.3 | 62.3 | 62.3 | 62.3 | 62.3 | 62.3 | 62.3 | 62.3 | 62.3 | 62.3 | 62.3 | 81.34 | 115.31 | 162.98 | 168.07 | 181.91 | 182.16 | 243.9 | 305.24 | 349.23 | 372.26
Czech Republic | EU CT | CT & LW | Capacity (MW) | Renewable | Biomass | Biomass | Biomass | 1180.07 | 1215.54 | 1250.7 | 1285.46 | 1342.42 | 1400.72 | 1485.4 | 1546.47 | 1608.96 | 1667.25 | 1726.55 | 1786.88 | 1848.24 | 1910.65 | 1989.52 | 2213.77 | 2346.18 | 2363.76 | 2927.32 | 2566.52 | 2504.72 | 2504.72 | 2424.72 | 2424.72 | 2419.72 | 2419.72 | 2419.72 | 2419.72 | 2419.72
Czech Republic | EU CT | CT & LW | Capacity (MW) | Renewable | Biomass | Biomass CHP | Biomass CHP |  |  | 64 | 96 | 96 | 96 | 96 | 96 | 96 | 96 | 96 | 96 | 96 | 96 | 96 | 96 | 96 | 96 | 96 | 96 | 162.2 | 162.2 | 263.2 | 263.2 | 263.2 | 263.2 | 263.2 | 263.2 | 263.2
Czech Republic | EU CT | CT & LW | Capacity (MW) | Thermal | Gas | CCGT | CCGT | 953.1 | 953.1 | 953.1 | 953.2 | 953.2 | 1550.81 | 2150.81 | 2680.81 | 3180.91 | 3180.91 | 3180.91 | 3180.91 | 3180.91 | 3181.01 | 3138.01 | 3138.01 | 3138.01 | 3138.01 | 3138.11 | 3138.11 | 2540.5 | 1100.5 | 500.5 | 0.5 | 0.5 | 0.5 | 0.5 | 0.5 | 0.5
Czech Republic | EU CT | CT & LW | Capacity (MW) | Thermal | Low Carbon | Hydrogen | CCGT Hydrogen | 0.1 | 0.1 | 0.1 | 0.2 | 0.2 | 0.2 | 0.2 | 0.2 | 2.07 | 9.15 | 25.27 | 25.27 | 40.03 | 45.52 | 84.69 | 117.74 | 122.36 | 212.55 | 212.75 | 592.75 | 813.07 | 1181.44 | 1393.83 | 1393.83 | 1654.53 | 1654.53 | 1874.81 | 1987.88 | 1996.02
Czech Republic | EU CT | CT & LW | Capacity (MW) | Low Carbon | CCS | CCS Biomass | CCS Biomass | [8 empty] | 0.1 | 0.1 | 0.1 | 0.1 | 0.1 | 0.2 | 0.2 | 0.2 | 0.2 | 0.2 | 0.3 | 0.3 | 0.3 | 0.3 | 0.3 | 0.4 | 0.4 | 0.4 | 0.4 | 0.4 | 0.5
Czech Republic | EU CT | CT & LW | Capacity (MW) | Low Carbon | CCS | CCS Gas | CCS Gas |  |  |  | 0.1 | 0.1 | 0.1 | 0.1 | 0.1 | 0.2 | 3.76 | 16.29 | 39.05 | 39.05 | 47.32 | 125.89 | 138.4 | 161.31 | 163.2 | 192.53 | 337.49 | 350.87 | 429.25 | 670.49 | 788.55 | 788.55 | 941.42 | 1003.67 | 1003.67 | 1159.67
Czech Republic | EU CT | CT & LW | Capacity (MW) | Thermal | Coal | Coal | Coal | 1047.1 | 987.1 | 987.1 | 239.1 | 239.1 | 239.1 | 239.1 | 239.1 | 239.1 | 239.1 | 239.1 | 239.1 | 239.1 | 239.1 | 239.1 | 239.1 | 239.1 | 137.1 | 58.1 | 3.1 | 0.1 | 0.1 | 0.1 | 0.1 | 0.1 | 0.1 | 0.1 | 0.1 | 0.1
Czech Republic | EU CT | CT & LW | Capacity (MW) | Thermal | Coal | Coal | Coal CHP | 297 | 297 | 165 | 165 | 165 | 165 | 165 | 165 | 165 | 165 | 165 | 165 | 165 | 165 | 165 | 101 | 101 | 101 | 101 | 101 | 101 | 101
Czech Republic | EU CT | CT & LW | Capacity (MW) | Thermal | Gas | Gas Reciprocating Engines | Engine CHP | 49 | 49 | 49 | 49 | 49 | 37 | 37 | 37 | 37 | 37 | 37 | 37 | 37 | 37 | 37 | 37 | 37 | 37 | 37 | 37 | 37 | 37 | 37 | 37 | 37 | 37 | 37 | 37
Czech Republic | EU CT | CT & LW | Capacity (MW) | Thermal | Gas | OCGT | GT | 66.1 | 66.1 | 66.1 | 66.1 | 66.1 | 716.1 | 1366.1 | 2016.1 | 2666.1 | 2666.1 | 2666.1 | 2666.1 | 2666.1 | 2666.1 | 2666.1 | 2666.1 | 2666.1 | 2666.1 | 2666.1 | 2666.1 | 2666.1 | 2666.1 | 2666.1 | 2666.1 | 2600.1 | 2600.1 | 2600.1 | 2600.1 | 2600.1
Czech Republic | EU CT | CT & LW | Capacity (MW) | Thermal | Gas | Gas CHP | GT CHP | 90 | 90 | 122 | 122 | 154 | 154 | 87 | 64 | 64 | 64 | 64 | 64 | 64 | 64 | 64 | 64 | 64 | 64 | 64 | 64 | 64 | 64 | 64 | 64 | 64 | 64 | 64 | 64 | 64
Czech Republic | EU CT | CT & LW | Capacity (MW) | Thermal | Low Carbon | Hydrogen CHP | GT Hydrogen | [8 empty] | 0.2 | 0.2 | 0.2 | 0.2 | 0.2 | 0.2 | 0.2 | 0.2 | 1.61 | 55.13 | 57.33 | 60.73 | 181.93 | 188.08 | 678.46 | 680.89 | 680.89 | 680.89 | 687.01 | 774.5 | 818.52
Czech Republic | EU CT | CT & LW | Capacity (MW) | Thermal | Coal | Coal | IGCC | 2022: 370; 2023: 370; 2024: 370; 2025: 370; 2026: 370; 2027: 370; 2028: 370; 2029: 370; 2030: 370; 2031: 370; 2032: 370; 2033: 370; 2034: 370; 2035: 370
Czech Republic | EU CT | CT & LW | Capacity (MW) | Thermal | Coal | Coal | Lignite | 5404.89 | 5404.89 | 5032.89 | 5032.89 | 4662.89 | 4662.89 | 4637.89 | 3922.89 | 3787.89 | 2852.89 | 2786.89 | 2786.89 | 2781.89 | 2411.89 | 2130.09 | 1923.09 | 945.09 | 932.29 | 175.49 | 4.9 | 0.1 | 0.1 | 0.1 | 0.1 | 0.1 | 0.1 | 0.1 | 0.1 | 0.1
Czech Republic | EU CT | CT & LW | Capacity (MW) | Thermal | Coal | Coal | Lignite CHP | 1490.7 | 1283.7 | 1035.7 | 588.7 | 556.7 | 556.7 | 556.7 | 556.7 | 556.7 | 556.7 | 556.7 | 556.7 | 556.7 | 556.7 | 556.7 | 556.7 | 556.7 | 556.7 | 556.7 | 421.7 | 355.5 | 355.5 | 355.5 | 355.5 | 355.5 | 355.5 | 355.5 | 355.5 | 355.5
Czech Republic | EU CT | CT & LW | Capacity (MW) | Low Carbon | Nuclear | Nuclear | Nuclear | 3932 | 3932 | 3932 | 3932 | 3932 | 3932 | 3932 | 3932 | 3932 | 3932 | 3932 | 3932 | 3932 | 3932 | 3461 | 2522 | 2054 | 2054 | 2054 | 2054 | 2054 | 2054 | 2054 | 2054 | 2054 | 2054 | 1028 | 1028
Czech Republic | EU CT | CT & LW | Capacity (MW) | Renewable | Onshore Wind | Onshore Wind | Onshore Wind | 400 | 948.5 | 1386.1 | 1437.1 | 1504.73 | 1554.73 | 1688.95 | 1793 | 2875.26 | 3865.34 | 4895.34 | 5833.39 | 6688.28 | 7397.71 | 8407.67 | 9392.55 | 10283.93 | 10943.51 | 11592.34 | 12410.12 | 13192.37 | 14167.11 | 14897.95 | 14927.95 | 15916.91 | 16822.94 | 17828.25 | 18677.37 | 19682.2
Czech Republic | EU CT | CT & LW | Capacity (MW) | Renewable | Other Renewables | Other Renewables | Other Renewables | 4.24 | 4.26 | 4.28 | 4.29 | 4.5 | 4.72 | 4.95 | 5.18 | 5.42 | 5.64 | 5.86 | 6.09 | 6.32 | 6.55 | 6.62 | 6.68 | 6.75 | 6.82 | 6.88 | 6.88 | 6.88 | 6.88 | 6.88 | 6.88 | 6.88 | 6.88 | 6.88 | 6.88 | 6.88
Czech Republic | EU CT | CT & LW | Capacity (MW) | Storage | Storage | Pumped Hydro | Pumped Storage | 1145 | 1145 | 1145 | 1145 | 1145 | 1145 | 1145 | 1145 | 1145 | 1145 | 1145 | 1145 | 1145 | 1145 | 1145 | 1145 | 1145 | 1145 | 1145 | 1145 | 1145 | 1145 | 1145 | 1145 | 1145 | 1145 | 1145 | 1145 | 1145
Czech Republic | EU CT | CT & LW | Capacity (MW) | Renewable | Hydro | Hydro | Reservoir Hydro | 788 | 788 | 788 | 788 | 788 | 788 | 788 | 788 | 788 | 788 | 788 | 788 | 788 | 788 | 788 | 788 | 788 | 788 | 788 | 788 | 788 | 788 | 788 | 788 | 788 | 788 | 788 | 788 | 788
Czech Republic | EU CT | CT & LW | Capacity (MW) | Renewable | Hydro | Hydro | Run-of-river Hydro | 268.5 | 268.5 | 268.5 | 268.5 | 268.5 | 268.5 | 268.5 | 268.5 | 268.5 | 268.5 | 268.5 | 268.5 | 268.5 | 268.5 | 268.5 | 268.5 | 268.5 | 268.5 | 268.5 | 268.5 | 268.5 | 268.5 | 268.5 | 268.5 | 268.5 | 268.5 | 268.5 | 268.5 | 268.5
Czech Republic | EU CT | CT & LW | Capacity (MW) | Renewable | Solar | Solar PV | Solar PV | 2186 | 2336 | 2488 | 2786.56 | 3375.13 | 3841.88 | 4202.23 | 4470.23 | 4749.84 | 4799.84 | 4964.39 | 5254.81 | 5367.61 | 5494.56 | 5544.56 | 6029 | 6079 | 6157.06 | 6248.54 | 6333.03 | 6383.03 | 6435.03 | 6588.9 | 6651.38 | 6829.17 | 6886.09 | 6959.01 | 7009.01 | 7059.01
Czech Republic | EU CT | CT & LW | Capacity (MW) | Thermal | Gas | CCGT | Steam Gas | 9 | 9 | 9 | 9 | 9 | 9 | 9 | 9 | 9 | 9 | 9 | 9 | 9 | 9 | 9 | 9 | 9 | 9 | 9 | 9 | 9 | 9 | 9 | 9 | 9 | 9 | 9 | 9
Czech Republic | EU CT | CT & LW | Capacity (MW) | Thermal | Gas | Gas CHP | Steam Gas CHP | 2022: 150.89; 2023: 150.89; 2024: 150.89; 2025: 140.08; 2026: 127.78; 2027: 127.78; 2028: 4.4; 2029: 4.4; 2030: 4.4
Denmark | EU CT | CT & LW | Capacity (MW) | Thermal | Gas | Gas CHP | Aggregated Small CHP | 2045: 95; 2046: 89; 2047: 89; 2048: 82; 2049: 81; 2050: 74
Denmark | EU CT | CT & LW | Capacity (MW) | Storage | Storage | Battery | Battery |  |  |  | 0.6 | 0.6 | 0.6 | 0.6 | 0.6 | 0.6 | 30.17 | 150.09 | 155.86 | 275.47 | 275.47 | 310.75 | 389.17 | 468.18 | 502.88 | 990.92 | 990.92 | 990.92 | 990.92 | 990.92 | 1023.79 | 1045.31 | 1067.08 | 1092.78 | 1128.8 | 1172.16
Denmark | EU CT | CT & LW | Capacity (MW) | Renewable | Biomass | Biomass CHP | Biomass CHP | 2134 | 2134 | 1777 | 1769 | 1769 | 1769 | 1769 | 1769 | 1769 | 1521 | 1521 | 1181 | 1181 | 1181 | 1181 | 1181 | 1181 | 1181 | 1181 | 1181 | 1181 | 1181 | 1181 | 1181 | 1181 | 1181 | 1181 | 1181 | 1181
Denmark | EU CT | CT & LW | Capacity (MW) | Thermal | Gas | CCGT | CCGT |  |  |  |  | 400 | 500 | 898.68 | 1298.68 | 1298.68 | 1298.69 | 1298.69 | 1298.69 | 1298.69 | 1298.69 | 1298.69 | 1298.69 | 1298.69 | 1298.69 | 1298.69 | 1298.69 | 798.69 | 400
Denmark | EU CT | CT & LW | Capacity (MW) | Thermal | Gas | Gas CHP | CCGT CHP | 186 | 186 | 186 | 77 | 77 | 77 | 77 | 77 | 77 | 77 | 77 | 77 | 77 | 77 | 77 | 77 | 77 | 77 | 77
Denmark | EU CT | CT & LW | Capacity (MW) | Thermal | Low Carbon | Hydrogen | CCGT Hydrogen | [8 empty] | 13.69 | 43.57 | 47.52 | 103.36 | 185.44 | 207.72 | 246.95 | 357.49 | 370.94 | 411.73 | 417.61 | 420.69 | 478.82 | 537.05 | 595.26 | 595.92 | 701.41 | 770.77 | 842.68 | 845.14 | 876.48
Denmark | EU CT | CT & LW | Capacity (MW) | Low Carbon | CCS | CCS Biomass | CCS Biomass | 2040: 34.12; 2041: 93.99; 2042: 261.83; 2043: 451.81; 2044: 582.35; 2045: 614.42; 2046: 627.19; 2047: 643.63; 2048: 713.5; 2049: 725.63; 2050: 748.97
Denmark | EU CT | CT & LW | Capacity (MW) | Thermal | Coal | Coal | Coal CHP | 2022: 758; 2023: 385; 2024: 385; 2025: 385; 2026: 385; 2027: 385; 2028: 385; 2029: 385
Denmark | EU CT | CT & LW | Capacity (MW) | Thermal | Gas | OCGT | GT | 100 | 100 | 100 | 100 | 100 | 100 | 550 | 849.99 | 1459.99 | 1359.99 | 1359.99 | 1360 | 1360 | 1360 | 1360 | 1360 | 1360 | 1360 | 1360 | 1360 | 1510 | 1510 | 1510 | 1510 | 1510 | 1510 | 1510 | 1510 | 1510
Denmark | EU CT | CT & LW | Capacity (MW) | Thermal | Gas | Gas CHP | GT CHP | 506 | 423 | 375 | 364 | 453 | 426 | 387 | 380 | 464 | 407 | 459 | 453 | 411 | 466 | 463 | 457 | 455 | 451 | 448 | 447 | 444 | 440 | 437 | 342 | 341 | 322 | 315 | 302 | 298
Denmark | EU CT | CT & LW | Capacity (MW) | Thermal | Low Carbon | Hydrogen CHP | GT Hydrogen | [9 empty] | 1.92 | 6.23 | 10.45 | 31.88 | 62.95 | 129.5 | 146.85 | 191.82 | 287.54 | 289.23 | 369.75 | 415.8 | 420.42 | 551.37 | 555.89 | 569.57 | 573.9 | 574.45 | 585.09 | 635.23
Denmark | EU CT | CT & LW | Capacity (MW) | Renewable | Offshore Wind | Offshore Wind | Offshore Wind | 2302 | 2652 | 2652 | 2702 | 2742 | 4602 | 5152 | 5104 | 6604 | 7354 | 7604 | 7854 | 8104 | 8726 | 8876 | 9022 | 9172 | 9322 | 9572 | 9672 | 9772 | 9872 | 9944 | 11544 | 11644 | 11744 | 11844 | 11949.53 | 12319.47
Denmark | EU CT | CT & LW | Capacity (MW) | Renewable | Onshore Wind | Onshore Wind | Onshore Wind | 4874 | 5035 | 5191 | 5353 | 5916 | 6622 | 7226 | 7796 | 8052.67 | 7963.7 | 8005.7 | 7966.31 | 8012.31 | 8037.31 | 8050.75 | 8049.52 | 8050.92 | 8033.58 | 8107.67 | 8200.43 | 8284.91 | 8328.6 | 8341.75 | 8345.31 | 8345.31 | 8344.31 | 8347.05 | 8535.34 | 9070.26
Denmark | EU CT | CT & LW | Capacity (MW) | Renewable | Hydro | Hydro | Reservoir Hydro | 6 | 6 | 6 | 6 | 6 | 6 | 6 | 6 | 6 | 6 | 6 | 6 | 6 | 6 | 6 | 6 | 6 | 6 | 6 | 6 | 6 | 6 | 6 | 6 | 6 | 6 | 6 | 6 | 6
Denmark | EU CT | CT & LW | Capacity (MW) | Renewable | Solar | Solar PV | Solar PV | 2391.9 | 3501.28 | 4663.66 | 5072.07 | 5521.48 | 5945.39 | 6247.19 | 6473.95 | 6700.69 | 7122.9 | 7545.11 | 7967.33 | 8389.54 | 8844.66 | 9189.93 | 9546.48 | 9952.77 | 10376.25 | 10728.44 | 10748.69 | 10751.17 | 10751.17 | 10755.61 | 10755.61 | 10755.61 | 10755.61 | 10814.76 | 10819.8 | 10832.93
Denmark | EU CT | CT & LW | Capacity (MW) | Thermal | Gas | Gas CHP | Steam Gas CHP | 733 | 733 | 733 | 733 | 710 | 710 | 701 | 568 | 568 | 209 | 209 | 188 | 132 | 132 | 132 | 132 | 132 | 132 | 106 | 69 | 30
Denmark | EU CT | CT & LW | Capacity (MW) | Thermal | Other Thermal | Fuel Oil | Steam Oil CHP | 63 | 63 | 63 | 63 | 63 | 63 | 63 | 63 | 63 | 37 | 37 | 37 | 37 | 37 | 37 | 37 | 37 | 37 | 37 | 37 | 37 | 37 | 37 | 37 | 37 | 37 | 37 | 37 | 37
Denmark | EU CT | CT & LW | Capacity (MW) | Renewable | Waste | Waste CHP | Waste CHP | 457 | 457 | 457 | 457 | 457 | 457 | 457 | 457 | 457 | 457 | 457 | 457 | 457 | 457 | 457 | 457 | 457 | 457 | 457 | 457 | 457 | 457 | 457 | 457 | 457 | 457 | 457 | 457 | 457
Finland | EU CT | CT & LW | Capacity (MW) | Storage | Storage | Battery | Battery | 30 | 30 | 30 | 30.6 | 30.6 | 30.6 | 30.6 | 96.2 | 118.26 | 331.08 | 521.92 | 843.74 | 1522.25 | 1522.25 | 1522.25 | 1522.25 | 1765.57 | 2234.61 | 2258.91 | 2313.5 | 2384.25 | 2480.05 | 2696.32 | 2706.94 | 2716.26 | 2716.26 | 2732.65 | 2743.24 | 2756.84
Finland | EU CT | CT & LW | Capacity (MW) | Renewable | Biomass | Biomass CHP | Biomass CHP | 2667.6 | 2681.6 | 2815.6 | 2815.6 | 2737.6 | 2682.6 | 2682.6 | 2664.6 | 2720.6 | 2720.6 | 2795.6 | 2795.6 | 2837.4 | 2861.4 | 2926.4 | 3066.4 | 3075.2 | 3075.2 | 3127.2 | 3127.2 | 3183.2 | 3183.2 | 3183.2 | 3183.2 | 3183.2 | 3197.2 | 3197.2 | 3228.2 | 3309.2
Finland | EU CT | CT & LW | Capacity (MW) | Thermal | Gas | CCGT | CCGT | 105.2 | 105.2 | 105.2 | 105.4 | 694.11 | 1189.11 | 1789.1 | 2389.1 | 2689.3 | 2689.3 | 2689.31 | 2689.31 | 2689.31 | 2689.51 | 2689.51 | 2689.51 | 2689.51 | 2689.51 | 2389.71 | 2101 | 1201 | 901 | 301 | 1 | 1 | 1 | 1 | 1 | 1
Finland | EU CT | CT & LW | Capacity (MW) | Thermal | Gas | Gas CHP | CCGT CHP | 1067 | 1067 | 1067 | 1067 | 1067 | 1067 | 1067 | 1067 | 1067 | 804 | 804 | 804 | 804 | 804 | 804 | 804 | 634 | 634 | 634 | 234
Finland | EU CT | CT & LW | Capacity (MW) | Thermal | Low Carbon | Hydrogen | CCGT Hydrogen | 0.2 | 0.2 | 0.2 | 0.4 | 0.4 | 0.4 | 0.4 | 0.4 | 0.6 | 0.6 | 56.43 | 105.47 | 105.47 | 113.5 | 128.88 | 161.57 | 171.29 | 451.41 | 451.61 | 1551.61 | 2651.62 | 2956.98 | 3021.89 | 3021.89 | 3021.89 | 3021.89 | 3021.89 | 3021.89 | 3021.89
Finland | EU CT | CT & LW | Capacity (MW) | Low Carbon | CCS | CCS Biomass | CCS Biomass | [8 empty] | 0.2 | 0.2 | 0.2 | 0.2 | 0.2 | 0.4 | 0.4 | 0.4 | 240.98 | 624.48 | 668.09 | 692.83 | 699.79 | 720.54 | 723.95 | 724.15 | 724.15 | 724.15 | 724.15 | 724.15 | 724.35
Finland | EU CT | CT & LW | Capacity (MW) | Low Carbon | CCS | CCS Gas | CCS Gas |  |  |  | 0.2 | 0.2 | 0.2 | 0.2 | 0.2 | 0.4 | 0.4 | 25.46 | 59.01 | 81.75 | 88.01 | 88.23 | 97.53 | 108.02 | 139.82 | 140.02 | 155.8 | 157.88 | 230.83 | 230.83 | 230.83 | 230.83 | 230.83 | 230.83 | 230.83 | 230.83
Finland | EU CT | CT & LW | Capacity (MW) | Thermal | Coal | Coal | Coal | 440.2 | 440.2 | 440.2 | 440.2 | 440.2 | 440.2 | 440.2 | 0.2 | 0.2 | 0.2 | 0.2 | 0.2 | 0.2 | 0.2 | 0.2 | 0.2 | 0.2 | 0.2 | 0.2 | 0.2 | 0.2 | 0.2 | 0.2 | 0.2 | 0.2 | 0.2 | 0.2 | 0.2 | 0.2
Finland | EU CT | CT & LW | Capacity (MW) | Thermal | Coal | Coal | Coal CHP | 2022: 772; 2023: 465; 2024: 465; 2025: 235; 2026: 160; 2027: 160; 2028: 160
Finland | EU CT | CT & LW | Capacity (MW) | Thermal | Gas | OCGT | GT | 1296.2 | 1296.2 | 1296.2 | 1296.2 | 1796.2 | 2254.19 | 2754.19 | 3254.18 | 3718.12 | 3718.12 | 3718.13 | 3718.13 | 3718.13 | 3718.13 | 3718.13 | 3718.13 | 3718.13 | 3718.13 | 3718.13 | 3718.13 | 3718.14 | 3718.14 | 3718.14 | 3718.14 | 3718.14 | 3718.14 | 3651.83 | 3642.19 | 3615.13
Finland | EU CT | CT & LW | Capacity (MW) | Thermal | Gas | Gas CHP | GT CHP | 2022: 49; 2023: 49
Finland | EU CT | CT & LW | Capacity (MW) | Thermal | Low Carbon | Hydrogen CHP | GT Hydrogen | [8 empty] | 0.4 | 0.4 | 0.79 | 3.53 | 13.92 | 851.35 | 859.86 | 873.83 | 881.37 | 1231.37 | 1231.37 | 1236.63 | 1236.63 | 1236.63 | 1336.63 | 1336.63 | 1336.63 | 1336.63 | 1336.63 | 1336.63 | 1336.63
Finland | EU CT | CT & LW | Capacity (MW) | Renewable | Hydro | Hydro | Hydro | 3132 | 3132 | 3132 | 3132 | 3132 | 3132 | 3132 | 3132 | 3132 | 3132 | 3132 | 3132 | 3132 | 3132 | 3132 | 3132 | 3132 | 3132 | 3132 | 3132 | 3132 | 3132 | 3132 | 3132 | 3132 | 3132 | 3132 | 3132 | 3132
Finland | EU CT | CT & LW | Capacity (MW) | Low Carbon | Nuclear | Nuclear | Nuclear | 4380 | 4380 | 4380 | 4380 | 4380 | 4380 | 3870 | 3870 | 3870 | 3360 | 3360 | 3360 | 3360 | 3360 | 3360 | 3360 | 3360 | 2480 | 2480 | 1600 | 1600 | 1600 | 1600 | 1600 | 1600 | 1600 | 1600 | 1600 | 1600
Finland | EU CT | CT & LW | Capacity (MW) | Renewable | Offshore Wind | Offshore Wind | Offshore Wind | 70.7 | 70.7 | 70.7 | 70.7 | 70.7 | 70.7 | 70.7 | 70.7 | 70.7 | 70.7 | 70.7 | 70.7 | 70.7 | 370.7 | 370.7 | 370.7 | 370.7 | 370.7 | 370.7 | 493.27 | 626.39 | 725.67 | 857.94 | 857.94 | 857.94 | 857.94 | 857.94 | 857.94 | 1057.94
Finland | EU CT | CT & LW | Capacity (MW) | Renewable | Onshore Wind | Onshore Wind | Onshore Wind | 4160 | 5465 | 6466 | 7016 | 7566 | 8116 | 8229 | 8358.65 | 10208.02 | 10677.74 | 11137.74 | 11600.22 | 12104.62 | 12574.25 | 12851.5 | 13300.17 | 13993.79 | 15496.04 | 16031.71 | 16971.31 | 17070.98 | 17224.33 | 17365.4 | 17365.4 | 17365.4 | 17368.5 | 17368.5 | 17368.5 | 17368.5
Finland | EU CT | CT & LW | Capacity (MW) | Renewable | Other Renewables | Other Renewables | Other Renewables | 1076 | 1346 | 1346 | 1346 | 1346 | 1346 | 1346 | 1346 | 1346 | 1346 | 1346 | 1346 | 1346 | 1346 | 1346 | 1346 | 1346 | 1346 | 1346 | 1346 | 1346 | 1346 | 1346 | 1346 | 1346 | 1346 | 1346 | 1346 | 1346
Finland | EU CT | CT & LW | Capacity (MW) | Thermal | Coal | Coal | Peat CHP | 535 | 535 | 535 | 535 | 535 | 535 | 535 | 535 | 448 | 448 | 259 | 259 | 259 | 215 | 70 | 70 | 70 | 70 | 70 | 70 | 70 | 70 | 70 | 70 | 70 | 70 | 70 | 30 | 30
Finland | EU CT | CT & LW | Capacity (MW) | Renewable | Solar | Solar PV | Solar PV | 608 | 780 | 953 | 1125 | 1220 | 1315 | 1386.39 | 1552.25 | 2166.92 | 4316.25 | 5242.27 | 6288.69 | 6734.05 | 7715.47 | 8470.73 | 8901.13 | 9091.59 | 9870.01 | 10074.2 | 10116.34 | 10141.83 | 10141.83 | 10141.83 | 10141.83 | 10141.83 | 10141.83 | 10141.83 | 10141.83 | 10141.83
Finland | EU CT | CT & LW | Capacity (MW) | Thermal | Gas | Gas CHP | Steam Gas CHP | 546 | 546 | 546 | 546 | 546 | 546 | 546 | 546 | 546 | 536 | 536 | 536 | 479 | 479 | 424 | 424 | 280 | 280 | 150 | 150 | 150 | 150 | 150 | 150 | 150 | 150 | 150 | 150 | 150
Finland | EU CT | CT & LW | Capacity (MW) | Thermal | Other Thermal | Fuel Oil | Steam Oil CHP | 143 | 143 | 50 | 50 | 50 | 50 | 50 | 50 | 50 | 50 | 50 | 50 | 50 | 50 | 50 | 50 | 50 | 50 | 50 | 50 | 50 | 50 | 50 | 50 | 50 | 50 | 50 | 50 | 30
Finland | EU CT | CT & LW | Capacity (MW) | Renewable | Waste | Waste CHP | Waste CHP | 310.5 | 310.5 | 310.5 | 310.5 | 310.5 | 310.5 | 310.5 | 310.5 | 310.5 | 310.5 | 310.5 | 310.5 | 310.5 | 310.5 | 310.5 | 310.5 | 310.5 | 310.5 | 310.5 | 310.5 | 310.5 | 310.5 | 310.5 | 310.5 | 310.5 | 310.5 | 310.5 | 310.5 | 310.5
France | EU CT | CT & LW | Capacity (MW) | Thermal | Gas | Gas CHP | Aggregated Small CHP | 5340 | 5240 | 5240 | 5240 | 4980 | 4720 | 4460 | 4200 | 3940 | 3630 | 3530 | 3430 | 3330 | 3230 | 3130 | 3030 | 2930 | 2830 | 2730 | 2630 | 2530 | 2430 | 2330 | 2230 | 2130 | 2030 | 1930 | 1830 | 1730
France | EU CT | CT & LW | Capacity (MW) | Storage | Storage | Battery | Battery | 376.4 | 376.4 | 412.4 | 412.4 | 412.4 | 412.4 | 412.4 | 412.4 | 412.4 | 412.4 | 412.4 | 412.4 | 412.4 | 412.4 | 412.4 | 412.4 | 412.4 | 412.4 | 412.4 | 412.4 | 412.4 | 412.4 | 1412.4 | 1412.4 | 2412.4 | 2412.4 | 2412.4 | 2412.4 | 2412.4
France | EU CT | CT & LW | Capacity (MW) | Renewable | Biomass | Biomass | Biomass | 1000 | 1075 | 1150 | 1250 | 1400 | 1550 | 1700 | 1850 | 2000 | 2150 | 2300 | 2450 | 2600 | 2750 | 2900 | 3050 | 3350 | 3500 | 3650 | 3800 | 3800 | 3950 | 4100 | 4250 | 4400 | 4550 | 4700 | 4850 | 5000
France | EU CT | CT & LW | Capacity (MW) | Thermal | Gas | CCGT | CCGT | 6518.1 | 6518.1 | 6518.1 | 6518.2 | 6518.2 | 6518.2 | 6518.2 | 9367.16 | 9367.26 | 9367.26 | 9367.26 | 9367.26 | 9367.26 | 8567.36 | 8567.36 | 8567.36 | 8567.36 | 8155.36 | 6469.46 | 5630.46 | 4283.46 | 3870.46 | 1021.5 | 1021.5 | 446.5 | 446.5 | 446.5 | 446.5 | 446.5
France | EU CT | CT & LW | Capacity (MW) | Thermal | Low Carbon | Hydrogen | CCGT Hydrogen | 0.1 | 0.1 | 0.1 | 0.2 | 0.2 | 0.2 | 0.2 | 0.2 | 0.4 | 0.4 | 0.4 | 0.4 | 0.4 | 0.6 | 0.6 | 0.6 | 0.6 | 0.6 | 0.8 | 8.95 | 48.89 | 71.4 | 117.43 | 124.86 | 124.86 | 128.41 | 378.41 | 378.41 | 378.41
France | EU CT | CT & LW | Capacity (MW) | Low Carbon | CCS | CCS Biomass | CCS Biomass | [8 empty] | 0.1 | 0.1 | 0.1 | 0.1 | 0.1 | 0.2 | 0.2 | 0.2 | 0.2 | 0.2 | 0.3 | 0.3 | 0.3 | 0.3 | 175.8 | 1619.49 | 4348.79 | 4871.55 | 5424.89 | 5517.9 | 5524.7
France | EU CT | CT & LW | Capacity (MW) | Low Carbon | CCS | CCS Gas | CCS Gas |  |  |  | 0.1 | 0.1 | 0.1 | 0.1 | 0.1 | 0.2 | 0.2 | 0.2 | 0.2 | 0.2 | 0.3 | 0.3 | 0.3 | 0.3 | 0.3 | 0.4 | 0.4 | 0.4 | 0.4 | 0.4 | 0.5 | 0.5 | 0.5 | 0.5 | 0.5 | 0.6
France | EU CT | CT & LW | Capacity (MW) | Thermal | Coal | Coal | Coal | 1760.1 | 1160.1 | 1160.1 | 0.1 | 0.1 | 0.1 | 0.1 | 0.1 | 0.1 | 0.1 | 0.1 | 0.1 | 0.1 | 0.1 | 0.1 | 0.1 | 0.1 | 0.1 | 0.1 | 0.1 | 0.1 | 0.1 | 0.1 | 0.1 | 0.1 | 0.1 | 0.1 | 0.1 | 0.1
France | EU CT | CT & LW | Capacity (MW) | Thermal | Gas | Gas Reciprocating Engines | Engine | 1289.9 | 989.9 | 689.9 | 689.9 | 629.9 | 569.9 | 509.9 | 449.9 | 389.9 | 389.9 | 389.9 | 389.9 | 389.9 | 389.9 | 389.9 | 389.9 | 389.9 | 389.9 | 389.9 | 389.9 | 389.9 | 389.9 | 389.9 | 389.9 | 389.9 | 389.9 | 389.9 | 389.9 | 389.9
France | EU CT | CT & LW | Capacity (MW) | Thermal | Gas | OCGT | GT | 1649.1 | 1446.1 | 1446.1 | 1446.1 | 1312.1 | 3712.1 | 5987.1 | 8387.1 | 11041.22 | 10914.22 | 10914.22 | 10914.22 | 10914.22 | 10959.19 | 10959.19 | 10959.19 | 10830.19 | 10456.19 | 9899.19 | 9899.19 | 9899.19 | 9899.19 | 9899.19 | 9899.19 | 9899.19 | 9899.19 | 9899.19 | 9899.19 | 9899.19
France | EU CT | CT & LW | Capacity (MW) | Thermal | Gas | Gas CHP | GT CHP | 2022: 260; 2023: 260; 2024: 260; 2025: 260; 2026: 260; 2027: 260; 2028: 260; 2029: 260; 2030: 260; 2031: 260; 2032: 260; 2033: 260; 2034: 260; 2035: 260; 2036: 260; 2037: 260
France | EU CT | CT & LW | Capacity (MW) | Thermal | Low Carbon | Hydrogen CHP | GT Hydrogen | [8 empty] | 0.2 | 0.2 | 0.2 | 0.2 | 0.2 | 0.2 | 0.2 | 0.2 | 0.2 | 0.2 | 0.2 | 0.2 | 0.2 | 0.2 | 1200.2 | 1200.2 | 1200.2 | 1520.2 | 1520.2 | 1520.2 | 1520.2
France | EU CT | CT & LW | Capacity (MW) | Low Carbon | Nuclear | Nuclear | Nuclear | 61370 | 61370 | 62970 | 62970 | 62970 | 62970 | 62055 | 61145 | 57550 | 57550 | 57550 | 57550 | 55750 | 53935 | 52110 | 49400 | 47600 | 43060 | 35880 | 35880 | 34965 | 32305 | 32305 | 27455 | 22970 | 20350 | 19050 | 17750 | 15510
France | EU CT | CT & LW | Capacity (MW) | Renewable | Offshore Wind | Offshore Wind | Offshore Wind | 480 | 480 | 1924 | 2916 | 2916 | 3166 | 4016 | 5016 | 6266 | 7766 | 8766 | 9766 | 10766 | 11766 | 12766 | 13766 | 14766 | 15766 | 16782.24 | 17798.84 | 18817.73 | 19836.69 | 20920.5 | 21972.02 | 23128.68 | 24174.01 | 25186.7 | 26326.2 | 27326.69
France | EU CT | CT & LW | Capacity (MW) | Renewable | Onshore Wind | Onshore Wind | Onshore Wind | 19028 | 22023.59 | 24532.59 | 26381.59 | 28231.59 | 30082.59 | 31931.59 | 33945.72 | 39560.71 | 42339.08 | 44188.08 | 48489.37 | 54683.86 | 61532.86 | 68382.86 | 75232.86 | 82082.86 | 88932.86 | 95782.86 | 100499.04 | 102821.65 | 106197.41 | 108188.16 | 112608.86 | 114544.64 | 116968.35 | 117990.92 | 118043.67 | 119936.04
France | EU CT | CT & LW | Capacity (MW) | Storage | Storage | Pumped Hydro | Pumped Storage | 5373.2 | 5373.2 | 5373.2 | 5373.2 | 5373.2 | 5373.2 | 5373.2 | 5373.2 | 5373.2 | 5373.2 | 5373.2 | 5373.2 | 5373.2 | 5373.2 | 5373.2 | 5373.2 | 5373.2 | 5373.2 | 5373.2 | 5373.2 | 5373.2 | 5373.2 | 5373.2 | 5373.2 | 5373.2 | 5373.2 | 5373.2 | 5373.2 | 5373.2
France | EU CT | CT & LW | Capacity (MW) | Renewable | Hydro | Hydro | Reservoir Hydro | 9156.4 | 9252.6 | 9348.8 | 9445 | 9541.2 | 9637.4 | 9733.6 | 9829.8 | 9926 | 9926 | 9926 | 9926 | 9926 | 9926 | 9926 | 9926 | 9926 | 9926 | 9926 | 9926 | 9926 | 9926 | 9926 | 9926 | 9926 | 9926 | 9926 | 9926 | 9926
France | EU CT | CT & LW | Capacity (MW) | Renewable | Hydro | Hydro | Run-of-river Hydro | 11067 | 11102 | 11137 | 11172 | 11207 | 11242 | 11277 | 11277 | 11277 | 11277 | 11277 | 11277 | 11277 | 11277 | 11277 | 11277 | 11277 | 11277 | 11277 | 11277 | 11277 | 11277 | 11277 | 11277 | 11277 | 11277 | 11277 | 11277 | 11277
France | EU CT | CT & LW | Capacity (MW) | Renewable | Solar | Solar PV | Solar PV | 15200 | 18149.09 | 21738.09 | 25328.09 | 28918.09 | 32507.09 | 36354.09 | 39947.48 | 43560.87 | 47186.71 | 50706.38 | 54157.38 | 57606.38 | 61447.26 | 66535.72 | 71501.34 | 80310.04 | 86272.12 | 90861.33 | 91024.83 | 91700.13 | 91700.13 | 96998.14 | 101002.05 | 108503.43 | 113993.76 | 118419.69 | 127423.56 | 135877.08
France | EU CT | CT & LW | Capacity (MW) | Thermal | Gas | CCGT | Steam Gas | 65 | 65 | 65 | 65 | 65 | 65 | 65 | 65 | 65 | 65 | 65 | 65 | 65 | 65 | 65 | 65 | 65 | 65 | 65 | 65 | 65 | 65 | 65
France | EU CT | CT & LW | Capacity (MW) | Renewable | Marine | Marine | Tidal Range | 240 | 240 | 240 | 240 | 240 | 240 | 240 | 240 | 240 | 240 | 240 | 240 | 240 | 240 | 240 | 240 | 240 | 240 | 240 | 240 | 240 | 240 | 240 | 240 | 240 | 240 | 240 | 240 | 240
France | EU CT | CT & LW | Capacity (MW) | Renewable | Waste | Waste | Waste | 1822 | 1922 | 2022 | 2122 | 2322 | 2522 | 2722 | 2922 | 3122 | 3322 | 3522 | 3722 | 3922 | 4122 | 4322 | 4522 | 4722 | 4922 | 5122 | 5322 | 5522 | 5722 | 5922 | 6122 | 6322 | 6522 | 6722 | 6922 | 7122
Germany | EU CT | CT & LW | Capacity (MW) | Thermal | Gas | Gas CHP | Aggregated Small CHP | 13271.51 | 13060.8 | 12850.1 | 12639.39 | 12428.68 | 12216.97 | 12006.26 | 11796.55 | 11583.84 | 11378.13 | 11429.42 | 11480.71 | 11532 | 11583.29 | 11635.58 | 11686.87 | 11686.87 | 11686.87 | 11686.87 | 10419.96 | 10351.19 | 10260.75 | 10142.77 | 9990.33 | 9795.63 | 9550.54 | 9247.6 | 8881.7 | 8452.4
Germany | EU CT | CT & LW | Capacity (MW) | Storage | Storage | Battery | Battery | 2055.05 | 2379.05 | 2702.05 | 3026.05 | 3168.05 | 3311.05 | 3454.05 | 3596.05 | 3739.05 | 3993.3 | 4047.55 | 4234.55 | 4421.55 | 4608.55 | 4807.03 | 5036.62 | 5356.83 | 5549 | 5950.66 | 6896.91 | 7287.69 | 7627.93 | 8023.72 | 8051.2 | 8410.3 | 8471.1 | 8688.06 | 8688.06 | 8688.06
Germany | EU CT | CT & LW | Capacity (MW) | Renewable | Biomass | Biomass | Biomass | 10151 | 10134 | 10117 | 10100 | 10179 | 10260 | 10340 | 10421 | 10500 | 10601 | 10701 | 10800 | 10900 | 10999 | 11100 | 11200 | 11300 | 11399 | 11500 | 11500 | 11500 | 11500 | 11500 | 11500 | 11500 | 11500 | 11500 | 11500 | 11500
Germany | EU CT | CT & LW | Capacity (MW) | Thermal | Gas | CCGT | CCGT | 5920 | 5920 | 5920 | 5920 | 6320 | 10261 | 13308 | 16708 | 20108 | 20108 | 20108 | 20108 | 20108 | 20108 | 19308 | 18891 | 18053 | 18053 | 16320 | 15775 | 12375 | 8545 | 3845 | 445
Germany | EU CT | CT & LW | Capacity (MW) | Thermal | Gas | Gas CHP | CCGT CHP | 8409.14 | 9309.14 | 9709.14 | 9937.14 | 10077.14 | 9471.34 | 9611.34 | 10081.34 | 10569.24 | 11386.74 | 11382.54 | 11782.54 | 11696.54 | 12012.14 | 10412.9 | 10412.9 | 10412.9 | 10112.9 | 9985.9 | 9601 | 9601 | 9301 | 8851 | 8851 | 7281 | 7281 | 7281 | 7281 | 7281
Germany | EU CT | CT & LW | Capacity (MW) | Thermal | Low Carbon | Hydrogen | CCGT Hydrogen | 0.1 | 0.1 | 0.1 | 0.2 | 0.2 | 0.2 | 0.2 | 0.2 | 638.43 | 4638.43 | 5537.3 | 6363.41 | 6976.65 | 7837.37 | 7837.37 | 9182.61 | 9182.61 | 8370.69 | 8370.89 | 9670.89 | 14170.89 | 20131.5 | 25648.35 | 25648.35 | 26488.36 | 26634.17 | 28034.17 | 28549.47 | 28549.47
Germany | EU CT | CT & LW | Capacity (MW) | Low Carbon | CCS | CCS Biomass | CCS Biomass | [8 empty] | 0.1 | 0.1 | 0.1 | 0.1 | 0.1 | 0.2 | 0.2 | 0.2 | 0.2 | 437.39 | 2306.42 | 2716.75 | 3125.83 | 3126.62 | 3135.51 | 3135.61 | 3186.14 | 3205.54 | 3291.97 | 3361.48 | 3372.1
Germany | EU CT | CT & LW | Capacity (MW) | Low Carbon | CCS | CCS Gas | CCS Gas |  |  |  | 0.1 | 0.1 | 0.1 | 0.1 | 0.1 | 170.8 | 296.07 | 319.59 | 319.59 | 319.59 | 319.69 | 368.64 | 531.25 | 571.8 | 602.5 | 793.06 | 860.46 | 1379.07 | 1379.07 | 2120.39 | 2349.61 | 2413.64 | 2652.97 | 2652.97 | 2652.97 | 2653.07
Germany | EU CT | CT & LW | Capacity (MW) | Thermal | Coal | Coal | Coal | 6370.1 | 4963.1 | 4273.1 | 3552.1 | 3552.1 | 3552.1 | 3044.1 | 1573.1 | 0.1 | 0.1 | 0.1 | 0.1 | 0.1 | 0.1 | 0.1 | 0.1 | 0.1 | 0.1 | 0.1 | 0.1 | 0.1 | 0.1 | 0.1 | 0.1 | 0.1 | 0.1 | 0.1 | 0.1 | 0.1
Germany | EU CT | CT & LW | Capacity (MW) | Thermal | Coal | Coal | Coal CHP | 2022: 8454; 2023: 8064; 2024: 8064; 2025: 8064; 2026: 6577; 2027: 5041; 2028: 4336; 2029: 4247; 2030: 4247
Germany | EU CT | CT & LW | Capacity (MW) | Thermal | Gas | Gas Reciprocating Engines | Engine CHP | 190 | 190 | 190 | 190 | 190 | 190 | 190 | 190 | 190 | 190 | 190 | 190 | 190 | 190 | 190 | 190 | 190 | 190 | 190 | 190
Germany | EU CT | CT & LW | Capacity (MW) | Renewable | Other Renewables | Other Renewables | Geothermal | 78 | 82 | 86 | 90 | 94 | 98 | 102 | 106 | 110 | 114 | 118 | 122 | 126 | 130 | 134 | 138 | 142 | 146 | 150 | 174 | 178 | 181 | 185 | 200 | 200 | 200 | 205 | 211 | 250
Germany | EU CT | CT & LW | Capacity (MW) | Thermal | Gas | OCGT | GT | 1958.7 | 1958.7 | 1958.7 | 1838.7 | 1838.7 | 4438.7 | 7038.7 | 9638.7 | 12238.7 | 12238.7 | 12238.7 | 12238.7 | 12238.7 | 12238.7 | 12238.7 | 11694.7 | 11694.7 | 11694.7 | 11600.1 | 11600.1 | 11600.1 | 11600.1 | 10400.1 | 10400.1 | 10400.1 | 10400.1 | 10400.1 | 10400.1 | 10400.1
Germany | EU CT | CT & LW | Capacity (MW) | Thermal | Gas | Gas CHP | GT CHP | 120 | 120 | 120 | 120 | 120 | 120 | 120 | 120 | 120 | 120 | 120 | 120 | 120 | 120 | 120 | 120 | 120 | 120 | 120 | 120 | 120 | 120
Germany | EU CT | CT & LW | Capacity (MW) | Thermal | Low Carbon | Hydrogen CHP | GT Hydrogen | [8 empty] | 0.2 | 0.2 | 600.2 | 600.2 | 600.2 | 600.2 | 600.2 | 668.58 | 1368.58 | 1548.2 | 1186.38 | 1186.38 | 2386.38 | 4586.38 | 4986.38 | 8386.38 | 10049.45 | 11367.53 | 11767.53 | 11767.53 | 11767.53
Germany | EU CT | CT & LW | Capacity (MW) | Thermal | Coal | Coal | Lignite | 17738.1 | 15174.1 | 14417.1 | 14096.1 | 13166.1 | 11306.1 | 10678.1 | 6092.1 | 3704.1 | 0.1 | 0.1 | 0.1 | 0.1 | 0.1 | 0.1 | 0.1 | 0.1 | 0.1 | 0.1 | 0.1 | 0.1 | 0.1 | 0.1 | 0.1 | 0.1 | 0.1 | 0.1 | 0.1 | 0.1
Germany | EU CT | CT & LW | Capacity (MW) | Thermal | Coal | Coal | Lignite CHP | 78: 342.1; 82: 166.1; 86: 166.1; 90: 166.1; 94: 166.1; 98: 166.1; 102: 166.1; 106: 166.1; 110: 166.1
Germany | EU CT | CT & LW | Capacity (MW) | Low Carbon | Nuclear | Nuclear | Nuclear | 78: 4049
Germany | EU CT | CT & LW | Capacity (MW) | Renewable | Offshore Wind | Offshore Wind | Offshore Wind | 8723.2 | 8723.2 | 9864.2 | 11639.2 | 13711.2 | 15783.2 | 17855.2 | 19928.2 | 22269.35 | 25244 | 28636.5 | 32423.87 | 36223.87 | 40023.87 | 43823.87 | 47623.87 | 51423.87 | 55223.87 | 59023.87 | 61023.87 | 63023.87 | 65023.87 | 67023.87 | 69023.87 | 71023.87 | 73023.87 | 75023.87 | 77023.87 | 79023.87
Germany | EU CT | CT & LW | Capacity (MW) | Renewable | Onshore Wind | Onshore Wind | Onshore Wind | 57600.74 | 62492.04 | 65577.79 | 68663.63 | 71821 | 74462.06 | 77644.73 | 82847.06 | 89066.22 | 93515.19 | 97415.13 | 101315.14 | 105055.3 | 107653.82 | 111343.8 | 114965.96 | 118351.27 | 120787.32 | 124902.68 | 125877.55 | 127127.02 | 127494.42 | 129841.24 | 130045.03 | 130072.16 | 130771.17 | 130958.84 | 133174.58 | 133645.85
Germany | EU CT | CT & LW | Capacity (MW) | Storage | Storage | Pumped Hydro | Pumped Storage | 7218.2 | 7218.2 | 7218.2 | 7218.2 | 7218.2 | 7218.2 | 7218.2 | 7218.2 | 7218.2 | 7218.2 | 7218.2 | 7218.2 | 7218.2 | 7218.2 | 7218.2 | 7218.2 | 7218.2 | 7218.2 | 7218.2 | 7218.2 | 7218.2 | 7218.2 | 7218.2 | 7218.2 | 7218.2 | 7218.2 | 7218.2 | 7218.2 | 7218.2
Germany | EU CT | CT & LW | Capacity (MW) | Renewable | Hydro | Hydro | Reservoir Hydro | 2240 | 2240 | 2240 | 2240 | 2280 | 2280 | 2280 | 2280 | 2280 | 2280 | 2280 | 2280 | 2280 | 2280 | 2330 | 2330 | 2330 | 2330 | 2330 | 2330 | 2330 | 2330 | 2330 | 2330 | 2330 | 2330 | 2330 | 2330 | 2330
Germany | EU CT | CT & LW | Capacity (MW) | Renewable | Hydro | Hydro | Reservoir Hydro with pumping | 789 | 789 | 789 | 789 | 789 | 789 | 789 | 789 | 789 | 789 | 789 | 789 | 789 | 789 | 789 | 789 | 789 | 789 | 789 | 789 | 789 | 789 | 789 | 789 | 789 | 789 | 789 | 789 | 789
Germany | EU CT | CT & LW | Capacity (MW) | Renewable | Hydro | Hydro | Run-of-river Hydro | 5331 | 5426 | 5522 | 5617 | 5691 | 5764 | 5838 | 5911 | 5985 | 6058 | 6132 | 6205 | 6278 | 6352 | 6401 | 6451 | 6500 | 6550 | 6599 | 6716 | 6834 | 6951 | 7068 | 7186 | 7303 | 7421 | 7538 | 7655 | 7773
Germany | EU CT | CT & LW | Capacity (MW) | Renewable | Solar | Solar PV | Solar PV | 61157.97 | 66013.23 | 73560.59 | 78415.66 | 83271.13 | 88126.33 | 93675.78 | 100669.19 | 114347.48 | 119875.36 | 121631.54 | 124192.92 | 125693.01 | 127192.93 | 130303.23 | 131986.01 | 133486.01 | 134986.03 | 136509.74 | 137284.39 | 137284.39 | 137284.39 | 137284.39 | 137550.07 | 137633.95 | 138677.7 | 138898.07 | 140596.04 | 140596.04
Germany | EU CT | CT & LW | Capacity (MW) | Thermal | Gas | CCGT | Steam Gas | 78: 1238; 82: 823; 86: 823; 90: 823; 94: 823
Germany | EU CT | CT & LW | Capacity (MW) | Thermal | Gas | Gas CHP | Steam Gas CHP | 1476 | 1111.5 | 1111.5 | 406.5 | 406.5 | 406.5 | 406.5 | 406.5 | 406.5 | 406.5 | 406.5 | 406.5 | 181.5 | 181.5 | 181.5 | 181.5 | 181.5 | 181.5 | 181.5 | 96.5 | 96.5
Germany | EU CT | CT & LW | Capacity (MW) | Thermal | Other Thermal | Fuel Oil | Steam Oil CHP | 78: 384.5; 82: 384.5; 86: 384.5; 90: 384.5; 94: 384.5; 98: 384.5; 102: 292; 106: 80; 110: 80; 114: 80; 118: 80; 122: 80; 126: 80
Ireland (IAI) | EU CT | CT & LW | Capacity (MW) | Thermal | Gas | Gas CHP | Aggregated Small CHP | 138 | 138 | 138 | 138 | 138 | 138 | 138 | 138 | 138 | 138 | 138 | 138 | 138 | 138 | 138 | 138 | 138 | 138 | 138 | 138 | 138 | 138 | 138 | 138 | 138 | 138 | 138 | 138 | 138
Ireland (IAI) | EU CT | CT & LW | Capacity (MW) | Storage | Storage | Battery | Battery | 460.1 | 618.1 | 655.1 | 726.1 | 726.1 | 726.1 | 726.1 | 726.1 | 726.1 | 726.1 | 726.1 | 726.1 | 726.1 | 726.1 | 797.34 | 804.16 | 890.24 | 921.43 | 1169.68 | 1397.99 | 1466.02 | 1471.19 | 1546.45 | 1570.21 | 1570.21 | 1603.14 | 1648.24 | 1667.63 | 1668.41
Ireland (IAI) | EU CT | CT & LW | Capacity (MW) | Renewable | Biomass | Biomass | Biomass | 141.6 | 141.6 | 141.6 | 141.6 | 141.6 | 141.6 | 141.6 | 141.6 | 141.6 | 141.6 | 141.6 | 141.6 | 141.6 | 141.6 | 141.6 | 141.6 | 141.6 | 141.6 | 141.6 | 141.6 | 141.6 | 141.6 | 141.6 | 141.6 | 141.6 | 141.6 | 141.6 | 141.6 | 141.6
Ireland (IAI) | EU CT | CT & LW | Capacity (MW) | Renewable | Biomass | Biomass CHP | Biomass CHP | 30 | 30 | 30 | 30 | 30 | 30 | 30 | 30 | 30 | 30 | 30 | 30 | 30 | 30 | 30 | 30 | 30 | 30 | 30 | 30 | 30 | 30 | 30 | 30 | 30 | 30 | 30 | 30 | 30
Ireland (IAI) | EU CT | CT & LW | Capacity (MW) | Thermal | Gas | CCGT | CCGT | 4321.2 | 4321.2 | 4321.2 | 4321.4 | 4321.4 | 4321.4 | 4321.4 | 4321.4 | 4089.6 | 4089.6 | 3353.6 | 2758.6 | 2758.6 | 2124.8 | 1740.8 | 1740.8 | 1340.8 | 1340.8 | 909 | 465 | 465 | 465 | 465 | 1.1 | 1.1 | 1.1 | 1.1 | 1.1 | 1.1
Ireland (IAI) | EU CT | CT & LW | Capacity (MW) | Thermal | Low Carbon | Hydrogen | CCGT Hydrogen | 0.2 | 0.2 | 0.2 | 0.4 | 0.4 | 0.4 | 0.4 | 0.4 | 0.8 | 0.8 | 0.8 | 0.8 | 0.8 | 1.2 | 1.2 | 1.2 | 1.34 | 4.04 | 9.59 | 49.59 | 57.74 | 57.74 | 60.95 | 61.15 | 61.15 | 61.94 | 64.86 | 67.46 | 68.88
Ireland (IAI) | EU CT | CT & LW | Capacity (MW) | Low Carbon | CCS | CCS Biomass | CCS Biomass | [8 empty] | 0.1 | 0.1 | 0.1 | 0.1 | 0.1 | 0.2 | 0.2 | 0.2 | 0.2 | 0.2 | 116.83 | 118.71 | 245.66 | 365.42 | 376.61 | 380.65 | 385.13 | 404.82 | 415.67 | 419.98 | 420.3
Ireland (IAI) | EU CT | CT & LW | Capacity (MW) | Low Carbon | CCS | CCS Gas | CCS Gas |  |  |  | 0.1 | 0.1 | 0.1 | 0.1 | 0.1 | 0.2 | 0.2 | 0.2 | 0.2 | 0.2 | 0.3 | 0.3 | 0.3 | 0.3 | 0.3 | 0.4 | 0.4 | 0.4 | 0.4 | 0.4 | 0.4 | 0.4 | 0.4 | 0.4 | 0.4 | 0.4
Ireland (IAI) | EU CT | CT & LW | Capacity (MW) | Thermal | Coal | Coal | Coal | 968.1 | 968.1 | 968.1 | 570.1 | 0.1 | 0.1 | 0.1 | 0.1 | 0.1 | 0.1 | 0.1 | 0.1 | 0.1 | 0.1 | 0.1 | 0.1 | 0.1 | 0.1 | 0.1 | 0.1 | 0.1 | 0.1 | 0.1 | 0.1 | 0.1 | 0.1 | 0.1 | 0.1 | 0.1
Ireland (IAI) | EU CT | CT & LW | Capacity (MW) | Thermal | Gas | Gas Reciprocating Engines | Engine | 83.07 | 83.07 | 83.07 | 83.07 | 83.07 | 83.07 | 83.07 | 83.07 | 83.07 | 83.07 | 83.07 | 83.07 | 83.07 | 83.07 | 83.07 | 83.07 | 83.07 | 83.07 | 83.07 | 83.07 | 83.07 | 83.07 | 83.07 | 83.07 | 83.07 | 83.07 | 83.07 | 83.07
Ireland (IAI) | EU CT | CT & LW | Capacity (MW) | Thermal | Gas | OCGT | GT | 742.42 | 1070.42 | 1804.42 | 1854.42 | 1854.42 | 2283.84 | 2683.84 | 3283.84 | 3407.12 | 3407.13 | 3407.13 | 3407.13 | 3407.13 | 3407.13 | 3407.13 | 3407.13 | 3407.13 | 3303.13 | 3140.13 | 3140.13 | 3107.7 | 3107.71 | 3107.71 | 3024.69 | 2908.69 | 2908.69 | 2907.85 | 2907.55 | 2904.93
Ireland (IAI) | EU CT | CT & LW | Capacity (MW) | Thermal | Low Carbon | Hydrogen CHP | GT Hydrogen | [8 empty] | 0.4 | 0.4 | 1.64 | 9.69 | 10.62 | 24.01 | 160.31 | 200.37 | 213.95 | 263.74 | 417.84 | 438.6 | 524.82 | 524.82 | 524.82 | 524.82 | 524.82 | 586.4 | 619.68 | 819.68 | 871.64
Ireland (IAI) | EU CT | CT & LW | Capacity (MW) | Renewable | Offshore Wind | Offshore Wind | Offshore Wind | 25 | 250 | 500 | 1000 | 1500 | 2000 | 2750 | 3500 | 4000 | 4000 | 4000 | 4000 | 4000 | 4500 | 4500 | 4500 | 4500 | 4500 | 5000 | 5000 | 5000 | 5000 | 5000 | 5000 | 5000 | 5000 | 5000 | 5000 | 5000
Ireland (IAI) | EU CT | CT & LW | Capacity (MW) | Renewable | Onshore Wind | Onshore Wind | Onshore Wind | 6371 | 6689.45 | 7209.45 | 7754.62 | 7912.62 | 8187.72 | 8155.72 | 8149.72 | 8255.45 | 8309.45 | 8446.35 | 8501.49 | 8541.35 | 8445.3 | 8394.3 | 8648.48 | 8630.39 | 8517.39 | 8525.05 | 8449.85 | 8362.48 | 8260.48 | 8058.49 | 8257.37 | 8031.65 | 7139.65 | 6848.22 | 6539.94 | 6834.89
Ireland (IAI) | EU CT | CT & LW | Capacity (MW) | Renewable | Other Renewables | Other Renewables | Other Renewables | 46 | 46 | 46 | 46 | 46 | 46 | 46 | 46 | 46 | 46 | 46 | 46 | 46 | 46 | 46 | 46 | 46 | 46 | 46 | 46 | 46 | 46 | 46 | 46 | 46 | 46 | 46 | 46 | 46
Ireland (IAI) | EU CT | CT & LW | Capacity (MW) | Storage | Storage | Pumped Hydro | Pumped Storage | 292 | 292 | 292 | 292 | 292 | 292 | 292 | 292 | 292 | 292 | 292 | 292 | 292 | 292 | 292 | 292 | 292 | 292 | 292 | 292 | 292 | 292 | 292 | 292 | 292 | 292 | 292 | 292 | 292
Ireland (IAI) | EU CT | CT & LW | Capacity (MW) | Renewable | Hydro | Hydro | Reservoir Hydro | 216 | 216 | 216 | 216 | 216 | 216 | 216 | 216 | 216 | 216 | 216 | 216 | 216 | 216 | 216 | 216 | 216 | 216 | 216 | 216 | 216 | 216 | 216 | 216 | 216 | 216 | 216 | 216 | 216
Ireland (IAI) | EU CT | CT & LW | Capacity (MW) | Renewable | Hydro | Hydro | Run-of-river Hydro | 32 | 32 | 32 | 32 | 32 | 32 | 32 | 32 | 32 | 32 | 32 | 32 | 32 | 32 | 32 | 32 | 32 | 32 | 32 | 32 | 32 | 32 | 32 | 32 | 32 | 32 | 32 | 32 | 32
Ireland (IAI) | EU CT | CT & LW | Capacity (MW) | Renewable | Solar | Solar PV | Solar PV | 1268 | 2347 | 3452 | 3501 | 3551 | 3601 | 3651 | 3701 | 3752 | 3775 | 3801 | 3825 | 3850 | 3875 | 3901 | 3925 | 3951 | 3976 | 3999 | 4023 | 4023 | 4023 | 4023 | 4023 | 4020 | 4013 | 4004 | 3994 | 3988
Ireland (IAI) | EU CT | CT & LW | Capacity (MW) | Thermal | Other Thermal | Fuel Oil | Steam Oil | 78: 589.4
Ireland (IAI) | EU CT | CT & LW | Capacity (MW) | Renewable | Waste | Waste | Waste | 111.1 | 111.1 | 111.1 | 111.1 | 111.1 | 111.1 | 111.1 | 111.1 | 111.1 | 111.1 | 111.1 | 111.1 | 111.1 | 111.1 | 111.1 | 111.1 | 111.1 | 111.1 | 111.1 | 111.1 | 111.1 | 111.1 | 111.1 | 111.1 | 111.1 | 111.1 | 111.1 | 111.1 | 111.1
Italy | EU CT | CT & LW | Capacity (MW) | Thermal | Gas | Gas CHP | Aggregated Small CHP | 4401.37 | 4401.37 | 4401.37 | 4401.37 | 4401.37 | 4401.37 | 4401.37 | 4401.37 | 4401.37 | 4401.37 | 4401.37 | 4401.37 | 4401.37 | 4401.37 | 4401.37 | 4401.37 | 4401.37 | 4401.37 | 4401.37 | 4401.37 | 4401.37 | 4401.37 | 4401.37 | 4401.37 | 4401.37 | 4401.37 | 4401.37 | 4401.37 | 4401.37
Italy | EU CT | CT & LW | Capacity (MW) | Storage | Storage | Battery | Battery | 63.3 | 438.8 | 1458.8 | 2458.8 | 2958.8 | 3208.8 | 3208.8 | 3208.8 | 3208.8 | 3208.8 | 3233.57 | 3257.63 | 3275.26 | 3440.61 | 3696.3 | 4123.47 | 4302.64 | 4422.34 | 4706.89 | 5053.55 | 5547.01 | 5621.62 | 6110.66 | 6494.81 | 6712.2 | 7090.75 | 7243.74 | 7606.16 | 7971.41
Italy | EU CT | CT & LW | Capacity (MW) | Renewable | Biomass | Biomass | Biomass | 4524.88 | 4732.05 | 4845.94 | 4959.83 | 5073.7 | 5187.59 | 5301.49 | 5415.37 | 5529.28 | 5643.16 | 5757.04 | 5870.93 | 5984.82 | 6098.72 | 6212.61 | 6326.47 | 6440.36 | 6554.26 | 6668.12 | 9039.16 | 9352.26 | 9676.31 | 10011.74 | 10358.87 | 10718.17 | 11090.04 | 11474.91 | 11873.27 | 12285.58
Italy | EU CT | CT & LW | Capacity (MW) | Thermal | Gas | CCGT | CCGT | 27725.7 | 30483.7 | 30483.7 | 31334.4 | 33014.4 | 33014.4 | 35394.4 | 36809.61 | 36410.31 | 36410.31 | 35668.31 | 35301.31 | 31126.31 | 24981.01 | 21473.01 | 19506.01 | 15449.01 | 15069.01 | 13002.71 | 11645.71 | 10743.71 | 10043.71 | 8628.5 | 8628.5 | 8628.5 | 8628.5 | 8628.5 | 8628.5 | 8628.5
Italy | EU CT | CT & LW | Capacity (MW) | Thermal | Gas | Gas CHP | CCGT CHP | 11333.5 | 11366.8 | 11341.8 | 11341.8 | 11341.8 | 11341.8 | 11341.8 | 11341.8 | 11341.8 | 11341.8 | 11341.8 | 11341.8 | 11341.8 | 11341.8 | 11341.8 | 11341.8 | 11341.8 | 11341.8 | 11341.8 | 11341.8 | 11341.8 | 11341.8 | 11341.8 | 11341.8 | 11341.8 | 11341.8 | 11341.8 | 11341.8 | 11341.8
Italy | EU CT | CT & LW | Capacity (MW) | Thermal | Low Carbon | Hydrogen | CCGT Hydrogen | 0.7 | 0.7 | 0.7 | 1.4 | 1.4 | 1.4 | 1.4 | 1.4 | 21.77 | 116.44 | 186.44 | 245.19 | 268.94 | 303.7 | 336.77 | 378.89 | 425.36 | 463.39 | 481.33 | 488 | 505.64 | 508.81 | 542.12 | 606.77 | 613.86 | 627.11 | 640.2 | 645.5 | 654.97
Italy | EU CT | CT & LW | Capacity (MW) | Low Carbon | CCS | CCS Biomass | CCS Biomass | [8 empty] | 0.7 | 0.7 | 0.7 | 0.7 | 0.7 | 1.4 | 1.4 | 1.4 | 1.4 | 1.4 | 193.24 | 211.04 | 286.55 | 1322.87 | 2488.88 | 2916.09 | 3217.02 | 3346.69 | 3402.34 | 3477.18 | 3528.59
Italy | EU CT | CT & LW | Capacity (MW) | Low Carbon | CCS | CCS Gas | CCS Gas |  |  |  | 0.7 | 0.7 | 0.7 | 0.7 | 0.7 | 1.4 | 1.4 | 1.4 | 1.4 | 1.4 | 2.1 | 2.1 | 2.1 | 2.1 | 2.1 | 2.8 | 2.8 | 2.8 | 2.8 | 2.8 | 3.5 | 3.5 | 3.5 | 3.5 | 3.5 | 4.2
Italy | EU CT | CT & LW | Capacity (MW) | Thermal | Coal | Coal | Coal | 6021.7 | 4336.7 | 3731.7 | 3126.7 | 2811.7 | 1149.7 | 267.7 | 0.7 | 0.7 | 0.7 | 0.7 | 0.7 | 0.7 | 0.7 | 0.7 | 0.7 | 0.7 | 0.7 | 0.7 | 0.7 | 0.7 | 0.7 | 0.7 | 0.7 | 0.7 | 0.7 | 0.7 | 0.7 | 0.7
Italy | EU CT | CT & LW | Capacity (MW) | Thermal | Gas | Gas Reciprocating Engines | Engine | 415.5 | 596.6 | 596.6 | 596.6 | 596.6 | 596.6 | 596.6 | 596.6 | 596.6 | 596.6 | 596.6 | 596.6 | 596.6 | 596.6 | 596.6 | 596.6 | 596.6 | 596.6 | 596.6 | 596.6 | 596.6 | 596.6 | 596.6 | 596.6 | 596.6 | 596.6 | 596.6 | 596.6 | 596.6
Italy | EU CT | CT & LW | Capacity (MW) | Renewable | Other Renewables | Other Renewables | Geothermal | 953.3 | 981.12 | 1009.76 | 1039.23 | 1069.56 | 1100.78 | 1132.91 | 1165.97 | 1200 | 1235.02 | 1271.07 | 1308.17 | 1346.35 | 1385.64 | 1426.08 | 1467.7 | 1510.54 | 1554.63 | 1600 | 1656 | 1713.96 | 1773.95 | 1836.04 | 1900.3 | 1966.81 | 2035.65 | 2106.9 | 2180.64 | 2256.96
Italy | EU CT | CT & LW | Capacity (MW) | Thermal | Gas | OCGT | GT | 2268.35 | 2994.25 | 3554.25 | 4114.25 | 3554.25 | 6114.25 | 6294.25 | 7810.25 | 9410.25 | 9410.25 | 9410.25 | 9174.25 | 9174.25 | 8178.89 | 8178.89 | 8060.89 | 8060.89 | 8060.89 | 8060.89 | 8060.89 | 8160.89 | 7562.92 | 7514.51 | 7514.51 | 7514.51 | 7514.51 | 7514.51 | 7514.51 | 7514.51
Italy | EU CT | CT & LW | Capacity (MW) | Thermal | Gas | Gas CHP | GT CHP | 120 | 120 | 120 | 120 | 120 | 120 | 120 | 120 | 120 | 120 | 120 | 120 | 120 | 120 | 120 | 120 | 120 | 120 | 120 | 120 | 120 | 120 | 120 | 120 | 120 | 120 | 120 | 120 | 120
Italy | EU CT | CT & LW | Capacity (MW) | Thermal | Low Carbon | Hydrogen CHP | GT Hydrogen | [8 empty] | 1.4 | 1.4 | 1.4 | 1.4 | 1.4 | 1.4 | 1.4 | 1.4 | 1.4 | 1.4 | 1.4 | 1.96 | 17.22 | 78.71 | 384.63 | 384.63 | 384.99 | 686.41 | 690.98 | 700.75 | 746.21
Italy | EU CT | CT & LW | Capacity (MW) | Renewable | Offshore Wind | Offshore Wind | Offshore Wind | 430 | 430 | 430 | 520 | 520 | 680 | 680 | 680 | 680 | 730 | 730 | 730 | 830 | 830 | 830 | 850 | 870 | 891 | 922 | 954 | 1011.52 | 1047.52 | 1092.57 | 1346.22 | 1402.02 | 1543.14 | 2252.35 | 2716.19 | 3616.81
Italy | EU CT | CT & LW | Capacity (MW) | Renewable | Onshore Wind | Onshore Wind | Onshore Wind | 12813.26 | 14070.71 | 15542.13 | 16039.32 | 19092.79 | 21746.78 | 23541.82 | 24057.48 | 24824.89 | 27147.98 | 28892.38 | 30393.7 | 32450.23 | 34253.32 | 35648.28 | 36629 | 37240.39 | 38343.68 | 39514.09 | 39530.58 | 39701.93 | 40199.91 | 40421.14 | 40630.12 | 41240.47 | 41525.45 | 42015.63 | 42113.53 | 42755.16
Italy | EU CT | CT & LW | Capacity (MW) | Storage | Storage | Pumped Hydro | Pumped Storage | 4017 | 4017 | 4017 | 4017 | 4017 | 4017 | 4017 | 4017 | 4017 | 4017 | 4017 | 4017 | 4017 | 4017 | 4017 | 4017 | 4017 | 4017 | 4017 | 4017 | 4017 | 4017 | 4017 | 4017 | 4017 | 4017 | 4017 | 4017 | 4017
Italy | EU CT | CT & LW | Capacity (MW) | Renewable | Hydro | Hydro | Reservoir Hydro | 13033.87 | 13084.97 | 13084.97 | 13084.97 | 13084.97 | 13084.97 | 13084.97 | 13084.97 | 13084.97 | 13084.97 | 13084.97 | 13084.97 | 13084.97 | 13084.97 | 13084.97 | 13084.97 | 13084.97 | 13084.97 | 13084.97 | 13084.97 | 13084.97 | 13084.97 | 13084.97 | 13084.97 | 13084.97 | 13084.97 | 13084.97 | 13084.97 | 13084.97
Italy | EU CT | CT & LW | Capacity (MW) | Renewable | Hydro | Hydro | Run-of-river Hydro | 5785.2 | 5846.85 | 5908.28 | 5969.93 | 6031.59 | 6093.24 | 6154.89 | 6216.55 | 6277.97 | 6339.62 | 6401.28 | 6462.93 | 6524.58 | 6586.23 | 6647.66 | 6709.31 | 6770.97 | 6832.62 | 6894.27 | 6955.92 | 7017.35 | 7079 | 7140.66 | 7202.31 | 7263.96 | 7325.62 | 7387.04 | 7448.69 | 7448.69
Italy | EU CT | CT & LW | Capacity (MW) | Renewable | Solar | Solar PV | Solar PV | 25033.59 | 32802 | 40598.84 | 43590.43 | 48579 | 52648.63 | 55333.58 | 58598.68 | 61637 | 63817.18 | 65879.04 | 68287.06 | 70854.4 | 74287.45 | 77745.44 | 80788.17 | 84144.54 | 87262.21 | 90863.85 | 93805.15 | 96782.88 | 99020.85 | 102442.53 | 105047.47 | 107869.28 | 110482.83 | 113687.7 | 116579.83 | 118975.05
Italy | EU CT | CT & LW | Capacity (MW) | Thermal | Gas | CCGT | Steam Gas | 78: 250; 82: 250; 86: 250; 90: 250; 94: 250; 98: 250; 102: 250; 106: 250; 110: 250; 114: 250; 118: 250; 122: 250; 126: 250; 130: 250; 134: 250
Italy | EU CT | CT & LW | Capacity (MW) | Thermal | Gas | Gas CHP | Steam Gas CHP | 295 | 295 | 295 | 295 | 295 | 295 | 295 | 295 | 295 | 295 | 295 | 295 | 295 | 295 | 295 | 295 | 295 | 295 | 295 | 295 | 295 | 295 | 295 | 295 | 295 | 295 | 295 | 295 | 295
Italy | EU CT | CT & LW | Capacity (MW) | Thermal | Other Thermal | Fuel Oil | Steam Oil | 435.26 | 435.26 | 435.26 | 435.26 | 435.26 | 435.26 | 435.26 | 435.26 | 435.26 | 435.26 | 435.26 | 435.26 | 435.26 | 435.26 | 435.26 | 435.26 | 435.26 | 435.26 | 435.26 | 435.26 | 435.26 | 435.26 | 435.26 | 435.26 | 435.26 | 435.26 | 435.26 | 435.26
Italy | EU CT | CT & LW | Capacity (MW) | Thermal | Other Thermal | Fuel Oil | Steam Oil CHP | 297.5 | 297.5 | 297.5 | 297.5 | 297.5 | 297.5 | 297.5 | 297.5 | 297.5 | 297.5 | 297.5 | 297.5 | 297.5 | 297.5 | 297.5 | 297.5 | 297.5 | 297.5 | 297.5 | 297.5 | 297.5 | 297.5 | 297.5 | 297.5 | 297.5 | 297.5 | 297.5 | 297.5 | 297.5
Italy | EU CT | CT & LW | Capacity (MW) | Renewable | Waste | Waste | Waste | 1202.63 | 1243.6 | 1286.02 | 1330 | 1375.56 | 1422.8 | 1471.72 | 1522.44 | 1575 | 1573.86 | 1608.45 | 1643.85 | 1680.03 | 1717.07 | 1754.91 | 1793.58 | 1833.16 | 1873.61 | 1915.01 | 1980.64 | 2008.55 | 2078.86 | 2151.63 | 2226.92 | 2304.86 | 2385.54 | 2469.03 | 2555.44 | 2644.89
Luxembourg | EU CT | CT & LW | Capacity (MW) | Thermal | Gas | Gas CHP | Aggregated Small CHP | 138 | 138 | 138 | 138 | 138 | 138 | 138 | 138 | 138 | 138 | 138 | 138 | 138 | 138 | 138 | 138 | 138 | 138 | 138 | 138 | 138 | 138 | 138 | 138 | 138 | 138 | 138 | 138 | 130
Luxembourg | EU CT | CT & LW | Capacity (MW) | Storage | Storage | Battery | Battery | 1.6 | 1.6 | 1.6 | 1.6 | 1.6 | 1.6 | 2.6 | 2.6 | 2.6 | 2.6 | 2.6 | 2.6 | 2.6 | 2.6 | 2.6 | 2.6 | 2.6 | 2.6 | 2.6 | 2.6 | 2.6 | 2.6 | 2.6 | 2.6 | 2.6 | 2.6 | 2.6 | 2.6 | 2.6
Luxembourg | EU CT | CT & LW | Capacity (MW) | Renewable | Biomass | Biomass | Biomass | 3.4 | 3.4 | 3.4 | 3.4 | 3.4 | 3.4 | 3.4 | 3.4 | 3.4 | 3.4 | 3.4 | 3.4 | 3.4 | 3.4 | 3.4 | 3.4 | 3.4 | 3.4 | 3.4 | 3.4 | 3.4
Luxembourg | EU CT | CT & LW | Capacity (MW) | Thermal | Gas | CCGT | CCGT | 0.2 | 0.2 | 0.2 | 0.4 | 400.4 | 293.04 | 293.04 | 593.04 | 593.24 | 593.24 | 593.24 | 593.24 | 593.25 | 593.45 | 593.45 | 593.45 | 593.45 | 593.45 | 593.65 | 593.65 | 301 | 301 | 1 | 1 | 1 | 1 | 1 | 1 | 1
Luxembourg | EU CT | CT & LW | Capacity (MW) | Thermal | Low Carbon | Hydrogen | CCGT Hydrogen | 0.2 | 0.2 | 0.2 | 0.4 | 0.4 | 0.4 | 0.4 | 0.4 | 1.58 | 7.36 | 8.6 | 9.15 | 11.87 | 13.3 | 15.13 | 16.31 | 17.82 | 19.61 | 29.58 | 62.49 | 86.32 | 88.55 | 121.44 | 121.44 | 121.44 | 127.78 | 127.78 | 133.79 | 138.73
Luxembourg | EU CT | CT & LW | Capacity (MW) | Low Carbon | CCS | CCS Biomass | CCS Biomass | 146: 14.58; 150: 54.44; 174: 79.12; 178: 101.8; 181: 106.37; 185: 108.6; 200: 157.64; 200: 159.04; 200: 159.26; 205: 159.26; 211: 159.53; 250: 159.79
Luxembourg | EU CT | CT & LW | Capacity (MW) | Low Carbon | CCS | CCS Gas | CCS Gas |  |  |  | 0.2 | 0.2 | 0.2 | 0.2 | 0.2 | 0.4 | 16.72 | 40.63 | 120.13 | 120.13 | 127.33 | 142.17 | 142.17 | 151.83 | 151.83 | 178.3 | 185.46 | 185.46 | 190.52 | 193.66 | 197.27 | 200.72 | 203.89 | 222.21 | 222.21 | 222.21
Luxembourg | EU CT | CT & LW | Capacity (MW) | Thermal | Gas | OCGT | GT | 0.2 | 0.2 | 0.2 | 0.2 | 0.2 | 300.2 | 600.2 | 900.2 | 1200.2 | 1200.2 | 1200.2 | 1200.2 | 1200.2 | 1200.2 | 1200.2 | 1200.2 | 1200.2 | 1200.2 | 1200.2 | 1200.2 | 1200.2 | 1200.2 | 1200.2 | 1200.2 | 1200.2 | 1200.2 | 1200.2 | 1200.2 | 1200.2
Luxembourg | EU CT | CT & LW | Capacity (MW) | Thermal | Low Carbon | Hydrogen CHP | GT Hydrogen | [8 empty] | 0.4 | 0.84 | 2.79 | 2.93 | 6.91 | 7.17 | 10.46 | 10.46 | 14.86 | 14.86 | 14.86 | 14.86 | 18.39 | 25.93 | 103.92 | 104.06 | 117.47 | 117.47 | 122.09 | 144.96 | 144.96
Luxembourg | EU CT | CT & LW | Capacity (MW) | Renewable | Onshore Wind | Onshore Wind | Onshore Wind | 203.08 | 219.69 | 236.31 | 252.92 | 269.54 | 286.15 | 302.77 | 319.38 | 336 | 345.2 | 354.4 | 363.6 | 372.8 | 382 | 391.2 | 400.4 | 409.6 | 418.8 | 428 | 437.2 | 446.4 | 455.6 | 464.8 | 474 | 483.2 | 492.4 | 501.6 | 510.8 | 520
Luxembourg | EU CT | CT & LW | Capacity (MW) | Renewable | Other Renewables | Other Renewables | Other Renewables | 72.27 | 74.41 | 76.54 | 78.67 | 80.8 | 82.94 | 85.07 | 87.2 | 89.34 | 91.47 | 93.6 | 95.73 | 97.87 | 100 | 102.14 | 104.29 | 106.43 | 108.57 | 110.71 | 112.86 | 115 | 117.14 | 119.29 | 121.43 | 123.57 | 125.71 | 127.86 | 130
Luxembourg | EU CT | CT & LW | Capacity (MW) | Storage | Storage | Pumped Hydro | Pumped Storage | 1290 | 1290 | 1290 | 1290 | 1290 | 1290 | 1290 | 1290 | 1290 | 1290 | 1290 | 1290 | 1290 | 1290 | 1290 | 1290 | 1290 | 1290 | 1290 | 1290 | 1290 | 1290 | 1290 | 1290 | 1290 | 1290 | 1290 | 1290 | 1290
Luxembourg | EU CT | CT & LW | Capacity (MW) | Renewable | Solar | Solar PV | Solar PV | 226.62 | 247.04 | 267.46 | 287.88 | 308.31 | 328.73 | 349.15 | 369.58 | 390 | 416 | 442 | 468 | 494 | 520 | 546 | 572 | 598 | 624 | 650 | 676 | 702 | 728 | 754 | 780 | 806 | 832 | 858 | 884 | 910
Luxembourg | EU CT | CT & LW | Capacity (MW) | Renewable | Waste | Waste | Waste | 10 | 10 | 10 | 10 | 10 | 10 | 10 | 10 | 10 | 10 | 10 | 10 | 10 | 10 | 10 | 10 | 10 | 10 | 10 | 10 | 10 | 10 | 10 | 10 | 10 | 10 | 10 | 10 | 10
Netherlands | EU CT | CT & LW | Capacity (MW) | Thermal | Gas | Gas CHP | Aggregated Small CHP | 7963 | 7963 | 7963 | 7963 | 7963 | 7963 | 7963 | 7963 | 7963 | 7963 | 7963 | 7963 | 7963 | 7963 | 7963 | 7963 | 7963 | 7963 | 7963 | 7963 | 7963 | 7963 | 7963 | 7963 | 7963 | 7963 | 7963 | 7963 | 7963
Netherlands | EU CT | CT & LW | Capacity (MW) | Storage | Storage | Battery | Battery | 97.1 | 103.6 | 109.6 | 115.6 | 122.6 | 128.6 | 134.6 | 140.6 | 148.1 | 148.1 | 148.1 | 148.1 | 148.1 | 148.6 | 148.6 | 148.6 | 148.6 | 148.6 | 148.6 | 149.25 | 260.2 | 1028.88 | 1793.75 | 1793.75 | 1817.73 | 2008.67 | 2326.5 | 2620.39 | 2761.76
Netherlands | EU CT | CT & LW | Capacity (MW) | Renewable | Biomass | Biomass | Biomass | 1790.4 | 1935.6 | 2080.8 | 2226 | 2371.2 | 2516.4 | 2661.6 | 2806.8 | 2952 | 2952 | 2952 | 2952 | 2952 | 2952 | 2952 | 2952 | 2952 | 2952 | 2952 | 2952 | 2952 | 2952 | 2952 | 2952 | 2243 | 2237 | 2235 | 2234 | 2233
Netherlands | EU CT | CT & LW | Capacity (MW) | Thermal | Gas | CCGT | CCGT | 8851.1 | 8416.1 | 8876.1 | 8876.2 | 7376.2 | 8776.2 | 9776.2 | 10776.2 | 11776.3 | 11776.3 | 11776.3 | 11776.3 | 11776.3 | 10972.4 | 10972.4 | 10972.4 | 10972.4 | 10972.4 | 9686.5 | 9686.5 | 4305.5 | 2000.5 | 1000.5 | 0.5 | 0.5 | 0.5 | 0.5 | 0.5 | 0.5
Netherlands | EU CT | CT & LW | Capacity (MW) | Thermal | Gas | Gas CHP | CCGT CHP | 2445 | 2445 | 2217 | 1968 | 1968 | 1968 | 1778 | 1778 | 1778 | 1778 | 1778 | 1634 | 1224 | 653 | 653 | 653 | 653 | 653 | 653 | 653 | 653 | 653 | 218 | 218
Netherlands | EU CT | CT & LW | Capacity (MW) | Thermal | Low Carbon | Hydrogen | CCGT Hydrogen | 0.1 | 0.1 | 0.1 | 0.2 | 0.2 | 0.2 | 0.2 | 0.2 | 39.76 | 88.62 | 181.38 | 181.38 | 246.82 | 274.3 | 274.3 | 290.97 | 319.85 | 321.93 | 494.92 | 516.42 | 2110.41 | 3609.42 | 4074.67 | 4121.69 | 4419.04 | 4485.92 | 4760.7 | 4879.92 | 5247.08
Netherlands | EU CT | CT & LW | Capacity (MW) | Low Carbon | CCS | CCS Biomass | CCS Biomass | [8 empty] | 0.1 | 0.1 | 0.1 | 0.1 | 0.1 | 0.2 | 0.2 | 0.2 | 0.2 | 19.62 | 120.94 | 125.05 | 144.09 | 146.31 | 149.17 | 150.2 | 150.2 | 150.2 | 150.2 | 150.2 | 150.3
Netherlands | EU CT | CT & LW | Capacity (MW) | Low Carbon | CCS | CCS Gas | CCS Gas |  |  |  | 0.1 | 0.1 | 0.1 | 0.1 | 0.1 | 0.2 | 36.01 | 93.94 | 107.17 | 107.17 | 168.76 | 328.92 | 353.3 | 363.2 | 383.68 | 383.78 | 383.78 | 536.75 | 536.75 | 786.75 | 786.85 | 1143.27 | 1175.16 | 1315.93 | 1327.94 | 1507.02
Netherlands | EU CT | CT & LW | Capacity (MW) | Thermal | Coal | Coal | Coal | 2700.1 | 2700.1 | 2700.1 | 3300.1 | 3300.1 | 2700.1 | 2700.1 | 2700.1 | 0.1 | 0.1 | 0.1 | 0.1 | 0.1 | 0.1 | 0.1 | 0.1 | 0.1 | 0.1 | 0.1 | 0.1 | 0.1 | 0.1 | 0.1 | 0.1 | 0.1 | 0.1 | 0.1 | 0.1 | 0.1
Netherlands | EU CT | CT & LW | Capacity (MW) | Thermal | Coal | Coal | Coal CHP | 78: 600; 82: 600; 86: 600
Netherlands | EU CT | CT & LW | Capacity (MW) | Thermal | Gas | Gas Reciprocating Engines | Engine | 30 | 30 | 30 | 30 | 30 | 30 | 30 | 30 | 30 | 30 | 30 | 30 | 30 | 30 | 30 | 30 | 30 | 30 | 30 | 30 | 30 | 30 | 30 | 30 | 30 | 30 | 30 | 30
Netherlands | EU CT | CT & LW | Capacity (MW) | Thermal | Gas | OCGT | GT | 0.1 | 0.1 | 0.1 | 0.1 | 0.1 | 1000.1 | 2000.1 | 3000.1 | 4000.1 | 4000.1 | 4000.1 | 4000.1 | 4000.1 | 4000.1 | 4000.1 | 4000.1 | 4000.1 | 4000.1 | 4000.1 | 4000.1 | 4000.1 | 4000.1 | 4000.1 | 4000.1 | 4000.1 | 4000.1 | 4000.1 | 4000.1 | 4000.1
Netherlands | EU CT | CT & LW | Capacity (MW) | Thermal | Gas | Gas CHP | GT CHP | 78: 80; 82: 80; 86: 80; 90: 80; 94: 80; 98: 80; 102: 80; 106: 80; 110: 80; 114: 80; 118: 80; 122: 80
Netherlands | EU CT | CT & LW | Capacity (MW) | Thermal | Low Carbon | Hydrogen CHP | GT Hydrogen | [8 empty] | 0.2 | 150.2 | 150.2 | 150.2 | 150.2 | 150.2 | 150.2 | 247.57 | 257.56 | 257.56 | 857.56 | 857.56 | 1757.56 | 3757.56 | 6007.56 | 7007.56 | 7507.56 | 7507.56 | 7507.56 | 7508.48 | 7508.48
Netherlands | EU CT | CT & LW | Capacity (MW) | Low Carbon | Nuclear | Nuclear | Nuclear | 490.1 | 490.1 | 490.1 | 490.1 | 490.1 | 490.1 | 490.1 | 490.1 | 490.1 | 490.1 | 490.1 | 490.1 | 0.1 | 0.1 | 0.1 | 0.1 | 0.1 | 0.1 | 0.1 | 0.1 | 0.1 | 0.1 | 0.1 | 0.1 | 0.1 | 0.1 | 0.1 | 0.1 | 0.1
Netherlands | EU CT | CT & LW | Capacity (MW) | Renewable | Offshore Wind | Offshore Wind | Offshore Wind | 2866 | 4366 | 5125 | 5825 | 6525 | 7225 | 9225 | 11225 | 13209 | 14358 | 15511.59 | 17015.18 | 18544.25 | 19713.55 | 20869.65 | 22298.64 | 23529.45 | 24827.33 | 27020.84 | 27020.84 | 29020.84 | 29461.92 | 31265.64 | 31326.29 | 31343.46 | 31518.55 | 31637.09 | 31877.13 | 32002.7
Netherlands | EU CT | CT & LW | Capacity (MW) | Renewable | Onshore Wind | Onshore Wind | Onshore Wind | 4600 | 5593 | 6587 | 7580 | 8573 | 9544.19 | 10515.84 | 11402.11 | 12367.24 | 12556.96 | 12612.07 | 12612.07 | 12611.07 | 12611.07 | 12611.07 | 12611.07 | 12611.07 | 12611.07 | 12727.5 | 12728.5 | 12728.5 | 12728.15 | 12729.15 | 12815.89 | 12815.89 | 12816.89 | 12864.25 | 12896.21 | 13052.2
Netherlands | EU CT | CT & LW | Capacity (MW) | Renewable | Hydro | Hydro | Run-of-river Hydro | 36.5 | 36.5 | 36.5 | 36.5 | 36.5 | 36.5 | 36.5 | 36.5 | 36.5 | 36.5 | 36.5 | 36.5 | 36.5 | 36.5 | 36.5 | 36.5 | 36.5 | 36.5 | 36.5 | 36.5 | 36.5 | 36.5 | 36.5 | 36.5 | 36.5 | 36.5 | 36.5 | 36.5 | 36.5
Netherlands | EU CT | CT & LW | Capacity (MW) | Renewable | Solar | Solar PV | Solar PV | 14000 | 16000 | 18001 | 20000 | 20500 | 21001 | 21500 | 22000 | 22500 | 23000 | 23501 | 24000 | 24501 | 25000 | 25500 | 26000 | 26500 | 27000 | 27500 | 27500 | 27500 | 27500 | 27500 | 27500 | 27500 | 27500 | 27500 | 27500 | 27500
Netherlands | EU CT | CT & LW | Capacity (MW) | Thermal | Gas | CCGT | Steam Gas | 612 | 612 | 612 | 262 | 262 | 262 | 262 | 262 | 262 | 262 | 262 | 262 | 262 | 262 | 262 | 262 | 262 | 262 | 262 | 262 | 262 | 262 | 262 | 262 | 262 | 262 | 262 | 262
Netherlands | EU CT | CT & LW | Capacity (MW) | Thermal | Gas | Gas CHP | Steam Gas CHP | 300 | 300 | 300 | 300 | 300 | 300 | 300 | 300 | 300 | 300 | 300 | 300 | 300 | 300 | 300 | 300 | 300 | 300 | 300 | 300 | 300 | 300 | 300 | 300 | 300 | 300 | 300 | 300 | 300
Netherlands | EU CT | CT & LW | Capacity (MW) | Renewable | Waste | Waste | Waste | 858 | 858 | 858 | 858 | 858 | 858 | 858 | 858 | 858 | 858 | 858 | 858 | 858 | 858 | 858 | 858 | 858 | 858 | 858 | 858 | 858 | 858 | 858 | 858 | 858 | 858 | 858 | 858 | 858
Norway | EU CT | CT & LW | Capacity (MW) | Storage | Storage | Battery | Battery |  |  |  | 1.5 | 1.5 | 1.5 | 1.5 | 1.5 | 1.5 | 1.5 | 1.5 | 1.5 | 1.5 | 1.5 | 1.5 | 1.5 | 1.5 | 1.5 | 1.5 | 1.5 | 1.5 | 1.5 | 1.5 | 2.5 | 2.5 | 2.5 | 2.5 | 2.5 | 2.5
Norway | EU CT | CT & LW | Capacity (MW) | Thermal | Gas | CCGT | CCGT | 0.5 | 0.5 | 0.5 | 1 | 1 | 1 | 1 | 1 | 1.5 | 1.5 | 1.5 | 1.5 | 1.5 | 2 | 2 | 2 | 2 | 2 | 2.5 | 2.5 | 2.5 | 2.5 | 2.5 | 2.5 | 2.5 | 2.5 | 2.5 | 2.5 | 2.5
Norway | EU CT | CT & LW | Capacity (MW) | Thermal | Gas | Gas CHP | CCGT CHP | 78: 215; 82: 215; 86: 215
Norway | EU CT | CT & LW | Capacity (MW) | Thermal | Low Carbon | Hydrogen | CCGT Hydrogen | 0.5 | 0.5 | 0.5 | 1 | 1 | 1 | 1 | 1 | 1.5 | 1.5 | 1.5 | 1.5 | 1.5 | 2 | 2 | 2 | 2 | 3.82 | 8.86 | 24.01 | 29.97 | 36.75 | 37.33 | 39.53 | 49.86 | 51.69 | 51.69 | 51.69 | 53.83
Norway | EU CT | CT & LW | Capacity (MW) | Low Carbon | CCS | CCS Biomass | CCS Biomass | [8 empty] | 0.4 | 0.4 | 0.4 | 0.4 | 0.4 | 0.8 | 0.8 | 0.8 | 0.8 | 0.8 | 1.2 | 1.2 | 1.2 | 1.2 | 1.2 | 1.6 | 1.6 | 1.6 | 1.6 | 1.6 | 61.09
Norway | EU CT | CT & LW | Capacity (MW) | Low Carbon | CCS | CCS Gas | CCS Gas |  |  |  | 0.4 | 0.4 | 0.4 | 0.4 | 0.4 | 0.8 | 0.8 | 0.8 | 0.8 | 0.8 | 1.2 | 1.2 | 1.2 | 1.2 | 1.2 | 1.6 | 1.6 | 1.6 | 1.6 | 1.6 | 1.6 | 1.6 | 1.6 | 1.6 | 1.6 | 1.6
Norway | EU CT | CT & LW | Capacity (MW) | Thermal | Gas | OCGT | GT | 0.5 | 0.5 | 0.5 | 0.5 | 0.5 | 0.5 | 0.5 | 0.5 | 0.5 | 0.5 | 0.5 | 0.5 | 0.5 | 0.5 | 0.5 | 0.5 | 0.5 | 0.5 | 0.5 | 0.5 | 0.5 | 0.5 | 0.5 | 0.5 | 0.5 | 0.5 | 0.5 | 0.5 | 0.5
Norway | EU CT | CT & LW | Capacity (MW) | Thermal | Low Carbon | Hydrogen CHP | GT Hydrogen | [8 empty] | 1 | 1 | 1 | 1 | 1 | 1 | 1 | 1 | 1 | 2.41 | 5.14 | 11.42 | 20.77 | 21.34 | 28.61 | 28.61 | 29.56 | 35.61 | 35.61 | 36.74 | 37.1
Norway | EU CT | CT & LW | Capacity (MW) | Renewable | Hydro | Hydro | Hydro | 31417.53 | 32058.61 | 32713.59 | 33382.44 | 34065.19 | 34761.83 | 35006.74 | 35257.88 | 35515.24 | 35665.38 | 35817.59 | 35971.87 | 36128.24 | 36286.68 | 36447.19 | 36609.78 | 36774.44 | 36941.19 | 37110 | 37176.07 | 37242.14 | 37308.21 | 37374.28 | 37440.35 | 37506.42 | 37572.48 | 37638.55 | 37704.62 | 37770.69
Norway | EU CT | CT & LW | Capacity (MW) | Renewable | Offshore Wind | Offshore Wind | Offshore Wind |  |  |  |  | 250 | 750 | 750 | 750 | 2000 | 2000 | 2000 | 2000 | 2000 | 3500 | 3500 | 3500 | 3500 | 3500 | 4000 | 4000 | 4000 | 4000 | 4000 | 4000 | 4000 | 4000 | 4000 | 4000 | 4000
Norway | EU CT | CT & LW | Capacity (MW) | Renewable | Onshore Wind | Onshore Wind | Onshore Wind | 5296.78 | 5588.93 | 5588.93 | 5588.93 | 5686.37 | 5880.46 | 5972.61 | 6064.75 | 6064.75 | 7371.65 | 7578.67 | 7634.94 | 7759.74 | 8515.65 | 8682.46 | 9091.49 | 9663.19 | 9779.68 | 11242.23 | 11563.65 | 11584.33 | 11647.03 | 11661.49 | 11765.87 | 11832.7 | 11849.96 | 11902.55 | 12153.59 | 12263.87
Norway | EU CT | CT & LW | Capacity (MW) | Renewable | Hydro | Hydro | Small-Scale-Hydro | 2214.19 | 2209.23 | 2190.38 | 2157.64 | 2111.01 | 2050.5 | 1930.13 | 1803.54 | 1670.71 | 1645.12 | 1617.45 | 1587.71 | 1555.89 | 1521.99 | 1486.02 | 1447.98 | 1407.85 | 1365.66 | 1321.38 | 1255.31 | 1189.24 | 1123.17 | 1057.1 | 991.04 | 924.97 | 858.9 | 792.83 | 726.76 | 660.69
Norway | EU CT | CT & LW | Capacity (MW) | Renewable | Solar | Solar PV | Solar PV | 266 | 349 | 673.68 | 790.5 | 1042.83 | 1220.39 | 1404.84 | 1609.02 | 1681.02 | 1833.22 | 1898.22 | 2048.72 | 2116.72 | 2197.6 | 2347.72 | 2564.15 | 2721.72 | 2870.18 | 3003.18 | 3038.18 | 3072.18 | 3107.18 | 3142.18 | 3177.18 | 3212.18 | 3248.18 | 3285.18 | 3320.18 | 3355.18
Norway | EU CT | CT & LW | Capacity (MW) | Thermal | Gas | Gas CHP | Steam Gas CHP
Norway | EU CT | CT & LW | Capacity (MW) | Renewable | Waste | Waste CHP | Waste CHP | 54 | 54 | 54 | 54 | 54 | 54 | 54 | 54 | 54 | 54 | 54 | 54 | 54 | 54 | 54 | 54 | 54 | 54 | 54 | 54 | 54 | 54 | 54 | 54 | 54 | 54 | 54 | 54 | 54
Poland | EU CT | CT & LW | Capacity (MW) | Storage | Storage | Battery | Battery | 33.3 | 44.3 | 55.3 | 66.3 | 77.3 | 88.3 | 99.3 | 110.3 | 121.3 | 121.3 | 128.67 | 140.69 | 174.46 | 422.23 | 429.34 | 490.12 | 559.02 | 724.32 | 822.24 | 893.63 | 897.31 | 913.93 | 983.24 | 983.24 | 986.66 | 992.09 | 1006.82 | 1014.64 | 1014.64
Poland | EU CT | CT & LW | Capacity (MW) | Renewable | Biomass | Biomass | Biomass | 1720 | 1797 | 1877 | 1961 | 2049 | 2141 | 2237 | 2338 | 2443 | 2553 | 2668 | 2789 | 2915 | 3047 | 3184 | 3329 | 3479 | 3637 | 3784 | 3918 | 4057 | 4202 | 4351 | 4506 | 4666 | 4833 | 5005 | 5183 | 5318
Poland | EU CT | CT & LW | Capacity (MW) | Renewable | Biomass | Biomass CHP | Biomass CHP | 109 | 209 | 209 | 209 | 209 | 209 | 209 | 209 | 209 | 209 | 209 | 209 | 209 | 209 | 209 | 306 | 284 | 284 | 284 | 175 | 175 | 175 | 237 | 237 | 237 | 237 | 137 | 137
Poland | EU CT | CT & LW | Capacity (MW) | Thermal | Gas | CCGT | CCGT | 0.1 | 0.1 | 1400.1 | 2150.2 | 2150.3 | 3750.3 | 5250.3 | 6742.23 | 6742.33 | 6742.33 | 6742.43 | 6742.44 | 6742.44 | 6742.54 | 6742.54 | 6742.54 | 6742.64 | 6742.64 | 6742.74 | 6742.74 | 5142.74 | 3642.74 | 2150.8 | 2150.8 | 2150.8 | 2150.8 | 2150.8 | 2150.8 | 2150.8
Poland | EU CT | CT & LW | Capacity (MW) | Thermal | Gas | Gas CHP | CCGT CHP | 2795.9 | 2795.9 | 2795.9 | 3435.9 | 4295.9 | 4795.9 | 5695.9 | 5695.9 | 6015.9 | 5892.4 | 5892.4 | 5892.4 | 5892.4 | 6212.4 | 6002 | 6322 | 6322 | 6287 | 6287 | 6607 | 6927 | 6831 | 7151 | 7471 | 7471 | 7471 | 7471 | 7471 | 7791
Poland | EU CT | CT & LW | Capacity (MW) | Thermal | Low Carbon | Hydrogen | CCGT Hydrogen | 0.1 | 0.1 | 0.2 | 0.3 | 0.4 | 0.4 | 0.4 | 0.4 | 0.75 | 5.88 | 78.66 | 138.19 | 139.67 | 139.87 | 139.87 | 185.64 | 240.83 | 249.31 | 283.75 | 292.65 | 292.65 | 292.65 | 373.45 | 466.36 | 559.65 | 648.85 | 974.8 | 1071.08 | 3731.67
Poland | EU CT | CT & LW | Capacity (MW) | Low Carbon | CCS | CCS Biomass | CCS Biomass | [8 empty] | 0.1 | 0.1 | 0.1 | 0.1 | 0.1 | 0.2 | 0.2 | 540.76 | 877.78 | 1298.68 | 1523.23 | 1523.23 | 1523.23 | 1647.08 | 1751.22 | 1767.2 | 1767.85 | 1769.26 | 1769.6 | 1769.6 | 1769.7
Poland | EU CT | CT & LW | Capacity (MW) | Low Carbon | CCS | CCS Gas | CCS Gas |  |  |  | 0.1 | 0.1 | 0.1 | 0.1 | 0.1 | 0.2 | 0.2 | 40.05 | 40.05 | 106.44 | 106.54 | 161.19 | 180.6 | 218.7 | 218.7 | 218.8 | 218.8 | 218.8 | 313.74 | 324.04 | 326.03 | 338.96 | 367.76 | 385.81 | 385.81 | 385.91
Poland | EU CT | CT & LW | Capacity (MW) | Thermal | Coal | Coal | Coal | 14802.1 | 13727.1 | 13260.1 | 13038.1 | 11296.1 | 10401.1 | 9948.1 | 9048.1 | 8098.1 | 6450.1 | 6225.1 | 5610.1 | 5368.1 | 4531.1 | 4531.1 | 4158.1 | 3785.1 | 3785.1 | 3785.1 | 3785.1 | 3785.1 | 3785.1 | 3785.1 | 3785.1 | 3785.1 | 3785.1 | 3785.1 | 3785.1 | 0.1
Poland | EU CT | CT & LW | Capacity (MW) | Thermal | Coal | Coal | Coal CHP | 4641.8 | 4306.3 | 4064.3 | 3225.1 | 2568.4 | 1971.4 | 1857.4 | 1664.4 | 1664.4 | 1511.8 | 1390.8 | 1390.8 | 1277.8 | 1219 | 1164 | 857 | 782 | 782 | 782 | 782 | 782 | 782 | 720 | 260 | 260 | 260 | 260 | 260
Poland | EU CT | CT & LW | Capacity (MW) | Thermal | Gas | OCGT | GT | 0.1 | 0.1 | 0.1 | 0.1 | 0.1 | 1800.1 | 3600.1 | 5400.1 | 7200.1 | 7200.1 | 7200.1 | 7200.1 | 7200.1 | 7200.1 | 7200.1 | 7200.1 | 7200.1 | 7200.1 | 7200.1 | 7200.1 | 6900.1 | 6900.1 | 6900.1 | 6900.1 | 6900.1 | 6900.1 | 6900.1 | 6900.1 | 6900.1
Poland | EU CT | CT & LW | Capacity (MW) | Thermal | Gas | Gas CHP | GT CHP | 667.5 | 667.5 | 667.5 | 667.5 | 667.5 | 667.5 | 667.5 | 667.5 | 667.5 | 662 | 662 | 662 | 662 | 662 | 464 | 464 | 464 | 464 | 464 | 282 | 36 | 36 | 36 | 36 | 36 | 36 | 36 | 36 | 36
Poland | EU CT | CT & LW | Capacity (MW) | Thermal | Low Carbon | Hydrogen CHP | GT Hydrogen | [8 empty] | 0.2 | 0.2 | 0.2 | 0.2 | 0.2 | 0.2 | 0.2 | 0.2 | 4.12 | 19.17 | 19.17 | 1619.17 | 2019.17 | 2019.17 | 2719.17 | 2719.17 | 2719.17 | 2719.17 | 2719.17 | 2719.17 | 2719.17
Poland | EU CT | CT & LW | Capacity (MW) | Thermal | Coal | Coal | Lignite | 8009.1 | 7809.1 | 6915.1 | 6665.1 | 5675.1 | 3860.1 | 2690.1 | 2168.1 | 1708.1 | 1708.1 | 1318.1 | 1318.1 | 1318.1 | 1318.1 | 460.1 | 460.1 | 460.1 | 460.1 | 460.1 | 460.1 | 460.1 | 460.1 | 460.1 | 0.1 | 0.1 | 0.1 | 0.1 | 0.1 | 0.1
Poland | EU CT | CT & LW | Capacity (MW) | Renewable | Offshore Wind | Offshore Wind | Offshore Wind |  |  |  |  | 1842.5 | 4560 | 5535 | 5935 | 6715 | 7880.02 | 8282.34 | 9168.65 | 10186.49 | 10527.03 | 10527.03 | 11079.42 | 11836.43 | 12206.71 | 12571.33 | 13207.52 | 13529.39 | 13546.5 | 14328.65 | 15356.13 | 15387.99 | 16287.56 | 17959.28 | 18098 | 20379.85
Poland | EU CT | CT & LW | Capacity (MW) | Renewable | Onshore Wind | Onshore Wind | Onshore Wind | 8945 | 10042 | 11098 | 13998 | 16998 | 19348.58 | 19628.15 | 19628.15 | 20078.64 | 20252.13 | 21062.27 | 22175.1 | 22478.15 | 23641.56 | 25171.91 | 26427.24 | 26653.86 | 27507.38 | 28215.33 | 28413.33 | 28544.68 | 28555.38 | 29359.03 | 29755.82 | 30917.65 | 31375.82 | 31408.39 | 32226.96 | 32797.15
Poland | EU CT | CT & LW | Capacity (MW) | Renewable | Other Renewables | Other Renewables | Other Renewables | 449 | 507 | 573 | 648 | 732 | 804 | 860 | 920 | 985 | 1054 | 1095 | 1106 | 1117 | 1128 | 1139 | 1151 | 1162 | 1174 | 1185 | 1197 | 1209 | 1221 | 1233 | 1246 | 1258 | 1271 | 1284 | 1297 | 1310
Poland | EU CT | CT & LW | Capacity (MW) | Storage | Storage | Pumped Hydro | Pumped Storage | 1634 | 1634 | 1634 | 1634 | 1634 | 1634 | 1634 | 1634 | 1634 | 1634 | 1634 | 1634 | 1634 | 1634 | 1823 | 1823 | 1823 | 1823 | 1823 | 1823 | 1823 | 1823 | 1823 | 1823 | 1823 | 1823 | 1823 | 1823 | 1823
Poland | EU CT | CT & LW | Capacity (MW) | Renewable | Hydro | Hydro | Reservoir Hydro | 265 | 265 | 265 | 322.5 | 380 | 380 | 380 | 380 | 380 | 380 | 380 | 380 | 380 | 380 | 380 | 380 | 380 | 380 | 380 | 415 | 450 | 450 | 450 | 450 | 450 | 450 | 450 | 450 | 450
Poland | EU CT | CT & LW | Capacity (MW) | Renewable | Hydro | Hydro | Run-of-river Hydro | 708 | 708 | 708 | 708 | 708 | 708 | 708 | 708 | 708 | 708 | 708 | 708 | 708 | 708 | 708 | 708 | 708 | 708 | 708 | 1029 | 1350 | 1350 | 1350 | 1350 | 1350 | 1350 | 1350 | 1350 | 1350
Poland | EU CT | CT & LW | Capacity (MW) | Renewable | Solar | Solar PV | Solar PV | 7764 | 9990.44 | 12516.76 | 13864.76 | 15216.76 | 16564.76 | 17916.76 | 18780.76 | 19160.76 | 19711.27 | 20091.27 | 20471.27 | 20851.27 | 21231.27 | 21563.27 | 21897.83 | 22834.62 | 23114.62 | 23394.62 | 23534.62 | 23534.62 | 23756.3 | 23969.89 | 23969.89 | 23969.89 | 23969.89 | 23969.89 | 23969.89 | 23969.89
Portugal | EU CT | CT & LW | Capacity (MW) | Thermal | Gas | Gas CHP | Aggregated Small CHP | 78: 1309; 82: 1279; 86: 1255; 90: 1228; 94: 1242; 98: 1256; 102: 1270; 106: 1284; 110: 1298; 114: 1298; 118: 1298; 122: 1298; 126: 1298; 130: 1298
Portugal | EU CT | CT & LW | Capacity (MW) | Storage | Storage | Battery | Battery | 11.4 | 25.4 | 116.4 | 221.4 | 328.4 | 456.4 | 572.4 | 589.4 | 593.4 | 601.07 | 601.07 | 661.57 | 661.57 | 661.57 | 661.57 | 671.19 | 892.04 | 1055.44 | 1055.44 | 1084.97 | 1087.96 | 1121.93 | 1173.8 | 1188.62 | 1194.11 | 1202.29 | 1204.03 | 1204.03 | 1204.03
Portugal | EU CT | CT & LW | Capacity (MW) | Renewable | Biomass | Biomass | Biomass | 819 | 846 | 871 | 899 | 928 | 957 | 986 | 1015 | 1043 | 1043 | 1043 | 1043 | 1043 | 1043 | 1043 | 1043 | 1043 | 1043 | 1043 | 1043 | 1043 | 1043 | 1043 | 1043 | 1043 | 1043 | 1043 | 1043 | 1043
Portugal | EU CT | CT & LW | Capacity (MW) | Thermal | Gas | CCGT | CCGT | 3830.1 | 3830.1 | 3830.1 | 3830.2 | 3830.2 | 3830.2 | 3830.2 | 4224.59 | 3234.69 | 3234.69 | 3234.69 | 3234.69 | 3234.69 | 3234.79 | 2058.79 | 2058.79 | 2058.79 | 1232.79 | 1232.89 | 394.89 | 394.89 | 355.99 | 0.5 | 0.6 | 0.6 | 0.6 | 0.6 | 0.6 | 0.6
Portugal | EU CT | CT & LW | Capacity (MW) | Thermal | Low Carbon | Hydrogen | CCGT Hydrogen | 0.1 | 0.1 | 0.1 | 0.2 | 0.2 | 0.2 | 0.2 | 0.2 | 0.4 | 2.71 | 2.71 | 4.98 | 11.96 | 21.9 | 36.93 | 36.93 | 36.93 | 53.44 | 53.64 | 53.64 | 53.64 | 66.64 | 66.64 | 66.84 | 66.84 | 66.84 | 66.84 | 66.84 | 66.84
Portugal | EU CT | CT & LW | Capacity (MW) | Low Carbon | CCS | CCS Biomass | CCS Biomass | [8 empty] | 0.1 | 0.1 | 0.1 | 0.1 | 0.1 | 0.2 | 0.2 | 0.2 | 0.2 | 0.2 | 0.3 | 0.3 | 0.3 | 0.3 | 0.3 | 0.4 | 0.4 | 0.4 | 14 | 48.11 | 316.15
Portugal | EU CT | CT & LW | Capacity (MW) | Low Carbon | CCS | CCS Gas | CCS Gas |  |  |  | 0.1 | 0.1 | 0.1 | 0.1 | 0.1 | 0.2 | 0.2 | 0.2 | 0.2 | 0.2 | 0.3 | 0.3 | 0.3 | 0.3 | 0.3 | 0.4 | 0.4 | 0.4 | 0.4 | 0.4 | 0.4 | 0.4 | 0.4 | 0.4 | 0.4 | 0.4
Portugal | EU CT | CT & LW | Capacity (MW) | Thermal | Coal | Coal | Coal | 0.1 | 0.1 | 0.1 | 0.1 | 0.1 | 0.1 | 0.1 | 0.1 | 0.1 | 0.1 | 0.1 | 0.1 | 0.1 | 0.1 | 0.1 | 0.1 | 0.1 | 0.1 | 0.1 | 0.1 | 0.1 | 0.1 | 0.1 | 0.1 | 0.1 | 0.1 | 0.1 | 0.1 | 0.1
Portugal | EU CT | CT & LW | Capacity (MW) | Thermal | Gas | OCGT | GT | 0.1 | 0.1 | 0.1 | 0.1 | 0.1 | 0.1 | 0.1 | 340.32 | 340.32 | 340.32 | 340.32 | 340.32 | 340.32 | 340.32 | 340.32 | 340.32 | 340.32 | 340.32 | 340.32 | 340.32 | 340.32 | 340.32 | 340.32 | 340.32 | 340.32 | 340.32 | 340.32 | 340.32 | 340.32
Portugal | EU CT | CT & LW | Capacity (MW) | Thermal | Low Carbon | Hydrogen CHP | GT Hydrogen | [8 empty] | 0.2 | 0.2 | 0.2 | 0.2 | 0.2 | 0.2 | 0.2 | 0.2 | 0.2 | 0.2 | 0.2 | 13.2 | 13.2 | 13.2 | 13.2 | 13.2 | 13.2 | 13.2 | 13.2 | 13.2 | 13.2
Portugal | EU CT | CT & LW | Capacity (MW) | Renewable | Offshore Wind | Offshore Wind | Offshore Wind | 27 | 27 | 27 | 27 | 27 | 27 | 27 | 27 | 27 | 27 | 27 | 27 | 27 | 27 | 27 | 27 | 27 | 27 | 27 | 27 | 27 | 27 | 27 | 27 | 27 | 27 | 27 | 27 | 27
Portugal | EU CT | CT & LW | Capacity (MW) | Renewable | Onshore Wind | Onshore Wind | Onshore Wind | 5262 | 5263 | 5262 | 5263 | 5263 | 5263 | 5263 | 5972.36 | 7309.49 | 7322.81 | 7748.71 | 8059.26 | 8195.4 | 8443.44 | 8631.4 | 8801.21 | 9541.11 | 9855.52 | 10856.21 | 10861.5 | 11461.35 | 11479.65 | 11791.23 | 12074.3 | 12462.43 | 12769.35 | 12770.56 | 13272.65 | 13932.79
Portugal | EU CT | CT & LW | Capacity (MW) | Renewable | Other Renewables | Other Renewables | Other Renewables | 95 | 100 | 103 | 106 | 108 | 110 | 112 | 114 | 117 | 117 | 117 | 117 | 117 | 117 | 117 | 117 | 117 | 117 | 117 | 117 | 117 | 117 | 117 | 117 | 117 | 117 | 117 | 117 | 117
Portugal | EU CT | CT & LW | Capacity (MW) | Renewable | Hydro | Hydro | Reservoir Hydro | 1396.7 | 1396.7 | 1674.7 | 1674.7 | 1674.7 | 1674.7 | 1674.7 | 1674.7 | 1674.7 | 1674.7 | 1674.7 | 1674.7 | 1674.7 | 1674.7 | 1674.7 | 1674.7 | 1674.7 | 1674.7 | 1674.7 | 1674.7 | 1674.7 | 1674.7 | 1674.7 | 1674.7 | 1674.7 | 1674.7 | 1674.7 | 1674.7 | 1674.7
Portugal | EU CT | CT & LW | Capacity (MW) | Renewable | Hydro | Hydro | Reservoir Hydro with pumping | 3709 | 3709 | 3709 | 3709 | 3709 | 3709 | 3709 | 3709 | 3709 | 3709 | 3709 | 3709 | 3709 | 3709 | 3709 | 3709 | 3709 | 3709 | 3709 | 3709 | 3709 | 3709 | 3709 | 3709 | 3709 | 3709 | 3709 | 3709 | 3709
Portugal | EU CT | CT & LW | Capacity (MW) | Renewable | Hydro | Hydro | Run-of-river Hydro | 2370.8 | 2370.8 | 2370.8 | 2370.8 | 2370.8 | 2370.8 | 2370.8 | 2608.8 | 2608.8 | 2608.8 | 2608.8 | 2608.8 | 2608.8 | 2608.8 | 2608.8 | 2608.8 | 2608.8 | 2608.8 | 2608.8 | 2608.8 | 2608.8 | 2608.8 | 2608.8 | 2608.8 | 2608.8 | 2608.8 | 2608.8 | 2608.8 | 2608.8
Portugal | EU CT | CT & LW | Capacity (MW) | Renewable | Hydro | Hydro | Small-Scale-Hydro | 654 | 654 | 654 | 654 | 654 | 654 | 654 | 654 | 654 | 654 | 654 | 654 | 654 | 654 | 654 | 654 | 654 | 654 | 654 | 654 | 654 | 654 | 654 | 654 | 654 | 654 | 654 | 654 | 654
Portugal | EU CT | CT & LW | Capacity (MW) | Renewable | Solar | Solar PV | Solar PV | 3275 | 3874.66 | 4966.66 | 6188.37 | 7535.71 | 8722.71 | 10070.53 | 10627.53 | 11114.53 | 11263.57 | 11993.7 | 12892.88 | 14051.07 | 14539.42 | 15635.69 | 15920.04 | 16292.78 | 16739.2 | 17025.71 | 17057.9 | 17057.9 | 17466.27 | 18321.99 | 19244.62 | 19956.76 | 20033.24 | 20520.95 | 21245.39 | 21968.85
Slovenia | EU CT | CT & LW | Capacity (MW) | Storage | Storage | Battery | Battery | 3.3 | 4.3 | 5.3 | 6.3 | 7.3 | 8.3 | 9.3 | 10.3 | 11.3 | 11.3 | 11.3 | 11.3 | 11.3 | 11.3 | 11.3 | 11.3 | 11.3 | 11.3 | 11.3 | 11.3 | 11.3 | 11.65 | 67.97 | 134.41 | 134.41 | 134.41 | 134.41 | 148.72 | 201.35
Slovenia | EU CT | CT & LW | Capacity (MW) | Renewable | Biomass | Biomass | Biomass | 129.38 | 131.73 | 134 | 136.16 | 140.68 | 145.34 | 150.12 | 155.04 | 160.1 | 165.3 | 170.64 | 176.13 | 181.78 | 187.58 | 191.38 | 195.25 | 199.21 | 203.11 | 207.03 | 210.94 | 214.86 | 218.77 | 222.69 | 226.6 | 230.52 | 234.43 | 238.35 | 242.26 | 246.18
Slovenia | EU CT | CT & LW | Capacity (MW) | Thermal | Gas | CCGT | CCGT | 0.1 | 0.1 | 0.1 | 0.2 | 0.2 | 0.2 | 0.2 | 246.43 | 246.53 | 246.53 | 246.53 | 246.53 | 246.53 | 246.63 | 246.63 | 246.63 | 246.63 | 246.63 | 246.73 | 246.73 | 246.73 | 246.73 | 0.5 | 0.5 | 0.5 | 0.5 | 0.5 | 0.5 | 0.5
Slovenia | EU CT | CT & LW | Capacity (MW) | Thermal | Low Carbon | Hydrogen | CCGT Hydrogen | 0.1 | 0.1 | 0.1 | 0.2 | 0.2 | 0.2 | 0.2 | 0.2 | 2.59 | 2.99 | 2.99 | 4.77 | 7.58 | 7.78 | 8.58 | 13.08 | 14.14 | 14.14 | 14.34 | 17.81 | 17.81 | 17.81 | 67.81 | 127.82 | 127.82 | 127.82 | 127.82 | 91 | 91
Slovenia | EU CT | CT & LW | Capacity (MW) | Low Carbon | CCS | CCS Biomass | CCS Biomass | [8 empty] | 0.1 | 0.1 | 0.1 | 0.1 | 0.1 | 0.2 | 0.2 | 0.2 | 0.2 | 0.2 | 0.3 | 0.3 | 0.3 | 0.3 | 0.3 | 0.4 | 0.4 | 0.4 | 0.4 | 0.4 | 0.5
Slovenia | EU CT | CT & LW | Capacity (MW) | Low Carbon | CCS | CCS Gas | CCS Gas |  |  |  | 0.1 | 0.1 | 0.1 | 0.1 | 0.1 | 0.2 | 0.2 | 0.2 | 0.2 | 0.2 | 0.3 | 0.3 | 0.3 | 0.3 | 0.3 | 0.4 | 0.4 | 0.4 | 0.4 | 0.4 | 0.5 | 0.5 | 0.5 | 0.84 | 2.17 | 4.3
Slovenia | EU CT | CT & LW | Capacity (MW) | Thermal | Coal | Coal | Coal | 0.1 | 0.1 | 0.1 | 0.1 | 0.1 | 0.1 | 0.1 | 0.1 | 0.1 | 0.1 | 0.1 | 0.1 | 0.1 | 0.1 | 0.1 | 0.1 | 0.1 | 0.1 | 0.1 | 0.1 | 0.1 | 0.1 | 0.1 | 0.1 | 0.1 | 0.1 | 0.1 | 0.1 | 0.1
Slovenia | EU CT | CT & LW | Capacity (MW) | Thermal | Coal | Coal | Coal CHP | 78: 124; 82: 124; 86: 124; 90: 42
Slovenia | EU CT | CT & LW | Capacity (MW) | Thermal | Gas | OCGT | GT | 422.1 | 422.1 | 422.1 | 422.1 | 422.1 | 722.1 | 1022.1 | 1322.1 | 1622.1 | 1622.1 | 1622.1 | 1622.1 | 1622.1 | 1508.1 | 1394.1 | 1394.1 | 1394.1 | 1394.1 | 1394.1 | 1394.1 | 1310.1 | 1310.1 | 1310.1 | 1200.1 | 1200.1 | 1200.1 | 1200.1 | 1200.1 | 1200.1
Slovenia | EU CT | CT & LW | Capacity (MW) | Thermal | Low Carbon | Hydrogen CHP | GT Hydrogen | [8 empty] | 0.2 | 0.2 | 0.2 | 0.2 | 0.2 | 0.2 | 0.2 | 0.2 | 0.2 | 0.2 | 0.2 | 0.2 | 0.2 | 0.2 | 0.2 | 0.2 | 0.2 | 300.2 | 300.38 | 300.38 | 300.38
Slovenia | EU CT | CT & LW | Capacity (MW) | Thermal | Coal | Coal | Lignite | 860.1 | 860.1 | 860.1 | 860.2 | 545.2 | 545.2 | 545.2 | 545.2 | 545.2 | 545.2 | 0.2 | 0.2 | 0.2 | 0.2 | 0.2 | 0.2 | 0.2 | 0.2 | 0.2 | 0.2 | 0.2 | 0.2 | 0.2 | 0.2 | 0.2 | 0.2 | 0.2 | 0.2 | 0.2
Slovenia | EU CT | CT & LW | Capacity (MW) | Low Carbon | Nuclear | Nuclear | Nuclear | 696 | 696 | 696 | 696 | 696 | 696 | 696 | 696 | 696 | 696 | 696 | 696 | 696 | 696 | 696 | 696 | 696 | 696 | 696 | 696 | 696
Slovenia | EU CT | CT & LW | Capacity (MW) | Renewable | Onshore Wind | Onshore Wind | Onshore Wind | 15 | 182.54 | 203.34 | 225.37 | 240.83 | 266.8 | 284.59 | 308.36 | 324.8 | 639.5 | 954.2 | 1223.82 | 1424.89 | 1692.88 | 1915.97 | 2021.19 | 2037.11 | 2052.11 | 2067.11 | 2082.2 | 2192.99 | 2615.06 | 2639.56 | 2921.01 | 3023.18 | 3100.43 | 3303.26 | 3319.1 | 3512.14
Slovenia | EU CT | CT & LW | Capacity (MW) | Storage | Storage | Pumped Hydro | Pumped Storage | 185 | 185 | 185 | 185 | 185 | 185 | 185 | 185 | 185 | 185 | 185 | 185 | 185 | 185 | 185 | 185 | 185 | 185 | 185 | 185 | 185 | 185 | 185 | 185 | 185 | 185 | 185 | 185 | 185
Slovenia | EU CT | CT & LW | Capacity (MW) | Renewable | Hydro | Hydro | Run-of-river Hydro | 1156 | 1156 | 1156 | 1156 | 1156 | 1156 | 1156 | 1156 | 1156 | 1156 | 1156 | 1156 | 1156 | 1156 | 1156 | 1156 | 1156 | 1156 | 1156 | 1156 | 1156 | 1156 | 1156 | 1156 | 1156 | 1156 | 1156 | 1156 | 1156
Slovenia | EU CT | CT & LW | Capacity (MW) | Renewable | Solar | Solar PV | Solar PV | 368 | 467 | 588.83 | 827.34 | 1005.88 | 1204.69 | 1367.5 | 1632.02 | 2015.64 | 2155.64 | 2313.37 | 2454.94 | 2597.73 | 2737.73 | 2877.73 | 3017.73 | 3157.73 | 3297.73 | 3437.73 | 3577.73 | 3717.73 | 3857.73 | 3997.73 | 4137.73 | 4277.73 | 4417.73 | 4557.73 | 4697.73 | 4838
Spain | EU CT | CT & LW | Capacity (MW) | Thermal | Gas | Gas CHP | Aggregated Small CHP | 5827 | 5527 | 5277 | 5027 | 4777 | 4527 | 4277 | 4027 | 3767 | 3767 | 3767 | 3767 | 3767 | 3767 | 3767 | 3767 | 3767 | 3767 | 3767 | 3767 | 3767 | 3767 | 3767 | 3767 | 3767 | 3767 | 3767 | 3767 | 3767
Spain | EU CT | CT & LW | Capacity (MW) | Storage | Storage | Battery | Battery | 306 | 454 | 592 | 991 | 1879 | 2777 | 3665 | 4564 | 5452 | 5732 | 6012 | 6292 | 6572 | 6852 | 7132 | 7412 | 7692 | 7972 | 8252 | 8330.88 | 8344.79 | 8393.47 | 8464.73 | 8537.41 | 8636.24 | 8672.6 | 8679.38 | 8679.71 | 8690.27
Spain | EU CT | CT & LW | Capacity (MW) | Renewable | Biomass | Biomass | Biomass | 1198 | 1198 | 1198 | 1198 | 1198 | 1198 | 1198 | 1198 | 1198 | 1198 | 1198 | 1198 | 1198 | 1198 | 1198 | 1198 | 1198 | 1198 | 1198 | 3023.86 | 3023.86 | 3023.86 | 3023.86 | 3023.86 | 3023.86 | 3023.86 | 3023.86 | 3023.86 | 3023.86
Spain | EU CT | CT & LW | Capacity (MW) | Thermal | Gas | CCGT | CCGT | 26280.1 | 26280.1 | 26280.1 | 26280.2 | 26280.2 | 26280.2 | 26280.2 | 26801.35 | 26801.45 | 26568.45 | 25366.45 | 22729.45 | 21134.45 | 17645.55 | 11356.55 | 9088.55 | 5602.55 | 4531.55 | 3475.65 | 947.65 | 947.65 | 947.65 | 426.5 | 0.5 | 0.5 | 0.5 | 0.5 | 0.5 | 0.5
Spain | EU CT | CT & LW | Capacity (MW) | Thermal | Gas | Gas CHP | CCGT CHP | 78: 150; 82: 150; 86: 150; 90: 150; 94: 150; 98: 150; 102: 85; 106: 85
Spain | EU CT | CT & LW | Capacity (MW) | Thermal | Low Carbon | Hydrogen | CCGT Hydrogen | 0.1 | 0.1 | 0.1 | 0.2 | 0.2 | 0.2 | 0.2 | 0.2 | 0.4 | 0.4 | 0.4 | 0.4 | 0.4 | 0.6 | 0.6 | 0.6 | 0.6 | 0.6 | 0.8 | 64.75 | 110.29 | 121.42 | 127.52 | 132.81 | 132.81 | 136.28 | 136.28 | 136.28 | 136.28
Spain | EU CT | CT & LW | Capacity (MW) | Low Carbon | CCS | CCS Biomass | CCS Biomass | [8 empty] | 0.1 | 0.1 | 0.1 | 0.1 | 0.1 | 0.2 | 0.2 | 0.2 | 0.2 | 0.2 | 0.3 | 8.7 | 9.45 | 9.45 | 12.2 | 23.24 | 26.92 | 244.57 | 508.69 | 927.62 | 2068.92
Spain | EU CT | CT & LW | Capacity (MW) | Low Carbon | CCS | CCS Gas | CCS Gas |  |  |  | 0.1 | 0.1 | 0.1 | 0.1 | 0.1 | 0.2 | 0.2 | 0.2 | 0.2 | 0.2 | 0.3 | 0.3 | 0.3 | 0.3 | 0.3 | 0.4 | 0.4 | 0.4 | 0.4 | 0.4 | 0.5 | 0.5 | 0.5 | 0.5 | 0.5 | 0.6
Spain | EU CT | CT & LW | Capacity (MW) | Thermal | Coal | Coal | Coal | 4484.8 | 3081.56 | 3081.56 | 3081.56 | 0.1 | 0.1 | 0.1 | 0.1 | 0.1 | 0.1 | 0.1 | 0.1 | 0.1 | 0.1 | 0.1 | 0.1 | 0.1 | 0.1 | 0.1 | 0.1 | 0.1 | 0.1 | 0.1 | 0.1 | 0.1 | 0.1 | 0.1 | 0.1 | 0.1
Spain | EU CT | CT & LW | Capacity (MW) | Thermal | Gas | Gas Reciprocating Engines | Engine | 850.5 | 850.5 | 850.5 | 850.5 | 850.5 | 850.5 | 850.5 | 850.5 | 850.5 | 850.5 | 850.5 | 850.5 | 850.5 | 850.5 | 850.5 | 850.5 | 850.5 | 850.5 | 850.5 | 850.5 | 850.5 | 850.5 | 850.5 | 850.5 | 850.5 | 850.5 | 850.5 | 850.5
Spain | EU CT | CT & LW | Capacity (MW) | Thermal | Gas | OCGT | GT | 1384.46 | 1359.46 | 1359.46 | 1321.96 | 1321.96 | 1284.46 | 1284.46 | 2987.4 | 2912 | 2912 | 2912 | 2912 | 2912 | 2251.34 | 2209.34 | 2209.34 | 2184.34 | 2184.34 | 1860.34 | 1860.34 | 1860.34 | 1835.34 | 1651.29 | 1651.39 | 1651.39 | 1626.39 | 1576.39 | 1576.39 | 1500.5
Spain | EU CT | CT & LW | Capacity (MW) | Thermal | Low Carbon | Hydrogen CHP | GT Hydrogen | [8 empty] | 0.6 | 0.6 | 0.6 | 0.6 | 0.6 | 0.6 | 0.6 | 0.6 | 200.6 | 2000.6 | 2000.6 | 2000.6 | 2000.6 | 2000.6 | 2000.6 | 2000.8 | 2000.8 | 2000.8 | 2000.8 | 2000.8 | 2000.8
Spain | EU CT | CT & LW | Capacity (MW) | Low Carbon | Nuclear | Nuclear | Nuclear | 78: 7116.9; 82: 7116.9; 86: 7116.9; 90: 7116.9; 94: 6105.9; 98: 6105.9; 102: 5099.9; 106: 4104.1; 110: 3040.1; 114: 3040.1; 118: 2048.4; 122: 2048.4; 126: 1003.4
Spain | EU CT | CT & LW | Capacity (MW) | Renewable | Onshore Wind | Onshore Wind | Onshore Wind | 28068 | 30003 | 31506 | 32905 | 34258 | 35164 | 36108 | 36652 | 40082.1 | 40774 | 43688.64 | 47012.11 | 51267.67 | 53218.77 | 56522.19 | 58415.09 | 60083.34 | 61157.23 | 62126.71 | 63883.71 | 74636.71 | 74636.71 | 74656.56 | 74877.55 | 74908.55 | 75141.75 | 75824.25 | 75824.25 | 75824.25
Spain | EU CT | CT & LW | Capacity (MW) | Renewable | Other Renewables | Other Renewables | Other Renewables | 174: 196.14; 178: 196.14; 181: 196.14; 185: 196.14; 200: 196.14; 200: 196.14; 200: 196.14; 205: 196.14; 211: 196.14; 250: 196.14
Spain | EU CT | CT & LW | Capacity (MW) | Storage | Storage | Pumped Hydro | Pumped Storage | 6040 | 6040 | 6240 | 6240 | 6440 | 7440 | 8140 | 8140 | 9040 | 9040 | 9240 | 9240 | 9440 | 9940 | 10140 | 10140 | 10340 | 10340 | 10540 | 10540 | 10740 | 10740 | 10940 | 11600 | 11800 | 11800 | 12000 | 12000 | 12200
Spain | EU CT | CT & LW | Capacity (MW) | Renewable | Hydro | Hydro | Reservoir Hydro | 15000 | 15000 | 15000 | 15000 | 15000 | 15000 | 15000 | 15000 | 15000 | 15000 | 15000 | 15000 | 15000 | 15000 | 15000 | 15000 | 15000 | 15000 | 15000 | 15000 | 15000 | 15000 | 15000 | 15000 | 15000 | 15000 | 15000 | 15000 | 15000
Spain | EU CT | CT & LW | Capacity (MW) | Renewable | Hydro | Hydro | Run-of-river Hydro | 2100 | 2100 | 2100 | 2100 | 2100 | 2100 | 2100 | 2100 | 2100 | 2100 | 2100 | 2100 | 2100 | 2100 | 2100 | 2100 | 2100 | 2100 | 2100 | 2100 | 2100 | 2100 | 2100 | 2100 | 2100 | 2100 | 2100 | 2100 | 2100
Spain | EU CT | CT & LW | Capacity (MW) | Renewable | Solar | Solar PV | Solar CSP | 78: 2300; 82: 2300; 86: 2300; 90: 2300; 94: 2300; 98: 2300; 102: 2300; 106: 2300; 110: 2300; 114: 2300; 118: 2289; 122: 2289; 126: 2239; 130: 2067; 134: 1767; 138: 1300; 142: 349
Spain | EU CT | CT & LW | Capacity (MW) | Renewable | Solar | Solar PV | Solar PV | 19441.45 | 25221.45 | 30471.45 | 34021.45 | 37821.45 | 42024.45 | 45624.45 | 49124.45 | 52924.45 | 53324.45 | 53724.45 | 54469.52 | 56220.56 | 63245.49 | 66700.77 | 70305.63 | 74464.73 | 78980.31 | 82330.88 | 82330.88 | 82330.88 | 83338.96 | 85908.44 | 92212.86 | 98054.7 | 101802.01 | 104810.14 | 108913.75 | 109005.62
Spain | EU CT | CT & LW | Capacity (MW) | Thermal | Gas | Gas CHP | Steam Gas CHP | 3 | 3 | 3 | 3 | 3 | 3 | 3 | 3 | 3 | 3 | 3 | 3 | 3 | 3 | 3 | 3 | 3 | 3 | 3 | 3 | 3 | 3 | 3 | 3 | 3 | 3 | 3 | 3 | 3
Spain | EU CT | CT & LW | Capacity (MW) | Thermal | Other Thermal | Fuel Oil | Steam Oil | 560.43 | 560.43 | 560.43 | 560.43 | 560.43 | 560.43 | 560.43 | 560.43 | 560.43 | 560.43 | 480.43 | 480.43 | 480.43 | 480.43 | 480.43 | 480.43 | 480.43 | 480.43 | 480.43 | 480.43 | 480.43 | 480.43 | 480.43 | 480.43 | 480.43 | 480.43 | 480.43 | 480.43 | 0.43
Spain | EU CT | CT & LW | Capacity (MW) | Renewable | Waste | Waste | Waste | 600 | 600 | 600 | 600 | 600 | 600 | 600 | 600 | 600 | 600 | 600 | 600 | 600 | 600 | 600 | 600 | 600 | 600 | 600 | 600 | 600 | 600 | 600 | 600 | 600 | 600 | 600 | 600 | 600
Sweden | EU CT | CT & LW | Capacity (MW) | Storage | Storage | Battery | Battery | 20 | 20 | 20 | 21.2 | 21.2 | 21.2 | 21.2 | 21.2 | 21.2 | 21.2 | 21.2 | 21.2 | 21.2 | 21.2 | 21.2 | 21.2 | 21.2 | 21.2 | 61.72 | 61.72 | 61.72 | 61.72 | 61.72 | 77.57 | 77.57 | 100.22 | 100.22 | 100.22 | 100.22
Sweden | EU CT | CT & LW | Capacity (MW) | Renewable | Biomass | Biomass CHP | Biomass CHP | 3292.83 | 3292.83 | 3292.83 | 3292.83 | 3205.83 | 3245.83 | 3245.83 | 3245.83 | 3245.83 | 3245.83 | 3245.83 | 3245.83 | 3245.83 | 3245.83 | 3245.83 | 3245.83 | 3245.83 | 3245.83 | 3207.83 | 3207.83 | 3207.83 | 3207.83 | 3207.83 | 3207.83 | 3207.83 | 3207.83 | 3207.83 | 3207.83 | 3207.83
Sweden | EU CT | CT & LW | Capacity (MW) | Thermal | Gas | CCGT | CCGT | 0.3 | 0.3 | 0.3 | 0.6 | 0.6 | 0.6 | 0.6 | 500.6 | 500.9 | 500.9 | 500.9 | 500.9 | 500.9 | 501.2 | 501.2 | 501.2 | 501.2 | 501.2 | 501.5 | 501.5 | 501.5 | 501.5 | 1.5 | 1.5 | 1.5 | 1.5 | 1.5 | 1.5 | 1.5
Sweden | EU CT | CT & LW | Capacity (MW) | Thermal | Gas | Gas CHP | CCGT CHP | 260 | 260 | 260 | 260 | 260 | 260 | 260 | 260 | 260 | 260 | 260 | 260 | 260 | 260 | 260 | 260 | 260 | 260 | 260 | 260 | 260 | 260 | 260 | 260 | 260 | 260 | 260 | 260 | 260
Sweden | EU CT | CT & LW | Capacity (MW) | Thermal | Low Carbon | Hydrogen | CCGT Hydrogen | 0.3 | 0.3 | 0.3 | 0.6 | 0.6 | 0.6 | 0.6 | 0.6 | 0.9 | 0.9 | 0.9 | 0.9 | 1.49 | 14.51 | 18.84 | 31.41 | 50.37 | 65.2 | 78.48 | 92.21 | 94.99 | 106.13 | 128.82 | 130.31 | 134.34 | 134.34 | 156.68 | 159.57 | 171.78
Sweden | EU CT | CT & LW | Capacity (MW) | Low Carbon | CCS | CCS Biomass | CCS Biomass | [8 empty] | 0.3 | 0.3 | 0.3 | 0.3 | 0.3 | 0.6 | 0.6 | 0.6 | 0.6 | 0.6 | 0.9 | 2.55 | 112.41 | 238.3 | 349.1 | 396.35 | 507.35 | 692.78 | 817.43 | 982.26 | 1292.07
Sweden | EU CT | CT & LW | Capacity (MW) | Low Carbon | CCS | CCS Gas | CCS Gas |  |  |  | 0.3 | 0.3 | 0.3 | 0.3 | 0.3 | 0.6 | 0.6 | 0.6 | 0.6 | 0.6 | 0.9 | 0.9 | 0.9 | 0.9 | 0.9 | 1.2 | 1.2 | 1.2 | 1.2 | 1.2 | 1.2 | 1.2 | 1.2 | 1.2 | 1.2 | 1.2
Sweden | EU CT | CT & LW | Capacity (MW) | Thermal | Coal | Coal | Coal | 0.3 | 0.3 | 0.3 | 0.3 | 0.3 | 0.3 | 0.3 | 0.3 | 0.3 | 0.3 | 0.3 | 0.3 | 0.3 | 0.3 | 0.3 | 0.3 | 0.3 | 0.3 | 0.3 | 0.3 | 0.3 | 0.3 | 0.3 | 0.3 | 0.3 | 0.3 | 0.3 | 0.3 | 0.3
Sweden | EU CT | CT & LW | Capacity (MW) | Thermal | Gas | OCGT | GT | 1200.4 | 1200.4 | 1200.4 | 1200.4 | 1200.4 | 1200.4 | 1500.4 | 2218.74 | 2218.74 | 2218.74 | 2218.74 | 2218.74 | 2218.74 | 1018.74 | 1018.74 | 1018.74 | 1018.74 | 1018.74 | 1018.74 | 1018.74 | 1018.74 | 1018.74 | 1018.74 | 1018.74 | 1018.74 | 1018.74 | 1018.74 | 1018.74 | 1018.74
Sweden | EU CT | CT & LW | Capacity (MW) | Thermal | Gas | Gas CHP | GT CHP | 13.5 | 13.5 | 13.5 | 13.5 | 13.5 | 13.5 | 13.5 | 13.5 | 13.5 | 13.5 | 13.5 | 13.5 | 13.5 | 13.5 | 13.5 | 13.5 | 13.5 | 13.5
Sweden | EU CT | CT & LW | Capacity (MW) | Thermal | Low Carbon | Hydrogen CHP | GT Hydrogen | [8 empty] | 0.8 | 31.1 | 45.37 | 65.35 | 108.33 | 110.23 | 117.41 | 164.09 | 166.29 | 416.29 | 432.48 | 458.56 | 464.25 | 487.41 | 495.73 | 495.73 | 495.73 | 495.73 | 495.73 | 495.73 | 495.73
Sweden | EU CT | CT & LW | Capacity (MW) | Renewable | Hydro | Hydro | Hydro | 15627 | 15701 | 15777 | 15853 | 15929 | 16003 | 16078 | 16153 | 16228 | 16303 | 16378 | 16378 | 16378 | 16378 | 16378 | 16378 | 16378 | 16378 | 16378 | 16378 | 16378 | 16378 | 16378 | 16378 | 16378 | 16378 | 16378 | 16378 | 16378
Sweden | EU CT | CT & LW | Capacity (MW) | Low Carbon | Nuclear | Nuclear | Nuclear | 6859 | 6859 | 6859 | 6859 | 6859 | 6859 | 6859 | 6859 | 3579 | 3579 | 3579 | 3579 | 3579 | 2515 | 2515 | 2515 | 1400 | 1400
Sweden | EU CT | CT & LW | Capacity (MW) | Renewable | Offshore Wind | Offshore Wind | Offshore Wind | 203 | 253 | 428 | 603 | 603 | 603 | 603 | 603 | 603 | 603 | 603 | 603 | 603 | 603 | 603 | 603 | 603 | 603 | 603 | 660 | 720 | 780 | 840 | 900 | 960 | 1020 | 1080 | 1140 | 1200
Sweden | EU CT | CT & LW | Capacity (MW) | Renewable | Onshore Wind | Onshore Wind | Onshore Wind | 13494.38 | 15027.72 | 16916.38 | 18046.88 | 18830.17 | 19906.57 | 20778.36 | 22551.65 | 24622.04 | 25362.04 | 25433.18 | 26058.77 | 26612.27 | 27490.92 | 28457.01 | 28908.41 | 30004.15 | 30903.82 | 32162.74 | 32300.29 | 32503.16 | 32743.67 | 32818.25 | 32912.77 | 32936.89 | 33081.13 | 33096.91 | 33104.95 | 33304.44
Sweden | EU CT | CT & LW | Capacity (MW) | Renewable | Solar | Solar PV | Solar PV | 1878 | 2271 | 2666 | 3060 | 3467 | 3875 | 4020.66 | 4166.34 | 4312 | 4612 | 4913 | 5212 | 5512 | 5813 | 6262.3 | 6711.6 | 7160.9 | 7610.2 | 8059.5 | 8060.5 | 8061.5 | 8062.5 | 8063.5 | 8064.5 | 8065.5 | 8066.5 | 8066.5 | 8067.5 | 8069.5
Sweden | EU CT | CT & LW | Capacity (MW) | Thermal | Gas | Gas CHP | Steam Gas CHP | 215.7 | 215.7 | 215.7 | 120.7 | 120.7 | 120.7 | 120.7 | 120.7 | 120.7 | 120.7 | 120.7 | 120.7 | 120.7 | 120.7 | 120.7 | 120.7 | 107.8 | 107.8 | 96.8 | 96.8 | 96.8 | 96.8 | 96.8 | 96.8 | 96.8 | 96.8 | 96.8 | 96.8 | 96.8
Sweden | EU CT | CT & LW | Capacity (MW) | Thermal | Other Thermal | Fuel Oil | Steam Oil CHP | 273 | 273 | 273 | 273 | 273 | 273 | 273 | 273 | 273 | 273 | 273 | 273 | 273 | 273 | 273 | 273 | 273 | 273 | 200 | 200 | 200 | 200 | 200 | 200 | 200 | 200 | 200 | 200 | 200
Sweden | EU CT | CT & LW | Capacity (MW) | Renewable | Waste | Waste CHP | Waste CHP | 795.1 | 795.1 | 795.1 | 795.1 | 845.1 | 845.1 | 845.1 | 845.1 | 845.1 | 845.1 | 845.1 | 845.1 | 845.1 | 845.1 | 845.1 | 845.1 | 845.1 | 845.1 | 845.1 | 845.1 | 845.1 | 845.1 | 845.1 | 845.1 | 845.1 | 845.1 | 845.1 | 845.1 | 845.1
Switzerland | EU CT | CT & LW | Capacity (MW) | Thermal | Gas | Gas CHP | Aggregated Small CHP | 524 | 524 | 524 | 524 | 524 | 524 | 524 | 524 | 524 | 511 | 498 | 485 | 472 | 459 | 445 | 432 | 419 | 406 | 393 | 380 | 367 | 354 | 341 | 328 | 314 | 301 | 288 | 275 | 262
Switzerland | EU CT | CT & LW | Capacity (MW) | Storage | Storage | Battery | Battery | 18.3 | 20.3 | 24.3 | 28.3 | 32.3 | 36.3 | 40.3 | 44.3 | 47.3 | 47.3 | 47.3 | 47.3 | 47.3 | 47.3 | 47.3 | 47.3 | 47.3 | 47.3 | 47.3 | 47.3 | 47.3 | 47.3 | 47.3 | 47.3 | 47.3 | 47.3 | 47.3 | 47.3 | 47.3
Switzerland | EU CT | CT & LW | Capacity (MW) | Renewable | Biomass | Biomass | Biomass | 104.31 | 120.82 | 137.34 | 153.85 | 170.36 | 186.88 | 203.39 | 219.91 | 236.42 | 252.93 | 269.45 | 285.96 | 302.48 | 318.99 | 335.5 | 352.02 | 368.53 | 385.05 | 401.56 | 418.07 | 434.59 | 451.1 | 467.62 | 484.13 | 500.64 | 517.16 | 533.67 | 550.19 | 567.14
Switzerland | EU CT | CT & LW | Capacity (MW) | Thermal | Gas | CCGT | CCGT | 132.1 | 132.1 | 98.1 | 98.2 | 98.2 | 98.2 | 98.2 | 394.12 | 394.22 | 394.22 | 394.22 | 394.22 | 394.22 | 394.32 | 394.32 | 394.32 | 394.32 | 394.32 | 339.42 | 339.42 | 339.42 | 339.42 | 43.5 | 43.5 | 0.5 | 0.5 | 0.5 | 0.5 | 0.5
Switzerland | EU CT | CT & LW | Capacity (MW) | Thermal | Low Carbon | Hydrogen | CCGT Hydrogen | 0.1 | 0.1 | 0.1 | 0.2 | 0.2 | 0.2 | 0.2 | 0.2 | 0.4 | 0.4 | 0.4 | 0.4 | 0.4 | 0.6 | 0.6 | 0.6 | 0.6 | 0.6 | 0.8 | 0.8 | 0.8 | 0.8 | 0.8 | 0.8 | 0.8 | 0.8 | 1.22 | 3.15 | 13.39
Switzerland | EU CT | CT & LW | Capacity (MW) | Low Carbon | CCS | CCS Biomass | CCS Biomass | [8 empty] | 0.1 | 0.1 | 0.1 | 0.1 | 0.1 | 0.2 | 0.2 | 0.2 | 0.2 | 0.2 | 0.3 | 0.3 | 0.3 | 0.3 | 0.3 | 0.4 | 0.4 | 0.4 | 0.4 | 0.4 | 0.5
Switzerland | EU CT | CT & LW | Capacity (MW) | Low Carbon | CCS | CCS Gas | CCS Gas |  |  |  | 0.1 | 0.1 | 0.1 | 0.1 | 0.1 | 0.2 | 0.2 | 0.2 | 0.2 | 0.2 | 0.3 | 0.3 | 0.3 | 0.3 | 0.3 | 0.4 | 0.4 | 0.4 | 0.4 | 0.4 | 0.5 | 0.5 | 0.5 | 0.5 | 0.5 | 0.6
Switzerland | EU CT | CT & LW | Capacity (MW) | Thermal | Coal | Coal | Coal | 0.1 | 0.1 | 0.1 | 0.1 | 0.1 | 0.1 | 0.1 | 0.1 | 0.1 | 0.1 | 0.1 | 0.1 | 0.1 | 0.1 | 0.1 | 0.1 | 0.1 | 0.1 | 0.1 | 0.1 | 0.1 | 0.1 | 0.1 | 0.1 | 0.1 | 0.1 | 0.1 | 0.1 | 0.1
Switzerland | EU CT | CT & LW | Capacity (MW) | Thermal | Gas | OCGT | GT | 0.1 | 0.1 | 0.1 | 0.1 | 0.1 | 420.1 | 868.81 | 1288.81 | 1288.81 | 1288.81 | 1288.81 | 1288.81 | 1288.81 | 1288.81 | 1288.81 | 1288.81 | 1288.81 | 1288.81 | 1288.81 | 1288.81 | 1288.81 | 1190.1 | 1190.1 | 1190.1 | 1190.1 | 1190.1 | 1190.1 | 1190.1 | 1190.1
Switzerland | EU CT | CT & LW | Capacity (MW) | Thermal | Low Carbon | Hydrogen CHP | GT Hydrogen | [8 empty] | 0.2 | 0.2 | 0.2 | 0.2 | 0.2 | 0.2 | 0.2 | 0.2 | 0.2 | 0.2 | 0.2 | 0.2 | 0.2 | 2.71 | 4.68 | 5.81 | 11.94 | 26.48 | 42.82 | 135.52 | 138.31
Switzerland | EU CT | CT & LW | Capacity (MW) | Low Carbon | Nuclear | Nuclear | Nuclear | 78: 2960; 82: 2595; 86: 2595; 90: 2230; 94: 2230; 98: 2230; 102: 2230; 106: 2230; 110: 1220; 114: 1220; 118: 1220; 122: 1220; 126: 1220
Switzerland | EU CT | CT & LW | Capacity (MW) | Renewable | Onshore Wind | Onshore Wind | Onshore Wind | 140 | 472 | 774 | 847.91 | 874.43 | 1067.83 | 1095.82 | 1379.07 | 1539.93 | 1579.93 | 1639.93 | 1709.93 | 1779.93 | 1839.93 | 1909.93 | 2009.93 | 2109.93 | 2209.93 | 2409.93 | 2509.93 | 2609.93 | 2709.93 | 2809.93 | 2909.93 | 3109.93 | 3209.93 | 3309.93 | 3409.93 | 3409.93
Switzerland | EU CT | CT & LW | Capacity (MW) | Storage | Storage | Pumped Hydro | Pumped Storage | 3968.8 | 3968.8 | 3968.8 | 4028.8 | 4178.8 | 4178.8 | 4178.8 | 4838.8 | 4838.8 | 4838.8 | 5838.8 | 5838.8 | 5838.8 | 5838.8 | 5838.8 | 5838.8 | 5838.8 | 5838.8 | 5838.8 | 5838.8 | 5838.8 | 5838.8 | 5838.8 | 5838.8 | 5838.8 | 5838.8 | 5838.8 | 5838.8 | 5838.8
Switzerland | EU CT | CT & LW | Capacity (MW) | Renewable | Hydro | Hydro | Reservoir Hydro | 7799 | 7821 | 7844 | 7866 | 7889 | 7912 | 7934 | 7957 | 7980 | 8003 | 8025 | 8048 | 8071 | 8161 | 8196 | 8231 | 8266 | 8300 | 8383 | 8429 | 8476 | 8522 | 8569 | 8616 | 8662 | 8709 | 8756 | 8802 | 8849
Switzerland | EU CT | CT & LW | Capacity (MW) | Renewable | Hydro | Hydro | Run-of-river Hydro | 4748 | 4761 | 4776 | 4789 | 4804 | 4817 | 4831 | 4845 | 4859 | 4872 | 4887 | 4900 | 4913 | 4928 | 4949 | 4970 | 4991 | 5012 | 5034 | 5055 | 5077 | 5099 | 5120 | 5142 | 5164 | 5185 | 5207 | 5229 | 5250
Switzerland | EU CT | CT & LW | Capacity (MW) | Renewable | Solar | Solar PV | Solar PV | 3443 | 3760 | 4078 | 4396 | 4790.98 | 5108.98 | 5447.36 | 5873.52 | 6197.25 | 6588.46 | 6905.46 | 7235.62 | 7553.62 | 7871.62 | 8201.37 | 8519.37 | 8838.99 | 9156.99 | 9474.99 | 9791.99 | 10109.99 | 10427.99 | 10745.99 | 11108.87 | 11426.87 | 11749.39 | 12067.39 | 12385.39 | 12699.39
Switzerland | EU CT | CT & LW | Capacity (MW) | Renewable | Waste | Waste | Waste | 374.9 | 376.45 | 378.01 | 379.56 | 381.12 | 382.67 | 384.23 | 385.78 | 387.34 | 388.89 | 390.44 | 392 | 393.55 | 395.11 | 396.66 | 398.22 | 399.77 | 401.33 | 403 | 403 | 403 | 403 | 403 | 403 | 403 | 403 | 403 | 403 | 403
Austria | EU ST | ST, FS & CC | Capacity (MW) | Storage | Storage | Battery | Battery | 15.3 | 20.3 | 25.3 | 29.3 | 34.3 | 39.3 | 44.3 | 49.3 | 54.3 | 54.3 | 54.3 | 54.3 | 54.3 | 54.3 | 54.3 | 54.3 | 54.3 | 54.3 | 54.3 | 54.3 | 54.3 | 54.3 | 54.3 | 54.3 | 54.3 | 54.3 | 54.3 | 54.3 | 54.3
Austria | EU ST | ST, FS & CC | Capacity (MW) | Renewable | Biomass | Biomass | Biomass | 560 | 575 | 590 | 605 | 620 | 635 | 650 | 665 | 680 | 695 | 710 | 725 | 740 | 755 | 770 | 785 | 800 | 815 | 830 | 1860.13 | 1893.31 | 1926.48 | 1959.66 | 1992.83 | 2026.01 | 2059.18 | 2092.36 | 2125.53 | 2158.71
Austria | EU ST | ST, FS & CC | Capacity (MW) | Renewable | Biomass | Biomass CHP | Biomass CHP | 78: 15; 82: 15
Austria | EU ST | ST, FS & CC | Capacity (MW) | Thermal | Gas | CCGT | CCGT | 114.1 | 114.1 | 114.1 | 114.2 | 114.2 | 114.2 | 114.2 | 710.22 | 710.32 | 710.32 | 710.32 | 710.32 | 710.32 | 710.42 | 710.42 | 710.42 | 710.42 | 710.42 | 596.52 | 596.52 | 596.52 | 596.52 | 0.5 | 0.5 | 0.5 | 0.5 | 0.5 | 0.5 | 0.5
Austria | EU ST | ST, FS & CC | Capacity (MW) | Thermal | Gas | Gas CHP | CCGT CHP | 3152 | 2787 | 2787 | 2787 | 2684 | 2684 | 2684 | 2684 | 2684 | 2317 | 2317 | 2317 | 2160 | 2160 | 2160 | 2160 | 2160 | 2160 | 1989 | 1989 | 1989 | 1989 | 1989 | 1279 | 400
Austria | EU ST | ST, FS & CC | Capacity (MW) | Thermal | Low Carbon | Hydrogen | CCGT Hydrogen | 0.1 | 0.1 | 0.1 | 0.2 | 0.2 | 0.2 | 0.2 | 0.2 | 75.64 | 100.74 | 112.74 | 112.74 | 112.74 | 112.94 | 112.94 | 112.94 | 112.94 | 112.94 | 113.14 | 113.14 | 122.04 | 143.02 | 156.38 | 180.58 | 187.45 | 308.38 | 320.34 | 328.37 | 328.37
Austria | EU ST | ST, FS & CC | Capacity (MW) | Low Carbon | CCS | CCS Biomass | CCS Biomass | [8 empty] | 0.1 | 0.1 | 0.1 | 0.1 | 0.1 | 0.2 | 0.2 | 0.2 | 0.2 | 0.2 | 0.3 | 0.3 | 0.3 | 0.3 | 0.3 | 0.4 | 0.4 | 0.4 | 0.4 | 0.4 | 0.5
Austria | EU ST | ST, FS & CC | Capacity (MW) | Low Carbon | CCS | CCS Gas | CCS Gas | 0.1 | 0.1 | 0.1 | 0.2 | 0.2 | 0.2 | 0.2 | 0.2 | 0.3 | 0.3 | 0.3 | 0.3 | 0.3 | 0.4 | 0.4 | 0.4 | 0.4 | 0.4 | 0.5 | 0.5 | 0.5 | 0.5 | 0.5 | 0.6 | 2.89 | 6.39 | 22.19 | 157.41 | 212.99
Austria | EU ST | ST, FS & CC | Capacity (MW) | Thermal | Coal | Coal | Coal | 0.1 | 0.1 | 0.1 | 0.1 | 0.1 | 0.1 | 0.1 | 0.1 | 0.1 | 0.1 | 0.1 | 0.1 | 0.1 | 0.1 | 0.1 | 0.1 | 0.1 | 0.1 | 0.1 | 0.1 | 0.1 | 0.1 | 0.1 | 0.1 | 0.1 | 0.1 | 0.1 | 0.1 | 0.1
Austria | EU ST | ST, FS & CC | Capacity (MW) | Thermal | Gas | Gas Reciprocating Engines | Engine CHP | 78: 13; 82: 13; 86: 13; 90: 13; 94: 13; 98: 13; 102: 13
Austria | EU ST | ST, FS & CC | Capacity (MW) | Thermal | Gas | OCGT | GT | 0.1 | 0.1 | 0.1 | 0.1 | 0.1 | 770.1 | 1520.1 | 2270.1 | 3020.1 | 3020.1 | 3020.1 | 3020.1 | 3020.1 | 3020.1 | 3020.1 | 3020.1 | 3020.1 | 3020.1 | 3020.1 | 3020.1 | 3020.1 | 3020.1 | 3020.1 | 3020.1 | 3020.1 | 3020.1 | 3020.1 | 3020.1 | 3020.1
Austria | EU ST | ST, FS & CC | Capacity (MW) | Thermal | Gas | Gas CHP | GT CHP | 200 | 200 | 60 | 60 | 60 | 60 | 60 | 60 | 60 | 60 | 60 | 22 | 22 | 22 | 22 | 22 | 22 | 22 | 22 | 22
Austria | EU ST | ST, FS & CC | Capacity (MW) | Thermal | Low Carbon | Hydrogen CHP | GT Hydrogen | [8 empty] | 0.2 | 0.2 | 0.2 | 0.2 | 0.2 | 0.2 | 0.2 | 0.2 | 0.2 | 0.2 | 0.2 | 0.2 | 0.2 | 0.2 | 0.2 | 0.2 | 0.2 | 0.2 | 0.2 | 0.2 | 500.2
Austria | EU ST | ST, FS & CC | Capacity (MW) | Renewable | Onshore Wind | Onshore Wind | Onshore Wind | 3783.84 | 4233.84 | 4683.84 | 5333.84 | 6584.84 | 7824.84 | 9164.84 | 10543.84 | 11823.84 | 12473.94 | 12632.27 | 12746.98 | 12856.98 | 12974.95 | 13084.95 | 13212.57 | 13322.57 | 13432.57 | 13542.57 | 13654.64 | 13870.28 | 14156.97 | 14355.38 | 14529.09 | 14664.2 | 14792.62 | 14942.67 | 15147.36 | 15258.36
Austria | EU ST | ST, FS & CC | Capacity (MW) | Renewable | Other Renewables | Other Renewables | Other Renewables | 20.02 | 20.11 | 20.18 | 20.21 | 20.74 | 21.3 | 21.86 | 22.44 | 23.03 | 23.64 | 24.26 | 24.9 | 25.55 | 26.22 | 26.73 | 27.25 | 27.77 | 28.29 | 28.81 | 29.33 | 29.85 | 30.37 | 30.89 | 31.41 | 31.93 | 32.45 | 32.97 | 33.49 | 34.01
Austria | EU ST | ST, FS & CC | Capacity (MW) | Storage | Storage | Pumped Hydro | Pumped Storage | 2010 | 2010 | 2660 | 2660 | 2660 | 2660 | 2660 | 2660 | 2660 | 2660 | 2660 | 2660 | 2660 | 2660 | 2660 | 2660 | 2660 | 2660 | 2660 | 2660 | 2660 | 2660 | 2660 | 2660 | 2660 | 2660 | 2660 | 2660 | 2660
Austria | EU ST | ST, FS & CC | Capacity (MW) | Renewable | Hydro | Hydro | Reservoir Hydro | 761 | 761 | 761 | 761 | 761 | 761 | 761 | 761 | 761 | 761 | 761 | 761 | 761 | 761 | 761 | 761 | 761 | 761 | 761 | 761 | 761 | 761 | 761 | 761 | 761 | 761 | 761 | 761 | 761
Austria | EU ST | ST, FS & CC | Capacity (MW) | Renewable | Hydro | Hydro | Reservoir Hydro with pumping | 2690 | 2690 | 2690 | 2690 | 2690 | 2690 | 2690 | 2690 | 2690 | 2690 | 2690 | 2690 | 2690 | 2690 | 2690 | 2690 | 2690 | 2690 | 2690 | 2690 | 2690 | 2690 | 2690 | 2690 | 2690 | 2690 | 2690 | 2690 | 2690
Austria | EU ST | ST, FS & CC | Capacity (MW) | Renewable | Hydro | Hydro | Run-of-river Hydro | 4674 | 4697 | 4697 | 4697 | 4697 | 4697 | 4697 | 4742 | 4742 | 4742 | 4742 | 4742 | 4742 | 4742 | 4742 | 4742 | 4742 | 4742 | 4742 | 4742 | 4742 | 4742 | 4742 | 4742 | 4742 | 4742 | 4742 | 4742 | 4742
Austria | EU ST | ST, FS & CC | Capacity (MW) | Renewable | Hydro | Hydro | Small-Scale-Hydro | 1219 | 1219 | 1219 | 1219 | 1219 | 1219 | 1219 | 1219 | 1219 | 1219 | 1219 | 1219 | 1219 | 1219 | 1219 | 1219 | 1219 | 1219 | 1219 | 1219 | 1219 | 1219 | 1219 | 1219 | 1219 | 1219 | 1219 | 1219 | 1219
Austria | EU ST | ST, FS & CC | Capacity (MW) | Renewable | Solar | Solar PV | Solar PV | 2720 | 3962 | 5204 | 5918 | 7340.31 | 8373.58 | 9808.32 | 11256.19 | 12908.19 | 14557.19 | 15658.04 | 17210.37 | 17470.37 | 17730.37 | 17990.37 | 18250.37 | 18510.37 | 18770.37 | 19030.37 | 19290.37 | 19550.37 | 19810.37 | 20070.37 | 20330.37 | 20590.37 | 20850.37 | 21459.41 | 22184.35 | 22444.35
Austria | EU ST | ST, FS & CC | Capacity (MW) | Thermal | Gas | CCGT | Steam Gas | 260 | 260 | 256 | 232 | 232 | 232 | 232 | 232 | 146 | 146 | 146 | 146 | 146 | 140 | 140 | 140 | 140 | 140 | 140 | 140 | 140 | 140 | 140 | 140 | 140 | 140 | 140 | 140 | 70
Austria | EU ST | ST, FS & CC | Capacity (MW) | Thermal | Gas | Gas CHP | Steam Gas CHP | 692 | 692 | 607 | 569 | 569 | 544 | 534 | 469 | 469 | 469 | 449 | 426 | 356 | 356 | 256 | 256 | 256 | 256 | 256 | 256 | 235 | 165 | 165
Austria | EU ST | ST, FS & CC | Capacity (MW) | Thermal | Other Thermal | Fuel Oil | Steam Oil | 78: 2; 82: 2; 86: 2; 90: 2; 94: 2; 98: 2; 102: 2; 106: 2
Austria | EU ST | ST, FS & CC | Capacity (MW) | Thermal | Other Thermal | Fuel Oil | Steam Oil CHP | 78: 50; 82: 50; 86: 50; 90: 50; 94: 50; 98: 50; 102: 50; 106: 50; 110: 14; 114: 14; 118: 14; 122: 14
Austria | EU ST | ST, FS & CC | Capacity (MW) | Renewable | Waste | Waste | Waste | 539 | 539 | 539 | 539 | 539 | 539 | 539 | 539 | 539 | 531 | 531 | 531 | 531 | 531 | 531 | 531 | 531 | 531 | 531 | 531 | 531 | 531 | 531 | 531 | 531 | 531 | 531 | 531 | 531
Belgium | EU ST | ST, FS & CC | Capacity (MW) | Thermal | Gas | Gas CHP | Aggregated Small CHP | 1785.8 | 1825.1 | 1866.8 | 1911.2 | 1958.3 | 2008.3 | 2061.4 | 2117.9 | 2178.1 | 2241.9 | 2310.1 | 2382.5 | 2459.6 | 2541.7 | 2629.1 | 2722.3 | 2821.5 | 2927.3 | 3040 | 3040 | 3040 | 3040 | 3040 | 3040 | 3040 | 3040 | 3040 | 3040 | 3040
Belgium | EU ST | ST, FS & CC | Capacity (MW) | Storage | Storage | Battery | Battery | 34.3 | 38.3 | 394.19 | 455.67 | 518.15 | 579.64 | 585.64 | 590.64 | 596.64 | 596.64 | 596.64 | 596.64 | 596.64 | 596.64 | 596.64 | 596.64 | 596.64 | 590.64 | 580.64 | 580.64 | 580.64 | 580.64 | 580.64 | 580.64 | 580.64 | 580.64 | 580.64 | 580.64 | 580.64
Belgium | EU ST | ST, FS & CC | Capacity (MW) | Renewable | Biomass | Biomass | Biomass | 485 | 333 | 387 | 440 | 493 | 546 | 600 | 653 | 706 | 760 | 813 | 866 | 919 | 973 | 1026 | 1079 | 1115 | 1168 | 1271 | 1324 | 1378 | 1431 | 1484 | 1538 | 1591 | 1644 | 1697 | 1751 | 1754
Belgium | EU ST | ST, FS & CC | Capacity (MW) | Thermal | Gas | CCGT | CCGT | 2460.1 | 2460.1 | 1542.1 | 1542.2 | 1542.2 | 1185.2 | 1736.6 | 1981.47 | 1981.57 | 1981.57 | 1981.57 | 1981.57 | 1981.57 | 1981.67 | 1981.67 | 1981.67 | 1981.67 | 1981.67 | 1981.77 | 1559.77 | 1146.77 | 595.37 | 0.5 | 0.5 | 0.5 | 0.5 | 0.5 | 0.5 | 0.5
Belgium | EU ST | ST, FS & CC | Capacity (MW) | Thermal | Gas | Gas CHP | CCGT CHP | 78: 429; 82: 429; 86: 429; 90: 429; 94: 429; 98: 429; 102: 429; 106: 429; 110: 429; 114: 429; 118: 429; 122: 429; 126: 390; 130: 390; 134: 390; 138: 390
Belgium | EU ST | ST, FS & CC | Capacity (MW) | Thermal | Low Carbon | Hydrogen | CCGT Hydrogen | 0.1 | 0.1 | 0.1 | 0.2 | 0.2 | 0.2 | 0.2 | 0.2 | 61.66 | 61.66 | 61.66 | 84.35 | 84.35 | 127.55 | 617.55 | 617.55 | 1142.55 | 1142.55 | 1447.75 | 1670.37 | 1387.51 | 1421.52 | 1448.59 | 1550.08 | 1623.88 | 1645.54 | 1649.41 | 1651.69 | 1651.69
Belgium | EU ST | ST, FS & CC | Capacity (MW) | Low Carbon | CCS | CCS Biomass | CCS Biomass | [8 empty] | 0.1 | 0.1 | 0.1 | 0.1 | 0.1 | 0.2 | 0.2 | 0.2 | 0.2 | 0.41 | 10.08 | 14.74 | 123.19 | 154.99 | 194.5 | 194.77 | 198.2 | 198.58 | 198.89 | 199.83 | 200.3
Belgium | EU ST | ST, FS & CC | Capacity (MW) | Low Carbon | CCS | CCS Gas | CCS Gas |  |  |  | 0.1 | 0.1 | 0.1 | 0.1 | 0.1 | 0.2 | 0.2 | 0.2 | 0.2 | 0.2 | 0.3 | 540.3 | 540.3 | 540.3 | 540.3 | 540.4 | 540.4 | 565.32 | 595.2 | 595.2 | 1010.63 | 1010.63 | 1192.17 | 1192.17 | 1192.17 | 1192.27
Belgium | EU ST | ST, FS & CC | Capacity (MW) | Thermal | Coal | Coal | Coal | 0.1 | 0.1 | 0.1 | 0.1 | 0.1 | 0.1 | 0.1 | 0.1 | 0.1 | 0.1 | 0.1 | 0.1 | 0.1 | 0.1 | 0.1 | 0.1 | 0.1 | 0.1 | 0.1 | 0.1 | 0.1 | 0.1 | 0.1 | 0.1 | 0.1 | 0.1 | 0.1 | 0.1 | 0.1
Belgium | EU ST | ST, FS & CC | Capacity (MW) | Thermal | Gas | Gas Reciprocating Engines | Engine CHP | 78: 43; 82: 43; 86: 43; 90: 43; 94: 43; 98: 43; 102: 43; 106: 43; 110: 43; 114: 43; 118: 43; 122: 43; 126: 43; 130: 43; 134: 43; 138: 43; 142: 43
Belgium | EU ST | ST, FS & CC | Capacity (MW) | Renewable | Other Renewables | Other Renewables | Geothermal |  |  |  | 5 | 5 | 5 | 5 | 5 | 5 | 5 | 5 | 5 | 5 | 5 | 5 | 5 | 5 | 5 | 5 | 5 | 5 | 5 | 5 | 5 | 5 | 5 | 5 | 5 | 5
Belgium | EU ST | ST, FS & CC | Capacity (MW) | Thermal | Gas | OCGT | GT | 871.1 | 871.1 | 871.1 | 502.1 | 502.1 | 1031.54 | 1155.54 | 1655.54 | 2155.54 | 2066.54 | 2047.54 | 2047.54 | 2047.54 | 2047.54 | 2047.54 | 2047.54 | 2047.54 | 2047.54 | 2047.54 | 2047.54 | 2018.1 | 2018.1 | 2018.1 | 2018.1 | 2018.1 | 2018.1 | 2018.1 | 2018.1 | 2018.1
Belgium | EU ST | ST, FS & CC | Capacity (MW) | Thermal | Gas | Gas CHP | GT CHP | 436 | 436 | 436 | 436 | 436 | 436 | 436 | 436 | 436 | 436 | 436 | 436 | 436 | 436 | 342 | 342 | 342 | 202 | 77 | 19 | 19 | 19 | 19 | 19
Belgium | EU ST | ST, FS & CC | Capacity (MW) | Thermal | Low Carbon | Hydrogen CHP | GT Hydrogen | [8 empty] | 0.2 | 0.2 | 0.2 | 0.2 | 0.2 | 212.2 | 212.2 | 212.2 | 212.2 | 395.2 | 480.2 | 538.2 | 538.71 | 561.91 | 876.32 | 942.68 | 1008.42 | 1008.42 | 1011.15 | 1011.15 | 1048.85
Belgium | EU ST | ST, FS & CC | Capacity (MW) | Low Carbon | Nuclear | Nuclear | Nuclear | 5943.1 | 4937.1 | 3929.1 | 2077.1 | 2077.1 | 2077.1 | 2077.1 | 2077.1 | 0.1 | 0.1 | 0.1 | 0.1 | 0.1 | 0.1 | 0.1 | 0.1 | 0.1 | 0.1 | 0.1 | 0.1 | 0.1 | 0.1 | 0.1 | 0.1 | 0.1 | 0.1 | 0.1 | 0.1 | 0.1
Belgium | EU ST | ST, FS & CC | Capacity (MW) | Renewable | Offshore Wind | Offshore Wind | Offshore Wind | 2271 | 2684 | 2947 | 3211 | 3474 | 3737 | 4000 | 4167 | 4333 | 4500 | 4667 | 4833 | 5000 | 5167 | 5333 | 5500 | 5667 | 5833 | 6000 | 6200 | 6400 | 6600 | 6800 | 7000 | 7200 | 7400 | 7600 | 7800 | 8000
Belgium | EU ST | ST, FS & CC | Capacity (MW) | Renewable | Onshore Wind | Onshore Wind | Onshore Wind | 2959.12 | 3416 | 3680.35 | 3944.7 | 4284.7 | 4624.7 | 4964.7 | 5304.7 | 5644.7 | 5844.7 | 6044.7 | 6244.7 | 6444.7 | 6644.7 | 6844.7 | 7044.7 | 7244.7 | 7444.7 | 7644.7 | 7844.7 | 8044.7 | 8244.7 | 8444.7 | 8644.7 | 8844.7 | 9044.7 | 9185.7 | 9185.7 | 9185.7
Belgium | EU ST | ST, FS & CC | Capacity (MW) | Renewable | Other Renewables | Other Renewables | Other Renewables | 4.8 | 5.28 | 5.77 | 6.27 | 6.48 | 6.7 | 6.92 | 7.15 | 7.38 | 7.61 | 7.85 | 8.09 | 8.33 | 8.58 | 8.67 | 8.76 | 8.84 | 8.93 | 9.02 | 9.02 | 9.02 | 9.02 | 9.02 | 9.02 | 9.02 | 9.02 | 9.02 | 9.02
Belgium | EU ST | ST, FS & CC | Capacity (MW) | Storage | Storage | Pumped Hydro | Pumped Storage | 1391 | 1391 | 1391 | 1391 | 1391 | 1391 | 1391 | 1391 | 1391 | 1391 | 1391 | 1391 | 1391 | 1907 | 1907 | 1907 | 1907 | 1907 | 1907 | 1907 | 1907 | 1907 | 1907 | 1907 | 1907 | 1907 | 1907 | 1907 | 1907
Belgium | EU ST | ST, FS & CC | Capacity (MW) | Renewable | Hydro | Hydro | Run-of-river Hydro | 121 | 125 | 129 | 129 | 129 | 129 | 129 | 129 | 129 | 129 | 129 | 129 | 129 | 129 | 129 | 129 | 129 | 129 | 129 | 129 | 129 | 129 | 129 | 129 | 129 | 129 | 129 | 129 | 129
Belgium | EU ST | ST, FS & CC | Capacity (MW) | Renewable | Solar | Solar PV | Solar PV | 6287.07 | 6956.62 | 7684.75 | 8162.87 | 8642.31 | 9120.43 | 9598.55 | 10120.32 | 10607.44 | 11085.71 | 11568.15 | 12061.49 | 12539.62 | 13020.46 | 13498.58 | 13976.7 | 14454.82 | 14932.94 | 15411.07 | 15616.9 | 15816.9 | 16016.9 | 16217.08 | 16418.78 | 16618.78 | 16865.44 | 17072.14 | 17319.86 | 17536.6
Belgium | EU ST | ST, FS & CC | Capacity (MW) | Thermal | Gas | CCGT | Steam Gas | 337 | 337 | 337 | 337 | 337 | 337 | 337 | 337 | 337 | 337 | 337 | 337 | 337 | 305 | 305 | 305 | 305 | 305
Belgium | EU ST | ST, FS & CC | Capacity (MW) | Thermal | Gas | Gas CHP | Steam Gas CHP | 78: 312; 82: 312; 86: 312; 90: 312; 94: 312; 98: 312; 102: 312; 106: 312; 110: 312; 114: 312; 118: 312; 122: 312; 126: 312; 130: 135; 134: 135; 138: 135
Belgium | EU ST | ST, FS & CC | Capacity (MW) | Renewable | Waste | Waste | Waste | 270 | 270 | 270 | 270 | 238 | 238 | 238 | 238 | 226 | 226 | 226 | 226 | 226 | 226 | 226 | 226 | 226 | 207 | 207 | 162 | 162 | 142 | 142 | 142 | 142 | 101 | 101 | 101 | 101
Belgium | EU ST | ST, FS & CC | Capacity (MW) | Renewable | Waste | Waste CHP | Waste CHP | 196.8 | 201.6 | 206.6 | 211.9 | 217.5 | 178.5 | 184.8 | 191.5 | 198.5 | 206 | 214 | 222.4 | 231.3 | 240.7 | 250.7 | 261.3 | 272.5 | 284.4 | 247 | 247 | 247 | 247 | 247 | 247 | 247 | 247 | 247 | 247 | 247
Czech Republic | EU ST | ST, FS & CC | Capacity (MW) | Thermal | Gas | Gas CHP | Aggregated Small CHP | 380 | 380 | 380 | 380 | 380 | 380 | 380 | 380 | 380 | 380 | 380 | 380 | 380 | 380 | 380 | 380 | 380 | 380 | 380 | 380 | 380 | 380 | 380 | 380 | 380 | 380 | 380 | 380 | 380
Czech Republic | EU ST | ST, FS & CC | Capacity (MW) | Storage | Storage | Battery | Battery | 17.3 | 23.3 | 28.3 | 34.3 | 39.3 | 45.3 | 51.3 | 56.3 | 62.3 | 62.3 | 62.3 | 62.3 | 62.3 | 62.3 | 62.3 | 62.3 | 62.3 | 62.3 | 62.3 | 62.3 | 62.3 | 62.3 | 62.3 | 62.3 | 62.3 | 62.3 | 62.3 | 62.3 | 62.3
Czech Republic | EU ST | ST, FS & CC | Capacity (MW) | Renewable | Biomass | Biomass | Biomass | 1180.07 | 1215.54 | 1250.7 | 1285.46 | 1342.42 | 1400.72 | 1485.4 | 1546.47 | 1608.96 | 1667.25 | 1726.55 | 1786.88 | 1848.24 | 1910.65 | 1989.52 | 2213.77 | 2346.18 | 2363.76 | 2927.32 | 2566.52 | 2504.72 | 2504.72 | 2424.72 | 2424.72 | 2419.72 | 2419.72 | 2419.72 | 2419.72 | 2419.72
Czech Republic | EU ST | ST, FS & CC | Capacity (MW) | Renewable | Biomass | Biomass CHP | Biomass CHP |  |  | 64 | 96 | 96 | 96 | 96 | 96 | 96 | 96 | 96 | 96 | 96 | 96 | 96 | 96 | 96 | 96 | 96 | 96 | 162.2 | 162.2 | 263.2 | 263.2 | 263.2 | 263.2 | 263.2 | 263.2 | 263.2
Czech Republic | EU ST | ST, FS & CC | Capacity (MW) | Thermal | Gas | CCGT | CCGT | 953.1 | 953.1 | 953.1 | 953.2 | 953.2 | 953.2 | 1549.56 | 2076.27 | 2076.37 | 2076.37 | 2076.37 | 2076.37 | 2076.37 | 2076.47 | 2033.47 | 2033.47 | 2033.47 | 2033.47 | 2033.57 | 2033.57 | 2033.57 | 597.21 | 0.5 | 0.5 | 0.5 | 0.5 | 0.5 | 0.5 | 0.5
Czech Republic | EU ST | ST, FS & CC | Capacity (MW) | Thermal | Low Carbon | Hydrogen | CCGT Hydrogen | 0.1 | 0.1 | 0.1 | 0.2 | 0.2 | 0.2 | 0.2 | 0.2 | 18.36 | 148.86 | 238.74 | 273.2 | 294.05 | 311.23 | 323.48 | 323.48 | 323.48 | 323.48 | 323.68 | 347.32 | 392.69 | 420.38 | 575 | 672.2 | 672.2 | 676 | 689.16 | 715.9 | 855.62
Czech Republic | EU ST | ST, FS & CC | Capacity (MW) | Low Carbon | CCS | CCS Biomass | CCS Biomass | [8 empty] | 0.1 | 0.1 | 0.1 | 0.1 | 0.1 | 0.2 | 0.2 | 0.2 | 0.2 | 0.2 | 0.3 | 0.3 | 0.3 | 0.3 | 0.3 | 0.4 | 0.4 | 0.4 | 0.4 | 0.4 | 0.5
Czech Republic | EU ST | ST, FS & CC | Capacity (MW) | Low Carbon | CCS | CCS Gas | CCS Gas |  |  |  | 0.1 | 0.1 | 0.1 | 0.1 | 0.1 | 159.43 | 641.34 | 709.93 | 731.17 | 731.17 | 731.27 | 731.27 | 731.27 | 731.27 | 731.27 | 731.37 | 731.37 | 737.22 | 1056.02 | 1339.32 | 1381.23 | 1495.05 | 1742.99 | 2126.25 | 2327.52 | 2333.66
Czech Republic | EU ST | ST, FS & CC | Capacity (MW) | Thermal | Coal | Coal | Coal | 1047.1 | 987.1 | 987.1 | 239.1 | 239.1 | 239.1 | 239.1 | 239.1 | 239.1 | 239.1 | 239.1 | 239.1 | 239.1 | 239.1 | 239.1 | 239.1 | 239.1 | 137.1 | 58.1 | 3.1 | 0.1 | 0.1 | 0.1 | 0.1 | 0.1 | 0.1 | 0.1 | 0.1 | 0.1
Czech Republic | EU ST | ST, FS & CC | Capacity (MW) | Thermal | Coal | Coal | Coal CHP | 297 | 297 | 165 | 165 | 165 | 165 | 165 | 165 | 165 | 165 | 165 | 165 | 165 | 165 | 165 | 101 | 101 | 101 | 101 | 101 | 101 | 101
Czech Republic | EU ST | ST, FS & CC | Capacity (MW) | Thermal | Gas | Gas Reciprocating Engines | Engine CHP | 49 | 49 | 49 | 49 | 49 | 37 | 37 | 37 | 37 | 37 | 37 | 37 | 37 | 37 | 37 | 37 | 37 | 37 | 37 | 37 | 37 | 37 | 37 | 37 | 37 | 37 | 37 | 37
Czech Republic | EU ST | ST, FS & CC | Capacity (MW) | Thermal | Gas | OCGT | GT | 66.1 | 66.1 | 66.1 | 66.1 | 66.1 | 790.41 | 1450.41 | 2110.41 | 2770.41 | 2770.41 | 2770.41 | 2770.41 | 2770.41 | 2770.41 | 2770.41 | 2770.41 | 2770.41 | 2770.41 | 2748.41 | 2748.41 | 2546.1 | 2546.1 | 2546.1 | 2546.1 | 2480.1 | 2480.1 | 2480.1 | 2480.1 | 2480.1
Czech Republic | EU ST | ST, FS & CC | Capacity (MW) | Thermal | Gas | Gas CHP | GT CHP | 90 | 90 | 122 | 122 | 154 | 154 | 87 | 64 | 64 | 64 | 64 | 64 | 64 | 64 | 64 | 64 | 64 | 64 | 64 | 64 | 64 | 64 | 64 | 64 | 64 | 64 | 64 | 64 | 64
Czech Republic | EU ST | ST, FS & CC | Capacity (MW) | Thermal | Low Carbon | Hydrogen CHP | GT Hydrogen | [8 empty] | 0.2 | 0.2 | 0.2 | 0.2 | 0.2 | 0.2 | 0.2 | 0.2 | 0.2 | 0.2 | 0.2 | 0.2 | 0.2 | 0.2 | 45.07 | 48.17 | 84.02 | 96.8 | 160.27 | 214.95 | 229.73
Czech Republic | EU ST | ST, FS & CC | Capacity (MW) | Thermal | Coal | Coal | IGCC | 78: 370; 82: 370; 86: 370; 90: 370; 94: 370; 98: 370; 102: 370; 106: 370; 110: 370; 114: 370; 118: 370; 122: 370; 126: 370; 130: 370
Czech Republic | EU ST | ST, FS & CC | Capacity (MW) | Thermal | Coal | Coal | Lignite | 5426.89 | 5426.89 | 5054.89 | 5054.89 | 4684.89 | 4662.89 | 4637.89 | 3922.89 | 3787.89 | 2852.89 | 2786.89 | 2786.89 | 2781.89 | 2411.89 | 2130.09 | 1923.09 | 945.09 | 932.29 | 175.49 | 4.9 | 0.1 | 0.1 | 0.1 | 0.1 | 0.1 | 0.1 | 0.1 | 0.1 | 0.1
Czech Republic | EU ST | ST, FS & CC | Capacity (MW) | Thermal | Coal | Coal | Lignite CHP | 1490.7 | 1283.7 | 1035.7 | 588.7 | 556.7 | 556.7 | 556.7 | 556.7 | 556.7 | 556.7 | 556.7 | 556.7 | 556.7 | 556.7 | 556.7 | 556.7 | 556.7 | 556.7 | 556.7 | 421.7 | 355.5 | 355.5 | 355.5 | 355.5 | 355.5 | 355.5 | 355.5 | 355.5 | 355.5
Czech Republic | EU ST | ST, FS & CC | Capacity (MW) | Low Carbon | Nuclear | Nuclear | Nuclear | 3932 | 3932 | 3932 | 3932 | 3932 | 3932 | 3932 | 3932 | 3932 | 3932 | 3932 | 3932 | 3932 | 3932 | 3932 | 5132 | 5132 | 5132 | 5132 | 5132 | 5132 | 5132 | 5132 | 5132 | 4661 | 3725 | 3254 | 3254 | 3254
Czech Republic | EU ST | ST, FS & CC | Capacity (MW) | Renewable | Onshore Wind | Onshore Wind | Onshore Wind | 400 | 499 | 699 | 1100 | 1478.95 | 1528.95 | 1621.22 | 1797.8 | 1895.68 | 2411.17 | 2441.17 | 2471.17 | 3165.18 | 3195.18 | 3225.18 | 3255.18 | 3285.18 | 3482.67 | 3714.47 | 3744.47 | 3799.25 | 3829.25 | 3892.12 | 4173.94 | 4262.54 | 4484.54 | 4821.01 | 5046.09 | 5126.14
Czech Republic | EU ST | ST, FS & CC | Capacity (MW) | Renewable | Other Renewables | Other Renewables | Other Renewables | 4.24 | 4.26 | 4.28 | 4.29 | 4.5 | 4.72 | 4.95 | 5.18 | 5.42 | 5.64 | 5.86 | 6.09 | 6.32 | 6.55 | 6.62 | 6.68 | 6.75 | 6.82 | 6.88 | 6.88 | 6.88 | 6.88 | 6.88 | 6.88 | 6.88 | 6.88 | 6.88 | 6.88 | 6.88
Czech Republic | EU ST | ST, FS & CC | Capacity (MW) | Storage | Storage | Pumped Hydro | Pumped Storage | 1145 | 1145 | 1145 | 1145 | 1145 | 1145 | 1145 | 1145 | 1145 | 1145 | 1145 | 1145 | 1145 | 1145 | 1145 | 1145 | 1145 | 1145 | 1145 | 1145 | 1145 | 1145 | 1145 | 1145 | 1145 | 1145 | 1145 | 1145 | 1145
Czech Republic | EU ST | ST, FS & CC | Capacity (MW) | Renewable | Hydro | Hydro | Reservoir Hydro | 788 | 788 | 788 | 788 | 788 | 788 | 788 | 788 | 788 | 788 | 788 | 788 | 788 | 788 | 788 | 788 | 788 | 788 | 788 | 788 | 788 | 788 | 788 | 788 | 788 | 788 | 788 | 788 | 788
Czech Republic | EU ST | ST, FS & CC | Capacity (MW) | Renewable | Hydro | Hydro | Run-of-river Hydro | 268.5 | 268.5 | 268.5 | 268.5 | 268.5 | 268.5 | 268.5 | 268.5 | 268.5 | 268.5 | 268.5 | 268.5 | 268.5 | 268.5 | 268.5 | 268.5 | 268.5 | 268.5 | 268.5 | 268.5 | 268.5 | 268.5 | 268.5 | 268.5 | 268.5 | 268.5 | 268.5 | 268.5 | 268.5
Czech Republic | EU ST | ST, FS & CC | Capacity (MW) | Renewable | Solar | Solar PV | Solar PV | 2146 | 2226 | 2288.86 | 2603.26 | 2784.98 | 3092.23 | 3361.12 | 3730.96 | 4053.77 | 4490.77 | 5070.06 | 5100.06 | 5130.06 | 5160.06 | 5190.06 | 5220.06 | 5250.06 | 5280.06 | 5310.06 | 5362.36 | 5408.24 | 5466.31 | 5496.31 | 5526.31 | 5673.32 | 5764.52 | 5847.63 | 5911.21 | 5941.21
Czech Republic | EU ST | ST, FS & CC | Capacity (MW) | Thermal | Gas | CCGT | Steam Gas | 9 | 9 | 9 | 9 | 9 | 9 | 9 | 9 | 9 | 9 | 9 | 9 | 9 | 9 | 9 | 9 | 9 | 9 | 9 | 9 | 9 | 9 | 9 | 9 | 9 | 9 | 9 | 9
Czech Republic | EU ST | ST, FS & CC | Capacity (MW) | Thermal | Gas | Gas CHP | Steam Gas CHP | 78: 150.89; 82: 150.89; 86: 150.89; 90: 140.08; 94: 127.78; 98: 127.78; 102: 4.4; 106: 4.4; 110: 4.4
Denmark | EU ST | ST, FS & CC | Capacity (MW) | Thermal | Gas | Gas CHP | Aggregated Small CHP | 200: 95; 200: 89; 200: 89; 205: 82; 211: 81; 250: 74
Denmark | EU ST | ST, FS & CC | Capacity (MW) | Storage | Storage | Battery | Battery |  |  |  | 0.6 | 0.6 | 0.6 | 0.6 | 0.6 | 0.6 | 63.96 | 67.26 | 106.59 | 110.13 | 110.13 | 111.23 | 172.18 | 252.5 | 375.07 | 392.94 | 488.98 | 528.05 | 573.6 | 635.94 | 636.34 | 668.16 | 675.51 | 741.66 | 742.7 | 742.7
Denmark | EU ST | ST, FS & CC | Capacity (MW) | Renewable | Biomass | Biomass CHP | Biomass CHP | 2134 | 2134 | 1777 | 1769 | 1769 | 1769 | 1769 | 1769 | 1769 | 1521 | 1521 | 1181 | 1181 | 1181 | 1181 | 1181 | 1181 | 1181 | 1181 | 1181 | 1181 | 1181 | 1181 | 1181 | 1181 | 1181 | 1181 | 1181 | 1181
Denmark | EU ST | ST, FS & CC | Capacity (MW) | Thermal | Gas | CCGT | CCGT | 106: 393.29; 110: 393.29; 114: 393.29; 118: 393.29; 122: 393.29; 126: 393.29; 130: 393.29; 134: 393.29; 138: 393.29; 142: 393.29; 146: 393.29; 150: 393.29; 174: 393.29; 178: 393.29; 181: 393.29
Denmark | EU ST | ST, FS & CC | Capacity (MW) | Thermal | Gas | Gas CHP | CCGT CHP | 186 | 186 | 186 | 77 | 77 | 77 | 77 | 77 | 77 | 77 | 77 | 77 | 77 | 77 | 77 | 77 | 77 | 77 | 77
Denmark | EU ST | ST, FS & CC | Capacity (MW) | Thermal | Low Carbon | Hydrogen | CCGT Hydrogen | [9 empty] | 8.45 | 17.64 | 31.65 | 71.65 | 71.65 | 71.65 | 71.65 | 76.69 | 76.69 | 76.69 | 84.88 | 112.28 | 112.28 | 912.28 | 920.62 | 931.48 | 938.7 | 948.43 | 961.03 | 970.94
Denmark | EU ST | ST, FS & CC | Capacity (MW) | Low Carbon | CCS | CCS Biomass | CCS Biomass | 146: 0.7; 150: 53.65; 174: 196.42; 178: 211.58; 181: 282.34; 185: 454.63; 200: 607.11; 200: 826.18; 200: 915.12; 205: 960.3; 211: 980.92; 250: 999
Denmark | EU ST | ST, FS & CC | Capacity (MW) | Thermal | Coal | Coal | Coal CHP | 78: 758; 82: 385; 86: 385; 90: 385; 94: 385; 98: 385; 102: 385; 106: 385
Denmark | EU ST | ST, FS & CC | Capacity (MW) | Thermal | Gas | OCGT | GT | 170 | 170 | 170 | 100 | 100 | 434.28 | 793.89 | 1259.75 | 1777.75 | 1677.75 | 1677.75 | 1677.75 | 1677.75 | 1677.75 | 1677.75 | 1677.75 | 1677.75 | 1677.76 | 1677.76 | 1665.61 | 1631.33 | 1583.87 | 1583.87 | 1583.87 | 1583.87 | 1583.87 | 1583.87 | 1583.87 | 1568.17
Denmark | EU ST | ST, FS & CC | Capacity (MW) | Thermal | Gas | Gas CHP | GT CHP | 506 | 423 | 375 | 364 | 453 | 426 | 387 | 380 | 464 | 407 | 459 | 453 | 411 | 466 | 463 | 457 | 455 | 451 | 448 | 447 | 444 | 440 | 437 | 342 | 341 | 322 | 315 | 302 | 298
Denmark | EU ST | ST, FS & CC | Capacity (MW) | Thermal | Low Carbon | Hydrogen CHP | GT Hydrogen | 126: 16; 130: 16; 134: 17.61; 138: 21.57; 142: 21.57; 146: 21.57; 150: 21.57; 174: 21.57; 178: 1025.18; 181: 1056.06; 185: 1065.2; 200: 1074.04; 200: 1086.13; 200: 1150.01; 205: 1156.56; 211: 1163.19; 250: 1202.54
Denmark | EU ST | ST, FS & CC | Capacity (MW) | Renewable | Offshore Wind | Offshore Wind | Offshore Wind | 2302 | 2652 | 2652 | 2702 | 2742 | 4602 | 5152 | 5104 | 6604 | 7354 | 7604 | 7854 | 8104 | 8726 | 8876 | 9022 | 9172 | 9322 | 9572 | 9672 | 9772 | 9872 | 9944 | 11544 | 11644 | 11744 | 11844 | 11944 | 12044
Denmark | EU ST | ST, FS & CC | Capacity (MW) | Renewable | Onshore Wind | Onshore Wind | Onshore Wind | 4874 | 5035 | 5191 | 5353 | 6548.41 | 7077.6 | 7142.3 | 7182.3 | 7193.3 | 7101.3 | 7143.3 | 7103.3 | 7149.3 | 7174.3 | 7181.67 | 7158.67 | 7291.43 | 7413.32 | 7446.85 | 7384.8 | 7352.18 | 7351.37 | 7334.61 | 7333.61 | 7334.03 | 7333.33 | 7334.26 | 7526.61 | 8029.92
Denmark | EU ST | ST, FS & CC | Capacity (MW) | Renewable | Hydro | Hydro | Reservoir Hydro | 6 | 6 | 6 | 6 | 6 | 6 | 6 | 6 | 6 | 6 | 6 | 6 | 6 | 6 | 6 | 6 | 6 | 6 | 6 | 6 | 6 | 6 | 6 | 6 | 6 | 6 | 6 | 6 | 6
Denmark | EU ST | ST, FS & CC | Capacity (MW) | Renewable | Solar | Solar PV | Solar PV | 2391.9 | 3979.19 | 5163.91 | 5595.6 | 5788.87 | 5984.94 | 6118.2 | 6269.52 | 6402.78 | 6533.13 | 6665.74 | 6796.09 | 6926.43 | 7058.43 | 7772.23 | 8486.03 | 9199.83 | 9922.68 | 10636.48 | 10636.48 | 10646.04 | 10646.04 | 10687.28 | 10687.28 | 10736.89 | 10827.18 | 10860.72 | 10860.72 | 10947.68
Denmark | EU ST | ST, FS & CC | Capacity (MW) | Thermal | Gas | Gas CHP | Steam Gas CHP | 733 | 733 | 733 | 733 | 710 | 710 | 701 | 568 | 568 | 209 | 209 | 188 | 132 | 132 | 132 | 132 | 132 | 132 | 106 | 69 | 30
Denmark | EU ST | ST, FS & CC | Capacity (MW) | Thermal | Other Thermal | Fuel Oil | Steam Oil CHP | 63 | 63 | 63 | 63 | 63 | 63 | 63 | 63 | 63 | 37 | 37 | 37 | 37 | 37 | 37 | 37 | 37 | 37 | 37 | 37 | 37 | 37 | 37 | 37 | 37 | 37 | 37 | 37 | 37
Denmark | EU ST | ST, FS & CC | Capacity (MW) | Renewable | Waste | Waste CHP | Waste CHP | 457 | 457 | 457 | 457 | 457 | 457 | 457 | 457 | 457 | 457 | 457 | 457 | 457 | 457 | 457 | 457 | 457 | 457 | 457 | 457 | 457 | 457 | 457 | 457 | 457 | 457 | 457 | 457 | 457
Finland | EU ST | ST, FS & CC | Capacity (MW) | Storage | Storage | Battery | Battery | 30 | 30 | 30 | 30.6 | 30.6 | 30.6 | 30.6 | 66.76 | 79.89 | 262.4 | 262.4 | 336.54 | 685.08 | 685.08 | 808.37 | 808.37 | 1032.52 | 1032.52 | 1032.52 | 1044.4 | 1050.56 | 1051.2 | 1117.25 | 1142.17 | 1177.81 | 1178.37 | 1181.97 | 1196.66 | 1245.91
Finland | EU ST | ST, FS & CC | Capacity (MW) | Renewable | Biomass | Biomass CHP | Biomass CHP | 2667.6 | 2681.6 | 2815.6 | 2815.6 | 2737.6 | 2682.6 | 2682.6 | 2664.6 | 2720.6 | 2720.6 | 2795.6 | 2795.6 | 2837.4 | 2861.4 | 2926.4 | 3066.4 | 3075.2 | 3075.2 | 3127.2 | 3127.2 | 3183.2 | 3183.2 | 3183.2 | 3183.2 | 3183.2 | 3197.2 | 3197.2 | 3228.2 | 3309.2
Finland | EU ST | ST, FS & CC | Capacity (MW) | Thermal | Gas | CCGT | CCGT | 105.2 | 105.2 | 105.2 | 105.4 | 105.4 | 0.4 | 650.4 | 1250.4 | 1250.6 | 1250.6 | 1250.6 | 1250.6 | 1250.6 | 1250.8 | 1250.8 | 1250.8 | 1250.8 | 1250.8 | 1251 | 1251 | 1251 | 601 | 1 | 1 | 1 | 1 | 1 | 1 | 1
Finland | EU ST | ST, FS & CC | Capacity (MW) | Thermal | Gas | Gas CHP | CCGT CHP | 1067 | 1067 | 1067 | 1067 | 1067 | 1067 | 1067 | 1067 | 1067 | 804 | 804 | 804 | 804 | 804 | 804 | 804 | 634 | 634 | 634 | 234
Finland | EU ST | ST, FS & CC | Capacity (MW) | Thermal | Low Carbon | Hydrogen | CCGT Hydrogen | 0.2 | 0.2 | 0.2 | 0.4 | 0.4 | 0.4 | 0.4 | 0.4 | 0.6 | 0.6 | 0.6 | 0.6 | 0.6 | 0.8 | 0.8 | 0.8 | 81.66 | 85.66 | 85.86 | 85.86 | 85.86 | 85.86 | 85.86 | 85.86 | 85.86 | 85.86 | 85.86 | 85.86 | 85.86
Finland | EU ST | ST, FS & CC | Capacity (MW) | Low Carbon | CCS | CCS Biomass | CCS Biomass | [8 empty] | 0.2 | 0.2 | 0.2 | 0.2 | 0.2 | 0.4 | 0.4 | 0.4 | 0.4 | 0.4 | 0.6 | 0.6 | 0.6 | 0.6 | 25.61 | 31.88 | 175.86 | 343.66 | 353.42 | 398.21 | 401.95
Finland | EU ST | ST, FS & CC | Capacity (MW) | Low Carbon | CCS | CCS Gas | CCS Gas |  |  |  | 0.2 | 0.2 | 0.2 | 0.2 | 0.2 | 0.4 | 0.4 | 0.4 | 0.4 | 0.4 | 0.6 | 0.6 | 0.6 | 4.53 | 27.22 | 37.65 | 43.38 | 43.38 | 60.95 | 71 | 72.54 | 72.54 | 72.54 | 72.54 | 73.46 | 73.87
Finland | EU ST | ST, FS & CC | Capacity (MW) | Thermal | Coal | Coal | Coal | 440.2 | 440.2 | 440.2 | 440.2 | 440.2 | 440.2 | 440.2 | 0.2 | 0.2 | 0.2 | 0.2 | 0.2 | 0.2 | 0.2 | 0.2 | 0.2 | 0.2 | 0.2 | 0.2 | 0.2 | 0.2 | 0.2 | 0.2 | 0.2 | 0.2 | 0.2 | 0.2 | 0.2 | 0.2
Finland | EU ST | ST, FS & CC | Capacity (MW) | Thermal | Coal | Coal | Coal CHP | 78: 772; 82: 465; 86: 465; 90: 235; 94: 160; 98: 160; 102: 160
Finland | EU ST | ST, FS & CC | Capacity (MW) | Thermal | Gas | OCGT | GT | 1296.2 | 1296.2 | 1296.2 | 1296.2 | 1296.2 | 1515.68 | 1865.68 | 2315.68 | 2315.68 | 2315.68 | 2315.68 | 2315.68 | 2315.68 | 2315.68 | 2315.68 | 2315.68 | 2315.68 | 2315.68 | 2315.68 | 2315.68 | 2304.2 | 2304.2 | 2304.2 | 2304.2 | 2304.2 | 2304.2 | 2304.2 | 1854.2 | 1604.2
Finland | EU ST | ST, FS & CC | Capacity (MW) | Thermal | Gas | Gas CHP | GT CHP | 78: 49; 82: 49
Finland | EU ST | ST, FS & CC | Capacity (MW) | Thermal | Low Carbon | Hydrogen CHP | GT Hydrogen | [8 empty] | 0.4 | 0.4 | 0.4 | 0.4 | 0.4 | 833.4 | 833.4 | 833.4 | 1187.64 | 1462.37 | 1464.37 | 1466.24 | 1466.24 | 1466.24 | 1466.24 | 1466.24 | 1466.24 | 1466.24 | 1466.24 | 1466.24 | 1466.24
Finland | EU ST | ST, FS & CC | Capacity (MW) | Renewable | Hydro | Hydro | Hydro | 3132 | 3132 | 3132 | 3132 | 3132 | 3132 | 3132 | 3132 | 3132 | 3132 | 3132 | 3132 | 3132 | 3132 | 3132 | 3132 | 3132 | 3132 | 3132 | 3132 | 3132 | 3132 | 3132 | 3132 | 3132 | 3132 | 3132 | 3132 | 3132
Finland | EU ST | ST, FS & CC | Capacity (MW) | Low Carbon | Nuclear | Nuclear | Nuclear | 4380 | 4380 | 4380 | 4380 | 4380 | 4380 | 4380 | 4380 | 5580 | 5580 | 5580 | 5580 | 5580 | 5580 | 5580 | 5580 | 5580 | 5580 | 5580 | 5580 | 5580 | 5580 | 5580 | 5580 | 5580 | 5580 | 5580 | 5580 | 5580
Finland | EU ST | ST, FS & CC | Capacity (MW) | Renewable | Offshore Wind | Offshore Wind | Offshore Wind | 70.7 | 70.7 | 70.7 | 70.7 | 70.7 | 70.7 | 70.7 | 70.7 | 70.7 | 70.7 | 70.7 | 70.7 | 70.7 | 370.7 | 370.7 | 370.7 | 370.7 | 370.7 | 370.7 | 370.7 | 370.7 | 370.7 | 370.7 | 370.7 | 370.7 | 370.7 | 370.7 | 370.7 | 570.7
Finland | EU ST | ST, FS & CC | Capacity (MW) | Renewable | Onshore Wind | Onshore Wind | Onshore Wind | 4160 | 5465 | 6466 | 7016 | 7566 | 8116 | 8229 | 8343 | 8456 | 8916 | 9376 | 9836 | 10296 | 10756 | 10756 | 10756 | 10756 | 10756 | 10756 | 10756 | 10756 | 10756 | 10756 | 10756 | 10756 | 10756 | 10756 | 10756 | 10756
Finland | EU ST | ST, FS & CC | Capacity (MW) | Renewable | Other Renewables | Other Renewables | Other Renewables | 1076 | 1346 | 1346 | 1346 | 1346 | 1346 | 1346 | 1346 | 1346 | 1346 | 1346 | 1346 | 1346 | 1346 | 1346 | 1346 | 1346 | 1346 | 1346 | 1346 | 1346 | 1346 | 1346 | 1346 | 1346 | 1346 | 1346 | 1346 | 1346
Finland | EU ST | ST, FS & CC | Capacity (MW) | Thermal | Coal | Coal | Peat CHP | 535 | 535 | 535 | 535 | 535 | 535 | 535 | 535 | 448 | 448 | 259 | 259 | 259 | 215 | 70 | 70 | 70 | 70 | 70 | 70 | 70 | 70 | 70 | 70 | 70 | 70 | 70 | 30 | 30
Finland | EU ST | ST, FS & CC | Capacity (MW) | Renewable | Solar | Solar PV | Solar PV | 455 | 555 | 645 | 735 | 815 | 895 | 941.54 | 988.08 | 1034.62 | 1081.15 | 1127.69 | 1174.23 | 1220.77 | 1267.31 | 1313.85 | 1459.95 | 1638.34 | 1894.18 | 2112.95 | 2112.95 | 2185.6 | 2215.22 | 2322.69 | 2478.64 | 2586.81 | 2586.81 | 2615.72 | 2673.63 | 2673.63
Finland | EU ST | ST, FS & CC | Capacity (MW) | Thermal | Gas | Gas CHP | Steam Gas CHP | 546 | 546 | 546 | 546 | 546 | 546 | 546 | 546 | 546 | 536 | 536 | 536 | 479 | 479 | 424 | 424 | 280 | 280 | 150 | 150 | 150 | 150 | 150 | 150 | 150 | 150 | 150 | 150 | 150
Finland | EU ST | ST, FS & CC | Capacity (MW) | Thermal | Other Thermal | Fuel Oil | Steam Oil CHP | 143 | 143 | 50 | 50 | 50 | 50 | 50 | 50 | 50 | 50 | 50 | 50 | 50 | 50 | 50 | 50 | 50 | 50 | 50 | 50 | 50 | 50 | 50 | 50 | 50 | 50 | 50 | 50 | 30
Finland | EU ST | ST, FS & CC | Capacity (MW) | Renewable | Waste | Waste CHP | Waste CHP | 310.5 | 310.5 | 310.5 | 310.5 | 310.5 | 310.5 | 310.5 | 310.5 | 310.5 | 310.5 | 310.5 | 310.5 | 310.5 | 310.5 | 310.5 | 310.5 | 310.5 | 310.5 | 310.5 | 310.5 | 310.5 | 310.5 | 310.5 | 310.5 | 310.5 | 310.5 | 310.5 | 310.5 | 310.5
France | EU ST | ST, FS & CC | Capacity (MW) | Thermal | Gas | Gas CHP | Aggregated Small CHP | 5340 | 5240 | 5240 | 5240 | 4980 | 4720 | 4460 | 4200 | 3940 | 3630 | 3530 | 3430 | 3330 | 3230 | 3130 | 3030 | 2930 | 2830 | 2730 | 2630 | 2530 | 2430 | 2330 | 2230 | 2130 | 2030 | 1930 | 1830 | 1730
France | EU ST | ST, FS & CC | Capacity (MW) | Storage | Storage | Battery | Battery | 376.4 | 376.4 | 668.54 | 924.69 | 1180.83 | 1569.92 | 1569.92 | 1569.92 | 1569.92 | 1569.92 | 1569.92 | 1569.92 | 1569.92 | 1569.92 | 1569.92 | 1569.92 | 1569.92 | 1569.92 | 1569.92 | 1569.92 | 1569.92 | 1569.92 | 1569.92 | 1569.92 | 1569.92 | 1569.92 | 1569.92 | 1569.92 | 1569.92
France | EU ST | ST, FS & CC | Capacity (MW) | Renewable | Biomass | Biomass | Biomass | 1000 | 1075 | 1150 | 1250 | 1400 | 1550 | 1700 | 1850 | 2000 | 2150 | 2300 | 2450 | 2600 | 2750 | 2900 | 3050 | 3350 | 3500 | 3650 | 3800 | 3800 | 3950 | 4100 | 4250 | 4400 | 4550 | 4700 | 4850 | 5000
France | EU ST | ST, FS & CC | Capacity (MW) | Thermal | Gas | CCGT | CCGT | 6518.1 | 6518.1 | 6518.1 | 6518.2 | 6518.2 | 6518.2 | 6518.2 | 6726.19 | 6726.29 | 6726.29 | 6726.29 | 6726.29 | 6726.29 | 5926.39 | 5926.39 | 5926.39 | 5926.39 | 5514.39 | 3828.49 | 2989.49 | 1642.49 | 1229.49 | 1021.5 | 1021.5 | 446.5 | 446.5 | 446.5 | 446.5 | 446.5
France | EU ST | ST, FS & CC | Capacity (MW) | Thermal | Low Carbon | Hydrogen | CCGT Hydrogen | 0.1 | 0.1 | 0.1 | 0.2 | 0.2 | 0.2 | 0.2 | 0.2 | 0.4 | 0.4 | 0.4 | 0.4 | 0.4 | 0.6 | 0.6 | 0.6 | 0.6 | 0.6 | 0.8 | 0.8 | 0.8 | 0.8 | 0.8 | 0.8 | 0.8 | 0.8 | 0.8 | 0.8 | 0.8
France | EU ST | ST, FS & CC | Capacity (MW) | Low Carbon | CCS | CCS Biomass | CCS Biomass | [8 empty] | 0.1 | 0.1 | 0.1 | 0.1 | 0.1 | 0.2 | 0.2 | 0.2 | 0.2 | 0.2 | 0.3 | 0.3 | 0.3 | 0.3 | 0.3 | 0.4 | 2963.94 | 3918.71 | 4806.47 | 5912.51 | 7276.76
France | EU ST | ST, FS & CC | Capacity (MW) | Low Carbon | CCS | CCS Gas | CCS Gas |  |  |  | 0.1 | 0.1 | 0.1 | 0.1 | 0.1 | 0.2 | 0.2 | 0.2 | 0.2 | 0.2 | 0.3 | 0.3 | 0.3 | 0.3 | 0.3 | 0.4 | 0.4 | 0.4 | 0.4 | 0.4 | 0.5 | 0.5 | 0.5 | 0.5 | 0.5 | 0.6
France | EU ST | ST, FS & CC | Capacity (MW) | Thermal | Coal | Coal | Coal | 1760.1 | 1160.1 | 1160.1 | 0.1 | 0.1 | 0.1 | 0.1 | 0.1 | 0.1 | 0.1 | 0.1 | 0.1 | 0.1 | 0.1 | 0.1 | 0.1 | 0.1 | 0.1 | 0.1 | 0.1 | 0.1 | 0.1 | 0.1 | 0.1 | 0.1 | 0.1 | 0.1 | 0.1 | 0.1
France | EU ST | ST, FS & CC | Capacity (MW) | Thermal | Gas | Gas Reciprocating Engines | Engine | 1289.9 | 989.9 | 689.9 | 689.9 | 629.9 | 569.9 | 509.9 | 449.9 | 389.9 | 389.9 | 389.9 | 389.9 | 389.9 | 389.9 | 389.9 | 389.9 | 389.9 | 389.9 | 389.9 | 389.9 | 389.9 | 389.9 | 389.9 | 389.9 | 389.9 | 389.9 | 389.9 | 389.9 | 389.9
France | EU ST | ST, FS & CC | Capacity (MW) | Thermal | Gas | OCGT | GT | 2094.1 | 1891.1 | 1891.1 | 1636.1 | 1502.1 | 3502.1 | 5377.1 | 7377.09 | 8073.79 | 7861.79 | 7861.79 | 7861.79 | 7861.79 | 7908.54 | 7908.54 | 7908.54 | 7779.54 | 7405.54 | 6848.54 | 6848.54 | 6848.54 | 6848.55 | 6848.55 | 6848.55 | 6848.55 | 6848.55 | 6848.55 | 6848.55 | 6164.83
France | EU ST | ST, FS & CC | Capacity (MW) | Thermal | Gas | Gas CHP | GT CHP | 78: 260; 82: 260; 86: 260; 90: 260; 94: 260; 98: 260; 102: 260; 106: 260; 110: 260; 114: 260; 118: 260; 122: 260; 126: 260; 130: 260; 134: 260; 138: 260
France | EU ST | ST, FS & CC | Capacity (MW) | Thermal | Low Carbon | Hydrogen CHP | GT Hydrogen | [8 empty] | 0.2 | 0.2 | 0.2 | 0.2 | 0.2 | 0.2 | 0.2 | 0.2 | 0.2 | 0.2 | 0.2 | 0.2 | 0.2 | 0.2 | 0.2 | 0.2 | 0.2 | 0.2 | 0.2 | 0.2 | 0.2
France | EU ST | ST, FS & CC | Capacity (MW) | Low Carbon | Nuclear | Nuclear | Nuclear | 61370 | 61370 | 62970 | 62970 | 62970 | 62970 | 62055 | 61145 | 61145 | 59350 | 58460 | 57550 | 57350 | 57135 | 56910 | 58915 | 60000 | 59260 | 61240 | 61320 | 59965 | 59305 | 59305 | 56055 | 53170 | 52550 | 52550 | 52550 | 51645
France | EU ST | ST, FS & CC | Capacity (MW) | Renewable | Offshore Wind | Offshore Wind | Offshore Wind | 480 | 480 | 1924 | 2916 | 2916 | 3166 | 4016 | 5016 | 6266 | 7766 | 8766 | 9766 | 10766 | 11766 | 12766 | 13766 | 14766 | 15766 | 16766 | 17766 | 18766 | 19766 | 20766 | 21766 | 22766 | 23766 | 24766 | 25766 | 26766
France | EU ST | ST, FS & CC | Capacity (MW) | Renewable | Onshore Wind | Onshore Wind | Onshore Wind | 19028 | 22476 | 24985 | 27484.17 | 29334.17 | 31185.17 | 33034.17 | 34885.94 | 38859.16 | 42236.01 | 44086.95 | 46026.65 | 47876.65 | 49725.65 | 51575.65 | 53425.65 | 55275.65 | 57125.65 | 58975.65 | 58975.65 | 58975.65 | 58975.65 | 58975.65 | 59144.45 | 59143.45 | 59144.45 | 59144.45 | 59144.45 | 59144.45
France | EU ST | ST, FS & CC | Capacity (MW) | Storage | Storage | Pumped Hydro | Pumped Storage | 5373.2 | 5373.2 | 5373.2 | 5373.2 | 5373.2 | 5373.2 | 5373.2 | 5373.2 | 5373.2 | 5373.2 | 5373.2 | 5373.2 | 5373.2 | 5373.2 | 5373.2 | 5373.2 | 5373.2 | 5373.2 | 5373.2 | 5373.2 | 5373.2 | 5373.2 | 5373.2 | 5373.2 | 5373.2 | 5373.2 | 5373.2 | 5373.2 | 5373.2
France | EU ST | ST, FS & CC | Capacity (MW) | Renewable | Hydro | Hydro | Reservoir Hydro | 9156.4 | 9252.6 | 9348.8 | 9445 | 9541.2 | 9637.4 | 9733.6 | 9829.8 | 9926 | 9926 | 9926 | 9926 | 9926 | 9926 | 9926 | 9926 | 9926 | 9926 | 9926 | 9926 | 9926 | 9926 | 9926 | 9926 | 9926 | 9926 | 9926 | 9926 | 9926
France | EU ST | ST, FS & CC | Capacity (MW) | Renewable | Hydro | Hydro | Run-of-river Hydro | 11067 | 11102 | 11137 | 11172 | 11207 | 11242 | 11277 | 11277 | 11277 | 11277 | 11277 | 11277 | 11277 | 11277 | 11277 | 11277 | 11277 | 11277 | 11277 | 11277 | 11277 | 11277 | 11277 | 11277 | 11277 | 11277 | 11277 | 11277 | 11277
France | EU ST | ST, FS & CC | Capacity (MW) | Renewable | Solar | Solar PV | Solar PV | 13043 | 15918.3 | 18138.3 | 20360.3 | 22581.3 | 24801.3 | 26973.26 | 32760.14 | 34987.67 | 37455.38 | 39574.38 | 42924.94 | 45042.94 | 47836.22 | 50044.76 | 52178.14 | 54356.2 | 56474.2 | 58593.2 | 58779.93 | 60586.95 | 60830.64 | 61347.43 | 62643.21 | 62643.21 | 65493.99 | 65843.9 | 65843.9 | 65843.9
France | EU ST | ST, FS & CC | Capacity (MW) | Thermal | Gas | CCGT | Steam Gas | 65 | 65 | 65 | 65 | 65 | 65 | 65 | 65 | 65 | 65 | 65 | 65 | 65 | 65 | 65 | 65 | 65 | 65 | 65 | 65 | 65 | 65 | 65
France | EU ST | ST, FS & CC | Capacity (MW) | Renewable | Marine | Marine | Tidal Range | 240 | 240 | 240 | 240 | 240 | 240 | 240 | 240 | 240 | 240 | 240 | 240 | 240 | 240 | 240 | 240 | 240 | 240 | 240 | 240 | 240 | 240 | 240 | 240 | 240 | 240 | 240 | 240 | 240
France | EU ST | ST, FS & CC | Capacity (MW) | Renewable | Waste | Waste | Waste | 1822 | 1922 | 2022 | 2122 | 2322 | 2522 | 2722 | 2922 | 3122 | 3322 | 3522 | 3722 | 3922 | 4122 | 4322 | 4522 | 4722 | 4922 | 5122 | 5322 | 5522 | 5722 | 5922 | 6122 | 6322 | 6522 | 6722 | 6922 | 7122
Germany | EU ST | ST, FS & CC | Capacity (MW) | Thermal | Gas | Gas CHP | Aggregated Small CHP | 13271.51 | 13060.8 | 12850.1 | 12639.39 | 12428.68 | 12216.97 | 12006.26 | 11796.55 | 11583.84 | 11378.13 | 11429.42 | 11480.71 | 11532 | 11583.29 | 11635.58 | 11686.87 | 11686.87 | 11686.87 | 11686.87 | 10419.96 | 10351.19 | 10260.75 | 10142.77 | 9990.33 | 9795.63 | 9550.54 | 9247.6 | 8881.7 | 8452.4
Germany | EU ST | ST, FS & CC | Capacity (MW) | Storage | Storage | Battery | Battery | 2055.05 | 2379.05 | 2998.58 | 3649.1 | 4116.63 | 4586.15 | 4729.15 | 4871.15 | 5014.15 | 5014.15 | 5068.4 | 5255.4 | 5442.4 | 5629.4 | 5819.36 | 6358.98 | 6623.52 | 6893.01 | 7103.76 | 7104.77 | 7104.77 | 7122.16 | 7152.24 | 7152.24 | 7164.1 | 7174.05 | 7177.51 | 7251.38 | 7251.38
Germany | EU ST | ST, FS & CC | Capacity (MW) | Renewable | Biomass | Biomass | Biomass | 10151 | 10134 | 10117 | 10100 | 10179 | 10260 | 10340 | 10421 | 10500 | 10601 | 10701 | 10800 | 10900 | 10999 | 11100 | 11200 | 11300 | 11399 | 11500 | 11500 | 11500 | 11500 | 11500 | 11500 | 11500 | 11500 | 11500 | 11500 | 11500
Germany | EU ST | ST, FS & CC | Capacity (MW) | Thermal | Gas | CCGT | CCGT | 5920 | 5920 | 5920 | 5920 | 5920 | 9756.38 | 12403.38 | 15403.38 | 17303.38 | 17303.38 | 17303.38 | 17303.38 | 17303.38 | 17303.38 | 16503.38 | 16086.38 | 15248.38 | 15248.38 | 13515.38 | 12970.38 | 10075 | 6645 | 2345 | 2345 | 1900 | 1900 | 1900 | 1900 | 1900
Germany | EU ST | ST, FS & CC | Capacity (MW) | Thermal | Gas | Gas CHP | CCGT CHP | 8409.14 | 9309.14 | 9709.14 | 9937.14 | 10077.14 | 9471.34 | 9611.34 | 10081.34 | 10569.24 | 11386.74 | 11332.54 | 11732.54 | 11646.54 | 11962.14 | 10362.9 | 10362.9 | 10362.9 | 10062.9 | 9935.9 | 9551 | 9551 | 9251 | 8801 | 8801 | 7231 | 7231 | 7231 | 7231 | 7231
Germany | EU ST | ST, FS & CC | Capacity (MW) | Thermal | Low Carbon | Hydrogen | CCGT Hydrogen | 0.1 | 0.1 | 0.1 | 0.2 | 0.2 | 0.2 | 0.2 | 0.2 | 1393.41 | 2686.46 | 4301.74 | 5316.08 | 5393.23 | 5768.89 | 5795.44 | 5795.44 | 5795.44 | 5795.44 | 5795.64 | 5795.64 | 8706.93 | 14214.58 | 19742.62 | 19742.62 | 20864.82 | 22221.92 | 22687.7 | 22827.13 | 23495.14
Germany | EU ST | ST, FS & CC | Capacity (MW) | Low Carbon | CCS | CCS Biomass | CCS Biomass | [8 empty] | 0.1 | 0.1 | 0.1 | 0.1 | 0.1 | 0.2 | 2.02 | 2.02 | 30.21 | 34.34 | 220.39 | 327.57 | 753.32 | 3074.23 | 4118.98 | 4128.64 | 4307.8 | 4315.44 | 4434.69 | 4479.26 | 4496
Germany | EU ST | ST, FS & CC | Capacity (MW) | Low Carbon | CCS | CCS Gas | CCS Gas |  |  |  | 0.1 | 0.1 | 0.1 | 0.1 | 0.1 | 2480.55 | 3650.18 | 3650.18 | 3650.18 | 3650.18 | 3656.66 | 3657.59 | 3657.59 | 3657.59 | 3657.59 | 3657.69 | 4157.69 | 4557.69 | 4557.69 | 4734.76 | 4734.86 | 6339.92 | 6446.71 | 6708.75 | 7474.58 | 7474.68
Germany | EU ST | ST, FS & CC | Capacity (MW) | Thermal | Coal | Coal | Coal | 6370.1 | 4963.1 | 4273.1 | 3552.1 | 3552.1 | 3552.1 | 3044.1 | 1573.1 | 0.1 | 0.1 | 0.1 | 0.1 | 0.1 | 0.1 | 0.1 | 0.1 | 0.1 | 0.1 | 0.1 | 0.1 | 0.1 | 0.1 | 0.1 | 0.1 | 0.1 | 0.1 | 0.1 | 0.1 | 0.1
Germany | EU ST | ST, FS & CC | Capacity (MW) | Thermal | Coal | Coal | Coal CHP | 78: 8454; 82: 8064; 86: 8064; 90: 8064; 94: 6577; 98: 5041; 102: 4336; 106: 4247; 110: 4247
Germany | EU ST | ST, FS & CC | Capacity (MW) | Thermal | Gas | Gas Reciprocating Engines | Engine CHP | 190 | 190 | 190 | 190 | 190 | 190 | 190 | 190 | 190 | 190 | 190 | 190 | 190 | 190 | 190 | 190 | 190 | 190 | 190 | 190
Germany | EU ST | ST, FS & CC | Capacity (MW) | Renewable | Other Renewables | Other Renewables | Geothermal | 78 | 82 | 86 | 90 | 94 | 98 | 102 | 106 | 110 | 114 | 118 | 122 | 126 | 130 | 134 | 138 | 142 | 146 | 150 | 174 | 178 | 181 | 185 | 200 | 200 | 200 | 205 | 211 | 250
Germany | EU ST | ST, FS & CC | Capacity (MW) | Thermal | Gas | OCGT | GT | 3228.2 | 3228.2 | 3228.2 | 3108.2 | 2585.7 | 4785.7 | 7197.7 | 9610.7 | 11538.7 | 11538.7 | 11538.7 | 11538.7 | 11538.7 | 11538.7 | 11538.7 | 10994.7 | 10994.7 | 10994.7 | 10900.1 | 10900.1 | 10900.1 | 10900.1 | 9700.1 | 9700.1 | 9700.1 | 9700.1 | 9700.1 | 9700.1 | 9700.1
Germany | EU ST | ST, FS & CC | Capacity (MW) | Thermal | Gas | Gas CHP | GT CHP | 120 | 120 | 120 | 120 | 120 | 120 | 120 | 120 | 120 | 120 | 120 | 120 | 120 | 120 | 120 | 120 | 120 | 120 | 120 | 120 | 120 | 120
Germany | EU ST | ST, FS & CC | Capacity (MW) | Thermal | Low Carbon | Hydrogen CHP | GT Hydrogen | [8 empty] | 0.2 | 0.2 | 0.2 | 19.36 | 269.36 | 269.36 | 445.08 | 485.64 | 485.64 | 485.64 | 485.64 | 485.64 | 1095.64 | 1745.64 | 3345.64 | 3345.64 | 5145.64 | 5560.42 | 5560.42 | 5577.59 | 6077.59
Germany | EU ST | ST, FS & CC | Capacity (MW) | Thermal | Coal | Coal | Lignite | 17738.1 | 15174.1 | 14417.1 | 14096.1 | 13166.1 | 11306.1 | 10678.1 | 6092.1 | 3704.1 | 0.1 | 0.1 | 0.1 | 0.1 | 0.1 | 0.1 | 0.1 | 0.1 | 0.1 | 0.1 | 0.1 | 0.1 | 0.1 | 0.1 | 0.1 | 0.1 | 0.1 | 0.1 | 0.1 | 0.1
Germany | EU ST | ST, FS & CC | Capacity (MW) | Thermal | Coal | Coal | Lignite CHP | 78: 342.1; 82: 166.1; 86: 166.1; 90: 166.1; 94: 166.1; 98: 166.1; 102: 166.1; 106: 166.1; 110: 166.1
Germany | EU ST | ST, FS & CC | Capacity (MW) | Low Carbon | Nuclear | Nuclear | Nuclear | 78: 4049
Germany | EU ST | ST, FS & CC | Capacity (MW) | Renewable | Offshore Wind | Offshore Wind | Offshore Wind | 8723.2 | 8723.2 | 9864.2 | 11639.2 | 13711.2 | 15783.2 | 17855.2 | 19928.2 | 21999.2 | 23799.2 | 25599.2 | 27399.2 | 29199.2 | 30999.2 | 32799.2 | 34599.2 | 36399.2 | 38199.2 | 39999.2 | 39999.2 | 39999.2 | 39999.2 | 39999.2 | 39999.2 | 39999.2 | 39999.2 | 39999.2 | 40000.01 | 40000.01
Germany | EU ST | ST, FS & CC | Capacity (MW) | Renewable | Onshore Wind | Onshore Wind | Onshore Wind | 57600.74 | 62901.68 | 66562.42 | 69648.27 | 72852.47 | 75204.41 | 78147.55 | 79980.42 | 83061.53 | 85462.11 | 87862.12 | 90262.13 | 92662.15 | 95062.05 | 97462.07 | 99862.07 | 102262.19 | 104662 | 107062.1 | 107062.11 | 107062.21 | 107062.21 | 107318.79 | 107664.99 | 108746.31 | 110156.68 | 110704.17 | 110951.17 | 111263.05
Germany | EU ST | ST, FS & CC | Capacity (MW) | Storage | Storage | Pumped Hydro | Pumped Storage | 7218.2 | 7218.2 | 7218.2 | 7218.2 | 7218.2 | 7218.2 | 7218.2 | 7218.2 | 7218.2 | 7218.2 | 7218.2 | 7218.2 | 7218.2 | 7218.2 | 7218.2 | 7218.2 | 7218.2 | 7218.2 | 7218.2 | 7218.2 | 7218.2 | 7218.2 | 7218.2 | 7218.2 | 7218.2 | 7218.2 | 7218.2 | 7218.2 | 7218.2
Germany | EU ST | ST, FS & CC | Capacity (MW) | Renewable | Hydro | Hydro | Reservoir Hydro | 2240 | 2240 | 2240 | 2240 | 2280 | 2280 | 2280 | 2280 | 2280 | 2280 | 2280 | 2280 | 2280 | 2280 | 2330 | 2330 | 2330 | 2330 | 2330 | 2330 | 2330 | 2330 | 2330 | 2330 | 2330 | 2330 | 2330 | 2330 | 2330
Germany | EU ST | ST, FS & CC | Capacity (MW) | Renewable | Hydro | Hydro | Reservoir Hydro with pumping | 789 | 789 | 789 | 789 | 789 | 789 | 789 | 789 | 789 | 789 | 789 | 789 | 789 | 789 | 789 | 789 | 789 | 789 | 789 | 789 | 789 | 789 | 789 | 789 | 789 | 789 | 789 | 789 | 789
Germany | EU ST | ST, FS & CC | Capacity (MW) | Renewable | Hydro | Hydro | Run-of-river Hydro | 5331 | 5426 | 5522 | 5617 | 5691 | 5764 | 5838 | 5911 | 5985 | 6058 | 6132 | 6205 | 6278 | 6352 | 6401 | 6451 | 6500 | 6550 | 6599 | 6716 | 6834 | 6951 | 7068 | 7186 | 7303 | 7421 | 7538 | 7655 | 7773
Germany | EU ST | ST, FS & CC | Capacity (MW) | Renewable | Solar | Solar PV | Solar PV | 59158.08 | 63013.22 | 73546.2 | 77461.88 | 81419.86 | 85402.61 | 89257.91 | 97417.69 | 101430.61 | 102456.67 | 103456.51 | 104456.65 | 105456.67 | 106456.6 | 107456.65 | 108456.69 | 109456.62 | 110456.55 | 111456.59 | 111456.59 | 111456.59 | 111456.59 | 111456.59 | 111456.59 | 111666.58 | 111732.8 | 112129.7 | 112129.7 | 112129.7
Germany | EU ST | ST, FS & CC | Capacity (MW) | Thermal | Gas | CCGT | Steam Gas | 78: 1238; 82: 823; 86: 823; 90: 823; 94: 823
Germany | EU ST | ST, FS & CC | Capacity (MW) | Thermal | Gas | Gas CHP | Steam Gas CHP | 1476 | 1111.5 | 1111.5 | 406.5 | 406.5 | 406.5 | 406.5 | 406.5 | 406.5 | 406.5 | 406.5 | 406.5 | 181.5 | 181.5 | 181.5 | 181.5 | 181.5 | 181.5 | 181.5 | 96.5 | 96.5
Germany | EU ST | ST, FS & CC | Capacity (MW) | Thermal | Other Thermal | Fuel Oil | Steam Oil CHP | 78: 384.5; 82: 384.5; 86: 384.5; 90: 384.5; 94: 384.5; 98: 384.5; 102: 292; 106: 80; 110: 80; 114: 80; 118: 80; 122: 80; 126: 80
Ireland (IAI) | EU ST | ST, FS & CC | Capacity (MW) | Thermal | Gas | Gas CHP | Aggregated Small CHP | 138 | 138 | 138 | 138 | 138 | 138 | 138 | 138 | 138 | 138 | 138 | 138 | 138 | 138 | 138 | 138 | 138 | 138 | 138 | 138 | 138 | 138 | 138 | 138 | 138 | 138 | 138 | 138 | 138
Ireland (IAI) | EU ST | ST, FS & CC | Capacity (MW) | Storage | Storage | Battery | Battery | 460.1 | 618.1 | 655.1 | 726.1 | 726.1 | 726.1 | 726.1 | 726.1 | 726.1 | 726.1 | 726.1 | 726.1 | 726.1 | 726.1 | 884.49 | 918.34 | 964.76 | 1229.9 | 1376.81 | 1547.72 | 1547.72 | 1570.7 | 1640.17 | 1665.82 | 1728.89 | 1810.33 | 1874.84 | 1973.05 | 1974.68
Ireland (IAI) | EU ST | ST, FS & CC | Capacity (MW) | Renewable | Biomass | Biomass | Biomass | 141.6 | 141.6 | 141.6 | 141.6 | 141.6 | 141.6 | 141.6 | 141.6 | 141.6 | 141.6 | 141.6 | 141.6 | 141.6 | 141.6 | 141.6 | 141.6 | 141.6 | 141.6 | 141.6 | 141.6 | 141.6 | 141.6 | 141.6 | 141.6 | 141.6 | 141.6 | 141.6 | 141.6 | 141.6
Ireland (IAI) | EU ST | ST, FS & CC | Capacity (MW) | Renewable | Biomass | Biomass CHP | Biomass CHP | 30 | 30 | 30 | 30 | 30 | 30 | 30 | 30 | 30 | 30 | 30 | 30 | 30 | 30 | 30 | 30 | 30 | 30 | 30 | 30 | 30 | 30 | 30 | 30 | 30 | 30 | 30 | 30 | 30
Ireland (IAI) | EU ST | ST, FS & CC | Capacity (MW) | Thermal | Gas | CCGT | CCGT | 4321.2 | 4321.2 | 4321.2 | 4321.4 | 4321.4 | 4321.4 | 4321.4 | 4321.4 | 4089.6 | 4089.6 | 3353.6 | 2758.6 | 2758.6 | 2124.8 | 1740.8 | 1740.8 | 1340.8 | 1340.8 | 909 | 465 | 465 | 465 | 465 | 1.1 | 1.1 | 1.1 | 1.1 | 1.1 | 1.1
Ireland (IAI) | EU ST | ST, FS & CC | Capacity (MW) | Thermal | Low Carbon | Hydrogen | CCGT Hydrogen | 0.2 | 0.2 | 0.2 | 0.4 | 0.4 | 0.4 | 0.4 | 0.4 | 0.8 | 0.8 | 0.8 | 0.8 | 0.8 | 1.2 | 1.2 | 1.2 | 1.2 | 4.98 | 128.81 | 212.88 | 212.88 | 245.21 | 247.43 | 247.63 | 247.63 | 249.68 | 250.19 | 251.98 | 275.63
Ireland (IAI) | EU ST | ST, FS & CC | Capacity (MW) | Low Carbon | CCS | CCS Biomass | CCS Biomass | [8 empty] | 0.1 | 0.1 | 0.1 | 0.1 | 0.1 | 0.2 | 0.2 | 0.2 | 0.2 | 0.71 | 120.87 | 391.95 | 456.82 | 489.56 | 501.49 | 502.77 | 506.5 | 513.92 | 537.86 | 552.68 | 559.91
Ireland (IAI) | EU ST | ST, FS & CC | Capacity (MW) | Low Carbon | CCS | CCS Gas | CCS Gas |  |  |  | 0.1 | 0.1 | 0.1 | 0.1 | 0.1 | 0.2 | 0.2 | 0.2 | 0.2 | 0.2 | 0.3 | 0.3 | 0.3 | 0.3 | 0.3 | 0.4 | 0.4 | 0.4 | 0.4 | 0.4 | 0.4 | 0.4 | 0.4 | 0.4 | 0.4 | 0.4
Ireland (IAI) | EU ST | ST, FS & CC | Capacity (MW) | Thermal | Coal | Coal | Coal | 968.1 | 968.1 | 968.1 | 570.1 | 0.1 | 0.1 | 0.1 | 0.1 | 0.1 | 0.1 | 0.1 | 0.1 | 0.1 | 0.1 | 0.1 | 0.1 | 0.1 | 0.1 | 0.1 | 0.1 | 0.1 | 0.1 | 0.1 | 0.1 | 0.1 | 0.1 | 0.1 | 0.1 | 0.1
Ireland (IAI) | EU ST | ST, FS & CC | Capacity (MW) | Thermal | Gas | Gas Reciprocating Engines | Engine | 83.07 | 83.07 | 83.07 | 83.07 | 83.07 | 83.07 | 83.07 | 83.07 | 83.07 | 83.07 | 83.07 | 83.07 | 83.07 | 83.07 | 83.07 | 83.07 | 83.07 | 83.07 | 83.07 | 83.07 | 83.07 | 83.07 | 83.07 | 83.07 | 83.07 | 83.07 | 83.07 | 83.07
Ireland (IAI) | EU ST | ST, FS & CC | Capacity (MW) | Thermal | Gas | OCGT | GT | 1070.82 | 1516.82 | 2160.82 | 2152.42 | 1972.42 | 2279.42 | 2629.42 | 3008.23 | 2735.23 | 2735.23 | 2735.23 | 2735.23 | 2735.23 | 2735.23 | 2735.23 | 2735.23 | 2735.23 | 2631.23 | 2468.23 | 2468.23 | 2468.23 | 2468.23 | 2468.23 | 2385.21 | 2269.21 | 2269.21 | 2269.21 | 2269.21 | 2269.21
Ireland (IAI) | EU ST | ST, FS & CC | Capacity (MW) | Thermal | Low Carbon | Hydrogen CHP | GT Hydrogen | [8 empty] | 0.4 | 0.4 | 0.4 | 0.4 | 0.4 | 0.4 | 0.4 | 0.4 | 250.4 | 250.4 | 450.4 | 470.15 | 496.33 | 496.33 | 496.76 | 496.76 | 496.76 | 496.76 | 497.37 | 497.37 | 497.37
Ireland (IAI) | EU ST | ST, FS & CC | Capacity (MW) | Renewable | Offshore Wind | Offshore Wind | Offshore Wind | 25 | 250 | 500 | 1000 | 1500 | 2000 | 2750 | 3500 | 4000 | 4000 | 4000 | 4000 | 4000 | 4500 | 4500 | 4500 | 4500 | 4500 | 5000 | 5000 | 5000 | 5000 | 5000 | 5000 | 5000 | 5000 | 5000 | 5000 | 5000
Ireland (IAI) | EU ST | ST, FS & CC | Capacity (MW) | Renewable | Onshore Wind | Onshore Wind | Onshore Wind | 6371 | 6851.93 | 7371.93 | 7907.93 | 8065.93 | 8332.93 | 8300.93 | 8338.1 | 8442.1 | 8506.57 | 8697.77 | 8776.55 | 8786.55 | 8688.14 | 8644.62 | 8847 | 8958.22 | 8845.22 | 9102.58 | 9140.3 | 9183.01 | 9088.42 | 8879.23 | 9135.27 | 9014.25 | 8176.27 | 7893.64 | 7309.31 | 7111.8
Ireland (IAI) | EU ST | ST, FS & CC | Capacity (MW) | Renewable | Other Renewables | Other Renewables | Other Renewables | 46 | 46 | 46 | 46 | 46 | 46 | 46 | 46 | 46 | 46 | 46 | 46 | 46 | 46 | 46 | 46 | 46 | 46 | 46 | 46 | 46 | 46 | 46 | 46 | 46 | 46 | 46 | 46 | 46
Ireland (IAI) | EU ST | ST, FS & CC | Capacity (MW) | Storage | Storage | Pumped Hydro | Pumped Storage | 292 | 292 | 292 | 292 | 292 | 292 | 292 | 292 | 292 | 292 | 292 | 292 | 292 | 292 | 292 | 292 | 292 | 292 | 292 | 292 | 292 | 292 | 292 | 292 | 292 | 292 | 292 | 292 | 292
Ireland (IAI) | EU ST | ST, FS & CC | Capacity (MW) | Renewable | Hydro | Hydro | Reservoir Hydro | 216 | 216 | 216 | 216 | 216 | 216 | 216 | 216 | 216 | 216 | 216 | 216 | 216 | 216 | 216 | 216 | 216 | 216 | 216 | 216 | 216 | 216 | 216 | 216 | 216 | 216 | 216 | 216 | 216
Ireland (IAI) | EU ST | ST, FS & CC | Capacity (MW) | Renewable | Hydro | Hydro | Run-of-river Hydro | 32 | 32 | 32 | 32 | 32 | 32 | 32 | 32 | 32 | 32 | 32 | 32 | 32 | 32 | 32 | 32 | 32 | 32 | 32 | 32 | 32 | 32 | 32 | 32 | 32 | 32 | 32 | 32 | 32
Ireland (IAI) | EU ST | ST, FS & CC | Capacity (MW) | Renewable | Solar | Solar PV | Solar PV | 1228 | 1660 | 2093 | 2102 | 2112 | 2122 | 2132 | 2142 | 2153 | 2161 | 2172 | 2181 | 2191 | 2201 | 2212 | 2221 | 2232 | 2242 | 2250 | 2259 | 2259 | 2259 | 2260.97 | 2266.08 | 2291.55 | 2324.45 | 2327.09 | 2388.89 | 2397.39
Ireland (IAI) | EU ST | ST, FS & CC | Capacity (MW) | Thermal | Other Thermal | Fuel Oil | Steam Oil | 78: 589.4
Ireland (IAI) | EU ST | ST, FS & CC | Capacity (MW) | Renewable | Waste | Waste | Waste | 111.1 | 111.1 | 111.1 | 111.1 | 111.1 | 111.1 | 111.1 | 111.1 | 111.1 | 111.1 | 111.1 | 111.1 | 111.1 | 111.1 | 111.1 | 111.1 | 111.1 | 111.1 | 111.1 | 111.1 | 111.1 | 111.1 | 111.1 | 111.1 | 111.1 | 111.1 | 111.1 | 111.1 | 111.1
Italy | EU ST | ST, FS & CC | Capacity (MW) | Thermal | Gas | Gas CHP | Aggregated Small CHP | 4401.37 | 4401.37 | 4401.37 | 4401.37 | 4401.37 | 4401.37 | 4401.37 | 4401.37 | 4401.37 | 4401.37 | 4401.37 | 4401.37 | 4401.37 | 4401.37 | 4401.37 | 4401.37 | 4401.37 | 4401.37 | 4401.37 | 4401.37 | 4401.37 | 4401.37 | 4401.37 | 4401.37 | 4401.37 | 4401.37 | 4401.37 | 4401.37 | 4401.37
Italy | EU ST | ST, FS & CC | Capacity (MW) | Storage | Storage | Battery | Battery | 63.3 | 438.8 | 1458.8 | 2458.8 | 2958.8 | 3208.8 | 3208.8 | 3208.8 | 3208.8 | 3208.8 | 3231.57 | 3292.57 | 3358.91 | 3413.07 | 3464.63 | 3500.66 | 3565.71 | 3632 | 3700.88 | 3735.61 | 3784.6 | 3861.98 | 3935.07 | 3943.93 | 4027.77 | 4121.24 | 4207.09 | 4239.51 | 4288.44
Italy | EU ST | ST, FS & CC | Capacity (MW) | Renewable | Biomass | Biomass | Biomass | 4524.88 | 4732.05 | 4845.94 | 4959.83 | 5073.7 | 5187.59 | 5301.49 | 5415.37 | 5529.28 | 5643.16 | 5757.04 | 5870.93 | 5984.82 | 6098.72 | 6212.61 | 6326.47 | 6440.36 | 6554.26 | 6668.12 | 9039.16 | 9352.26 | 9676.31 | 10011.74 | 10358.87 | 10718.17 | 11090.04 | 11474.91 | 11873.27 | 12285.58
Italy | EU ST | ST, FS & CC | Capacity (MW) | Thermal | Gas | CCGT | CCGT | 27725.7 | 30483.7 | 30483.7 | 31334.4 | 33014.4 | 33014.4 | 34694.4 | 34911.52 | 34512.22 | 34512.22 | 33770.22 | 33403.22 | 29228.22 | 23082.92 | 19574.92 | 17607.92 | 13550.92 | 13170.92 | 11104.62 | 9747.62 | 8845.62 | 8845.62 | 8628.5 | 8628.5 | 8628.5 | 8628.5 | 8628.5 | 8628.5 | 8628.5
Italy | EU ST | ST, FS & CC | Capacity (MW) | Thermal | Gas | Gas CHP | CCGT CHP | 11333.5 | 11366.8 | 11341.8 | 11341.8 | 11341.8 | 11341.8 | 11341.8 | 11341.8 | 11341.8 | 11341.8 | 11341.8 | 11341.8 | 11341.8 | 11341.8 | 11341.8 | 11341.8 | 11341.8 | 11341.8 | 11341.8 | 11341.8 | 11341.8 | 11341.8 | 11341.8 | 11341.8 | 11341.8 | 11341.8 | 11341.8 | 11341.8 | 11341.8
Italy | EU ST | ST, FS & CC | Capacity (MW) | Thermal | Low Carbon | Hydrogen | CCGT Hydrogen | 0.7 | 0.7 | 0.7 | 1.4 | 1.4 | 1.4 | 1.4 | 1.4 | 126.09 | 327.1 | 379.1 | 416.38 | 449.66 | 460.22 | 460.22 | 460.95 | 462.78 | 462.78 | 464.18 | 464.18 | 485.79 | 569.3 | 575.12 | 598.51 | 611.93 | 615.55 | 631.21 | 632.27 | 658.43
Italy | EU ST | ST, FS & CC | Capacity (MW) | Low Carbon | CCS | CCS Biomass | CCS Biomass | [8 empty] | 0.7 | 0.7 | 0.7 | 0.7 | 0.7 | 1.4 | 1.4 | 1.4 | 1.4 | 1.4 | 2.1 | 2.1 | 2.1 | 8.71 | 575.9 | 1633.22 | 3207.21 | 3756.71 | 4092.53 | 4378.02 | 4671.2
Italy | EU ST | ST, FS & CC | Capacity (MW) | Low Carbon | CCS | CCS Gas | CCS Gas |  |  |  | 0.7 | 0.7 | 0.7 | 0.7 | 0.7 | 21.46 | 54.43 | 54.43 | 54.43 | 54.43 | 55.13 | 55.13 | 55.13 | 55.13 | 55.13 | 55.83 | 55.83 | 55.83 | 55.83 | 55.83 | 56.53 | 60.09 | 63.73 | 64.46 | 64.46 | 65.16
Italy | EU ST | ST, FS & CC | Capacity (MW) | Thermal | Coal | Coal | Coal | 6021.7 | 4336.7 | 3731.7 | 3126.7 | 2811.7 | 1149.7 | 267.7 | 0.7 | 0.7 | 0.7 | 0.7 | 0.7 | 0.7 | 0.7 | 0.7 | 0.7 | 0.7 | 0.7 | 0.7 | 0.7 | 0.7 | 0.7 | 0.7 | 0.7 | 0.7 | 0.7 | 0.7 | 0.7 | 0.7
Italy | EU ST | ST, FS & CC | Capacity (MW) | Thermal | Gas | Gas Reciprocating Engines | Engine | 415.5 | 596.6 | 596.6 | 596.6 | 596.6 | 596.6 | 596.6 | 596.6 | 596.6 | 596.6 | 596.6 | 596.6 | 596.6 | 596.6 | 596.6 | 596.6 | 596.6 | 596.6 | 596.6 | 596.6 | 596.6 | 596.6 | 596.6 | 596.6 | 596.6 | 596.6 | 596.6 | 596.6 | 596.6
Italy | EU ST | ST, FS & CC | Capacity (MW) | Renewable | Other Renewables | Other Renewables | Geothermal | 953.3 | 981.12 | 1009.76 | 1039.23 | 1069.56 | 1100.78 | 1132.91 | 1165.97 | 1200 | 1235.02 | 1271.07 | 1308.17 | 1346.35 | 1385.64 | 1426.08 | 1467.7 | 1510.54 | 1554.63 | 1600 | 1656 | 1713.96 | 1773.95 | 1836.04 | 1900.3 | 1966.81 | 2035.65 | 2106.9 | 2180.64 | 2256.96
Italy | EU ST | ST, FS & CC | Capacity (MW) | Thermal | Gas | OCGT | GT | 2268.35 | 3207.25 | 3767.25 | 4327.25 | 3767.25 | 4727.25 | 3607.25 | 4877.95 | 4877.95 | 4877.95 | 4877.95 | 4877.95 | 4664.95 | 4664.95 | 4664.95 | 4310.95 | 4310.95 | 4310.95 | 4072.58 | 4072.58 | 4072.58 | 4072.58 | 4056.58 | 4056.58 | 4056.58 | 4056.58 | 4056.58 | 4056.58 | 4056.58
Italy | EU ST | ST, FS & CC | Capacity (MW) | Thermal | Gas | Gas CHP | GT CHP | 120 | 120 | 120 | 120 | 120 | 120 | 120 | 120 | 120 | 120 | 120 | 120 | 120 | 120 | 120 | 120 | 120 | 120 | 120 | 120 | 120 | 120 | 120 | 120 | 120 | 120 | 120 | 120 | 120
Italy | EU ST | ST, FS & CC | Capacity (MW) | Thermal | Low Carbon | Hydrogen CHP | GT Hydrogen | [8 empty] | 1.4 | 1.4 | 1.4 | 1.4 | 1.4 | 1.4 | 1.4 | 1.4 | 1.4 | 1.4 | 1.4 | 1.4 | 1.4 | 1.4 | 1.4 | 1.4 | 24.26 | 25.83 | 64.26 | 77.17 | 123.44
Italy | EU ST | ST, FS & CC | Capacity (MW) | Renewable | Offshore Wind | Offshore Wind | Offshore Wind | 430 | 430 | 430 | 520 | 520 | 680 | 680 | 680 | 680 | 730 | 730 | 730 | 830 | 830 | 830 | 850 | 870 | 891 | 922 | 954 | 987 | 1023 | 1059 | 1095 | 1134 | 1146 | 1158 | 1171 | 1171
Italy | EU ST | ST, FS & CC | Capacity (MW) | Renewable | Onshore Wind | Onshore Wind | Onshore Wind | 12813.26 | 14070.71 | 15542.13 | 16039.32 | 18812.79 | 21316.94 | 21736.41 | 22163.18 | 22655.54 | 23947.16 | 24589.36 | 25305.67 | 26188.52 | 27385.18 | 28495.09 | 29421.2 | 30055.61 | 31017.26 | 32019.78 | 32027.66 | 32059.58 | 32107.62 | 32132.17 | 32186.08 | 32267.58 | 32373.31 | 32421.04 | 32433.81 | 32532.6
Italy | EU ST | ST, FS & CC | Capacity (MW) | Storage | Storage | Pumped Hydro | Pumped Storage | 4017 | 4017 | 4017 | 4017 | 4017 | 4017 | 4017 | 4017 | 4017 | 4017 | 4017 | 4017 | 4017 | 4017 | 4017 | 4017 | 4017 | 4017 | 4017 | 4017 | 4017 | 4017 | 4017 | 4017 | 4017 | 4017 | 4017 | 4017 | 4017
Italy | EU ST | ST, FS & CC | Capacity (MW) | Renewable | Hydro | Hydro | Reservoir Hydro | 13033.87 | 13084.97 | 13084.97 | 13084.97 | 13084.97 | 13084.97 | 13084.97 | 13084.97 | 13084.97 | 13084.97 | 13084.97 | 13084.97 | 13084.97 | 13084.97 | 13084.97 | 13084.97 | 13084.97 | 13084.97 | 13084.97 | 13084.97 | 13084.97 | 13084.97 | 13084.97 | 13084.97 | 13084.97 | 13084.97 | 13084.97 | 13084.97 | 13084.97
Italy | EU ST | ST, FS & CC | Capacity (MW) | Renewable | Hydro | Hydro | Run-of-river Hydro | 5785.2 | 5846.85 | 5908.28 | 5969.93 | 6031.59 | 6093.24 | 6154.89 | 6216.55 | 6277.97 | 6339.62 | 6401.28 | 6462.93 | 6524.58 | 6586.23 | 6647.66 | 6709.31 | 6770.97 | 6832.62 | 6894.27 | 6955.92 | 7017.35 | 7079 | 7140.66 | 7202.31 | 7263.96 | 7325.62 | 7387.04 | 7448.69 | 7448.69
Italy | EU ST | ST, FS & CC | Capacity (MW) | Renewable | Solar | Solar PV | Solar PV | 22662.95 | 30870.93 | 39280.01 | 44663.62 | 49202.75 | 50549.99 | 51530.97 | 52569.77 | 53970.71 | 55577.63 | 57150.84 | 59092.37 | 61244.81 | 63303.49 | 65377.82 | 67568.9 | 69852.96 | 72281.54 | 78179 | 78673.24 | 79183.73 | 79784.47 | 80223.36 | 80659.12 | 81822.55 | 82318.66 | 82936.04 | 83356.88 | 83902.18
Italy | EU ST | ST, FS & CC | Capacity (MW) | Thermal | Gas | CCGT | Steam Gas | 78: 250; 82: 250; 86: 250; 90: 250; 94: 250; 98: 250; 102: 250; 106: 250; 110: 250; 114: 250; 118: 250; 122: 250; 126: 250; 130: 250; 134: 250
Italy | EU ST | ST, FS & CC | Capacity (MW) | Thermal | Gas | Gas CHP | Steam Gas CHP | 295 | 295 | 295 | 295 | 295 | 295 | 295 | 295 | 295 | 295 | 295 | 295 | 295 | 295 | 295 | 295 | 295 | 295 | 295 | 295 | 295 | 295 | 295 | 295 | 295 | 295 | 295 | 295 | 295
Italy | EU ST | ST, FS & CC | Capacity (MW) | Thermal | Other Thermal | Fuel Oil | Steam Oil | 435.26 | 435.26 | 435.26 | 435.26 | 435.26 | 435.26 | 435.26 | 435.26 | 435.26 | 435.26 | 435.26 | 435.26 | 435.26 | 435.26 | 435.26 | 435.26 | 435.26 | 435.26 | 435.26 | 435.26 | 435.26 | 435.26 | 435.26 | 435.26 | 435.26 | 435.26 | 435.26 | 435.26
Italy | EU ST | ST, FS & CC | Capacity (MW) | Thermal | Other Thermal | Fuel Oil | Steam Oil CHP | 297.5 | 297.5 | 297.5 | 297.5 | 297.5 | 297.5 | 297.5 | 297.5 | 297.5 | 297.5 | 297.5 | 297.5 | 297.5 | 297.5 | 297.5 | 297.5 | 297.5 | 297.5 | 297.5 | 297.5 | 297.5 | 297.5 | 297.5 | 297.5 | 297.5 | 297.5 | 297.5 | 297.5 | 297.5
Italy | EU ST | ST, FS & CC | Capacity (MW) | Renewable | Waste | Waste | Waste | 1202.63 | 1243.6 | 1286.02 | 1330 | 1375.56 | 1422.8 | 1471.72 | 1522.44 | 1575 | 1573.86 | 1608.45 | 1643.85 | 1680.03 | 1717.07 | 1754.91 | 1793.58 | 1833.16 | 1873.61 | 1915.01 | 1980.64 | 2008.55 | 2078.86 | 2151.63 | 2226.92 | 2304.86 | 2385.54 | 2469.03 | 2555.44 | 2644.89
Luxembourg | EU ST | ST, FS & CC | Capacity (MW) | Thermal | Gas | Gas CHP | Aggregated Small CHP | 138 | 138 | 138 | 138 | 138 | 138 | 138 | 138 | 138 | 138 | 138 | 138 | 138 | 138 | 138 | 138 | 138 | 138 | 138 | 138 | 138 | 138 | 138 | 138 | 138 | 138 | 138 | 138 | 130
Luxembourg | EU ST | ST, FS & CC | Capacity (MW) | Storage | Storage | Battery | Battery | 1.6 | 1.6 | 31.6 | 31.6 | 31.6 | 31.6 | 32.6 | 32.6 | 32.6 | 32.6 | 32.6 | 32.6 | 32.6 | 32.6 | 32.6 | 32.6 | 32.6 | 32.6 | 32.6 | 32.6 | 32.6 | 32.6 | 32.6 | 32.6 | 32.6 | 32.6 | 32.6 | 32.6 | 32.6
Luxembourg | EU ST | ST, FS & CC | Capacity (MW) | Renewable | Biomass | Biomass | Biomass | 3.4 | 3.4 | 3.4 | 3.4 | 3.4 | 3.4 | 3.4 | 3.4 | 3.4 | 3.4 | 3.4 | 3.4 | 3.4 | 3.4 | 3.4 | 3.4 | 3.4 | 3.4 | 3.4 | 3.4 | 3.4
Luxembourg | EU ST | ST, FS & CC | Capacity (MW) | Thermal | Gas | CCGT | CCGT | 0.2 | 0.2 | 0.2 | 0.4 | 0.4 | 0.4 | 350.4 | 350.4 | 350.6 | 350.6 | 350.6 | 350.6 | 350.6 | 350.8 | 350.8 | 350.8 | 350.8 | 350.8 | 351 | 351 | 351 | 1 | 1 | 1 | 1 | 1 | 1 | 1 | 1
Luxembourg | EU ST | ST, FS & CC | Capacity (MW) | Thermal | Low Carbon | Hydrogen | CCGT Hydrogen | 0.2 | 0.2 | 0.2 | 0.4 | 0.4 | 0.4 | 0.4 | 0.4 | 1.51 | 15.98 | 27.19 | 28.36 | 36.49 | 37.63 | 41.63 | 41.63 | 41.63 | 41.63 | 42.03 | 58.29 | 59.59 | 76.14 | 78.59 | 78.6 | 95.23 | 95.23 | 98.92 | 104.82 | 148.8
Luxembourg | EU ST | ST, FS & CC | Capacity (MW) | Low Carbon | CCS | CCS Biomass | CCS Biomass | 174: 10.69; 178: 35.11; 181: 104.99; 185: 140.29; 200: 188.12; 200: 190.54; 200: 193.67; 205: 195.08; 211: 196.12; 250: 197.21
Luxembourg | EU ST | ST, FS & CC | Capacity (MW) | Low Carbon | CCS | CCS Gas | CCS Gas |  |  |  | 0.2 | 0.2 | 0.2 | 0.2 | 0.2 | 38.31 | 330.69 | 336.97 | 367.77 | 367.77 | 368.81 | 368.81 | 368.81 | 368.81 | 368.81 | 369.01 | 369.01 | 369.01 | 369.01 | 457.72 | 547.58 | 556.54 | 558.97 | 558.97 | 564.98 | 564.98
Luxembourg | EU ST | ST, FS & CC | Capacity (MW) | Thermal | Gas | OCGT | GT | 0.2 | 0.2 | 0.2 | 0.2 | 0.2 | 250.2 | 500.2 | 750.19 | 965.19 | 1180.2 | 1180.2 | 1180.2 | 1180.2 | 1180.2 | 1180.2 | 1180.2 | 1180.2 | 1180.2 | 1180.2 | 1180.2 | 1180.2 | 1180.2 | 1180.2 | 1180.2 | 1180.2 | 1180.2 | 1180.2 | 1180.2 | 1180.2
Luxembourg | EU ST | ST, FS & CC | Capacity (MW) | Thermal | Low Carbon | Hydrogen CHP | GT Hydrogen | [8 empty] | 0.4 | 0.4 | 0.4 | 0.4 | 0.4 | 0.4 | 0.4 | 0.4 | 0.4 | 0.4 | 0.4 | 0.4 | 0.54 | 0.78 | 3.21 | 3.21 | 4.88 | 8.51 | 10.84 | 10.84 | 15.47
Luxembourg | EU ST | ST, FS & CC | Capacity (MW) | Renewable | Onshore Wind | Onshore Wind | Onshore Wind | 203.08 | 219.69 | 236.31 | 252.92 | 269.54 | 286.15 | 302.77 | 319.38 | 336 | 345.2 | 354.4 | 363.6 | 372.8 | 382 | 391.2 | 400.4 | 409.6 | 418.8 | 428 | 437.2 | 446.4 | 455.6 | 464.8 | 474 | 483.2 | 492.4 | 501.6 | 510.8 | 520
Luxembourg | EU ST | ST, FS & CC | Capacity (MW) | Renewable | Other Renewables | Other Renewables | Other Renewables | 72.27 | 74.41 | 76.54 | 78.67 | 80.8 | 82.94 | 85.07 | 87.2 | 89.34 | 91.47 | 93.6 | 95.73 | 97.87 | 100 | 102.14 | 104.29 | 106.43 | 108.57 | 110.71 | 112.86 | 115 | 117.14 | 119.29 | 121.43 | 123.57 | 125.71 | 127.86 | 130
Luxembourg | EU ST | ST, FS & CC | Capacity (MW) | Storage | Storage | Pumped Hydro | Pumped Storage | 1290 | 1290 | 1290 | 1290 | 1290 | 1290 | 1290 | 1290 | 1290 | 1290 | 1290 | 1290 | 1290 | 1290 | 1290 | 1290 | 1290 | 1290 | 1290 | 1290 | 1290 | 1290 | 1290 | 1290 | 1290 | 1290 | 1290 | 1290 | 1290
Luxembourg | EU ST | ST, FS & CC | Capacity (MW) | Renewable | Solar | Solar PV | Solar PV | 184.39 | 196.36 | 216.54 | 339.87 | 351.85 | 402.51 | 414.49 | 426.47 | 438.45 | 456.74 | 507.29 | 519.86 | 531.83 | 545.23 | 557.2 | 569.18 | 581.16 | 593.14 | 605.12 | 617.1 | 629.09 | 641.07 | 653.05 | 665.04 | 677.02 | 689 | 700.98 | 712.97 | 730.69
Luxembourg | EU ST | ST, FS & CC | Capacity (MW) | Renewable | Waste | Waste | Waste | 10 | 10 | 10 | 10 | 10 | 10 | 10 | 10 | 10 | 10 | 10 | 10 | 10 | 10 | 10 | 10 | 10 | 10 | 10 | 10 | 10 | 10 | 10 | 10 | 10 | 10 | 10 | 10 | 10
Netherlands | EU ST | ST, FS & CC | Capacity (MW) | Thermal | Gas | Gas CHP | Aggregated Small CHP | 7963 | 7963 | 7963 | 7963 | 7963 | 7963 | 7963 | 7963 | 7963 | 7963 | 7963 | 7963 | 7963 | 7963 | 7963 | 7963 | 7963 | 7963 | 7963 | 7963 | 7963 | 7963 | 7963 | 7963 | 7963 | 7963 | 7963 | 7963 | 7963
Netherlands | EU ST | ST, FS & CC | Capacity (MW) | Storage | Storage | Battery | Battery | 97.1 | 103.6 | 239.43 | 375.27 | 512.1 | 647.94 | 653.94 | 659.94 | 667.44 | 667.44 | 667.44 | 667.44 | 667.44 | 667.94 | 667.94 | 667.94 | 667.94 | 667.94 | 667.94 | 667.94 | 669.51 | 680.33 | 794.38 | 794.38 | 884.78 | 1019.66 | 1031.89 | 1031.89 | 1041.4
Netherlands | EU ST | ST, FS & CC | Capacity (MW) | Renewable | Biomass | Biomass | Biomass | 1790.4 | 1935.6 | 2080.8 | 2226 | 2371.2 | 2516.4 | 2661.6 | 2806.8 | 2952 | 2952 | 2952 | 2952 | 2952 | 2952 | 2952 | 2952 | 2952 | 2952 | 2952 | 2952 | 2952 | 2952 | 2952 | 2952 | 2243 | 2237 | 2235 | 2234 | 2233
Netherlands | EU ST | ST, FS & CC | Capacity (MW) | Thermal | Gas | CCGT | CCGT | 8851.1 | 8416.1 | 8876.1 | 8876.2 | 7376.2 | 8031.27 | 8991 | 9991 | 10828.1 | 10828.1 | 10828.1 | 10828.1 | 10828.11 | 10024.21 | 10024.21 | 10024.21 | 10024.21 | 10024.21 | 8738.31 | 8738.31 | 4102.24 | 1837.5 | 837.5 | 0.5 | 0.5 | 0.5 | 0.5 | 0.5 | 0.5
Netherlands | EU ST | ST, FS & CC | Capacity (MW) | Thermal | Gas | Gas CHP | CCGT CHP | 2445 | 2445 | 2217 | 1968 | 1968 | 1968 | 1778 | 1778 | 1778 | 1778 | 1778 | 1634 | 1224 | 653 | 653 | 653 | 653 | 653 | 653 | 653 | 653 | 653 | 218 | 218
Netherlands | EU ST | ST, FS & CC | Capacity (MW) | Thermal | Low Carbon | Hydrogen | CCGT Hydrogen | 0.1 | 0.1 | 0.1 | 0.2 | 0.2 | 0.2 | 0.2 | 0.2 | 210.55 | 267.77 | 299.38 | 364.92 | 380.88 | 582.43 | 582.43 | 582.43 | 582.43 | 590.14 | 624.29 | 659.59 | 1791.83 | 1791.83 | 1791.83 | 2791.83 | 2791.83 | 2791.83 | 2791.83 | 3232.11 | 3552.53
Netherlands | EU ST | ST, FS & CC | Capacity (MW) | Low Carbon | CCS | CCS Biomass | CCS Biomass | [8 empty] | 0.1 | 0.1 | 0.1 | 0.1 | 0.1 | 0.2 | 0.2 | 0.2 | 0.2 | 0.2 | 0.3 | 14.55 | 97.45 | 178.68 | 199.4 | 200.08 | 200.2 | 200.2 | 200.2 | 200.2 | 200.3
Netherlands | EU ST | ST, FS & CC | Capacity (MW) | Low Carbon | CCS | CCS Gas | CCS Gas |  |  |  | 0.1 | 0.1 | 0.1 | 0.1 | 0.1 | 42.08 | 415.59 | 505.93 | 591.44 | 601.46 | 601.56 | 614.96 | 614.96 | 614.96 | 614.96 | 615.06 | 615.06 | 1525.06 | 2435.06 | 3135.06 | 3135.16 | 3803.79 | 3857.08 | 3857.08 | 3857.08 | 3857.18
Netherlands | EU ST | ST, FS & CC | Capacity (MW) | Thermal | Coal | Coal | Coal | 2700.1 | 2700.1 | 2700.1 | 3300.1 | 3300.1 | 2700.1 | 2700.1 | 2700.1 | 0.1 | 0.1 | 0.1 | 0.1 | 0.1 | 0.1 | 0.1 | 0.1 | 0.1 | 0.1 | 0.1 | 0.1 | 0.1 | 0.1 | 0.1 | 0.1 | 0.1 | 0.1 | 0.1 | 0.1 | 0.1
Netherlands | EU ST | ST, FS & CC | Capacity (MW) | Thermal | Coal | Coal | Coal CHP | 78: 600; 82: 600; 86: 600
Netherlands | EU ST | ST, FS & CC | Capacity (MW) | Thermal | Gas | Gas Reciprocating Engines | Engine | 30 | 30 | 30 | 30 | 30 | 30 | 30 | 30 | 30 | 30 | 30 | 30 | 30 | 30 | 30 | 30 | 30 | 30 | 30 | 30 | 30 | 30 | 30 | 30 | 30 | 30 | 30 | 30
Netherlands | EU ST | ST, FS & CC | Capacity (MW) | Thermal | Gas | OCGT | GT | 0.1 | 0.1 | 0.1 | 0.1 | 0.1 | 800.1 | 1600.1 | 2400.09 | 3200.09 | 3200.09 | 3200.09 | 3200.1 | 3200.1 | 3200.1 | 3200.1 | 3200.1 | 3200.1 | 3200.1 | 3200.1 | 3200.1 | 3200.1 | 3200.1 | 3200.1 | 3200.1 | 3200.1 | 3200.1 | 3200.1 | 3200.1 | 3200.1
Netherlands | EU ST | ST, FS & CC | Capacity (MW) | Thermal | Gas | Gas CHP | GT CHP | 78: 80; 82: 80; 86: 80; 90: 80; 94: 80; 98: 80; 102: 80; 106: 80; 110: 80; 114: 80; 118: 80; 122: 80
Netherlands | EU ST | ST, FS & CC | Capacity (MW) | Thermal | Low Carbon | Hydrogen CHP | GT Hydrogen | [8 empty] | 0.2 | 0.2 | 0.2 | 0.2 | 0.2 | 0.2 | 0.2 | 0.2 | 0.2 | 0.2 | 0.2 | 1750.2 | 3750.2 | 3750.2 | 3750.2 | 3750.2 | 4250.2 | 4250.2 | 4250.2 | 4250.2 | 4250.2
Netherlands | EU ST | ST, FS & CC | Capacity (MW) | Low Carbon | Nuclear | Nuclear | Nuclear | 490.1 | 490.1 | 490.1 | 490.1 | 490.1 | 490.1 | 490.1 | 490.1 | 490.1 | 490.1 | 490.1 | 490.1 | 0.1 | 0.1 | 0.1 | 0.1 | 0.1 | 0.1 | 0.1 | 0.1 | 0.1 | 0.1 | 0.1 | 0.1 | 0.1 | 0.1 | 0.1 | 0.1 | 0.1
Netherlands | EU ST | ST, FS & CC | Capacity (MW) | Renewable | Offshore Wind | Offshore Wind | Offshore Wind | 2866 | 4366 | 5125 | 5825 | 6525 | 7225 | 9225 | 11225 | 13209 | 14358 | 15509 | 16659 | 17810 | 18960 | 20111 | 21261 | 22411 | 23562 | 24712 | 24712 | 24712 | 24712 | 24712 | 24712 | 24712 | 24712 | 24712 | 24718.91 | 24723.7
Netherlands | EU ST | ST, FS & CC | Capacity (MW) | Renewable | Onshore Wind | Onshore Wind | Onshore Wind | 4600 | 5593 | 6587 | 7580 | 8269.18 | 8569.18 | 8868.18 | 9168.18 | 9483.09 | 9482.09 | 9483.09 | 9483.09 | 9482.09 | 9482.09 | 9482.09 | 9483.26 | 9483.26 | 9483.26 | 9483.26 | 9484.26 | 9497.37 | 9500.85 | 9506.42 | 9505.42 | 9535.82 | 9593.81 | 9604.62 | 9653.31 | 9782.26
Netherlands | EU ST | ST, FS & CC | Capacity (MW) | Renewable | Hydro | Hydro | Run-of-river Hydro | 36.5 | 36.5 | 36.5 | 36.5 | 36.5 | 36.5 | 36.5 | 36.5 | 36.5 | 36.5 | 36.5 | 36.5 | 36.5 | 36.5 | 36.5 | 36.5 | 36.5 | 36.5 | 36.5 | 36.5 | 36.5 | 36.5 | 36.5 | 36.5 | 36.5 | 36.5 | 36.5 | 36.5 | 36.5
Netherlands | EU ST | ST, FS & CC | Capacity (MW) | Renewable | Solar | Solar PV | Solar PV | 13000 | 14750 | 16033.47 | 16643.31 | 17228.7 | 17623.52 | 17971.74 | 18355.74 | 18706.14 | 19050.67 | 19384.67 | 19717.67 | 20051.67 | 20383.67 | 20719.28 | 21052.28 | 21385.28 | 21719.28 | 22052.28 | 22052.28 | 22052.28 | 22052.28 | 22052.28 | 22052.28 | 22052.28 | 22052.28 | 22052.28 | 22052.28 | 22052.28
Netherlands | EU ST | ST, FS & CC | Capacity (MW) | Thermal | Gas | CCGT | Steam Gas | 612 | 612 | 612 | 262 | 262 | 262 | 262 | 262 | 262 | 262 | 262 | 262 | 262 | 262 | 262 | 262 | 262 | 262 | 262 | 262 | 262 | 262 | 262 | 262 | 262 | 262 | 262 | 262
Netherlands | EU ST | ST, FS & CC | Capacity (MW) | Thermal | Gas | Gas CHP | Steam Gas CHP | 300 | 300 | 300 | 300 | 300 | 300 | 300 | 300 | 300 | 300 | 300 | 300 | 300 | 300 | 300 | 300 | 300 | 300 | 300 | 300 | 300 | 300 | 300 | 300 | 300 | 300 | 300 | 300 | 300
Netherlands | EU ST | ST, FS & CC | Capacity (MW) | Renewable | Waste | Waste | Waste | 858 | 858 | 858 | 858 | 858 | 858 | 858 | 858 | 858 | 858 | 858 | 858 | 858 | 858 | 858 | 858 | 858 | 858 | 858 | 858 | 858 | 858 | 858 | 858 | 858 | 858 | 858 | 858 | 858
Norway | EU ST | ST, FS & CC | Capacity (MW) | Storage | Storage | Battery | Battery |  |  |  | 1.5 | 1.5 | 1.5 | 1.5 | 1.5 | 1.5 | 1.5 | 1.5 | 1.5 | 1.5 | 1.5 | 1.5 | 1.5 | 1.5 | 1.5 | 1.5 | 1.5 | 1.5 | 1.5 | 1.5 | 2.5 | 2.5 | 2.5 | 2.5 | 2.5 | 2.5
Norway | EU ST | ST, FS & CC | Capacity (MW) | Thermal | Gas | CCGT | CCGT | 0.5 | 0.5 | 0.5 | 1 | 1 | 1 | 1 | 1 | 1.5 | 1.5 | 1.5 | 1.5 | 1.5 | 2 | 2 | 2 | 2 | 2 | 2.5 | 2.5 | 2.5 | 2.5 | 2.5 | 2.5 | 2.5 | 2.5 | 2.5 | 2.5 | 2.5
Norway | EU ST | ST, FS & CC | Capacity (MW) | Thermal | Gas | Gas CHP | CCGT CHP | 78: 215; 82: 215; 86: 215
Norway | EU ST | ST, FS & CC | Capacity (MW) | Thermal | Low Carbon | Hydrogen | CCGT Hydrogen | 0.5 | 0.5 | 0.5 | 1 | 1 | 1 | 1 | 1 | 1.5 | 1.5 | 1.5 | 1.5 | 1.5 | 2 | 2 | 2 | 2 | 2 | 2.5 | 2.5 | 2.5 | 2.5 | 2.5 | 2.5 | 2.5 | 2.5 | 2.5 | 2.5 | 2.5
Norway | EU ST | ST, FS & CC | Capacity (MW) | Low Carbon | CCS | CCS Biomass | CCS Biomass | [8 empty] | 0.4 | 0.4 | 0.4 | 0.4 | 0.4 | 0.8 | 0.8 | 0.8 | 0.8 | 0.8 | 1.2 | 1.2 | 1.2 | 1.2 | 1.2 | 1.6 | 1.6 | 1.6 | 1.6 | 47.54 | 227.37
Norway | EU ST | ST, FS & CC | Capacity (MW) | Low Carbon | CCS | CCS Gas | CCS Gas |  |  |  | 0.4 | 0.4 | 0.4 | 0.4 | 0.4 | 0.8 | 0.8 | 0.8 | 0.8 | 0.8 | 1.2 | 1.2 | 1.2 | 1.2 | 1.2 | 1.6 | 1.6 | 1.6 | 1.6 | 1.6 | 1.6 | 1.6 | 1.6 | 1.6 | 1.6 | 1.6
Norway | EU ST | ST, FS & CC | Capacity (MW) | Thermal | Gas | OCGT | GT | 0.5 | 0.5 | 0.5 | 0.5 | 0.5 | 0.5 | 0.5 | 0.5 | 0.5 | 0.5 | 0.5 | 0.5 | 0.5 | 0.5 | 0.5 | 0.5 | 0.5 | 0.5 | 0.5 | 0.5 | 0.5 | 0.5 | 0.5 | 0.5 | 0.5 | 0.5 | 0.5 | 0.5 | 0.5
Norway | EU ST | ST, FS & CC | Capacity (MW) | Thermal | Low Carbon | Hydrogen CHP | GT Hydrogen | bar: 110 to 250
Norway | EU ST | ST, FS & CC | Capacity (MW) | Renewable | Hydro | Hydro | Hydro | 31417.53 | 32058.61 | 32713.59 | 33382.44 | 34065.19 | 34761.83 | 35006.74 | 35257.88 | 35515.24 | 35665.38 | 35817.59 | 35971.87 | 36128.24 | 36286.68 | 36447.19 | 36609.78 | 36774.44 | 36941.19 | 37110 | 37176.07 | 37242.14 | 37308.21 | 37374.28 | 37440.35 | 37506.42 | 37572.48 | 37638.55 | 37704.62 | 37770.69
Norway | EU ST | ST, FS & CC | Capacity (MW) | Renewable | Offshore Wind | Offshore Wind | Offshore Wind |  |  |  |  | 250 | 750 | 750 | 750 | 2000 | 2000 | 2000 | 2000 | 2000 | 3500 | 3500 | 3500 | 3500 | 3500 | 4000 | 4000 | 4000 | 4000 | 4000 | 4000 | 4000 | 4000 | 4000 | 4000 | 4000
Norway | EU ST | ST, FS & CC | Capacity (MW) | Renewable | Onshore Wind | Onshore Wind | Onshore Wind | 5296.78 | 5388.93 | 5388.93 | 5388.93 | 5486.37 | 5680.46 | 5772.61 | 5864.75 | 5864.75 | 5970.24 | 5979.3 | 6007.25 | 6308.32 | 7469.58 | 8307.18 | 8779.56 | 8969.07 | 9605.51 | 10590.52 | 11304.17 | 11914.54 | 13651.72 | 14282.9 | 16254.31 | 16692.71 | 18125.54 | 19247.5 | 20691.28 | 21905.02
Norway | EU ST | ST, FS & CC | Capacity (MW) | Renewable | Hydro | Hydro | Small-Scale-Hydro | 2214.19 | 2209.23 | 2190.38 | 2157.64 | 2111.01 | 2050.5 | 1930.13 | 1803.54 | 1670.71 | 1645.12 | 1617.45 | 1587.71 | 1555.89 | 1521.99 | 1486.02 | 1447.98 | 1407.85 | 1365.66 | 1321.38 | 1255.31 | 1189.24 | 1123.17 | 1057.1 | 991.04 | 924.97 | 858.9 | 792.83 | 726.76 | 660.69
Norway | EU ST | ST, FS & CC | Capacity (MW) | Renewable | Solar | Solar PV | Solar PV | 240 | 312 | 1021.87 | 1116.87 | 1285.71 | 1456.72 | 1606.93 | 1809.16 | 1962.81 | 2040.81 | 2118.81 | 2207.61 | 2289.61 | 2380.32 | 2501.94 | 2626.63 | 2768.1 | 2899.16 | 3014.16 | 3042.54 | 3071.54 | 3099.78 | 3129.78 | 3167.45 | 3202.43 | 3230.43 | 3265.25 | 3303.3 | 3335.73
Norway | EU ST | ST, FS & CC | Capacity (MW) | Thermal | Gas | Gas CHP | Steam Gas CHP
Norway | EU ST | ST, FS & CC | Capacity (MW) | Renewable | Waste | Waste CHP | Waste CHP | 54 | 54 | 54 | 54 | 54 | 54 | 54 | 54 | 54 | 54 | 54 | 54 | 54 | 54 | 54 | 54 | 54 | 54 | 54 | 54 | 54 | 54 | 54 | 54 | 54 | 54 | 54 | 54 | 54
Poland | EU ST | ST, FS & CC | Capacity (MW) | Storage | Storage | Battery | Battery | 33.3 | 44.3 | 55.3 | 66.3 | 77.3 | 88.3 | 99.3 | 137.34 | 156.1 | 156.1 | 259.43 | 307.69 | 663.84 | 663.84 | 663.84 | 779.43 | 813.56 | 813.56 | 828.01 | 828.01 | 828.01 | 846.99 | 846.99 | 846.99 | 846.99 | 846.99 | 847.59 | 847.99 | 852.2
Poland | EU ST | ST, FS & CC | Capacity (MW) | Renewable | Biomass | Biomass | Biomass | 1720 | 1797 | 1877 | 1961 | 2049 | 2141 | 2237 | 2338 | 2443 | 2553 | 2668 | 2789 | 2915 | 3047 | 3184 | 3329 | 3479 | 3637 | 3784 | 3918 | 4057 | 4202 | 4351 | 4506 | 4666 | 4833 | 5005 | 5183 | 5318
Poland | EU ST | ST, FS & CC | Capacity (MW) | Renewable | Biomass | Biomass CHP | Biomass CHP | 109 | 209 | 209 | 209 | 209 | 209 | 209 | 209 | 209 | 209 | 209 | 209 | 209 | 209 | 209 | 306 | 284 | 284 | 284 | 175 | 175 | 175 | 237 | 237 | 237 | 237 | 137 | 137
Poland | EU ST | ST, FS & CC | Capacity (MW) | Thermal | Gas | CCGT | CCGT | 0.1 | 0.1 | 1400.1 | 2150.2 | 2150.3 | 3400.3 | 4650.3 | 5711.89 | 5711.99 | 5711.99 | 5712.09 | 5712.09 | 5712.09 | 5712.19 | 5712.19 | 5712.19 | 5712.29 | 5712.29 | 5712.39 | 5712.39 | 4462.39 | 3212.39 | 2150.8 | 2150.8 | 2150.8 | 2150.8 | 2150.8 | 2150.8 | 2150.8
Poland | EU ST | ST, FS & CC | Capacity (MW) | Thermal | Gas | Gas CHP | CCGT CHP | 2795.9 | 2795.9 | 2795.9 | 3435.9 | 4295.9 | 4795.9 | 5695.9 | 5695.9 | 6015.9 | 5892.4 | 5892.4 | 5892.4 | 5892.4 | 6212.4 | 6002 | 6322 | 6322 | 6287 | 6287 | 6607 | 6927 | 6831 | 7151 | 7471 | 7471 | 7471 | 7471 | 7471 | 7791
Poland | EU ST | ST, FS & CC | Capacity (MW) | Thermal | Low Carbon | Hydrogen | CCGT Hydrogen | 0.1 | 0.1 | 0.2 | 0.3 | 0.4 | 0.4 | 0.4 | 0.4 | 50.35 | 319.5 | 569.29 | 823.3 | 824.28 | 824.48 | 824.48 | 824.48 | 824.68 | 824.68 | 824.88 | 824.88 | 824.88 | 824.88 | 824.88 | 824.88 | 824.88 | 824.88 | 824.88 | 824.88 | 824.88
Poland | EU ST | ST, FS & CC | Capacity (MW) | Low Carbon | CCS | CCS Biomass | CCS Biomass | [8 empty] | 0.1 | 0.1 | 0.1 | 0.1 | 12.06 | 12.16 | 12.16 | 12.6 | 32.15 | 205.77 | 231.54 | 231.54 | 622.52 | 758.45 | 1581.09 | 1639.86 | 1750.05 | 1879.53 | 2004.31 | 2082.73 | 2348.61
Poland | EU ST | ST, FS & CC | Capacity (MW) | Low Carbon | CCS | CCS Gas | CCS Gas |  |  |  | 0.1 | 0.1 | 0.1 | 0.1 | 0.1 | 533.99 | 533.99 | 533.99 | 533.99 | 533.99 | 534.09 | 534.09 | 534.09 | 534.09 | 534.09 | 534.19 | 534.19 | 534.19 | 534.19 | 534.19 | 534.29 | 534.29 | 534.29 | 534.29 | 534.29 | 534.39
Poland | EU ST | ST, FS & CC | Capacity (MW) | Thermal | Coal | Coal | Coal | 14802.1 | 13727.1 | 13260.1 | 13038.1 | 11296.1 | 10401.1 | 9948.1 | 9048.1 | 8098.1 | 6450.1 | 6225.1 | 5610.1 | 5368.1 | 4531.1 | 4531.1 | 4158.1 | 3785.1 | 3785.1 | 3785.1 | 3785.1 | 3785.1 | 3785.1 | 3785.1 | 3785.1 | 3785.1 | 3785.1 | 3785.1 | 3785.1 | 0.1
Poland | EU ST | ST, FS & CC | Capacity (MW) | Thermal | Coal | Coal | Coal CHP | 4641.8 | 4306.3 | 4064.3 | 3225.1 | 2568.4 | 1971.4 | 1857.4 | 1664.4 | 1664.4 | 1511.8 | 1390.8 | 1390.8 | 1277.8 | 1219 | 1164 | 857 | 782 | 782 | 782 | 782 | 782 | 782 | 720 | 260 | 260 | 260 | 260 | 260
Poland | EU ST | ST, FS & CC | Capacity (MW) | Thermal | Gas | OCGT | GT | 0.1 | 0.1 | 0.1 | 0.1 | 0.1 | 0.1 | 0.1 | 1124.92 | 1124.92 | 1124.92 | 1124.93 | 1124.93 | 1124.93 | 1124.93 | 1124.93 | 1124.93 | 1124.93 | 1124.93 | 1124.93 | 1124.93 | 1124.93 | 1124.93 | 1124.93 | 1124.93 | 1124.93 | 1124.93 | 1124.93 | 1124.93 | 1124.93
Poland | EU ST | ST, FS & CC | Capacity (MW) | Thermal | Gas | Gas CHP | GT CHP | 667.5 | 667.5 | 667.5 | 667.5 | 667.5 | 667.5 | 667.5 | 667.5 | 667.5 | 662 | 662 | 662 | 662 | 662 | 464 | 464 | 464 | 464 | 464 | 282 | 36 | 36 | 36 | 36 | 36 | 36 | 36 | 36 | 36
Poland | EU ST | ST, FS & CC | Capacity (MW) | Thermal | Low Carbon | Hydrogen CHP | GT Hydrogen | [8 empty] | 0.2 | 0.2 | 0.2 | 82.34 | 132.34 | 133.23 | 133.23 | 133.23 | 133.23 | 133.23 | 133.23 | 133.23 | 133.23 | 1383.23 | 1883.23 | 1883.23 | 1883.23 | 1883.23 | 1883.23 | 1883.23 | 1883.23
Poland | EU ST | ST, FS & CC | Capacity (MW) | Thermal | Coal | Coal | Lignite | 8009.1 | 7809.1 | 6915.1 | 6665.1 | 5675.1 | 3860.1 | 2690.1 | 2168.1 | 1708.1 | 1708.1 | 1318.1 | 1318.1 | 1318.1 | 1318.1 | 460.1 | 460.1 | 460.1 | 460.1 | 460.1 | 460.1 | 460.1 | 460.1 | 460.1 | 0.1 | 0.1 | 0.1 | 0.1 | 0.1 | 0.1
Poland | EU ST | ST, FS & CC | Capacity (MW) | Low Carbon | Nuclear | Nuclear | Nuclear | 0.1 | 0.1 | 0.1 | 0.1 | 0.1 | 0.1 | 0.1 | 0.1 | 0.1 | 0.1 | 0.1 | 0.1 | 0.1 | 0.1 | 1100.1 | 1100.1 | 2200.1 | 3300.1 | 4400.1 | 5500.1 | 5500.1 | 6600.1 | 6600.1 | 6600.1 | 7700.1 | 7700.1 | 8800.1 | 8800.1 | 9900.1
Poland | EU ST | ST, FS & CC | Capacity (MW) | Renewable | Offshore Wind | Offshore Wind | Offshore Wind |  |  |  |  | 1842.5 | 4560 | 5535 | 5935 | 6715 | 7853.4 | 8211.8 | 9055 | 9944 | 10281 | 10281 | 10581 | 10881 | 11181 | 11481 | 11781 | 11781 | 11781 | 11781 | 12381 | 12381 | 12381 | 12381 | 12381 | 12981
Poland | EU ST | ST, FS & CC | Capacity (MW) | Renewable | Onshore Wind | Onshore Wind | Onshore Wind | 8945 | 10042 | 10998 | 13998 | 16612.7 | 17112.7 | 17362.7 | 17362.7 | 17370.7 | 17386.7 | 17406.7 | 17436.7 | 17479.7 | 17553.7 | 17642.7 | 17773.7 | 17951.7 | 18084.7 | 18204.7 | 18402.7 | 18528.7 | 18534.7 | 18535.7 | 18535.7 | 18535.7 | 18535.7 | 18535.7 | 18535.7 | 18535.7
Poland | EU ST | ST, FS & CC | Capacity (MW) | Renewable | Other Renewables | Other Renewables | Other Renewables | 449 | 507 | 573 | 648 | 732 | 804 | 860 | 920 | 985 | 1054 | 1095 | 1106 | 1117 | 1128 | 1139 | 1151 | 1162 | 1174 | 1185 | 1197 | 1209 | 1221 | 1233 | 1246 | 1258 | 1271 | 1284 | 1297 | 1310
Poland | EU ST | ST, FS & CC | Capacity (MW) | Storage | Storage | Pumped Hydro | Pumped Storage | 1634 | 1634 | 1634 | 1634 | 1634 | 1634 | 1634 | 1634 | 1634 | 1634 | 1634 | 1634 | 1634 | 1634 | 1823 | 1823 | 1823 | 1823 | 1823 | 1823 | 1823 | 1823 | 1823 | 1823 | 1823 | 1823 | 1823 | 1823 | 1823
Poland | EU ST | ST, FS & CC | Capacity (MW) | Renewable | Hydro | Hydro | Reservoir Hydro | 265 | 265 | 265 | 322.5 | 380 | 380 | 380 | 380 | 380 | 380 | 380 | 380 | 380 | 380 | 380 | 380 | 380 | 380 | 380 | 415 | 450 | 450 | 450 | 450 | 450 | 450 | 450 | 450 | 450
Poland | EU ST | ST, FS & CC | Capacity (MW) | Renewable | Hydro | Hydro | Run-of-river Hydro | 708 | 708 | 708 | 708 | 708 | 708 | 708 | 708 | 708 | 708 | 708 | 708 | 708 | 708 | 708 | 708 | 708 | 708 | 708 | 1029 | 1350 | 1350 | 1350 | 1350 | 1350 | 1350 | 1350 | 1350 | 1350
Poland | EU ST | ST, FS & CC | Capacity (MW) | Renewable | Solar | Solar PV | Solar PV | 7392 | 10863.49 | 12063.49 | 13263.49 | 14463.49 | 15663.49 | 16863.49 | 17611.49 | 17911.49 | 18211.49 | 18511.49 | 18811.49 | 19111.49 | 19411.49 | 19663.49 | 19859.49 | 20059.49 | 20259.49 | 20459.49 | 20559.49 | 20559.49 | 20559.49 | 20559.49 | 20559.49 | 21036.65 | 21036.65 | 21036.65 | 21036.65 | 21036.65
Portugal | EU ST | ST, FS & CC | Capacity (MW) | Thermal | Gas | Gas CHP | Aggregated Small CHP | 78: 1309; 82: 1279; 86: 1255; 90: 1228; 94: 1242; 98: 1256; 102: 1270; 106: 1284; 110: 1298; 114: 1298; 118: 1298; 122: 1298; 126: 1298; 130: 1298
Portugal | EU ST | ST, FS & CC | Capacity (MW) | Storage | Storage | Battery | Battery | 11.4 | 25.4 | 116.4 | 221.4 | 328.4 | 456.4 | 572.4 | 589.4 | 593.4 | 593.4 | 593.4 | 593.4 | 593.4 | 593.4 | 593.4 | 593.4 | 593.4 | 878.57 | 889.02 | 931.56 | 1004.35 | 1142.52 | 1161.93 | 1184.62 | 1213.64 | 1221.96 | 1248.68 | 1323.44 | 1333.87
Portugal | EU ST | ST, FS & CC | Capacity (MW) | Renewable | Biomass | Biomass | Biomass | 819 | 846 | 871 | 899 | 928 | 957 | 986 | 1015 | 1043 | 1043 | 1043 | 1043 | 1043 | 1043 | 1043 | 1043 | 1043 | 1043 | 1043 | 1043 | 1043 | 1043 | 1043 | 1043 | 1043 | 1043 | 1043 | 1043 | 1043
Portugal | EU ST | ST, FS & CC | Capacity (MW) | Thermal | Gas | CCGT | CCGT | 3830.1 | 3830.1 | 3830.1 | 3830.2 | 3830.2 | 3830.2 | 3830.2 | 4196.17 | 3206.27 | 3206.27 | 3206.27 | 3206.27 | 3206.27 | 3206.37 | 2030.38 | 2030.38 | 2030.38 | 1204.38 | 1204.48 | 366.48 | 366.48 | 337.21 | 0.5 | 0.6 | 0.6 | 0.6 | 0.6 | 0.6 | 0.6
Portugal | EU ST | ST, FS & CC | Capacity (MW) | Thermal | Low Carbon | Hydrogen | CCGT Hydrogen | 0.1 | 0.1 | 0.1 | 0.2 | 0.2 | 0.2 | 0.2 | 0.2 | 0.4 | 0.4 | 6.08 | 9.02 | 31.57 | 64.19 | 71.14 | 75.54 | 78.46 | 112.99 | 113.19 | 113.19 | 113.19 | 113.19 | 113.19 | 113.39 | 113.39 | 113.39 | 113.39 | 113.39 | 113.39
Portugal | EU ST | ST, FS & CC | Capacity (MW) | Low Carbon | CCS | CCS Biomass | CCS Biomass | [8 empty] | 0.1 | 0.1 | 0.1 | 0.1 | 0.1 | 0.2 | 0.2 | 0.2 | 0.2 | 0.2 | 0.3 | 0.3 | 0.3 | 0.3 | 0.3 | 0.4 | 0.4 | 0.4 | 39.03 | 40.7 | 41.64
Portugal | EU ST | ST, FS & CC | Capacity (MW) | Low Carbon | CCS | CCS Gas | CCS Gas |  |  |  | 0.1 | 0.1 | 0.1 | 0.1 | 0.1 | 0.2 | 0.2 | 0.2 | 0.2 | 0.2 | 0.3 | 0.3 | 0.3 | 0.3 | 29.17 | 29.27 | 42.07 | 47.35 | 47.35 | 53.04 | 63.33 | 63.33 | 63.33 | 63.33 | 63.33 | 63.33
Portugal | EU ST | ST, FS & CC | Capacity (MW) | Thermal | Coal | Coal | Coal | 0.1 | 0.1 | 0.1 | 0.1 | 0.1 | 0.1 | 0.1 | 0.1 | 0.1 | 0.1 | 0.1 | 0.1 | 0.1 | 0.1 | 0.1 | 0.1 | 0.1 | 0.1 | 0.1 | 0.1 | 0.1 | 0.1 | 0.1 | 0.1 | 0.1 | 0.1 | 0.1 | 0.1 | 0.1
Portugal | EU ST | ST, FS & CC | Capacity (MW) | Thermal | Gas | OCGT | GT | 0.1 | 0.1 | 0.1 | 0.1 | 0.1 | 0.1 | 0.1 | 0.1 | 0.1 | 0.1 | 0.1 | 0.1 | 0.1 | 0.1 | 0.1 | 0.1 | 0.1 | 0.1 | 0.1 | 0.1 | 0.1 | 0.1 | 0.1 | 0.1 | 0.1 | 0.1 | 0.1 | 0.1 | 0.1
Portugal | EU ST | ST, FS & CC | Capacity (MW) | Thermal | Low Carbon | Hydrogen CHP | GT Hydrogen | [8 empty] | 96.16 | 96.46 | 96.77 | 97.7 | 97.7 | 97.7 | 97.7 | 97.7 | 97.7 | 128.01 | 128.01 | 130.33 | 130.33 | 130.33 | 130.33 | 130.33 | 130.33 | 130.33 | 130.33 | 130.33 | 130.33
Portugal | EU ST | ST, FS & CC | Capacity (MW) | Renewable | Offshore Wind | Offshore Wind | Offshore Wind | 27 | 27 | 27 | 27 | 27 | 27 | 27 | 27 | 27 | 27 | 27 | 27 | 27 | 27 | 27 | 27 | 27 | 27 | 27 | 27 | 27 | 27 | 27 | 27 | 27 | 27 | 27 | 27 | 27
Portugal | EU ST | ST, FS & CC | Capacity (MW) | Renewable | Onshore Wind | Onshore Wind | Onshore Wind | 5262 | 5276.97 | 5275.97 | 5276.97 | 5354.53 | 5362.02 | 5380.63 | 5395.44 | 5477.76 | 6242.09 | 6516.66 | 6951.83 | 7292.42 | 7420.32 | 8905.4 | 9487.21 | 9927.04 | 10293.5 | 10383.01 | 10710.87 | 10811.09 | 10811.09 | 10811.09 | 10811.09 | 10797.09 | 10797.09 | 10799.88 | 10799.88 | 10803.36
Portugal | EU ST | ST, FS & CC | Capacity (MW) | Renewable | Other Renewables | Other Renewables | Other Renewables | 95 | 100 | 103 | 106 | 108 | 110 | 112 | 114 | 117 | 117 | 117 | 117 | 117 | 117 | 117 | 117 | 117 | 117 | 117 | 117 | 117 | 117 | 117 | 117 | 117 | 117 | 117 | 117 | 117
Portugal | EU ST | ST, FS & CC | Capacity (MW) | Renewable | Hydro | Hydro | Reservoir Hydro | 1396.7 | 1396.7 | 1674.7 | 1674.7 | 1674.7 | 1674.7 | 1674.7 | 1674.7 | 1674.7 | 1674.7 | 1674.7 | 1674.7 | 1674.7 | 1674.7 | 1674.7 | 1674.7 | 1674.7 | 1674.7 | 1674.7 | 1674.7 | 1674.7 | 1674.7 | 1674.7 | 1674.7 | 1674.7 | 1674.7 | 1674.7 | 1674.7 | 1674.7
Portugal | EU ST | ST, FS & CC | Capacity (MW) | Renewable | Hydro | Hydro | Reservoir Hydro with pumping | 3709 | 3709 | 3709 | 3709 | 3709 | 3709 | 3709 | 3709 | 3709 | 3709 | 3709 | 3709 | 3709 | 3709 | 3709 | 3709 | 3709 | 3709 | 3709 | 3709 | 3709 | 3709 | 3709 | 3709 | 3709 | 3709 | 3709 | 3709 | 3709
Portugal | EU ST | ST, FS & CC | Capacity (MW) | Renewable | Hydro | Hydro | Run-of-river Hydro | 2370.8 | 2370.8 | 2370.8 | 2370.8 | 2370.8 | 2370.8 | 2370.8 | 2608.8 | 2608.8 | 2608.8 | 2608.8 | 2608.8 | 2608.8 | 2608.8 | 2608.8 | 2608.8 | 2608.8 | 2608.8 | 2608.8 | 2608.8 | 2608.8 | 2608.8 | 2608.8 | 2608.8 | 2608.8 | 2608.8 | 2608.8 | 2608.8 | 2608.8
Portugal | EU ST | ST, FS & CC | Capacity (MW) | Renewable | Hydro | Hydro | Small-Scale-Hydro | 654 | 654 | 654 | 654 | 654 | 654 | 654 | 654 | 654 | 654 | 654 | 654 | 654 | 654 | 654 | 654 | 654 | 654 | 654 | 654 | 654 | 654 | 654 | 654 | 654 | 654 | 654 | 654 | 654
Portugal | EU ST | ST, FS & CC | Capacity (MW) | Renewable | Solar | Solar PV | Solar PV | 3087 | 3883.8 | 4881.8 | 5972.8 | 7065.8 | 8162.36 | 9200.57 | 9774.58 | 10292.85 | 10990.46 | 11120.66 | 11188.93 | 12830.82 | 13514.41 | 13592.39 | 14015.27 | 14015.27 | 14187.19 | 14772.36 | 14820.67 | 15766.11 | 16895.16 | 16961.27 | 17216.08 | 17943.24 | 17964.04 | 17964.04 | 19904.58 | 20122.57
Slovenia | EU ST | ST, FS & CC | Capacity (MW) | Storage | Storage | Battery | Battery | 3.3 | 4.3 | 5.3 | 6.3 | 7.3 | 8.3 | 9.3 | 10.3 | 11.3 | 11.3 | 11.3 | 11.3 | 11.3 | 11.3 | 11.3 | 11.3 | 11.3 | 11.3 | 11.3 | 11.3 | 11.3 | 11.3 | 11.3 | 11.3 | 11.3 | 11.3 | 11.3 | 11.3 | 11.3
Slovenia | EU ST | ST, FS & CC | Capacity (MW) | Renewable | Biomass | Biomass | Biomass | 129.38 | 131.73 | 134 | 136.16 | 140.68 | 145.34 | 150.12 | 155.04 | 160.1 | 165.3 | 170.64 | 176.13 | 181.78 | 187.58 | 191.38 | 195.25 | 199.21 | 203.11 | 207.03 | 210.94 | 214.86 | 218.77 | 222.69 | 226.6 | 230.52 | 234.43 | 238.35 | 242.26 | 246.18
Slovenia | EU ST | ST, FS & CC | Capacity (MW) | Thermal | Gas | CCGT | CCGT | 0.1 | 0.1 | 0.1 | 0.2 | 0.2 | 0.2 | 0.2 | 0.2 | 0.3 | 0.3 | 0.3 | 0.3 | 0.3 | 0.4 | 0.4 | 0.4 | 0.4 | 0.4 | 0.5 | 0.5 | 0.5 | 0.5 | 0.5 | 0.5 | 0.5 | 0.5 | 0.5 | 0.5 | 0.5
Slovenia | EU ST | ST, FS & CC | Capacity (MW) | Thermal | Low Carbon | Hydrogen | CCGT Hydrogen | 0.1 | 0.1 | 0.1 | 0.2 | 0.2 | 0.2 | 0.2 | 0.2 | 0.4 | 0.4 | 0.4 | 0.4 | 0.4 | 0.6 | 0.6 | 0.6 | 0.6 | 0.6 | 0.8 | 0.8 | 0.8 | 0.8 | 0.8 | 9.63 | 16.43 | 23.43 | 25.59 | 36.15 | 58.33
Slovenia | EU ST | ST, FS & CC | Capacity (MW) | Low Carbon | CCS | CCS Biomass | CCS Biomass | [8 empty] | 0.1 | 0.1 | 0.1 | 0.1 | 0.1 | 0.2 | 0.2 | 0.2 | 0.2 | 0.2 | 0.3 | 0.3 | 0.3 | 0.3 | 0.3 | 0.4 | 0.4 | 0.4 | 0.4 | 0.4 | 0.5
Slovenia | EU ST | ST, FS & CC | Capacity (MW) | Low Carbon | CCS | CCS Gas | CCS Gas |  |  |  | 0.1 | 0.1 | 0.1 | 0.1 | 0.1 | 0.2 | 0.2 | 0.2 | 0.2 | 0.2 | 0.3 | 0.3 | 0.3 | 0.3 | 0.3 | 0.4 | 0.4 | 0.4 | 0.4 | 0.4 | 0.5 | 0.5 | 0.5 | 0.5 | 0.5 | 0.6
Slovenia | EU ST | ST, FS & CC | Capacity (MW) | Thermal | Coal | Coal | Coal | 0.1 | 0.1 | 0.1 | 0.1 | 0.1 | 0.1 | 0.1 | 0.1 | 0.1 | 0.1 | 0.1 | 0.1 | 0.1 | 0.1 | 0.1 | 0.1 | 0.1 | 0.1 | 0.1 | 0.1 | 0.1 | 0.1 | 0.1 | 0.1 | 0.1 | 0.1 | 0.1 | 0.1 | 0.1
Slovenia | EU ST | ST, FS & CC | Capacity (MW) | Thermal | Coal | Coal | Coal CHP | 78: 124; 82: 124; 86: 124; 90: 42
Slovenia | EU ST | ST, FS & CC | Capacity (MW) | Thermal | Gas | OCGT | GT | 468.1 | 468.1 | 468.1 | 422.1 | 422.1 | 772.1 | 772.1 | 1122.1 | 1122.1 | 1122.1 | 1122.1 | 1122.1 | 1122.1 | 1122.1 | 1122.1 | 1122.1 | 1122.1 | 1122.1 | 1122.1 | 1122.1 | 1038.1 | 1038.1 | 1038.1 | 700.1 | 700.1 | 700.1 | 700.1 | 700.1 | 700.1
Slovenia | EU ST | ST, FS & CC | Capacity (MW) | Thermal | Low Carbon | Hydrogen CHP | GT Hydrogen | [8 empty] | 0.2 | 0.2 | 0.2 | 0.2 | 0.2 | 0.2 | 0.2 | 0.2 | 0.2 | 0.2 | 0.2 | 0.2 | 0.2 | 0.2 | 0.2 | 0.2 | 0.2 | 0.2 | 0.2 | 0.2 | 0.2
Slovenia | EU ST | ST, FS & CC | Capacity (MW) | Thermal | Coal | Coal | Lignite | 860.1 | 860.1 | 860.1 | 860.2 | 545.2 | 545.2 | 545.2 | 545.2 | 545.2 | 545.2 | 0.2 | 0.2 | 0.2 | 0.2 | 0.2 | 0.2 | 0.2 | 0.2 | 0.2 | 0.2 | 0.2 | 0.2 | 0.2 | 0.2 | 0.2 | 0.2 | 0.2 | 0.2 | 0.2
Slovenia | EU ST | ST, FS & CC | Capacity (MW) | Low Carbon | Nuclear | Nuclear | Nuclear | 696 | 696 | 696 | 696 | 696 | 696 | 696 | 696 | 696 | 696 | 1796 | 1796 | 1796 | 1796 | 1796 | 1796 | 1796 | 1796 | 1796 | 1796 | 1796 | 1796 | 1796 | 1796 | 1796 | 1796 | 1796 | 1796 | 1796
Slovenia | EU ST | ST, FS & CC | Capacity (MW) | Renewable | Onshore Wind | Onshore Wind | Onshore Wind | 15 | 155.03 | 193.45 | 224.3 | 256.79 | 272.34 | 289.82 | 307.29 | 324.8 | 539.6 | 704.68 | 813.76 | 841.36 | 856.36 | 1023.5 | 1135.58 | 1224.42 | 1377.48 | 1392.48 | 1448.13 | 1463.13 | 1478.13 | 1493.13 | 1508.13 | 1523.13 | 1538.13 | 1560.97 | 1582.32 | 1597.32
Slovenia | EU ST | ST, FS & CC | Capacity (MW) | Storage | Storage | Pumped Hydro | Pumped Storage | 185 | 185 | 185 | 185 | 185 | 185 | 185 | 185 | 185 | 185 | 185 | 185 | 185 | 185 | 185 | 185 | 185 | 185 | 185 | 185 | 185 | 185 | 185 | 185 | 185 | 185 | 185 | 185 | 185
Slovenia | EU ST | ST, FS & CC | Capacity (MW) | Renewable | Hydro | Hydro | Run-of-river Hydro | 1156 | 1156 | 1156 | 1156 | 1156 | 1156 | 1156 | 1156 | 1156 | 1156 | 1156 | 1156 | 1156 | 1156 | 1156 | 1156 | 1156 | 1156 | 1156 | 1156 | 1156 | 1156 | 1156 | 1156 | 1156 | 1156 | 1156 | 1156 | 1156
Slovenia | EU ST | ST, FS & CC | Capacity (MW) | Renewable | Solar | Solar PV | Solar PV | 358 | 424.6 | 807.49 | 925.46 | 1027.66 | 1177.66 | 1327.66 | 1477.66 | 1725.61 | 1876.67 | 2026.67 | 2126.67 | 2227.5 | 2338.01 | 2438.88 | 2545.58 | 2645.58 | 2746.37 | 2846.37 | 2947.68 | 3047.68 | 3147.68 | 3247.68 | 3347.68 | 3447.68 | 3547.68 | 3647.68 | 3747.68 | 3856.07
Spain | EU ST | ST, FS & CC | Capacity (MW) | Thermal | Gas | Gas CHP | Aggregated Small CHP | 5827 | 5527 | 5277 | 5027 | 4777 | 4527 | 4277 | 4027 | 3767 | 3767 | 3767 | 3767 | 3767 | 3767 | 3767 | 3767 | 3767 | 3767 | 3767 | 3767 | 3767 | 3767 | 3767 | 3767 | 3767 | 3767 | 3767 | 3767 | 3767
Spain | EU ST | ST, FS & CC | Capacity (MW) | Storage | Storage | Battery | Battery | 306 | 454 | 592 | 991 | 1879 | 2777 | 3665 | 4564 | 5452 | 5732 | 6012 | 6292 | 6572 | 6852 | 7132 | 7412 | 7692 | 8051.91 | 8331.91 | 8331.91 | 8364.67 | 8364.67 | 8373.66 | 8374.64 | 8374.64 | 8374.64 | 8374.64 | 8374.64 | 8374.64
Spain | EU ST | ST, FS & CC | Capacity (MW) | Renewable | Biomass | Biomass | Biomass | 1198 | 1198 | 1198 | 1198 | 1198 | 1198 | 1198 | 1198 | 1198 | 1198 | 1198 | 1198 | 1198 | 1198 | 1198 | 1198 | 1198 | 1198 | 1198 | 3023.86 | 3023.86 | 3023.86 | 3023.86 | 3023.86 | 3023.86 | 3023.86 | 3023.86 | 3023.86 | 3023.86
Spain | EU ST | ST, FS & CC | Capacity (MW) | Thermal | Gas | CCGT | CCGT | 26280.1 | 26280.1 | 26280.1 | 26280.2 | 26280.2 | 26280.2 | 26280.2 | 26733.85 | 26733.95 | 26500.95 | 25298.95 | 22661.95 | 21066.95 | 17578.05 | 11289.05 | 9021.05 | 5535.05 | 4464.05 | 3408.15 | 880.15 | 880.15 | 880.15 | 426.5 | 0.5 | 0.5 | 0.5 | 0.5 | 0.5 | 0.5
Spain | EU ST | ST, FS & CC | Capacity (MW) | Thermal | Gas | Gas CHP | CCGT CHP | 78: 150; 82: 150; 86: 150; 90: 150; 94: 150; 98: 150; 102: 85; 106: 85
Spain | EU ST | ST, FS & CC | Capacity (MW) | Thermal | Low Carbon | Hydrogen | CCGT Hydrogen | 0.1 | 0.1 | 0.1 | 0.2 | 0.2 | 0.2 | 0.2 | 0.2 | 0.4 | 0.4 | 4.63 | 16.68 | 16.68 | 24.95 | 73.07 | 86.04 | 90.98 | 134.12 | 134.32 | 134.32 | 134.32 | 134.32 | 134.32 | 134.32 | 159.1 | 165.64 | 171.24 | 171.24 | 171.24
Spain | EU ST | ST, FS & CC | Capacity (MW) | Low Carbon | CCS | CCS Biomass | CCS Biomass | [8 empty] | 0.1 | 0.1 | 0.1 | 0.1 | 0.1 | 0.2 | 0.2 | 0.2 | 0.2 | 0.2 | 0.3 | 0.3 | 0.3 | 0.3 | 0.3 | 0.4 | 0.4 | 0.4 | 0.4 | 251.6 | 767.75
Spain | EU ST | ST, FS & CC | Capacity (MW) | Low Carbon | CCS | CCS Gas | CCS Gas |  |  |  | 0.1 | 0.1 | 0.1 | 0.1 | 0.1 | 0.2 | 0.2 | 0.2 | 0.2 | 0.2 | 0.3 | 0.3 | 0.3 | 0.3 | 0.46 | 39.87 | 39.87 | 47.27 | 59.19 | 156.97 | 157.07 | 157.07 | 157.07 | 157.07 | 157.07 | 157.17
Spain | EU ST | ST, FS & CC | Capacity (MW) | Thermal | Coal | Coal | Coal | 4484.8 | 3081.56 | 3081.56 | 3081.56 | 0.1 | 0.1 | 0.1 | 0.1 | 0.1 | 0.1 | 0.1 | 0.1 | 0.1 | 0.1 | 0.1 | 0.1 | 0.1 | 0.1 | 0.1 | 0.1 | 0.1 | 0.1 | 0.1 | 0.1 | 0.1 | 0.1 | 0.1 | 0.1 | 0.1
Spain | EU ST | ST, FS & CC | Capacity (MW) | Thermal | Gas | Gas Reciprocating Engines | Engine | 850.5 | 850.5 | 850.5 | 850.5 | 850.5 | 850.5 | 850.5 | 850.5 | 850.5 | 850.5 | 850.5 | 850.5 | 850.5 | 850.5 | 850.5 | 850.5 | 850.5 | 850.5 | 850.5 | 850.5 | 850.5 | 850.5 | 850.5 | 850.5 | 850.5 | 850.5 | 850.5 | 850.5
Spain | EU ST | ST, FS & CC | Capacity (MW) | Thermal | Gas | OCGT | GT | 1444.96 | 1444.96 | 1444.96 | 1444.96 | 1444.96 | 1444.96 | 1444.96 | 1974.18 | 1974.28 | 1974.28 | 1974.28 | 1974.28 | 1974.28 | 1974.28 | 1974.28 | 1974.28 | 1974.28 | 1974.28 | 1974.28 | 1974.28 | 1974.28 | 1974.28 | 1974.28 | 1974.38 | 1974.38 | 1974.38 | 1974.38 | 1974.38 | 529.72
Spain | EU ST | ST, FS & CC | Capacity (MW) | Thermal | Low Carbon | Hydrogen CHP | GT Hydrogen | [8 empty] | 0.6 | 0.6 | 0.6 | 0.6 | 0.6 | 0.6 | 0.6 | 0.6 | 0.6 | 1500.6 | 1500.6 | 1500.6 | 1500.6 | 1500.6 | 1500.6 | 1500.8 | 1500.8 | 1500.8 | 1500.8 | 1500.8 | 1500.8
Spain | EU ST | ST, FS & CC | Capacity (MW) | Low Carbon | Nuclear | Nuclear | Nuclear | 78: 7116.9; 82: 7116.9; 86: 7116.9; 90: 7116.9; 94: 7116.9; 98: 7116.9; 102: 7116.9; 106: 7116.9; 110: 7116.9; 114: 5099.9; 118: 5099.9; 122: 5099.9; 126: 3040.1; 130: 3040.1; 134: 2048.4; 138: 2048.4; 142: 1003.4
Spain | EU ST | ST, FS & CC | Capacity (MW) | Renewable | Onshore Wind | Onshore Wind | Onshore Wind | 28068 | 30038.56 | 31541.56 | 32942.43 | 34295.43 | 35238.48 | 36194.11 | 36795.28 | 37956.67 | 38151.11 | 37745.47 | 39088.38 | 42004.32 | 41942.32 | 43485.79 | 43820.79 | 44680.03 | 46695.65 | 47356.77 | 49113.77 | 59866.77 | 59866.77 | 59891.78 | 60100.15 | 60131.15 | 60159.15 | 60159.15 | 60159.15 | 60182.36
Spain | EU ST | ST, FS & CC | Capacity (MW) | Renewable | Other Renewables | Other Renewables | Other Renewables | 174: 196.14; 178: 196.14; 181: 196.14; 185: 196.14; 200: 196.14; 200: 196.14; 200: 196.14; 205: 196.14; 211: 196.14; 250: 196.14
Spain | EU ST | ST, FS & CC | Capacity (MW) | Storage | Storage | Pumped Hydro | Pumped Storage | 6040 | 6040 | 6240 | 6240 | 6440 | 7440 | 8140 | 8140 | 9040 | 9040 | 9240 | 9240 | 9440 | 9940 | 10140 | 10140 | 10340 | 10340 | 10540 | 10540 | 10740 | 10740 | 10940 | 11600 | 11800 | 11800 | 12000 | 12000 | 12200
Spain | EU ST | ST, FS & CC | Capacity (MW) | Renewable | Hydro | Hydro | Reservoir Hydro | 15000 | 15000 | 15000 | 15000 | 15000 | 15000 | 15000 | 15000 | 15000 | 15000 | 15000 | 15000 | 15000 | 15000 | 15000 | 15000 | 15000 | 15000 | 15000 | 15000 | 15000 | 15000 | 15000 | 15000 | 15000 | 15000 | 15000 | 15000 | 15000
Spain | EU ST | ST, FS & CC | Capacity (MW) | Renewable | Hydro | Hydro | Run-of-river Hydro | 2100 | 2100 | 2100 | 2100 | 2100 | 2100 | 2100 | 2100 | 2100 | 2100 | 2100 | 2100 | 2100 | 2100 | 2100 | 2100 | 2100 | 2100 | 2100 | 2100 | 2100 | 2100 | 2100 | 2100 | 2100 | 2100 | 2100 | 2100 | 2100
Spain | EU ST | ST, FS & CC | Capacity (MW) | Renewable | Solar | Solar PV | Solar CSP | 78: 2300; 82: 2300; 86: 2300; 90: 2300; 94: 2300; 98: 2300; 102: 2300; 106: 2300; 110: 2300; 114: 2300; 118: 2289; 122: 2289; 126: 2239; 130: 2067; 134: 1767; 138: 1300; 142: 349
Spain | EU ST | ST, FS & CC | Capacity (MW) | Renewable | Solar | Solar PV | Solar PV | 17883.45 | 22561.19 | 26961.19 | 30861.19 | 34636.67 | 38342.59 | 42192.59 | 45942.59 | 49992.59 | 50526.17 | 50986.44 | 51396.34 | 52630.44 | 53555.89 | 55190.88 | 57028.79 | 58840.6 | 63388.2 | 64206.04 | 64751.61 | 64751.61 | 64751.61 | 66488.33 | 73408.5 | 75194.25 | 76413.16 | 78173.27 | 78173.27 | 78173.27
Spain | EU ST | ST, FS & CC | Capacity (MW) | Thermal | Gas | Gas CHP | Steam Gas CHP | 3 | 3 | 3 | 3 | 3 | 3 | 3 | 3 | 3 | 3 | 3 | 3 | 3 | 3 | 3 | 3 | 3 | 3 | 3 | 3 | 3 | 3 | 3 | 3 | 3 | 3 | 3 | 3 | 3
Spain | EU ST | ST, FS & CC | Capacity (MW) | Thermal | Other Thermal | Fuel Oil | Steam Oil | 560.43 | 560.43 | 560.43 | 560.43 | 560.43 | 560.43 | 560.43 | 560.43 | 560.43 | 560.43 | 480.43 | 480.43 | 480.43 | 480.43 | 480.43 | 480.43 | 480.43 | 480.43 | 480.43 | 480.43 | 480.43 | 480.43 | 480.43 | 480.43 | 480.43 | 480.43 | 480.43 | 480.43 | 0.43
Spain | EU ST | ST, FS & CC | Capacity (MW) | Renewable | Waste | Waste | Waste | 600 | 600 | 600 | 600 | 600 | 600 | 600 | 600 | 600 | 600 | 600 | 600 | 600 | 600 | 600 | 600 | 600 | 600 | 600 | 600 | 600 | 600 | 600 | 600 | 600 | 600 | 600 | 600 | 600
Sweden | EU ST | ST, FS & CC | Capacity (MW) | Storage | Storage | Battery | Battery | 20 | 20 | 20 | 21.2 | 21.2 | 21.2 | 21.2 | 21.2 | 21.2 | 21.2 | 21.2 | 21.2 | 21.2 | 21.2 | 21.2 | 21.2 | 21.2 | 21.2 | 21.2 | 21.2 | 21.2 | 21.2 | 21.46 | 37.32 | 118.88 | 145.15 | 260.85 | 262.47 | 264.63
Sweden | EU ST | ST, FS & CC | Capacity (MW) | Renewable | Biomass | Biomass CHP | Biomass CHP | 3292.83 | 3292.83 | 3292.83 | 3292.83 | 3205.83 | 3245.83 | 3245.83 | 3245.83 | 3245.83 | 3245.83 | 3245.83 | 3245.83 | 3245.83 | 3245.83 | 3245.83 | 3245.83 | 3245.83 | 3245.83 | 3207.83 | 3207.83 | 3207.83 | 3207.83 | 3207.83 | 3207.83 | 3207.83 | 3207.83 | 3207.83 | 3207.83 | 3207.83
Sweden | EU ST | ST, FS & CC | Capacity (MW) | Thermal | Gas | CCGT | CCGT | 0.3 | 0.3 | 0.3 | 0.6 | 0.6 | 0.6 | 0.6 | 0.6 | 0.9 | 0.9 | 0.9 | 0.9 | 0.9 | 1.2 | 1.2 | 1.2 | 1.2 | 1.2 | 1.5 | 1.5 | 1.5 | 1.5 | 1.5 | 1.5 | 1.5 | 1.5 | 1.5 | 1.5 | 1.5
Sweden | EU ST | ST, FS & CC | Capacity (MW) | Thermal | Gas | Gas CHP | CCGT CHP | 260 | 260 | 260 | 260 | 260 | 260 | 260 | 260 | 260 | 260 | 260 | 260 | 260 | 260 | 260 | 260 | 260 | 260 | 260 | 260 | 260 | 260 | 260 | 260 | 260 | 260 | 260 | 260 | 260
Sweden | EU ST | ST, FS & CC | Capacity (MW) | Thermal | Low Carbon | Hydrogen | CCGT Hydrogen | 0.3 | 0.3 | 0.3 | 0.6 | 0.6 | 0.6 | 0.6 | 0.6 | 0.9 | 0.9 | 0.9 | 0.9 | 0.9 | 1.2 | 1.2 | 1.2 | 1.2 | 1.2 | 1.5 | 1.5 | 1.5 | 1.5 | 1.5 | 1.5 | 1.5 | 1.5 | 1.5 | 1.5 | 1.5
Sweden | EU ST | ST, FS & CC | Capacity (MW) | Low Carbon | CCS | CCS Biomass | CCS Biomass | [8 empty] | 0.3 | 0.3 | 0.3 | 0.3 | 0.3 | 0.6 | 0.6 | 0.6 | 0.6 | 0.6 | 0.9 | 0.9 | 0.9 | 0.9 | 0.9 | 1.2 | 63.07 | 317.85 | 614.32 | 1046.1 | 1628.75
Sweden | EU ST | ST, FS & CC | Capacity (MW) | Low Carbon | CCS | CCS Gas | CCS Gas |  |  |  | 0.3 | 0.3 | 0.3 | 0.3 | 0.3 | 0.6 | 0.6 | 0.6 | 0.6 | 0.6 | 0.9 | 0.9 | 0.9 | 0.9 | 0.9 | 1.2 | 1.2 | 1.2 | 1.2 | 1.2 | 1.2 | 1.2 | 1.2 | 1.2 | 1.2 | 1.2
Sweden | EU ST | ST, FS & CC | Capacity (MW) | Thermal | Coal | Coal | Coal | 0.3 | 0.3 | 0.3 | 0.3 | 0.3 | 0.3 | 0.3 | 0.3 | 0.3 | 0.3 | 0.3 | 0.3 | 0.3 | 0.3 | 0.3 | 0.3 | 0.3 | 0.3 | 0.3 | 0.3 | 0.3 | 0.3 | 0.3 | 0.3 | 0.3 | 0.3 | 0.3 | 0.3 | 0.3
Sweden | EU ST | ST, FS & CC | Capacity (MW) | Thermal | Gas | OCGT | GT | 1860.4 | 1860.4 | 1860.4 | 1860.4 | 1200.4 | 1200.4 | 1200.4 | 1200.4 | 1200.4 | 1200.4 | 1200.4 | 1200.4 | 1200.4 | 0.4 | 0.4 | 0.4 | 0.4 | 0.4 | 0.4 | 0.4 | 0.4 | 0.4 | 0.4 | 0.4 | 0.4 | 0.4 | 0.4 | 0.4 | 0.4
Sweden | EU ST | ST, FS & CC | Capacity (MW) | Thermal | Gas | Gas CHP | GT CHP | 13.5 | 13.5 | 13.5 | 13.5 | 13.5 | 13.5 | 13.5 | 13.5 | 13.5 | 13.5 | 13.5 | 13.5 | 13.5 | 13.5 | 13.5 | 13.5 | 13.5 | 13.5
Sweden | EU ST | ST, FS & CC | Capacity (MW) | Thermal | Low Carbon | Hydrogen CHP | GT Hydrogen | [8 empty] | 0.8 | 0.8 | 0.8 | 0.8 | 0.8 | 300.8 | 300.8 | 300.8 | 300.8 | 300.8 | 300.8 | 300.8 | 300.8 | 300.8 | 300.8 | 300.8 | 300.8 | 300.8 | 300.8 | 300.8 | 300.8
Sweden | EU ST | ST, FS & CC | Capacity (MW) | Renewable | Hydro | Hydro | Hydro | 15627 | 15701 | 15777 | 15853 | 15929 | 16003 | 16078 | 16153 | 16228 | 16303 | 16378 | 16378 | 16378 | 16378 | 16378 | 16378 | 16378 | 16378 | 16378 | 16378 | 16378 | 16378 | 16378 | 16378 | 16378 | 16378 | 16378 | 16378 | 16378
Sweden | EU ST | ST, FS & CC | Capacity (MW) | Low Carbon | Nuclear | Nuclear | Nuclear | 6859 | 6859 | 6859 | 6859 | 6859 | 6859 | 6859 | 6859 | 6859 | 6859 | 6859 | 6859 | 6859 | 6859 | 6859 | 6859 | 6859 | 6859 | 5869 | 4749 | 4749 | 4749 | 4749 | 3579.1 | 3579.1 | 3579.1 | 3579.1 | 3579.1 | 3579.1
Sweden | EU ST | ST, FS & CC | Capacity (MW) | Renewable | Offshore Wind | Offshore Wind | Offshore Wind | 203 | 253 | 428 | 603 | 603 | 603 | 603 | 603 | 603 | 603 | 603 | 603 | 603 | 603 | 603 | 603 | 603 | 603 | 603 | 660 | 720 | 780 | 840 | 900 | 960 | 1020 | 1080 | 1140 | 1200
Sweden | EU ST | ST, FS & CC | Capacity (MW) | Renewable | Onshore Wind | Onshore Wind | Onshore Wind | 13494.38 | 15309.32 | 17285.95 | 18571.96 | 19355.25 | 20138.09 | 20920.49 | 21735.29 | 22552.44 | 22552.44 | 22592.15 | 22592.15 | 22592.15 | 22629.65 | 22962.72 | 23059.27 | 23276.12 | 23847.14 | 23920.21 | 24413.31 | 24671.74 | 24690.23 | 25197.48 | 26006.24 | 26277.15 | 26424.79 | 26459.26 | 26742.48 | 27118.74
Sweden | EU ST | ST, FS & CC | Capacity (MW) | Renewable | Solar | Solar PV | Solar PV | 1573 | 1813 | 2054 | 2295 | 2473 | 2652 | 2822.34 | 2992.66 | 3163 | 3380.4 | 3597.8 | 3815.2 | 4032.6 | 4250 | 4777 | 5304 | 5830 | 6357 | 6883 | 6886 | 6888 | 6890 | 6892 | 6894 | 6896 | 6898 | 6899 | 6901 | 6904
Sweden | EU ST | ST, FS & CC | Capacity (MW) | Thermal | Gas | Gas CHP | Steam Gas CHP | 215.7 | 215.7 | 215.7 | 120.7 | 120.7 | 120.7 | 120.7 | 120.7 | 120.7 | 120.7 | 120.7 | 120.7 | 120.7 | 120.7 | 120.7 | 120.7 | 107.8 | 107.8 | 96.8 | 96.8 | 96.8 | 96.8 | 96.8 | 96.8 | 96.8 | 96.8 | 96.8 | 96.8 | 96.8
Sweden | EU ST | ST, FS & CC | Capacity (MW) | Thermal | Other Thermal | Fuel Oil | Steam Oil CHP | 273 | 273 | 273 | 273 | 273 | 273 | 273 | 273 | 273 | 273 | 273 | 273 | 273 | 273 | 273 | 273 | 273 | 273 | 200 | 200 | 200 | 200 | 200 | 200 | 200 | 200 | 200 | 200 | 200
Sweden | EU ST | ST, FS & CC | Capacity (MW) | Renewable | Waste | Waste CHP | Waste CHP | 795.1 | 795.1 | 795.1 | 795.1 | 845.1 | 845.1 | 845.1 | 845.1 | 845.1 | 845.1 | 845.1 | 845.1 | 845.1 | 845.1 | 845.1 | 845.1 | 845.1 | 845.1 | 845.1 | 845.1 | 845.1 | 845.1 | 845.1 | 845.1 | 845.1 | 845.1 | 845.1 | 845.1 | 845.1
Switzerland | EU ST | ST, FS & CC | Capacity (MW) | Thermal | Gas | Gas CHP | Aggregated Small CHP | 524 | 524 | 524 | 524 | 524 | 524 | 524 | 524 | 524 | 511 | 498 | 485 | 472 | 459 | 445 | 432 | 419 | 406 | 393 | 380 | 367 | 354 | 341 | 328 | 314 | 301 | 288 | 275 | 262
Switzerland | EU ST | ST, FS & CC | Capacity (MW) | Storage | Storage | Battery | Battery | 18.3 | 20.3 | 24.3 | 28.3 | 32.3 | 36.3 | 40.3 | 44.3 | 47.3 | 47.3 | 47.3 | 47.3 | 47.3 | 47.3 | 47.3 | 47.3 | 47.3 | 47.3 | 47.3 | 47.3 | 47.3 | 47.3 | 47.3 | 47.3 | 47.3 | 47.3 | 47.3 | 47.3 | 47.3
Switzerland | EU ST | ST, FS & CC | Capacity (MW) | Renewable | Biomass | Biomass | Biomass | 104.31 | 120.82 | 137.34 | 153.85 | 170.36 | 186.88 | 203.39 | 219.91 | 236.42 | 252.93 | 269.45 | 285.96 | 302.48 | 318.99 | 335.5 | 352.02 | 368.53 | 385.05 | 401.56 | 418.07 | 434.59 | 451.1 | 467.62 | 484.13 | 500.64 | 517.16 | 533.67 | 550.19 | 567.14
Switzerland | EU ST | ST, FS & CC | Capacity (MW) | Thermal | Gas | CCGT | CCGT | 132.1 | 132.1 | 98.1 | 98.2 | 98.2 | 98.2 | 98.2 | 98.2 | 98.3 | 98.3 | 98.3 | 98.3 | 98.3 | 98.4 | 98.4 | 98.4 | 98.4 | 98.4 | 43.5 | 43.5 | 43.5 | 43.5 | 43.5 | 43.5 | 0.5 | 0.5 | 0.5 | 0.5 | 0.5
Switzerland | EU ST | ST, FS & CC | Capacity (MW) | Thermal | Low Carbon | Hydrogen | CCGT Hydrogen | 0.1 | 0.1 | 0.1 | 0.2 | 0.2 | 0.2 | 0.2 | 0.2 | 0.4 | 0.4 | 0.4 | 0.4 | 0.4 | 0.6 | 0.6 | 0.6 | 0.6 | 0.6 | 0.8 | 0.8 | 0.8 | 0.8 | 0.8 | 0.8 | 0.8 | 13.76 | 58 | 58.92 | 58.92
Switzerland | EU ST | ST, FS & CC | Capacity (MW) | Low Carbon | CCS | CCS Biomass | CCS Biomass | [8 empty] | 0.1 | 0.1 | 0.1 | 0.1 | 0.1 | 0.2 | 0.2 | 0.2 | 0.2 | 0.2 | 0.3 | 0.3 | 0.3 | 0.3 | 0.3 | 0.4 | 0.4 | 0.4 | 0.4 | 0.4 | 0.5
Switzerland | EU ST | ST, FS & CC | Capacity (MW) | Low Carbon | CCS | CCS Gas | CCS Gas |  |  |  | 0.1 | 0.1 | 0.1 | 0.1 | 0.1 | 0.2 | 0.2 | 0.2 | 0.2 | 0.2 | 0.3 | 0.3 | 0.3 | 0.3 | 0.3 | 0.4 | 0.4 | 0.4 | 0.4 | 0.4 | 0.5 | 0.5 | 0.5 | 0.5 | 0.5 | 0.6
Switzerland | EU ST | ST, FS & CC | Capacity (MW) | Thermal | Coal | Coal | Coal | 0.1 | 0.1 | 0.1 | 0.1 | 0.1 | 0.1 | 0.1 | 0.1 | 0.1 | 0.1 | 0.1 | 0.1 | 0.1 | 0.1 | 0.1 | 0.1 | 0.1 | 0.1 | 0.1 | 0.1 | 0.1 | 0.1 | 0.1 | 0.1 | 0.1 | 0.1 | 0.1 | 0.1 | 0.1
Switzerland | EU ST | ST, FS & CC | Capacity (MW) | Thermal | Gas | OCGT | GT | 0.1 | 0.1 | 0.1 | 0.1 | 0.1 | 0.1 | 0.1 | 344.36 | 344.36 | 344.36 | 344.36 | 344.36 | 344.36 | 344.36 | 344.36 | 344.36 | 344.36 | 344.36 | 344.36 | 344.36 | 344.36 | 344.36 | 344.36 | 344.36 | 344.36 | 344.36 | 344.36 | 344.36 | 344.36
Switzerland | EU ST | ST, FS & CC | Capacity (MW) | Thermal | Low Carbon | Hydrogen CHP | GT Hydrogen | [8 empty] | 0.2 | 0.2 | 0.2 | 0.2 | 0.2 | 0.2 | 0.2 | 0.2 | 0.2 | 0.2 | 0.2 | 0.2 | 0.2 | 0.2 | 0.2 | 0.2 | 0.2 | 0.2 | 0.2 | 0.2 | 0.2
Switzerland | EU ST | ST, FS & CC | Capacity (MW) | Low Carbon | Nuclear | Nuclear | Nuclear | 2960 | 2960 | 2960 | 2960 | 2960 | 2960 | 2960 | 2960 | 2960 | 2595 | 2595 | 2230 | 2230 | 2230 | 2230 | 2230 | 2230 | 2230 | 1220 | 1220 | 1220 | 1220 | 1220
Switzerland | EU ST | ST, FS & CC | Capacity (MW) | Renewable | Onshore Wind | Onshore Wind | Onshore Wind | 140 | 175 | 230 | 480 | 540 | 680 | 782.53 | 816.51 | 892.26 | 932.26 | 992.26 | 1062.26 | 1132.26 | 1192.26 | 1262.26 | 1362.26 | 1462.26 | 1562.26 | 1762.26 | 1862.26 | 1962.26 | 2062.26 | 2162.26 | 2262.26 | 2462.26 | 2562.26 | 2662.26 | 2762.26 | 2762.26
Switzerland | EU ST | ST, FS & CC | Capacity (MW) | Storage | Storage | Pumped Hydro | Pumped Storage | 3968.8 | 3968.8 | 3968.8 | 4028.8 | 4178.8 | 4178.8 | 4178.8 | 4838.8 | 4838.8 | 4838.8 | 5838.8 | 5838.8 | 5838.8 | 5838.8 | 5838.8 | 5838.8 | 5838.8 | 5838.8 | 5838.8 | 5838.8 | 5838.8 | 5838.8 | 5838.8 | 5838.8 | 5838.8 | 5838.8 | 5838.8 | 5838.8 | 5838.8
Switzerland | EU ST | ST, FS & CC | Capacity (MW) | Renewable | Hydro | Hydro | Reservoir Hydro | 7799 | 7821 | 7844 | 7866 | 7889 | 7912 | 7934 | 7957 | 7980 | 8003 | 8025 | 8048 | 8071 | 8161 | 8196 | 8231 | 8266 | 8300 | 8383 | 8429 | 8476 | 8522 | 8569 | 8616 | 8662 | 8709 | 8756 | 8802 | 8849
Switzerland | EU ST | ST, FS & CC | Capacity (MW) | Renewable | Hydro | Hydro | Run-of-river Hydro | 4748 | 4761 | 4776 | 4789 | 4804 | 4817 | 4831 | 4845 | 4859 | 4872 | 4887 | 4900 | 4913 | 4928 | 4949 | 4970 | 4991 | 5012 | 5034 | 5055 | 5077 | 5099 | 5120 | 5142 | 5164 | 5185 | 5207 | 5229 | 5250
Switzerland | EU ST | ST, FS & CC | Capacity (MW) | Renewable | Solar | Solar PV | Solar PV | 3085 | 3312 | 3825.87 | 4052.87 | 4313.28 | 4555.97 | 4833.96 | 5060.96 | 5314.75 | 5554.76 | 5840.11 | 6068.53 | 6295.53 | 6522.53 | 6749.53 | 6976.53 | 7203.53 | 7430.53 | 7657.53 | 7884.53 | 8111.53 | 8338.53 | 8566.53 | 8793.53 | 9020.53 | 9247.53 | 9474.53 | 9704.31 | 9928.01
Switzerland | EU ST | ST, FS & CC | Capacity (MW) | Renewable | Waste | Waste | Waste | 374.9 | 376.45 | 378.01 | 379.56 | 381.12 | 382.67 | 384.23 | 385.78 | 387.34 | 388.89 | 390.44 | 392 | 393.55 | 395.11 | 396.66 | 398.22 | 399.77 | 401.33 | 403 | 403 | 403 | 403 | 403 | 403 | 403 | 403 | 403 | 403 | 403
Austria | EU CT | CT & LW | Demand (TWh) | Demand | Demand Total (TWh) - Excluding Electrolysis |  |  | 70.49 | 71.49 | 72.49 | 73.49 | 78.26 | 83.03 | 87.79 | 92.56 | 97.32 | 98.56 | 99.81 | 101.05 | 102.29 | 103.54 | 104.78 | 106.02 | 107.26 | 108.51 | 109.75 | 110.38 | 111.01 | 111.64 | 112.27 | 112.9 | 113.53 | 114.16 | 114.79 | 115.42 | 116.05
Belgium | EU CT | CT & LW | Demand (TWh) | Demand | Demand Total (TWh) - Excluding Electrolysis |  |  | 87.59 | 88.42 | 89.26 | 90.09 | 94.56 | 99.03 | 103.5 | 107.97 | 112.44 | 114.26 | 116.09 | 117.91 | 119.73 | 121.56 | 123.38 | 125.21 | 127.03 | 128.86 | 130.68 | 132.05 | 133.41 | 134.78 | 136.14 | 137.51 | 138.87 | 140.24 | 141.6 | 142.97 | 144.33
Czech Republic | EU CT | CT & LW | Demand (TWh) | Demand | Demand Total (TWh) - Excluding Electrolysis |  |  | 67.29 | 68.8 | 70.31 | 71.82 | 72 | 72.18 | 72.36 | 72.54 | 72.72 | 73.99 | 75.26 | 76.53 | 77.79 | 79.06 | 80.33 | 81.6 | 82.87 | 84.14 | 85.4 | 85.91 | 86.41 | 86.91 | 87.41 | 87.91 | 88.41 | 88.91 | 89.42 | 89.92 | 90.42
Denmark | EU CT | CT & LW | Demand (TWh) | Demand | Demand Total (TWh) - Excluding Electrolysis |  |  | 36.88 | 38.97 | 41.07 | 43.16 | 45.09 | 47.02 | 48.96 | 50.89 | 52.82 | 53.81 | 54.8 | 55.8 | 56.79 | 57.78 | 58.77 | 59.77 | 60.76 | 61.75 | 62.74 | 63.28 | 63.81 | 64.35 | 64.88 | 65.42 | 65.95 | 66.49 | 67.02 | 67.55 | 68.09
Finland | EU CT | CT & LW | Demand (TWh) | Demand | Demand Total (TWh) - Excluding Electrolysis |  |  | 88.38 | 90.93 | 93.48 | 96.03 | 100.26 | 104.48 | 108.71 | 112.93 | 117.16 | 119.45 | 121.74 | 124.03 | 126.32 | 128.61 | 130.9 | 133.19 | 135.49 | 137.78 | 140.07 | 139.49 | 138.9 | 138.32 | 137.74 | 137.16 | 136.58 | 136 | 135.41 | 134.83 | 134.25
France | EU CT | CT & LW | Demand (TWh) | Demand | Demand Total (TWh) - Excluding Electrolysis |  |  | 487.19 | 490.42 | 493.44 | 496.56 | 499.73 | 519.35 | 538.96 | 558.58 | 578.2 | 583.01 | 587.82 | 592.62 | 597.43 | 602.24 | 607.05 | 611.86 | 616.67 | 621.48 | 626.29 | 629.05 | 631.82 | 634.58 | 637.34 | 640.1 | 642.86 | 645.63 | 648.39 | 651.15 | 653.91
Germany | EU CT | CT & LW | Demand (TWh) | Demand | Demand Total (TWh) - Excluding Electrolysis |  |  | 555.98 | 562.42 | 569.17 | 575.92 | 600.19 | 638.46 | 676.73 | 715 | 753.26 | 763.74 | 774.23 | 784.71 | 795.19 | 805.67 | 816.15 | 826.63 | 837.11 | 847.59 | 858.07 | 862.93 | 867.79 | 872.65 | 877.51 | 882.37 | 887.23 | 892.09 | 896.95 | 901.81 | 906.67
Ireland (IAI) | EU CT | CT & LW | Demand (TWh) | Demand | Demand Total (TWh) - Excluding Electrolysis |  |  | 43.43 | 44.8 | 46.18 | 47.55 | 48.4 | 49.25 | 50.1 | 50.94 | 51.79 | 52.56 | 53.32 | 54.08 | 54.85 | 55.61 | 56.38 | 57.14 | 57.9 | 58.67 | 59.43 | 60 | 60.57 | 61.13 | 61.7 | 62.27 | 62.84 | 63.4 | 63.97 | 64.54 | 65.1
Italy | EU CT | CT & LW | Demand (TWh) | Demand | Demand Total (TWh) - Excluding Electrolysis |  |  | 317.59 | 320.51 | 323.44 | 326.37 | 333.22 | 340.08 | 346.94 | 353.8 | 360.66 | 365 | 369.34 | 373.68 | 378.03 | 382.37 | 386.71 | 391.05 | 395.39 | 399.73 | 404.07 | 408.17 | 412.26 | 416.36 | 420.45 | 424.55 | 428.64 | 432.74 | 436.83 | 440.93 | 445.02
Luxembourg | EU CT | CT & LW | Demand (TWh) | Demand | Demand Total (TWh) - Excluding Electrolysis |  |  | 6.56 | 6.48 | 6.41 | 6.33 | 6.3 | 6.27 | 6.24 | 6.21 | 6.18 | 6.28 | 6.39 | 6.49 | 6.59 | 6.7 | 6.8 | 6.91 | 7.01 | 7.12 | 7.22 | 7.31 | 7.41 | 7.5 | 7.59 | 7.69 | 7.78 | 7.87 | 7.97 | 8.06 | 8.15
Netherlands | EU CT | CT & LW | Demand (TWh) | Demand | Demand Total (TWh) - Excluding Electrolysis |  |  | 123.45 | 128.31 | 133.16 | 138.01 | 147.32 | 156.62 | 165.93 | 175.24 | 184.54 | 188.14 | 191.74 | 195.34 | 198.94 | 202.54 | 206.14 | 209.74 | 213.33 | 216.93 | 220.53 | 222.8 | 225.07 | 227.33 | 229.6 | 231.86 | 234.13 | 236.4 | 238.66 | 240.93 | 243.2
Norway | EU CT | CT & LW | Demand (TWh) | Demand | Demand Total (TWh) - Excluding Electrolysis |  |  | 143.91 | 146.05 | 148.18 | 150.31 | 154.25 | 158.19 | 162.13 | 166.07 | 170 | 171.3 | 172.59 | 173.89 | 175.18 | 176.47 | 177.77 | 179.06 | 180.35 | 181.65 | 182.94 | 183.95 | 184.95 | 185.95 | 186.95 | 187.96 | 188.96 | 189.96 | 190.96 | 191.97 | 192.97
Poland | EU CT | CT & LW | Demand (TWh) | Demand | Demand Total (TWh) - Excluding Electrolysis |  |  | 160.03 | 163.44 | 166.86 | 170.27 | 174.54 | 178.81 | 183.09 | 187.36 | 191.63 | 194.2 | 196.77 | 199.34 | 201.91 | 204.49 | 207.06 | 209.63 | 212.2 | 214.77 | 217.34 | 219.64 | 221.94 | 224.24 | 226.54 | 228.83 | 231.13 | 233.43 | 235.73 | 238.03 | 240.33
Portugal | EU CT | CT & LW | Demand (TWh) | Demand | Demand Total (TWh) - Excluding Electrolysis |  |  | 50.17 | 50.45 | 50.74 | 51.02 | 53.08 | 55.14 | 57.2 | 59.26 | 61.32 | 62.01 | 62.7 | 63.39 | 64.08 | 64.77 | 65.46 | 66.15 | 66.84 | 67.53 | 68.22 | 68.7 | 69.19 | 69.67 | 70.16 | 70.64 | 71.13 | 71.62 | 72.1 | 72.59 | 73.07
Slovenia | EU CT | CT & LW | Demand (TWh) | Demand | Demand Total (TWh) - Excluding Electrolysis |  |  | 14.91 | 14.93 | 14.94 | 14.95 | 15.43 | 15.91 | 16.38 | 16.86 | 17.34 | 17.48 | 17.63 | 17.77 | 17.92 | 18.07 | 18.21 | 18.36 | 18.5 | 18.65 | 18.8 | 18.84 | 18.89 | 18.94 | 18.99 | 19.04 | 19.08 | 19.13 | 19.18 | 19.23 | 19.28
Spain | EU CT | CT & LW | Demand (TWh) | Demand | Demand Total (TWh) - Excluding Electrolysis |  |  | 255.23 | 255.51 | 255.79 | 256.07 | 266.36 | 276.64 | 286.93 | 297.21 | 307.5 | 311.15 | 314.8 | 318.45 | 322.1 | 325.75 | 329.4 | 333.05 | 336.7 | 340.35 | 344 | 347.07 | 350.14 | 353.21 | 356.28 | 359.35 | 362.42 | 365.49 | 368.56 | 371.63 | 374.7
Sweden | EU CT | CT & LW | Demand (TWh) | Demand | Demand Total (TWh) - Excluding Electrolysis |  |  | 141.31 | 143.23 | 145.15 | 147.07 | 149.1 | 151.14 | 153.17 | 155.21 | 157.25 | 158.14 | 159.04 | 159.94 | 160.84 | 161.74 | 162.63 | 163.53 | 164.43 | 165.33 | 166.22 | 166.85 | 167.48 | 168.11 | 168.73 | 169.36 | 169.99 | 170.61 | 171.24 | 171.87 | 172.49
Switzerland | EU CT | CT & LW | Demand (TWh) | Demand | Demand Total (TWh) - Excluding Electrolysis |  |  | 62.73 | 62.73 | 62.73 | 62.73 | 62.32 | 61.91 | 61.51 | 61.1 | 60.7 | 61.55 | 62.39 | 63.24 | 64.09 | 64.94 | 65.79 | 66.64 | 67.48 | 68.33 | 69.18 | 70.02 | 70.86 | 71.69 | 72.53 | 73.37 | 74.2 | 75.04 | 75.88 | 76.72 | 77.55
Austria | EU ST | ST, FS & CC | Demand (TWh) | Demand | Demand Total (TWh) - Excluding Electrolysis |  |  | 70.49 | 71.49 | 72.49 | 73.49 | 77.67 | 81.85 | 86.03 | 90.21 | 94.39 | 95.62 | 96.84 | 98.07 | 99.3 | 100.53 | 101.75 | 102.98 | 104.21 | 105.44 | 106.67 | 107.43 | 108.19 | 108.95 | 109.72 | 110.48 | 111.24 | 112 | 112.77 | 113.53 | 114.29
Belgium | EU ST | ST, FS & CC | Demand (TWh) | Demand | Demand Total (TWh) - Excluding Electrolysis |  |  | 87.59 | 88.42 | 89.26 | 90.09 | 92.04 | 93.98 | 95.93 | 97.87 | 99.82 | 100.79 | 101.75 | 102.72 | 103.69 | 104.66 | 105.63 | 106.6 | 107.57 | 108.54 | 109.51 | 110.52 | 111.53 | 112.54 | 113.55 | 114.56 | 115.57 | 116.58 | 117.59 | 118.6 | 119.61
Czech Republic | EU ST | ST, FS & CC | Demand (TWh) | Demand | Demand Total (TWh) - Excluding Electrolysis |  |  | 67.29 | 68.8 | 70.31 | 71.82 | 71.4 | 70.99 | 70.57 | 70.15 | 69.73 | 70.36 | 70.99 | 71.62 | 72.25 | 72.88 | 73.51 | 74.14 | 74.77 | 75.4 | 76.03 | 76.67 | 77.31 | 77.95 | 78.59 | 79.23 | 79.87 | 80.51 | 81.15 | 81.79 | 82.43
Denmark | EU ST | ST, FS & CC | Demand (TWh) | Demand | Demand Total (TWh) - Excluding Electrolysis |  |  | 36.88 | 38.97 | 41.07 | 43.16 | 44.8 | 46.44 | 48.07 | 49.71 | 51.35 | 52.07 | 52.8 | 53.52 | 54.25 | 54.97 | 55.7 | 56.42 | 57.14 | 57.87 | 58.59 | 59.19 | 59.78 | 60.38 | 60.97 | 61.56 | 62.16 | 62.75 | 63.35 | 63.94 | 64.53
Finland | EU ST | ST, FS & CC | Demand (TWh) | Demand | Demand Total (TWh) - Excluding Electrolysis |  |  | 88.38 | 90.93 | 93.48 | 96.03 | 98.71 | 101.38 | 104.06 | 106.74 | 109.41 | 111.05 | 112.7 | 114.34 | 115.98 | 117.62 | 119.26 | 120.9 | 122.55 | 124.19 | 125.83 | 124.97 | 124.12 | 123.26 | 122.4 | 121.55 | 120.69 | 119.83 | 118.98 | 118.12 | 117.26
France | EU ST | ST, FS & CC | Demand (TWh) | Demand | Demand Total (TWh) - Excluding Electrolysis |  |  | 487.4 | 490.52 | 493.64 | 496.87 | 500.1 | 520.08 | 540.07 | 560.05 | 580.03 | 584.46 | 588.89 | 593.32 | 597.75 | 602.18 | 606.6 | 611.03 | 615.46 | 619.89 | 624.32 | 627.29 | 630.27 | 633.24 | 636.22 | 639.19 | 642.16 | 645.14 | 648.11 | 651.09 | 654.06
Germany | EU ST | ST, FS & CC | Demand (TWh) | Demand | Demand Total (TWh) - Excluding Electrolysis |  |  | 554.96 | 560.39 | 566.12 | 571.86 | 590.34 | 618.76 | 647.17 | 675.59 | 704 | 710.68 | 717.36 | 724.04 | 730.72 | 737.4 | 744.08 | 750.76 | 757.44 | 764.12 | 770.79 | 778.1 | 785.4 | 792.71 | 800.01 | 807.32 | 814.62 | 821.93 | 829.23 | 836.54 | 843.84
Ireland (IAI) | EU ST | ST, FS & CC | Demand (TWh) | Demand | Demand Total (TWh) - Excluding Electrolysis |  |  | 43.43 | 44.8 | 46.18 | 47.55 | 47.9 | 48.26 | 48.61 | 48.97 | 49.33 | 49.87 | 50.41 | 50.96 | 51.5 | 52.05 | 52.59 | 53.13 | 53.68 | 54.22 | 54.77 | 55.17 | 55.58 | 55.98 | 56.39 | 56.79 | 57.2 | 57.6 | 58.01 | 58.41 | 58.82
Italy | EU ST | ST, FS & CC | Demand (TWh) | Demand | Demand Total (TWh) - Excluding Electrolysis |  |  | 317.59 | 320.51 | 323.44 | 326.37 | 328.88 | 331.4 | 333.92 | 336.44 | 338.96 | 341.57 | 344.19 | 346.8 | 349.41 | 352.03 | 354.64 | 357.26 | 359.87 | 362.49 | 365.1 | 370.27 | 375.45 | 380.62 | 385.79 | 390.96 | 396.13 | 401.3 | 406.47 | 411.64 | 416.81
Luxembourg | EU ST | ST, FS & CC | Demand (TWh) | Demand | Demand Total (TWh) - Excluding Electrolysis |  |  | 6.56 | 6.48 | 6.41 | 6.33 | 6.25 | 6.17 | 6.09 | 6.01 | 5.92 | 6.02 | 6.11 | 6.21 | 6.3 | 6.4 | 6.49 | 6.59 | 6.68 | 6.78 | 6.87 | 6.96 | 7.04 | 7.12 | 7.2 | 7.29 | 7.37 | 7.45 | 7.54 | 7.62 | 7.7
Netherlands | EU ST | ST, FS & CC | Demand (TWh) | Demand | Demand Total (TWh) - Excluding Electrolysis |  |  | 123.45 | 128.31 | 133.16 | 138.01 | 145.46 | 152.9 | 160.35 | 167.79 | 175.24 | 177.44 | 179.64 | 181.83 | 184.03 | 186.23 | 188.43 | 190.63 | 192.83 | 195.03 | 197.22 | 199.46 | 201.69 | 203.92 | 206.16 | 208.39 | 210.62 | 212.85 | 215.09 | 217.32 | 219.55
Norway | EU ST | ST, FS & CC | Demand (TWh) | Demand | Demand Total (TWh) - Excluding Electrolysis |  |  | 143.91 | 146.05 | 148.18 | 150.31 | 154.4 | 158.48 | 162.57 | 166.65 | 170.74 | 171.98 | 173.21 | 174.45 | 175.69 | 176.93 | 178.17 | 179.41 | 180.65 | 181.89 | 183.13 | 184.11 | 185.09 | 186.08 | 187.06 | 188.05 | 189.03 | 190.01 | 191 | 191.98 | 192.97
Poland | EU ST | ST, FS & CC | Demand (TWh) | Demand | Demand Total (TWh) - Excluding Electrolysis |  |  | 160.03 | 163.44 | 166.86 | 170.27 | 171.94 | 173.6 | 175.27 | 176.93 | 178.6 | 180.05 | 181.5 | 182.94 | 184.39 | 185.84 | 187.29 | 188.74 | 190.18 | 191.63 | 193.08 | 195.22 | 197.36 | 199.51 | 201.65 | 203.79 | 205.93 | 208.07 | 210.22 | 212.36 | 214.5
Portugal | EU ST | ST, FS & CC | Demand (TWh) | Demand | Demand Total (TWh) - Excluding Electrolysis |  |  | 50.17 | 50.45 | 50.74 | 51.02 | 52.72 | 54.42 | 56.12 | 57.83 | 59.53 | 59.84 | 60.14 | 60.45 | 60.76 | 61.07 | 61.38 | 61.69 | 62 | 62.3 | 62.61 | 62.66 | 62.71 | 62.76 | 62.82 | 62.87 | 62.92 | 62.97 | 63.02 | 63.07 | 63.12
Slovenia | EU ST | ST, FS & CC | Demand (TWh) | Demand | Demand Total (TWh) - Excluding Electrolysis |  |  | 14.91 | 14.93 | 14.94 | 14.95 | 15.23 | 15.5 | 15.77 | 16.04 | 16.31 | 16.4 | 16.49 | 16.58 | 16.67 | 16.76 | 16.85 | 16.94 | 17.03 | 17.13 | 17.22 | 17.23 | 17.24 | 17.25 | 17.27 | 17.28 | 17.29 | 17.3 | 17.31 | 17.33 | 17.34
Spain | EU ST | ST, FS & CC | Demand (TWh) | Demand | Demand Total (TWh) - Excluding Electrolysis |  |  | 255.23 | 255.51 | 255.79 | 256.07 | 265.06 | 274.06 | 283.05 | 292.05 | 301.04 | 302.96 | 304.88 | 306.8 | 308.73 | 310.65 | 312.57 | 314.49 | 316.41 | 318.33 | 320.25 | 321.73 | 323.21 | 324.69 | 326.17 | 327.64 | 329.12 | 330.6 | 332.08 | 333.55 | 335.03
Sweden | EU ST | ST, FS & CC | Demand (TWh) | Demand | Demand Total (TWh) - Excluding Electrolysis |  |  | 141.31 | 143.23 | 145.15 | 147.07 | 148.43 | 149.79 | 151.16 | 152.52 | 153.89 | 154.64 | 155.39 | 156.14 | 156.89 | 157.65 | 158.4 | 159.15 | 159.9 | 160.66 | 161.41 | 161.91 | 162.4 | 162.9 | 163.4 | 163.9 | 164.4 | 164.89 | 165.39 | 165.89 | 166.39
Switzerland | EU ST | ST, FS & CC | Demand (TWh) | Demand | Demand Total (TWh) - Excluding Electrolysis |  |  | 62.73 | 62.73 | 62.73 | 62.73 | 62.32 | 61.91 | 61.51 | 61.1 | 60.7 | 61.55 | 62.41 | 63.26 | 64.12 | 64.98 | 65.83 | 66.69 | 67.54 | 68.4 | 69.25 | 70.08 | 70.91 | 71.74 | 72.57 | 73.4 | 74.23 | 75.06 | 75.89 | 76.72 | 77.55

## ED1
ED1: Electricity demand summary
Return to: Main Menu
Return to: Chapter contents
Aggregation Level | Data item | Unit | Scenario | Fuel | Peak/ Annual/ Minimum | 2010-01-01 | 2011-01-01 | 2012-01-01 | 2013-01-01 | 2014-01-01 | 2015-01-01 | 2016-01-01 | 2017-01-01 | 2018-01-01 | 2019-01-01 | 2020-01-01 | 2021-01-01 | 2022-01-01 | 2023-01-01 | 2024-01-01 | 2025-01-01 | 2026-01-01 | 2027-01-01 | 2028-01-01 | 2029-01-01 | 2030-01-01 | 2031-01-01 | 2032-01-01 | 2033-01-01 | 2034-01-01 | 2035-01-01 | 2036-01-01 | 2037-01-01 | 2038-01-01 | 2039-01-01 | 2040-01-01 | 2041-01-01 | 2042-01-01 | 2043-01-01 | 2044-01-01 | 2045-01-01 | 2046-01-01 | 2047-01-01 | 2048-01-01 | 2049-01-01 | 2050-01-01
1 | GBFES System Demand: Total | GWh | Consumer Transformation | Electricity | Annual [Fiscal] | 346190 | 346488 | 345740 | 341287 | 333502 | 329348 | 321882 | 317125 | 311118 | 307247 | 286689 | 294569 | 286458 | 272749 | 273659 | 281583 | 290432 | 300964 | 312478 | 326752 | 344369 | 363817 | 387933 | 413801 | 440956 | 466986 | 494155 | 519887 | 540990 | 560984 | 581461 | 609235 | 630653 | 647066 | 663088 | 675257 | 687903 | 698489 | 709582 | 718720 | 725534
1 | GBFES System Demand: Total | GWh | Falling Short | Electricity | Annual [Fiscal] | 346190 | 346488 | 345740 | 341287 | 333502 | 329348 | 321882 | 317125 | 311118 | 307247 | 286689 | 294569 | 286458 | 296554 | 299953 | 303819 | 306740 | 310388 | 314154 | 319322 | 325951 | 333324 | 341754 | 351591 | 361797 | 372614 | 384651 | 397396 | 410896 | 425074 | 440119 | 455716 | 470684 | 485478 | 499649 | 513283 | 525537 | 537605 | 547848 | 558897 | 569721
1 | GBFES System Demand: Total | GWh | Five Year Forecast | Electricity | Annual [Fiscal] | 2010-01-01: 346190; 2011-01-01: 346488; 2012-01-01: 345740; 2013-01-01: 341287; 2014-01-01: 333502; 2015-01-01: 329348; 2016-01-01: 321882; 2017-01-01: 317125; 2018-01-01: 311118; 2019-01-01: 307247; 2020-01-01: 286689; 2021-01-01: 294569; 2022-01-01: 286458; 2023-01-01: 283279; 2024-01-01: 282999; 2025-01-01: 288615; 2026-01-01: 295668; 2027-01-01: 302029; 2028-01-01: 310259
1 | GBFES System Demand: Total | GWh | Leading the Way | Electricity | Annual [Fiscal] | 346190 | 346488 | 345740 | 341287 | 333502 | 329348 | 321882 | 317125 | 311118 | 307247 | 286689 | 294569 | 286458 | 269888 | 267246 | 275521 | 290636 | 306441 | 321840 | 344162 | 368814 | 390678 | 410715 | 435493 | 460029 | 478919 | 500077 | 516061 | 531383 | 544867 | 559663 | 582379 | 600340 | 617588 | 629984 | 638304 | 647364 | 654279 | 658714 | 666971 | 670793
1 | GBFES System Demand: Total | GWh | System Transformation | Electricity | Annual [Fiscal] | 346190 | 346488 | 345740 | 341287 | 333502 | 329348 | 321882 | 317125 | 311118 | 307247 | 286689 | 294569 | 286458 | 281818 | 281962 | 285782 | 292619 | 300744 | 307718 | 315882 | 324928 | 335691 | 347784 | 360801 | 376453 | 400131 | 418692 | 441489 | 463702 | 489279 | 504210 | 528558 | 554049 | 575040 | 593759 | 615789 | 632455 | 644404 | 657600 | 671509 | 678369
2 | GBFES Customer Demand: Commercial with Micro-generation Included | GWh | Consumer Transformation | Electricity | Annual [Fiscal] | 105204 | 107848 | 106682 | 105618 | 99550 | 98566 | 96233 | 91522 | 94305 | 95358 | 77846 | 80815 | 80198 | 79923 | 81389 | 87657 | 93907 | 99930 | 104875 | 110273 | 115520 | 121353 | 127971 | 135174 | 142538 | 150521 | 158561 | 166404 | 173990 | 181165 | 188210 | 194644 | 199076 | 200786 | 201895 | 202906 | 203965 | 205052 | 206062 | 207087 | 207613
2 | GBFES Customer Demand: Commercial with Micro-generation Included | GWh | Falling Short | Electricity | Annual [Fiscal] | 105204 | 107848 | 106682 | 105618 | 99550 | 98566 | 96233 | 91522 | 94305 | 95358 | 77846 | 80815 | 80198 | 83040 | 85811 | 88671 | 90515 | 92480 | 94146 | 95934 | 97952 | 99885 | 102087 | 104673 | 107346 | 110141 | 112857 | 115917 | 119245 | 122938 | 127766 | 132818 | 138139 | 143674 | 149332 | 155390 | 160897 | 165354 | 167268 | 169141 | 170854
2 | GBFES Customer Demand: Commercial with Micro-generation Included | GWh | Five Year Forecast | Electricity | Annual [Fiscal] | 2010-01-01: 105204; 2011-01-01: 107848; 2012-01-01: 106682; 2013-01-01: 105618; 2014-01-01: 99550; 2015-01-01: 98566; 2016-01-01: 96233; 2017-01-01: 91522; 2018-01-01: 94305; 2019-01-01: 95358; 2020-01-01: 77846; 2021-01-01: 80815; 2022-01-01: 80198; 2023-01-01: 78980; 2024-01-01: 80240; 2025-01-01: 85032; 2026-01-01: 88898; 2027-01-01: 92760; 2028-01-01: 96937
2 | GBFES Customer Demand: Commercial with Micro-generation Included | GWh | Leading the Way | Electricity | Annual [Fiscal] | 105204 | 107848 | 106682 | 105618 | 99550 | 98566 | 96233 | 91522 | 94305 | 95358 | 77846 | 80815 | 80198 | 77947 | 79202 | 83947 | 93053 | 100234 | 105313 | 110638 | 115713 | 121101 | 127629 | 134756 | 142151 | 149239 | 156108 | 162990 | 169886 | 176496 | 182365 | 187526 | 191983 | 195327 | 196032 | 196352 | 196786 | 197177 | 197515 | 197768 | 197722
2 | GBFES Customer Demand: Commercial with Micro-generation Included | GWh | System Transformation | Electricity | Annual [Fiscal] | 105204 | 107848 | 106682 | 105618 | 99550 | 98566 | 96233 | 91522 | 94305 | 95358 | 77846 | 80815 | 80198 | 81300 | 82650 | 84900 | 87070 | 90874 | 94276 | 97679 | 100624 | 103801 | 107462 | 111652 | 116168 | 121128 | 126103 | 131088 | 135640 | 139803 | 143513 | 146668 | 149120 | 150448 | 150631 | 150578 | 150582 | 150487 | 150301 | 150035 | 149647
2 | GBFES Customer Demand: Direct Transmission Customers | GWh | Consumer Transformation | Electricity | Annual [Fiscal] | 5000 | 5000 | 5000 | 5000 | 5000 | 5000 | 5000 | 5000 | 5000 | 5000 | 5000 | 5000 | 5000 | 5000 | 5000 | 5000 | 5000 | 5000 | 5000 | 5000 | 5000 | 5000 | 5000 | 5000 | 5000 | 5000 | 5000 | 5000 | 5000 | 5000 | 5000 | 5000 | 5000 | 5000 | 5000 | 5000 | 5000 | 5000 | 5000 | 5000 | 5000
2 | GBFES Customer Demand: Direct Transmission Customers | GWh | Falling Short | Electricity | Annual [Fiscal] | 5000 | 5000 | 5000 | 5000 | 5000 | 5000 | 5000 | 5000 | 5000 | 5000 | 5000 | 5000 | 5000 | 5000 | 5000 | 5000 | 5000 | 5000 | 5000 | 5000 | 5000 | 5000 | 5000 | 5000 | 5000 | 5000 | 5000 | 5000 | 5000 | 5000 | 5000 | 5000 | 5000 | 5000 | 5000 | 5000 | 5000 | 5000 | 5000 | 5000 | 5000
2 | GBFES Customer Demand: Direct Transmission Customers | GWh | Five Year Forecast | Electricity | Annual [Fiscal] | 2010-01-01: 5000; 2011-01-01: 5000; 2012-01-01: 5000; 2013-01-01: 5000; 2014-01-01: 5000; 2015-01-01: 5000; 2016-01-01: 5000; 2017-01-01: 5000; 2018-01-01: 5000; 2019-01-01: 5000; 2020-01-01: 5000; 2021-01-01: 5000; 2022-01-01: 5000; 2023-01-01: 5000; 2024-01-01: 5000; 2025-01-01: 5000; 2026-01-01: 5000; 2027-01-01: 5000; 2028-01-01: 5000
2 | GBFES Customer Demand: Direct Transmission Customers | GWh | Leading the Way | Electricity | Annual [Fiscal] | 5000 | 5000 | 5000 | 5000 | 5000 | 5000 | 5000 | 5000 | 5000 | 5000 | 5000 | 5000 | 5000 | 5000 | 5000 | 5000 | 5000 | 5000 | 5000 | 5000 | 5000 | 5000 | 5000 | 5000 | 5000 | 5000 | 5000 | 5000 | 5000 | 5000 | 5000 | 5000 | 5000 | 5000 | 5000 | 5000 | 5000 | 5000 | 5000 | 5000 | 5000
2 | GBFES Customer Demand: Direct Transmission Customers | GWh | System Transformation | Electricity | Annual [Fiscal] | 5000 | 5000 | 5000 | 5000 | 5000 | 5000 | 5000 | 5000 | 5000 | 5000 | 5000 | 5000 | 5000 | 5000 | 5000 | 5000 | 5000 | 5000 | 5000 | 5000 | 5000 | 5000 | 5000 | 5000 | 5000 | 5000 | 5000 | 5000 | 5000 | 5000 | 5000 | 5000 | 5000 | 5000 | 5000 | 5000 | 5000 | 5000 | 5000 | 5000 | 5000
2 | GBFES Customer Demand: Residential | GWh | Consumer Transformation | Electricity | Annual [Fiscal] | 108644 | 109331 | 110486 | 108560 | 111461 | 114776 | 109029 | 111082 | 99408 | 96907 | 102331 | 105924 | 101688 | 90870 | 90130 | 90405 | 91991 | 95088 | 99949 | 106389 | 113746 | 122438 | 131558 | 140554 | 149006 | 157284 | 165094 | 172312 | 178558 | 183987 | 188841 | 192653 | 195358 | 197266 | 198462 | 199028 | 199310 | 199509 | 199703 | 199864 | 199270
2 | GBFES Customer Demand: Residential | GWh | Falling Short | Electricity | Annual [Fiscal] | 108644 | 109331 | 110486 | 108560 | 111461 | 114776 | 109029 | 111082 | 99408 | 96907 | 102331 | 105924 | 101688 | 107413 | 107231 | 107029 | 106805 | 107194 | 108455 | 110308 | 113187 | 116959 | 121351 | 126509 | 132308 | 138509 | 145751 | 153370 | 161312 | 169431 | 177043 | 184534 | 191231 | 197406 | 202990 | 207551 | 210961 | 214698 | 219102 | 224001 | 229255
2 | GBFES Customer Demand: Residential | GWh | Five Year Forecast | Electricity | Annual [Fiscal] | 2010-01-01: 108644; 2011-01-01: 109331; 2012-01-01: 110486; 2013-01-01: 108560; 2014-01-01: 111461; 2015-01-01: 114776; 2016-01-01: 109029; 2017-01-01: 111082; 2018-01-01: 99408; 2019-01-01: 96907; 2020-01-01: 102331; 2021-01-01: 105924; 2022-01-01: 101688; 2023-01-01: 101380; 2024-01-01: 99698; 2025-01-01: 97315; 2026-01-01: 98664; 2027-01-01: 100487; 2028-01-01: 102829
2 | GBFES Customer Demand: Residential | GWh | Leading the Way | Electricity | Annual [Fiscal] | 108644 | 109331 | 110486 | 108560 | 111461 | 114776 | 109029 | 111082 | 99408 | 96907 | 102331 | 105924 | 101688 | 91365 | 87320 | 84151 | 85217 | 87864 | 93203 | 100023 | 108181 | 117639 | 127111 | 136232 | 144575 | 152073 | 156158 | 161586 | 165377 | 167911 | 169009 | 170320 | 170745 | 170799 | 170996 | 170817 | 170421 | 169879 | 169151 | 168262 | 166440
2 | GBFES Customer Demand: Residential | GWh | System Transformation | Electricity | Annual [Fiscal] | 108644 | 109331 | 110486 | 108560 | 111461 | 114776 | 109029 | 111082 | 99408 | 96907 | 102331 | 105924 | 101688 | 96365 | 95061 | 94623 | 95076 | 96026 | 97739 | 100246 | 103101 | 106609 | 110755 | 115765 | 121386 | 127188 | 134506 | 141721 | 148529 | 154596 | 160013 | 164838 | 169050 | 172189 | 174728 | 177268 | 179973 | 182509 | 185302 | 188134 | 190611
2 | GBFES Customer Demand: Total Industrial (Electrolysis & District Heat included) | GWh | Consumer Transformation | Electricity | Annual [Fiscal] | 103550 | 100963 | 99037 | 99429 | 92945 | 89180 | 89849 | 86862 | 91888 | 88512 | 78294 | 80019 | 78808 | 77106 | 77325 | 78234 | 78700 | 79460 | 80425 | 81933 | 85869 | 89525 | 96440 | 104488 | 114201 | 122267 | 131910 | 140992 | 146858 | 153015 | 160497 | 177058 | 190686 | 203179 | 216727 | 227235 | 238459 | 247686 | 257517 | 265467 | 272469
2 | GBFES Customer Demand: Total Industrial (Electrolysis & District Heat included) | GWh | Falling Short | Electricity | Annual [Fiscal] | 103550 | 100963 | 99037 | 99429 | 92945 | 89180 | 89849 | 86862 | 91888 | 88512 | 78294 | 80019 | 78808 | 79237 | 79799 | 80719 | 81831 | 82880 | 83469 | 84631 | 85900 | 87058 | 88305 | 89688 | 90651 | 91650 | 92819 | 93885 | 95065 | 96326 | 97742 | 99583 | 101363 | 103294 | 105114 | 107073 | 109499 | 112508 | 115714 | 119211 | 122282
2 | GBFES Customer Demand: Total Industrial (Electrolysis & District Heat included) | GWh | Five Year Forecast | Electricity | Annual [Fiscal] | 2010-01-01: 103550; 2011-01-01: 100963; 2012-01-01: 99037; 2013-01-01: 99429; 2014-01-01: 92945; 2015-01-01: 89180; 2016-01-01: 89849; 2017-01-01: 86862; 2018-01-01: 91888; 2019-01-01: 88512; 2020-01-01: 78294; 2021-01-01: 80019; 2022-01-01: 78808; 2023-01-01: 77462; 2024-01-01: 77677; 2025-01-01: 80607; 2026-01-01: 82007; 2027-01-01: 82253; 2028-01-01: 83448
2 | GBFES Customer Demand: Total Industrial (Electrolysis & District Heat included) | GWh | Leading the Way | Electricity | Annual [Fiscal] | 103550 | 100963 | 99037 | 99429 | 92945 | 89180 | 89849 | 86862 | 91888 | 88512 | 78294 | 80019 | 78808 | 75993 | 76500 | 83168 | 87328 | 92530 | 96776 | 106004 | 116332 | 122126 | 124796 | 131893 | 139318 | 142347 | 151644 | 154303 | 158088 | 161760 | 169150 | 184969 | 197782 | 211494 | 223054 | 231361 | 240504 | 247720 | 252713 | 261798 | 267797
2 | GBFES Customer Demand: Total Industrial (Electrolysis & District Heat included) | GWh | System Transformation | Electricity | Annual [Fiscal] | 103550 | 100963 | 99037 | 99429 | 92945 | 89180 | 89849 | 86862 | 91888 | 88512 | 78294 | 80019 | 78808 | 78536 | 78679 | 80593 | 84621 | 87630 | 89104 | 90887 | 93710 | 97262 | 100905 | 103923 | 108573 | 120506 | 125680 | 135155 | 144968 | 159362 | 164356 | 179971 | 198161 | 214256 | 230003 | 249302 | 263041 | 272366 | 282752 | 293901 | 298557
2 | GBFES System Losses: Distribution | GWh | Consumer Transformation | Electricity | Annual [Fiscal] | 18831 | 17866 | 19441 | 17347 | 18880 | 16519 | 16395 | 17304 | 15110 | 16048 | 16275 | 16204 | 14799 | 13770 | 13783 | 14130 | 14526 | 14991 | 15510 | 16161 | 16910 | 17781 | 18777 | 19869 | 20980 | 22125 | 23250 | 24310 | 25258 | 26098 | 26866 | 27544 | 28022 | 28271 | 28428 | 28526 | 28600 | 28657 | 28697 | 28708 | 28639
2 | GBFES System Losses: Distribution | GWh | Falling Short | Electricity | Annual [Fiscal] | 18831 | 17866 | 19441 | 17347 | 18880 | 16519 | 16395 | 17304 | 15110 | 16048 | 16275 | 16204 | 14799 | 15079 | 15257 | 15459 | 15595 | 15768 | 15943 | 16192 | 16508 | 16862 | 17269 | 17750 | 18273 | 18825 | 19427 | 20074 | 20758 | 21480 | 22253 | 23048 | 23815 | 24570 | 25297 | 25989 | 26586 | 27150 | 27613 | 28114 | 28616
2 | GBFES System Losses: Distribution | GWh | Five Year Forecast | Electricity | Annual [Fiscal] | 2010-01-01: 18831; 2011-01-01: 17866; 2012-01-01: 19441; 2013-01-01: 17347; 2014-01-01: 18880; 2015-01-01: 16519; 2016-01-01: 16395; 2017-01-01: 17304; 2018-01-01: 15110; 2019-01-01: 16048; 2020-01-01: 16275; 2021-01-01: 16204; 2022-01-01: 14799; 2023-01-01: 14614; 2024-01-01: 14585; 2025-01-01: 14793; 2026-01-01: 15109; 2027-01-01: 15420; 2028-01-01: 15790
2 | GBFES System Losses: Distribution | GWh | Leading the Way | Electricity | Annual [Fiscal] | 18831 | 17866 | 19441 | 17347 | 18880 | 16519 | 16395 | 17304 | 15110 | 16048 | 16275 | 16204 | 14799 | 13622 | 13441 | 13516 | 14078 | 14639 | 15167 | 15843 | 16600 | 17450 | 18392 | 19366 | 20302 | 21151 | 21787 | 22481 | 23071 | 23558 | 23909 | 24243 | 24480 | 24630 | 24626 | 24568 | 24500 | 24401 | 24283 | 24157 | 23955
2 | GBFES System Losses: Distribution | GWh | System Transformation | Electricity | Annual [Fiscal] | 18831 | 17866 | 19441 | 17347 | 18880 | 16519 | 16395 | 17304 | 15110 | 16048 | 16275 | 16204 | 14799 | 14277 | 14270 | 14354 | 14497 | 14756 | 15023 | 15356 | 15663 | 16035 | 16481 | 17017 | 17609 | 18261 | 18980 | 19706 | 20385 | 21008 | 21550 | 22051 | 22479 | 22771 | 22953 | 23132 | 23291 | 23424 | 23566 | 23705 | 23795
2 | GBFES System Losses: Transmission | GWh | Consumer Transformation | Electricity | Annual [Fiscal] | 4961 | 5480 | 5094 | 5333 | 5666 | 5307 | 5376 | 5355 | 5407 | 5422 | 6943 | 6607 | 5965 | 6080 | 6032 | 6157 | 6308 | 6495 | 6719 | 6996 | 7324 | 7720 | 8187 | 8716 | 9231 | 9789 | 10340 | 10869 | 11326 | 11719 | 12047 | 12336 | 12511 | 12564 | 12576 | 12562 | 12569 | 12585 | 12603 | 12594 | 12543
2 | GBFES System Losses: Transmission | GWh | Falling Short | Electricity | Annual [Fiscal] | 4961 | 5480 | 5094 | 5333 | 5666 | 5307 | 5376 | 5355 | 5407 | 5422 | 6943 | 6607 | 5965 | 6785 | 6855 | 6941 | 6994 | 7066 | 7141 | 7257 | 7404 | 7560 | 7742 | 7971 | 8219 | 8489 | 8797 | 9150 | 9516 | 9899 | 10315 | 10733 | 11136 | 11534 | 11916 | 12280 | 12594 | 12895 | 13151 | 13430 | 13714
2 | GBFES System Losses: Transmission | GWh | Five Year Forecast | Electricity | Annual [Fiscal] | 2010-01-01: 4961; 2011-01-01: 5480; 2012-01-01: 5094; 2013-01-01: 5333; 2014-01-01: 5666; 2015-01-01: 5307; 2016-01-01: 5376; 2017-01-01: 5355; 2018-01-01: 5407; 2019-01-01: 5422; 2020-01-01: 6943; 2021-01-01: 6607; 2022-01-01: 5965; 2023-01-01: 5843; 2024-01-01: 5799; 2025-01-01: 5868; 2026-01-01: 5990; 2027-01-01: 6109; 2028-01-01: 6255
2 | GBFES System Losses: Transmission | GWh | Leading the Way | Electricity | Annual [Fiscal] | 4961 | 5480 | 5094 | 5333 | 5666 | 5307 | 5376 | 5355 | 5407 | 5422 | 6943 | 6607 | 5965 | 5961 | 5783 | 5739 | 5960 | 6174 | 6381 | 6654 | 6988 | 7362 | 7787 | 8246 | 8683 | 9109 | 9380 | 9701 | 9961 | 10142 | 10230 | 10321 | 10350 | 10338 | 10276 | 10206 | 10153 | 10102 | 10052 | 9986 | 9879
2 | GBFES System Losses: Transmission | GWh | System Transformation | Electricity | Annual [Fiscal] | 4961 | 5480 | 5094 | 5333 | 5666 | 5307 | 5376 | 5355 | 5407 | 5422 | 6943 | 6607 | 5965 | 6340 | 6302 | 6312 | 6355 | 6458 | 6576 | 6714 | 6830 | 6984 | 7181 | 7444 | 7717 | 8048 | 8423 | 8819 | 9180 | 9510 | 9778 | 10030 | 10239 | 10376 | 10444 | 10509 | 10568 | 10618 | 10679 | 10734 | 10759
3 | Commercial Micro-generation | GWh | Consumer Transformation | Electricity | Annual [Fiscal] | 0 | 0 | 0 | 0 | 0 | 3001 | 3028 | 3208 | 3357 | 3510 | 3510 | 3548 | 3567 | 3623 | 3659 | 3707 | 3758 | 3807 | 3857 | 3907 | 3958 | 3951 | 3945 | 3942 | 3941 | 3942 | 3935 | 3949 | 3967 | 3993 | 4030 | 4073 | 4134 | 4208 | 4286 | 4370 | 4457 | 4549 | 4645 | 4744 | 4778
3 | Commercial Micro-generation | GWh | Falling Short | Electricity | Annual [Fiscal] | 0 | 0 | 0 | 0 | 0 | 3001 | 3028 | 3208 | 3357 | 3510 | 3510 | 3548 | 3567 | 3534 | 3538 | 3543 | 3549 | 3556 | 3562 | 3569 | 3576 | 3583 | 3591 | 3599 | 3608 | 3617 | 3629 | 3642 | 3656 | 3669 | 3684 | 3698 | 3713 | 3729 | 3744 | 3760 | 3777 | 3793 | 3810 | 3828 | 3845
3 | Commercial Micro-generation | GWh | Five Year Forecast | Electricity | Annual [Fiscal] | 2010-01-01: 0; 2011-01-01: 0; 2012-01-01: 0; 2013-01-01: 0; 2014-01-01: 0; 2015-01-01: 3001; 2016-01-01: 3028; 2017-01-01: 3208; 2018-01-01: 3357; 2019-01-01: 3510; 2020-01-01: 3510; 2021-01-01: 3548; 2022-01-01: 3567; 2023-01-01: 3585; 2024-01-01: 3598; 2025-01-01: 3617; 2026-01-01: 3638; 2027-01-01: 3659; 2028-01-01: 3680
3 | Commercial Micro-generation | GWh | Leading the Way | Electricity | Annual [Fiscal] | 0 | 0 | 0 | 0 | 0 | 3001 | 3028 | 3208 | 3357 | 3510 | 3510 | 3548 | 3567 | 3598 | 3614 | 3638 | 3665 | 3694 | 3725 | 3742 | 3760 | 3776 | 3791 | 3800 | 3793 | 3732 | 3788 | 3847 | 3909 | 3974 | 4043 | 4116 | 4192 | 4271 | 4353 | 4440 | 4530 | 4623 | 4720 | 4821 | 4926
3 | Commercial Micro-generation | GWh | System Transformation | Electricity | Annual [Fiscal] | 0 | 0 | 0 | 0 | 0 | 3001 | 3028 | 3208 | 3357 | 3510 | 3510 | 3548 | 3567 | 3605 | 3616 | 3634 | 3658 | 3681 | 3705 | 3731 | 3758 | 3787 | 3819 | 3853 | 3890 | 3927 | 3967 | 4008 | 4051 | 4094 | 4141 | 4191 | 4244 | 4298 | 4354 | 4412 | 4475 | 4540 | 4607 | 4677 | 4749
3 | GBFES Customer Demand: Commercial with Micro-generation deducted | GWh | Consumer Transformation | Electricity | Annual [Fiscal] | 105204 | 107848 | 106682 | 105618 | 99550 | 95564 | 93204 | 88314 | 90949 | 91848 | 74336 | 77267 | 76630 | 76300 | 77731 | 83950 | 90149 | 96122 | 101017 | 106365 | 111562 | 117402 | 124026 | 131233 | 138598 | 146580 | 154626 | 162455 | 170023 | 177173 | 184180 | 190572 | 194942 | 196578 | 197610 | 198537 | 199508 | 200503 | 201417 | 202343 | 202835
3 | GBFES Customer Demand: Commercial with Micro-generation deducted | GWh | Falling Short | Electricity | Annual [Fiscal] | 105204 | 107848 | 106682 | 105618 | 99550 | 95564 | 93204 | 88314 | 90949 | 91848 | 74336 | 77267 | 76630 | 79506 | 82274 | 85129 | 86966 | 88924 | 90584 | 92364 | 94375 | 96302 | 98496 | 101075 | 103739 | 106525 | 109228 | 112275 | 115589 | 119269 | 124082 | 129120 | 134426 | 139946 | 145587 | 151630 | 157121 | 161560 | 163457 | 165313 | 167008
3 | GBFES Customer Demand: Commercial with Micro-generation deducted | GWh | Five Year Forecast | Electricity | Annual [Fiscal] | 2010-01-01: 105204; 2011-01-01: 107848; 2012-01-01: 106682; 2013-01-01: 105618; 2014-01-01: 99550; 2015-01-01: 95564; 2016-01-01: 93204; 2017-01-01: 88314; 2018-01-01: 90949; 2019-01-01: 91848; 2020-01-01: 74336; 2021-01-01: 77267; 2022-01-01: 76630; 2023-01-01: 75395; 2024-01-01: 76642; 2025-01-01: 81415; 2026-01-01: 85259; 2027-01-01: 89101; 2028-01-01: 93257
3 | GBFES Customer Demand: Commercial with Micro-generation deducted | GWh | Leading the Way | Electricity | Annual [Fiscal] | 105204 | 107848 | 106682 | 105618 | 99550 | 95564 | 93204 | 88314 | 90949 | 91848 | 74336 | 77267 | 76630 | 74350 | 75587 | 80310 | 89387 | 96539 | 101588 | 106896 | 111953 | 117325 | 123837 | 130956 | 138358 | 145507 | 152320 | 159143 | 165977 | 172521 | 178322 | 183411 | 187791 | 191056 | 191678 | 191912 | 192257 | 192554 | 192795 | 192947 | 192797
3 | GBFES Customer Demand: Commercial with Micro-generation deducted | GWh | System Transformation | Electricity | Annual [Fiscal] | 105204 | 107848 | 106682 | 105618 | 99550 | 95564 | 93204 | 88314 | 90949 | 91848 | 74336 | 77267 | 76630 | 77695 | 79034 | 81266 | 83412 | 87193 | 90571 | 93948 | 96866 | 100015 | 103643 | 107799 | 112279 | 117201 | 122136 | 127079 | 131589 | 135708 | 139372 | 142477 | 144877 | 146150 | 146277 | 146166 | 146107 | 145947 | 145694 | 145358 | 144898
3 | GBFES Customer Demand: Deduct Networked Electrolysis from Industrial | GWh | Consumer Transformation | Electricity | Annual [Fiscal] | 0 | 0 | 0 | 0 | 0 | 0 | 0 | 0 | 0 | 0 | 20 | 41.7 | 44 | 97 | 127 | 160 | 197 | 592 | 959 | 1606 | 3752 | 5386 | 9307 | 13153 | 17950 | 20955 | 25477 | 29769 | 31539 | 34247 | 38747 | 52243 | 63131 | 73327 | 84867 | 93652 | 103315 | 111224 | 119964 | 127279 | 133861
3 | GBFES Customer Demand: Deduct Networked Electrolysis from Industrial | GWh | Falling Short | Electricity | Annual [Fiscal] | 0 | 0 | 0 | 0 | 0 | 0 | 0 | 0 | 0 | 0 | 20 | 41.7 | 44 | 42 | 53 | 66 | 276 | 484 | 741 | 999 | 1410 | 1858 | 2364 | 2864 | 2945 | 3100 | 3502 | 3747 | 4050 | 4323 | 4477 | 4790 | 5010 | 5268 | 5446 | 5729 | 6441 | 7567 | 8773 | 10075 | 11111
3 | GBFES Customer Demand: Deduct Networked Electrolysis from Industrial | GWh | Five Year Forecast | Electricity | Annual [Fiscal] | 2010-01-01: 0; 2011-01-01: 0; 2012-01-01: 0; 2013-01-01: 0; 2014-01-01: 0; 2015-01-01: 0; 2016-01-01: 0; 2017-01-01: 0; 2018-01-01: 0; 2019-01-01: 0; 2020-01-01: 20; 2021-01-01: 41.7; 2022-01-01: 44; 2023-01-01: 82; 2024-01-01: 107; 2025-01-01: 1441; 2026-01-01: 2107; 2027-01-01: 2063; 2028-01-01: 2787
3 | GBFES Customer Demand: Deduct Networked Electrolysis from Industrial | GWh | Leading the Way | Electricity | Annual [Fiscal] | 0 | 0 | 0 | 0 | 0 | 0 | 0 | 0 | 0 | 0 | 20 | 41.7 | 44 | 94 | 292 | 5850 | 9043 | 12974 | 17089 | 25360 | 34428 | 38838 | 39693 | 44682 | 50148 | 51650 | 59351 | 60762 | 63468 | 66300 | 72981 | 87887 | 99887 | 112791 | 123712 | 131558 | 140326 | 147476 | 152522 | 161527 | 167544
3 | GBFES Customer Demand: Deduct Networked Electrolysis from Industrial | GWh | System Transformation | Electricity | Annual [Fiscal] | 0 | 0 | 0 | 0 | 0 | 0 | 0 | 0 | 0 | 0 | 20 | 41.7 | 44 | 104 | 152 | 1959 | 5564 | 8165 | 9452 | 10698 | 13305 | 16371 | 19345 | 21523 | 25308 | 35949 | 40211 | 48546 | 57195 | 70261 | 74243 | 88386 | 105066 | 119805 | 134349 | 152282 | 165190 | 173887 | 183639 | 194175 | 198574
3 | GBFES Customer Demand: Total Industrial (Excluding Electrolysis) | GWh | Consumer Transformation | Electricity | Annual [Fiscal] | 103550 | 100963 | 99037 | 99429 | 92945 | 89180 | 89849 | 86862 | 91888 | 88512 | 78274 | 79977 | 78763 | 77009 | 77198 | 78074 | 78503 | 78868 | 79467 | 80326 | 82117 | 84139 | 87133 | 91335 | 96252 | 101312 | 106433 | 111222 | 115319 | 118768 | 121750 | 124815 | 127554 | 129853 | 131860 | 133583 | 135143 | 136462 | 137553 | 138188 | 138608
3 | GBFES Customer Demand: Total Industrial (Excluding Electrolysis) | GWh | Falling Short | Electricity | Annual [Fiscal] | 103550 | 100963 | 99037 | 99429 | 92945 | 89180 | 89849 | 86862 | 91888 | 88512 | 78274 | 79977 | 78763 | 79195 | 79746 | 80653 | 81555 | 82396 | 82728 | 83632 | 84489 | 85200 | 85941 | 86824 | 87706 | 88550 | 89316 | 90138 | 91015 | 92003 | 93266 | 94792 | 96353 | 98025 | 99669 | 101344 | 103058 | 104941 | 106941 | 109136 | 111171
3 | GBFES Customer Demand: Total Industrial (Excluding Electrolysis) | GWh | Five Year Forecast | Electricity | Annual [Fiscal] | 2010-01-01: 103550; 2011-01-01: 100963; 2012-01-01: 99037; 2013-01-01: 99429; 2014-01-01: 92945; 2015-01-01: 89180; 2016-01-01: 89849; 2017-01-01: 86862; 2018-01-01: 91888; 2019-01-01: 88512; 2020-01-01: 78274; 2021-01-01: 79977; 2022-01-01: 78763; 2023-01-01: 77380; 2024-01-01: 77570; 2025-01-01: 79166; 2026-01-01: 79900; 2027-01-01: 80190; 2028-01-01: 80661
3 | GBFES Customer Demand: Total Industrial (Excluding Electrolysis) | GWh | Leading the Way | Electricity | Annual [Fiscal] | 103550 | 100963 | 99037 | 99429 | 92945 | 89180 | 89849 | 86862 | 91888 | 88512 | 78274 | 79977 | 78763 | 75899 | 76208 | 77318 | 78285 | 79557 | 79687 | 80644 | 81903 | 83288 | 85103 | 87211 | 89170 | 90697 | 92293 | 93542 | 94619 | 95461 | 96169 | 97082 | 97896 | 98703 | 99342 | 99803 | 100179 | 100244 | 100191 | 100271 | 100253
3 | GBFES Customer Demand: Total Industrial (Excluding Electrolysis) | GWh | System Transformation | Electricity | Annual [Fiscal] | 103550 | 100963 | 99037 | 99429 | 92945 | 89180 | 89849 | 86862 | 91888 | 88512 | 78274 | 79977 | 78763 | 78432 | 78527 | 78633 | 79057 | 79465 | 79652 | 80189 | 80405 | 80892 | 81560 | 82399 | 83265 | 84557 | 85468 | 86609 | 87773 | 89101 | 90113 | 91585 | 93095 | 94451 | 95655 | 97020 | 97852 | 98479 | 99113 | 99726 | 99983
3 | Residential Air Conditioning Demand | GWh | Consumer Transformation | Electricity | Annual [Fiscal] | 0 | 0 | 0 | 140 | 140 | 141 | 142 | 144 | 145 | 146 | 148 | 148 | 165 | 190 | 214 | 242 | 273 | 308 | 348 | 393 | 443 | 500 | 564 | 636 | 718 | 809 | 913 | 1029 | 1161 | 1308 | 1474 | 1662 | 1873 | 2110 | 2377 | 2678 | 3017 | 3400 | 3830 | 4315 | 4862
3 | Residential Air Conditioning Demand | GWh | Falling Short | Electricity | Annual [Fiscal] | 0 | 0 | 0 | 140 | 140 | 141 | 142 | 144 | 145 | 146 | 148 | 148 | 165 | 197 | 227 | 262 | 302 | 348 | 400 | 461 | 530 | 610 | 702 | 808 | 930 | 1070 | 1231 | 1416 | 1628 | 1873 | 2153 | 2475 | 2846 | 3271 | 3759 | 4321 | 4966 | 5707 | 6560 | 7539 | 8665
3 | Residential Air Conditioning Demand | GWh | Five Year Forecast | Electricity | Annual [Fiscal] | 2010-01-01: 0; 2011-01-01: 0; 2012-01-01: 0; 2013-01-01: 140; 2014-01-01: 140; 2015-01-01: 141; 2016-01-01: 142; 2017-01-01: 144; 2018-01-01: 145; 2019-01-01: 146; 2020-01-01: 148; 2021-01-01: 148; 2022-01-01: 165; 2023-01-01: 183; 2024-01-01: 204; 2025-01-01: 226; 2026-01-01: 251; 2027-01-01: 279; 2028-01-01: 310
3 | Residential Air Conditioning Demand | GWh | Leading the Way | Electricity | Annual [Fiscal] | 0 | 0 | 0 | 140 | 140 | 141 | 142 | 144 | 145 | 146 | 148 | 148 | 165 | 150 | 151 | 152 | 153 | 153 | 154 | 155 | 155 | 156 | 157 | 157 | 158 | 158 | 159 | 159 | 160 | 161 | 161 | 162 | 162 | 162 | 163 | 163 | 164 | 164 | 165 | 165 | 166
3 | Residential Air Conditioning Demand | GWh | System Transformation | Electricity | Annual [Fiscal] | 0 | 0 | 0 | 140 | 140 | 141 | 142 | 144 | 145 | 146 | 148 | 148 | 165 | 190 | 214 | 242 | 273 | 308 | 348 | 393 | 443 | 500 | 564 | 636 | 718 | 809 | 913 | 1029 | 1161 | 1308 | 1474 | 1662 | 1873 | 2110 | 2377 | 2678 | 3017 | 3400 | 3830 | 4315 | 4862
3 | Residential Appliance Demand | GWh | Consumer Transformation | Electricity | Annual [Fiscal] | 61476 | 65659 | 67735 | 67589 | 69885 | 71650 | 67933 | 70278 | 62528 | 62333 | 69951 | 73875 | 68254 | 62850 | 61245 | 60175 | 59324 | 58557 | 58026 | 57722 | 57400 | 56984 | 56568 | 56150 | 55738 | 55357 | 55018 | 54691 | 54359 | 54019 | 53706 | 53464 | 53212 | 52966 | 52757 | 52599 | 52451 | 52311 | 52187 | 52063 | 51958
3 | Residential Appliance Demand | GWh | Falling Short | Electricity | Annual [Fiscal] | 61476 | 65659 | 67735 | 67589 | 69885 | 71650 | 67933 | 70278 | 62528 | 62333 | 69951 | 73875 | 68254 | 65800 | 65019 | 64419 | 63952 | 63640 | 63589 | 63547 | 63485 | 63397 | 63301 | 63188 | 63069 | 62973 | 62929 | 62937 | 62956 | 62967 | 62993 | 63069 | 63137 | 63199 | 63259 | 63324 | 63388 | 63474 | 63592 | 63711 | 63813
3 | Residential Appliance Demand | GWh | Five Year Forecast | Electricity | Annual [Fiscal] | 2010-01-01: 61476; 2011-01-01: 65659; 2012-01-01: 67735; 2013-01-01: 67589; 2014-01-01: 69885; 2015-01-01: 71650; 2016-01-01: 67933; 2017-01-01: 70278; 2018-01-01: 62528; 2019-01-01: 62333; 2020-01-01: 69951; 2021-01-01: 73875; 2022-01-01: 68254; 2023-01-01: 67776; 2024-01-01: 66324; 2025-01-01: 63377; 2026-01-01: 62858; 2027-01-01: 62433; 2028-01-01: 62173
3 | Residential Appliance Demand | GWh | Leading the Way | Electricity | Annual [Fiscal] | 61476 | 65659 | 67735 | 67589 | 69885 | 71650 | 67933 | 70278 | 62528 | 62333 | 69951 | 73875 | 68254 | 62931 | 59717 | 57079 | 55295 | 53782 | 52623 | 51589 | 50714 | 50026 | 49360 | 48710 | 48089 | 47519 | 47007 | 46513 | 46024 | 45543 | 45136 | 44903 | 44667 | 44426 | 44198 | 43930 | 43593 | 43389 | 43191 | 43002 | 42839
3 | Residential Appliance Demand | GWh | System Transformation | Electricity | Annual [Fiscal] | 61476 | 65659 | 67735 | 67589 | 69885 | 71650 | 67933 | 70278 | 62528 | 62333 | 69951 | 73875 | 68254 | 64080 | 63059 | 62385 | 61834 | 61330 | 61018 | 60897 | 60720 | 60416 | 60104 | 59774 | 59439 | 59128 | 58855 | 58619 | 58398 | 58169 | 57961 | 57824 | 57679 | 57548 | 57478 | 57437 | 57397 | 57366 | 57362 | 57355 | 57345
3 | Residential District Heat Demand | GWh | Consumer Transformation | Electricity | Annual [Fiscal] | 0 | 0 | 0 | 0 | 0 | 0 | 0 | 105 | 116 | 127 | 1286 | 1237 | 1207 | 1579 | 1628 | 1554 | 1583 | 1650 | 1795 | 1979 | 2099 | 2372 | 2711 | 3117 | 3573 | 4330 | 5251 | 6268 | 7271 | 8288 | 9256 | 10227 | 11136 | 11964 | 12675 | 13127 | 13583 | 13984 | 14350 | 14754 | 14928
3 | Residential District Heat Demand | GWh | Falling Short | Electricity | Annual [Fiscal] | 0 | 0 | 0 | 0 | 0 | 0 | 0 | 105 | 116 | 127 | 1286 | 1237 | 1207 | 1906 | 2127 | 2191 | 2340 | 2489 | 2646 | 2818 | 3331 | 3585 | 3885 | 4245 | 4674 | 5171 | 5621 | 6010 | 6428 | 6888 | 7401 | 8011 | 8617 | 9247 | 9898 | 10166 | 10813 | 11554 | 12398 | 13339 | 14291
3 | Residential District Heat Demand | GWh | Five Year Forecast | Electricity | Annual [Fiscal] | 2010-01-01: 0; 2011-01-01: 0; 2012-01-01: 0; 2013-01-01: 0; 2014-01-01: 0; 2015-01-01: 0; 2016-01-01: 0; 2017-01-01: 105; 2018-01-01: 116; 2019-01-01: 127; 2020-01-01: 1286; 2021-01-01: 1237; 2022-01-01: 1207; 2023-01-01: 1449; 2024-01-01: 1736; 2025-01-01: 1851; 2026-01-01: 1988; 2027-01-01: 2079; 2028-01-01: 2173
3 | Residential District Heat Demand | GWh | Leading the Way | Electricity | Annual [Fiscal] | 0 | 0 | 0 | 0 | 0 | 0 | 0 | 105 | 116 | 127 | 1286 | 1237 | 1207 | 1326 | 1358 | 1351 | 1373 | 1441 | 1600 | 1783 | 1967 | 2233 | 2544 | 2896 | 3287 | 3924 | 4639 | 5414 | 6156 | 6876 | 7538 | 8263 | 8901 | 9430 | 9888 | 10169 | 10470 | 10753 | 11045 | 11329 | 11184
3 | Residential District Heat Demand | GWh | System Transformation | Electricity | Annual [Fiscal] | 0 | 0 | 0 | 0 | 0 | 0 | 0 | 105 | 116 | 127 | 1286 | 1237 | 1207 | 1886 | 1941 | 1857 | 1892 | 1943 | 2011 | 2088 | 2039 | 2112 | 2232 | 2403 | 2624 | 3101 | 3887 | 4859 | 5847 | 6844 | 7830 | 8750 | 9682 | 10537 | 11327 | 12015 | 12669 | 13254 | 13781 | 14249 | 14452
3 | Residential Electric Vehicles Demand (EVs) | GWh | Consumer Transformation | Electricity | Annual [Fiscal] | 2 | 4 | 8 | 14 | 45 | 108 | 109 | 308 | 430 | 580 | 958 | 1553 | 2344 | 3469 | 5001 | 6989 | 9578 | 12789 | 16698 | 21252 | 26292 | 32314 | 38592 | 44709 | 50237 | 54752 | 58316 | 60893 | 62688 | 63725 | 64358 | 64209 | 63814 | 63360 | 62836 | 62245 | 61542 | 60729 | 59883 | 58928 | 57867
3 | Residential Electric Vehicles Demand (EVs) | GWh | Falling Short | Electricity | Annual [Fiscal] | 2 | 4 | 8 | 14 | 45 | 108 | 109 | 308 | 430 | 580 | 958 | 1553 | 2344 | 2569 | 3285 | 4162 | 5274 | 6622 | 8256 | 10202 | 12490 | 15140 | 18182 | 21602 | 25363 | 29361 | 34057 | 38918 | 43839 | 48636 | 52614 | 56213 | 59304 | 61938 | 64051 | 65669 | 65768 | 65903 | 66080 | 66306 | 66583
3 | Residential Electric Vehicles Demand (EVs) | GWh | Five Year Forecast | Electricity | Annual [Fiscal] | 2010-01-01: 2; 2011-01-01: 4; 2012-01-01: 8; 2013-01-01: 14; 2014-01-01: 45; 2015-01-01: 108; 2016-01-01: 109; 2017-01-01: 308; 2018-01-01: 430; 2019-01-01: 580; 2020-01-01: 958; 2021-01-01: 1553; 2022-01-01: 2344; 2023-01-01: 3047; 2024-01-01: 4188; 2025-01-01: 5658; 2026-01-01: 7574; 2027-01-01: 9965; 2028-01-01: 12969
3 | Residential Electric Vehicles Demand (EVs) | GWh | Leading the Way | Electricity | Annual [Fiscal] | 2 | 4 | 8 | 14 | 45 | 108 | 109 | 308 | 430 | 580 | 958 | 1553 | 2344 | 3478 | 4982 | 6963 | 9584 | 12905 | 17271 | 22549 | 28652 | 35293 | 41881 | 48086 | 53410 | 57609 | 60703 | 62771 | 64105 | 64704 | 64388 | 64004 | 63547 | 63012 | 62374 | 61640 | 60798 | 59845 | 58771 | 57570 | 56228
3 | Residential Electric Vehicles Demand (EVs) | GWh | System Transformation | Electricity | Annual [Fiscal] | 2 | 4 | 8 | 14 | 45 | 108 | 109 | 308 | 430 | 580 | 958 | 1553 | 2344 | 2671 | 3484 | 4516 | 5859 | 7544 | 9649 | 12220 | 15298 | 19092 | 23513 | 28526 | 33977 | 39253 | 44487 | 49357 | 53724 | 57318 | 60196 | 62403 | 63918 | 64254 | 63819 | 63270 | 62535 | 61649 | 60981 | 60350 | 59699
3 | Residential Heat Pumps | GWh | Consumer Transformation | Electricity | Annual [Fiscal] | 0 | 0 | 0 | 0 | 0 | 0 | 0 | 746 | 774 | 592 | 1827 | 1561 | 1590 | 2552 | 3042 | 3517 | 4357 | 5694 | 7710 | 10295 | 13221 | 16285 | 19284 | 22247 | 25188 | 28628 | 32194 | 35992 | 39739 | 43414 | 46922 | 50009 | 52341 | 54027 | 55160 | 55952 | 56575 | 57202 | 57839 | 58463 | 58600
3 | Residential Heat Pumps | GWh | Falling Short | Electricity | Annual [Fiscal] | 0 | 0 | 0 | 0 | 0 | 0 | 0 | 746 | 774 | 592 | 1827 | 1561 | 1590 | 2622 | 2892 | 3157 | 3633 | 4285 | 5081 | 5995 | 7017 | 8127 | 9325 | 10603 | 11978 | 13470 | 15328 | 17318 | 19481 | 21845 | 24394 | 26920 | 29100 | 31128 | 33027 | 34803 | 36468 | 38214 | 40341 | 42690 | 45241
3 | Residential Heat Pumps | GWh | Five Year Forecast | Electricity | Annual [Fiscal] | 2010-01-01: 0; 2011-01-01: 0; 2012-01-01: 0; 2013-01-01: 0; 2014-01-01: 0; 2015-01-01: 0; 2016-01-01: 0; 2017-01-01: 746; 2018-01-01: 774; 2019-01-01: 592; 2020-01-01: 1827; 2021-01-01: 1561; 2022-01-01: 1590; 2023-01-01: 2395; 2024-01-01: 2912; 2025-01-01: 3243; 2026-01-01: 3754; 2027-01-01: 4329; 2028-01-01: 4863
3 | Residential Heat Pumps | GWh | Leading the Way | Electricity | Annual [Fiscal] | 0 | 0 | 0 | 0 | 0 | 0 | 0 | 746 | 774 | 592 | 1827 | 1561 | 1590 | 2222 | 3058 | 3648 | 4945 | 6759 | 9073 | 11807 | 14998 | 18489 | 22020 | 25538 | 29091 | 32636 | 33559 | 36767 | 39097 | 40961 | 42293 | 43695 | 44367 | 44867 | 45655 | 46291 | 46873 | 47291 | 47627 | 47939 | 47856
3 | Residential Heat Pumps | GWh | System Transformation | Electricity | Annual [Fiscal] | 0 | 0 | 0 | 0 | 0 | 0 | 0 | 746 | 774 | 592 | 1827 | 1561 | 1590 | 2493 | 2894 | 3316 | 3767 | 4278 | 4782 | 5297 | 5829 | 6336 | 6738 | 7148 | 7579 | 8150 | 10023 | 11963 | 13927 | 15892 | 17867 | 19850 | 21883 | 24057 | 26385 | 28889 | 31539 | 34187 | 36857 | 39539 | 42103
3 | Residential Light | GWh | Consumer Transformation | Electricity | Annual [Fiscal] | 13681 | 14456 | 15358 | 15324 | 15845 | 16245 | 15403 | 15934 | 14177 | 13778 | 13811 | 12696 | 11607 | 6258 | 5846 | 5444 | 5097 | 4907 | 4775 | 4739 | 4882 | 4949 | 5209 | 5465 | 5718 | 5969 | 6193 | 6322 | 6376 | 6428 | 6485 | 6558 | 6631 | 6701 | 6771 | 6826 | 6855 | 6885 | 6916 | 6946 | 6971
3 | Residential Light | GWh | Falling Short | Electricity | Annual [Fiscal] | 13681 | 14456 | 15358 | 15324 | 15845 | 16245 | 15403 | 15934 | 14177 | 13778 | 13811 | 12696 | 11607 | 18820 | 18569 | 18098 | 17049 | 16046 | 15203 | 14501 | 14063 | 14270 | 14564 | 15106 | 15768 | 16364 | 16811 | 17269 | 17736 | 18211 | 18682 | 19122 | 19565 | 20009 | 20410 | 20687 | 20956 | 21227 | 21499 | 21773 | 22008
3 | Residential Light | GWh | Five Year Forecast | Electricity | Annual [Fiscal] | 2010-01-01: 13681; 2011-01-01: 14456; 2012-01-01: 15358; 2013-01-01: 15324; 2014-01-01: 15845; 2015-01-01: 16245; 2016-01-01: 15403; 2017-01-01: 15934; 2018-01-01: 14177; 2019-01-01: 13778; 2020-01-01: 13811; 2021-01-01: 12696; 2022-01-01: 11607; 2023-01-01: 10972; 2024-01-01: 9448; 2025-01-01: 8567; 2026-01-01: 8255; 2027-01-01: 7941; 2028-01-01: 7621
3 | Residential Light | GWh | Leading the Way | Electricity | Annual [Fiscal] | 13681 | 14456 | 15358 | 15324 | 15845 | 16245 | 15403 | 15934 | 14177 | 13778 | 13811 | 12696 | 11607 | 7916 | 5601 | 3114 | 2854 | 2712 | 2941 | 3173 | 3384 | 3536 | 3680 | 3818 | 3947 | 4070 | 4185 | 4294 | 4370 | 4360 | 4337 | 4330 | 4323 | 4313 | 4302 | 4289 | 4265 | 4224 | 4183 | 4142 | 4109
3 | Residential Light | GWh | System Transformation | Electricity | Annual [Fiscal] | 13681 | 14456 | 15358 | 15324 | 15845 | 16245 | 15403 | 15934 | 14177 | 13778 | 13811 | 12696 | 11607 | 9930 | 8875 | 8220 | 7898 | 7604 | 7434 | 7381 | 7330 | 7274 | 7290 | 7528 | 7868 | 8135 | 8251 | 8368 | 8481 | 8592 | 8704 | 8824 | 8943 | 9061 | 9168 | 9248 | 9324 | 9402 | 9480 | 9559 | 9628
3 | Residential Resistive Heat Demand | GWh | Consumer Transformation | Electricity | Annual [Fiscal] | 9056 | 7294 | 7129 | 6735 | 6869 | 7273 | 6978 | 6423 | 5019 | 4778 | 4801 | 5432 | 4870 | 4028 | 3909 | 3792 | 3661 | 3534 | 3412 | 3291 | 3168 | 3043 | 2915 | 2784 | 2649 | 2510 | 2404 | 2339 | 2263 | 2183 | 2102 | 2029 | 1943 | 1845 | 1739 | 1626 | 1510 | 1395 | 1283 | 1174 | 1068
3 | Residential Resistive Heat Demand | GWh | Falling Short | Electricity | Annual [Fiscal] | 9056 | 7294 | 7129 | 6735 | 6869 | 7273 | 6978 | 6423 | 5019 | 4778 | 4801 | 5432 | 4870 | 4425 | 4349 | 4270 | 4168 | 4065 | 3964 | 3859 | 3750 | 3634 | 3524 | 3418 | 3316 | 3220 | 3142 | 3080 | 3024 | 2977 | 2942 | 2932 | 2926 | 2925 | 2930 | 2943 | 2966 | 2984 | 2998 | 3009 | 3016
3 | Residential Resistive Heat Demand | GWh | Five Year Forecast | Electricity | Annual [Fiscal] | 2010-01-01: 9056; 2011-01-01: 7294; 2012-01-01: 7129; 2013-01-01: 6735; 2014-01-01: 6869; 2015-01-01: 7273; 2016-01-01: 6978; 2017-01-01: 6423; 2018-01-01: 5019; 2019-01-01: 4778; 2020-01-01: 4801; 2021-01-01: 5432; 2022-01-01: 4870; 2023-01-01: 4422; 2024-01-01: 4349; 2025-01-01: 4268; 2026-01-01: 4157; 2027-01-01: 4142; 2028-01-01: 3988
3 | Residential Resistive Heat Demand | GWh | Leading the Way | Electricity | Annual [Fiscal] | 9056 | 7294 | 7129 | 6735 | 6869 | 7273 | 6978 | 6423 | 5019 | 4778 | 4801 | 5432 | 4870 | 3816 | 3696 | 3577 | 3468 | 3361 | 3260 | 3156 | 3025 | 2893 | 2747 | 2597 | 2448 | 2294 | 2180 | 2064 | 1960 | 1871 | 1791 | 1705 | 1619 | 1530 | 1446 | 1390 | 1335 | 1294 | 1256 | 1218 | 1183
3 | Residential Resistive Heat Demand | GWh | System Transformation | Electricity | Annual [Fiscal] | 9056 | 7294 | 7129 | 6735 | 6869 | 7273 | 6978 | 6423 | 5019 | 4778 | 4801 | 5432 | 4870 | 4382 | 4287 | 4194 | 4091 | 3990 | 3893 | 3796 | 3698 | 3543 | 3387 | 3227 | 3064 | 2899 | 2741 | 2571 | 2412 | 2259 | 2115 | 1982 | 1849 | 1716 | 1581 | 1447 | 1370 | 1293 | 1218 | 1145 | 1074
3 | Residential Resistive Hot Water | GWh | Consumer Transformation | Electricity | Annual [Fiscal] | 7131 | 7988 | 6647 | 6046 | 5741 | 5715 | 5386 | 5103 | 4658 | 3620 | 1310 | 848 | 395 | 294 | 104 | 40 | 0 | 0 | 0 | 0 | 0 | 0 | 0 | 0 | 0 | 0 | 0 | 0 | 0 | 0 | 0 | 0 | 0 | 0 | 0 | 0 | 0 | 0 | 0 | 0 | 0
3 | Residential Resistive Hot Water | GWh | Falling Short | Electricity | Annual [Fiscal] | 7131 | 7988 | 6647 | 6046 | 5741 | 5715 | 5386 | 5103 | 4658 | 3620 | 1310 | 848 | 395 | 0 | 0 | 0 | 0 | 0 | 0 | 0 | 0 | 0 | 0 | 0 | 0 | 0 | 0 | 0 | 0 | 0 | 0 | 0 | 0 | 0 | 0 | 0 | 0 | 0 | 0 | 0 | 0
3 | Residential Resistive Hot Water | GWh | Five Year Forecast | Electricity | Annual [Fiscal] | 2010-01-01: 7131; 2011-01-01: 7988; 2012-01-01: 6647; 2013-01-01: 6046; 2014-01-01: 5741; 2015-01-01: 5715; 2016-01-01: 5386; 2017-01-01: 5103; 2018-01-01: 4658; 2019-01-01: 3620; 2020-01-01: 1310; 2021-01-01: 848; 2022-01-01: 395; 2023-01-01: 331; 2024-01-01: 114; 2025-01-01: 42; 2026-01-01: 0; 2027-01-01: 0; 2028-01-01: 0
3 | Residential Resistive Hot Water | GWh | Leading the Way | Electricity | Annual [Fiscal] | 7131 | 7988 | 6647 | 6046 | 5741 | 5715 | 5386 | 5103 | 4658 | 3620 | 1310 | 848 | 395 | 713 | 507 | 544 | 330 | 0 | 0 | 0 | 0 | 0 | 0 | 0 | 0 | 0 | 0 | 0 | 0 | 0 | 0 | 0 | 0 | 0 | 0 | 0 | 0 | 0 | 0 | 0 | 0
3 | Residential Resistive Hot Water | GWh | System Transformation | Electricity | Annual [Fiscal] | 7131 | 7988 | 6647 | 6046 | 5741 | 5715 | 5386 | 5103 | 4658 | 3620 | 1310 | 848 | 395 | 0 | 0 | 0 | 0 | 0 | 0 | 0 | 0 | 0 | 0 | 0 | 0 | 0 | 0 | 0 | 0 | 0 | 0 | 0 | 0 | 0 | 0 | 0 | 0 | 0 | 0 | 0 | 0
3 | Residential Smart Metering - Demand Reduction | GWh | Consumer Transformation | Electricity | Annual [Fiscal] | 0 | 0 | 0 | 0 | 0 | 0 | 0 | 0 | 0 | 0 | 0 | 254 | 465 | 755 | 975 | 1189 | 1397 | 1601 | 1805 | 2011 | 2217 | 2195 | 2178 | 2160 | 2143 | 2127 | 2116 | 2107 | 2094 | 2080 | 2067 | 2058 | 2047 | 2035 | 2023 | 2011 | 1998 | 1985 | 1973 | 1961 | 1949
3 | Residential Smart Metering - Demand Reduction | GWh | Falling Short | Electricity | Annual [Fiscal] | 0 | 0 | 0 | 0 | 0 | 0 | 0 | 0 | 0 | 0 | 0 | 254 | 465 | 301 | 396 | 489 | 575 | 659 | 743 | 825 | 907 | 904 | 902 | 902 | 903 | 903 | 904 | 906 | 908 | 911 | 914 | 918 | 923 | 927 | 932 | 935 | 939 | 943 | 947 | 951 | 954
3 | Residential Smart Metering - Demand Reduction | GWh | Five Year Forecast | Electricity | Annual [Fiscal] | 2010-01-01: 0; 2011-01-01: 0; 2012-01-01: 0; 2013-01-01: 0; 2014-01-01: 0; 2015-01-01: 0; 2016-01-01: 0; 2017-01-01: 0; 2018-01-01: 0; 2019-01-01: 0; 2020-01-01: 0; 2021-01-01: 254; 2022-01-01: 465; 2023-01-01: 569; 2024-01-01: 731; 2025-01-01: 872; 2026-01-01: 1034; 2027-01-01: 1190; 2028-01-01: 1342
3 | Residential Smart Metering - Demand Reduction | GWh | Leading the Way | Electricity | Annual [Fiscal] | 0 | 0 | 0 | 0 | 0 | 0 | 0 | 0 | 0 | 0 | 0 | 254 | 465 | 1023 | 1265 | 1470 | 1701 | 1919 | 2152 | 2380 | 2600 | 2561 | 2521 | 2481 | 2443 | 2406 | 2379 | 2353 | 2327 | 2300 | 2276 | 2258 | 2240 | 2222 | 2205 | 2190 | 2171 | 2159 | 2148 | 2136 | 2125
3 | Residential Smart Metering - Demand Reduction | GWh | System Transformation | Electricity | Annual [Fiscal] | 0 | 0 | 0 | 0 | 0 | 0 | 0 | 0 | 0 | 0 | 0 | 254 | 465 | 538 | 698 | 855 | 1012 | 1164 | 1316 | 1471 | 1622 | 1603 | 1586 | 1572 | 1561 | 1548 | 1535 | 1521 | 1508 | 1495 | 1483 | 1473 | 1463 | 1454 | 1445 | 1437 | 1433 | 1429 | 1426 | 1422 | 1418
3 | Residential Storage Heat | GWh | Consumer Transformation | Electricity | Annual [Fiscal] | 17299 | 13933 | 13617 | 12866 | 13121 | 13893 | 13329 | 13344 | 13026 | 12398 | 12458 | 13073 | 11721 | 10404 | 10117 | 9841 | 9514 | 9249 | 8990 | 8727 | 8460 | 8186 | 7892 | 7606 | 7327 | 7055 | 6920 | 6885 | 6795 | 6701 | 6605 | 6553 | 6456 | 6327 | 6170 | 5984 | 5775 | 5586 | 5388 | 5181 | 4964
3 | Residential Storage Heat | GWh | Falling Short | Electricity | Annual [Fiscal] | 17299 | 13933 | 13617 | 12866 | 13121 | 13893 | 13329 | 13344 | 13026 | 12398 | 12458 | 13073 | 11721 | 11375 | 11160 | 10959 | 10662 | 10358 | 10058 | 9748 | 9429 | 9100 | 8770 | 8441 | 8112 | 7783 | 7535 | 7327 | 7129 | 6945 | 6777 | 6711 | 6658 | 6616 | 6587 | 6573 | 6574 | 6577 | 6580 | 6585 | 6592
3 | Residential Storage Heat | GWh | Five Year Forecast | Electricity | Annual [Fiscal] | 2010-01-01: 17299; 2011-01-01: 13933; 2012-01-01: 13617; 2013-01-01: 12866; 2014-01-01: 13121; 2015-01-01: 13893; 2016-01-01: 13329; 2017-01-01: 13344; 2018-01-01: 13026; 2019-01-01: 12398; 2020-01-01: 12458; 2021-01-01: 13073; 2022-01-01: 11721; 2023-01-01: 11373; 2024-01-01: 11154; 2025-01-01: 10955; 2026-01-01: 10861; 2027-01-01: 10510; 2028-01-01: 10074
3 | Residential Storage Heat | GWh | Leading the Way | Electricity | Annual [Fiscal] | 17299 | 13933 | 13617 | 12866 | 13121 | 13893 | 13329 | 13344 | 13026 | 12398 | 12458 | 13073 | 11721 | 9836 | 9514 | 9194 | 8915 | 8671 | 8434 | 8191 | 7886 | 7575 | 7242 | 6911 | 6589 | 6268 | 6105 | 5959 | 5833 | 5734 | 5642 | 5516 | 5401 | 5281 | 5176 | 5134 | 5094 | 5079 | 5060 | 5032 | 5000
3 | Residential Storage Heat | GWh | System Transformation | Electricity | Annual [Fiscal] | 17299 | 13933 | 13617 | 12866 | 13121 | 13893 | 13329 | 13344 | 13026 | 12398 | 12458 | 13073 | 11721 | 11272 | 11004 | 10749 | 10472 | 10194 | 9920 | 9645 | 9365 | 8938 | 8515 | 8095 | 7677 | 7262 | 6884 | 6476 | 6086 | 5708 | 5348 | 5016 | 4686 | 4361 | 4038 | 3721 | 3556 | 3388 | 3217 | 3044 | 2867
4 | Commercial Electric Vehicles Demand (EVs) | GWh | Consumer Transformation | Electricity | Annual [Fiscal] | 0 | 0 | 0 | 0 | 0 | 0 | 26 | 99 | 139 | 192 | 275 | 423 | 662 | 943 | 1359 | 1937 | 2727 | 3800 | 5242 | 7118 | 9564 | 12686 | 16389 | 20600 | 25006 | 30134 | 35040 | 39636 | 44157 | 48536 | 52996 | 57139 | 59884 | 60578 | 60667 | 60730 | 60773 | 60834 | 60850 | 60915 | 60569
4 | Commercial Electric Vehicles Demand (EVs) | GWh | Falling Short | Electricity | Annual [Fiscal] | 0 | 0 | 0 | 0 | 0 | 0 | 26 | 99 | 139 | 192 | 275 | 423 | 662 | 560 | 731 | 951 | 1225 | 1570 | 2004 | 2545 | 3215 | 4047 | 5065 | 6309 | 7797 | 9605 | 11777 | 14339 | 17177 | 20246 | 24221 | 28219 | 32465 | 36903 | 41453 | 46482 | 50831 | 54185 | 55006 | 55777 | 56525
4 | Commercial Electric Vehicles Demand (EVs) | GWh | Five Year Forecast | Electricity | Annual [Fiscal] | 2010-01-01: 0; 2011-01-01: 0; 2012-01-01: 0; 2013-01-01: 0; 2014-01-01: 0; 2015-01-01: 0; 2016-01-01: 26; 2017-01-01: 99; 2018-01-01: 139; 2019-01-01: 192; 2020-01-01: 275; 2021-01-01: 423; 2022-01-01: 662; 2023-01-01: 781; 2024-01-01: 1093; 2025-01-01: 1518; 2026-01-01: 2086; 2027-01-01: 2848; 2028-01-01: 3865
4 | Commercial Electric Vehicles Demand (EVs) | GWh | Leading the Way | Electricity | Annual [Fiscal] | 0 | 0 | 0 | 0 | 0 | 0 | 26 | 99 | 139 | 192 | 275 | 423 | 662 | 967 | 1392 | 1977 | 2773 | 3854 | 5323 | 7230 | 9655 | 12645 | 16514 | 20897 | 25568 | 30059 | 34259 | 38330 | 42450 | 46670 | 51083 | 55209 | 58946 | 61617 | 61637 | 61266 | 60849 | 60397 | 59908 | 59385 | 58743
4 | Commercial Electric Vehicles Demand (EVs) | GWh | System Transformation | Electricity | Annual [Fiscal] | 0 | 0 | 0 | 0 | 0 | 0 | 26 | 99 | 139 | 192 | 275 | 423 | 662 | 655 | 890 | 1204 | 1619 | 2168 | 2891 | 3830 | 5049 | 6608 | 8577 | 11004 | 13859 | 17336 | 20929 | 24438 | 27437 | 29970 | 32032 | 33652 | 34851 | 35358 | 34914 | 34318 | 33626 | 32838 | 31958 | 31008 | 29996
4 | Total Commercial Demand inc EV, Heat Pumps, District Heat, Rail Traction, No directs | GWh | Consumer Transformation | Electricity | Annual [Fiscal] | 105204 | 107848 | 106682 | 105618 | 99550 | 98566 | 96233 | 91522 | 94305 | 95358 | 77846 | 80815 | 79536 | 78980 | 80030 | 85720 | 91180 | 96130 | 99633 | 103154 | 105957 | 108668 | 111582 | 114575 | 117532 | 120388 | 123521 | 126768 | 129833 | 132629 | 135214 | 137505 | 139193 | 140208 | 141228 | 142177 | 143192 | 144218 | 145212 | 146172 | 147044
4 | Total Commercial Demand inc EV, Heat Pumps, District Heat, Rail Traction, No directs | GWh | Falling Short | Electricity | Annual [Fiscal] | 105204 | 107848 | 106682 | 105618 | 99550 | 98566 | 96233 | 91522 | 94305 | 95358 | 77846 | 80815 | 79536 | 82480 | 85080 | 87720 | 89290 | 90910 | 92142 | 93389 | 94736 | 95838 | 97021 | 98364 | 99549 | 100537 | 101079 | 101578 | 102068 | 102692 | 103545 | 104599 | 105675 | 106771 | 107879 | 108908 | 110067 | 111169 | 112262 | 113365 | 114329
4 | Total Commercial Demand inc EV, Heat Pumps, District Heat, Rail Traction, No directs | GWh | Five Year Forecast | Electricity | Annual [Fiscal] | 2010-01-01: 105204; 2011-01-01: 107848; 2012-01-01: 106682; 2013-01-01: 105618; 2014-01-01: 99550; 2015-01-01: 98566; 2016-01-01: 96233; 2017-01-01: 91522; 2018-01-01: 94305; 2019-01-01: 95358; 2020-01-01: 77846; 2021-01-01: 80815; 2022-01-01: 79536; 2023-01-01: 78199; 2024-01-01: 79147; 2025-01-01: 83514; 2026-01-01: 86812; 2027-01-01: 89912; 2028-01-01: 93072
4 | Total Commercial Demand inc EV, Heat Pumps, District Heat, Rail Traction, No directs | GWh | Leading the Way | Electricity | Annual [Fiscal] | 105204 | 107848 | 106682 | 105618 | 99550 | 98566 | 96233 | 91522 | 94305 | 95358 | 77846 | 80815 | 79536 | 76980 | 77810 | 81970 | 90280 | 96380 | 99991 | 103408 | 106058 | 108456 | 111114 | 113859 | 116583 | 119180 | 121849 | 124660 | 127437 | 129825 | 131282 | 132317 | 133037 | 133710 | 134394 | 135086 | 135938 | 136780 | 137607 | 138382 | 138979
4 | Total Commercial Demand inc EV, Heat Pumps, District Heat, Rail Traction, No directs | GWh | System Transformation | Electricity | Annual [Fiscal] | 105204 | 107848 | 106682 | 105618 | 99550 | 98566 | 96233 | 91522 | 94305 | 95358 | 77846 | 80815 | 79536 | 80645 | 81760 | 83696 | 85451 | 88706 | 91385 | 93849 | 95575 | 97193 | 98885 | 100648 | 102309 | 103793 | 105174 | 106650 | 108203 | 109832 | 111480 | 113016 | 114269 | 115091 | 115717 | 116260 | 116956 | 117650 | 118344 | 119026 | 119651
5 | Commercial District Heat Demand | GWh | Consumer Transformation | Electricity | Annual [Fiscal] | 0 | 0 | 0 | 0 | 0 | 0 | 0 | 44 | 47 | 50 | 52 | 106 | 121 | 362 | 483 | 620 | 844 | 1100 | 1361 | 1620 | 1756 | 1988 | 2220 | 2452 | 2703 | 2956 | 3175 | 3434 | 3690 | 3928 | 4110 | 4244 | 4311 | 4400 | 4516 | 4599 | 4721 | 4846 | 4964 | 5066 | 5159
5 | Commercial District Heat Demand | GWh | Falling Short | Electricity | Annual [Fiscal] | 0 | 0 | 0 | 0 | 0 | 0 | 0 | 44 | 47 | 50 | 52 | 106 | 121 | 344 | 497 | 617 | 690 | 764 | 853 | 954 | 1170 | 1300 | 1439 | 1583 | 1728 | 1885 | 1937 | 1985 | 2019 | 2036 | 2072 | 2210 | 2346 | 2467 | 2571 | 2576 | 2659 | 2736 | 2814 | 2894 | 2972
5 | Commercial District Heat Demand | GWh | Five Year Forecast | Electricity | Annual [Fiscal] | 2010-01-01: 0; 2011-01-01: 0; 2012-01-01: 0; 2013-01-01: 0; 2014-01-01: 0; 2015-01-01: 0; 2016-01-01: 0; 2017-01-01: 44; 2018-01-01: 47; 2019-01-01: 50; 2020-01-01: 52; 2021-01-01: 106; 2022-01-01: 121; 2023-01-01: 170; 2024-01-01: 294; 2025-01-01: 257; 2026-01-01: 404; 2027-01-01: 531; 2028-01-01: 633
5 | Commercial District Heat Demand | GWh | Leading the Way | Electricity | Annual [Fiscal] | 0 | 0 | 0 | 0 | 0 | 0 | 0 | 44 | 47 | 50 | 52 | 106 | 121 | 360 | 492 | 705 | 973 | 1249 | 1516 | 1748 | 1894 | 2078 | 2255 | 2428 | 2617 | 2824 | 2973 | 3164 | 3365 | 3552 | 3602 | 3618 | 3607 | 3603 | 3639 | 3674 | 3788 | 3916 | 4049 | 4162 | 4171
5 | Commercial District Heat Demand | GWh | System Transformation | Electricity | Annual [Fiscal] | 0 | 0 | 0 | 0 | 0 | 0 | 0 | 44 | 47 | 50 | 52 | 106 | 121 | 387 | 514 | 602 | 739 | 952 | 1272 | 1621 | 1838 | 2049 | 2258 | 2466 | 2675 | 2887 | 3036 | 3195 | 3362 | 3526 | 3689 | 3847 | 3924 | 3886 | 3808 | 3725 | 3769 | 3823 | 3887 | 3955 | 4030
5 | Commercial Heat Pump Demand | GWh | Consumer Transformation | Electricity | Annual [Fiscal] | 0 | 0 | 0 | 0 | 0 | 0 | 0 | 0 | 0 | 0 | 15.4 | 621.2 | 640 | 1798 | 2879.6 | 4033 | 5218.1 | 6590.3 | 7930.4 | 9255.2 | 10566.8 | 11876.7 | 13188 | 14478.8 | 15754.7 | 17022.3 | 18221.3 | 19470.2 | 20591.3 | 21429.1 | 22210.5 | 22914.9 | 23475.3 | 24013.5 | 24503.7 | 24967.3 | 25431.5 | 25913.4 | 26403.1 | 26908.9 | 27457.1
5 | Commercial Heat Pump Demand | GWh | Falling Short | Electricity | Annual [Fiscal] | 0 | 0 | 0 | 0 | 0 | 0 | 0 | 0 | 0 | 0 | 15.4 | 621.2 | 640 | 1751.6 | 2178.9 | 2415.2 | 2633.7 | 2887.3 | 3136.6 | 3382.2 | 3624.5 | 3870.8 | 4158.3 | 4452.3 | 4748.7 | 5100.7 | 5195.9 | 5401.9 | 5712.3 | 6188 | 6895.6 | 7605.8 | 8308.8 | 9021.2 | 9788.2 | 10619.9 | 11476.2 | 12317.5 | 13177.5 | 14072.3 | 14985.4
5 | Commercial Heat Pump Demand | GWh | Five Year Forecast | Electricity | Annual [Fiscal] | 2010-01-01: 0; 2011-01-01: 0; 2012-01-01: 0; 2013-01-01: 0; 2014-01-01: 0; 2015-01-01: 0; 2016-01-01: 0; 2017-01-01: 0; 2018-01-01: 0; 2019-01-01: 0; 2020-01-01: 15.4; 2021-01-01: 621.2; 2022-01-01: 640; 2023-01-01: 640; 2024-01-01: 900.4; 2025-01-01: 1210.5; 2026-01-01: 1540.8; 2027-01-01: 2023.2; 2028-01-01: 2509.3
5 | Commercial Heat Pump Demand | GWh | Leading the Way | Electricity | Annual [Fiscal] | 0 | 0 | 0 | 0 | 0 | 0 | 0 | 0 | 0 | 0 | 15.4 | 621.2 | 640 | 1567.7 | 2110.9 | 2776 | 3641.3 | 4834.6 | 6056.8 | 7347.8 | 8639.4 | 9848.7 | 11063.3 | 12274.4 | 13475 | 14680.7 | 15769.4 | 16960 | 18171.1 | 19373.4 | 20470.4 | 21308.1 | 21840.5 | 22329.2 | 22726.1 | 23071.5 | 23444.2 | 23786.5 | 24128.4 | 24496.5 | 24906.7
5 | Commercial Heat Pump Demand | GWh | System Transformation | Electricity | Annual [Fiscal] | 0 | 0 | 0 | 0 | 0 | 0 | 0 | 0 | 0 | 0 | 15.4 | 621.2 | 640 | 1582 | 2106.6 | 2640.7 | 3197.8 | 3856.9 | 4569.2 | 5405.9 | 6360.4 | 7421.7 | 8501.2 | 9594.1 | 10706.5 | 11874.1 | 12998.9 | 14276.7 | 15578.9 | 16882.6 | 18185.5 | 19370.9 | 20439.8 | 21445.1 | 22330.9 | 23107.5 | 23742 | 24364 | 24981.4 | 25572.9 | 26140.7
5 | GB Customer Demand: Commercial Data Centres - Direct Transmission Customers | GWh | Consumer Transformation | Electricity | Annual [Fiscal] | [10 empty] | 754 | 754 | 1513 | 2256 | 3250 | 4469 | 5983 | 7696 | 9381 | 10921 | 12129 | 13055 | 13781 | 14341 | 14763 | 15078 | 15400 | 15716 | 16004 | 16256 | 16461 | 16609 | 16692 | 16751 | 16805 | 16856 | 16904 | 16948 | 16989 | 17028 | 17064
5 | GB Customer Demand: Commercial Data Centres - Direct Transmission Customers | GWh | Falling Short | Electricity | Annual [Fiscal] | [10 empty] | 754 | 754 | 1513 | 1789 | 2349 | 2965 | 3700 | 4545 | 5288 | 5999 | 6677 | 7350 | 7994 | 8510 | 8901 | 9195 | 9395 | 9512 | 9550 | 9579 | 9612 | 9651 | 9693 | 9732 | 9765 | 9793 | 9815 | 9832 | 9841 | 9849 | 9856
5 | GB Customer Demand: Commercial Data Centres - Direct Transmission Customers | GWh | Five Year Forecast | Electricity | Annual [Fiscal] | 2020-01-01: 754; 2021-01-01: 754; 2022-01-01: 1513; 2023-01-01: 2152; 2024-01-01: 3001; 2025-01-01: 4051; 2026-01-01: 5182; 2027-01-01: 6514; 2028-01-01: 7791
5 | GB Customer Demand: Commercial Data Centres - Direct Transmission Customers | GWh | Leading the Way | Electricity | Annual [Fiscal] | [10 empty] | 754 | 754 | 1513 | 2447 | 3620 | 5082 | 6898 | 8952 | 11004 | 12872 | 14323 | 15436 | 16323 | 17036 | 17616 | 18109 | 18634 | 19151 | 19624 | 20040 | 20378 | 20625 | 20766 | 20861 | 20950 | 21034 | 21111 | 21183 | 21251 | 21314 | 21372
5 | GB Customer Demand: Commercial Data Centres - Direct Transmission Customers | GWh | System Transformation | Electricity | Annual [Fiscal] | [10 empty] | 754 | 754 | 1513 | 1997 | 2711 | 3536 | 4539 | 5699 | 6793 | 7785 | 8754 | 9670 | 10394 | 10948 | 11375 | 11691 | 11915 | 12057 | 12196 | 12364 | 12553 | 12728 | 12882 | 13015 | 13121 | 13198 | 13244 | 13278 | 13310 | 13341 | 13369
5 | GB Customer Demand: Commercial Data Centres - Distribution System Customers | GWh | Consumer Transformation | Electricity | Annual [Fiscal] | [10 empty] | 2846 | 3058 | 2456 | 2388 | 2510 | 2750 | 3008 | 3251 | 3774 | 4393 | 4879 | 5252 | 5544 | 5769 | 5939 | 6066 | 6195 | 6322 | 6438 | 6540 | 6622 | 6681 | 6715 | 6738 | 6760 | 6781 | 6800 | 6818 | 6835 | 6850 | 6865
5 | GB Customer Demand: Commercial Data Centres - Distribution System Customers | GWh | Falling Short | Electricity | Annual [Fiscal] | [10 empty] | 2846 | 3058 | 2456 | 2273 | 2193 | 2213 | 2263 | 2340 | 2647 | 3003 | 3342 | 3679 | 4002 | 4260 | 4456 | 4603 | 4703 | 4762 | 4781 | 4795 | 4812 | 4831 | 4852 | 4872 | 4888 | 4902 | 4914 | 4922 | 4926 | 4930 | 4934
5 | GB Customer Demand: Commercial Data Centres - Distribution System Customers | GWh | Five Year Forecast | Electricity | Annual [Fiscal] | 2020-01-01: 2846; 2021-01-01: 3058; 2022-01-01: 2456; 2023-01-01: 2321; 2024-01-01: 2304; 2025-01-01: 2357; 2026-01-01: 2602; 2027-01-01: 2915; 2028-01-01: 3543
5 | GB Customer Demand: Commercial Data Centres - Distribution System Customers | GWh | Leading the Way | Electricity | Annual [Fiscal] | [10 empty] | 2846 | 3058 | 2456 | 2406 | 2591 | 2894 | 3207 | 3494 | 4062 | 4751 | 5287 | 5698 | 6025 | 6288 | 6502 | 6684 | 6878 | 7069 | 7243 | 7397 | 7522 | 7613 | 7665 | 7700 | 7733 | 7764 | 7792 | 7819 | 7844 | 7867 | 7889
5 | GB Customer Demand: Commercial Data Centres - Distribution System Customers | GWh | System Transformation | Electricity | Annual [Fiscal] | [10 empty] | 2846 | 3058 | 2456 | 2263 | 2246 | 2336 | 2452 | 2589 | 2959 | 3391 | 3813 | 4212 | 4527 | 4768 | 4955 | 5092 | 5190 | 5251 | 5312 | 5385 | 5467 | 5544 | 5611 | 5669 | 5715 | 5749 | 5768 | 5783 | 5797 | 5811 | 5823
5 | I&C Rail Traction Demand | GWh | Consumer Transformation | Electricity | Annual [Fiscal] | 4087 | 4260 | 4416 | 4352 | 4432 | 4458 | 4583 | 4675 | 4895 | 5056 | 4460 | 4694 | 4757 | 4828 | 4946 | 5066 | 5190 | 5317 | 5447 | 5580 | 5716 | 5856 | 5999 | 6146 | 6296 | 6449 | 6607 | 6768 | 6934 | 7103 | 7277 | 7454 | 7637 | 7823 | 8014 | 8210 | 8411 | 8616 | 8826 | 9042 | 9263
5 | I&C Rail Traction Demand | GWh | Falling Short | Electricity | Annual [Fiscal] | 4087 | 4260 | 4416 | 4352 | 4432 | 4458 | 4583 | 4675 | 4895 | 5056 | 4460 | 4694 | 4757 | 4608 | 4654 | 4701 | 4748 | 4795 | 4843 | 4891 | 4940 | 4990 | 5040 | 5090 | 5141 | 5192 | 5244 | 5297 | 5350 | 5403 | 5457 | 5512 | 5567 | 5623 | 5679 | 5736 | 5793 | 5851 | 5909 | 5969 | 6028
5 | I&C Rail Traction Demand | GWh | Five Year Forecast | Electricity | Annual [Fiscal] | 2010-01-01: 4087; 2011-01-01: 4260; 2012-01-01: 4416; 2013-01-01: 4352; 2014-01-01: 4432; 2015-01-01: 4458; 2016-01-01: 4583; 2017-01-01: 4675; 2018-01-01: 4895; 2019-01-01: 5056; 2020-01-01: 4460; 2021-01-01: 4694; 2022-01-01: 4757; 2023-01-01: 4874; 2024-01-01: 4966; 2025-01-01: 5061; 2026-01-01: 5157; 2027-01-01: 5255; 2028-01-01: 5355
5 | I&C Rail Traction Demand | GWh | Leading the Way | Electricity | Annual [Fiscal] | 4087 | 4260 | 4416 | 4352 | 4432 | 4458 | 4583 | 4675 | 4895 | 5056 | 4460 | 4694 | 4757 | 4905 | 5049 | 5197 | 5350 | 5507 | 5669 | 5836 | 6007 | 6184 | 6365 | 6553 | 6745 | 6943 | 7147 | 7357 | 7574 | 7796 | 8025 | 8261 | 8504 | 8754 | 9011 | 9276 | 9548 | 9829 | 10118 | 10415 | 10721
5 | I&C Rail Traction Demand | GWh | System Transformation | Electricity | Annual [Fiscal] | 4087 | 4260 | 4416 | 4352 | 4432 | 4458 | 4583 | 4675 | 4895 | 5056 | 4460 | 4694 | 4757 | 4774 | 4873 | 4975 | 5079 | 5186 | 5294 | 5405 | 5518 | 5633 | 5751 | 5872 | 5994 | 6120 | 6248 | 6379 | 6512 | 6648 | 6787 | 6929 | 7074 | 7222 | 7373 | 7528 | 7685 | 7846 | 8010 | 8178 | 8349
5 | Industrial District Heat Demand | GWh | Consumer Transformation | Electricity | Annual [Fiscal] | 0 | 0 | 0 | 0 | 0 | 0 | 0 | 0 | 0 | 0 | 0 | 10 | 11 | 29 | 37 | 48 | 69 | 92 | 116 | 140 | 153 | 174 | 193 | 213 | 234 | 251 | 264 | 282 | 303 | 322 | 335 | 347 | 353 | 360 | 371 | 380 | 392 | 404 | 416 | 426 | 431
5 | Industrial District Heat Demand | GWh | Falling Short | Electricity | Annual [Fiscal] | 0 | 0 | 0 | 0 | 0 | 0 | 0 | 0 | 0 | 0 | 0 | 10 | 11 | 28 | 39 | 44 | 47 | 50 | 55 | 62 | 75 | 84 | 93 | 103 | 113 | 121 | 123 | 126 | 127 | 126 | 125 | 130 | 136 | 140 | 144 | 142 | 144 | 146 | 148 | 150 | 146
5 | Industrial District Heat Demand | GWh | Five Year Forecast | Electricity | Annual [Fiscal] | 2010-01-01: 0; 2011-01-01: 0; 2012-01-01: 0; 2013-01-01: 0; 2014-01-01: 0; 2015-01-01: 0; 2016-01-01: 0; 2017-01-01: 0; 2018-01-01: 0; 2019-01-01: 0; 2020-01-01: 0; 2021-01-01: 10; 2022-01-01: 11; 2023-01-01: 15; 2024-01-01: 30; 2025-01-01: 25; 2026-01-01: 38; 2027-01-01: 48; 2028-01-01: 55
5 | Industrial District Heat Demand | GWh | Leading the Way | Electricity | Annual [Fiscal] | 0 | 0 | 0 | 0 | 0 | 0 | 0 | 0 | 0 | 0 | 0 | 10 | 11 | 22 | 27 | 42 | 66 | 90 | 111 | 129 | 141 | 156 | 170 | 183 | 198 | 211 | 219 | 231 | 245 | 259 | 264 | 266 | 266 | 265 | 268 | 270 | 278 | 288 | 299 | 308 | 307
5 | Industrial District Heat Demand | GWh | System Transformation | Electricity | Annual [Fiscal] | 0 | 0 | 0 | 0 | 0 | 0 | 0 | 0 | 0 | 0 | 0 | 10 | 11 | 29 | 40 | 47 | 54 | 68 | 95 | 130 | 151 | 170 | 190 | 208 | 227 | 239 | 246 | 253 | 262 | 271 | 279 | 289 | 293 | 288 | 281 | 273 | 273 | 275 | 277 | 279 | 278
5 | Residential Micro-generation | GWh | Consumer Transformation | Electricity | Annual [Fiscal] | 107 | 1036 | 1446 | 1922 | 2424 | 2756 | 3803 | 3914 | 4032 | 4190 | 4326 | 4456 | 4717 | 5412 | 6064 | 7421 | 8779 | 10137 | 11495 | 12853 | 14210 | 15677 | 17143 | 18610 | 20076 | 21543 | 23009 | 24475 | 25942 | 27408 | 28929 | 30450 | 31970 | 33491 | 35012 | 36533 | 38053 | 39574 | 41095 | 42616 | 44136
5 | Residential Micro-generation | GWh | Falling Short | Electricity | Annual [Fiscal] | 107 | 1036 | 1446 | 1922 | 2424 | 2756 | 3803 | 3914 | 4032 | 4190 | 4326 | 4456 | 4717 | 4652 | 4706 | 4760 | 4923 | 5113 | 5330 | 5548 | 5819 | 6091 | 6362 | 6634 | 6905 | 7177 | 7449 | 7720 | 7992 | 8263 | 8535 | 8806 | 9078 | 9349 | 9621 | 9893 | 10164 | 10436 | 10707 | 10979 | 11250
5 | Residential Micro-generation | GWh | Five Year Forecast | Electricity | Annual [Fiscal] | 2010-01-01: 107; 2011-01-01: 1036; 2012-01-01: 1446; 2013-01-01: 1922; 2014-01-01: 2424; 2015-01-01: 2756; 2016-01-01: 3803; 2017-01-01: 3914; 2018-01-01: 4032; 2019-01-01: 4190; 2020-01-01: 4326; 2021-01-01: 4456; 2022-01-01: 4717; 2023-01-01: 4934; 2024-01-01: 5195; 2025-01-01: 5629; 2026-01-01: 6172; 2027-01-01: 6824; 2028-01-01: 7478
5 | Residential Micro-generation | GWh | Leading the Way | Electricity | Annual [Fiscal] | 107 | 1036 | 1446 | 1922 | 2424 | 2756 | 3803 | 3914 | 4032 | 4190 | 4326 | 4456 | 4717 | 5412 | 6064 | 7421 | 8779 | 10137 | 11495 | 12853 | 14210 | 15677 | 17143 | 18610 | 20076 | 21543 | 23009 | 24475 | 25942 | 27408 | 28929 | 30450 | 31970 | 33491 | 35012 | 36533 | 38053 | 39574 | 41095 | 42616 | 44136
5 | Residential Micro-generation | GWh | System Transformation | Electricity | Annual [Fiscal] | 107 | 1036 | 1446 | 1922 | 2424 | 2756 | 3803 | 3914 | 4032 | 4190 | 4326 | 4456 | 4717 | 4934 | 5195 | 5629 | 6172 | 6824 | 7476 | 8127 | 8779 | 9485 | 10191 | 10897 | 11603 | 12310 | 13016 | 13722 | 14428 | 15134 | 15840 | 16546 | 17252 | 17958 | 18664 | 19370 | 20076 | 20782 | 21488 | 22194 | 22900
1 | GBFES System Demand: Total Summer Minimum Demand | GW | Consumer Transformation | Electricity | Min (06:00) | 21.6 | 21.5 | 21.7 | 21.6 | 21.6 | 21.9 | 22.5 | 22.2 | 21.6 | 22 | 19.1 | 21.4 | 19.9 | 20.1 | 20 | 19.9 | 19.9 | 20.1 | 20.4 | 20.9 | 21.5 | 22.1 | 23 | 24.1 | 25.2 | 26.3 | 27.6 | 29 | 29.9 | 30.8 | 31.8 | 33.5 | 34.6 | 35.6 | 36.6 | 37.5 | 38.6 | 39.4 | 40.3 | 41.1 | 41.6
1 | GBFES System Demand: Total Summer Minimum Demand | GW | Falling Short | Electricity | Min (06:00) | 21.6 | 21.5 | 21.7 | 21.6 | 21.6 | 21.9 | 22.5 | 22.2 | 21.6 | 22 | 19.1 | 21.4 | 19.9 | 20.7 | 20.9 | 21 | 21 | 21.1 | 21.2 | 21.4 | 21.6 | 21.8 | 22.1 | 22.4 | 22.8 | 23.1 | 23.4 | 23.8 | 24.1 | 24.4 | 24.8 | 25.3 | 25.8 | 26.2 | 26.7 | 27.2 | 27.9 | 28.5 | 28.9 | 29.3 | 29.8
1 | GBFES System Demand: Total Summer Minimum Demand | GW | Five Year Forecast | Electricity | Min (06:00) | 2010-01-01: 21.6; 2011-01-01: 21.5; 2012-01-01: 21.7; 2013-01-01: 21.6; 2014-01-01: 21.6; 2015-01-01: 21.9; 2016-01-01: 22.5; 2017-01-01: 22.2; 2018-01-01: 21.6; 2019-01-01: 22; 2020-01-01: 19.1; 2021-01-01: 21.4; 2022-01-01: 19.9; 2023-01-01: 19.6; 2024-01-01: 19.5; 2025-01-01: 20; 2026-01-01: 20.6; 2027-01-01: 21.1; 2028-01-01: 21.4
1 | GBFES System Demand: Total Summer Minimum Demand | GW | Leading the Way | Electricity | Min (06:00) | 21.6 | 21.5 | 21.7 | 21.6 | 21.6 | 21.9 | 22.5 | 22.2 | 21.6 | 22 | 19.1 | 21.4 | 19.9 | 19.7 | 19.7 | 20.1 | 20.5 | 21.1 | 21.8 | 22.8 | 23.9 | 24.8 | 25.5 | 26.6 | 27.6 | 27.8 | 28.6 | 29.3 | 30.1 | 30.6 | 31.5 | 33 | 34.3 | 35.8 | 37.2 | 37.7 | 38.4 | 38.9 | 39.4 | 40.1 | 40.5
1 | GBFES System Demand: Total Summer Minimum Demand | GW | System Transformation | Electricity | Min (06:00) | 21.6 | 21.5 | 21.7 | 21.6 | 21.6 | 21.9 | 22.5 | 22.2 | 21.6 | 22 | 19.1 | 21.4 | 19.9 | 20.6 | 20.5 | 20.4 | 20.4 | 20.3 | 20.4 | 20.6 | 20.7 | 20.8 | 20.9 | 21.2 | 21.4 | 21.7 | 21.9 | 22.2 | 22.5 | 22.8 | 23.1 | 23.4 | 23.6 | 23.8 | 24 | 24.1 | 24.2 | 24.4 | 24.5 | 24.6 | 24.7
2 | GBFES Customer Demand: Commercial including losses | GW | Consumer Transformation | Electricity | Min (06:00) | 7.4 | 7.4 | 7.5 | 7.4 | 7.3 | 7.9 | 8.1 | 7.9 | 8.2 | 8.2 | 7 | 7.5 | 7 | 7.5 | 7.6 | 7.6 | 7.7 | 7.9 | 8.1 | 8.3 | 8.5 | 8.7 | 8.9 | 9.1 | 9.4 | 9.7 | 10 | 10.4 | 10.8 | 11.2 | 11.5 | 11.9 | 12.1 | 12.2 | 12.3 | 12.3 | 12.4 | 12.5 | 12.5 | 12.6 | 12.6
2 | GBFES Customer Demand: Commercial including losses | GW | Falling Short | Electricity | Min (06:00) | 7.4 | 7.4 | 7.5 | 7.4 | 7.3 | 7.9 | 8.1 | 7.9 | 8.2 | 8.2 | 7 | 7.5 | 7 | 7.4 | 7.5 | 7.6 | 7.7 | 7.8 | 7.9 | 8 | 8.1 | 8.2 | 8.3 | 8.4 | 8.5 | 8.7 | 8.8 | 8.9 | 9 | 9.1 | 9.3 | 9.5 | 9.7 | 9.9 | 10.1 | 10.4 | 10.7 | 10.9 | 11 | 11 | 11.1
2 | GBFES Customer Demand: Commercial including losses | GW | Five Year Forecast | Electricity | Min (06:00) | 2010-01-01: 7.4; 2011-01-01: 7.4; 2012-01-01: 7.5; 2013-01-01: 7.4; 2014-01-01: 7.3; 2015-01-01: 7.9; 2016-01-01: 8.1; 2017-01-01: 7.9; 2018-01-01: 8.2; 2019-01-01: 8.2; 2020-01-01: 7; 2021-01-01: 7.5; 2022-01-01: 7; 2023-01-01: 6.9; 2024-01-01: 7; 2025-01-01: 7.4; 2026-01-01: 7.6; 2027-01-01: 7.8; 2028-01-01: 8.1
2 | GBFES Customer Demand: Commercial including losses | GW | Leading the Way | Electricity | Min (06:00) | 7.4 | 7.4 | 7.5 | 7.4 | 7.3 | 7.9 | 8.1 | 7.9 | 8.2 | 8.2 | 7 | 7.5 | 7 | 7.5 | 7.6 | 7.7 | 7.9 | 8.1 | 8.3 | 8.5 | 8.7 | 8.8 | 9 | 9.2 | 9.5 | 9.7 | 10 | 10.4 | 10.7 | 11.1 | 11.3 | 11.6 | 11.8 | 12 | 12 | 12 | 12.1 | 12.1 | 12.1 | 12.1 | 12.1
2 | GBFES Customer Demand: Commercial including losses | GW | System Transformation | Electricity | Min (06:00) | 7.4 | 7.4 | 7.5 | 7.4 | 7.3 | 7.9 | 8.1 | 7.9 | 8.2 | 8.2 | 7 | 7.5 | 7 | 7.6 | 7.7 | 7.7 | 7.7 | 7.8 | 7.9 | 8 | 8.1 | 8.2 | 8.3 | 8.4 | 8.5 | 8.6 | 8.8 | 8.9 | 9.1 | 9.2 | 9.3 | 9.4 | 9.6 | 9.6 | 9.6 | 9.6 | 9.6 | 9.6 | 9.6 | 9.6 | 9.6
2 | GBFES Customer Demand: Direct Transmission Customers | GW | Consumer Transformation | Electricity | Min (06:00) | 1 | 1 | 1 | 1 | 1 | 1 | 0.8 | 0.8 | 0.8 | 0.8 | 0.8 | 0.8 | 0.8 | 0.8 | 0.8 | 0.8 | 0.8 | 0.8 | 0.8 | 0.8 | 0.8 | 0.8 | 0.8 | 0.8 | 0.8 | 0.8 | 0.8 | 0.9 | 0.9 | 0.9 | 0.9 | 0.9 | 0.9 | 0.9 | 0.9 | 0.9 | 0.9 | 0.9 | 0.9 | 0.9 | 0.9
2 | GBFES Customer Demand: Direct Transmission Customers | GW | Falling Short | Electricity | Min (06:00) | 1 | 1 | 1 | 1 | 1 | 1 | 0.8 | 0.8 | 0.8 | 0.8 | 0.8 | 0.8 | 0.8 | 0.8 | 0.8 | 0.8 | 0.8 | 0.8 | 0.8 | 0.8 | 0.8 | 0.8 | 0.8 | 0.8 | 0.8 | 0.8 | 0.8 | 0.8 | 0.8 | 0.8 | 0.8 | 0.8 | 0.8 | 0.9 | 0.9 | 0.9 | 0.9 | 0.9 | 0.9 | 0.9 | 0.9
2 | GBFES Customer Demand: Direct Transmission Customers | GW | Five Year Forecast | Electricity | Min (06:00) | 2010-01-01: 1; 2011-01-01: 1; 2012-01-01: 1; 2013-01-01: 1; 2014-01-01: 1; 2015-01-01: 1; 2016-01-01: 0.8; 2017-01-01: 0.8; 2018-01-01: 0.8; 2019-01-01: 0.8; 2020-01-01: 0.8; 2021-01-01: 0.8; 2022-01-01: 0.8; 2023-01-01: 0.8; 2024-01-01: 0.8; 2025-01-01: 0.8; 2026-01-01: 0.8; 2027-01-01: 0.8; 2028-01-01: 0.8
2 | GBFES Customer Demand: Direct Transmission Customers | GW | Leading the Way | Electricity | Min (06:00) | 1 | 1 | 1 | 1 | 1 | 1 | 0.8 | 0.8 | 0.8 | 0.8 | 0.8 | 0.8 | 0.8 | 0.8 | 0.8 | 0.8 | 0.8 | 0.8 | 0.8 | 0.8 | 0.8 | 0.8 | 0.8 | 0.8 | 0.8 | 0.8 | 0.8 | 0.8 | 0.8 | 0.8 | 0.8 | 0.8 | 0.8 | 0.9 | 0.9 | 0.9 | 0.9 | 0.9 | 0.9 | 0.9 | 0.9
2 | GBFES Customer Demand: Direct Transmission Customers | GW | System Transformation | Electricity | Min (06:00) | 1 | 1 | 1 | 1 | 1 | 1 | 0.8 | 0.8 | 0.8 | 0.8 | 0.8 | 0.8 | 0.8 | 0.8 | 0.8 | 0.8 | 0.8 | 0.8 | 0.8 | 0.8 | 0.8 | 0.8 | 0.8 | 0.8 | 0.9 | 0.9 | 0.9 | 0.9 | 0.9 | 0.9 | 0.9 | 0.9 | 0.9 | 0.9 | 0.9 | 0.9 | 1 | 1 | 1 | 1 | 1
2 | GBFES Customer Demand: Industrial including losses | GW | Consumer Transformation | Electricity | Min (06:00) | 7.3 | 6.9 | 6.9 | 7 | 6.9 | 7.1 | 7.6 | 7.5 | 7.9 | 7.7 | 6.7 | 7.5 | 7 | 7.1 | 7 | 7 | 6.9 | 6.9 | 7 | 7.1 | 7.4 | 7.8 | 8.3 | 9 | 9.8 | 10.5 | 11.4 | 12.2 | 12.7 | 13.2 | 13.8 | 15.1 | 16 | 16.9 | 17.8 | 18.7 | 19.6 | 20.3 | 21.1 | 21.9 | 22.3
2 | GBFES Customer Demand: Industrial including losses | GW | Falling Short | Electricity | Min (06:00) | 7.3 | 6.9 | 6.9 | 7 | 6.9 | 7.1 | 7.6 | 7.5 | 7.9 | 7.7 | 6.7 | 7.5 | 7 | 7.1 | 7.2 | 7.2 | 7.2 | 7.2 | 7.3 | 7.3 | 7.4 | 7.5 | 7.6 | 7.7 | 7.8 | 7.8 | 8 | 8.1 | 8.2 | 8.2 | 8.3 | 8.5 | 8.6 | 8.7 | 8.9 | 9.1 | 9.4 | 9.6 | 9.9 | 10.1 | 10.3
2 | GBFES Customer Demand: Industrial including losses | GW | Five Year Forecast | Electricity | Min (06:00) | 2010-01-01: 7.3; 2011-01-01: 6.9; 2012-01-01: 6.9; 2013-01-01: 7; 2014-01-01: 6.9; 2015-01-01: 7.1; 2016-01-01: 7.6; 2017-01-01: 7.5; 2018-01-01: 7.9; 2019-01-01: 7.7; 2020-01-01: 6.7; 2021-01-01: 7.5; 2022-01-01: 7; 2023-01-01: 6.8; 2024-01-01: 6.8; 2025-01-01: 7.1; 2026-01-01: 7.5; 2027-01-01: 7.7; 2028-01-01: 7.7
2 | GBFES Customer Demand: Industrial including losses | GW | Leading the Way | Electricity | Min (06:00) | 7.3 | 6.9 | 6.9 | 7 | 6.9 | 7.1 | 7.6 | 7.5 | 7.9 | 7.7 | 6.7 | 7.5 | 7 | 7.1 | 7 | 7.4 | 7.7 | 8.1 | 8.4 | 9.2 | 10 | 10.8 | 11.2 | 11.9 | 12.6 | 12.4 | 12.9 | 13.2 | 13.6 | 13.9 | 14.4 | 15.8 | 16.9 | 18.3 | 19.7 | 20.2 | 20.8 | 21.4 | 21.9 | 22.7 | 23.2
2 | GBFES Customer Demand: Industrial including losses | GW | System Transformation | Electricity | Min (06:00) | 7.3 | 6.9 | 6.9 | 7 | 6.9 | 7.1 | 7.6 | 7.5 | 7.9 | 7.7 | 6.7 | 7.5 | 7 | 7.1 | 7.1 | 7.1 | 7 | 7 | 6.9 | 6.9 | 6.9 | 6.9 | 7 | 7 | 7.1 | 7.1 | 7.2 | 7.3 | 7.4 | 7.5 | 7.5 | 7.6 | 7.8 | 7.9 | 8 | 8.2 | 8.2 | 8.3 | 8.3 | 8.4 | 8.4
2 | GBFES Customer Demand: Residential including losses | GW | Consumer Transformation | Electricity | Min (06:00) | 5.9 | 6.2 | 6.3 | 6.2 | 6.4 | 5.9 | 6 | 6.1 | 4.7 | 5.3 | 4.7 | 5.6 | 5.1 | 4.7 | 4.6 | 4.6 | 4.5 | 4.5 | 4.6 | 4.6 | 4.7 | 4.8 | 5 | 5.1 | 5.2 | 5.3 | 5.4 | 5.5 | 5.5 | 5.5 | 5.6 | 5.6 | 5.6 | 5.6 | 5.6 | 5.6 | 5.7 | 5.7 | 5.7 | 5.7 | 5.7
2 | GBFES Customer Demand: Residential including losses | GW | Falling Short | Electricity | Min (06:00) | 5.9 | 6.2 | 6.3 | 6.2 | 6.4 | 5.9 | 6 | 6.1 | 4.7 | 5.3 | 4.7 | 5.6 | 5.1 | 5.5 | 5.5 | 5.4 | 5.4 | 5.3 | 5.3 | 5.3 | 5.3 | 5.4 | 5.4 | 5.5 | 5.6 | 5.8 | 5.9 | 6 | 6.1 | 6.3 | 6.4 | 6.5 | 6.6 | 6.7 | 6.8 | 6.9 | 7 | 7.1 | 7.2 | 7.3 | 7.5
2 | GBFES Customer Demand: Residential including losses | GW | Five Year Forecast | Electricity | Min (06:00) | 2010-01-01: 5.9; 2011-01-01: 6.2; 2012-01-01: 6.3; 2013-01-01: 6.2; 2014-01-01: 6.4; 2015-01-01: 5.9; 2016-01-01: 6; 2017-01-01: 6.1; 2018-01-01: 4.7; 2019-01-01: 5.3; 2020-01-01: 4.7; 2021-01-01: 5.6; 2022-01-01: 5.1; 2023-01-01: 5.1; 2024-01-01: 4.9; 2025-01-01: 4.8; 2026-01-01: 4.7; 2027-01-01: 4.7; 2028-01-01: 4.7
2 | GBFES Customer Demand: Residential including losses | GW | Leading the Way | Electricity | Min (06:00) | 5.9 | 6.2 | 6.3 | 6.2 | 6.4 | 5.9 | 6 | 6.1 | 4.7 | 5.3 | 4.7 | 5.6 | 5.1 | 4.4 | 4.3 | 4.2 | 4.2 | 4.2 | 4.3 | 4.3 | 4.4 | 4.5 | 4.6 | 4.7 | 4.7 | 4.8 | 4.9 | 4.9 | 4.9 | 4.9 | 4.8 | 4.8 | 4.8 | 4.7 | 4.6 | 4.6 | 4.6 | 4.6 | 4.5 | 4.4 | 4.4
2 | GBFES Customer Demand: Residential including losses | GW | System Transformation | Electricity | Min (06:00) | 5.9 | 6.2 | 6.3 | 6.2 | 6.4 | 5.9 | 6 | 6.1 | 4.7 | 5.3 | 4.7 | 5.6 | 5.1 | 5 | 4.9 | 4.9 | 4.8 | 4.8 | 4.8 | 4.8 | 4.8 | 4.8 | 4.8 | 4.9 | 5 | 5 | 5.1 | 5.2 | 5.3 | 5.3 | 5.3 | 5.4 | 5.4 | 5.4 | 5.4 | 5.4 | 5.5 | 5.5 | 5.6 | 5.7 | 5.7
3 | Commercial District Heat Summer Min | GW | Consumer Transformation | Electricity | Min (06:00) | 0 | 0 | 0 | 0 | 0 | 0 | 0 | 0 | 0 | 0.1 | 0 | 0 | 0 | 0 | 0 | 0 | 0 | 0 | 0 | 0 | 0 | 0 | 0 | 0 | 0 | 0 | 0 | 0 | 0 | 0 | 0 | 0 | 0 | 0 | 0 | 0 | 0 | 0 | 0 | 0 | 0
3 | Commercial District Heat Summer Min | GW | Falling Short | Electricity | Min (06:00) | 0 | 0 | 0 | 0 | 0 | 0 | 0 | 0 | 0 | 0.1 | 0 | 0 | 0 | 0 | 0 | 0 | 0 | 0 | 0 | 0 | 0 | 0 | 0 | 0 | 0 | 0 | 0 | 0 | 0 | 0 | 0 | 0 | 0 | 0 | 0 | 0 | 0 | 0 | 0 | 0 | 0
3 | Commercial District Heat Summer Min | GW | Five Year Forecast | Electricity | Min (06:00) | 2010-01-01: 0; 2011-01-01: 0; 2012-01-01: 0; 2013-01-01: 0; 2014-01-01: 0; 2015-01-01: 0; 2016-01-01: 0; 2017-01-01: 0; 2018-01-01: 0; 2019-01-01: 0.1; 2020-01-01: 0; 2021-01-01: 0; 2022-01-01: 0; 2023-01-01: 0; 2024-01-01: 0; 2025-01-01: 0; 2026-01-01: 0; 2027-01-01: 0; 2028-01-01: 0
3 | Commercial District Heat Summer Min | GW | Leading the Way | Electricity | Min (06:00) | 0 | 0 | 0 | 0 | 0 | 0 | 0 | 0 | 0 | 0.1 | 0 | 0 | 0 | 0 | 0 | 0 | 0 | 0 | 0 | 0 | 0 | 0 | 0 | 0 | 0 | 0 | 0 | 0 | 0 | 0 | 0 | 0 | 0 | 0 | 0 | 0 | 0 | 0 | 0 | 0 | 0
3 | Commercial District Heat Summer Min | GW | System Transformation | Electricity | Min (06:00) | 0 | 0 | 0 | 0 | 0 | 0 | 0 | 0 | 0 | 0.1 | 0 | 0 | 0 | 0 | 0 | 0 | 0 | 0 | 0 | 0 | 0 | 0 | 0 | 0 | 0 | 0 | 0 | 0 | 0 | 0 | 0 | 0 | 0 | 0 | 0 | 0 | 0 | 0 | 0 | 0 | 0
3 | Commercial EV Summer Min | GW | Consumer Transformation | Electricity | Min (06:00) | 0 | 0 | 0 | 0 | 0 | 0 | 0 | 0 | 0 | 0 | 0 | 0 | 0 | 0 | 0 | 0 | 0.1 | 0.1 | 0.1 | 0.2 | 0.2 | 0.3 | 0.4 | 0.5 | 0.6 | 0.7 | 0.9 | 1 | 1.2 | 1.4 | 1.6 | 1.7 | 1.9 | 1.9 | 1.9 | 1.9 | 1.9 | 1.9 | 1.9 | 1.9 | 1.9
3 | Commercial EV Summer Min | GW | Falling Short | Electricity | Min (06:00) | 0 | 0 | 0 | 0 | 0 | 0 | 0 | 0 | 0 | 0 | 0 | 0 | 0 | 0 | 0 | 0 | 0 | 0 | 0 | 0.1 | 0.1 | 0.1 | 0.1 | 0.1 | 0.2 | 0.2 | 0.3 | 0.4 | 0.4 | 0.5 | 0.6 | 0.8 | 0.9 | 1.1 | 1.2 | 1.5 | 1.6 | 1.7 | 1.8 | 1.8 | 1.8
3 | Commercial EV Summer Min | GW | Five Year Forecast | Electricity | Min (06:00) | 2010-01-01: 0; 2011-01-01: 0; 2012-01-01: 0; 2013-01-01: 0; 2014-01-01: 0; 2015-01-01: 0; 2016-01-01: 0; 2017-01-01: 0; 2018-01-01: 0; 2019-01-01: 0; 2020-01-01: 0; 2021-01-01: 0; 2022-01-01: 0; 2023-01-01: 0; 2024-01-01: 0; 2025-01-01: 0; 2026-01-01: 0.1; 2027-01-01: 0.1; 2028-01-01: 0.1
3 | Commercial EV Summer Min | GW | Leading the Way | Electricity | Min (06:00) | 0 | 0 | 0 | 0 | 0 | 0 | 0 | 0 | 0 | 0 | 0 | 0 | 0 | 0 | 0 | 0 | 0.1 | 0.1 | 0.1 | 0.2 | 0.2 | 0.3 | 0.4 | 0.5 | 0.6 | 0.7 | 0.9 | 1 | 1.2 | 1.4 | 1.6 | 1.8 | 2 | 2.1 | 2.1 | 2.1 | 2.1 | 2 | 2 | 2 | 1.9
3 | Commercial EV Summer Min | GW | System Transformation | Electricity | Min (06:00) | 0 | 0 | 0 | 0 | 0 | 0 | 0 | 0 | 0 | 0 | 0 | 0 | 0 | 0 | 0 | 0 | 0 | 0.1 | 0.1 | 0.1 | 0.1 | 0.2 | 0.2 | 0.3 | 0.3 | 0.4 | 0.5 | 0.6 | 0.7 | 0.7 | 0.8 | 0.9 | 0.9 | 1 | 1 | 1 | 0.9 | 0.9 | 0.9 | 0.9 | 0.9
3 | Commercial Heat Pumps | GW | Consumer Transformation | Electricity | Min (06:00) | 0 | 0 | 0 | 0 | 0 | 0 | 0 | 0 | 0 | 0 | 0 | 0 | 0 | 0.1 | 0.1 | 0.1 | 0.1 | 0.2 | 0.2 | 0.3 | 0.3 | 0.3 | 0.3 | 0.4 | 0.4 | 0.4 | 0.4 | 0.5 | 0.5 | 0.5 | 0.5 | 0.5 | 0.5 | 0.5 | 0.6 | 0.6 | 0.5 | 0.5 | 0.6 | 0.6 | 0.6
3 | Commercial Heat Pumps | GW | Falling Short | Electricity | Min (06:00) | 0 | 0 | 0 | 0 | 0 | 0 | 0 | 0 | 0 | 0 | 0 | 0 | 0 | 0.1 | 0.1 | 0.1 | 0.1 | 0.1 | 0.1 | 0.1 | 0.1 | 0.1 | 0.2 | 0.2 | 0.2 | 0.2 | 0.2 | 0.2 | 0.2 | 0.2 | 0.2 | 0.2 | 0.3 | 0.3 | 0.3 | 0.3 | 0.4 | 0.4 | 0.4 | 0.5 | 0.5
3 | Commercial Heat Pumps | GW | Five Year Forecast | Electricity | Min (06:00) | 2010-01-01: 0; 2011-01-01: 0; 2012-01-01: 0; 2013-01-01: 0; 2014-01-01: 0; 2015-01-01: 0; 2016-01-01: 0; 2017-01-01: 0; 2018-01-01: 0; 2019-01-01: 0; 2020-01-01: 0; 2021-01-01: 0; 2022-01-01: 0; 2023-01-01: 0; 2024-01-01: 0; 2025-01-01: 0; 2026-01-01: 0.1; 2027-01-01: 0.1; 2028-01-01: 0.1
3 | Commercial Heat Pumps | GW | Leading the Way | Electricity | Min (06:00) | 0 | 0 | 0 | 0 | 0 | 0 | 0 | 0 | 0 | 0 | 0 | 0 | 0 | 0 | 0.1 | 0.1 | 0.1 | 0.1 | 0.1 | 0.2 | 0.2 | 0.2 | 0.2 | 0.3 | 0.3 | 0.3 | 0.3 | 0.4 | 0.4 | 0.4 | 0.4 | 0.4 | 0.4 | 0.4 | 0.5 | 0.5 | 0.4 | 0.4 | 0.5 | 0.5 | 0.5
3 | Commercial Heat Pumps | GW | System Transformation | Electricity | Min (06:00) | 0 | 0 | 0 | 0 | 0 | 0 | 0 | 0 | 0 | 0 | 0 | 0 | 0 | 0.1 | 0.1 | 0.1 | 0.1 | 0.1 | 0.2 | 0.2 | 0.2 | 0.3 | 0.3 | 0.3 | 0.4 | 0.4 | 0.4 | 0.5 | 0.5 | 0.5 | 0.6 | 0.6 | 0.6 | 0.6 | 0.7 | 0.7 | 0.7 | 0.7 | 0.7 | 0.7 | 0.7
3 | Commercial Losses | GW | Consumer Transformation | Electricity | Min (06:00) | 0.5 | 0.5 | 0.5 | 0.5 | 0.6 | 0.5 | 0.6 | 0.6 | 0.6 | 0.6 | 0.6 | 0.6 | 0.6 | 0.6 | 0.6 | 0.6 | 0.6 | 0.6 | 0.6 | 0.7 | 0.7 | 0.7 | 0.7 | 0.7 | 0.7 | 0.8 | 0.8 | 0.8 | 0.9 | 0.9 | 0.9 | 0.9 | 1 | 1 | 1 | 1 | 1 | 1 | 1 | 1 | 1
3 | Commercial Losses | GW | Falling Short | Electricity | Min (06:00) | 0.5 | 0.5 | 0.5 | 0.5 | 0.6 | 0.5 | 0.6 | 0.6 | 0.6 | 0.6 | 0.6 | 0.6 | 0.6 | 0.6 | 0.6 | 0.6 | 0.6 | 0.6 | 0.6 | 0.6 | 0.6 | 0.6 | 0.6 | 0.7 | 0.7 | 0.7 | 0.7 | 0.7 | 0.7 | 0.7 | 0.7 | 0.7 | 0.7 | 0.8 | 0.8 | 0.8 | 0.8 | 0.8 | 0.8 | 0.9 | 0.9
3 | Commercial Losses | GW | Five Year Forecast | Electricity | Min (06:00) | 2010-01-01: 0.5; 2011-01-01: 0.5; 2012-01-01: 0.5; 2013-01-01: 0.5; 2014-01-01: 0.6; 2015-01-01: 0.5; 2016-01-01: 0.6; 2017-01-01: 0.6; 2018-01-01: 0.6; 2019-01-01: 0.6; 2020-01-01: 0.6; 2021-01-01: 0.6; 2022-01-01: 0.6; 2023-01-01: 0.5; 2024-01-01: 0.6; 2025-01-01: 0.6; 2026-01-01: 0.6; 2027-01-01: 0.6; 2028-01-01: 0.6
3 | Commercial Losses | GW | Leading the Way | Electricity | Min (06:00) | 0.5 | 0.5 | 0.5 | 0.5 | 0.6 | 0.5 | 0.6 | 0.6 | 0.6 | 0.6 | 0.6 | 0.6 | 0.5 | 0.6 | 0.6 | 0.6 | 0.6 | 0.6 | 0.7 | 0.7 | 0.7 | 0.7 | 0.7 | 0.7 | 0.7 | 0.8 | 0.8 | 0.8 | 0.8 | 0.9 | 0.9 | 0.9 | 0.9 | 0.9 | 0.9 | 0.9 | 0.9 | 1 | 1 | 1 | 1
3 | Commercial Losses | GW | System Transformation | Electricity | Min (06:00) | 0.5 | 0.5 | 0.5 | 0.5 | 0.6 | 0.5 | 0.6 | 0.6 | 0.6 | 0.6 | 0.6 | 0.6 | 0.6 | 0.6 | 0.6 | 0.6 | 0.6 | 0.6 | 0.6 | 0.6 | 0.6 | 0.6 | 0.7 | 0.7 | 0.7 | 0.7 | 0.7 | 0.7 | 0.7 | 0.7 | 0.7 | 0.7 | 0.8 | 0.8 | 0.8 | 0.8 | 0.8 | 0.8 | 0.8 | 0.8 | 0.8
3 | Commercial Resistive Heat Summer Min | GW | Consumer Transformation | Electricity | Min (06:00) | 0 | 0 | 0 | 0 | 0 | 0 | 0 | 0 | 0 | 0.1 | 0.2 | 0.3 | 0.3 | 0.5 | 0.4 | 0.4 | 0.4 | 0.4 | 0.3 | 0.3 | 0.3 | 0.2 | 0.2 | 0.2 | 0.1 | 0.1 | 0.1 | 0.1 | 0.1 | 0.1 | 0.1 | 0.1 | 0.1 | 0 | 0 | 0 | 0 | 0 | 0 | 0 | 0
3 | Commercial Resistive Heat Summer Min | GW | Falling Short | Electricity | Min (06:00) | 0 | 0 | 0 | 0 | 0 | 0 | 0 | 0 | 0 | 0.1 | 0.2 | 0.3 | 0.3 | 0.3 | 0.3 | 0.3 | 0.3 | 0.3 | 0.3 | 0.3 | 0.3 | 0.3 | 0.3 | 0.3 | 0.3 | 0.3 | 0.3 | 0.3 | 0.3 | 0.3 | 0.3 | 0.3 | 0.3 | 0.4 | 0.4 | 0.4 | 0.4 | 0.4 | 0.4 | 0.4 | 0.4
3 | Commercial Resistive Heat Summer Min | GW | Five Year Forecast | Electricity | Min (06:00) | 2010-01-01: 0; 2011-01-01: 0; 2012-01-01: 0; 2013-01-01: 0; 2014-01-01: 0; 2015-01-01: 0; 2016-01-01: 0; 2017-01-01: 0; 2018-01-01: 0; 2019-01-01: 0.1; 2020-01-01: 0.2; 2021-01-01: 0.3; 2022-01-01: 0.3; 2023-01-01: 0.3; 2024-01-01: 0.3; 2025-01-01: 0.3; 2026-01-01: 0.3; 2027-01-01: 0.3; 2028-01-01: 0.2
3 | Commercial Resistive Heat Summer Min | GW | Leading the Way | Electricity | Min (06:00) | 0 | 0 | 0 | 0 | 0 | 0 | 0 | 0 | 0 | 0.1 | 0.2 | 0.3 | 0.3 | 0.5 | 0.4 | 0.4 | 0.4 | 0.4 | 0.3 | 0.3 | 0.3 | 0.2 | 0.2 | 0.1 | 0.1 | 0.1 | 0.1 | 0.1 | 0.1 | 0 | 0 | 0 | 0 | 0 | 0 | 0 | 0 | 0 | 0 | 0 | 0
3 | Commercial Resistive Heat Summer Min | GW | System Transformation | Electricity | Min (06:00) | 0 | 0 | 0 | 0 | 0 | 0 | 0 | 0 | 0 | 0.1 | 0.2 | 0.3 | 0.3 | 0.5 | 0.5 | 0.4 | 0.4 | 0.4 | 0.4 | 0.3 | 0.3 | 0.3 | 0.2 | 0.2 | 0.1 | 0.1 | 0.1 | 0.1 | 0.1 | 0.1 | 0.1 | 0.1 | 0 | 0 | 0 | 0 | 0 | 0 | 0 | 0 | 0
3 | Commercial Storage Heat Summer Min | GW | Consumer Transformation | Electricity | Min (06:00) | 0 | 0 | 0 | 0 | 0 | 0 | 0 | 0 | 0 | 0.2 | 0 | 0 | 0 | 0 | 0 | 0 | 0 | 0 | 0 | 0 | 0 | 0 | 0 | 0 | 0 | 0.1 | 0.1 | 0.1 | 0.1 | 0.2 | 0.2 | 0.2 | 0.2 | 0.2 | 0.2 | 0.3 | 0.3 | 0.3 | 0.3 | 0.3 | 0.3
3 | Commercial Storage Heat Summer Min | GW | Falling Short | Electricity | Min (06:00) | 0 | 0 | 0 | 0 | 0 | 0 | 0 | 0 | 0 | 0.2 | 0 | 0 | 0 | 0 | 0 | 0 | 0 | 0 | 0 | 0 | 0 | 0 | 0 | 0 | 0 | 0 | 0 | 0 | 0 | 0 | 0 | 0 | 0 | 0 | 0 | 0 | 0 | 0 | 0 | 0 | 0
3 | Commercial Storage Heat Summer Min | GW | Five Year Forecast | Electricity | Min (06:00) | 2010-01-01: 0; 2011-01-01: 0; 2012-01-01: 0; 2013-01-01: 0; 2014-01-01: 0; 2015-01-01: 0; 2016-01-01: 0; 2017-01-01: 0; 2018-01-01: 0; 2019-01-01: 0.2; 2020-01-01: 0; 2021-01-01: 0; 2022-01-01: 0; 2023-01-01: 0; 2024-01-01: 0; 2025-01-01: 0; 2026-01-01: 0; 2027-01-01: 0; 2028-01-01: 0
3 | Commercial Storage Heat Summer Min | GW | Leading the Way | Electricity | Min (06:00) | 0 | 0 | 0 | 0 | 0 | 0 | 0 | 0 | 0 | 0.2 | 0 | 0 | 0 | 0 | 0 | 0 | 0 | 0 | 0 | 0 | 0 | 0 | 0 | 0 | 0 | 0.1 | 0.1 | 0.1 | 0.1 | 0.1 | 0.1 | 0.2 | 0.2 | 0.2 | 0.2 | 0.2 | 0.2 | 0.2 | 0.2 | 0.2 | 0.3
3 | Commercial Storage Heat Summer Min | GW | System Transformation | Electricity | Min (06:00) | 0 | 0 | 0 | 0 | 0 | 0 | 0 | 0 | 0 | 0.2 | 0 | 0 | 0 | 0 | 0 | 0 | 0 | 0 | 0 | 0 | 0 | 0 | 0 | 0 | 0 | 0 | 0 | 0 | 0 | 0 | 0 | 0 | 0 | 0 | 0 | 0 | 0 | 0 | 0 | 0 | 0
3 | Commercial Sub Total (Heat components plus losses) | GW | Consumer Transformation | Electricity | Min (06:00) | 6.9 | 6.8 | 6.9 | 6.9 | 6.8 | 7.3 | 7.6 | 7.3 | 7.6 | 7.6 | 6.1 | 6.5 | 6.1 | 6.4 | 6.4 | 6.4 | 6.5 | 6.6 | 6.8 | 6.9 | 7 | 7.1 | 7.3 | 7.4 | 7.5 | 7.6 | 7.8 | 7.9 | 8 | 8.2 | 8.3 | 8.4 | 8.5 | 8.5 | 8.6 | 8.6 | 8.7 | 8.7 | 8.7 | 8.8 | 8.8
3 | Commercial Sub Total (Heat components plus losses) | GW | Falling Short | Electricity | Min (06:00) | 6.9 | 6.8 | 6.9 | 6.9 | 6.8 | 7.3 | 7.6 | 7.3 | 7.6 | 7.6 | 6.1 | 6.5 | 6.1 | 6.4 | 6.5 | 6.6 | 6.6 | 6.7 | 6.8 | 6.9 | 6.9 | 7 | 7.1 | 7.1 | 7.2 | 7.3 | 7.3 | 7.3 | 7.3 | 7.3 | 7.4 | 7.4 | 7.4 | 7.4 | 7.5 | 7.5 | 7.5 | 7.5 | 7.5 | 7.5 | 7.6
3 | Commercial Sub Total (Heat components plus losses) | GW | Five Year Forecast | Electricity | Min (06:00) | 2010-01-01: 6.9; 2011-01-01: 6.8; 2012-01-01: 6.9; 2013-01-01: 6.9; 2014-01-01: 6.8; 2015-01-01: 7.3; 2016-01-01: 7.6; 2017-01-01: 7.3; 2018-01-01: 7.6; 2019-01-01: 7.6; 2020-01-01: 6.1; 2021-01-01: 6.5; 2022-01-01: 6.1; 2023-01-01: 6; 2024-01-01: 6.1; 2025-01-01: 6.4; 2026-01-01: 6.6; 2027-01-01: 6.8; 2028-01-01: 7
3 | Commercial Sub Total (Heat components plus losses) | GW | Leading the Way | Electricity | Min (06:00) | 6.9 | 6.8 | 6.9 | 6.9 | 6.8 | 7.3 | 7.6 | 7.3 | 7.6 | 7.6 | 6.1 | 6.5 | 6.1 | 6.4 | 6.4 | 6.5 | 6.7 | 6.8 | 7 | 7.2 | 7.3 | 7.4 | 7.5 | 7.6 | 7.7 | 7.8 | 7.9 | 8 | 8.1 | 8.2 | 8.3 | 8.3 | 8.3 | 8.3 | 8.3 | 8.3 | 8.4 | 8.4 | 8.4 | 8.5 | 8.5
3 | Commercial Sub Total (Heat components plus losses) | GW | System Transformation | Electricity | Min (06:00) | 6.9 | 6.8 | 6.9 | 6.9 | 6.8 | 7.3 | 7.6 | 7.3 | 7.6 | 7.6 | 6.1 | 6.5 | 6.1 | 6.4 | 6.5 | 6.5 | 6.5 | 6.6 | 6.7 | 6.8 | 6.8 | 6.9 | 6.9 | 7 | 7 | 7 | 7 | 7.1 | 7.1 | 7.1 | 7.1 | 7.1 | 7.2 | 7.1 | 7.1 | 7.1 | 7.1 | 7.1 | 7.1 | 7.1 | 7.1
3 | Industrial District Heat Summer Min | GW | Consumer Transformation | Electricity | Min (06:00) | 0 | 0 | 0 | 0 | 0 | 0 | 0 | 0 | 0 | 0.1 | 0 | 0 | 0 | 0 | 0 | 0 | 0 | 0 | 0 | 0 | 0 | 0 | 0 | 0 | 0 | 0 | 0 | 0 | 0 | 0 | 0 | 0 | 0 | 0 | 0 | 0 | 0 | 0 | 0 | 0 | 0
3 | Industrial District Heat Summer Min | GW | Falling Short | Electricity | Min (06:00) | 0 | 0 | 0 | 0 | 0 | 0 | 0 | 0 | 0 | 0.1 | 0 | 0 | 0 | 0 | 0 | 0 | 0 | 0 | 0 | 0 | 0 | 0 | 0 | 0 | 0 | 0 | 0 | 0 | 0 | 0 | 0 | 0 | 0 | 0 | 0 | 0 | 0 | 0 | 0 | 0 | 0
3 | Industrial District Heat Summer Min | GW | Five Year Forecast | Electricity | Min (06:00) | 2010-01-01: 0; 2011-01-01: 0; 2012-01-01: 0; 2013-01-01: 0; 2014-01-01: 0; 2015-01-01: 0; 2016-01-01: 0; 2017-01-01: 0; 2018-01-01: 0; 2019-01-01: 0.1; 2020-01-01: 0; 2021-01-01: 0; 2022-01-01: 0; 2023-01-01: 0; 2024-01-01: 0; 2025-01-01: 0; 2026-01-01: 0; 2027-01-01: 0; 2028-01-01: 0
3 | Industrial District Heat Summer Min | GW | Leading the Way | Electricity | Min (06:00) | 0 | 0 | 0 | 0 | 0 | 0 | 0 | 0 | 0 | 0.1 | 0 | 0 | 0 | 0 | 0 | 0 | 0 | 0 | 0 | 0 | 0 | 0 | 0 | 0 | 0 | 0 | 0 | 0 | 0 | 0 | 0 | 0 | 0 | 0 | 0 | 0 | 0 | 0 | 0 | 0 | 0
3 | Industrial District Heat Summer Min | GW | System Transformation | Electricity | Min (06:00) | 0 | 0 | 0 | 0 | 0 | 0 | 0 | 0 | 0 | 0.1 | 0 | 0 | 0 | 0 | 0 | 0 | 0 | 0 | 0 | 0 | 0 | 0 | 0 | 0 | 0 | 0 | 0 | 0 | 0 | 0 | 0 | 0 | 0 | 0 | 0 | 0 | 0 | 0 | 0 | 0 | 0
3 | Industrial Losses | GW | Consumer Transformation | Electricity | Min (06:00) | 0.5 | 0.5 | 0.5 | 0.5 | 0.5 | 0.5 | 0.5 | 0.6 | 0.5 | 0.6 | 0.6 | 0.6 | 0.5 | 0.6 | 0.6 | 0.5 | 0.5 | 0.5 | 0.5 | 0.6 | 0.6 | 0.6 | 0.7 | 0.7 | 0.8 | 0.8 | 0.9 | 1 | 1 | 1 | 1.1 | 1.2 | 1.3 | 1.3 | 1.4 | 1.5 | 1.5 | 1.6 | 1.7 | 1.7 | 1.8
3 | Industrial Losses | GW | Falling Short | Electricity | Min (06:00) | 0.5 | 0.5 | 0.5 | 0.5 | 0.5 | 0.5 | 0.5 | 0.6 | 0.5 | 0.6 | 0.6 | 0.6 | 0.5 | 0.6 | 0.6 | 0.6 | 0.6 | 0.6 | 0.6 | 0.6 | 0.6 | 0.6 | 0.6 | 0.6 | 0.6 | 0.6 | 0.6 | 0.6 | 0.6 | 0.7 | 0.7 | 0.7 | 0.7 | 0.7 | 0.7 | 0.7 | 0.7 | 0.8 | 0.8 | 0.8 | 0.8
3 | Industrial Losses | GW | Five Year Forecast | Electricity | Min (06:00) | 2010-01-01: 0.5; 2011-01-01: 0.5; 2012-01-01: 0.5; 2013-01-01: 0.5; 2014-01-01: 0.5; 2015-01-01: 0.5; 2016-01-01: 0.5; 2017-01-01: 0.6; 2018-01-01: 0.5; 2019-01-01: 0.6; 2020-01-01: 0.6; 2021-01-01: 0.6; 2022-01-01: 0.5; 2023-01-01: 0.5; 2024-01-01: 0.5; 2025-01-01: 0.6; 2026-01-01: 0.6; 2027-01-01: 0.6; 2028-01-01: 0.6
3 | Industrial Losses | GW | Leading the Way | Electricity | Min (06:00) | 0.5 | 0.5 | 0.5 | 0.5 | 0.5 | 0.5 | 0.5 | 0.6 | 0.5 | 0.6 | 0.6 | 0.6 | 0.5 | 0.6 | 0.6 | 0.6 | 0.6 | 0.6 | 0.7 | 0.7 | 0.8 | 0.8 | 0.9 | 0.9 | 1 | 1 | 1 | 1 | 1.1 | 1.1 | 1.1 | 1.2 | 1.3 | 1.4 | 1.6 | 1.6 | 1.6 | 1.7 | 1.7 | 1.8 | 1.8
3 | Industrial Losses | GW | System Transformation | Electricity | Min (06:00) | 0.5 | 0.5 | 0.5 | 0.5 | 0.5 | 0.5 | 0.5 | 0.6 | 0.5 | 0.6 | 0.6 | 0.6 | 0.5 | 0.6 | 0.6 | 0.6 | 0.6 | 0.5 | 0.5 | 0.5 | 0.5 | 0.5 | 0.5 | 0.6 | 0.6 | 0.6 | 0.6 | 0.6 | 0.6 | 0.6 | 0.6 | 0.6 | 0.6 | 0.6 | 0.6 | 0.6 | 0.6 | 0.7 | 0.7 | 0.7 | 0.7
3 | Industrial Resistive Heat Summer Min | GW | Consumer Transformation | Electricity | Min (06:00) | 0 | 0 | 0 | 0 | 0 | 0 | 0 | 0 | 0 | 0.1 | 0.2 | 0.3 | 0.3 | 0.3 | 0.3 | 0.3 | 0.2 | 0.2 | 0.2 | 0.2 | 0.1 | 0.1 | 0.1 | 0.1 | 0.1 | 0 | 0 | 0 | 0 | 0 | 0 | 0 | 0 | 0 | 0 | 0 | 0 | 0 | 0 | 0 | 0
3 | Industrial Resistive Heat Summer Min | GW | Falling Short | Electricity | Min (06:00) | 0 | 0 | 0 | 0 | 0 | 0 | 0 | 0 | 0 | 0.1 | 0.2 | 0.3 | 0.3 | 0.2 | 0.2 | 0.2 | 0.2 | 0.2 | 0.2 | 0.2 | 0.1 | 0.1 | 0.1 | 0.1 | 0.1 | 0.1 | 0.1 | 0.1 | 0.1 | 0.1 | 0.1 | 0.1 | 0.1 | 0.1 | 0.1 | 0.1 | 0.1 | 0.1 | 0.1 | 0.1 | 0.1
3 | Industrial Resistive Heat Summer Min | GW | Five Year Forecast | Electricity | Min (06:00) | 2010-01-01: 0; 2011-01-01: 0; 2012-01-01: 0; 2013-01-01: 0; 2014-01-01: 0; 2015-01-01: 0; 2016-01-01: 0; 2017-01-01: 0; 2018-01-01: 0; 2019-01-01: 0.1; 2020-01-01: 0.2; 2021-01-01: 0.3; 2022-01-01: 0.3; 2023-01-01: 0.3; 2024-01-01: 0.3; 2025-01-01: 0.2; 2026-01-01: 0.2; 2027-01-01: 0.2; 2028-01-01: 0.2
3 | Industrial Resistive Heat Summer Min | GW | Leading the Way | Electricity | Min (06:00) | 0 | 0 | 0 | 0 | 0 | 0 | 0 | 0 | 0 | 0.1 | 0.2 | 0.3 | 0.3 | 0.3 | 0.3 | 0.3 | 0.3 | 0.2 | 0.2 | 0.2 | 0.2 | 0.1 | 0.1 | 0.1 | 0.1 | 0 | 0 | 0 | 0 | 0 | 0 | 0 | 0 | 0 | 0 | 0 | 0 | 0 | 0 | 0 | 0
3 | Industrial Resistive Heat Summer Min | GW | System Transformation | Electricity | Min (06:00) | 0 | 0 | 0 | 0 | 0 | 0 | 0 | 0 | 0 | 0.1 | 0.2 | 0.3 | 0.3 | 0.3 | 0.3 | 0.3 | 0.3 | 0.2 | 0.2 | 0.2 | 0.2 | 0.1 | 0.1 | 0.1 | 0.1 | 0.1 | 0 | 0 | 0 | 0 | 0 | 0 | 0 | 0 | 0 | 0 | 0 | 0 | 0 | 0 | 0
3 | Industrial Storage Heat Summer Min | GW | Consumer Transformation | Electricity | Min (06:00) | 0 | 0 | 0 | 0 | 0 | 0 | 0 | 0 | 0 | 0.2 | 0 | 0 | 0 | 0 | 0 | 0 | 0 | 0 | 0 | 0 | 0 | 0 | 0 | 0 | 0 | 0 | 0 | 0 | 0 | 0 | 0 | 0 | 0 | 0 | 0 | 0 | 0 | 0 | 0 | 0 | 0
3 | Industrial Storage Heat Summer Min | GW | Falling Short | Electricity | Min (06:00) | 0 | 0 | 0 | 0 | 0 | 0 | 0 | 0 | 0 | 0.2 | 0 | 0 | 0 | 0 | 0 | 0 | 0 | 0 | 0 | 0 | 0 | 0 | 0 | 0 | 0 | 0 | 0 | 0 | 0 | 0 | 0 | 0 | 0 | 0 | 0 | 0 | 0 | 0 | 0 | 0 | 0
3 | Industrial Storage Heat Summer Min | GW | Five Year Forecast | Electricity | Min (06:00) | 2010-01-01: 0; 2011-01-01: 0; 2012-01-01: 0; 2013-01-01: 0; 2014-01-01: 0; 2015-01-01: 0; 2016-01-01: 0; 2017-01-01: 0; 2018-01-01: 0; 2019-01-01: 0.2; 2020-01-01: 0; 2021-01-01: 0; 2022-01-01: 0; 2023-01-01: 0; 2024-01-01: 0; 2025-01-01: 0; 2026-01-01: 0; 2027-01-01: 0; 2028-01-01: 0
3 | Industrial Storage Heat Summer Min | GW | Leading the Way | Electricity | Min (06:00) | 0 | 0 | 0 | 0 | 0 | 0 | 0 | 0 | 0 | 0.2 | 0 | 0 | 0 | 0 | 0 | 0 | 0 | 0 | 0 | 0 | 0 | 0 | 0 | 0 | 0 | 0 | 0 | 0 | 0 | 0 | 0 | 0 | 0 | 0 | 0 | 0 | 0 | 0 | 0 | 0 | 0
3 | Industrial Storage Heat Summer Min | GW | System Transformation | Electricity | Min (06:00) | 0 | 0 | 0 | 0 | 0 | 0 | 0 | 0 | 0 | 0.2 | 0 | 0 | 0 | 0 | 0 | 0 | 0 | 0 | 0 | 0 | 0 | 0 | 0 | 0 | 0 | 0 | 0 | 0 | 0 | 0 | 0 | 0 | 0 | 0 | 0 | 0 | 0 | 0 | 0 | 0 | 0
3 | Industrial Sub Total (Heat components plus losses) | GW | Consumer Transformation | Electricity | Min (06:00) | 6.8 | 6.4 | 6.4 | 6.5 | 6.3 | 6.6 | 7.1 | 6.9 | 7.4 | 7.2 | 5.9 | 6.5 | 6.1 | 6.2 | 6.2 | 6.2 | 6.1 | 6.1 | 6.2 | 6.4 | 6.7 | 7 | 7.6 | 8.2 | 8.9 | 9.6 | 10.4 | 11.2 | 11.7 | 12.1 | 12.7 | 13.9 | 14.7 | 15.6 | 16.4 | 17.2 | 18 | 18.7 | 19.4 | 20.1 | 20.6
3 | Industrial Sub Total (Heat components plus losses) | GW | Falling Short | Electricity | Min (06:00) | 6.8 | 6.4 | 6.4 | 6.5 | 6.3 | 6.6 | 7.1 | 6.9 | 7.4 | 7.2 | 5.9 | 6.5 | 6.1 | 6.3 | 6.4 | 6.4 | 6.4 | 6.5 | 6.5 | 6.6 | 6.6 | 6.7 | 6.8 | 6.9 | 7 | 7.1 | 7.2 | 7.3 | 7.4 | 7.5 | 7.6 | 7.7 | 7.8 | 8 | 8.1 | 8.3 | 8.6 | 8.8 | 9 | 9.2 | 9.4
3 | Industrial Sub Total (Heat components plus losses) | GW | Five Year Forecast | Electricity | Min (06:00) | 2010-01-01: 6.8; 2011-01-01: 6.4; 2012-01-01: 6.4; 2013-01-01: 6.5; 2014-01-01: 6.3; 2015-01-01: 6.6; 2016-01-01: 7.1; 2017-01-01: 6.9; 2018-01-01: 7.4; 2019-01-01: 7.2; 2020-01-01: 5.9; 2021-01-01: 6.5; 2022-01-01: 6.1; 2023-01-01: 6; 2024-01-01: 6; 2025-01-01: 6.3; 2026-01-01: 6.7; 2027-01-01: 6.9; 2028-01-01: 6.9
3 | Industrial Sub Total (Heat components plus losses) | GW | Leading the Way | Electricity | Min (06:00) | 6.8 | 6.4 | 6.4 | 6.5 | 6.3 | 6.6 | 7.1 | 6.9 | 7.4 | 7.2 | 5.9 | 6.5 | 6.1 | 6.2 | 6.2 | 6.6 | 6.8 | 7.2 | 7.5 | 8.3 | 9.1 | 9.8 | 10.2 | 10.8 | 11.5 | 11.4 | 11.8 | 12.1 | 12.5 | 12.7 | 13.3 | 14.5 | 15.5 | 16.8 | 18.1 | 18.6 | 19.2 | 19.6 | 20.1 | 20.9 | 21.3
3 | Industrial Sub Total (Heat components plus losses) | GW | System Transformation | Electricity | Min (06:00) | 6.8 | 6.4 | 6.4 | 6.5 | 6.3 | 6.6 | 7.1 | 6.9 | 7.4 | 7.2 | 5.9 | 6.5 | 6.1 | 6.3 | 6.3 | 6.2 | 6.2 | 6.2 | 6.2 | 6.2 | 6.2 | 6.2 | 6.3 | 6.4 | 6.4 | 6.5 | 6.6 | 6.6 | 6.7 | 6.8 | 6.9 | 7 | 7.1 | 7.2 | 7.4 | 7.5 | 7.6 | 7.6 | 7.7 | 7.7 | 7.7
3 | Residential Demand Shifting (Smart/TOUTs effect) | GW | Consumer Transformation | Electricity | Min (06:00) | 0 | 0 | 0 | 0 | 0 | 0 | 0 | 0 | 0 | 0 | 0 | 0 | 0 | 0 | 0 | 0 | 0 | 0 | 0 | 0 | 0 | 0 | 0 | 0 | 0 | 0 | 0 | 0 | 0 | 0 | 0 | 0 | 0 | 0 | 0 | 0 | 0 | 0 | 0 | 0 | 0
3 | Residential Demand Shifting (Smart/TOUTs effect) | GW | Falling Short | Electricity | Min (06:00) | 0 | 0 | 0 | 0 | 0 | 0 | 0 | 0 | 0 | 0 | 0 | 0 | 0 | 0 | 0 | 0 | 0 | 0 | 0 | 0 | 0 | 0 | 0 | 0 | 0 | 0 | 0 | 0 | 0 | 0 | 0 | 0 | 0 | 0 | 0 | 0 | 0 | 0 | 0 | 0 | 0
3 | Residential Demand Shifting (Smart/TOUTs effect) | GW | Five Year Forecast | Electricity | Min (06:00) | 2010-01-01: 0; 2011-01-01: 0; 2012-01-01: 0; 2013-01-01: 0; 2014-01-01: 0; 2015-01-01: 0; 2016-01-01: 0; 2017-01-01: 0; 2018-01-01: 0; 2019-01-01: 0; 2020-01-01: 0; 2021-01-01: 0; 2022-01-01: 0; 2023-01-01: 0; 2024-01-01: 0; 2025-01-01: 0; 2026-01-01: 0; 2027-01-01: 0; 2028-01-01: 0
3 | Residential Demand Shifting (Smart/TOUTs effect) | GW | Leading the Way | Electricity | Min (06:00) | 0 | 0 | 0 | 0 | 0 | 0 | 0 | 0 | 0 | 0 | 0 | 0 | 0 | 0 | 0 | 0 | 0 | 0 | 0 | 0 | 0 | 0 | 0 | 0 | 0 | 0 | 0 | 0 | 0 | 0 | 0 | 0 | 0 | 0 | 0 | 0 | 0 | 0 | 0 | 0 | 0
3 | Residential Demand Shifting (Smart/TOUTs effect) | GW | System Transformation | Electricity | Min (06:00) | 0 | 0 | 0 | 0 | 0 | 0 | 0 | 0 | 0 | 0 | 0 | 0 | 0 | 0 | 0 | 0 | 0 | 0 | 0 | 0 | 0 | 0 | 0 | 0 | 0 | 0 | 0 | 0 | 0 | 0 | 0 | 0 | 0 | 0 | 0 | 0 | 0 | 0 | 0 | 0 | 0
3 | Residential District Heat Summer Min | GW | Consumer Transformation | Electricity | Min (06:00) | 0 | 0 | 0 | 0 | 0 | 0 | 0 | 0 | 0 | 0.1 | 0 | 0 | 0 | 0 | 0 | 0 | 0 | 0 | 0 | 0 | 0 | 0 | 0 | 0 | 0 | 0 | 0 | 0 | 0 | 0 | 0 | 0 | 0 | 0 | 0 | 0 | 0 | 0 | 0 | 0 | 0
3 | Residential District Heat Summer Min | GW | Falling Short | Electricity | Min (06:00) | 0 | 0 | 0 | 0 | 0 | 0 | 0 | 0 | 0 | 0.1 | 0 | 0 | 0 | 0 | 0 | 0 | 0 | 0 | 0 | 0 | 0 | 0 | 0 | 0 | 0 | 0 | 0 | 0 | 0 | 0 | 0 | 0 | 0 | 0 | 0 | 0 | 0 | 0 | 0 | 0 | 0
3 | Residential District Heat Summer Min | GW | Five Year Forecast | Electricity | Min (06:00) | 2010-01-01: 0; 2011-01-01: 0; 2012-01-01: 0; 2013-01-01: 0; 2014-01-01: 0; 2015-01-01: 0; 2016-01-01: 0; 2017-01-01: 0; 2018-01-01: 0; 2019-01-01: 0.1; 2020-01-01: 0; 2021-01-01: 0; 2022-01-01: 0; 2023-01-01: 0; 2024-01-01: 0; 2025-01-01: 0; 2026-01-01: 0; 2027-01-01: 0; 2028-01-01: 0
3 | Residential District Heat Summer Min | GW | Leading the Way | Electricity | Min (06:00) | 0 | 0 | 0 | 0 | 0 | 0 | 0 | 0 | 0 | 0.1 | 0 | 0 | 0 | 0 | 0 | 0 | 0 | 0 | 0 | 0 | 0 | 0 | 0 | 0 | 0 | 0 | 0 | 0 | 0 | 0 | 0 | 0 | 0 | 0 | 0 | 0 | 0 | 0 | 0 | 0 | 0
3 | Residential District Heat Summer Min | GW | System Transformation | Electricity | Min (06:00) | 0 | 0 | 0 | 0 | 0 | 0 | 0 | 0 | 0 | 0.1 | 0 | 0 | 0 | 0 | 0 | 0 | 0 | 0 | 0 | 0 | 0 | 0 | 0 | 0 | 0 | 0 | 0 | 0 | 0 | 0 | 0 | 0 | 0 | 0 | 0 | 0 | 0 | 0 | 0 | 0 | 0
3 | Residential EV Summer Min | GW | Consumer Transformation | Electricity | Min (06:00) | 0 | 0 | 0 | 0 | 0 | 0 | 0 | 0 | 0 | 0 | 0 | 0 | 0 | 0.1 | 0.1 | 0.1 | 0.1 | 0.2 | 0.2 | 0.3 | 0.4 | 0.5 | 0.6 | 0.7 | 0.8 | 0.8 | 0.9 | 0.9 | 0.9 | 0.9 | 0.9 | 0.9 | 0.9 | 0.9 | 0.9 | 0.9 | 0.8 | 0.8 | 0.8 | 0.8 | 0.8
3 | Residential EV Summer Min | GW | Falling Short | Electricity | Min (06:00) | 0 | 0 | 0 | 0 | 0 | 0 | 0 | 0 | 0 | 0 | 0 | 0 | 0 | 0 | 0 | 0.1 | 0.1 | 0.1 | 0.1 | 0.1 | 0.2 | 0.2 | 0.3 | 0.3 | 0.4 | 0.4 | 0.5 | 0.5 | 0.6 | 0.7 | 0.7 | 0.8 | 0.8 | 0.8 | 0.8 | 0.8 | 0.8 | 0.8 | 0.8 | 0.8 | 0.8
3 | Residential EV Summer Min | GW | Five Year Forecast | Electricity | Min (06:00) | 2010-01-01: 0; 2011-01-01: 0; 2012-01-01: 0; 2013-01-01: 0; 2014-01-01: 0; 2015-01-01: 0; 2016-01-01: 0; 2017-01-01: 0; 2018-01-01: 0; 2019-01-01: 0; 2020-01-01: 0; 2021-01-01: 0; 2022-01-01: 0; 2023-01-01: 0; 2024-01-01: 0.1; 2025-01-01: 0.1; 2026-01-01: 0.1; 2027-01-01: 0.1; 2028-01-01: 0.2
3 | Residential EV Summer Min | GW | Leading the Way | Electricity | Min (06:00) | 0 | 0 | 0 | 0 | 0 | 0 | 0 | 0 | 0 | 0 | 0 | 0 | 0 | 0.1 | 0.1 | 0.1 | 0.1 | 0.2 | 0.3 | 0.3 | 0.4 | 0.5 | 0.6 | 0.7 | 0.8 | 0.9 | 0.9 | 0.9 | 1 | 1 | 0.9 | 0.9 | 0.9 | 0.9 | 0.9 | 0.8 | 0.8 | 0.8 | 0.7 | 0.7 | 0.6
3 | Residential EV Summer Min | GW | System Transformation | Electricity | Min (06:00) | 0 | 0 | 0 | 0 | 0 | 0 | 0 | 0 | 0 | 0 | 0 | 0 | 0 | 0 | 0.1 | 0.1 | 0.1 | 0.1 | 0.1 | 0.2 | 0.2 | 0.3 | 0.3 | 0.4 | 0.5 | 0.6 | 0.6 | 0.7 | 0.8 | 0.8 | 0.8 | 0.8 | 0.8 | 0.8 | 0.8 | 0.8 | 0.8 | 0.7 | 0.7 | 0.7 | 0.7
3 | Residential Heat Pump Summer Min | GW | Consumer Transformation | Electricity | Min (06:00) | 0 | 0 | 0 | 0 | 0 | 0 | 0 | 0 | 0 | 0 | 0.1 | 0.1 | 0.1 | 0.1 | 0.1 | 0.1 | 0.2 | 0.2 | 0.2 | 0.3 | 0.3 | 0.3 | 0.4 | 0.4 | 0.4 | 0.5 | 0.5 | 0.6 | 0.6 | 0.7 | 0.7 | 0.8 | 0.8 | 0.8 | 0.8 | 0.8 | 0.9 | 0.9 | 0.9 | 0.9 | 0.9
3 | Residential Heat Pump Summer Min | GW | Falling Short | Electricity | Min (06:00) | 0 | 0 | 0 | 0 | 0 | 0 | 0 | 0 | 0 | 0 | 0.1 | 0.1 | 0.1 | 0.1 | 0.1 | 0.2 | 0.2 | 0.2 | 0.2 | 0.2 | 0.2 | 0.2 | 0.3 | 0.3 | 0.3 | 0.3 | 0.3 | 0.3 | 0.4 | 0.4 | 0.4 | 0.5 | 0.5 | 0.5 | 0.5 | 0.5 | 0.6 | 0.6 | 0.6 | 0.7 | 0.7
3 | Residential Heat Pump Summer Min | GW | Five Year Forecast | Electricity | Min (06:00) | 2010-01-01: 0; 2011-01-01: 0; 2012-01-01: 0; 2013-01-01: 0; 2014-01-01: 0; 2015-01-01: 0; 2016-01-01: 0; 2017-01-01: 0; 2018-01-01: 0; 2019-01-01: 0; 2020-01-01: 0.1; 2021-01-01: 0.1; 2022-01-01: 0.1; 2023-01-01: 0.1; 2024-01-01: 0.1; 2025-01-01: 0.1; 2026-01-01: 0.1; 2027-01-01: 0.1; 2028-01-01: 0.1
3 | Residential Heat Pump Summer Min | GW | Leading the Way | Electricity | Min (06:00) | 0 | 0 | 0 | 0 | 0 | 0 | 0 | 0 | 0 | 0 | 0.1 | 0.1 | 0.1 | 0.1 | 0.2 | 0.2 | 0.3 | 0.3 | 0.4 | 0.4 | 0.4 | 0.4 | 0.5 | 0.5 | 0.5 | 0.6 | 0.6 | 0.6 | 0.7 | 0.7 | 0.7 | 0.7 | 0.7 | 0.7 | 0.7 | 0.7 | 0.7 | 0.7 | 0.7 | 0.7 | 0.7
3 | Residential Heat Pump Summer Min | GW | System Transformation | Electricity | Min (06:00) | 0 | 0 | 0 | 0 | 0 | 0 | 0 | 0 | 0 | 0 | 0.1 | 0.1 | 0.1 | 0.1 | 0.1 | 0.1 | 0.1 | 0.2 | 0.2 | 0.2 | 0.2 | 0.2 | 0.2 | 0.2 | 0.2 | 0.2 | 0.2 | 0.2 | 0.2 | 0.3 | 0.3 | 0.3 | 0.3 | 0.4 | 0.4 | 0.4 | 0.5 | 0.5 | 0.5 | 0.6 | 0.6
3 | Residential Losses | GW | Consumer Transformation | Electricity | Min (06:00) | 0.4 | 0.4 | 0.5 | 0.4 | 0.5 | 0.4 | 0.4 | 0.5 | 0.3 | 0.4 | 0.4 | 0.5 | 0.4 | 0.4 | 0.4 | 0.4 | 0.4 | 0.4 | 0.4 | 0.4 | 0.4 | 0.4 | 0.4 | 0.4 | 0.4 | 0.4 | 0.4 | 0.4 | 0.4 | 0.4 | 0.4 | 0.4 | 0.4 | 0.4 | 0.4 | 0.4 | 0.4 | 0.4 | 0.5 | 0.5 | 0.5
3 | Residential Losses | GW | Falling Short | Electricity | Min (06:00) | 0.4 | 0.4 | 0.5 | 0.4 | 0.5 | 0.4 | 0.4 | 0.5 | 0.3 | 0.4 | 0.4 | 0.5 | 0.4 | 0.4 | 0.4 | 0.4 | 0.4 | 0.4 | 0.4 | 0.4 | 0.4 | 0.4 | 0.4 | 0.4 | 0.4 | 0.5 | 0.5 | 0.5 | 0.5 | 0.5 | 0.5 | 0.5 | 0.5 | 0.5 | 0.5 | 0.5 | 0.6 | 0.6 | 0.6 | 0.6 | 0.6
3 | Residential Losses | GW | Five Year Forecast | Electricity | Min (06:00) | 2010-01-01: 0.4; 2011-01-01: 0.4; 2012-01-01: 0.5; 2013-01-01: 0.4; 2014-01-01: 0.5; 2015-01-01: 0.4; 2016-01-01: 0.4; 2017-01-01: 0.5; 2018-01-01: 0.3; 2019-01-01: 0.4; 2020-01-01: 0.4; 2021-01-01: 0.5; 2022-01-01: 0.4; 2023-01-01: 0.4; 2024-01-01: 0.4; 2025-01-01: 0.4; 2026-01-01: 0.4; 2027-01-01: 0.4; 2028-01-01: 0.4
3 | Residential Losses | GW | Leading the Way | Electricity | Min (06:00) | 0.4 | 0.4 | 0.5 | 0.4 | 0.5 | 0.4 | 0.4 | 0.5 | 0.3 | 0.4 | 0.4 | 0.5 | 0.4 | 0.3 | 0.3 | 0.3 | 0.3 | 0.3 | 0.3 | 0.3 | 0.3 | 0.4 | 0.4 | 0.4 | 0.4 | 0.4 | 0.4 | 0.4 | 0.4 | 0.4 | 0.4 | 0.4 | 0.4 | 0.4 | 0.4 | 0.4 | 0.4 | 0.4 | 0.4 | 0.4 | 0.3
3 | Residential Losses | GW | System Transformation | Electricity | Min (06:00) | 0.4 | 0.4 | 0.5 | 0.4 | 0.5 | 0.4 | 0.4 | 0.5 | 0.3 | 0.4 | 0.4 | 0.5 | 0.4 | 0.4 | 0.4 | 0.4 | 0.4 | 0.4 | 0.4 | 0.4 | 0.4 | 0.4 | 0.4 | 0.4 | 0.4 | 0.4 | 0.4 | 0.4 | 0.4 | 0.4 | 0.4 | 0.4 | 0.4 | 0.4 | 0.4 | 0.4 | 0.4 | 0.4 | 0.4 | 0.4 | 0.4
3 | Residential Resistive Heat Summer Min | GW | Consumer Transformation | Electricity | Min (06:00) | 0 | 0 | 0 | 0 | 0 | 0 | 0 | 0 | 0 | 0.1 | 0.1 | 0.2 | 0.1 | 0.1 | 0.1 | 0.1 | 0.1 | 0.1 | 0.1 | 0.1 | 0.1 | 0.1 | 0.1 | 0.1 | 0.1 | 0.1 | 0.1 | 0.1 | 0.1 | 0.1 | 0.1 | 0.1 | 0.1 | 0 | 0 | 0 | 0 | 0 | 0 | 0 | 0
3 | Residential Resistive Heat Summer Min | GW | Falling Short | Electricity | Min (06:00) | 0 | 0 | 0 | 0 | 0 | 0 | 0 | 0 | 0 | 0.1 | 0.1 | 0.2 | 0.1 | 0.1 | 0.1 | 0.1 | 0.1 | 0.1 | 0.1 | 0.1 | 0.1 | 0.1 | 0.1 | 0.1 | 0.1 | 0.1 | 0.1 | 0.1 | 0.1 | 0.1 | 0.1 | 0.1 | 0.1 | 0.1 | 0.1 | 0.1 | 0.1 | 0.1 | 0.1 | 0.1 | 0.1
3 | Residential Resistive Heat Summer Min | GW | Five Year Forecast | Electricity | Min (06:00) | 2010-01-01: 0; 2011-01-01: 0; 2012-01-01: 0; 2013-01-01: 0; 2014-01-01: 0; 2015-01-01: 0; 2016-01-01: 0; 2017-01-01: 0; 2018-01-01: 0; 2019-01-01: 0.1; 2020-01-01: 0.1; 2021-01-01: 0.2; 2022-01-01: 0.1; 2023-01-01: 0.1; 2024-01-01: 0.1; 2025-01-01: 0.1; 2026-01-01: 0.1; 2027-01-01: 0.1; 2028-01-01: 0.1
3 | Residential Resistive Heat Summer Min | GW | Leading the Way | Electricity | Min (06:00) | 0 | 0 | 0 | 0 | 0 | 0 | 0 | 0 | 0 | 0.1 | 0.1 | 0.2 | 0.1 | 0.1 | 0.1 | 0.1 | 0.1 | 0.1 | 0.1 | 0.1 | 0.1 | 0.1 | 0.1 | 0.1 | 0.1 | 0.1 | 0.1 | 0.1 | 0.1 | 0 | 0 | 0 | 0 | 0 | 0 | 0 | 0 | 0 | 0 | 0 | 0
3 | Residential Resistive Heat Summer Min | GW | System Transformation | Electricity | Min (06:00) | 0 | 0 | 0 | 0 | 0 | 0 | 0 | 0 | 0 | 0.1 | 0.1 | 0.2 | 0.1 | 0.2 | 0.1 | 0.1 | 0.1 | 0.1 | 0.1 | 0.1 | 0.1 | 0.1 | 0.1 | 0.1 | 0.1 | 0.1 | 0.1 | 0.1 | 0.1 | 0.1 | 0.1 | 0.1 | 0 | 0 | 0 | 0 | 0 | 0 | 0 | 0 | 0
3 | Residential Storage Heat Summer Min | GW | Consumer Transformation | Electricity | Min (06:00) | 0 | 0 | 0 | 0 | 0 | 0 | 0 | 0 | 0 | 0.2 | 0.2 | 0.4 | 0.3 | 0.4 | 0.3 | 0.3 | 0.3 | 0.3 | 0.3 | 0.3 | 0.3 | 0.2 | 0.2 | 0.2 | 0.2 | 0.2 | 0.2 | 0.2 | 0.2 | 0.2 | 0.2 | 0.2 | 0.2 | 0.2 | 0.2 | 0.2 | 0.2 | 0.2 | 0.2 | 0.2 | 0.2
3 | Residential Storage Heat Summer Min | GW | Falling Short | Electricity | Min (06:00) | 0 | 0 | 0 | 0 | 0 | 0 | 0 | 0 | 0 | 0.2 | 0.2 | 0.4 | 0.3 | 0.2 | 0.2 | 0.2 | 0.2 | 0.2 | 0.2 | 0.2 | 0.2 | 0.2 | 0.2 | 0.2 | 0.2 | 0.2 | 0.2 | 0.2 | 0.2 | 0.2 | 0.2 | 0.2 | 0.2 | 0.2 | 0.2 | 0.2 | 0.2 | 0.2 | 0.2 | 0.2 | 0.2
3 | Residential Storage Heat Summer Min | GW | Five Year Forecast | Electricity | Min (06:00) | 2010-01-01: 0; 2011-01-01: 0; 2012-01-01: 0; 2013-01-01: 0; 2014-01-01: 0; 2015-01-01: 0; 2016-01-01: 0; 2017-01-01: 0; 2018-01-01: 0; 2019-01-01: 0.2; 2020-01-01: 0.2; 2021-01-01: 0.4; 2022-01-01: 0.3; 2023-01-01: 0.3; 2024-01-01: 0.3; 2025-01-01: 0.3; 2026-01-01: 0.3; 2027-01-01: 0.3; 2028-01-01: 0.3
3 | Residential Storage Heat Summer Min | GW | Leading the Way | Electricity | Min (06:00) | 0 | 0 | 0 | 0 | 0 | 0 | 0 | 0 | 0 | 0.2 | 0.2 | 0.4 | 0.3 | 0.3 | 0.3 | 0.3 | 0.3 | 0.3 | 0.3 | 0.3 | 0.2 | 0.2 | 0.2 | 0.2 | 0.2 | 0.2 | 0.2 | 0.2 | 0.2 | 0.2 | 0.2 | 0.2 | 0.1 | 0.1 | 0.1 | 0.1 | 0.1 | 0.1 | 0.1 | 0.1 | 0.1
3 | Residential Storage Heat Summer Min | GW | System Transformation | Electricity | Min (06:00) | 0 | 0 | 0 | 0 | 0 | 0 | 0 | 0 | 0 | 0.2 | 0.2 | 0.4 | 0.3 | 0.4 | 0.4 | 0.4 | 0.3 | 0.3 | 0.3 | 0.3 | 0.3 | 0.3 | 0.2 | 0.2 | 0.2 | 0.2 | 0.2 | 0.2 | 0.2 | 0.1 | 0.1 | 0.1 | 0.1 | 0.1 | 0.1 | 0.1 | 0.1 | 0.1 | 0.1 | 0.1 | 0.1
3 | Residential Sub Total (Appliances, Light, Resistive Heat) | GW | Consumer Transformation | Electricity | Min (06:00) | 5.5 | 5.8 | 5.8 | 5.8 | 5.9 | 5.5 | 5.6 | 5.6 | 4.4 | 4.8 | 3.8 | 4.5 | 4.2 | 3.7 | 3.6 | 3.5 | 3.4 | 3.4 | 3.3 | 3.3 | 3.3 | 3.3 | 3.3 | 3.3 | 3.3 | 3.3 | 3.3 | 3.3 | 3.3 | 3.3 | 3.3 | 3.3 | 3.3 | 3.3 | 3.3 | 3.3 | 3.3 | 3.3 | 3.3 | 3.4 | 3.4
3 | Residential Sub Total (Appliances, Light, Resistive Heat) | GW | Falling Short | Electricity | Min (06:00) | 5.5 | 5.8 | 5.8 | 5.8 | 5.9 | 5.5 | 5.6 | 5.6 | 4.4 | 4.8 | 3.8 | 4.5 | 4.2 | 4.6 | 4.5 | 4.5 | 4.4 | 4.3 | 4.3 | 4.2 | 4.2 | 4.2 | 4.2 | 4.3 | 4.3 | 4.3 | 4.4 | 4.4 | 4.4 | 4.5 | 4.5 | 4.6 | 4.6 | 4.7 | 4.7 | 4.8 | 4.8 | 4.9 | 5 | 5 | 5.1
3 | Residential Sub Total (Appliances, Light, Resistive Heat) | GW | Five Year Forecast | Electricity | Min (06:00) | 2010-01-01: 5.5; 2011-01-01: 5.8; 2012-01-01: 5.8; 2013-01-01: 5.8; 2014-01-01: 5.9; 2015-01-01: 5.5; 2016-01-01: 5.6; 2017-01-01: 5.6; 2018-01-01: 4.4; 2019-01-01: 4.8; 2020-01-01: 3.8; 2021-01-01: 4.5; 2022-01-01: 4.2; 2023-01-01: 4.1; 2024-01-01: 3.9; 2025-01-01: 3.7; 2026-01-01: 3.7; 2027-01-01: 3.7; 2028-01-01: 3.6
3 | Residential Sub Total (Appliances, Light, Resistive Heat) | GW | Leading the Way | Electricity | Min (06:00) | 5.5 | 5.8 | 5.8 | 5.8 | 5.9 | 5.5 | 5.6 | 5.6 | 4.4 | 4.8 | 3.8 | 4.5 | 4.2 | 3.4 | 3.3 | 3.1 | 3 | 3 | 2.9 | 2.9 | 2.9 | 2.8 | 2.8 | 2.8 | 2.8 | 2.7 | 2.7 | 2.7 | 2.7 | 2.7 | 2.6 | 2.6 | 2.6 | 2.6 | 2.6 | 2.6 | 2.5 | 2.5 | 2.5 | 2.5 | 2.5
3 | Residential Sub Total (Appliances, Light, Resistive Heat) | GW | System Transformation | Electricity | Min (06:00) | 5.5 | 5.8 | 5.8 | 5.8 | 5.9 | 5.5 | 5.6 | 5.6 | 4.4 | 4.8 | 3.8 | 4.5 | 4.2 | 4 | 3.8 | 3.8 | 3.7 | 3.7 | 3.7 | 3.7 | 3.6 | 3.6 | 3.6 | 3.6 | 3.6 | 3.6 | 3.6 | 3.6 | 3.6 | 3.6 | 3.6 | 3.6 | 3.7 | 3.7 | 3.7 | 3.7 | 3.7 | 3.7 | 3.8 | 3.8 | 3.8
1 | GBFES System Demand: Total Summer Minimum Demand | GW | System Transformation | Electricity | Min (14:00) | 32.3 | 33.7 | 32.9 | 34.1 | 34 | 33.4 | 35.7 | 36.9 | 35.8 | 35.9 | 32.8 | 34.9 | 33.3 | 34.2 | 34.2 | 34.7 | 35.8 | 36.7 | 37.5 | 38.4 | 39.3 | 40.5 | 42 | 43.6 | 45.3 | 48.7 | 50.8 | 54 | 56.7 | 60.5 | 62.5 | 66.9 | 70.6 | 74.9 | 79.2 | 84 | 87.2 | 89.9 | 92.7 | 95.2 | 96.1
1 | GBFES System Demand: Total Summer Minimum Demand | GW | Consumer Transformation | Electricity | Min (14:00) | 32.3 | 33.7 | 32.9 | 34.1 | 34 | 33.4 | 35.7 | 36.9 | 35.8 | 35.9 | 32.8 | 34.9 | 33.3 | 33.5 | 33.7 | 33.8 | 34.2 | 35 | 36.2 | 37.8 | 39.9 | 42.4 | 45.6 | 49.3 | 52.9 | 56.5 | 60.4 | 64 | 66.6 | 69 | 71.9 | 77.7 | 81.8 | 85.8 | 89.8 | 93.3 | 97.4 | 100.7 | 104.8 | 108.1 | 110.5
1 | GBFES System Demand: Total Summer Minimum Demand | GW | Falling Short | Electricity | Min (14:00) | 32.3 | 33.7 | 32.9 | 34.1 | 34 | 33.4 | 35.7 | 36.9 | 35.8 | 35.9 | 32.8 | 34.9 | 33.3 | 34.5 | 34.8 | 35 | 35.3 | 35.6 | 36.1 | 36.7 | 37.3 | 38.1 | 39.1 | 40.1 | 41.3 | 42.4 | 43.6 | 44.9 | 46.1 | 47.4 | 48.7 | 50.1 | 51.5 | 52.8 | 54.1 | 55.5 | 56.9 | 58.1 | 59 | 59.9 | 60.9
1 | GBFES System Demand: Total Summer Minimum Demand | GW | Leading the Way | Electricity | Min (14:00) | 32.3 | 33.7 | 32.9 | 34.1 | 34 | 33.4 | 35.7 | 36.9 | 35.8 | 35.9 | 32.8 | 34.9 | 33.3 | 33.1 | 33.3 | 35.9 | 37.9 | 40.5 | 43.4 | 48.2 | 53.4 | 56.8 | 59.3 | 62.4 | 66.3 | 67.7 | 70.5 | 72.5 | 74.6 | 76.2 | 79.6 | 86.4 | 92.3 | 98.5 | 103.8 | 106.9 | 110.7 | 113.6 | 116.3 | 119.9 | 122.5
1 | GBFES System Demand: Total Summer Minimum Demand | GW | Five Year Forecast | Electricity | Min (14:00) | 2010-01-01: 32.3; 2011-01-01: 33.7; 2012-01-01: 32.9; 2013-01-01: 34; 2014-01-01: 34; 2015-01-01: 33.4; 2016-01-01: 35.7; 2017-01-01: 36.9; 2018-01-01: 35.8; 2019-01-01: 35.9; 2020-01-01: 32.8; 2021-01-01: 34.9; 2022-01-01: 33.3; 2023-01-01: 32.8; 2024-01-01: 32.8; 2025-01-01: 34.1; 2026-01-01: 35.6; 2027-01-01: 36.5; 2028-01-01: 37.5
2 | GBFES Customer Demand: Residential including losses | GW | System Transformation | Electricity | Min (14:00) | 9.8 | 9.3 | 10.1 | 9.6 | 10 | 10.6 | 10 | 10.2 | 9.1 | 9 | 8 | 9.1 | 8.4 | 8.2 | 8.1 | 8 | 8.1 | 8.2 | 8.3 | 8.6 | 8.9 | 9.2 | 9.7 | 10.2 | 10.8 | 11.3 | 11.9 | 12.3 | 12.7 | 13 | 13.2 | 13.2 | 13.2 | 13.1 | 13.1 | 13.1 | 13.1 | 13.1 | 13 | 13.1 | 13.1
2 | GBFES Customer Demand: Residential including losses | GW | Consumer Transformation | Electricity | Min (14:00) | 9.8 | 9.3 | 10.1 | 9.6 | 10 | 10.6 | 10 | 10.2 | 9.1 | 9 | 8 | 9.1 | 8.4 | 7.7 | 7.7 | 7.8 | 7.9 | 8.2 | 8.6 | 9.1 | 9.7 | 10.3 | 11.1 | 11.8 | 12.4 | 12.9 | 13.4 | 13.6 | 13.7 | 13.7 | 13.7 | 13.6 | 13.6 | 13.5 | 13.5 | 13.5 | 13.5 | 13.5 | 13.4 | 13.4 | 13.3
2 | GBFES Customer Demand: Residential including losses | GW | Falling Short | Electricity | Min (14:00) | 9.8 | 9.3 | 10.1 | 9.6 | 10 | 10.6 | 10 | 10.2 | 9.1 | 9 | 8 | 9.1 | 8.4 | 9.1 | 9.1 | 9.1 | 9.1 | 9.1 | 9.2 | 9.3 | 9.5 | 9.8 | 10.2 | 10.6 | 11.1 | 11.6 | 12.1 | 12.7 | 13.3 | 13.8 | 14.3 | 14.7 | 15 | 15.3 | 15.4 | 15.5 | 15.7 | 15.8 | 16 | 16.1 | 16.3
2 | GBFES Customer Demand: Residential including losses | GW | Leading the Way | Electricity | Min (14:00) | 9.8 | 9.3 | 10.1 | 9.6 | 10 | 10.6 | 10 | 10.2 | 9.1 | 9 | 8 | 9.1 | 8.4 | 7.3 | 7.1 | 7.2 | 7.3 | 7.6 | 8 | 8.5 | 9.2 | 9.9 | 10.6 | 11.3 | 11.9 | 12.4 | 12.7 | 12.9 | 12.9 | 12.9 | 12.7 | 12.6 | 12.4 | 12.2 | 12 | 11.8 | 11.6 | 11.3 | 11 | 10.6 | 10.2
2 | GBFES Customer Demand: Residential including losses | GW | Five Year Forecast | Electricity | Min (14:00) | 2010-01-01: 9.8; 2011-01-01: 9.3; 2012-01-01: 10.1; 2013-01-01: 9.6; 2014-01-01: 10; 2015-01-01: 10.6; 2016-01-01: 10; 2017-01-01: 10.2; 2018-01-01: 9.1; 2019-01-01: 9; 2020-01-01: 8; 2021-01-01: 9.1; 2022-01-01: 8.4; 2023-01-01: 8.4; 2024-01-01: 8.2; 2025-01-01: 8.1; 2026-01-01: 8.2; 2027-01-01: 8.4; 2028-01-01: 8.6
3 | Residential Sub Total (Appliances, Light, Resistive Heat) | GW | System Transformation | Electricity | Min (14:00) | 9.1 | 8.7 | 9.4 | 8.9 | 9.3 | 9.8 | 9.2 | 9.3 | 8.4 | 8.2 | 6.8 | 7.6 | 7 | 6.7 | 6.5 | 6.3 | 6.3 | 6.2 | 6.2 | 6.1 | 6.1 | 6.1 | 6.1 | 6.1 | 6.1 | 6.1 | 6.1 | 6.1 | 6.1 | 6.1 | 6.1 | 6.1 | 6.1 | 6.2 | 6.2 | 6.2 | 6.3 | 6.3 | 6.3 | 6.4 | 6.4
3 | Residential Sub Total (Appliances, Light, Resistive Heat) | GW | Consumer Transformation | Electricity | Min (14:00) | 9.1 | 8.7 | 9.4 | 8.9 | 9.3 | 9.8 | 9.2 | 9.3 | 8.4 | 8.2 | 6.8 | 7.6 | 7 | 6.2 | 6 | 5.9 | 5.8 | 5.7 | 5.6 | 5.6 | 5.6 | 5.6 | 5.6 | 5.6 | 5.5 | 5.5 | 5.5 | 5.5 | 5.5 | 5.5 | 5.5 | 5.5 | 5.5 | 5.5 | 5.5 | 5.6 | 5.6 | 5.6 | 5.6 | 5.7 | 5.7
3 | Residential Sub Total (Appliances, Light, Resistive Heat) | GW | Falling Short | Electricity | Min (14:00) | 9.1 | 8.7 | 9.4 | 8.9 | 9.3 | 9.8 | 9.2 | 9.3 | 8.4 | 8.2 | 6.8 | 7.6 | 7 | 7.7 | 7.6 | 7.5 | 7.4 | 7.3 | 7.2 | 7.1 | 7.1 | 7.1 | 7.1 | 7.2 | 7.2 | 7.3 | 7.3 | 7.4 | 7.5 | 7.5 | 7.6 | 7.7 | 7.8 | 7.9 | 8 | 8 | 8.1 | 8.2 | 8.3 | 8.5 | 8.6
3 | Residential Sub Total (Appliances, Light, Resistive Heat) | GW | Leading the Way | Electricity | Min (14:00) | 9.1 | 8.7 | 9.4 | 8.9 | 9.3 | 9.8 | 9.2 | 9.3 | 8.4 | 8.2 | 6.8 | 7.6 | 7 | 5.7 | 5.5 | 5.3 | 5.1 | 5 | 4.9 | 4.9 | 4.8 | 4.8 | 4.7 | 4.7 | 4.6 | 4.6 | 4.6 | 4.5 | 4.5 | 4.5 | 4.4 | 4.4 | 4.4 | 4.4 | 4.3 | 4.3 | 4.3 | 4.3 | 4.2 | 4.2 | 4.2
3 | Residential Sub Total (Appliances, Light, Resistive Heat) | GW | Five Year Forecast | Electricity | Min (14:00) | 2010-01-01: 9.1; 2011-01-01: 8.7; 2012-01-01: 9.4; 2013-01-01: 8.9; 2014-01-01: 9.3; 2015-01-01: 9.8; 2016-01-01: 9.2; 2017-01-01: 9.3; 2018-01-01: 8.4; 2019-01-01: 8.2; 2020-01-01: 6.8; 2021-01-01: 7.6; 2022-01-01: 7; 2023-01-01: 6.9; 2024-01-01: 6.6; 2025-01-01: 6.3; 2026-01-01: 6.2; 2027-01-01: 6.2; 2028-01-01: 6.1
3 | Residential Demand Shifting (Smart/TOUTs effect) | GW | System Transformation | Electricity | Min (14:00) | 0 | 0 | 0 | 0 | 0 | 0 | 0 | 0 | 0 | 0 | 0 | 0 | 0 | 0 | 0 | 0 | 0 | 0 | 0 | 0 | 0 | 0 | 0 | 0 | 0 | 0 | 0 | 0 | 0 | 0 | 0 | 0 | 0 | 0 | 0 | 0 | 0 | 0 | 0 | 0 | 0
3 | Residential Demand Shifting (Smart/TOUTs effect) | GW | Consumer Transformation | Electricity | Min (14:00) | 0 | 0 | 0 | 0 | 0 | 0 | 0 | 0 | 0 | 0 | 0 | 0 | 0 | 0 | 0 | 0 | 0 | 0 | 0 | 0 | 0 | 0 | 0 | 0 | 0 | 0 | 0 | 0 | 0 | 0 | 0 | 0 | 0 | 0 | 0 | 0 | 0 | 0 | 0 | 0 | 0
3 | Residential Demand Shifting (Smart/TOUTs effect) | GW | Falling Short | Electricity | Min (14:00) | 0 | 0 | 0 | 0 | 0 | 0 | 0 | 0 | 0 | 0 | 0 | 0 | 0 | 0 | 0 | 0 | 0 | 0 | 0 | 0 | 0 | 0 | 0 | 0 | 0 | 0 | 0 | 0 | 0 | 0 | 0 | 0 | 0 | 0 | 0 | 0 | 0 | 0 | 0 | 0 | 0
3 | Residential Demand Shifting (Smart/TOUTs effect) | GW | Leading the Way | Electricity | Min (14:00) | 0 | 0 | 0 | 0 | 0 | 0 | 0 | 0 | 0 | 0 | 0 | 0 | 0 | 0 | 0 | 0 | 0 | 0 | 0 | 0 | 0 | 0 | 0 | 0 | 0 | 0 | 0 | 0 | 0 | 0 | 0 | 0 | 0 | 0 | 0 | 0 | 0 | 0 | 0 | 0 | 0
3 | Residential Demand Shifting (Smart/TOUTs effect) | GW | Five Year Forecast | Electricity | Min (14:00) | 2010-01-01: 0; 2011-01-01: 0; 2012-01-01: 0; 2013-01-01: 0; 2014-01-01: 0; 2015-01-01: 0; 2016-01-01: 0; 2017-01-01: 0; 2018-01-01: 0; 2019-01-01: 0; 2020-01-01: 0; 2021-01-01: 0; 2022-01-01: 0; 2023-01-01: 0; 2024-01-01: 0; 2025-01-01: 0; 2026-01-01: 0; 2027-01-01: 0; 2028-01-01: 0
3 | Residential EV Summer Min | GW | System Transformation | Electricity | Min (14:00) | 0 | 0 | 0 | 0 | 0 | 0 | 0 | 0 | 0 | 0.1 | 0.1 | 0.2 | 0.2 | 0.3 | 0.3 | 0.5 | 0.6 | 0.8 | 1 | 1.2 | 1.5 | 1.9 | 2.4 | 2.8 | 3.4 | 3.9 | 4.4 | 4.9 | 5.2 | 5.4 | 5.6 | 5.6 | 5.6 | 5.4 | 5.4 | 5.3 | 5.3 | 5.2 | 5.1 | 5 | 5
3 | Residential EV Summer Min | GW | Consumer Transformation | Electricity | Min (14:00) | 0 | 0 | 0 | 0 | 0 | 0 | 0 | 0 | 0 | 0.1 | 0.1 | 0.2 | 0.2 | 0.4 | 0.5 | 0.7 | 1 | 1.3 | 1.7 | 2.2 | 2.7 | 3.3 | 4 | 4.6 | 5.2 | 5.7 | 6 | 6.2 | 6.3 | 6.3 | 6.2 | 6.1 | 6.1 | 6 | 5.9 | 5.9 | 5.8 | 5.8 | 5.7 | 5.6 | 5.5
3 | Residential EV Summer Min | GW | Falling Short | Electricity | Min (14:00) | 0 | 0 | 0 | 0 | 0 | 0 | 0 | 0 | 0 | 0.1 | 0.1 | 0.2 | 0.2 | 0.3 | 0.3 | 0.4 | 0.5 | 0.7 | 0.8 | 1 | 1.2 | 1.5 | 1.8 | 2.1 | 2.5 | 2.9 | 3.3 | 3.7 | 4.2 | 4.6 | 4.9 | 5.2 | 5.4 | 5.5 | 5.6 | 5.6 | 5.6 | 5.6 | 5.6 | 5.6 | 5.6
3 | Residential EV Summer Min | GW | Leading the Way | Electricity | Min (14:00) | 0 | 0 | 0 | 0 | 0 | 0 | 0 | 0 | 0 | 0.1 | 0.1 | 0.2 | 0.2 | 0.4 | 0.5 | 0.7 | 1 | 1.3 | 1.8 | 2.3 | 2.9 | 3.6 | 4.3 | 5 | 5.6 | 6.1 | 6.4 | 6.6 | 6.6 | 6.6 | 6.5 | 6.4 | 6.2 | 6.1 | 5.9 | 5.7 | 5.5 | 5.3 | 5 | 4.7 | 4.4
3 | Residential EV Summer Min | GW | Five Year Forecast | Electricity | Min (14:00) | 2010-01-01: 0; 2011-01-01: 0; 2012-01-01: 0; 2013-01-01: 0; 2014-01-01: 0; 2015-01-01: 0; 2016-01-01: 0; 2017-01-01: 0; 2018-01-01: 0; 2019-01-01: 0.1; 2020-01-01: 0.1; 2021-01-01: 0.2; 2022-01-01: 0.2; 2023-01-01: 0.3; 2024-01-01: 0.4; 2025-01-01: 0.6; 2026-01-01: 0.8; 2027-01-01: 1; 2028-01-01: 1.3
3 | Residential Heat Pump Summer Min | GW | System Transformation | Electricity | Min (14:00) | 0 | 0 | 0 | 0 | 0 | 0 | 0 | 0 | 0 | 0 | 0.1 | 0.1 | 0.1 | 0.1 | 0.1 | 0.1 | 0.1 | 0.1 | 0.1 | 0.1 | 0.2 | 0.2 | 0.2 | 0.2 | 0.2 | 0.2 | 0.2 | 0.2 | 0.2 | 0.2 | 0.3 | 0.3 | 0.3 | 0.3 | 0.3 | 0.4 | 0.4 | 0.4 | 0.5 | 0.5 | 0.5
3 | Residential Heat Pump Summer Min | GW | Consumer Transformation | Electricity | Min (14:00) | 0 | 0 | 0 | 0 | 0 | 0 | 0 | 0 | 0 | 0 | 0.1 | 0.1 | 0.1 | 0.1 | 0.1 | 0.1 | 0.1 | 0.2 | 0.2 | 0.2 | 0.3 | 0.3 | 0.3 | 0.4 | 0.4 | 0.4 | 0.5 | 0.5 | 0.6 | 0.6 | 0.6 | 0.7 | 0.7 | 0.7 | 0.7 | 0.7 | 0.8 | 0.8 | 0.8 | 0.8 | 0.8
3 | Residential Heat Pump Summer Min | GW | Falling Short | Electricity | Min (14:00) | 0 | 0 | 0 | 0 | 0 | 0 | 0 | 0 | 0 | 0 | 0.1 | 0.1 | 0.1 | 0.1 | 0.1 | 0.1 | 0.1 | 0.2 | 0.2 | 0.2 | 0.2 | 0.2 | 0.2 | 0.2 | 0.2 | 0.3 | 0.3 | 0.3 | 0.3 | 0.3 | 0.4 | 0.4 | 0.4 | 0.4 | 0.5 | 0.5 | 0.5 | 0.6 | 0.6 | 0.6 | 0.7
3 | Residential Heat Pump Summer Min | GW | Leading the Way | Electricity | Min (14:00) | 0 | 0 | 0 | 0 | 0 | 0 | 0 | 0 | 0 | 0 | 0.1 | 0.1 | 0.1 | 0.1 | 0.1 | 0.2 | 0.2 | 0.3 | 0.3 | 0.3 | 0.4 | 0.4 | 0.4 | 0.4 | 0.5 | 0.5 | 0.5 | 0.6 | 0.6 | 0.6 | 0.6 | 0.6 | 0.6 | 0.6 | 0.6 | 0.6 | 0.7 | 0.7 | 0.7 | 0.7 | 0.7
3 | Residential Heat Pump Summer Min | GW | Five Year Forecast | Electricity | Min (14:00) | 2010-01-01: 0; 2011-01-01: 0; 2012-01-01: 0; 2013-01-01: 0; 2014-01-01: 0; 2015-01-01: 0; 2016-01-01: 0; 2017-01-01: 0; 2018-01-01: 0; 2019-01-01: 0; 2020-01-01: 0.1; 2021-01-01: 0.1; 2022-01-01: 0.1; 2023-01-01: 0.1; 2024-01-01: 0.1; 2025-01-01: 0.1; 2026-01-01: 0.1; 2027-01-01: 0.1; 2028-01-01: 0.1
3 | Residential Resistive Heat Summer Min | GW | System Transformation | Electricity | Min (14:00) | 0 | 0 | 0 | 0 | 0 | 0 | 0 | 0 | 0 | 0.1 | 0.1 | 0.2 | 0.1 | 0.2 | 0.1 | 0.1 | 0.1 | 0.1 | 0.1 | 0.1 | 0.1 | 0.1 | 0.1 | 0.1 | 0.1 | 0.1 | 0.1 | 0.1 | 0.1 | 0.1 | 0.1 | 0.1 | 0 | 0 | 0 | 0 | 0 | 0 | 0 | 0 | 0
3 | Residential Resistive Heat Summer Min | GW | Consumer Transformation | Electricity | Min (14:00) | 0 | 0 | 0 | 0 | 0 | 0 | 0 | 0 | 0 | 0.1 | 0.1 | 0.2 | 0.1 | 0.1 | 0.1 | 0.1 | 0.1 | 0.1 | 0.1 | 0.1 | 0.1 | 0.1 | 0.1 | 0.1 | 0.1 | 0.1 | 0.1 | 0.1 | 0.1 | 0.1 | 0.1 | 0.1 | 0.1 | 0 | 0 | 0 | 0 | 0 | 0 | 0 | 0
3 | Residential Resistive Heat Summer Min | GW | Falling Short | Electricity | Min (14:00) | 0 | 0 | 0 | 0 | 0 | 0 | 0 | 0 | 0 | 0.1 | 0.1 | 0.2 | 0.1 | 0.1 | 0.1 | 0.1 | 0.1 | 0.1 | 0.1 | 0.1 | 0.1 | 0.1 | 0.1 | 0.1 | 0.1 | 0.1 | 0.1 | 0.1 | 0.1 | 0.1 | 0.1 | 0.1 | 0.1 | 0.1 | 0.1 | 0.1 | 0.1 | 0.1 | 0.1 | 0.1 | 0.1
3 | Residential Resistive Heat Summer Min | GW | Leading the Way | Electricity | Min (14:00) | 0 | 0 | 0 | 0 | 0 | 0 | 0 | 0 | 0 | 0.1 | 0.1 | 0.2 | 0.1 | 0.1 | 0.1 | 0.1 | 0.1 | 0.1 | 0.1 | 0.1 | 0.1 | 0.1 | 0.1 | 0.1 | 0.1 | 0.1 | 0.1 | 0.1 | 0.1 | 0 | 0 | 0 | 0 | 0 | 0 | 0 | 0 | 0 | 0 | 0 | 0
3 | Residential Resistive Heat Summer Min | GW | Five Year Forecast | Electricity | Min (14:00) | 2010-01-01: 0; 2011-01-01: 0; 2012-01-01: 0; 2013-01-01: 0; 2014-01-01: 0; 2015-01-01: 0; 2016-01-01: 0; 2017-01-01: 0; 2018-01-01: 0; 2019-01-01: 0.1; 2020-01-01: 0.1; 2021-01-01: 0.2; 2022-01-01: 0.1; 2023-01-01: 0.1; 2024-01-01: 0.1; 2025-01-01: 0.1; 2026-01-01: 0.1; 2027-01-01: 0.1; 2028-01-01: 0.1
3 | Residential Storage Heat Summer Min | GW | System Transformation | Electricity | Min (14:00) | 0 | 0 | 0 | 0 | 0 | 0 | 0 | 0 | 0 | 0.2 | 0.2 | 0.4 | 0.3 | 0.4 | 0.4 | 0.4 | 0.3 | 0.3 | 0.3 | 0.3 | 0.3 | 0.3 | 0.2 | 0.2 | 0.2 | 0.2 | 0.2 | 0.2 | 0.2 | 0.1 | 0.1 | 0.1 | 0.1 | 0.1 | 0.1 | 0.1 | 0.1 | 0.1 | 0.1 | 0.1 | 0.1
3 | Residential Storage Heat Summer Min | GW | Consumer Transformation | Electricity | Min (14:00) | 0 | 0 | 0 | 0 | 0 | 0 | 0 | 0 | 0 | 0.2 | 0.2 | 0.4 | 0.3 | 0.4 | 0.3 | 0.3 | 0.3 | 0.3 | 0.3 | 0.3 | 0.3 | 0.2 | 0.2 | 0.2 | 0.2 | 0.2 | 0.2 | 0.2 | 0.2 | 0.2 | 0.2 | 0.2 | 0.2 | 0.2 | 0.2 | 0.2 | 0.2 | 0.2 | 0.2 | 0.2 | 0.2
3 | Residential Storage Heat Summer Min | GW | Falling Short | Electricity | Min (14:00) | 0 | 0 | 0 | 0 | 0 | 0 | 0 | 0 | 0 | 0.2 | 0.2 | 0.4 | 0.3 | 0.2 | 0.2 | 0.2 | 0.2 | 0.2 | 0.2 | 0.2 | 0.2 | 0.2 | 0.2 | 0.2 | 0.2 | 0.2 | 0.2 | 0.2 | 0.2 | 0.2 | 0.2 | 0.2 | 0.2 | 0.2 | 0.2 | 0.2 | 0.2 | 0.2 | 0.2 | 0.2 | 0.2
3 | Residential Storage Heat Summer Min | GW | Leading the Way | Electricity | Min (14:00) | 0 | 0 | 0 | 0 | 0 | 0 | 0 | 0 | 0 | 0.2 | 0.2 | 0.4 | 0.3 | 0.3 | 0.3 | 0.3 | 0.3 | 0.3 | 0.3 | 0.3 | 0.2 | 0.2 | 0.2 | 0.2 | 0.2 | 0.2 | 0.2 | 0.2 | 0.2 | 0.2 | 0.2 | 0.2 | 0.1 | 0.1 | 0.1 | 0.1 | 0.1 | 0.1 | 0.1 | 0.1 | 0.1
3 | Residential Storage Heat Summer Min | GW | Five Year Forecast | Electricity | Min (14:00) | 2010-01-01: 0; 2011-01-01: 0; 2012-01-01: 0; 2013-01-01: 0; 2014-01-01: 0; 2015-01-01: 0; 2016-01-01: 0; 2017-01-01: 0; 2018-01-01: 0; 2019-01-01: 0.2; 2020-01-01: 0.2; 2021-01-01: 0.4; 2022-01-01: 0.3; 2023-01-01: 0.3; 2024-01-01: 0.3; 2025-01-01: 0.3; 2026-01-01: 0.3; 2027-01-01: 0.3; 2028-01-01: 0.3
3 | Residential District Heat Summer Min | GW | System Transformation | Electricity | Min (14:00) | 0 | 0 | 0 | 0 | 0 | 0 | 0 | 0 | 0 | 0.1 | 0 | 0 | 0 | 0 | 0 | 0 | 0 | 0 | 0 | 0 | 0 | 0 | 0 | 0 | 0 | 0 | 0 | 0 | 0 | 0 | 0 | 0 | 0 | 0 | 0 | 0 | 0 | 0 | 0 | 0 | 0
3 | Residential District Heat Summer Min | GW | Consumer Transformation | Electricity | Min (14:00) | 0 | 0 | 0 | 0 | 0 | 0 | 0 | 0 | 0 | 0.1 | 0 | 0 | 0 | 0 | 0 | 0 | 0 | 0 | 0 | 0 | 0 | 0 | 0 | 0 | 0 | 0 | 0 | 0 | 0 | 0 | 0 | 0 | 0 | 0 | 0 | 0 | 0 | 0 | 0 | 0 | 0
3 | Residential District Heat Summer Min | GW | Falling Short | Electricity | Min (14:00) | 0 | 0 | 0 | 0 | 0 | 0 | 0 | 0 | 0 | 0.1 | 0 | 0 | 0 | 0 | 0 | 0 | 0 | 0 | 0 | 0 | 0 | 0 | 0 | 0 | 0 | 0 | 0 | 0 | 0 | 0 | 0 | 0 | 0 | 0 | 0 | 0 | 0 | 0 | 0 | 0 | 0
3 | Residential District Heat Summer Min | GW | Leading the Way | Electricity | Min (14:00) | 0 | 0 | 0 | 0 | 0 | 0 | 0 | 0 | 0 | 0.1 | 0 | 0 | 0 | 0 | 0 | 0 | 0 | 0 | 0 | 0 | 0 | 0 | 0 | 0 | 0 | 0 | 0 | 0 | 0 | 0 | 0 | 0 | 0 | 0 | 0 | 0 | 0 | 0 | 0 | 0 | 0
3 | Residential District Heat Summer Min | GW | Five Year Forecast | Electricity | Min (14:00) | 2010-01-01: 0; 2011-01-01: 0; 2012-01-01: 0; 2013-01-01: 0; 2014-01-01: 0; 2015-01-01: 0; 2016-01-01: 0; 2017-01-01: 0; 2018-01-01: 0; 2019-01-01: 0.1; 2020-01-01: 0; 2021-01-01: 0; 2022-01-01: 0; 2023-01-01: 0; 2024-01-01: 0; 2025-01-01: 0; 2026-01-01: 0; 2027-01-01: 0; 2028-01-01: 0
3 | Residential Losses | GW | System Transformation | Electricity | Min (14:00) | 0.7 | 0.6 | 0.7 | 0.7 | 0.8 | 0.7 | 0.7 | 0.8 | 0.6 | 0.7 | 0.7 | 0.7 | 0.7 | 0.6 | 0.6 | 0.6 | 0.6 | 0.6 | 0.7 | 0.7 | 0.7 | 0.7 | 0.8 | 0.8 | 0.8 | 0.9 | 0.9 | 1 | 1 | 1 | 1 | 1 | 1 | 1 | 1 | 1 | 1 | 1 | 1 | 1 | 1
3 | Residential Losses | GW | Consumer Transformation | Electricity | Min (14:00) | 0.7 | 0.6 | 0.7 | 0.7 | 0.8 | 0.7 | 0.7 | 0.8 | 0.6 | 0.7 | 0.7 | 0.7 | 0.7 | 0.6 | 0.6 | 0.6 | 0.6 | 0.6 | 0.7 | 0.7 | 0.8 | 0.8 | 0.9 | 0.9 | 1 | 1 | 1.1 | 1.1 | 1.1 | 1.1 | 1.1 | 1.1 | 1.1 | 1.1 | 1.1 | 1.1 | 1.1 | 1.1 | 1.1 | 1.1 | 1
3 | Residential Losses | GW | Falling Short | Electricity | Min (14:00) | 0.7 | 0.6 | 0.7 | 0.7 | 0.8 | 0.7 | 0.7 | 0.8 | 0.6 | 0.7 | 0.7 | 0.7 | 0.7 | 0.7 | 0.7 | 0.7 | 0.7 | 0.7 | 0.7 | 0.7 | 0.7 | 0.8 | 0.8 | 0.8 | 0.9 | 0.9 | 1 | 1 | 1 | 1.1 | 1.1 | 1.2 | 1.2 | 1.2 | 1.2 | 1.2 | 1.2 | 1.2 | 1.3 | 1.3 | 1.3
3 | Residential Losses | GW | Leading the Way | Electricity | Min (14:00) | 0.7 | 0.6 | 0.7 | 0.7 | 0.8 | 0.7 | 0.7 | 0.8 | 0.6 | 0.7 | 0.7 | 0.7 | 0.7 | 0.6 | 0.6 | 0.6 | 0.6 | 0.6 | 0.6 | 0.7 | 0.7 | 0.8 | 0.8 | 0.9 | 0.9 | 1 | 1 | 1 | 1 | 1 | 1 | 1 | 1 | 1 | 0.9 | 0.9 | 0.9 | 0.9 | 0.9 | 0.8 | 0.8
3 | Residential Losses | GW | Five Year Forecast | Electricity | Min (14:00) | 2010-01-01: 0.7; 2011-01-01: 0.6; 2012-01-01: 0.7; 2013-01-01: 0.7; 2014-01-01: 0.8; 2015-01-01: 0.7; 2016-01-01: 0.7; 2017-01-01: 0.8; 2018-01-01: 0.6; 2019-01-01: 0.7; 2020-01-01: 0.7; 2021-01-01: 0.7; 2022-01-01: 0.7; 2023-01-01: 0.7; 2024-01-01: 0.6; 2025-01-01: 0.6; 2026-01-01: 0.6; 2027-01-01: 0.7; 2028-01-01: 0.7
2 | GBFES Customer Demand: Industrial including losses | GW | System Transformation | Electricity | Min (14:00) | 10.7 | 11.3 | 10.5 | 11.4 | 11.1 | 10.4 | 12.1 | 12.6 | 12.8 | 12.7 | 11.7 | 12.4 | 11.9 | 12.2 | 12.2 | 12.1 | 12.1 | 12 | 12 | 11.9 | 11.9 | 12 | 12 | 12.2 | 12.3 | 12.4 | 12.5 | 12.6 | 12.8 | 13 | 13.1 | 13.3 | 13.5 | 13.8 | 14 | 14.2 | 14.3 | 14.4 | 14.5 | 14.6 | 14.7
2 | GBFES Customer Demand: Industrial including losses | GW | Consumer Transformation | Electricity | Min (14:00) | 10.7 | 11.3 | 10.5 | 11.4 | 11.1 | 10.4 | 12.1 | 12.6 | 12.8 | 12.7 | 11.7 | 12.4 | 11.9 | 12.1 | 12.1 | 12 | 11.9 | 11.9 | 12 | 12.3 | 12.8 | 13.5 | 14.4 | 15.7 | 17 | 18.3 | 19.8 | 21.3 | 22.1 | 23 | 24.1 | 26.4 | 27.8 | 29.5 | 31.1 | 32.5 | 34.1 | 35.4 | 36.9 | 38.2 | 38.9
2 | GBFES Customer Demand: Industrial including losses | GW | Falling Short | Electricity | Min (14:00) | 10.7 | 11.3 | 10.5 | 11.4 | 11.1 | 10.4 | 12.1 | 12.6 | 12.8 | 12.7 | 11.8 | 12.4 | 11.9 | 12.3 | 12.4 | 12.4 | 12.5 | 12.5 | 12.6 | 12.7 | 12.8 | 13 | 13.1 | 13.3 | 13.5 | 13.6 | 13.9 | 14.1 | 14.2 | 14.4 | 14.5 | 14.8 | 15 | 15.2 | 15.5 | 15.8 | 16.4 | 16.8 | 17.2 | 17.6 | 18
2 | GBFES Customer Demand: Industrial including losses | GW | Leading the Way | Electricity | Min (14:00) | 10.7 | 11.3 | 10.5 | 11.4 | 11.1 | 10.4 | 12.1 | 12.6 | 12.8 | 12.7 | 11.7 | 12.4 | 11.9 | 12.1 | 12.1 | 12.8 | 13.2 | 13.9 | 14.6 | 15.9 | 17.4 | 18.8 | 19.5 | 20.7 | 22 | 21.7 | 22.6 | 23.1 | 23.8 | 24.2 | 25.3 | 27.6 | 29.6 | 32 | 34.5 | 35.3 | 36.5 | 37.4 | 38.3 | 39.7 | 40.6
2 | GBFES Customer Demand: Industrial including losses | GW | Five Year Forecast | Electricity | Min (14:00) | 2010-01-01: 10.7; 2011-01-01: 11.3; 2012-01-01: 10.5; 2013-01-01: 11.4; 2014-01-01: 11.1; 2015-01-01: 10.4; 2016-01-01: 12.1; 2017-01-01: 12.6; 2018-01-01: 12.8; 2019-01-01: 12.7; 2020-01-01: 11.7; 2021-01-01: 12.4; 2022-01-01: 11.9; 2023-01-01: 11.7; 2024-01-01: 11.7; 2025-01-01: 12.2; 2026-01-01: 12.9; 2027-01-01: 13.3; 2028-01-01: 13.3
3 | Industrial Sub Total (Heat components plus losses) | GW | System Transformation | Electricity | Min (14:00) | 9.9 | 10.5 | 9.7 | 10.6 | 10.2 | 9.7 | 11.2 | 11.7 | 11.9 | 11.7 | 10.5 | 11.1 | 10.7 | 10.9 | 10.9 | 10.9 | 10.9 | 10.8 | 10.8 | 10.8 | 10.8 | 10.9 | 11 | 11.1 | 11.2 | 11.3 | 11.4 | 11.6 | 11.7 | 11.9 | 12 | 12.2 | 12.4 | 12.6 | 12.9 | 13.1 | 13.2 | 13.3 | 13.4 | 13.4 | 13.5
3 | Industrial Sub Total (Heat components plus losses) | GW | Consumer Transformation | Electricity | Min (14:00) | 9.9 | 10.5 | 9.7 | 10.6 | 10.2 | 9.7 | 11.2 | 11.7 | 11.9 | 11.7 | 10.5 | 11.1 | 10.7 | 10.8 | 10.8 | 10.7 | 10.7 | 10.7 | 10.9 | 11.1 | 11.7 | 12.3 | 13.2 | 14.4 | 15.6 | 16.8 | 18.2 | 19.6 | 20.3 | 21.2 | 22.1 | 24.3 | 25.6 | 27.1 | 28.6 | 29.9 | 31.4 | 32.5 | 33.9 | 35.1 | 35.8
3 | Industrial Sub Total (Heat components plus losses) | GW | Falling Short | Electricity | Min (14:00) | 9.9 | 10.5 | 9.7 | 10.6 | 10.2 | 9.7 | 11.2 | 11.7 | 11.9 | 11.7 | 10.5 | 11.1 | 10.7 | 11.1 | 11.2 | 11.2 | 11.3 | 11.3 | 11.4 | 11.5 | 11.6 | 11.8 | 12 | 12.1 | 12.3 | 12.4 | 12.6 | 12.8 | 13 | 13.1 | 13.3 | 13.5 | 13.7 | 13.9 | 14.2 | 14.5 | 15 | 15.4 | 15.7 | 16.1 | 16.5
3 | Industrial Sub Total (Heat components plus losses) | GW | Leading the Way | Electricity | Min (14:00) | 9.9 | 10.5 | 9.7 | 10.6 | 10.2 | 9.7 | 11.2 | 11.7 | 11.9 | 11.7 | 10.5 | 11.1 | 10.7 | 10.8 | 10.8 | 11.5 | 11.9 | 12.6 | 13.2 | 14.5 | 15.9 | 17.1 | 17.8 | 19 | 20.2 | 20 | 20.7 | 21.2 | 21.9 | 22.3 | 23.2 | 25.4 | 27.2 | 29.4 | 31.7 | 32.5 | 33.6 | 34.4 | 35.3 | 36.6 | 37.4
3 | Industrial Sub Total (Heat components plus losses) | GW | Five Year Forecast | Electricity | Min (14:00) | 2010-01-01: 9.9; 2011-01-01: 10.5; 2012-01-01: 9.7; 2013-01-01: 10.6; 2014-01-01: 10.2; 2015-01-01: 9.7; 2016-01-01: 11.2; 2017-01-01: 11.7; 2018-01-01: 11.9; 2019-01-01: 11.7; 2020-01-01: 10.5; 2021-01-01: 11.1; 2022-01-01: 10.7; 2023-01-01: 10.5; 2024-01-01: 10.5; 2025-01-01: 11; 2026-01-01: 11.6; 2027-01-01: 12; 2028-01-01: 12.1
3 | Industrial Resistive Heat Summer Min | GW | System Transformation | Electricity | Min (14:00) | 0 | 0 | 0 | 0 | 0 | 0 | 0 | 0 | 0 | 0.1 | 0.3 | 0.3 | 0.3 | 0.3 | 0.3 | 0.3 | 0.3 | 0.2 | 0.2 | 0.2 | 0.2 | 0.1 | 0.1 | 0.1 | 0.1 | 0.1 | 0.1 | 0 | 0 | 0 | 0 | 0 | 0 | 0 | 0 | 0 | 0 | 0 | 0 | 0 | 0
3 | Industrial Resistive Heat Summer Min | GW | Consumer Transformation | Electricity | Min (14:00) | 0 | 0 | 0 | 0 | 0 | 0 | 0 | 0 | 0 | 0.1 | 0.3 | 0.3 | 0.3 | 0.3 | 0.3 | 0.3 | 0.2 | 0.2 | 0.2 | 0.2 | 0.2 | 0.1 | 0.1 | 0.1 | 0.1 | 0 | 0 | 0 | 0 | 0 | 0 | 0 | 0 | 0 | 0 | 0 | 0 | 0 | 0 | 0 | 0
3 | Industrial Resistive Heat Summer Min | GW | Falling Short | Electricity | Min (14:00) | 0 | 0 | 0 | 0 | 0 | 0 | 0 | 0 | 0 | 0.1 | 0.3 | 0.3 | 0.3 | 0.2 | 0.2 | 0.2 | 0.2 | 0.2 | 0.2 | 0.2 | 0.2 | 0.1 | 0.1 | 0.1 | 0.1 | 0.1 | 0.1 | 0.1 | 0.1 | 0.1 | 0.1 | 0.1 | 0.1 | 0.1 | 0.1 | 0.1 | 0.1 | 0.1 | 0.1 | 0.1 | 0.1
3 | Industrial Resistive Heat Summer Min | GW | Leading the Way | Electricity | Min (14:00) | 0 | 0 | 0 | 0 | 0 | 0 | 0 | 0 | 0 | 0.1 | 0.3 | 0.3 | 0.3 | 0.4 | 0.3 | 0.3 | 0.3 | 0.2 | 0.2 | 0.2 | 0.2 | 0.1 | 0.1 | 0.1 | 0.1 | 0 | 0 | 0 | 0 | 0 | 0 | 0 | 0 | 0 | 0 | 0 | 0 | 0 | 0 | 0 | 0
3 | Industrial Resistive Heat Summer Min | GW | Five Year Forecast | Electricity | Min (14:00) | 2010-01-01: 0; 2011-01-01: 0; 2012-01-01: 0; 2013-01-01: 0; 2014-01-01: 0; 2015-01-01: 0; 2016-01-01: 0; 2017-01-01: 0; 2018-01-01: 0; 2019-01-01: 0.1; 2020-01-01: 0.3; 2021-01-01: 0.3; 2022-01-01: 0.3; 2023-01-01: 0.3; 2024-01-01: 0.3; 2025-01-01: 0.3; 2026-01-01: 0.2; 2027-01-01: 0.2; 2028-01-01: 0.2
3 | Industrial Storage Heat Summer Min | GW | System Transformation | Electricity | Min (14:00) | 0 | 0 | 0 | 0 | 0 | 0 | 0 | 0 | 0 | 0.2 | 0 | 0 | 0 | 0 | 0 | 0 | 0 | 0 | 0 | 0 | 0 | 0 | 0 | 0 | 0 | 0 | 0 | 0 | 0 | 0 | 0 | 0 | 0 | 0 | 0 | 0 | 0 | 0 | 0 | 0 | 0
3 | Industrial Storage Heat Summer Min | GW | Consumer Transformation | Electricity | Min (14:00) | 0 | 0 | 0 | 0 | 0 | 0 | 0 | 0 | 0 | 0.2 | 0 | 0 | 0 | 0 | 0 | 0 | 0 | 0 | 0 | 0 | 0 | 0 | 0 | 0 | 0 | 0 | 0 | 0 | 0 | 0 | 0 | 0 | 0 | 0 | 0 | 0 | 0 | 0 | 0 | 0 | 0
3 | Industrial Storage Heat Summer Min | GW | Falling Short | Electricity | Min (14:00) | 0 | 0 | 0 | 0 | 0 | 0 | 0 | 0 | 0 | 0.2 | 0 | 0 | 0 | 0 | 0 | 0 | 0 | 0 | 0 | 0 | 0 | 0 | 0 | 0 | 0 | 0 | 0 | 0 | 0 | 0 | 0 | 0 | 0 | 0 | 0 | 0 | 0 | 0 | 0 | 0 | 0
3 | Industrial Storage Heat Summer Min | GW | Leading the Way | Electricity | Min (14:00) | 0 | 0 | 0 | 0 | 0 | 0 | 0 | 0 | 0 | 0.2 | 0 | 0 | 0 | 0 | 0 | 0 | 0 | 0 | 0 | 0 | 0 | 0 | 0 | 0 | 0 | 0 | 0 | 0 | 0 | 0 | 0 | 0 | 0 | 0 | 0 | 0 | 0 | 0 | 0 | 0 | 0
3 | Industrial Storage Heat Summer Min | GW | Five Year Forecast | Electricity | Min (14:00) | 2010-01-01: 0; 2011-01-01: 0; 2012-01-01: 0; 2013-01-01: 0; 2014-01-01: 0; 2015-01-01: 0; 2016-01-01: 0; 2017-01-01: 0; 2018-01-01: 0; 2019-01-01: 0.2; 2020-01-01: 0; 2021-01-01: 0; 2022-01-01: 0; 2023-01-01: 0; 2024-01-01: 0; 2025-01-01: 0; 2026-01-01: 0; 2027-01-01: 0; 2028-01-01: 0
3 | Industrial District Heat Summer Min | GW | System Transformation | Electricity | Min (14:00) | 0 | 0 | 0 | 0 | 0 | 0 | 0 | 0 | 0 | 0 | 0 | 0 | 0 | 0 | 0 | 0 | 0 | 0 | 0 | 0 | 0 | 0 | 0 | 0 | 0 | 0 | 0 | 0 | 0 | 0 | 0 | 0 | 0 | 0 | 0 | 0 | 0 | 0 | 0 | 0 | 0
3 | Industrial District Heat Summer Min | GW | Consumer Transformation | Electricity | Min (14:00) | 0 | 0 | 0 | 0 | 0 | 0 | 0 | 0 | 0 | 0 | 0 | 0 | 0 | 0 | 0 | 0 | 0 | 0 | 0 | 0 | 0 | 0 | 0 | 0 | 0 | 0 | 0 | 0 | 0 | 0 | 0 | 0 | 0 | 0 | 0 | 0 | 0 | 0 | 0 | 0 | 0
3 | Industrial District Heat Summer Min | GW | Falling Short | Electricity | Min (14:00) | 0 | 0 | 0 | 0 | 0 | 0 | 0 | 0 | 0 | 0 | 0 | 0 | 0 | 0 | 0 | 0 | 0 | 0 | 0 | 0 | 0 | 0 | 0 | 0 | 0 | 0 | 0 | 0 | 0 | 0 | 0 | 0 | 0 | 0 | 0 | 0 | 0 | 0 | 0 | 0 | 0
3 | Industrial District Heat Summer Min | GW | Leading the Way | Electricity | Min (14:00) | 0 | 0 | 0 | 0 | 0 | 0 | 0 | 0 | 0 | 0 | 0 | 0 | 0 | 0 | 0 | 0 | 0 | 0 | 0 | 0 | 0 | 0 | 0 | 0 | 0 | 0 | 0 | 0 | 0 | 0 | 0 | 0 | 0 | 0 | 0 | 0 | 0 | 0 | 0 | 0 | 0
3 | Industrial District Heat Summer Min | GW | Five Year Forecast | Electricity | Min (14:00) | 2010-01-01: 0; 2011-01-01: 0; 2012-01-01: 0; 2013-01-01: 0; 2014-01-01: 0; 2015-01-01: 0; 2016-01-01: 0; 2017-01-01: 0; 2018-01-01: 0; 2019-01-01: 0; 2020-01-01: 0; 2021-01-01: 0; 2022-01-01: 0; 2023-01-01: 0; 2024-01-01: 0; 2025-01-01: 0; 2026-01-01: 0; 2027-01-01: 0; 2028-01-01: 0
3 | Industrial Losses | GW | System Transformation | Electricity | Min (14:00) | 0.7 | 0.8 | 0.8 | 0.8 | 0.8 | 0.7 | 0.8 | 0.9 | 0.9 | 0.9 | 1 | 1 | 0.9 | 1 | 1 | 1 | 1 | 0.9 | 0.9 | 0.9 | 0.9 | 0.9 | 0.9 | 1 | 1 | 1 | 1 | 1 | 1 | 1 | 1 | 1 | 1.1 | 1.1 | 1.1 | 1.1 | 1.1 | 1.1 | 1.1 | 1.2 | 1.2
3 | Industrial Losses | GW | Consumer Transformation | Electricity | Min (14:00) | 0.7 | 0.8 | 0.8 | 0.8 | 0.8 | 0.7 | 0.8 | 0.9 | 0.9 | 0.9 | 1 | 1 | 0.9 | 1 | 1 | 0.9 | 0.9 | 0.9 | 0.9 | 1 | 1 | 1.1 | 1.1 | 1.2 | 1.3 | 1.4 | 1.6 | 1.7 | 1.7 | 1.8 | 1.9 | 2.1 | 2.2 | 2.3 | 2.4 | 2.6 | 2.7 | 2.8 | 2.9 | 3 | 3.1
3 | Industrial Losses | GW | Falling Short | Electricity | Min (14:00) | 0.7 | 0.8 | 0.8 | 0.8 | 0.8 | 0.7 | 0.8 | 0.9 | 0.9 | 0.9 | 1 | 1 | 0.9 | 1 | 1 | 1 | 1 | 1 | 1 | 1 | 1 | 1 | 1 | 1.1 | 1.1 | 1.1 | 1.1 | 1.1 | 1.1 | 1.1 | 1.1 | 1.2 | 1.2 | 1.2 | 1.2 | 1.3 | 1.3 | 1.3 | 1.4 | 1.4 | 1.4
3 | Industrial Losses | GW | Leading the Way | Electricity | Min (14:00) | 0.7 | 0.8 | 0.8 | 0.8 | 0.8 | 0.7 | 0.8 | 0.9 | 0.9 | 0.9 | 1 | 1 | 0.9 | 1 | 1 | 1 | 1 | 1.1 | 1.1 | 1.3 | 1.4 | 1.5 | 1.5 | 1.6 | 1.7 | 1.7 | 1.8 | 1.8 | 1.9 | 1.9 | 2 | 2.2 | 2.3 | 2.5 | 2.7 | 2.8 | 2.9 | 2.9 | 3 | 3.1 | 3.2
3 | Industrial Losses | GW | Five Year Forecast | Electricity | Min (14:00) | 2010-01-01: 0.7; 2011-01-01: 0.8; 2012-01-01: 0.8; 2013-01-01: 0.8; 2014-01-01: 0.8; 2015-01-01: 0.7; 2016-01-01: 0.8; 2017-01-01: 0.9; 2018-01-01: 0.9; 2019-01-01: 0.9; 2020-01-01: 1; 2021-01-01: 1; 2022-01-01: 0.9; 2023-01-01: 0.9; 2024-01-01: 0.9; 2025-01-01: 1; 2026-01-01: 1; 2027-01-01: 1; 2028-01-01: 1.1
2 | GBFES Customer Demand: Commercial including losses | GW | System Transformation | Electricity | Min (14:00) | 10.8 | 12.1 | 11.3 | 12.1 | 11.9 | 11.5 | 12.9 | 13.3 | 13.1 | 13.4 | 12.3 | 12.6 | 12.1 | 13 | 13.1 | 13.1 | 13.3 | 13.5 | 13.8 | 14.1 | 14.4 | 14.7 | 15.1 | 15.6 | 16.2 | 16.7 | 17.4 | 18.1 | 18.7 | 19.4 | 20.1 | 20.7 | 21.2 | 21.6 | 21.6 | 21.4 | 21.4 | 21.3 | 21.2 | 21.1 | 21
2 | GBFES Customer Demand: Commercial including losses | GW | Consumer Transformation | Electricity | Min (14:00) | 10.8 | 12.1 | 11.3 | 12.1 | 11.9 | 11.5 | 12.9 | 13.3 | 13.1 | 13.4 | 12.3 | 12.6 | 12.1 | 12.9 | 13.1 | 13.3 | 13.6 | 14 | 14.5 | 15.2 | 15.7 | 16.4 | 17.2 | 18 | 18.9 | 19.8 | 20.8 | 21.8 | 22.8 | 23.7 | 24.7 | 25.5 | 26 | 26.2 | 26.3 | 26.4 | 26.4 | 26.4 | 26.5 | 26.5 | 26.5
2 | GBFES Customer Demand: Commercial including losses | GW | Falling Short | Electricity | Min (14:00) | 10.8 | 12.1 | 11.3 | 12.1 | 11.9 | 11.5 | 12.9 | 13.3 | 13.1 | 13.4 | 12.3 | 12.6 | 12.1 | 12.3 | 12.5 | 12.7 | 12.8 | 13 | 13.2 | 13.5 | 13.8 | 14 | 14.3 | 14.7 | 15.1 | 15.5 | 16 | 16.4 | 17 | 17.5 | 18.2 | 18.9 | 19.7 | 20.5 | 21.3 | 22.2 | 22.8 | 23.2 | 23.4 | 23.6 | 23.7
2 | GBFES Customer Demand: Commercial including losses | GW | Leading the Way | Electricity | Min (14:00) | 10.8 | 12.1 | 11.3 | 12.1 | 11.9 | 11.5 | 12.9 | 13.3 | 13.1 | 13.4 | 12.3 | 12.6 | 12.1 | 12.9 | 13.2 | 13.5 | 14 | 14.5 | 15.2 | 15.8 | 16.4 | 17 | 17.7 | 18.5 | 19.2 | 19.9 | 20.5 | 21.2 | 21.8 | 22.3 | 22.7 | 22.9 | 23.1 | 23.2 | 23.2 | 23.1 | 23.1 | 23 | 23 | 22.9 | 22.8
2 | GBFES Customer Demand: Commercial including losses | GW | Five Year Forecast | Electricity | Min (14:00) | 2010-01-01: 10.8; 2011-01-01: 12.1; 2012-01-01: 11.3; 2013-01-01: 12.1; 2014-01-01: 11.9; 2015-01-01: 11.5; 2016-01-01: 12.9; 2017-01-01: 13.3; 2018-01-01: 13.1; 2019-01-01: 13.4; 2020-01-01: 12.3; 2021-01-01: 12.6; 2022-01-01: 12.1; 2023-01-01: 11.9; 2024-01-01: 12.1; 2025-01-01: 12.7; 2026-01-01: 13.3; 2027-01-01: 13.4; 2028-01-01: 14
3 | Commercial Sub Total (Heat components plus losses) | GW | System Transformation | Electricity | Min (14:00) | 10.1 | 11.2 | 10.5 | 11.3 | 11 | 10.7 | 12 | 12.3 | 12.2 | 12.4 | 10.9 | 11.1 | 10.7 | 11.2 | 11.3 | 11.3 | 11.4 | 11.5 | 11.6 | 11.8 | 11.9 | 12 | 12 | 12.1 | 12.2 | 12.2 | 12.3 | 12.3 | 12.3 | 12.4 | 12.4 | 12.5 | 12.5 | 12.5 | 12.4 | 12.4 | 12.4 | 12.4 | 12.4 | 12.4 | 12.4
3 | Commercial Sub Total (Heat components plus losses) | GW | Consumer Transformation | Electricity | Min (14:00) | 10.1 | 11.2 | 10.5 | 11.3 | 11 | 10.7 | 12 | 12.3 | 12.2 | 12.4 | 10.9 | 11.1 | 10.7 | 11.1 | 11.2 | 11.2 | 11.4 | 11.5 | 11.8 | 12.1 | 12.3 | 12.5 | 12.7 | 12.9 | 13.1 | 13.3 | 13.5 | 13.8 | 14 | 14.3 | 14.5 | 14.7 | 14.8 | 14.9 | 15 | 15 | 15.1 | 15.2 | 15.2 | 15.3 | 15.3
3 | Commercial Sub Total (Heat components plus losses) | GW | Falling Short | Electricity | Min (14:00) | 10.1 | 11.2 | 10.5 | 11.3 | 11 | 10.7 | 12 | 12.3 | 12.2 | 12.4 | 10.9 | 11.1 | 10.7 | 11.3 | 11.4 | 11.5 | 11.6 | 11.7 | 11.9 | 12 | 12.1 | 12.3 | 12.4 | 12.5 | 12.6 | 12.7 | 12.8 | 12.8 | 12.8 | 12.9 | 12.9 | 12.9 | 13 | 13 | 13.1 | 13.1 | 13.1 | 13.2 | 13.2 | 13.2 | 13.2
3 | Commercial Sub Total (Heat components plus losses) | GW | Leading the Way | Electricity | Min (14:00) | 10.1 | 11.2 | 10.5 | 11.3 | 11 | 10.7 | 12 | 12.3 | 12.2 | 12.4 | 10.9 | 11.1 | 10.7 | 11.1 | 11.3 | 11.4 | 11.7 | 12 | 12.3 | 12.6 | 12.8 | 12.9 | 13.1 | 13.3 | 13.5 | 13.7 | 13.9 | 14.1 | 14.3 | 14.4 | 14.5 | 14.5 | 14.5 | 14.5 | 14.6 | 14.6 | 14.7 | 14.7 | 14.8 | 14.8 | 14.9
3 | Commercial Sub Total (Heat components plus losses) | GW | Five Year Forecast | Electricity | Min (14:00) | 2010-01-01: 10.1; 2011-01-01: 11.2; 2012-01-01: 10.5; 2013-01-01: 11.3; 2014-01-01: 11; 2015-01-01: 10.7; 2016-01-01: 12; 2017-01-01: 12.3; 2018-01-01: 12.2; 2019-01-01: 12.4; 2020-01-01: 10.9; 2021-01-01: 11.1; 2022-01-01: 10.7; 2023-01-01: 10.5; 2024-01-01: 10.6; 2025-01-01: 11.1; 2026-01-01: 11.5; 2027-01-01: 11.9; 2028-01-01: 12.3
3 | Commercial EV Summer Min | GW | System Transformation | Electricity | Min (14:00) | 0 | 0 | 0 | 0 | 0 | 0 | 0 | 0 | 0 | 0 | 0 | 0.1 | 0.1 | 0.1 | 0.1 | 0.2 | 0.2 | 0.3 | 0.4 | 0.6 | 0.7 | 1 | 1.3 | 1.6 | 2.1 | 2.6 | 3.1 | 3.7 | 4.2 | 4.8 | 5.3 | 5.8 | 6.2 | 6.6 | 6.5 | 6.5 | 6.4 | 6.2 | 6.1 | 6 | 5.9
3 | Commercial EV Summer Min | GW | Consumer Transformation | Electricity | Min (14:00) | 0 | 0 | 0 | 0 | 0 | 0 | 0 | 0 | 0 | 0 | 0 | 0.1 | 0.1 | 0.1 | 0.2 | 0.3 | 0.4 | 0.5 | 0.7 | 1 | 1.3 | 1.7 | 2.2 | 2.7 | 3.3 | 3.9 | 4.5 | 5.1 | 5.7 | 6.3 | 6.9 | 7.5 | 7.7 | 7.8 | 7.8 | 7.8 | 7.7 | 7.7 | 7.6 | 7.6 | 7.5
3 | Commercial EV Summer Min | GW | Falling Short | Electricity | Min (14:00) | 0 | 0 | 0 | 0 | 0 | 0 | 0 | 0 | 0 | 0 | 0 | 0.1 | 0.1 | 0.1 | 0.1 | 0.2 | 0.2 | 0.3 | 0.3 | 0.4 | 0.5 | 0.7 | 0.8 | 1 | 1.3 | 1.6 | 1.9 | 2.3 | 2.8 | 3.3 | 3.9 | 4.5 | 5.2 | 5.9 | 6.6 | 7.4 | 7.9 | 8.3 | 8.4 | 8.5 | 8.6
3 | Commercial EV Summer Min | GW | Leading the Way | Electricity | Min (14:00) | 0 | 0 | 0 | 0 | 0 | 0 | 0 | 0 | 0 | 0 | 0 | 0.1 | 0.1 | 0.1 | 0.2 | 0.3 | 0.4 | 0.5 | 0.7 | 1 | 1.3 | 1.6 | 2 | 2.4 | 2.8 | 3.2 | 3.5 | 3.8 | 4.1 | 4.3 | 4.6 | 4.7 | 4.8 | 4.9 | 4.8 | 4.8 | 4.6 | 4.5 | 4.4 | 4.3 | 4.1
3 | Commercial EV Summer Min | GW | Five Year Forecast | Electricity | Min (14:00) | 2010-01-01: 0; 2011-01-01: 0; 2012-01-01: 0; 2013-01-01: 0; 2014-01-01: 0; 2015-01-01: 0; 2016-01-01: 0; 2017-01-01: 0; 2018-01-01: 0; 2019-01-01: 0; 2020-01-01: 0; 2021-01-01: 0.1; 2022-01-01: 0.1; 2023-01-01: 0.1; 2024-01-01: 0.2; 2025-01-01: 0.2; 2026-01-01: 0.3; 2027-01-01: 0.4; 2028-01-01: 0.6
3 | Commercial Resistive Heat Summer Min | GW | System Transformation | Electricity | Min (14:00) | 0 | 0 | 0 | 0 | 0 | 0 | 0 | 0 | 0 | 0.1 | 0.3 | 0.4 | 0.4 | 0.5 | 0.5 | 0.5 | 0.4 | 0.4 | 0.4 | 0.4 | 0.3 | 0.3 | 0.2 | 0.2 | 0.2 | 0.1 | 0.1 | 0.1 | 0.1 | 0.1 | 0.1 | 0.1 | 0.1 | 0 | 0 | 0 | 0 | 0 | 0 | 0 | 0
3 | Commercial Resistive Heat Summer Min | GW | Consumer Transformation | Electricity | Min (14:00) | 0 | 0 | 0 | 0 | 0 | 0 | 0 | 0 | 0 | 0.1 | 0.3 | 0.4 | 0.4 | 0.5 | 0.5 | 0.4 | 0.4 | 0.4 | 0.4 | 0.3 | 0.3 | 0.3 | 0.2 | 0.2 | 0.1 | 0.1 | 0.1 | 0.1 | 0.1 | 0.1 | 0.1 | 0.1 | 0.1 | 0.1 | 0 | 0 | 0 | 0 | 0 | 0 | 0
3 | Commercial Resistive Heat Summer Min | GW | Falling Short | Electricity | Min (14:00) | 0 | 0 | 0 | 0 | 0 | 0 | 0 | 0 | 0 | 0.1 | 0.3 | 0.4 | 0.4 | 0.3 | 0.3 | 0.3 | 0.3 | 0.3 | 0.3 | 0.3 | 0.3 | 0.3 | 0.3 | 0.3 | 0.3 | 0.3 | 0.4 | 0.4 | 0.4 | 0.4 | 0.4 | 0.4 | 0.4 | 0.4 | 0.4 | 0.4 | 0.4 | 0.4 | 0.4 | 0.4 | 0.4
3 | Commercial Resistive Heat Summer Min | GW | Leading the Way | Electricity | Min (14:00) | 0 | 0 | 0 | 0 | 0 | 0 | 0 | 0 | 0 | 0.1 | 0.3 | 0.4 | 0.4 | 0.5 | 0.5 | 0.4 | 0.4 | 0.4 | 0.3 | 0.3 | 0.3 | 0.2 | 0.2 | 0.1 | 0.1 | 0.1 | 0.1 | 0.1 | 0.1 | 0.1 | 0 | 0 | 0 | 0 | 0 | 0 | 0 | 0 | 0 | 0 | 0
3 | Commercial Resistive Heat Summer Min | GW | Five Year Forecast | Electricity | Min (14:00) | 2010-01-01: 0; 2011-01-01: 0; 2012-01-01: 0; 2013-01-01: 0; 2014-01-01: 0; 2015-01-01: 0; 2016-01-01: 0; 2017-01-01: 0; 2018-01-01: 0; 2019-01-01: 0.1; 2020-01-01: 0.3; 2021-01-01: 0.4; 2022-01-01: 0.4; 2023-01-01: 0.3; 2024-01-01: 0.3; 2025-01-01: 0.3; 2026-01-01: 0.3; 2027-01-01: 0.3; 2028-01-01: 0.3
3 | Commercial Storage Heat Summer Min | GW | System Transformation | Electricity | Min (14:00) | 0 | 0 | 0 | 0 | 0 | 0 | 0 | 0 | 0 | 0.2 | 0 | 0 | 0 | 0 | 0 | 0 | 0 | 0 | 0 | 0 | 0 | 0 | 0 | 0 | 0 | 0 | 0 | 0 | 0 | 0 | 0 | 0 | 0 | 0 | 0 | 0 | 0 | 0 | 0 | 0 | 0
3 | Commercial Storage Heat Summer Min | GW | Consumer Transformation | Electricity | Min (14:00) | 0 | 0 | 0 | 0 | 0 | 0 | 0 | 0 | 0 | 0.2 | 0 | 0 | 0 | 0 | 0 | 0 | 0 | 0 | 0 | 0 | 0 | 0 | 0 | 0 | 0 | 0 | 0 | 0 | 0 | 0 | 0 | 0 | 0 | 0 | 0 | 0 | 0 | 0.1 | 0.1 | 0.1 | 0.1
3 | Commercial Storage Heat Summer Min | GW | Falling Short | Electricity | Min (14:00) | 0 | 0 | 0 | 0 | 0 | 0 | 0 | 0 | 0 | 0.2 | 0 | 0 | 0 | 0 | 0 | 0 | 0 | 0 | 0 | 0 | 0 | 0 | 0 | 0 | 0 | 0 | 0 | 0 | 0 | 0 | 0 | 0 | 0 | 0 | 0 | 0 | 0 | 0 | 0 | 0 | 0
3 | Commercial Storage Heat Summer Min | GW | Leading the Way | Electricity | Min (14:00) | 0 | 0 | 0 | 0 | 0 | 0 | 0 | 0 | 0 | 0.2 | 0 | 0 | 0 | 0 | 0 | 0 | 0 | 0 | 0 | 0 | 0 | 0 | 0 | 0 | 0 | 0 | 0 | 0 | 0 | 0 | 0 | 0 | 0 | 0 | 0 | 0 | 0 | 0 | 0 | 0 | 0
3 | Commercial Storage Heat Summer Min | GW | Five Year Forecast | Electricity | Min (14:00) | 2010-01-01: 0; 2011-01-01: 0; 2012-01-01: 0; 2013-01-01: 0; 2014-01-01: 0; 2015-01-01: 0; 2016-01-01: 0; 2017-01-01: 0; 2018-01-01: 0; 2019-01-01: 0.2; 2020-01-01: 0; 2021-01-01: 0; 2022-01-01: 0; 2023-01-01: 0; 2024-01-01: 0; 2025-01-01: 0; 2026-01-01: 0; 2027-01-01: 0; 2028-01-01: 0
3 | Commercial District Heat Summer Min | GW | System Transformation | Electricity | Min (14:00) | 0 | 0 | 0 | 0 | 0 | 0 | 0 | 0 | 0 | 0.1 | 0 | 0 | 0 | 0 | 0 | 0 | 0 | 0.1 | 0.1 | 0.1 | 0.1 | 0.1 | 0.1 | 0.1 | 0.1 | 0.1 | 0.1 | 0.1 | 0.2 | 0.2 | 0.2 | 0.2 | 0.2 | 0.2 | 0.2 | 0.2 | 0.2 | 0.3 | 0.3 | 0.3 | 0.3
3 | Commercial District Heat Summer Min | GW | Consumer Transformation | Electricity | Min (14:00) | 0 | 0 | 0 | 0 | 0 | 0 | 0 | 0 | 0 | 0.1 | 0 | 0 | 0 | 0 | 0 | 0 | 0 | 0.1 | 0.1 | 0.1 | 0.1 | 0.1 | 0.1 | 0.1 | 0.1 | 0.1 | 0.2 | 0.2 | 0.2 | 0.2 | 0.2 | 0.2 | 0.2 | 0.3 | 0.3 | 0.3 | 0.3 | 0.3 | 0.3 | 0.3 | 0.3
3 | Commercial District Heat Summer Min | GW | Falling Short | Electricity | Min (14:00) | 0 | 0 | 0 | 0 | 0 | 0 | 0 | 0 | 0 | 0.1 | 0 | 0 | 0 | 0 | 0 | 0 | 0 | 0 | 0 | 0 | 0 | 0 | 0 | 0.1 | 0.1 | 0.1 | 0.1 | 0.1 | 0.1 | 0.1 | 0.1 | 0.1 | 0.1 | 0.1 | 0.1 | 0.1 | 0.1 | 0.2 | 0.2 | 0.2 | 0.2
3 | Commercial District Heat Summer Min | GW | Leading the Way | Electricity | Min (14:00) | 0 | 0 | 0 | 0 | 0 | 0 | 0 | 0 | 0 | 0.1 | 0 | 0 | 0 | 0 | 0 | 0 | 0 | 0 | 0 | 0 | 0 | 0 | 0 | 0.1 | 0.1 | 0.1 | 0.1 | 0.1 | 0.1 | 0.1 | 0.1 | 0.1 | 0.1 | 0.1 | 0.1 | 0.1 | 0.1 | 0.1 | 0.2 | 0.2 | 0.2
3 | Commercial District Heat Summer Min | GW | Five Year Forecast | Electricity | Min (14:00) | 2010-01-01: 0; 2011-01-01: 0; 2012-01-01: 0; 2013-01-01: 0; 2014-01-01: 0; 2015-01-01: 0; 2016-01-01: 0; 2017-01-01: 0; 2018-01-01: 0; 2019-01-01: 0.1; 2020-01-01: 0; 2021-01-01: 0; 2022-01-01: 0; 2023-01-01: 0; 2024-01-01: 0; 2025-01-01: 0; 2026-01-01: 0; 2027-01-01: 0; 2028-01-01: 0
3 | Commercial Heat Pumps | GW | System Transformation | Electricity | Min (14:00) | 0 | 0 | 0 | 0 | 0 | 0 | 0 | 0 | 0 | 0 | 0 | 0 | 0 | 0.1 | 0.1 | 0.1 | 0.1 | 0.1 | 0.2 | 0.2 | 0.2 | 0.2 | 0.3 | 0.3 | 0.3 | 0.4 | 0.4 | 0.4 | 0.5 | 0.5 | 0.5 | 0.5 | 0.6 | 0.6 | 0.6 | 0.6 | 0.6 | 0.6 | 0.7 | 0.7 | 0.7
3 | Commercial Heat Pumps | GW | Consumer Transformation | Electricity | Min (14:00) | 0 | 0 | 0 | 0 | 0 | 0 | 0 | 0 | 0 | 0 | 0 | 0 | 0 | 0.1 | 0.1 | 0.2 | 0.3 | 0.3 | 0.4 | 0.5 | 0.5 | 0.6 | 0.6 | 0.7 | 0.8 | 0.8 | 0.9 | 0.9 | 1 | 1 | 1 | 1 | 1 | 1.1 | 1.1 | 1.1 | 1.1 | 1.1 | 1.2 | 1.2 | 1.2
3 | Commercial Heat Pumps | GW | Falling Short | Electricity | Min (14:00) | 0 | 0 | 0 | 0 | 0 | 0 | 0 | 0 | 0 | 0 | 0 | 0 | 0 | 0.1 | 0.1 | 0.1 | 0.1 | 0.1 | 0.1 | 0.1 | 0.1 | 0.1 | 0.1 | 0.1 | 0.1 | 0.2 | 0.2 | 0.2 | 0.2 | 0.2 | 0.2 | 0.2 | 0.2 | 0.2 | 0.2 | 0.3 | 0.3 | 0.4 | 0.4 | 0.4 | 0.5
3 | Commercial Heat Pumps | GW | Leading the Way | Electricity | Min (14:00) | 0 | 0 | 0 | 0 | 0 | 0 | 0 | 0 | 0 | 0 | 0 | 0 | 0 | 0.2 | 0.2 | 0.3 | 0.3 | 0.4 | 0.6 | 0.7 | 0.8 | 0.9 | 1 | 1.1 | 1.2 | 1.3 | 1.4 | 1.5 | 1.5 | 1.6 | 1.7 | 1.7 | 1.7 | 1.7 | 1.7 | 1.7 | 1.7 | 1.8 | 1.8 | 1.8 | 1.8
3 | Commercial Heat Pumps | GW | Five Year Forecast | Electricity | Min (14:00) | 2010-01-01: 0; 2011-01-01: 0; 2012-01-01: 0; 2013-01-01: 0; 2014-01-01: 0; 2015-01-01: 0; 2016-01-01: 0; 2017-01-01: 0; 2018-01-01: 0; 2019-01-01: 0; 2020-01-01: 0; 2021-01-01: 0; 2022-01-01: 0; 2023-01-01: 0; 2024-01-01: 0; 2025-01-01: 0; 2026-01-01: 0.1; 2027-01-01: 0.1; 2028-01-01: 0.1
3 | Commercial Losses | GW | System Transformation | Electricity | Min (14:00) | 0.8 | 0.8 | 0.8 | 0.8 | 0.9 | 0.8 | 0.9 | 1 | 0.9 | 1 | 1 | 1 | 1 | 1 | 1 | 1 | 1 | 1.1 | 1.1 | 1.1 | 1.1 | 1.2 | 1.2 | 1.2 | 1.3 | 1.3 | 1.4 | 1.4 | 1.5 | 1.5 | 1.6 | 1.6 | 1.7 | 1.7 | 1.7 | 1.7 | 1.7 | 1.7 | 1.7 | 1.7 | 1.7
3 | Commercial Losses | GW | Consumer Transformation | Electricity | Min (14:00) | 0.8 | 0.8 | 0.8 | 0.8 | 0.9 | 0.8 | 0.9 | 1 | 0.9 | 1 | 1 | 1 | 1 | 1 | 1 | 1 | 1.1 | 1.1 | 1.1 | 1.2 | 1.2 | 1.3 | 1.4 | 1.4 | 1.5 | 1.6 | 1.6 | 1.7 | 1.8 | 1.9 | 1.9 | 2 | 2 | 2.1 | 2.1 | 2.1 | 2.1 | 2.1 | 2.1 | 2.1 | 2.1
3 | Commercial Losses | GW | Falling Short | Electricity | Min (14:00) | 0.8 | 0.8 | 0.8 | 0.8 | 0.9 | 0.8 | 0.9 | 1 | 0.9 | 1 | 1 | 1 | 1 | 1 | 1 | 1 | 1 | 1.1 | 1.1 | 1.1 | 1.1 | 1.1 | 1.2 | 1.2 | 1.2 | 1.3 | 1.3 | 1.3 | 1.4 | 1.4 | 1.5 | 1.5 | 1.6 | 1.6 | 1.7 | 1.8 | 1.8 | 1.9 | 1.9 | 1.9 | 1.9
3 | Commercial Losses | GW | Leading the Way | Electricity | Min (14:00) | 0.8 | 0.8 | 0.8 | 0.8 | 0.9 | 0.8 | 0.9 | 1 | 0.9 | 1 | 1 | 1 | 1 | 1 | 1 | 1.1 | 1.1 | 1.1 | 1.2 | 1.2 | 1.3 | 1.3 | 1.4 | 1.5 | 1.5 | 1.6 | 1.6 | 1.7 | 1.7 | 1.8 | 1.8 | 1.8 | 1.8 | 1.8 | 1.8 | 1.8 | 1.8 | 1.8 | 1.8 | 1.8 | 1.8
3 | Commercial Losses | GW | Five Year Forecast | Electricity | Min (14:00) | 2010-01-01: 0.8; 2011-01-01: 0.8; 2012-01-01: 0.8; 2013-01-01: 0.8; 2014-01-01: 0.9; 2015-01-01: 0.8; 2016-01-01: 0.9; 2017-01-01: 1; 2018-01-01: 0.9; 2019-01-01: 1; 2020-01-01: 1; 2021-01-01: 1; 2022-01-01: 1; 2023-01-01: 0.9; 2024-01-01: 1; 2025-01-01: 1; 2026-01-01: 1; 2027-01-01: 1.1; 2028-01-01: 1.1
2 | GBFES Customer Demand: Direct Transmission Customers | GW | System Transformation | Electricity | Min (14:00) | 1 | 1 | 1 | 1 | 1 | 1 | 0.8 | 0.8 | 0.8 | 0.8 | 0.8 | 0.8 | 0.8 | 0.8 | 0.8 | 0.8 | 0.8 | 0.8 | 0.8 | 0.8 | 0.8 | 0.8 | 0.8 | 0.8 | 0.9 | 0.9 | 0.9 | 0.9 | 0.9 | 0.9 | 0.9 | 0.9 | 0.9 | 0.9 | 0.9 | 0.9 | 1 | 1 | 1 | 1 | 1
2 | GBFES Customer Demand: Direct Transmission Customers | GW | Consumer Transformation | Electricity | Min (14:00) | 1 | 1 | 1 | 1 | 1 | 1 | 0.8 | 0.8 | 0.8 | 0.8 | 0.8 | 0.8 | 0.8 | 0.8 | 0.8 | 0.8 | 0.8 | 0.8 | 0.8 | 0.8 | 0.8 | 0.8 | 0.8 | 0.8 | 0.8 | 0.8 | 0.8 | 0.9 | 0.9 | 0.9 | 0.9 | 0.9 | 0.9 | 0.9 | 0.9 | 0.9 | 0.9 | 0.9 | 0.9 | 0.9 | 0.9
2 | GBFES Customer Demand: Direct Transmission Customers | GW | Falling Short | Electricity | Min (14:00) | 1 | 1 | 1 | 1 | 1 | 1 | 0.8 | 0.8 | 0.8 | 0.8 | 0.8 | 0.8 | 0.8 | 0.8 | 0.8 | 0.8 | 0.8 | 0.8 | 0.8 | 0.8 | 0.8 | 0.8 | 0.8 | 0.8 | 0.8 | 0.8 | 0.8 | 0.8 | 0.8 | 0.8 | 0.8 | 0.8 | 0.8 | 0.9 | 0.9 | 0.9 | 0.9 | 0.9 | 0.9 | 0.9 | 0.9
2 | GBFES Customer Demand: Direct Transmission Customers | GW | Leading the Way | Electricity | Min (14:00) | 1 | 1 | 1 | 1 | 1 | 1 | 0.8 | 0.8 | 0.8 | 0.8 | 0.8 | 0.8 | 0.8 | 0.8 | 0.8 | 0.8 | 0.8 | 0.8 | 0.8 | 0.8 | 0.8 | 0.8 | 0.8 | 0.8 | 0.8 | 0.8 | 0.8 | 0.8 | 0.8 | 0.8 | 0.8 | 0.8 | 0.8 | 0.9 | 0.9 | 0.9 | 0.9 | 0.9 | 0.9 | 0.9 | 0.9
2 | GBFES Customer Demand: Direct Transmission Customers | GW | Five Year Forecast | Electricity | Min (14:00) | 2010-01-01: 1; 2011-01-01: 1; 2012-01-01: 1; 2013-01-01: 1; 2014-01-01: 1; 2015-01-01: 1; 2016-01-01: 0.8; 2017-01-01: 0.8; 2018-01-01: 0.8; 2019-01-01: 0.8; 2020-01-01: 0.8; 2021-01-01: 0.8; 2022-01-01: 0.8; 2023-01-01: 0.8; 2024-01-01: 0.8; 2025-01-01: 0.8; 2026-01-01: 0.8; 2027-01-01: 0.8; 2028-01-01: 0.8
2 | GBFES System Demand: On Grid Electrolysis | GW | System Transformation | Electricity | Min (14:00) | 0 | 0 | 0 | 0 | 0 | 0 | 0 | 0 | 0 | 0 | 0 | 0.1 | 0.1 | 0 | 0 | 0.6 | 1.6 | 2.3 | 2.6 | 2.9 | 3.3 | 3.8 | 4.3 | 4.8 | 5.3 | 7.4 | 8.2 | 10 | 11.6 | 14.3 | 15.3 | 18.7 | 21.6 | 25.5 | 29.6 | 34.3 | 37.4 | 40.2 | 43 | 45.4 | 46.4
2 | GBFES System Demand: On Grid Electrolysis | GW | Consumer Transformation | Electricity | Min (14:00) | 0 | 0 | 0 | 0 | 0 | 0 | 0 | 0 | 0 | 0 | 0 | 0.1 | 0.1 | 0 | 0 | 0 | 0.1 | 0.2 | 0.3 | 0.5 | 0.9 | 1.3 | 2.1 | 2.9 | 3.8 | 4.6 | 5.6 | 6.5 | 7.1 | 7.7 | 8.5 | 11.2 | 13.5 | 15.7 | 18.1 | 20 | 22.5 | 24.6 | 27.2 | 29.1 | 30.8
2 | GBFES System Demand: On Grid Electrolysis | GW | Falling Short | Electricity | Min (14:00) | 0 | 0 | 0 | 0 | 0 | 0 | 0 | 0 | 0 | 0 | 0 | 0.1 | 0.1 | 0 | 0 | 0 | 0.1 | 0.2 | 0.3 | 0.3 | 0.4 | 0.5 | 0.6 | 0.7 | 0.8 | 0.8 | 0.8 | 0.9 | 0.9 | 0.9 | 0.9 | 0.9 | 0.9 | 1 | 1 | 1 | 1.1 | 1.3 | 1.5 | 1.8 | 2
2 | GBFES System Demand: On Grid Electrolysis | GW | Leading the Way | Electricity | Min (14:00) | 0 | 0 | 0 | 0 | 0 | 0 | 0 | 0 | 0 | 0 | 0 | 0.1 | 0.1 | 0 | 0.1 | 1.7 | 2.6 | 3.6 | 4.9 | 7.1 | 9.5 | 10.4 | 10.7 | 11.1 | 12.3 | 12.9 | 13.9 | 14.5 | 15.3 | 16 | 18.2 | 22.4 | 26.4 | 30.3 | 33.3 | 35.8 | 38.7 | 41.1 | 43.2 | 45.8 | 48
2 | GBFES System Demand: On Grid Electrolysis | GW | Five Year Forecast | Electricity | Min (14:00) | 2010-01-01: 0; 2011-01-01: 0; 2012-01-01: 0; 2013-01-01: 0; 2014-01-01: 0; 2015-01-01: 0; 2016-01-01: 0; 2017-01-01: 0; 2018-01-01: 0; 2019-01-01: 0; 2020-01-01: 0; 2021-01-01: 0.1; 2022-01-01: 0.1; 2023-01-01: 0; 2024-01-01: 0; 2025-01-01: 0.3; 2026-01-01: 0.5; 2027-01-01: 0.6; 2028-01-01: 0.7
1 | GBFES Peak Customer Demand: Total Consumption plus Losses | GW | Consumer Transformation | Electricity | Peak | 61.7 | 60.3 | 60 | 59.9 | 60.5 | 59.8 | 58.9 | 59 | 59.3 | 58.1 | 58.1 | 59 | 57.7 | 56.8 | 57.2 | 58.1 | 58.9 | 60.4 | 62.9 | 65.9 | 68.5 | 71.5 | 75.2 | 79.1 | 83.1 | 87 | 90.9 | 95.7 | 100.2 | 104.3 | 107 | 109.6 | 112.3 | 114.3 | 116.1 | 116 | 114.7 | 115 | 114.7 | 114.6 | 112.9
1 | GBFES Peak Customer Demand: Total Consumption plus Losses | GW | Falling Short | Electricity | Peak | 61.7 | 60.3 | 60 | 59.9 | 60.5 | 59.8 | 58.9 | 59 | 59.3 | 58.1 | 58.1 | 59 | 57.7 | 61 | 61.8 | 62.8 | 63.5 | 64.4 | 65.1 | 66.1 | 67.4 | 69 | 70.8 | 73 | 75.3 | 77.6 | 79.9 | 82.5 | 85.2 | 88 | 90.8 | 93.6 | 96.3 | 99.1 | 101.6 | 103.9 | 105.9 | 107.9 | 109.8 | 111.8 | 114.2
1 | GBFES Peak Customer Demand: Total Consumption plus Losses | GW | Five Year Forecast | Electricity | Peak | 2010-01-01: 61.7; 2011-01-01: 60.3; 2012-01-01: 60; 2013-01-01: 59.9; 2014-01-01: 60.5; 2015-01-01: 59.8; 2016-01-01: 58.9; 2017-01-01: 59; 2018-01-01: 59.3; 2019-01-01: 58.1; 2020-01-01: 58.1; 2021-01-01: 59; 2022-01-01: 57.7; 2023-01-01: 58.1; 2024-01-01: 58.4; 2025-01-01: 59.4; 2026-01-01: 60.3; 2027-01-01: 61.4; 2028-01-01: 63
1 | GBFES Peak Customer Demand: Total Consumption plus Losses | GW | Leading the Way | Electricity | Peak | 61.7 | 60.3 | 60 | 59.9 | 60.5 | 59.8 | 58.9 | 59 | 59.3 | 58.1 | 58.1 | 59 | 57.7 | 56.2 | 54.9 | 55 | 55.9 | 57 | 59 | 60.7 | 62.8 | 66.3 | 69.7 | 73.8 | 78.7 | 81.8 | 84.5 | 88.5 | 91.4 | 93.6 | 94.2 | 95 | 96.3 | 97.4 | 98.3 | 98.4 | 97.5 | 97.9 | 97.8 | 97.9 | 97.5
1 | GBFES Peak Customer Demand: Total Consumption plus Losses | GW | System Transformation | Electricity | Peak | 61.7 | 60.3 | 60 | 59.9 | 60.5 | 59.8 | 58.9 | 59 | 59.3 | 58.1 | 58.1 | 59 | 57.7 | 58 | 58.2 | 58.4 | 58.9 | 59.6 | 60.6 | 62.1 | 63.3 | 64.9 | 66.8 | 69 | 71 | 72.9 | 75.6 | 78.4 | 81 | 83.5 | 85.5 | 87.5 | 90 | 92.1 | 93.9 | 95.2 | 96.2 | 97.6 | 99 | 100.3 | 100.8
2 | GB FES System Demand: Direct Connects | GW | Consumer Transformation | Electricity | Peak | 1 | 1 | 1 | 1 | 1 | 1 | 0.8 | 0.8 | 0.8 | 0.8 | 0.8 | 0.8 | 0.8 | 0.8 | 0.8 | 0.8 | 0.8 | 0.8 | 0.8 | 0.8 | 0.8 | 0.8 | 0.8 | 0.8 | 0.8 | 0.8 | 0.8 | 0.9 | 0.9 | 0.9 | 0.9 | 0.9 | 0.9 | 0.9 | 0.9 | 0.9 | 0.9 | 0.9 | 0.9 | 0.9 | 0.9
2 | GB FES System Demand: Direct Connects | GW | Falling Short | Electricity | Peak | 1 | 1 | 1 | 1 | 1 | 1 | 0.8 | 0.8 | 0.8 | 0.8 | 0.8 | 0.8 | 0.8 | 0.8 | 0.8 | 0.8 | 0.8 | 0.8 | 0.8 | 0.8 | 0.8 | 0.8 | 0.8 | 0.8 | 0.8 | 0.8 | 0.8 | 0.8 | 0.8 | 0.8 | 0.8 | 0.8 | 0.8 | 0.9 | 0.9 | 0.9 | 0.9 | 0.9 | 0.9 | 0.9 | 0.9
2 | GB FES System Demand: Direct Connects | GW | Five Year Forecast | Electricity | Peak | 2010-01-01: 1; 2011-01-01: 1; 2012-01-01: 1; 2013-01-01: 1; 2014-01-01: 1; 2015-01-01: 1; 2016-01-01: 0.8; 2017-01-01: 0.8; 2018-01-01: 0.8; 2019-01-01: 0.8; 2020-01-01: 0.8; 2021-01-01: 0.8; 2022-01-01: 0.8; 2023-01-01: 0.8; 2024-01-01: 0.8; 2025-01-01: 0.8; 2026-01-01: 0.8; 2027-01-01: 0.8; 2028-01-01: 0.8
2 | GB FES System Demand: Direct Connects | GW | Leading the Way | Electricity | Peak | 1 | 1 | 1 | 1 | 1 | 1 | 0.8 | 0.8 | 0.8 | 0.8 | 0.8 | 0.8 | 0.8 | 0.8 | 0.8 | 0.8 | 0.8 | 0.8 | 0.8 | 0.8 | 0.8 | 0.8 | 0.8 | 0.8 | 0.8 | 0.8 | 0.8 | 0.8 | 0.8 | 0.8 | 0.8 | 0.8 | 0.8 | 0.9 | 0.9 | 0.9 | 0.9 | 0.9 | 0.9 | 0.9 | 0.9
2 | GB FES System Demand: Direct Connects | GW | System Transformation | Electricity | Peak | 1 | 1 | 1 | 1 | 1 | 1 | 0.8 | 0.8 | 0.8 | 0.8 | 0.8 | 0.8 | 0.8 | 0.8 | 0.8 | 0.8 | 0.8 | 0.8 | 0.8 | 0.8 | 0.8 | 0.8 | 0.8 | 0.8 | 0.9 | 0.9 | 0.9 | 0.9 | 0.9 | 0.9 | 0.9 | 0.9 | 0.9 | 0.9 | 0.9 | 0.9 | 1 | 1 | 1 | 1 | 1
2 | GBFES Peak System Demand: All Industrial except Electrolysis, plus Losses | GW | Consumer Transformation | Electricity | Peak | 18.6 | 17.2 | 16.9 | 17.3 | 16.6 | 16.1 | 16.8 | 16.6 | 18.3 | 15.9 | 16.4 | 16.9 | 16.2 | 16.3 | 16.2 | 16.1 | 16.1 | 16 | 16.1 | 16.3 | 16.5 | 16.8 | 17.4 | 18.2 | 19.1 | 20.1 | 21.1 | 22.1 | 22.9 | 23.6 | 24.1 | 24.8 | 25.3 | 25.7 | 26.2 | 26.5 | 26.5 | 26.6 | 26.5 | 26.4 | 25.7
2 | GBFES Peak System Demand: All Industrial except Electrolysis, plus Losses | GW | Falling Short | Electricity | Peak | 18.6 | 17.2 | 16.9 | 17.3 | 16.6 | 16.1 | 16.8 | 16.6 | 18.3 | 15.9 | 16.4 | 16.9 | 16.2 | 16.6 | 16.8 | 16.9 | 17 | 17.1 | 17.1 | 17.1 | 17.1 | 17.2 | 17.2 | 17.4 | 17.5 | 17.5 | 17.6 | 17.8 | 17.9 | 18.1 | 18.3 | 18.6 | 18.9 | 19.2 | 19.5 | 19.8 | 20.1 | 20.5 | 20.8 | 21.3 | 21.8
2 | GBFES Peak System Demand: All Industrial except Electrolysis, plus Losses | GW | Five Year Forecast | Electricity | Peak | 2010-01-01: 18.6; 2011-01-01: 17.2; 2012-01-01: 16.9; 2013-01-01: 17.3; 2014-01-01: 16.6; 2015-01-01: 16.1; 2016-01-01: 16.8; 2017-01-01: 16.6; 2018-01-01: 18.3; 2019-01-01: 15.9; 2020-01-01: 16.4; 2021-01-01: 16.9; 2022-01-01: 16.4; 2023-01-01: 16.4; 2024-01-01: 16.5; 2025-01-01: 16.8; 2026-01-01: 16.9; 2027-01-01: 16.9; 2028-01-01: 16.9
2 | GBFES Peak System Demand: All Industrial except Electrolysis, plus Losses | GW | Leading the Way | Electricity | Peak | 18.6 | 17.2 | 16.9 | 17.3 | 16.6 | 16.1 | 16.8 | 16.6 | 18.3 | 15.9 | 16.4 | 16.9 | 16.2 | 16.2 | 15.9 | 15.6 | 15.6 | 15.4 | 15.4 | 15.4 | 15.6 | 16.3 | 16.8 | 17.5 | 18.6 | 19 | 19.4 | 20 | 20.4 | 20.6 | 20.7 | 20.9 | 21.1 | 21.3 | 21.4 | 21.6 | 21.7 | 21.8 | 21.8 | 21.9 | 21.9
2 | GBFES Peak System Demand: All Industrial except Electrolysis, plus Losses | GW | System Transformation | Electricity | Peak | 18.6 | 17.2 | 16.9 | 17.3 | 16.6 | 16.1 | 16.8 | 16.6 | 18.3 | 15.9 | 16.4 | 16.9 | 16.2 | 16.5 | 16.5 | 16.4 | 16.3 | 16.2 | 16.2 | 16.1 | 16 | 16.1 | 16.2 | 16.4 | 16.5 | 16.6 | 16.9 | 17 | 17.2 | 17.4 | 17.6 | 17.8 | 18.1 | 18.4 | 18.7 | 19 | 19.2 | 19.3 | 19.5 | 19.6 | 19.4
2 | GBFES Peak System Demand: All Residential plus Losses (Smart EV Charging, no Micro-generation) | GW | Consumer Transformation | Electricity | Peak | 23.2 | 23.8 | 24 | 23.4 | 25 | 24.9 | 23.4 | 24.1 | 21.4 | 24.5 | 23.8 | 24.2 | 23.9 | 21.7 | 21.6 | 22 | 22.3 | 23 | 24.2 | 25.8 | 27.4 | 29 | 30.6 | 32.3 | 33.9 | 35.5 | 37.2 | 39.4 | 41.5 | 43.6 | 44.7 | 45.7 | 47.1 | 48.2 | 49.1 | 48.8 | 47.9 | 48 | 48 | 48 | 47.6
2 | GBFES Peak System Demand: All Residential plus Losses (Smart EV Charging, no Micro-generation) | GW | Falling Short | Electricity | Peak | 23.2 | 23.8 | 24 | 23.4 | 25 | 24.9 | 23.4 | 24.1 | 21.4 | 24.5 | 23.8 | 24.2 | 23.9 | 25.8 | 25.9 | 26.3 | 26.3 | 26.7 | 27.1 | 27.7 | 28.5 | 29.5 | 30.7 | 32.1 | 33.6 | 35.1 | 36.7 | 38.4 | 40.1 | 41.9 | 43.3 | 44.7 | 46.1 | 47.4 | 48.5 | 49.2 | 49.7 | 50.6 | 51.7 | 52.9 | 54.3
2 | GBFES Peak System Demand: All Residential plus Losses (Smart EV Charging, no Micro-generation) | GW | Five Year Forecast | Electricity | Peak | 2010-01-01: 23.2; 2011-01-01: 23.8; 2012-01-01: 24; 2013-01-01: 23.4; 2014-01-01: 25; 2015-01-01: 24.9; 2016-01-01: 23.4; 2017-01-01: 24.1; 2018-01-01: 21.4; 2019-01-01: 24.5; 2020-01-01: 23.8; 2021-01-01: 24.2; 2022-01-01: 23.6; 2023-01-01: 23.6; 2024-01-01: 23.4; 2025-01-01: 23; 2026-01-01: 23.1; 2027-01-01: 23.3; 2028-01-01: 23.9
2 | GBFES Peak System Demand: All Residential plus Losses (Smart EV Charging, no Micro-generation) | GW | Leading the Way | Electricity | Peak | 23.2 | 23.8 | 24 | 23.4 | 25 | 24.9 | 23.4 | 24.1 | 21.4 | 24.5 | 23.8 | 24.2 | 23.9 | 22.2 | 21.1 | 20.3 | 20.5 | 21.1 | 22 | 22.5 | 23.3 | 24.7 | 26.1 | 27.7 | 29.5 | 31 | 32.2 | 34 | 35.3 | 36.3 | 36.5 | 36.9 | 37.5 | 38 | 38.6 | 38.5 | 37.8 | 38 | 37.9 | 38 | 37.7
2 | GBFES Peak System Demand: All Residential plus Losses (Smart EV Charging, no Micro-generation) | GW | System Transformation | Electricity | Peak | 23.2 | 23.8 | 24 | 23.4 | 25 | 24.9 | 23.4 | 24.1 | 21.4 | 24.5 | 23.7 | 24.2 | 23.9 | 22.3 | 22.2 | 22.4 | 22.5 | 22.8 | 23.3 | 24.1 | 25 | 25.9 | 26.8 | 27.7 | 28.5 | 29.3 | 30.7 | 32.1 | 33.4 | 34.5 | 35.5 | 36.4 | 37.6 | 38.7 | 40 | 41.2 | 42.3 | 43.6 | 44.8 | 46 | 47
2 | GBFES Peak System Demand: Commercial inc Rail and District Heat, +EVs +HPs +Losses ignoring Microgen | GW | Consumer Transformation | Electricity | Peak | 18.9 | 18.3 | 18.2 | 18.3 | 17.8 | 17.8 | 18 | 17.5 | 18.8 | 16.9 | 17.1 | 17.1 | 16.8 | 18.1 | 18.6 | 19.1 | 19.8 | 20.7 | 21.8 | 23 | 23.8 | 24.9 | 26.3 | 27.8 | 29.3 | 30.6 | 31.8 | 33.4 | 34.9 | 36.3 | 37.3 | 38.3 | 39.1 | 39.5 | 39.9 | 39.8 | 39.4 | 39.5 | 39.3 | 39.2 | 38.7
2 | GBFES Peak System Demand: Commercial inc Rail and District Heat, +EVs +HPs +Losses ignoring Microgen | GW | Falling Short | Electricity | Peak | 18.9 | 18.3 | 18.2 | 18.3 | 17.8 | 17.8 | 18 | 17.5 | 18.8 | 16.9 | 17.1 | 17.1 | 16.8 | 17.9 | 18.4 | 18.9 | 19.3 | 19.8 | 20.2 | 20.5 | 21 | 21.5 | 22.1 | 22.7 | 23.4 | 24.1 | 24.8 | 25.5 | 26.3 | 27.2 | 28.3 | 29.5 | 30.6 | 31.7 | 32.7 | 34.1 | 35.3 | 36 | 36.4 | 36.8 | 37.3
2 | GBFES Peak System Demand: Commercial inc Rail and District Heat, +EVs +HPs +Losses ignoring Microgen | GW | Five Year Forecast | Electricity | Peak | 2010-01-01: 18.9; 2011-01-01: 18.3; 2012-01-01: 18.2; 2013-01-01: 18.3; 2014-01-01: 17.8; 2015-01-01: 17.8; 2016-01-01: 18; 2017-01-01: 17.5; 2018-01-01: 18.8; 2019-01-01: 16.9; 2020-01-01: 17.1; 2021-01-01: 17.1; 2022-01-01: 16.9; 2023-01-01: 17.3; 2024-01-01: 17.7; 2025-01-01: 18.7; 2026-01-01: 19.5; 2027-01-01: 20.4; 2028-01-01: 21.4
2 | GBFES Peak System Demand: Commercial inc Rail and District Heat, +EVs +HPs +Losses ignoring Microgen | GW | Leading the Way | Electricity | Peak | 18.9 | 18.3 | 18.2 | 18.3 | 17.8 | 17.8 | 18 | 17.5 | 18.8 | 16.9 | 17.1 | 17.1 | 16.8 | 16.9 | 17.2 | 18.3 | 19 | 19.7 | 20.8 | 22 | 23 | 24.5 | 26 | 27.7 | 29.8 | 31 | 32.1 | 33.6 | 34.9 | 35.9 | 36.2 | 36.4 | 36.9 | 37.3 | 37.4 | 37.4 | 37.1 | 37.2 | 37.2 | 37.1 | 37
2 | GBFES Peak System Demand: Commercial inc Rail and District Heat, +EVs +HPs +Losses ignoring Microgen | GW | System Transformation | Electricity | Peak | 18.9 | 18.3 | 18.2 | 18.3 | 17.8 | 17.8 | 18 | 17.5 | 18.8 | 16.9 | 17.1 | 17.1 | 16.8 | 18.4 | 18.7 | 18.9 | 19.2 | 19.7 | 20.3 | 21 | 21.5 | 22.1 | 23 | 24.1 | 25.1 | 26.1 | 27.2 | 28.4 | 29.5 | 30.7 | 31.5 | 32.4 | 33.3 | 34.1 | 34.2 | 34 | 33.8 | 33.8 | 33.7 | 33.7 | 33.5
3 | Commercial District Heat at Peak | GW | Consumer Transformation | Electricity | Peak | 0 | 0 | 0 | 0 | 0 | 0 | 0 | 0 | 0 | 0 | 0 | 0 | 0 | 0.1 | 0.1 | 0.1 | 0.2 | 0.2 | 0.2 | 0.3 | 0.3 | 0.4 | 0.4 | 0.4 | 0.5 | 0.5 | 0.5 | 0.5 | 0.5 | 0.6 | 0.6 | 0.6 | 0.6 | 0.6 | 0.6 | 0.6 | 0.6 | 0.6 | 0.7 | 0.7 | 0.7
3 | Commercial District Heat at Peak | GW | Falling Short | Electricity | Peak | 0 | 0 | 0 | 0 | 0 | 0 | 0 | 0 | 0 | 0 | 0 | 0 | 0 | 0.1 | 0.1 | 0.1 | 0.1 | 0.1 | 0.1 | 0.2 | 0.2 | 0.2 | 0.2 | 0.2 | 0.3 | 0.3 | 0.3 | 0.3 | 0.3 | 0.3 | 0.3 | 0.3 | 0.3 | 0.4 | 0.4 | 0.4 | 0.4 | 0.4 | 0.4 | 0.4 | 0.4
3 | Commercial District Heat at Peak | GW | Five Year Forecast | Electricity | Peak | 2010-01-01: 0; 2011-01-01: 0; 2012-01-01: 0; 2013-01-01: 0; 2014-01-01: 0; 2015-01-01: 0; 2016-01-01: 0; 2017-01-01: 0; 2018-01-01: 0; 2019-01-01: 0; 2020-01-01: 0; 2021-01-01: 0; 2022-01-01: 0; 2023-01-01: 0.1; 2024-01-01: 0.1; 2025-01-01: 0.1; 2026-01-01: 0.1; 2027-01-01: 0.1; 2028-01-01: 0.2
3 | Commercial District Heat at Peak | GW | Leading the Way | Electricity | Peak | 0 | 0 | 0 | 0 | 0 | 0 | 0 | 0 | 0 | 0 | 0 | 0 | 0 | 0.1 | 0.1 | 0.1 | 0.2 | 0.2 | 0.2 | 0.3 | 0.3 | 0.4 | 0.4 | 0.4 | 0.4 | 0.5 | 0.5 | 0.5 | 0.5 | 0.5 | 0.5 | 0.5 | 0.5 | 0.5 | 0.5 | 0.5 | 0.5 | 0.5 | 0.5 | 0.5 | 0.6
3 | Commercial District Heat at Peak | GW | System Transformation | Electricity | Peak | 0 | 0 | 0 | 0 | 0 | 0 | 0 | 0 | 0 | 0 | 0 | 0 | 0 | 0.1 | 0.1 | 0.1 | 0.2 | 0.2 | 0.3 | 0.3 | 0.4 | 0.4 | 0.5 | 0.5 | 0.6 | 0.6 | 0.6 | 0.6 | 0.6 | 0.6 | 0.6 | 0.6 | 0.6 | 0.6 | 0.6 | 0.6 | 0.6 | 0.6 | 0.6 | 0.6 | 0.6
3 | Commercial EVs at Peak | GW | Consumer Transformation | Electricity | Peak | 0 | 0 | 0 | 0 | 0 | 0 | 0 | 0 | 0 | 0 | 0.1 | 0.1 | 0.1 | 0.2 | 0.3 | 0.5 | 0.6 | 0.9 | 1.2 | 1.6 | 2.1 | 2.7 | 3.3 | 4.1 | 4.9 | 5.7 | 6.5 | 7.2 | 7.9 | 8.6 | 9.3 | 9.9 | 10.2 | 10.3 | 10.3 | 10.2 | 10.2 | 10.1 | 10 | 10 | 9.9
3 | Commercial EVs at Peak | GW | Falling Short | Electricity | Peak | 0 | 0 | 0 | 0 | 0 | 0 | 0 | 0 | 0 | 0 | 0.1 | 0.1 | 0.1 | 0.2 | 0.2 | 0.3 | 0.3 | 0.4 | 0.5 | 0.7 | 0.9 | 1.1 | 1.3 | 1.6 | 2 | 2.4 | 2.9 | 3.5 | 4.2 | 4.8 | 5.6 | 6.4 | 7.2 | 8.1 | 8.9 | 9.9 | 10.3 | 10.7 | 10.8 | 11 | 11.1
3 | Commercial EVs at Peak | GW | Five Year Forecast | Electricity | Peak | 2010-01-01: 0; 2011-01-01: 0; 2012-01-01: 0; 2013-01-01: 0; 2014-01-01: 0; 2015-01-01: 0; 2016-01-01: 0; 2017-01-01: 0; 2018-01-01: 0; 2019-01-01: 0; 2020-01-01: 0.1; 2021-01-01: 0.1; 2022-01-01: 0.1; 2023-01-01: 0.2; 2024-01-01: 0.3; 2025-01-01: 0.4; 2026-01-01: 0.5; 2027-01-01: 0.7; 2028-01-01: 0.9
3 | Commercial EVs at Peak | GW | Leading the Way | Electricity | Peak | 0 | 0 | 0 | 0 | 0 | 0 | 0 | 0 | 0 | 0 | 0.1 | 0.1 | 0.1 | 0.2 | 0.3 | 0.5 | 0.6 | 0.9 | 1.2 | 1.6 | 2 | 2.6 | 3.2 | 3.8 | 4.5 | 5 | 5.5 | 5.9 | 6.2 | 6.5 | 6.8 | 6.9 | 7 | 7.1 | 7 | 6.8 | 6.7 | 6.5 | 6.3 | 6 | 5.8
3 | Commercial EVs at Peak | GW | System Transformation | Electricity | Peak | 0 | 0 | 0 | 0 | 0 | 0 | 0 | 0 | 0 | 0 | 0.1 | 0.1 | 0.1 | 0.2 | 0.2 | 0.3 | 0.4 | 0.5 | 0.7 | 0.9 | 1.2 | 1.5 | 1.9 | 2.5 | 3.1 | 3.8 | 4.5 | 5.3 | 6 | 6.7 | 7.4 | 8 | 8.5 | 8.9 | 8.8 | 8.7 | 8.6 | 8.4 | 8.3 | 8.1 | 8
3 | Commercial Heat Pumps at Peak | GW | Consumer Transformation | Electricity | Peak | 0 | 0 | 0 | 0 | 0 | 0 | 0 | 0 | 0 | 0 | 0 | 0.1 | 0.1 | 0.4 | 0.7 | 0.9 | 1.1 | 1.4 | 1.7 | 2.1 | 2.3 | 2.5 | 2.9 | 3.2 | 3.6 | 3.8 | 3.8 | 4.2 | 4.5 | 4.8 | 4.8 | 4.8 | 5 | 5.3 | 5.6 | 5.5 | 5.2 | 5.3 | 5.4 | 5.5 | 5.7
3 | Commercial Heat Pumps at Peak | GW | Falling Short | Electricity | Peak | 0 | 0 | 0 | 0 | 0 | 0 | 0 | 0 | 0 | 0 | 0 | 0.1 | 0.1 | 0.3 | 0.4 | 0.5 | 0.6 | 0.6 | 0.7 | 0.7 | 0.8 | 0.9 | 1 | 1 | 1.1 | 1.2 | 1.2 | 1.2 | 1.3 | 1.3 | 1.5 | 1.7 | 1.8 | 1.8 | 1.8 | 2.2 | 2.7 | 2.8 | 3 | 3.2 | 3.4
3 | Commercial Heat Pumps at Peak | GW | Five Year Forecast | Electricity | Peak | 2010-01-01: 0; 2011-01-01: 0; 2012-01-01: 0; 2013-01-01: 0; 2014-01-01: 0; 2015-01-01: 0; 2016-01-01: 0; 2017-01-01: 0; 2018-01-01: 0; 2019-01-01: 0; 2020-01-01: 0; 2021-01-01: 0.1; 2022-01-01: 0.1; 2023-01-01: 0.2; 2024-01-01: 0.3; 2025-01-01: 0.4; 2026-01-01: 0.5; 2027-01-01: 0.6; 2028-01-01: 0.8
3 | Commercial Heat Pumps at Peak | GW | Leading the Way | Electricity | Peak | 0 | 0 | 0 | 0 | 0 | 0 | 0 | 0 | 0 | 0 | 0 | 0.1 | 0.1 | 0.3 | 0.5 | 0.6 | 0.7 | 1 | 1.3 | 1.6 | 1.9 | 2.1 | 2.4 | 2.7 | 3.1 | 3.2 | 3.3 | 3.7 | 4 | 4.3 | 4.4 | 4.4 | 4.7 | 4.9 | 5.1 | 5 | 4.8 | 4.9 | 4.9 | 5 | 5.1
3 | Commercial Heat Pumps at Peak | GW | System Transformation | Electricity | Peak | 0 | 0 | 0 | 0 | 0 | 0 | 0 | 0 | 0 | 0 | 0 | 0.1 | 0.1 | 0.4 | 0.5 | 0.6 | 0.7 | 0.9 | 1 | 1.3 | 1.4 | 1.6 | 1.9 | 2.2 | 2.6 | 2.8 | 2.9 | 3.3 | 3.6 | 4 | 4.2 | 4.3 | 4.6 | 5 | 5.3 | 5.3 | 5.2 | 5.3 | 5.5 | 5.6 | 5.7
3 | Commercial Losses | GW | Consumer Transformation | Electricity | Peak | 1.4 | 1.3 | 1.3 | 1.3 | 1.3 | 1.2 | 1.2 | 1.3 | 1.3 | 1 | 1.3 | 1.3 | 1.2 | 1.3 | 1.4 | 1.5 | 1.6 | 1.7 | 1.8 | 1.9 | 1.9 | 2 | 2.1 | 2.2 | 2.3 | 2.4 | 2.5 | 2.6 | 2.8 | 2.9 | 2.9 | 3 | 3.1 | 3.1 | 3.2 | 3.2 | 3.2 | 3.2 | 3.2 | 3.2 | 3.2
3 | Commercial Losses | GW | Falling Short | Electricity | Peak | 1.4 | 1.3 | 1.3 | 1.3 | 1.3 | 1.2 | 1.2 | 1.3 | 1.3 | 1 | 1.3 | 1.3 | 1.2 | 1.3 | 1.3 | 1.4 | 1.4 | 1.5 | 1.6 | 1.7 | 1.6 | 1.7 | 1.7 | 1.7 | 1.8 | 1.8 | 1.9 | 1.9 | 1.9 | 2 | 2.1 | 2.1 | 2.2 | 2.3 | 2.3 | 2.4 | 2.5 | 2.6 | 2.6 | 2.6 | 2.6
3 | Commercial Losses | GW | Five Year Forecast | Electricity | Peak | 2010-01-01: 1.4; 2011-01-01: 1.3; 2012-01-01: 1.3; 2013-01-01: 1.3; 2014-01-01: 1.3; 2015-01-01: 1.2; 2016-01-01: 1.2; 2017-01-01: 1.3; 2018-01-01: 1.3; 2019-01-01: 1; 2020-01-01: 1.3; 2021-01-01: 1.3; 2022-01-01: 1.2; 2023-01-01: 1.3; 2024-01-01: 1.3; 2025-01-01: 1.5; 2026-01-01: 1.6; 2027-01-01: 1.7; 2028-01-01: 1.8
3 | Commercial Losses | GW | Leading the Way | Electricity | Peak | 1.4 | 1.3 | 1.3 | 1.3 | 1.3 | 1.2 | 1.2 | 1.3 | 1.3 | 1 | 1.3 | 1.3 | 1.2 | 1.3 | 1.3 | 1.5 | 1.6 | 1.7 | 1.8 | 1.9 | 2 | 2.4 | 2.6 | 2.7 | 3 | 3.2 | 3.4 | 3.5 | 3.6 | 3.7 | 3.8 | 3.8 | 3.9 | 4 | 4.1 | 4.2 | 4.2 | 4.2 | 4.2 | 4.3 | 4.3
3 | Commercial Losses | GW | System Transformation | Electricity | Peak | 1.4 | 1.3 | 1.3 | 1.3 | 1.3 | 1.2 | 1.2 | 1.3 | 1.3 | 1 | 1.3 | 1.3 | 1.2 | 1.4 | 1.4 | 1.5 | 1.6 | 1.7 | 1.7 | 1.7 | 1.7 | 1.8 | 1.8 | 2 | 2.1 | 2.2 | 2.3 | 2.4 | 2.5 | 2.6 | 2.6 | 2.7 | 2.8 | 2.8 | 2.9 | 2.8 | 2.8 | 2.8 | 2.8 | 2.8 | 2.8
3 | Commercial Resistive Heat at Peak | GW | Consumer Transformation | Electricity | Peak | 0 | 0 | 0 | 0 | 0 | 0 | 0 | 0 | 0 | 2.8 | 1.6 | 1.9 | 1.9 | 2 | 1.9 | 1.8 | 1.7 | 1.6 | 1.5 | 1.4 | 1.3 | 1.2 | 1 | 0.9 | 0.8 | 0.6 | 0.6 | 0.5 | 0.5 | 0.4 | 0.4 | 0.4 | 0.3 | 0.3 | 0.3 | 0.2 | 0.2 | 0.2 | 0.2 | 0.1 | 0.1
3 | Commercial Resistive Heat at Peak | GW | Falling Short | Electricity | Peak | 0 | 0 | 0 | 0 | 0 | 0 | 0 | 0 | 0 | 2.8 | 1.6 | 1.9 | 1.9 | 1.8 | 1.9 | 1.9 | 2 | 2 | 2 | 2 | 2.1 | 2.1 | 2.1 | 2.1 | 2.1 | 2.1 | 2.2 | 2.2 | 2.2 | 2.2 | 2.3 | 2.3 | 2.3 | 2.4 | 2.4 | 2.4 | 2.5 | 2.5 | 2.5 | 2.6 | 2.6
3 | Commercial Resistive Heat at Peak | GW | Five Year Forecast | Electricity | Peak | 2010-01-01: 0; 2011-01-01: 0; 2012-01-01: 0; 2013-01-01: 0; 2014-01-01: 0; 2015-01-01: 0; 2016-01-01: 0; 2017-01-01: 0; 2018-01-01: 0; 2019-01-01: 2.8; 2020-01-01: 1.6; 2021-01-01: 1.9; 2022-01-01: 1.9; 2023-01-01: 1.8; 2024-01-01: 1.8; 2025-01-01: 1.8; 2026-01-01: 1.7; 2027-01-01: 1.6; 2028-01-01: 1.6
3 | Commercial Resistive Heat at Peak | GW | Leading the Way | Electricity | Peak | 0 | 0 | 0 | 0 | 0 | 0 | 0 | 0 | 0 | 2.8 | 1.6 | 1.9 | 1.9 | 1.8 | 1.7 | 1.6 | 1.5 | 1.4 | 1.3 | 1.2 | 1.1 | 0.9 | 0.8 | 0.7 | 0.5 | 0.4 | 0.4 | 0.3 | 0.3 | 0.3 | 0.3 | 0.2 | 0.2 | 0.2 | 0.2 | 0.1 | 0.1 | 0.1 | 0.1 | 0.1 | 0
3 | Commercial Resistive Heat at Peak | GW | System Transformation | Electricity | Peak | 0 | 0 | 0 | 0 | 0 | 0 | 0 | 0 | 0 | 2.8 | 1.6 | 1.9 | 1.9 | 2.1 | 2 | 2 | 1.9 | 1.8 | 1.7 | 1.6 | 1.5 | 1.3 | 1.2 | 1 | 0.9 | 0.7 | 0.7 | 0.6 | 0.5 | 0.4 | 0.4 | 0.3 | 0.3 | 0.3 | 0.2 | 0.2 | 0.2 | 0.1 | 0.1 | 0.1 | 0.1
3 | Commercial Storage Heat at Peak | GW | Consumer Transformation | Electricity | Peak | 0 | 0 | 0 | 0 | 0 | 0 | 0 | 0 | 0 | 0.2 | 0 | 0 | 0 | 0 | 0 | 0 | 0 | 0 | 0 | 0 | 0 | 0 | 0 | 0 | 0 | 0 | 0 | 0 | 0 | 0 | 0 | 0 | 0 | 0 | 0 | 0 | 0 | 0 | 0 | 0 | 0
3 | Commercial Storage Heat at Peak | GW | Falling Short | Electricity | Peak | 0 | 0 | 0 | 0 | 0 | 0 | 0 | 0 | 0 | 0.2 | 0 | 0 | 0 | 0 | 0 | 0 | 0 | 0 | 0 | 0 | 0 | 0 | 0 | 0 | 0 | 0 | 0 | 0 | 0 | 0 | 0 | 0 | 0 | 0 | 0 | 0 | 0 | 0 | 0 | 0 | 0
3 | Commercial Storage Heat at Peak | GW | Five Year Forecast | Electricity | Peak | 2010-01-01: 0; 2011-01-01: 0; 2012-01-01: 0; 2013-01-01: 0; 2014-01-01: 0; 2015-01-01: 0; 2016-01-01: 0; 2017-01-01: 0; 2018-01-01: 0; 2019-01-01: 0.2; 2020-01-01: 0; 2021-01-01: 0; 2022-01-01: 0; 2023-01-01: 0; 2024-01-01: 0; 2025-01-01: 0; 2026-01-01: 0; 2027-01-01: 0; 2028-01-01: 0
3 | Commercial Storage Heat at Peak | GW | Leading the Way | Electricity | Peak | 0 | 0 | 0 | 0 | 0 | 0 | 0 | 0 | 0 | 0.2 | 0 | 0 | 0 | 0 | 0 | 0 | 0 | 0 | 0 | 0 | 0 | 0 | 0 | 0 | 0 | 0 | 0 | 0 | 0 | 0 | 0 | 0 | 0 | 0 | 0 | 0 | 0 | 0 | 0 | 0 | 0
3 | Commercial Storage Heat at Peak | GW | System Transformation | Electricity | Peak | 0 | 0 | 0 | 0 | 0 | 0 | 0 | 0 | 0 | 0.2 | 0 | 0 | 0 | 0 | 0 | 0 | 0 | 0 | 0 | 0 | 0 | 0 | 0 | 0 | 0 | 0 | 0 | 0 | 0 | 0 | 0 | 0 | 0 | 0 | 0 | 0 | 0 | 0 | 0 | 0 | 0
3 | Industrial District Heat at Peak | GW | Consumer Transformation | Electricity | Peak | 0 | 0 | 0 | 0 | 0 | 0 | 0 | 0 | 0 | 0 | 0 | 0 | 0 | 0 | 0 | 0 | 0 | 0 | 0 | 0 | 0 | 0 | 0 | 0 | 0 | 0 | 0 | 0 | 0 | 0 | 0 | 0 | 0 | 0 | 0 | 0.1 | 0.1 | 0.1 | 0.1 | 0.1 | 0.1
3 | Industrial District Heat at Peak | GW | Falling Short | Electricity | Peak | 0 | 0 | 0 | 0 | 0 | 0 | 0 | 0 | 0 | 0 | 0 | 0 | 0 | 0 | 0 | 0 | 0 | 0 | 0 | 0 | 0 | 0 | 0 | 0 | 0 | 0 | 0 | 0 | 0 | 0 | 0 | 0 | 0 | 0 | 0 | 0 | 0 | 0 | 0 | 0 | 0
3 | Industrial District Heat at Peak | GW | Five Year Forecast | Electricity | Peak | 2010-01-01: 0; 2011-01-01: 0; 2012-01-01: 0; 2013-01-01: 0; 2014-01-01: 0; 2015-01-01: 0; 2016-01-01: 0; 2017-01-01: 0; 2018-01-01: 0; 2019-01-01: 0; 2020-01-01: 0; 2021-01-01: 0; 2022-01-01: 0; 2023-01-01: 0; 2024-01-01: 0; 2025-01-01: 0; 2026-01-01: 0; 2027-01-01: 0; 2028-01-01: 0
3 | Industrial District Heat at Peak | GW | Leading the Way | Electricity | Peak | 0 | 0 | 0 | 0 | 0 | 0 | 0 | 0 | 0 | 0 | 0 | 0 | 0 | 0 | 0 | 0 | 0 | 0 | 0 | 0 | 0 | 0 | 0 | 0 | 0 | 0 | 0 | 0 | 0 | 0 | 0 | 0 | 0 | 0 | 0 | 0 | 0 | 0 | 0 | 0 | 0
3 | Industrial District Heat at Peak | GW | System Transformation | Electricity | Peak | 0 | 0 | 0 | 0 | 0 | 0 | 0 | 0 | 0 | 0 | 0 | 0 | 0 | 0 | 0 | 0 | 0 | 0 | 0 | 0 | 0 | 0 | 0 | 0 | 0 | 0 | 0 | 0 | 0 | 0 | 0 | 0 | 0 | 0 | 0 | 0 | 0 | 0 | 0 | 0 | 0
3 | Industrial Losses | GW | Consumer Transformation | Electricity | Peak | 1.3 | 1.2 | 1.2 | 1.2 | 1.2 | 1.1 | 1.2 | 1.2 | 1.2 | 0.9 | 1.2 | 1.2 | 1.2 | 1.2 | 1.2 | 1.3 | 1.3 | 1.3 | 1.3 | 1.3 | 1.3 | 1.3 | 1.4 | 1.4 | 1.5 | 1.6 | 1.7 | 1.7 | 1.8 | 1.9 | 1.9 | 2 | 2 | 2 | 2.1 | 2.1 | 2.1 | 2.2 | 2.2 | 2.1 | 2.1
3 | Industrial Losses | GW | Falling Short | Electricity | Peak | 1.3 | 1.2 | 1.2 | 1.2 | 1.2 | 1.1 | 1.2 | 1.2 | 1.2 | 0.9 | 1.2 | 1.2 | 1.2 | 1.2 | 1.2 | 1.2 | 1.3 | 1.3 | 1.3 | 1.4 | 1.3 | 1.3 | 1.3 | 1.3 | 1.3 | 1.3 | 1.3 | 1.3 | 1.3 | 1.3 | 1.3 | 1.3 | 1.3 | 1.4 | 1.4 | 1.4 | 1.4 | 1.4 | 1.5 | 1.5 | 1.5
3 | Industrial Losses | GW | Five Year Forecast | Electricity | Peak | 2010-01-01: 1.3; 2011-01-01: 1.2; 2012-01-01: 1.2; 2013-01-01: 1.2; 2014-01-01: 1.2; 2015-01-01: 1.1; 2016-01-01: 1.2; 2017-01-01: 1.2; 2018-01-01: 1.2; 2019-01-01: 0.9; 2020-01-01: 1.2; 2021-01-01: 1.2; 2022-01-01: 1.2; 2023-01-01: 1.2; 2024-01-01: 1.2; 2025-01-01: 1.3; 2026-01-01: 1.4; 2027-01-01: 1.4; 2028-01-01: 1.4
3 | Industrial Losses | GW | Leading the Way | Electricity | Peak | 1.3 | 1.2 | 1.2 | 1.2 | 1.2 | 1.1 | 1.2 | 1.2 | 1.2 | 0.9 | 1.2 | 1.2 | 1.2 | 1.2 | 1.2 | 1.3 | 1.3 | 1.3 | 1.3 | 1.4 | 1.4 | 1.6 | 1.7 | 1.7 | 1.9 | 2 | 2.1 | 2.1 | 2.1 | 2.1 | 2.2 | 2.2 | 2.3 | 2.3 | 2.3 | 2.4 | 2.5 | 2.5 | 2.5 | 2.5 | 2.5
3 | Industrial Losses | GW | System Transformation | Electricity | Peak | 1.3 | 1.2 | 1.2 | 1.2 | 1.2 | 1.1 | 1.2 | 1.2 | 1.2 | 0.9 | 1.2 | 1.2 | 1.2 | 1.2 | 1.2 | 1.3 | 1.3 | 1.4 | 1.4 | 1.3 | 1.3 | 1.3 | 1.3 | 1.4 | 1.4 | 1.4 | 1.4 | 1.5 | 1.5 | 1.5 | 1.5 | 1.5 | 1.5 | 1.5 | 1.6 | 1.6 | 1.6 | 1.6 | 1.6 | 1.6 | 1.6
3 | Industrial Peak (No Losses) | GW | Consumer Transformation | Electricity | Peak | 17.2 | 16 | 15.6 | 16.1 | 15.4 | 15 | 15.6 | 15.4 | 17.1 | 12.2 | 13.6 | 13.9 | 13.4 | 13.7 | 13.7 | 13.7 | 13.7 | 13.7 | 13.9 | 14.2 | 14.5 | 14.9 | 15.5 | 16.3 | 17.2 | 18.2 | 19.2 | 20.1 | 20.8 | 21.5 | 22 | 22.6 | 23.1 | 23.5 | 23.9 | 24.2 | 24.3 | 24.3 | 24.3 | 24.1 | 23.5
3 | Industrial Peak (No Losses) | GW | Falling Short | Electricity | Peak | 17.2 | 16 | 15.6 | 16.1 | 15.4 | 15 | 15.6 | 15.4 | 17.1 | 12.2 | 13.6 | 13.9 | 13.4 | 14.1 | 14.2 | 14.4 | 14.5 | 14.6 | 14.7 | 14.7 | 14.8 | 14.9 | 15 | 15.2 | 15.3 | 15.4 | 15.6 | 15.7 | 15.9 | 16.1 | 16.3 | 16.6 | 16.9 | 17.2 | 17.5 | 17.8 | 18.1 | 18.4 | 18.8 | 19.2 | 19.7
3 | Industrial Peak (No Losses) | GW | Five Year Forecast | Electricity | Peak | 2010-01-01: 17.2; 2011-01-01: 16; 2012-01-01: 15.6; 2013-01-01: 16.1; 2014-01-01: 15.4; 2015-01-01: 15; 2016-01-01: 15.6; 2017-01-01: 15.4; 2018-01-01: 17.1; 2019-01-01: 12.2; 2020-01-01: 13.6; 2021-01-01: 13.9; 2022-01-01: 13.5; 2023-01-01: 13.7; 2024-01-01: 13.8; 2025-01-01: 14.1; 2026-01-01: 14.2; 2027-01-01: 14.3; 2028-01-01: 14.3
3 | Industrial Peak (No Losses) | GW | Leading the Way | Electricity | Peak | 17.2 | 16 | 15.6 | 16.1 | 15.4 | 15 | 15.6 | 15.4 | 17.1 | 12.2 | 13.6 | 13.9 | 13.4 | 13.7 | 13.5 | 13.2 | 13.3 | 13.2 | 13.3 | 13.3 | 13.6 | 14.1 | 14.6 | 15.4 | 16.4 | 16.8 | 17.1 | 17.7 | 18.1 | 18.3 | 18.3 | 18.5 | 18.7 | 18.8 | 19 | 19.1 | 19.1 | 19.2 | 19.2 | 19.3 | 19.3
3 | Industrial Peak (No Losses) | GW | System Transformation | Electricity | Peak | 17.2 | 16 | 15.6 | 16.1 | 15.4 | 15 | 15.6 | 15.4 | 17.1 | 12.2 | 13.6 | 13.9 | 13.4 | 13.9 | 13.9 | 13.9 | 13.9 | 13.9 | 13.9 | 13.9 | 13.9 | 14.1 | 14.2 | 14.4 | 14.6 | 14.8 | 15.1 | 15.3 | 15.5 | 15.7 | 15.9 | 16.1 | 16.4 | 16.7 | 17 | 17.3 | 17.4 | 17.6 | 17.7 | 17.8 | 17.7
3 | Industrial Resistive Heat at Peak | GW | Consumer Transformation | Electricity | Peak | 0 | 0 | 0 | 0 | 0 | 0 | 0 | 0 | 0 | 2.8 | 1.6 | 1.8 | 1.7 | 1.3 | 1.2 | 1.1 | 1 | 0.9 | 0.8 | 0.7 | 0.7 | 0.6 | 0.5 | 0.4 | 0.3 | 0.3 | 0.2 | 0.2 | 0.2 | 0.2 | 0.2 | 0.1 | 0.1 | 0.1 | 0.1 | 0.1 | 0.1 | 0.1 | 0.1 | 0 | 0
3 | Industrial Resistive Heat at Peak | GW | Falling Short | Electricity | Peak | 0 | 0 | 0 | 0 | 0 | 0 | 0 | 0 | 0 | 2.8 | 1.6 | 1.8 | 1.7 | 1.4 | 1.3 | 1.2 | 1.2 | 1.1 | 1.1 | 1 | 1 | 0.9 | 0.9 | 0.8 | 0.8 | 0.8 | 0.7 | 0.7 | 0.7 | 0.7 | 0.6 | 0.6 | 0.6 | 0.6 | 0.6 | 0.6 | 0.6 | 0.6 | 0.6 | 0.6 | 0.5
3 | Industrial Resistive Heat at Peak | GW | Five Year Forecast | Electricity | Peak | 2010-01-01: 0; 2011-01-01: 0; 2012-01-01: 0; 2013-01-01: 0; 2014-01-01: 0; 2015-01-01: 0; 2016-01-01: 0; 2017-01-01: 0; 2018-01-01: 0; 2019-01-01: 2.8; 2020-01-01: 1.6; 2021-01-01: 1.8; 2022-01-01: 1.7; 2023-01-01: 1.5; 2024-01-01: 1.5; 2025-01-01: 1.4; 2026-01-01: 1.3; 2027-01-01: 1.2; 2028-01-01: 1.1
3 | Industrial Resistive Heat at Peak | GW | Leading the Way | Electricity | Peak | 0 | 0 | 0 | 0 | 0 | 0 | 0 | 0 | 0 | 2.8 | 1.6 | 1.8 | 1.7 | 1.3 | 1.2 | 1.1 | 1 | 0.9 | 0.8 | 0.7 | 0.6 | 0.5 | 0.5 | 0.4 | 0.3 | 0.2 | 0.2 | 0.2 | 0.2 | 0.2 | 0.1 | 0.1 | 0.1 | 0.1 | 0.1 | 0.1 | 0.1 | 0 | 0 | 0 | 0
3 | Industrial Resistive Heat at Peak | GW | System Transformation | Electricity | Peak | 0 | 0 | 0 | 0 | 0 | 0 | 0 | 0 | 0 | 2.8 | 1.6 | 1.8 | 1.7 | 1.4 | 1.3 | 1.2 | 1.1 | 1 | 0.9 | 0.8 | 0.8 | 0.7 | 0.6 | 0.5 | 0.4 | 0.4 | 0.3 | 0.3 | 0.2 | 0.2 | 0.2 | 0.2 | 0.1 | 0.1 | 0.1 | 0.1 | 0.1 | 0.1 | 0.1 | 0 | 0
3 | Industrial Storage Heat at Peak | GW | Consumer Transformation | Electricity | Peak | 0 | 0 | 0 | 0 | 0 | 0 | 0 | 0 | 0 | 0 | 0 | 0 | 0 | 0 | 0 | 0 | 0 | 0 | 0 | 0 | 0 | 0 | 0 | 0 | 0 | 0 | 0 | 0 | 0 | 0 | 0 | 0 | 0 | 0 | 0 | 0 | 0 | 0 | 0 | 0 | 0
3 | Industrial Storage Heat at Peak | GW | Falling Short | Electricity | Peak | 0 | 0 | 0 | 0 | 0 | 0 | 0 | 0 | 0 | 0 | 0 | 0 | 0 | 0 | 0 | 0 | 0 | 0 | 0 | 0 | 0 | 0 | 0 | 0 | 0 | 0 | 0 | 0 | 0 | 0 | 0 | 0 | 0 | 0 | 0 | 0 | 0 | 0 | 0 | 0 | 0
3 | Industrial Storage Heat at Peak | GW | Five Year Forecast | Electricity | Peak | 2010-01-01: 0; 2011-01-01: 0; 2012-01-01: 0; 2013-01-01: 0; 2014-01-01: 0; 2015-01-01: 0; 2016-01-01: 0; 2017-01-01: 0; 2018-01-01: 0; 2019-01-01: 0; 2020-01-01: 0; 2021-01-01: 0; 2022-01-01: 0; 2023-01-01: 0; 2024-01-01: 0; 2025-01-01: 0; 2026-01-01: 0; 2027-01-01: 0; 2028-01-01: 0
3 | Industrial Storage Heat at Peak | GW | Leading the Way | Electricity | Peak | 0 | 0 | 0 | 0 | 0 | 0 | 0 | 0 | 0 | 0 | 0 | 0 | 0 | 0 | 0 | 0 | 0 | 0 | 0 | 0 | 0 | 0 | 0 | 0 | 0 | 0 | 0 | 0 | 0 | 0 | 0 | 0 | 0 | 0 | 0 | 0 | 0 | 0 | 0 | 0 | 0
3 | Industrial Storage Heat at Peak | GW | System Transformation | Electricity | Peak | 0 | 0 | 0 | 0 | 0 | 0 | 0 | 0 | 0 | 0 | 0 | 0 | 0 | 0 | 0 | 0 | 0 | 0 | 0 | 0 | 0 | 0 | 0 | 0 | 0 | 0 | 0 | 0 | 0 | 0 | 0 | 0 | 0 | 0 | 0 | 0 | 0 | 0 | 0 | 0 | 0
3 | Initial Commercial Component inc District Heat inc Rail (No Losses) | GW | Consumer Transformation | Electricity | Peak | 17.5 | 17.1 | 16.8 | 17.1 | 16.5 | 16.6 | 16.7 | 16.2 | 17.6 | 12.9 | 14.2 | 13.7 | 13.4 | 14 | 14.2 | 14.3 | 14.5 | 14.9 | 15.3 | 15.7 | 16 | 16.3 | 16.6 | 16.9 | 17.2 | 17.6 | 17.9 | 18.3 | 18.7 | 19 | 19.3 | 19.6 | 19.8 | 19.9 | 20 | 20.1 | 20 | 19.9 | 19.8 | 19.7 | 19.1
3 | Initial Commercial Component inc District Heat inc Rail (No Losses) | GW | Falling Short | Electricity | Peak | 17.5 | 17.1 | 16.8 | 17.1 | 16.5 | 16.6 | 16.7 | 16.2 | 17.6 | 12.9 | 14.2 | 13.7 | 13.4 | 14.2 | 14.4 | 14.7 | 14.9 | 15.1 | 15.2 | 15.3 | 15.5 | 15.6 | 15.8 | 16 | 16.2 | 16.3 | 16.4 | 16.4 | 16.5 | 16.5 | 16.5 | 16.6 | 16.7 | 16.8 | 16.8 | 16.9 | 16.9 | 16.9 | 17 | 17.1 | 17.2
3 | Initial Commercial Component inc District Heat inc Rail (No Losses) | GW | Five Year Forecast | Electricity | Peak | 2010-01-01: 17.5; 2011-01-01: 17.1; 2012-01-01: 16.8; 2013-01-01: 17.1; 2014-01-01: 16.5; 2015-01-01: 16.6; 2016-01-01: 16.7; 2017-01-01: 16.2; 2018-01-01: 17.6; 2019-01-01: 12.9; 2020-01-01: 14.2; 2021-01-01: 13.7; 2022-01-01: 13.5; 2023-01-01: 13.7; 2024-01-01: 13.9; 2025-01-01: 14.6; 2026-01-01: 15.1; 2027-01-01: 15.6; 2028-01-01: 16.1
3 | Initial Commercial Component inc District Heat inc Rail (No Losses) | GW | Leading the Way | Electricity | Peak | 17.5 | 17.1 | 16.8 | 17.1 | 16.5 | 16.6 | 16.7 | 16.2 | 17.6 | 12.9 | 14.2 | 13.7 | 13.4 | 13.2 | 13.3 | 14 | 14.4 | 14.6 | 15 | 15.4 | 15.7 | 16.1 | 16.6 | 17.3 | 18.3 | 18.7 | 19 | 19.7 | 20.2 | 20.5 | 20.4 | 20.5 | 20.5 | 20.6 | 20.6 | 20.7 | 20.8 | 21 | 21.1 | 21.2 | 21.3
3 | Initial Commercial Component inc District Heat inc Rail (No Losses) | GW | System Transformation | Electricity | Peak | 17.5 | 17.1 | 16.8 | 17.1 | 16.5 | 16.6 | 16.7 | 16.2 | 17.6 | 12.9 | 14.2 | 13.7 | 13.4 | 14.3 | 14.4 | 14.4 | 14.5 | 14.7 | 14.9 | 15.2 | 15.3 | 15.5 | 15.6 | 15.8 | 15.9 | 16 | 16.1 | 16.2 | 16.3 | 16.3 | 16.4 | 16.4 | 16.5 | 16.5 | 16.4 | 16.4 | 16.4 | 16.4 | 16.5 | 16.5 | 16.3
3 | Residential District Heat at Peak | GW | Consumer Transformation | Electricity | Peak | 0 | 0 | 0 | 0 | 0 | 0 | 0 | 0 | 0 | 0 | 0 | 0 | 0 | 0.2 | 0.3 | 0.4 | 0.4 | 0.4 | 0.5 | 0.6 | 0.7 | 0.7 | 0.9 | 1 | 1.1 | 1.4 | 1.6 | 1.9 | 2.2 | 2.4 | 2.6 | 2.9 | 3.1 | 3.3 | 3.5 | 3.6 | 3.7 | 3.9 | 3.9 | 4.1 | 4.1
3 | Residential District Heat at Peak | GW | Falling Short | Electricity | Peak | 0 | 0 | 0 | 0 | 0 | 0 | 0 | 0 | 0 | 0 | 0 | 0 | 0 | 0.3 | 0.4 | 0.5 | 0.6 | 0.6 | 0.7 | 0.8 | 0.8 | 0.9 | 1 | 1.1 | 1.3 | 1.4 | 1.5 | 1.6 | 1.7 | 1.8 | 2 | 2.1 | 2.3 | 2.4 | 2.5 | 2.7 | 2.8 | 3 | 3.2 | 3.4 | 3.6
3 | Residential District Heat at Peak | GW | Five Year Forecast | Electricity | Peak | 2010-01-01: 0; 2011-01-01: 0; 2012-01-01: 0; 2013-01-01: 0; 2014-01-01: 0; 2015-01-01: 0; 2016-01-01: 0; 2017-01-01: 0; 2018-01-01: 0; 2019-01-01: 0; 2020-01-01: 0; 2021-01-01: 0; 2022-01-01: 0; 2023-01-01: 0.1; 2024-01-01: 0.1; 2025-01-01: 0.1; 2026-01-01: 0.1; 2027-01-01: 0.1; 2028-01-01: 0.2
3 | Residential District Heat at Peak | GW | Leading the Way | Electricity | Peak | 0 | 0 | 0 | 0 | 0 | 0 | 0 | 0 | 0 | 0 | 0 | 0 | 0 | 0.2 | 0.3 | 0.3 | 0.3 | 0.4 | 0.4 | 0.5 | 0.6 | 0.7 | 0.8 | 0.9 | 1 | 1.2 | 1.4 | 1.6 | 1.8 | 2 | 2.1 | 2.3 | 2.5 | 2.6 | 2.7 | 2.7 | 2.8 | 2.9 | 2.9 | 3 | 3
3 | Residential District Heat at Peak | GW | System Transformation | Electricity | Peak | 0 | 0 | 0 | 0 | 0 | 0 | 0 | 0 | 0 | 0 | 0 | 0 | 0 | 0.1 | 0.1 | 0.1 | 0.1 | 0.1 | 0.2 | 0.4 | 0.5 | 0.7 | 0.8 | 0.9 | 1 | 1.2 | 1.4 | 1.7 | 2 | 2.3 | 2.5 | 2.8 | 3 | 3.3 | 3.5 | 3.6 | 3.8 | 4 | 4.1 | 4.2 | 4.3
3 | Residential EVs at Peak | GW | Consumer Transformation | Electricity | Peak | 0 | 0 | 0 | 0 | 0 | 0 | 0.1 | 0.1 | 0.1 | 0.1 | 0.2 | 0.3 | 0.3 | 0.6 | 0.8 | 1.1 | 1.4 | 1.7 | 2.1 | 2.5 | 3 | 3.4 | 3.8 | 4.1 | 4.3 | 4.4 | 4.7 | 4.9 | 4.9 | 4.9 | 4.9 | 4.8 | 4.7 | 4.7 | 4.6 | 4.6 | 4.6 | 4.5 | 4.5 | 4.4 | 4.3
3 | Residential EVs at Peak | GW | Falling Short | Electricity | Peak | 0 | 0 | 0 | 0 | 0 | 0 | 0.1 | 0.1 | 0.1 | 0.1 | 0.2 | 0.3 | 0.3 | 0.5 | 0.6 | 0.8 | 1 | 1.3 | 1.6 | 2 | 2.5 | 3 | 3.4 | 4 | 4.5 | 5 | 5.6 | 6.2 | 6.7 | 7.1 | 7.3 | 7.5 | 7.6 | 7.6 | 7.6 | 7.5 | 7.6 | 7.6 | 7.6 | 7.6 | 7.5
3 | Residential EVs at Peak | GW | Five Year Forecast | Electricity | Peak | 2010-01-01: 0; 2011-01-01: 0; 2012-01-01: 0; 2013-01-01: 0; 2014-01-01: 0; 2015-01-01: 0; 2016-01-01: 0.1; 2017-01-01: 0.1; 2018-01-01: 0.1; 2019-01-01: 0.1; 2020-01-01: 0.2; 2021-01-01: 0.3; 2022-01-01: 0.3; 2023-01-01: 0.5; 2024-01-01: 0.7; 2025-01-01: 0.9; 2026-01-01: 1.1; 2027-01-01: 1.5; 2028-01-01: 1.8
3 | Residential EVs at Peak | GW | Leading the Way | Electricity | Peak | 0 | 0 | 0 | 0 | 0 | 0 | 0.1 | 0.1 | 0.1 | 0.1 | 0.2 | 0.3 | 0.3 | 0.4 | 0.5 | 0.7 | 0.8 | 1 | 1.1 | 1.2 | 1.3 | 1.6 | 1.9 | 2.2 | 2.4 | 2.6 | 2.8 | 2.8 | 2.9 | 2.8 | 2.8 | 2.8 | 2.7 | 2.6 | 2.6 | 2.5 | 2.4 | 2.3 | 2.2 | 2 | 1.9
3 | Residential EVs at Peak | GW | System Transformation | Electricity | Peak | 0 | 0 | 0 | 0 | 0 | 0 | 0.1 | 0.1 | 0.1 | 0.1 | 0.2 | 0.3 | 0.3 | 0.5 | 0.6 | 0.8 | 1 | 1.3 | 1.6 | 2.1 | 2.6 | 3.1 | 3.6 | 4.2 | 4.7 | 5.1 | 5.5 | 5.8 | 5.9 | 6 | 6 | 6.1 | 6 | 5.9 | 5.8 | 5.8 | 5.7 | 5.6 | 5.5 | 5.4 | 5.4
3 | Residential Heat Pumps at Peak | GW | Consumer Transformation | Electricity | Peak | 0 | 0 | 0 | 0 | 0 | 0 | 0 | 0 | 0 | 0.3 | 0.5 | 0.5 | 0.5 | 0.8 | 1 | 1.2 | 1.6 | 2.2 | 3.1 | 4.2 | 5.4 | 6.6 | 7.9 | 9.2 | 10.5 | 11.8 | 12.9 | 14.6 | 16.4 | 18.2 | 19.2 | 20 | 21.1 | 22.1 | 22.9 | 22.6 | 21.8 | 22 | 22.2 | 22.4 | 22.4
3 | Residential Heat Pumps at Peak | GW | Falling Short | Electricity | Peak | 0 | 0 | 0 | 0 | 0 | 0 | 0 | 0 | 0 | 0.3 | 0.5 | 0.5 | 0.5 | 0.7 | 0.8 | 0.9 | 1.1 | 1.4 | 1.7 | 2.1 | 2.5 | 3 | 3.5 | 4 | 4.7 | 5.3 | 6 | 6.8 | 7.8 | 8.9 | 9.8 | 10.7 | 11.7 | 12.6 | 13.5 | 14 | 14.3 | 15 | 15.9 | 16.8 | 17.8
3 | Residential Heat Pumps at Peak | GW | Five Year Forecast | Electricity | Peak | 2010-01-01: 0; 2011-01-01: 0; 2012-01-01: 0; 2013-01-01: 0; 2014-01-01: 0; 2015-01-01: 0; 2016-01-01: 0; 2017-01-01: 0; 2018-01-01: 0; 2019-01-01: 0.3; 2020-01-01: 0.5; 2021-01-01: 0.5; 2022-01-01: 0.5; 2023-01-01: 0.5; 2024-01-01: 0.7; 2025-01-01: 0.8; 2026-01-01: 0.9; 2027-01-01: 1.1; 2028-01-01: 1.2
3 | Residential Heat Pumps at Peak | GW | Leading the Way | Electricity | Peak | 0 | 0 | 0 | 0 | 0 | 0 | 0 | 0 | 0 | 0.3 | 0.5 | 0.5 | 0.5 | 0.8 | 1.4 | 2.1 | 2.7 | 3.5 | 4.4 | 5.2 | 6 | 6.8 | 7.8 | 8.9 | 9.9 | 10.9 | 11.8 | 13.1 | 14.2 | 15.1 | 15.4 | 15.6 | 16.1 | 16.6 | 17.2 | 17.1 | 16.6 | 16.7 | 16.9 | 17 | 16.9
3 | Residential Heat Pumps at Peak | GW | System Transformation | Electricity | Peak | 0 | 0 | 0 | 0 | 0 | 0 | 0 | 0 | 0 | 0.3 | 0.5 | 0.5 | 0.5 | 0.4 | 0.6 | 0.8 | 0.9 | 1.1 | 1.2 | 1.5 | 1.9 | 2.2 | 2.5 | 2.7 | 2.9 | 3.1 | 3.9 | 4.9 | 5.8 | 6.8 | 7.6 | 8.5 | 9.5 | 10.5 | 11.6 | 12.6 | 13.6 | 14.7 | 15.8 | 16.9 | 18
3 | Residential Losses | GW | Consumer Transformation | Electricity | Peak | 1.7 | 1.6 | 1.8 | 1.6 | 1.9 | 1.7 | 1.6 | 1.7 | 1.4 | 1.5 | 1.8 | 1.8 | 1.7 | 1.6 | 1.6 | 1.8 | 1.8 | 1.9 | 2 | 2.1 | 2.2 | 2.3 | 2.4 | 2.6 | 2.7 | 2.8 | 2.9 | 3.1 | 3.3 | 3.5 | 3.5 | 3.6 | 3.7 | 3.8 | 3.9 | 3.9 | 3.9 | 3.9 | 3.9 | 3.9 | 3.9
3 | Residential Losses | GW | Falling Short | Electricity | Peak | 1.7 | 1.6 | 1.8 | 1.6 | 1.9 | 1.7 | 1.6 | 1.7 | 1.4 | 1.5 | 1.8 | 1.8 | 1.7 | 1.8 | 1.9 | 1.9 | 2 | 2.1 | 2.1 | 2.2 | 2.2 | 2.3 | 2.4 | 2.5 | 2.6 | 2.6 | 2.7 | 2.8 | 2.9 | 3 | 3.2 | 3.2 | 3.3 | 3.4 | 3.5 | 3.5 | 3.5 | 3.6 | 3.7 | 3.7 | 3.9
3 | Residential Losses | GW | Five Year Forecast | Electricity | Peak | 2010-01-01: 1.7; 2011-01-01: 1.6; 2012-01-01: 1.8; 2013-01-01: 1.6; 2014-01-01: 1.9; 2015-01-01: 1.7; 2016-01-01: 1.6; 2017-01-01: 1.7; 2018-01-01: 1.4; 2019-01-01: 1.5; 2020-01-01: 1.8; 2021-01-01: 1.8; 2022-01-01: 1.7; 2023-01-01: 1.7; 2024-01-01: 1.8; 2025-01-01: 1.8; 2026-01-01: 1.9; 2027-01-01: 1.9; 2028-01-01: 2
3 | Residential Losses | GW | Leading the Way | Electricity | Peak | 1.7 | 1.6 | 1.8 | 1.6 | 1.9 | 1.7 | 1.6 | 1.7 | 1.4 | 1.5 | 1.8 | 1.8 | 1.7 | 1.7 | 1.6 | 1.7 | 1.7 | 1.8 | 1.9 | 2 | 2.1 | 2.4 | 2.6 | 2.7 | 3 | 3.2 | 3.4 | 3.5 | 3.6 | 3.7 | 3.8 | 3.8 | 3.9 | 4 | 4.1 | 4.2 | 4.2 | 4.2 | 4.2 | 4.3 | 4.3
3 | Residential Losses | GW | System Transformation | Electricity | Peak | 1.7 | 1.6 | 1.8 | 1.6 | 1.9 | 1.7 | 1.6 | 1.7 | 1.4 | 1.5 | 1.8 | 1.8 | 1.7 | 1.6 | 1.7 | 1.8 | 1.8 | 1.9 | 1.9 | 2 | 2 | 2.1 | 2.1 | 2.3 | 2.4 | 2.4 | 2.6 | 2.8 | 2.8 | 2.9 | 2.9 | 3 | 3.1 | 3.2 | 3.3 | 3.4 | 3.6 | 3.7 | 3.7 | 3.8 | 3.9
3 | Residential Peak Shifting (Smart/TOUTs effect) | GW | Consumer Transformation | Electricity | Peak | 0 | 0 | 0 | 0 | 0 | 0 | 0 | 0 | 0 | 0 | 0 | 0 | 0 | 0 | 0 | 0 | 0.1 | 0.2 | 0.3 | 0.4 | 0.4 | 0.6 | 0.8 | 1 | 1.1 | 1.2 | 1.3 | 1.4 | 1.5 | 1.5 | 1.5 | 1.5 | 1.5 | 1.5 | 1.5 | 1.5 | 1.4 | 1.4 | 1.4 | 1.4 | 1.3
3 | Residential Peak Shifting (Smart/TOUTs effect) | GW | Falling Short | Electricity | Peak | 0 | 0 | 0 | 0 | 0 | 0 | 0 | 0 | 0 | 0 | 0 | 0 | 0 | 0 | 0 | 0 | 0 | 0 | 0 | 0 | 0 | 0 | 0 | 0 | 0.1 | 0.1 | 0.1 | 0.1 | 0.2 | 0.2 | 0.2 | 0.3 | 0.4 | 0.4 | 0.5 | 0.6 | 0.7 | 0.8 | 1 | 1.1 | 1.2
3 | Residential Peak Shifting (Smart/TOUTs effect) | GW | Five Year Forecast | Electricity | Peak | 2010-01-01: 0; 2011-01-01: 0; 2012-01-01: 0; 2013-01-01: 0; 2014-01-01: 0; 2015-01-01: 0; 2016-01-01: 0; 2017-01-01: 0; 2018-01-01: 0; 2019-01-01: 0; 2020-01-01: 0; 2021-01-01: 0; 2022-01-01: 0; 2023-01-01: 0; 2024-01-01: 0; 2025-01-01: 0; 2026-01-01: 0; 2027-01-01: 0.1; 2028-01-01: 0
3 | Residential Peak Shifting (Smart/TOUTs effect) | GW | Leading the Way | Electricity | Peak | 0 | 0 | 0 | 0 | 0 | 0 | 0 | 0 | 0 | 0 | 0 | 0 | 0 | 0 | 0 | 0.1 | 0.2 | 0.3 | 0.3 | 0.4 | 0.6 | 0.7 | 0.8 | 1 | 1.2 | 1.3 | 1.3 | 1.4 | 1.5 | 1.5 | 1.5 | 1.5 | 1.5 | 1.4 | 1.4 | 1.4 | 1.4 | 1.4 | 1.4 | 1.4 | 1.4
3 | Residential Peak Shifting (Smart/TOUTs effect) | GW | System Transformation | Electricity | Peak | 0 | 0 | 0 | 0 | 0 | 0 | 0 | 0 | 0 | 0 | 0 | 0 | 0 | 0 | 0 | 0 | 0 | 0 | 0.1 | 0.1 | 0.1 | 0.2 | 0.2 | 0.3 | 0.3 | 0.4 | 0.6 | 0.7 | 0.8 | 1 | 1.1 | 1.2 | 1.3 | 1.3 | 1.3 | 1.3 | 1.3 | 1.3 | 1.3 | 1.3 | 1.3
3 | Residential Peak Sub Total (Appliances, Light, Resistive Heat) | GW | Consumer Transformation | Electricity | Peak | 21.5 | 22.1 | 22.2 | 21.7 | 23.2 | 23.2 | 21.8 | 22.3 | 19.9 | 19.6 | 18.7 | 18.9 | 18.7 | 16.2 | 15.6 | 15.4 | 15.1 | 14.9 | 14.8 | 14.8 | 14.8 | 14.7 | 14.8 | 14.8 | 14.8 | 14.8 | 14.8 | 14.8 | 14.8 | 14.7 | 14.7 | 14.7 | 14.6 | 14.6 | 14.6 | 14.5 | 14.4 | 14.3 | 14.1 | 13.9 | 13.5
3 | Residential Peak Sub Total (Appliances, Light, Resistive Heat) | GW | Falling Short | Electricity | Peak | 21.5 | 22.1 | 22.2 | 21.7 | 23.2 | 23.2 | 21.8 | 22.3 | 19.9 | 19.6 | 18.7 | 18.9 | 18.7 | 19.8 | 19.6 | 19.5 | 19.2 | 18.9 | 18.6 | 18.2 | 18.2 | 18.2 | 18.4 | 18.5 | 18.7 | 18.9 | 19 | 19.2 | 19.3 | 19.5 | 19.6 | 19.8 | 19.9 | 20.1 | 20.2 | 20.3 | 20.4 | 20.5 | 20.6 | 20.7 | 20.9
3 | Residential Peak Sub Total (Appliances, Light, Resistive Heat) | GW | Five Year Forecast | Electricity | Peak | 2010-01-01: 21.5; 2011-01-01: 22.1; 2012-01-01: 22.2; 2013-01-01: 21.7; 2014-01-01: 23.2; 2015-01-01: 23.2; 2016-01-01: 21.8; 2017-01-01: 22.3; 2018-01-01: 19.9; 2019-01-01: 19.6; 2020-01-01: 18.7; 2021-01-01: 18.9; 2022-01-01: 18.7; 2023-01-01: 18.4; 2024-01-01: 17.7; 2025-01-01: 16.8; 2026-01-01: 16.6; 2027-01-01: 16.5; 2028-01-01: 16.3
3 | Residential Peak Sub Total (Appliances, Light, Resistive Heat) | GW | Leading the Way | Electricity | Peak | 21.5 | 22.1 | 22.2 | 21.7 | 23.2 | 23.2 | 21.8 | 22.3 | 19.9 | 19.6 | 18.7 | 18.9 | 18.7 | 16.9 | 15.2 | 13.6 | 13.1 | 12.8 | 12.6 | 12.2 | 12.1 | 12.2 | 12.3 | 12.5 | 12.9 | 12.9 | 12.9 | 13.1 | 13.1 | 13 | 12.8 | 12.8 | 12.7 | 12.7 | 12.6 | 12.5 | 12.4 | 12.5 | 12.4 | 12.3 | 12.3
3 | Residential Peak Sub Total (Appliances, Light, Resistive Heat) | GW | System Transformation | Electricity | Peak | 21.5 | 22.1 | 22.2 | 21.7 | 23.2 | 23.2 | 21.8 | 22.3 | 19.9 | 19.6 | 18.7 | 18.9 | 18.7 | 17.3 | 16.8 | 16.5 | 16.3 | 16.2 | 16.1 | 16.1 | 16.1 | 16 | 16 | 16.1 | 16.1 | 16.1 | 16.2 | 16.2 | 16.2 | 16.2 | 16.1 | 16.1 | 16.2 | 16.2 | 16.2 | 16.2 | 16.2 | 16.3 | 16.3 | 16.3 | 16.2
3 | Residential Resistive Heat at Peak | GW | Consumer Transformation | Electricity | Peak | 0 | 0 | 0 | 0 | 0 | 0 | 0 | 0 | 0 | 2.8 | 2.5 | 2.4 | 2.1 | 2 | 1.9 | 1.9 | 1.8 | 1.8 | 1.7 | 1.7 | 1.6 | 1.6 | 1.5 | 1.5 | 1.4 | 1.4 | 1.3 | 1.3 | 1.2 | 1.2 | 1.1 | 1.1 | 1 | 1 | 0.9 | 0.9 | 0.8 | 0.7 | 0.7 | 0.6 | 0.6
3 | Residential Resistive Heat at Peak | GW | Falling Short | Electricity | Peak | 0 | 0 | 0 | 0 | 0 | 0 | 0 | 0 | 0 | 2.8 | 2.5 | 2.4 | 2.1 | 2.4 | 2.4 | 2.4 | 2.3 | 2.2 | 2.2 | 2.1 | 2.1 | 2 | 1.9 | 1.9 | 1.8 | 1.8 | 1.7 | 1.7 | 1.7 | 1.6 | 1.6 | 1.6 | 1.6 | 1.6 | 1.6 | 1.6 | 1.6 | 1.6 | 1.6 | 1.6 | 1.6
3 | Residential Resistive Heat at Peak | GW | Five Year Forecast | Electricity | Peak | 2010-01-01: 0; 2011-01-01: 0; 2012-01-01: 0; 2013-01-01: 0; 2014-01-01: 0; 2015-01-01: 0; 2016-01-01: 0; 2017-01-01: 0; 2018-01-01: 0; 2019-01-01: 2.8; 2020-01-01: 2.5; 2021-01-01: 2.4; 2022-01-01: 2.1; 2023-01-01: 2.1; 2024-01-01: 2.2; 2025-01-01: 2.3; 2026-01-01: 2.2; 2027-01-01: 2.2; 2028-01-01: 2.1
3 | Residential Resistive Heat at Peak | GW | Leading the Way | Electricity | Peak | 0 | 0 | 0 | 0 | 0 | 0 | 0 | 0 | 0 | 2.8 | 2.5 | 2.4 | 2.1 | 1.9 | 1.8 | 1.8 | 1.7 | 1.7 | 1.7 | 1.6 | 1.6 | 1.5 | 1.4 | 1.4 | 1.3 | 1.2 | 1.2 | 1.1 | 1.1 | 1 | 1 | 0.9 | 0.9 | 0.8 | 0.8 | 0.7 | 0.7 | 0.7 | 0.7 | 0.7 | 0.6
3 | Residential Resistive Heat at Peak | GW | System Transformation | Electricity | Peak | 0 | 0 | 0 | 0 | 0 | 0 | 0 | 0 | 0 | 2.8 | 2.5 | 2.4 | 2.1 | 2.1 | 2.1 | 2.1 | 2.1 | 2 | 2 | 2 | 1.9 | 1.8 | 1.8 | 1.7 | 1.6 | 1.6 | 1.5 | 1.4 | 1.3 | 1.2 | 1.1 | 1.1 | 1 | 0.9 | 0.8 | 0.8 | 0.7 | 0.7 | 0.7 | 0.6 | 0.6
3 | Residential Storage Heat at Peak | GW | Consumer Transformation | Electricity | Peak | 0 | 0 | 0 | 0 | 0 | 0 | 0 | 0 | 0 | 0.2 | 0.2 | 0.3 | 0.3 | 0.3 | 0.3 | 0.3 | 0.3 | 0.2 | 0.2 | 0.2 | 0.2 | 0.2 | 0.2 | 0.2 | 0.2 | 0.2 | 0.2 | 0.2 | 0.2 | 0.2 | 0.1 | 0.1 | 0.1 | 0.1 | 0.1 | 0.1 | 0.1 | 0.1 | 0.1 | 0.1 | 0.1
3 | Residential Storage Heat at Peak | GW | Falling Short | Electricity | Peak | 0 | 0 | 0 | 0 | 0 | 0 | 0 | 0 | 0 | 0.2 | 0.2 | 0.3 | 0.3 | 0.2 | 0.2 | 0.2 | 0.2 | 0.2 | 0.2 | 0.2 | 0.2 | 0.2 | 0.2 | 0.2 | 0.2 | 0.1 | 0.1 | 0.1 | 0.1 | 0.1 | 0.1 | 0.1 | 0.1 | 0.1 | 0.1 | 0.1 | 0.1 | 0.1 | 0.1 | 0.1 | 0.1
3 | Residential Storage Heat at Peak | GW | Five Year Forecast | Electricity | Peak | 2010-01-01: 0; 2011-01-01: 0; 2012-01-01: 0; 2013-01-01: 0; 2014-01-01: 0; 2015-01-01: 0; 2016-01-01: 0; 2017-01-01: 0; 2018-01-01: 0; 2019-01-01: 0.2; 2020-01-01: 0.2; 2021-01-01: 0.3; 2022-01-01: 0.3; 2023-01-01: 0.2; 2024-01-01: 0.3; 2025-01-01: 0.3; 2026-01-01: 0.3; 2027-01-01: 0.2; 2028-01-01: 0.2
3 | Residential Storage Heat at Peak | GW | Leading the Way | Electricity | Peak | 0 | 0 | 0 | 0 | 0 | 0 | 0 | 0 | 0 | 0.2 | 0.2 | 0.3 | 0.3 | 0.3 | 0.3 | 0.3 | 0.3 | 0.2 | 0.2 | 0.2 | 0.2 | 0.2 | 0.2 | 0.2 | 0.1 | 0.1 | 0.1 | 0.1 | 0.1 | 0.1 | 0.1 | 0.1 | 0.1 | 0.1 | 0.1 | 0.1 | 0.1 | 0.1 | 0.1 | 0.1 | 0.1
3 | Residential Storage Heat at Peak | GW | System Transformation | Electricity | Peak | 0 | 0 | 0 | 0 | 0 | 0 | 0 | 0 | 0 | 0.2 | 0.2 | 0.3 | 0.3 | 0.2 | 0.3 | 0.3 | 0.3 | 0.2 | 0.2 | 0.2 | 0.2 | 0.2 | 0.2 | 0.2 | 0.2 | 0.1 | 0.1 | 0.1 | 0.1 | 0.1 | 0.1 | 0.1 | 0.1 | 0.1 | 0.1 | 0.1 | 0.1 | 0.1 | 0.1 | 0.1 | 0.1
[16 empty] | 3600 | 3812

## ED2
ED2: Electricity definitions
Return to: Main Menu
Return to: Chapter contents
This sheet shows the following definitions and explanations of the data in ED1 * Annual demand breakdown * Peak demand breakdown * Minimum demand breakdown * Explanation of the breakdown definitions * Demand definitions * Demand terminology
Annual Demand Breakdown
Table below shows the aggregation method for each components of annual demand.
Annual Demand Component Breakdown
| Level 1 | Level 2 | Level 3 | Level 4 | Level 5 : Supplementary Components
GBFES System Demand: Total
| (+) → | GBFES Customer Demand: Residential |  |  | Residential
|  | (+) → | Residential Appliance Demand |  | Residential Micro-generation
|  | (+) → | Residential Storage Heat
|  | (+) → | Residential Resistive Heat Demand
|  | (+) → | Residential Resistive Hot Water
|  | (+) → | Residential Light
|  | (-) → | Residential Smart Metering - Demand Reduction
|  | (+) → | Residential Heat Pumps
|  | (+) → | Residential Electric Vehicles Demand (EVs)
|  | (+) → | Residential Air Conditioning Demand
|  | (+) → | Residential District Heat Demand
| (+) → | GBFES Customer Demand: Total Industrial (Electrolysis & District Heat included) |  |  | Industrial
|  | (+) → | GBFES Customer Demand: Deduct Networked Electrolysis from Industrial |  | Industrial District Heat Demand
|  | (+) → | GBFES Customer Demand: Total Industrial (Excluding Electrolysis)
| (+) → | GBFES Customer Demand: Commercial with Micro-generation Included |  |  | Commercial
|  | (+) → | Commercial Micro-generation |  | I&C Rail Traction Demand
Commercial District Heat Demand
|  | (+) → | GBFES Customer Demand: Commercial with Micro-generation deducted |  | Commercial Heat Pump Demand
|  |  | (+) → | Total Commercial Demand inc EV, Heat Pumps, District Heat, Rail Traction, No directs | GB Customer Demand: Commercial Data Centres - Direct Transmission Customers
GB Customer Demand: Commercial Data Centres - Distribution System Customers
|  |  | (+) → | Commercial Electric Vehicles Demand (EVs)
|  |  | (-) → | Commercial Micro-generation
| (+) → | GBFES System Losses: Transmission |  |  | System
| (+) → | GBFES System Losses: Distribution
| (+) → | GBFES Customer Demand: Direct Transmission Customers
Peak Demand Breakdown
Table below shows the aggregation method for each components of peak demand.
Peak Demand Component Breakdown
| Level 1 | Level 2 | Level 3 | Level 4 | Level 5 : Supplimentary Components
GBFES Peak Customer Demand: Total Consumption plus Losses
| (+) → | GBFES Peak System Demand: All Residential plus Losses (Smart EV Charging, no Micro-generation) |  |  | Residential
|  | (+) → | Residential Peak Sub Total (Appliances, Light, Resistive Heat)
|  | (+) → | Residential Peak Shifting (Smart/TOUTs effect)
|  | (+) → | Residential EVs at Peak
|  | (+) → | Residential Resistive Heat at Peak
|  | (+) → | Residential Storage Heat at Peak
|  | (+) → | Residential Heat Pumps at Peak
|  | (+) → | Residential District Heat at Peak
|  | (+) → | Residential Losses
| (+) → | GBFES Peak System Demand: All Industrial except Electrolysis, plus Losses |  |  | Industrial
|  | (+) → | Industrial Peak (No Losses)
|  | (+) → | Industrial Resistive Heat at Peak
|  | (+) → | Industrial Storage Heat at Peak
|  | (+) → | Industrial District Heat at Peak
|  | (+) → | Industrial Losses
| (+) → | GBFES Peak System Demand: Commercial inc Rail and District Heat, +EVs +HPs +Losses ignoring Microgen |  |  | Commercial
|  | (+) → | Commercial Heat Pumps at Peak
|  | (+) → | Initial Commercial Component inc District Heat inc Rail (No Losses)
|  | (+) → | Commercial Resistive Heat at Peak
|  | (+) → | Commercial Storage Heat at Peak
|  | (+) → | Commercial District Heat at Peak
|  | (+) → | Commercial EVs at Peak
|  | (+) → | Commercial Losses
| (+) → | GB FES System Demand: Direct Connects |  |  | System
Minimum Demand Breakdown
Table below shows the aggregation method for each components of minimum demand.
Min Demand Component Breakdown (Unrestricted National Demand - no transmission pumping)
| Level 1 | Level 2 | Level 3 | Level 4 | Level 5 : Supplimentary Components
GBFES System Demand: Total Summer Minimum Demand
| (+) → | GBFES Customer Demand: Residential including losses |  |  | Residential
|  | (+) → | Residential Sub Total (Appliances, Light, Resistive Heat)
|  | (+) → | Residential Demand Shifting (Smart/TOUTs effect)
|  | (+) → | Residential EV Summer Min
|  | (+) → | Residential Heat Pump Summer Min
|  | (+) → | Residential Resistive Heat Summer Min
|  | (+) → | Residential Storage Heat Summer Min
|  | (+) → | Residential District Heat Summer Min
|  | (+) → | Residential Losses
| (+) → | GBFES Customer Demand: Industrial including losses |  |  | Industrial
|  | (+) → | Industrial Sub Total (Heat components plus losses)
|  | (+) → | Industrial Resistive Heat Summer Min
|  | (+) → | Industrial Storage Heat Summer Min
|  | (+) → | Industrial District Heat Summer Min
|  | (+) → | Industrial Losses
| (+) → | GBFES Customer Demand: Commercial including losses |  |  | Commercial
|  | (+) → | Commercial Sub Total (Heat components plus losses)
|  | (+) → | Commercial EVs at Peak
|  | (+) → | Commercial Resistive Heat Summer Min
|  | (+) → | Commercial Storage Heat Summer Min
|  | (+) → | Commercial District Heat Summer Min
|  | (+) → | Commercial Heat Pumps at Peak
|  | (+) → | Commercial Losses
| (+) → | GBFES Customer Demand: On Grid Electrolysis (PM only) |  |  | System
| (+) → | GBFES Customer Demand: Direct Transmission Customers
Explanation of the above Demand Breakdowns
Column | Category | Description
Aggregation Level | 1 - 4 | Each level represents a level of aggregation descending order. For example, level 1 is the aggregation of all levels 2 component. The contribution (addition or subtraction) of each element is given adjacent to the element description in the data breakdown below.
Aggregation Level | 1900-01-04 | Level 5 data is supplimentary. It is not included in aggregation totals in the data breakdown but relates to one or more of the aggregated components.
Peak/Annual/Minimum | Peak | Data for Winter Peak, 5pm-6pm. Tradtionally the highest GB demand period.
Peak/Annual/Minimum | Summer 0600hrs | Data for Summer Sunday, 5am-6am. Traditonal GB minimum demand period.
Peak/Annual/Minimum | Summer 1400hrs | Data for Summer Sunday, 1pm-2pm. Analysis period when high solar output interacts with falling demand (after lunchtime)
Peak/Annual/Minimum | Annual | Annual Data, usually Fiscal Year
Data Item | Commercial EV Charging | Non residential EV charging including on-street, public and forecourt charging
Data Item | Commercial Rail Traction | BEIS ECUK: Traction demand from rail transport
Data Item | Appliances: Cold | BEIS ECUK: Home refrigeration and freezing
Data Item | Appliances: Computing | BEIS ECUK: Laptops, Desktops, Monitors
Data Item | Appliances: Consumer | BEIS ECUK: TVs, Set top boxes, Games Consoles, DVD/VCR players
Data Item | Appliances: Cooking | BEIS ECUK Hobs, ovens, microwaves, kettles
Data Item | Appliances: Light | BEIS ECUK: Light bulbs
Data Item | Appliances: Wet | BEIS ECUK: Washing machines, tumble driers, washing machines
Data Item | Appliances: Other | BEIS ECUK. Uncategorised demands. Difference between electricity demands in total ends use consumer demand and the appliance tables of ECUK. Data in this category under review
Data Item | Residential Air Conditioning | Assumptions based on current 1% residential. Assume portable air-con unit at 500kWh/year (191 hours at 2.7kW max capacity. Units on for 20 days a year). Each unit assumed to be consuming 1KW on an average diversified basis during main cooling period, and 0.1kW at 0600hrs
Data Item | Residential District Heat | Large scale plants assumed to act in a similar manner to air source heat pumps, but with some top up heating or thermal storage to peak shave
Data Item | GB Electricity losses | Distribution and Transmission line losses ~8% a year. Assumed to be similar at peak.
Data Item | Industrial & Commercial Triad Avoidance | Demand reduction at peak due to behind meter generation, and pure demand side response (demand reduction or shifting)
Data Item | Industrial & Commerical Pure Demand Side Response | Demand reduction at peak due demand reduction or shifting
Data item | GBFES Customer Demand: On Grid Electrolysis (PM only) | Electrolysis demand for electricity used for GB Hydrogen demand only
Demand Definitions
Table below shows the components within various electricity demand definitions
Demand Definition | Used In FES? | Total Demand: Conditions | (Metered) Transmission and Large Distribution Generation | Demand met by "Un-Metered" Generation | Electricity Losses ~8% | Interconnector Exports | Pumping Demand | Station Demand
Consumer Demand (FES Customer Demand) | Yes - WS Sheets | Weather Corrected Annual Average | Yes | Yes | No | No | No | No
Bid3 Annual Generation Output | Yes - Electricity Supply Chapter | Selected Weather Year 2013 | Yes | Yes | Yes | Yes | Yes | No
FES Underlying (System)Demand | Yes - Table ED1 | Peak: ACS. Summer: Average | Yes | Yes | Yes | No | No | No
National Demand | Yes - Table ED1 and Sheet ES2 | Observed, weather corrected or reconciled | Yes | No | Yes | No | No | No
Transmission System Demand | No | Observed, weather corrected or reconciled | Yes | No | Yes | Yes | Yes | Yes
Demand Terminology | Notes
Observed Demand | National Grid ESO operational metering data (NGESO)
Weather Corrected | NGESO weather corrected operational metering data
Reconciled Demand | Produced by Elexon: Reconciled data for billing
Restricted Demand | Peak Demand taking into account triad avoidance
Unrestricted Demand | Peak Demand without triad avoidance deducted
Triad Avoidance | Demand reduction at peak due to behind meter generation, and pure demand side response (demand reduction or shifting)
Pure Demand Side Response (behind meter Generation and Storage does not count as pure DSR) | Demand reduction at peak due demand reduction or shifting
Pumping Demand | Net Demand from pumped storage generation ~5TWh/year
Station Demand | Demand from power stations. Generation output is assumed to be net of station demand under several demand definitions. Not added to FES data.
Station Demand | ~5TWh/year. Assumed to be 600MW at peak and 500MW at other times. Not added to FES data.
Metered Generation | Transmission generation and large DNO generation
Unmetered Generation | Generation not metered by NGESO (DNO and behind meter generation)
Electricity Losses | Distribution and Transmission line losses ~8% a year. Assumed to be similar at peak.

## ED3
ED3: Gas demand summary
Return to: Main Menu
| Scenario | Sector | Fuel | Technology | Time | Units | 2020 | 2021 | 2022 | 2023 | 2024 | 2025 | 2026 | 2027 | 2028 | 2029 | 2030 | 2031 | 2032 | 2033 | 2034 | 2035 | 2036 | 2037 | 2038 | 2039 | 2040 | 2041 | 2042 | 2043 | 2044 | 2045 | 2046 | 2047 | 2048 | 2049 | 2050
| Consumer Transformation | Domestic | biofuel | Biofuel boiler | Annuals | TWh | 0 | 0.014 | 1.759 | 2.337 | 2.88 | 3.417 | 3.826 | 4.189 | 4.514 | 4.807 | 5.066 | 5.301 | 5.538 | 5.78 | 6.026 | 6.28 | 5.473 | 5.25 | 4.989 | 4.729 | 4.469 | 4.364 | 4.354 | 4.373 | 4.422 | 4.482 | 4.587 | 4.673 | 4.754 | 4.827 | 4.889
| Consumer Transformation | Domestic | biofuel | Hybrid (ASHP + Biofuel boiler) | Annuals | TWh | 0 | 0.001 | 0.003 | 0.003 | 0.004 | 0.006 | 0.01 | 0.015 | 0.021 | 0.027 | 0.033 | 0.04 | 0.047 | 0.054 | 0.061 | 0.068 | 0.076 | 0.082 | 0.09 | 0.098 | 0.106 | 0.118 | 0.131 | 0.144 | 0.158 | 0.172 | 0.187 | 0.197 | 0.206 | 0.216 | 0.225
| Consumer Transformation | Domestic | biomass | Biomass boiler | Annuals | TWh | 0 | 0.041 | 0.052 | 0.092 | 0.131 | 0.169 | 0.206 | 0.237 | 0.263 | 0.302 | 0.378 | 0.482 | 0.566 | 0.625 | 0.654 | 0.68 | 0.68 | 0.654 | 0.637 | 0.661 | 0.751 | 0.847 | 0.951 | 1.072 | 1.19 | 1.257 | 1.322 | 1.408 | 1.517 | 1.656 | 1.795
| Consumer Transformation | Domestic | biomass | Biomass CHP | Annuals | TWh | 0 | 0 | 0 | 0 | 0 | 0 | 0 | 0 | 0 | 0 | 0 | 0 | 0 | 0 | 0 | 0 | 0 | 0 | 0 | 0 | 0 | 0 | 0 | 0 | 0 | 0 | 0 | 0 | 0 | 0 | 0
| Consumer Transformation | Domestic | biomass | DH | Annuals | TWh | 0 | 0 | 0 | 0 | 0 | 0 | 0 | 0 | 0 | 0 | 0 | 0 | 0 | 0 | 0 | 0 | 0 | 0 | 0 | 0 | 0 | 0 | 0 | 0 | 0 | 0 | 0 | 0 | 0 | 0 | 0
| Consumer Transformation | Domestic | biomethane | DH | Annuals | TWh | 1.211 | 0.899 | 0.415 | 0.428 | 0.438 | 0.442 | 0.448 | 0.464 | 0.499 | 0.543 | 0.481 | 0.547 | 0.63 | 0.728 | 0.839 | 1.099 | 1.333 | 1.591 | 1.846 | 2.104 | 2.35 | 2.596 | 2.827 | 3.037 | 3.218 | 3.684 | 3.817 | 3.936 | 4.047 | 4.169 | 4.219
| Consumer Transformation | Domestic | dh_heat | DH | Annuals | TWh | 4.451 | 4.057 | 4.422 | 4.579 | 4.719 | 4.861 | 4.953 | 5.161 | 5.61 | 6.184 | 6.929 | 7.838 | 8.966 | 10.316 | 11.832 | 14.407 | 17.468 | 20.851 | 24.184 | 27.562 | 30.782 | 34.009 | 37.032 | 39.785 | 42.149 | 43.962 | 45.49 | 46.837 | 48.064 | 49.422 | 50.006
| Consumer Transformation | Domestic | electricity | ASHP | Annuals | TWh | 1.534 | 1.212 | 1.177 | 1.832 | 2.112 | 2.384 | 2.889 | 3.852 | 5.232 | 6.724 | 8.077 | 9.29 | 10.449 | 11.576 | 12.678 | 13.85 | 15.042 | 16.324 | 17.5 | 18.664 | 19.801 | 20.698 | 21.018 | 20.91 | 20.6 | 20.305 | 20.114 | 19.932 | 19.816 | 19.825 | 19.855
| Consumer Transformation | Domestic | electricity | DH | Annuals | TWh | 1.286 | 1.237 | 1.207 | 1.579 | 1.628 | 1.554 | 1.583 | 1.65 | 1.795 | 1.979 | 2.099 | 2.372 | 2.711 | 3.117 | 3.573 | 4.33 | 5.251 | 6.268 | 7.271 | 8.288 | 9.256 | 10.227 | 11.136 | 11.964 | 12.675 | 13.127 | 13.583 | 13.984 | 14.35 | 14.754 | 14.928
| Consumer Transformation | Domestic | electricity | Electric resistive | Annuals | TWh | 5.077 | 5.432 | 4.87 | 4.028 | 3.909 | 3.792 | 3.661 | 3.534 | 3.412 | 3.291 | 3.168 | 3.043 | 2.915 | 2.784 | 2.649 | 2.51 | 2.404 | 2.339 | 2.263 | 2.183 | 2.102 | 2.029 | 1.943 | 1.845 | 1.739 | 1.626 | 1.51 | 1.395 | 1.283 | 1.174 | 1.068
| Consumer Transformation | Domestic | electricity | GSHP | Annuals | TWh | 0.294 | 0.295 | 0.305 | 0.514 | 0.662 | 0.763 | 0.914 | 1.032 | 1.243 | 1.753 | 2.581 | 3.531 | 4.444 | 5.33 | 6.194 | 7.118 | 8.081 | 9.17 | 10.231 | 11.275 | 12.275 | 13.164 | 13.994 | 14.788 | 15.481 | 16.117 | 16.666 | 17.258 | 17.782 | 18.086 | 18.147
| Consumer Transformation | Domestic | electricity | Hybrid (ASHP + Biofuel boiler) | Annuals | TWh | 0 | 0.012 | 0.026 | 0.062 | 0.077 | 0.108 | 0.168 | 0.23 | 0.294 | 0.358 | 0.421 | 0.485 | 0.549 | 0.614 | 0.68 | 0.747 | 0.833 | 0.871 | 0.95 | 1.02 | 1.075 | 1.113 | 1.15 | 1.192 | 1.239 | 1.287 | 1.346 | 1.392 | 1.436 | 1.479 | 1.52
| Consumer Transformation | Domestic | electricity | Hybrid (ASHP + Electric resistive) | Annuals | TWh | 0 | 0.042 | 0.082 | 0.144 | 0.19 | 0.262 | 0.387 | 0.581 | 0.941 | 1.46 | 2.142 | 2.979 | 3.842 | 4.727 | 5.637 | 6.914 | 8.238 | 9.627 | 11.058 | 12.455 | 13.771 | 15.034 | 16.179 | 17.138 | 17.841 | 18.244 | 18.449 | 18.62 | 18.805 | 19.073 | 19.077
| Consumer Transformation | Domestic | electricity | Hybrid (ASHP + Hydrogen boiler) | Annuals | TWh | 0 | 0 | 0 | 0 | 0 | 0 | 0 | 0 | 0 | 0 | 0 | 0 | 0 | 0 | 0 | 0 | 0 | 0 | 0 | 0 | 0 | 0 | 0 | 0 | 0 | 0 | 0 | 0 | 0 | 0 | 0
| Consumer Transformation | Domestic | electricity off-peak | Electric storage | Annuals | TWh | 12.219 | 13.073 | 11.721 | 10.404 | 10.117 | 9.841 | 9.514 | 9.249 | 8.99 | 8.727 | 8.46 | 8.186 | 7.892 | 7.606 | 7.327 | 7.055 | 6.92 | 6.885 | 6.795 | 6.701 | 6.605 | 6.553 | 6.456 | 6.327 | 6.17 | 5.984 | 5.775 | 5.586 | 5.388 | 5.181 | 4.964
| Consumer Transformation | Domestic | gas | DH | Annuals | TWh | 0 | 0 | 0 | 0 | 0 | 0 | 0 | 0 | 0 | 0 | 0 | 0 | 0 | 0 | 0 | 0 | 0 | 0 | 0 | 0 | 0 | 0 | 0 | 0 | 0 | 0 | 0 | 0 | 0 | 0 | 0
| Consumer Transformation | Domestic | gas | Gas boiler | Annuals | TWh | 311.545 | 309.057 | 288.901 | 285.743 | 282.429 | 278.388 | 273.194 | 265.332 | 254.956 | 242.148 | 227.468 | 211.862 | 196.068 | 180.122 | 164.058 | 145.053 | 126.937 | 110.207 | 93.829 | 77.607 | 62.111 | 47.769 | 36.094 | 26.933 | 20.205 | 15.348 | 11.418 | 7.675 | 4.085 | 0.612 | 0.081
| Consumer Transformation | Domestic | gas | Gas CHP | Annuals | TWh | 0 | 0 | 0 | 0 | 0 | 0 | 0 | 0 | 0 | 0 | 0 | 0 | 0 | 0 | 0 | 0 | 0 | 0 | 0 | 0 | 0 | 0 | 0 | 0 | 0 | 0 | 0 | 0 | 0 | 0 | 0
| Consumer Transformation | Domestic | hydrogen | DH | Annuals | TWh | 0 | 0 | 0 | 0 | 0 | 0 | 0 | 0 | 0 | 0 | 0 | 0 | 0 | 0 | 0 | 0 | 0 | 0 | 0 | 0 | 0 | 0 | 0 | 0 | 0 | 0 | 0 | 0 | 0 | 0 | 0
| Consumer Transformation | Domestic | hydrogen | Gas boiler | Annuals | TWh | 0 | 0 | 0 | 0 | 0 | 0 | 0 | 0 | 0 | 0 | 0 | 0 | 0 | 0 | 0 | 0 | 0 | 0 | 0 | 0 | 0 | 0 | 0 | 0 | 0 | 0 | 0 | 0 | 0 | 0 | 0
| Consumer Transformation | Domestic | hydrogen | Hybrid (ASHP + Hydrogen boiler) | Annuals | TWh | 0 | 0 | 0 | 0 | 0 | 0 | 0 | 0 | 0 | 0 | 0 | 0 | 0 | 0 | 0 | 0 | 0 | 0 | 0 | 0 | 0 | 0 | 0 | 0 | 0 | 0 | 0 | 0 | 0 | 0 | 0
| Consumer Transformation | Domestic | hydrogen | Hydrogen boiler | Annuals | TWh | 0 | 0 | 0 | 0 | 0 | 0 | 0 | 0 | 0 | 0 | 0 | 0 | 0 | 0 | 0 | 0 | 0 | 0 | 0 | 0 | 0 | 0 | 0 | 0 | 0 | 0 | 0 | 0 | 0 | 0 | 0
| Consumer Transformation | Domestic | other | Community | Annuals | TWh | 1.451 | 1.503 | 1.243 | 1.196 | 1.146 | 1.094 | 1.035 | 0.97 | 0.902 | 0.83 | 0.755 | 0.678 | 0.601 | 0.524 | 0.448 | 0.371 | 0.353 | 0.313 | 0.269 | 0.228 | 0.189 | 0.157 | 0.131 | 0.109 | 0.09 | 0.074 | 0.06 | 0.046 | 0.032 | 0.017 | 0.003
| Consumer Transformation | Domestic | other | Gas CHP | Annuals | TWh | 0 | 0 | 0 | 0 | 0 | 0 | 0 | 0 | 0 | 0 | 0 | 0 | 0 | 0 | 0 | 0 | 0 | 0 | 0 | 0 | 0 | 0 | 0 | 0 | 0 | 0 | 0 | 0 | 0 | 0 | 0
| Consumer Transformation | Domestic | other | Oil boiler | Annuals | TWh | 29.943 | 30.001 | 25.392 | 23.992 | 22.526 | 21.059 | 19.466 | 17.846 | 16.198 | 14.538 | 12.863 | 11.182 | 9.503 | 7.828 | 6.158 | 4.436 | 3.989 | 3.437 | 2.962 | 2.552 | 2.143 | 1.86 | 1.604 | 1.377 | 1.161 | 0.96 | 0.765 | 0.568 | 0.367 | 0.162 | 0.008
| System Transformation | Domestic | biofuel | Biofuel boiler | Annuals | TWh | 0 | 0.014 | 0.586 | 1.083 | 1.55 | 1.979 | 2.383 | 2.737 | 3.049 | 3.331 | 3.59 | 3.808 | 4.027 | 4.246 | 4.465 | 4.686 | 4.849 | 4.792 | 4.639 | 4.507 | 4.401 | 4.344 | 4.413 | 4.541 | 4.719 | 4.939 | 5.226 | 5.446 | 5.677 | 5.917 | 6.151
| System Transformation | Domestic | biofuel | Hybrid (ASHP + Biofuel boiler) | Annuals | TWh | 0 | 0.001 | 0.002 | 0.004 | 0.006 | 0.009 | 0.013 | 0.017 | 0.021 | 0.026 | 0.031 | 0.036 | 0.041 | 0.046 | 0.051 | 0.057 | 0.063 | 0.068 | 0.073 | 0.077 | 0.08 | 0.087 | 0.092 | 0.096 | 0.099 | 0.101 | 0.103 | 0.105 | 0.107 | 0.109 | 0.11
| System Transformation | Domestic | biomass | Biomass boiler | Annuals | TWh | 0 | 0.041 | 0.034 | 0.06 | 0.086 | 0.112 | 0.138 | 0.165 | 0.191 | 0.218 | 0.25 | 0.278 | 0.297 | 0.311 | 0.324 | 0.343 | 0.35 | 0.338 | 0.344 | 0.369 | 0.418 | 0.472 | 0.525 | 0.577 | 0.626 | 0.671 | 0.725 | 0.788 | 0.857 | 0.929 | 0.996
| System Transformation | Domestic | biomass | Biomass CHP | Annuals | TWh | 0 | 0 | 0 | 0 | 0 | 0 | 0 | 0 | 0 | 0 | 0 | 0 | 0 | 0 | 0 | 0 | 0 | 0 | 0 | 0 | 0 | 0 | 0 | 0 | 0 | 0 | 0 | 0 | 0 | 0 | 0
| System Transformation | Domestic | biomass | DH | Annuals | TWh | 0 | 0 | 0 | 0 | 0 | 0 | 0 | 0 | 0 | 0 | 0 | 0 | 0 | 0 | 0 | 0 | 0 | 0 | 0 | 0 | 0 | 0 | 0 | 0 | 0 | 0 | 0 | 0 | 0 | 0 | 0
| System Transformation | Domestic | biomethane | DH | Annuals | TWh | 1.211 | 0.899 | 0.145 | 0.15 | 0.154 | 0.106 | 0.107 | 0.109 | 0.112 | 0.115 | 0.08 | 0.083 | 0.087 | 0.094 | 0.103 | 0.122 | 0.154 | 0.193 | 0.233 | 0.273 | 0.313 | 0.35 | 0.387 | 0.422 | 0.453 | 0.481 | 0.507 | 0.531 | 0.551 | 0.57 | 0.578
| System Transformation | Domestic | dh_heat | DH | Annuals | TWh | 4.451 | 4.057 | 5.002 | 5.172 | 5.326 | 5.461 | 5.566 | 5.715 | 5.918 | 6.143 | 6.414 | 6.644 | 7.022 | 7.56 | 8.26 | 9.768 | 12.256 | 15.33 | 18.451 | 21.603 | 24.721 | 27.628 | 30.574 | 33.279 | 35.777 | 37.954 | 40.018 | 41.868 | 43.53 | 45.008 | 45.644
| System Transformation | Domestic | electricity | ASHP | Annuals | TWh | 1.534 | 1.212 | 1.177 | 1.774 | 1.947 | 2.123 | 2.293 | 2.48 | 2.661 | 2.839 | 3.015 | 3.173 | 3.274 | 3.382 | 3.501 | 3.675 | 3.952 | 4.186 | 4.424 | 4.666 | 4.918 | 5.233 | 5.571 | 6.018 | 6.625 | 7.412 | 8.311 | 9.256 | 10.209 | 11.16 | 12.054
| System Transformation | Domestic | electricity | DH | Annuals | TWh | 1.286 | 1.237 | 1.207 | 1.886 | 1.941 | 1.857 | 1.892 | 1.943 | 2.011 | 2.088 | 2.039 | 2.112 | 2.232 | 2.403 | 2.624 | 3.101 | 3.887 | 4.859 | 5.847 | 6.844 | 7.83 | 8.75 | 9.682 | 10.537 | 11.327 | 12.015 | 12.669 | 13.254 | 13.781 | 14.249 | 14.452
| System Transformation | Domestic | electricity | Electric resistive | Annuals | TWh | 5.077 | 5.432 | 4.87 | 4.382 | 4.287 | 4.194 | 4.091 | 3.99 | 3.893 | 3.796 | 3.698 | 3.543 | 3.387 | 3.227 | 3.064 | 2.899 | 2.741 | 2.571 | 2.412 | 2.259 | 2.115 | 1.982 | 1.849 | 1.716 | 1.581 | 1.447 | 1.37 | 1.293 | 1.218 | 1.145 | 1.074
| System Transformation | Domestic | electricity | GSHP | Annuals | TWh | 0.294 | 0.295 | 0.305 | 0.437 | 0.505 | 0.578 | 0.687 | 0.829 | 0.979 | 1.143 | 1.321 | 1.476 | 1.573 | 1.662 | 1.744 | 1.833 | 1.927 | 2.024 | 2.121 | 2.219 | 2.317 | 2.361 | 2.397 | 2.443 | 2.504 | 2.589 | 2.682 | 2.749 | 2.83 | 2.92 | 3.014
| System Transformation | Domestic | electricity | Hybrid (ASHP + Biofuel boiler) | Annuals | TWh | 0 | 0.012 | 0.026 | 0.072 | 0.119 | 0.173 | 0.229 | 0.292 | 0.351 | 0.412 | 0.473 | 0.528 | 0.583 | 0.639 | 0.695 | 0.756 | 0.819 | 0.864 | 0.901 | 0.927 | 0.943 | 0.964 | 0.973 | 0.98 | 0.984 | 0.984 | 0.993 | 1.001 | 1.009 | 1.018 | 1.019
| System Transformation | Domestic | electricity | Hybrid (ASHP + Electric resistive) | Annuals | TWh | 0 | 0.042 | 0.082 | 0.211 | 0.323 | 0.442 | 0.558 | 0.677 | 0.791 | 0.904 | 1.019 | 1.115 | 1.214 | 1.315 | 1.42 | 1.552 | 1.766 | 1.901 | 2.032 | 2.159 | 2.287 | 2.453 | 2.61 | 2.82 | 3.099 | 3.504 | 4.092 | 4.7 | 5.341 | 6.021 | 6.718
| System Transformation | Domestic | electricity | Hybrid (ASHP + Hydrogen boiler) | Annuals | TWh | 0 | 0 | 0 | 0 | 0 | 0 | 0 | 0 | 0 | 0 | 0 | 0.044 | 0.094 | 0.151 | 0.219 | 0.335 | 1.559 | 2.988 | 4.449 | 5.92 | 7.402 | 8.839 | 10.331 | 11.796 | 13.173 | 14.399 | 15.463 | 16.481 | 17.467 | 18.42 | 19.298
| System Transformation | Domestic | electricity off-peak | Electric storage | Annuals | TWh | 12.219 | 13.073 | 11.721 | 11.272 | 11.004 | 10.749 | 10.472 | 10.194 | 9.92 | 9.645 | 9.365 | 8.938 | 8.515 | 8.095 | 7.677 | 7.262 | 6.884 | 6.476 | 6.086 | 5.708 | 5.348 | 5.016 | 4.686 | 4.361 | 4.038 | 3.721 | 3.556 | 3.388 | 3.217 | 3.044 | 2.867
| System Transformation | Domestic | gas | DH | Annuals | TWh | 0 | 0 | 0 | 0 | 0 | 0 | 0 | 0 | 0 | 0 | 0 | 0 | 0 | 0 | 0 | 0 | 0 | 0 | 0 | 0 | 0 | 0 | 0 | 0 | 0 | 0 | 0 | 0 | 0 | 0 | 0
| System Transformation | Domestic | gas | Gas boiler | Annuals | TWh | 311.545 | 309.057 | 307.945 | 305.049 | 301.889 | 298.521 | 294.323 | 289.597 | 284.725 | 279.749 | 274.426 | 261.532 | 248.159 | 234.697 | 221.124 | 202.928 | 184.11 | 166.046 | 148.152 | 130.522 | 113.101 | 96.51 | 80.445 | 64.527 | 48.714 | 33.246 | 25.349 | 17.931 | 10.602 | 3.384 | 0.789
| System Transformation | Domestic | gas | Gas CHP | Annuals | TWh | 0 | 0 | 0 | 0 | 0 | 0 | 0 | 0 | 0 | 0 | 0 | 0 | 0 | 0 | 0 | 0 | 0 | 0 | 0 | 0 | 0 | 0 | 0 | 0 | 0 | 0 | 0 | 0 | 0 | 0 | 0
| System Transformation | Domestic | hydrogen | DH | Annuals | TWh | 0 | 0 | 0 | 0 | 0 | 0 | 0 | 0 | 0 | 0 | 0 | 0 | 0 | 0 | 0 | 0 | 0 | 0 | 0 | 0 | 0 | 0 | 0 | 0 | 0 | 0 | 0 | 0 | 0 | 0 | 0
| System Transformation | Domestic | hydrogen | Gas boiler | Annuals | TWh | 0 | 0 | 0 | 0 | 0 | 0 | 0 | 0 | 0 | 0 | 0 | 0 | 0 | 0 | 0 | 0 | 0 | 0 | 0 | 0 | 0 | 0 | 0 | 0 | 0 | 0 | 0 | 0 | 0 | 0 | 0
| System Transformation | Domestic | hydrogen | Hybrid (ASHP + Hydrogen boiler) | Annuals | TWh | 0 | 0 | 0 | 0 | 0 | 0 | 0 | 0 | 0 | 0 | 0 | 0.005 | 0.01 | 0.017 | 0.025 | 0.04 | 0.28 | 0.527 | 0.783 | 1.046 | 1.316 | 1.59 | 1.869 | 2.146 | 2.406 | 2.639 | 2.846 | 3.041 | 3.231 | 3.415 | 3.587
| System Transformation | Domestic | hydrogen | Hydrogen boiler | Annuals | TWh | 0 | 0 | 0 | 0 | 0 | 0 | 0 | 0 | 0 | 0 | 0 | 8.675 | 17.999 | 27.191 | 36.236 | 48.824 | 57.586 | 68.24 | 78.478 | 88.262 | 97.698 | 106.405 | 114.048 | 121.186 | 127.893 | 133.995 | 131.026 | 127.882 | 124.775 | 121.722 | 115.024
| System Transformation | Domestic | other | Community | Annuals | TWh | 1.451 | 1.503 | 1.424 | 1.387 | 1.331 | 1.273 | 1.213 | 1.147 | 1.077 | 1.003 | 0.927 | 0.846 | 0.764 | 0.682 | 0.6 | 0.518 | 0.443 | 0.366 | 0.307 | 0.266 | 0.227 | 0.19 | 0.159 | 0.133 | 0.109 | 0.089 | 0.074 | 0.059 | 0.044 | 0.029 | 0.014
| System Transformation | Domestic | other | Gas CHP | Annuals | TWh | 0 | 0 | 0 | 0 | 0 | 0 | 0 | 0 | 0 | 0 | 0 | 0 | 0 | 0 | 0 | 0 | 0 | 0 | 0 | 0 | 0 | 0 | 0 | 0 | 0 | 0 | 0 | 0 | 0 | 0 | 0
| System Transformation | Domestic | other | Oil boiler | Annuals | TWh | 29.943 | 30.001 | 28.014 | 26.646 | 25.21 | 23.711 | 22.158 | 20.513 | 18.817 | 17.092 | 15.353 | 13.571 | 11.79 | 10.009 | 8.229 | 6.348 | 5.064 | 4.285 | 3.657 | 3.096 | 2.599 | 2.156 | 1.804 | 1.504 | 1.234 | 0.976 | 0.762 | 0.547 | 0.331 | 0.115 | 0
| Leading the Way | Domestic | biofuel | Biofuel boiler | Annuals | TWh | 0 | 0.014 | 1.697 | 2.078 | 2.432 | 2.768 | 3.135 | 3.473 | 3.78 | 4.041 | 4.276 | 4.493 | 4.702 | 4.913 | 5.129 | 5.349 | 4.921 | 4.891 | 4.972 | 5.013 | 5.01 | 5.004 | 5.072 | 5.191 | 5.349 | 5.538 | 5.746 | 5.903 | 6.056 | 6.201 | 6.34
| Leading the Way | Domestic | biofuel | Hybrid (ASHP + Biofuel boiler) | Annuals | TWh | 0 | 0.001 | 0.005 | 0.018 | 0.038 | 0.061 | 0.08 | 0.1 | 0.123 | 0.145 | 0.167 | 0.19 | 0.216 | 0.242 | 0.267 | 0.295 | 0.324 | 0.348 | 0.359 | 0.363 | 0.366 | 0.388 | 0.411 | 0.434 | 0.457 | 0.481 | 0.503 | 0.511 | 0.517 | 0.523 | 0.528
| Leading the Way | Domestic | biomass | Biomass boiler | Annuals | TWh | 0 | 0.041 | 0.048 | 0.081 | 0.11 | 0.134 | 0.16 | 0.18 | 0.201 | 0.25 | 0.324 | 0.427 | 0.516 | 0.591 | 0.647 | 0.708 | 0.718 | 0.771 | 0.839 | 0.933 | 1.035 | 1.144 | 1.288 | 1.473 | 1.659 | 1.864 | 2.113 | 2.425 | 2.846 | 3.422 | 4.179
| Leading the Way | Domestic | biomass | Biomass CHP | Annuals | TWh | 0 | 0 | 0 | 0 | 0 | 0 | 0 | 0 | 0 | 0 | 0 | 0 | 0 | 0 | 0 | 0 | 0 | 0 | 0 | 0 | 0 | 0 | 0 | 0 | 0 | 0 | 0 | 0 | 0 | 0 | 0
| Leading the Way | Domestic | biomass | DH | Annuals | TWh | 0 | 0 | 0 | 0 | 0 | 0 | 0 | 0 | 0 | 0 | 0 | 0 | 0 | 0 | 0 | 0 | 0 | 0 | 0 | 0 | 0 | 0 | 0 | 0 | 0 | 0 | 0 | 0 | 0 | 0 | 0
| Leading the Way | Domestic | biomethane | DH | Annuals | TWh | 1.211 | 0.899 | 0.857 | 0.876 | 0.89 | 0.669 | 0.672 | 0.697 | 0.752 | 0.818 | 0.559 | 0.627 | 0.707 | 0.797 | 0.898 | 1.08 | 1.283 | 1.503 | 1.712 | 1.917 | 2.288 | 2.512 | 2.707 | 2.872 | 3.016 | 3.487 | 3.596 | 3.7 | 3.807 | 3.913 | 4.667
| Leading the Way | Domestic | dh_heat | DH | Annuals | TWh | 4.451 | 4.057 | 4.148 | 4.272 | 4.37 | 4.462 | 4.53 | 4.749 | 5.256 | 5.84 | 6.575 | 7.459 | 8.497 | 9.667 | 10.971 | 13.096 | 15.482 | 18.066 | 20.54 | 22.943 | 25.306 | 27.741 | 29.882 | 31.659 | 33.197 | 34.465 | 35.486 | 36.444 | 37.435 | 38.398 | 38.617
| Leading the Way | Domestic | electricity | ASHP | Annuals | TWh | 1.534 | 1.212 | 1.177 | 1.514 | 2.123 | 2.617 | 3.671 | 5.162 | 6.886 | 8.686 | 10.524 | 12.312 | 13.863 | 15.297 | 16.683 | 17.843 | 17.514 | 18.386 | 18.596 | 18.467 | 17.854 | 17.304 | 16.252 | 15.302 | 14.797 | 14.437 | 14.174 | 14.012 | 13.936 | 13.919 | 13.905
| Leading the Way | Domestic | electricity | DH | Annuals | TWh | 1.286 | 1.237 | 1.207 | 1.326 | 1.358 | 1.351 | 1.373 | 1.441 | 1.6 | 1.783 | 1.967 | 2.233 | 2.544 | 2.896 | 3.287 | 3.924 | 4.639 | 5.414 | 6.156 | 6.876 | 7.538 | 8.263 | 8.901 | 9.43 | 9.888 | 10.169 | 10.47 | 10.753 | 11.045 | 11.329 | 11.184
| Leading the Way | Domestic | electricity | Electric resistive | Annuals | TWh | 5.077 | 5.432 | 4.87 | 3.816 | 3.696 | 3.577 | 3.468 | 3.361 | 3.26 | 3.156 | 3.025 | 2.893 | 2.747 | 2.597 | 2.448 | 2.294 | 2.18 | 2.064 | 1.96 | 1.871 | 1.791 | 1.705 | 1.619 | 1.53 | 1.446 | 1.39 | 1.335 | 1.294 | 1.256 | 1.218 | 1.183
| Leading the Way | Domestic | electricity | GSHP | Annuals | TWh | 0.294 | 0.295 | 0.305 | 0.596 | 0.726 | 0.763 | 0.915 | 1.117 | 1.526 | 2.145 | 2.985 | 3.936 | 4.833 | 5.713 | 6.593 | 7.416 | 7.676 | 8.459 | 9.192 | 9.898 | 10.593 | 11.203 | 11.679 | 11.971 | 12.299 | 12.562 | 12.917 | 13.28 | 13.457 | 13.531 | 13.471
| Leading the Way | Domestic | electricity | Hybrid (ASHP + Biofuel boiler) | Annuals | TWh | 0 | 0.012 | 0.026 | 0.034 | 0.063 | 0.08 | 0.11 | 0.148 | 0.193 | 0.25 | 0.314 | 0.381 | 0.448 | 0.515 | 0.582 | 0.643 | 0.661 | 0.708 | 0.721 | 0.72 | 0.715 | 0.732 | 0.749 | 0.772 | 0.795 | 0.818 | 0.842 | 0.851 | 0.859 | 0.866 | 0.871
| Leading the Way | Domestic | electricity | Hybrid (ASHP + Electric resistive) | Annuals | TWh | 0 | 0.042 | 0.082 | 0.079 | 0.146 | 0.188 | 0.249 | 0.332 | 0.467 | 0.692 | 1.043 | 1.533 | 2.245 | 3.039 | 3.883 | 4.94 | 5.603 | 6.637 | 7.562 | 8.419 | 9.249 | 10.148 | 10.976 | 11.73 | 12.352 | 12.824 | 13.153 | 13.299 | 13.454 | 13.635 | 13.613
| Leading the Way | Domestic | electricity | Hybrid (ASHP + Hydrogen boiler) | Annuals | TWh | 0 | 0 | 0 | 0 | 0 | 0 | 0 | 0 | 0 | 0.035 | 0.132 | 0.327 | 0.632 | 0.974 | 1.351 | 1.794 | 2.105 | 2.577 | 3.028 | 3.457 | 3.882 | 4.308 | 4.71 | 5.093 | 5.412 | 5.65 | 5.786 | 5.848 | 5.92 | 5.988 | 5.996
| Leading the Way | Domestic | electricity off-peak | Electric storage | Annuals | TWh | 12.219 | 13.073 | 11.721 | 9.836 | 9.514 | 9.194 | 8.915 | 8.671 | 8.434 | 8.191 | 7.886 | 7.575 | 7.242 | 6.911 | 6.589 | 6.268 | 6.105 | 5.959 | 5.833 | 5.734 | 5.642 | 5.516 | 5.401 | 5.281 | 5.176 | 5.134 | 5.094 | 5.079 | 5.06 | 5.032 | 5
| Leading the Way | Domestic | gas | DH | Annuals | TWh | 0 | 0 | 0 | 0 | 0 | 0 | 0 | 0 | 0 | 0 | 0 | 0 | 0 | 0 | 0 | 0 | 0 | 0 | 0 | 0 | 0 | 0 | 0 | 0 | 0 | 0 | 0 | 0 | 0 | 0 | 0
| Leading the Way | Domestic | gas | Gas boiler | Annuals | TWh | 311.866 | 309.057 | 269.412 | 266.894 | 264.724 | 262.366 | 257.63 | 249.558 | 238.686 | 222.889 | 204.948 | 185.524 | 166.3 | 147.104 | 127.679 | 107.728 | 90.664 | 75.149 | 62.163 | 50.885 | 41.479 | 31.803 | 24.88 | 19.145 | 15.085 | 11.597 | 8.493 | 5.683 | 2.989 | 0.381 | 0
| Leading the Way | Domestic | gas | Gas CHP | Annuals | TWh | 0 | 0 | 0 | 0 | 0 | 0 | 0 | 0 | 0 | 0 | 0 | 0 | 0 | 0 | 0 | 0 | 0 | 0 | 0 | 0 | 0 | 0 | 0 | 0 | 0 | 0 | 0 | 0 | 0 | 0 | 0
| Leading the Way | Domestic | hydrogen | DH | Annuals | TWh | 0 | 0 | 0 | 0 | 0 | 0 | 0 | 0 | 0 | 0 | 0 | 0 | 0 | 0 | 0 | 0 | 0 | 0 | 0 | 0 | 0 | 0 | 0 | 0 | 0 | 0 | 0 | 0 | 0 | 0 | 0
| Leading the Way | Domestic | hydrogen | Gas boiler | Annuals | TWh | 0 | 0 | 0 | 0 | 0 | 0 | 0 | 0 | 0 | 0 | 0 | 0 | 0 | 0 | 0 | 0 | 0 | 0 | 0 | 0 | 0 | 0 | 0 | 0 | 0 | 0 | 0 | 0 | 0 | 0 | 0
| Leading the Way | Domestic | hydrogen | Hybrid (ASHP + Hydrogen boiler) | Annuals | TWh | 0 | 0 | 0 | 0 | 0 | 0 | 0 | 0 | 0 | 0.005 | 0.02 | 0.051 | 0.098 | 0.15 | 0.206 | 0.283 | 0.366 | 0.45 | 0.531 | 0.613 | 0.695 | 0.778 | 0.855 | 0.929 | 0.993 | 1.045 | 1.078 | 1.098 | 1.119 | 1.138 | 1.139
| Leading the Way | Domestic | hydrogen | Hydrogen boiler | Annuals | TWh | 0 | 0 | 0 | 0 | 0 | 0 | 0 | 0 | 0 | 2.489 | 4.805 | 6.873 | 8.738 | 10.525 | 12.258 | 14.004 | 15.895 | 18.12 | 20.239 | 22.254 | 24.235 | 26.205 | 28.074 | 29.861 | 29.076 | 28.394 | 27.9 | 27.688 | 27.668 | 27.75 | 27.858
| Leading the Way | Domestic | other | Community | Annuals | TWh | 1.451 | 1.503 | 1.166 | 1.117 | 1.065 | 1.01 | 0.956 | 0.897 | 0.834 | 0.766 | 0.696 | 0.624 | 0.551 | 0.478 | 0.406 | 0.333 | 0.318 | 0.276 | 0.24 | 0.208 | 0.178 | 0.147 | 0.121 | 0.098 | 0.081 | 0.067 | 0.054 | 0.041 | 0.029 | 0.016 | 0.003
| Leading the Way | Domestic | other | Gas CHP | Annuals | TWh | 0 | 0 | 0 | 0 | 0 | 0 | 0 | 0 | 0 | 0 | 0 | 0 | 0 | 0 | 0 | 0 | 0 | 0 | 0 | 0 | 0 | 0 | 0 | 0 | 0 | 0 | 0 | 0 | 0 | 0 | 0
| Leading the Way | Domestic | other | Oil boiler | Annuals | TWh | 29.943 | 30.001 | 23.867 | 22.422 | 20.944 | 19.447 | 17.952 | 16.426 | 14.879 | 13.308 | 11.728 | 10.142 | 8.557 | 6.974 | 5.394 | 3.766 | 3.365 | 2.718 | 2.407 | 2.13 | 1.872 | 1.611 | 1.383 | 1.174 | 0.99 | 0.814 | 0.645 | 0.475 | 0.302 | 0.127 | 0
| Falling Short | Domestic | biofuel | Biofuel boiler | Annuals | TWh | 0 | 0.014 | 0.224 | 0.279 | 0.324 | 0.387 | 0.488 | 0.587 | 0.683 | 0.777 | 0.866 | 0.949 | 1.015 | 1.069 | 1.116 | 1.161 | 1.068 | 1.031 | 1.024 | 1.027 | 1.018 | 1.016 | 1.018 | 1.023 | 1.037 | 1.061 | 1.093 | 1.218 | 1.359 | 1.515 | 1.68
| Falling Short | Domestic | biofuel | Hybrid (ASHP + Biofuel boiler) | Annuals | TWh | 0 | 0.001 | 0 | 0.001 | 0.001 | 0.002 | 0.004 | 0.006 | 0.008 | 0.011 | 0.016 | 0.021 | 0.026 | 0.032 | 0.037 | 0.042 | 0.048 | 0.053 | 0.059 | 0.065 | 0.071 | 0.083 | 0.095 | 0.106 | 0.116 | 0.124 | 0.132 | 0.141 | 0.15 | 0.159 | 0.168
| Falling Short | Domestic | biomass | Biomass boiler | Annuals | TWh | 0 | 0.041 | 0.023 | 0.035 | 0.047 | 0.058 | 0.076 | 0.096 | 0.118 | 0.142 | 0.167 | 0.192 | 0.218 | 0.244 | 0.272 | 0.3 | 0.32 | 0.338 | 0.357 | 0.377 | 0.396 | 0.409 | 0.419 | 0.427 | 0.434 | 0.44 | 0.447 | 0.452 | 0.456 | 0.458 | 0.458
| Falling Short | Domestic | biomass | Biomass CHP | Annuals | TWh | 0 | 0 | 0 | 0 | 0 | 0 | 0 | 0 | 0 | 0 | 0 | 0 | 0 | 0 | 0 | 0 | 0 | 0 | 0 | 0 | 0 | 0 | 0 | 0 | 0 | 0 | 0 | 0 | 0 | 0 | 0
| Falling Short | Domestic | biomass | DH | Annuals | TWh | 0 | 0 | 0 | 0 | 0 | 0 | 0 | 0 | 0 | 0 | 0 | 0 | 0 | 0 | 0 | 0 | 0 | 0 | 0 | 0 | 0 | 0 | 0 | 0 | 0 | 0 | 0 | 0 | 0 | 0 | 0
| Falling Short | Domestic | biomethane | DH | Annuals | TWh | 1.211 | 0.899 | 1.53 | 1.723 | 1.907 | 1.956 | 2.078 | 2.199 | 2.326 | 2.467 | 0.714 | 0.766 | 0.829 | 0.904 | 0.993 | 1.099 | 1.193 | 1.274 | 1.361 | 1.457 | 1.564 | 1.691 | 1.817 | 1.948 | 2.083 | 3.685 | 3.924 | 4.198 | 4.509 | 4.856 | 5.327
| Falling Short | Domestic | dh_heat | DH | Annuals | TWh | 4.451 | 4.057 | 5.757 | 6.548 | 7.299 | 7.99 | 8.526 | 9.06 | 9.625 | 10.246 | 10.961 | 11.798 | 12.785 | 13.972 | 15.384 | 17.024 | 18.507 | 19.788 | 21.162 | 22.677 | 24.366 | 26.376 | 28.37 | 30.444 | 32.588 | 34.786 | 37.009 | 39.549 | 42.446 | 45.673 | 49.038
| Falling Short | Domestic | electricity | ASHP | Annuals | TWh | 1.534 | 1.212 | 1.177 | 2.039 | 2.204 | 2.362 | 2.674 | 3.127 | 3.701 | 4.347 | 5.035 | 5.733 | 6.498 | 7.318 | 8.205 | 9.176 | 10.29 | 11.489 | 12.765 | 14.132 | 15.591 | 16.998 | 18.197 | 19.274 | 20.279 | 21.246 | 22.193 | 23.227 | 24.394 | 25.685 | 27.061
| Falling Short | Domestic | electricity | DH | Annuals | TWh | 1.286 | 1.237 | 1.207 | 1.906 | 2.127 | 2.191 | 2.34 | 2.489 | 2.646 | 2.818 | 3.331 | 3.585 | 3.885 | 4.245 | 4.674 | 5.171 | 5.621 | 6.01 | 6.428 | 6.888 | 7.401 | 8.011 | 8.617 | 9.247 | 9.898 | 10.166 | 10.813 | 11.554 | 12.398 | 13.339 | 14.291
| Falling Short | Domestic | electricity | Electric resistive | Annuals | TWh | 5.077 | 5.432 | 4.87 | 4.425 | 4.349 | 4.27 | 4.168 | 4.065 | 3.964 | 3.859 | 3.75 | 3.634 | 3.524 | 3.418 | 3.316 | 3.22 | 3.142 | 3.08 | 3.024 | 2.977 | 2.942 | 2.932 | 2.926 | 2.925 | 2.93 | 2.943 | 2.966 | 2.984 | 2.998 | 3.009 | 3.016
| Falling Short | Domestic | electricity | GSHP | Annuals | TWh | 0.294 | 0.295 | 0.305 | 0.531 | 0.609 | 0.686 | 0.767 | 0.87 | 0.974 | 1.076 | 1.179 | 1.283 | 1.39 | 1.499 | 1.611 | 1.726 | 1.923 | 2.12 | 2.358 | 2.647 | 2.968 | 3.265 | 3.527 | 3.8 | 4.082 | 4.37 | 4.666 | 4.99 | 5.544 | 6.183 | 6.921
| Falling Short | Domestic | electricity | Hybrid (ASHP + Biofuel boiler) | Annuals | TWh | 0 | 0.012 | 0.026 | 0.011 | 0.016 | 0.023 | 0.047 | 0.074 | 0.106 | 0.148 | 0.207 | 0.285 | 0.364 | 0.445 | 0.527 | 0.611 | 0.692 | 0.777 | 0.866 | 0.958 | 1.053 | 1.152 | 1.245 | 1.33 | 1.403 | 1.454 | 1.482 | 1.513 | 1.544 | 1.573 | 1.602
| Falling Short | Domestic | electricity | Hybrid (ASHP + Electric resistive) | Annuals | TWh | 0 | 0.042 | 0.082 | 0.042 | 0.063 | 0.086 | 0.146 | 0.214 | 0.301 | 0.424 | 0.597 | 0.826 | 1.073 | 1.341 | 1.635 | 1.958 | 2.423 | 2.931 | 3.492 | 4.109 | 4.782 | 5.505 | 6.132 | 6.724 | 7.263 | 7.733 | 8.127 | 8.483 | 8.859 | 9.25 | 9.657
| Falling Short | Domestic | electricity | Hybrid (ASHP + Hydrogen boiler) | Annuals | TWh | 0 | 0 | 0 | 0 | 0 | 0 | 0 | 0 | 0 | 0 | 0 | 0 | 0 | 0 | 0 | 0 | 0 | 0 | 0 | 0 | 0 | 0 | 0 | 0 | 0 | 0 | 0 | 0 | 0 | 0 | 0
| Falling Short | Domestic | electricity off-peak | Electric storage | Annuals | TWh | 12.219 | 13.073 | 11.721 | 11.375 | 11.16 | 10.959 | 10.662 | 10.358 | 10.058 | 9.748 | 9.429 | 9.1 | 8.77 | 8.441 | 8.112 | 7.783 | 7.535 | 7.327 | 7.129 | 6.945 | 6.777 | 6.711 | 6.658 | 6.616 | 6.587 | 6.573 | 6.574 | 6.577 | 6.58 | 6.585 | 6.592
| Falling Short | Domestic | gas | DH | Annuals | TWh | 0 | 0 | 0 | 0 | 0 | 0 | 0 | 0 | 0 | 0 | 0 | 0 | 0 | 0 | 0 | 0 | 0 | 0 | 0 | 0 | 0 | 0 | 0 | 0 | 0 | 0 | 0 | 0 | 0 | 0 | 0
| Falling Short | Domestic | gas | Gas boiler | Annuals | TWh | 311.545 | 309.057 | 310.069 | 309.073 | 308.064 | 307.039 | 305.781 | 303.549 | 301.078 | 298.314 | 295.193 | 291.67 | 287.319 | 282.431 | 276.928 | 270.742 | 264.666 | 258.246 | 251.104 | 243.155 | 234.463 | 225.16 | 216.748 | 208.454 | 200.314 | 192.372 | 184.676 | 176.257 | 165.966 | 154.514 | 142.15
| Falling Short | Domestic | gas | Gas CHP | Annuals | TWh | 0 | 0 | 0 | 0 | 0 | 0 | 0 | 0 | 0 | 0 | 0 | 0 | 0 | 0 | 0 | 0 | 0 | 0 | 0 | 0 | 0 | 0 | 0 | 0 | 0 | 0 | 0 | 0 | 0 | 0 | 0
| Falling Short | Domestic | hydrogen | DH | Annuals | TWh | 0 | 0 | 0 | 0 | 0 | 0 | 0 | 0 | 0 | 0 | 0 | 0 | 0 | 0 | 0 | 0 | 0 | 0 | 0 | 0 | 0 | 0 | 0 | 0 | 0 | 0 | 0 | 0 | 0 | 0 | 0
| Falling Short | Domestic | hydrogen | Gas boiler | Annuals | TWh | 0 | 0 | 0 | 0 | 0 | 0 | 0 | 0 | 0 | 0 | 0 | 0 | 0 | 0 | 0 | 0 | 0 | 0 | 0 | 0 | 0 | 0 | 0 | 0 | 0 | 0 | 0 | 0 | 0 | 0 | 0
| Falling Short | Domestic | hydrogen | Hybrid (ASHP + Hydrogen boiler) | Annuals | TWh | 0 | 0 | 0 | 0 | 0 | 0 | 0 | 0 | 0 | 0 | 0 | 0 | 0 | 0 | 0 | 0 | 0 | 0 | 0 | 0 | 0 | 0 | 0 | 0 | 0 | 0 | 0 | 0 | 0 | 0 | 0
| Falling Short | Domestic | hydrogen | Hydrogen boiler | Annuals | TWh | 0 | 0 | 0 | 0 | 0 | 0 | 0 | 0 | 0 | 0 | 0 | 0 | 0 | 0 | 0 | 0 | 0 | 0 | 0 | 0 | 0 | 0 | 0 | 0 | 0 | 0 | 0 | 0 | 0 | 0 | 0
| Falling Short | Domestic | other | Community | Annuals | TWh | 1.451 | 1.503 | 1.434 | 1.425 | 1.418 | 1.411 | 1.405 | 1.398 | 1.391 | 1.383 | 1.373 | 1.36 | 1.347 | 1.333 | 1.32 | 1.306 | 1.299 | 1.294 | 1.286 | 1.277 | 1.265 | 1.252 | 1.241 | 1.231 | 1.223 | 1.218 | 1.218 | 1.218 | 1.218 | 1.219 | 1.22
| Falling Short | Domestic | other | Gas CHP | Annuals | TWh | 0 | 0 | 0 | 0 | 0 | 0 | 0 | 0 | 0 | 0 | 0 | 0 | 0 | 0 | 0 | 0 | 0 | 0 | 0 | 0 | 0 | 0 | 0 | 0 | 0 | 0 | 0 | 0 | 0 | 0 | 0
| Falling Short | Domestic | other | Oil boiler | Annuals | TWh | 29.943 | 30.001 | 28.386 | 27.642 | 26.99 | 26.431 | 25.64 | 24.55 | 23.149 | 21.542 | 19.803 | 17.994 | 16.228 | 14.496 | 12.787 | 11.091 | 10.172 | 9.256 | 8.274 | 7.179 | 5.97 | 4.97 | 4.27 | 3.881 | 3.697 | 3.65 | 3.68 | 3.619 | 3.463 | 3.233 | 2.97
| Five Year Forecast | Domestic | biofuel | Biofuel boiler | Annuals | TWh | 2020: 0; 2021: 0.014; 2022: 0.225; 2023: 0.323; 2024: 0.659; 2025: 0.678; 2026: 1.008; 2027: 1.16; 2028: 1.319
| Five Year Forecast | Domestic | biofuel | Hybrid (ASHP + Biofuel boiler) | Annuals | TWh | 2020: 0; 2021: 0.001; 2022: 0.002; 2023: 0.003; 2024: 0.006; 2025: 0.009; 2026: 0.012; 2027: 0.014; 2028: 0.017
| Five Year Forecast | Domestic | biomass | Biomass boiler | Annuals | TWh | 2020: 0; 2021: 0.041; 2022: 0.052; 2023: 0.092; 2024: 0.137; 2025: 0.168; 2026: 0.205; 2027: 0.235; 2028: 0.263
| Five Year Forecast | Domestic | biomass | Biomass CHP | Annuals | TWh | 2020: 0; 2021: 0; 2022: 0; 2023: 0; 2024: 0; 2025: 0; 2026: 0; 2027: 0; 2028: 0
| Five Year Forecast | Domestic | biomass | DH | Annuals | TWh | 2020: 0; 2021: 0; 2022: 0; 2023: 0; 2024: 0; 2025: 0; 2026: 0; 2027: 0; 2028: 0
| Five Year Forecast | Domestic | biomethane | DH | Annuals | TWh | 2020: 1.211; 2021: 0.899; 2022: 0.826; 2023: 0.878; 2024: 0.997; 2025: 1.354; 2026: 1.42; 2027: 1.481; 2028: 1.54
| Five Year Forecast | Domestic | dh_heat | DH | Annuals | TWh | 2020: 4.451; 2021: 4.057; 2022: 3.791; 2023: 4.041; 2024: 4.595; 2025: 5.201; 2026: 5.454; 2027: 5.689; 2028: 5.919
| Five Year Forecast | Domestic | electricity | ASHP | Annuals | TWh | 2020: 1.534; 2021: 1.212; 2022: 1.177; 2023: 1.669; 2024: 1.922; 2025: 2.024; 2026: 2.257; 2027: 2.489; 2028: 2.691
| Five Year Forecast | Domestic | electricity | DH | Annuals | TWh | 2020: 1.286; 2021: 1.237; 2022: 1.207; 2023: 1.449; 2024: 1.736; 2025: 1.851; 2026: 1.988; 2027: 2.079; 2028: 2.173
| Five Year Forecast | Domestic | electricity | Electric resistive | Annuals | TWh | 2020: 5.077; 2021: 5.432; 2022: 4.87; 2023: 4.422; 2024: 4.349; 2025: 4.268; 2026: 4.157; 2027: 4.142; 2028: 3.988
| Five Year Forecast | Domestic | electricity | GSHP | Annuals | TWh | 2020: 0.294; 2021: 0.295; 2022: 0.305; 2023: 0.474; 2024: 0.57; 2025: 0.627; 2026: 0.758; 2027: 0.914; 2028: 1.049
| Five Year Forecast | Domestic | electricity | Hybrid (ASHP + Biofuel boiler) | Annuals | TWh | 2020: 0; 2021: 0.012; 2022: 0.026; 2023: 0.06; 2024: 0.1; 2025: 0.142; 2026: 0.177; 2027: 0.217; 2028: 0.253
| Five Year Forecast | Domestic | electricity | Hybrid (ASHP + Electric resistive) | Annuals | TWh | 2020: 0; 2021: 0.042; 2022: 0.082; 2023: 0.192; 2024: 0.321; 2025: 0.45; 2026: 0.563; 2027: 0.709; 2028: 0.869
| Five Year Forecast | Domestic | electricity | Hybrid (ASHP + Hydrogen boiler) | Annuals | TWh | 2020: 0; 2021: 0; 2022: 0; 2023: 0; 2024: 0; 2025: 0; 2026: 0; 2027: 0; 2028: 0
| Five Year Forecast | Domestic | electricity off-peak | Electric storage | Annuals | TWh | 2020: 12.219; 2021: 13.073; 2022: 11.721; 2023: 11.373; 2024: 11.154; 2025: 10.955; 2026: 10.861; 2027: 10.51; 2028: 10.074
| Five Year Forecast | Domestic | gas | DH | Annuals | TWh | 2020: 0; 2021: 0; 2022: 0; 2023: 0; 2024: 0; 2025: 0; 2026: 0; 2027: 0; 2028: 0
| Five Year Forecast | Domestic | gas | Gas boiler | Annuals | TWh | 2020: 311.545; 2021: 309.057; 2022: 269.413; 2023: 266.895; 2024: 282.306; 2025: 297.497; 2026: 293.822; 2027: 290.05; 2028: 286.251
| Five Year Forecast | Domestic | gas | Gas CHP | Annuals | TWh | 2020: 0; 2021: 0; 2022: 0; 2023: 0; 2024: 0; 2025: 0; 2026: 0; 2027: 0; 2028: 0
| Five Year Forecast | Domestic | hydrogen | DH | Annuals | TWh | 2020: 0; 2021: 0; 2022: 0; 2023: 0; 2024: 0; 2025: 0; 2026: 0; 2027: 0; 2028: 0
| Five Year Forecast | Domestic | hydrogen | Gas boiler | Annuals | TWh | 2020: 0; 2021: 0; 2022: 0; 2023: 0; 2024: 0; 2025: 0; 2026: 0; 2027: 0; 2028: 0
| Five Year Forecast | Domestic | hydrogen | Hybrid (ASHP + Hydrogen boiler) | Annuals | TWh | 2020: 0; 2021: 0; 2022: 0; 2023: 0; 2024: 0; 2025: 0; 2026: 0; 2027: 0; 2028: 0
| Five Year Forecast | Domestic | hydrogen | Hydrogen boiler | Annuals | TWh | 2020: 0; 2021: 0; 2022: 0; 2023: 0; 2024: 0; 2025: 0; 2026: 0; 2027: 0; 2028: 0
| Five Year Forecast | Domestic | other | Community | Annuals | TWh | 2020: 1.451; 2021: 1.503; 2022: 1.358; 2023: 1.393; 2024: 1.525; 2025: 1.66; 2026: 1.646; 2027: 1.63; 2028: 1.612
| Five Year Forecast | Domestic | other | Gas CHP | Annuals | TWh | 2020: 0; 2021: 0; 2022: 0; 2023: 0; 2024: 0; 2025: 0; 2026: 0; 2027: 0; 2028: 0
| Five Year Forecast | Domestic | other | Oil boiler | Annuals | TWh | 2020: 29.943; 2021: 30.001; 2022: 26.109; 2023: 25.773; 2024: 27.088; 2025: 28.16; 2026: 27.55; 2027: 26.861; 2028: 26.184
| Consumer Transformation | Non-domestic | biofuel | Biofuel boiler | Annuals | TWh | 0 | 0 | 0.309 | 0.448 | 0.578 | 0.705 | 0.827 | 0.933 | 1.031 | 1.124 | 1.214 | 1.302 | 1.395 | 1.491 | 1.593 | 1.695 | 1.666 | 1.645 | 1.631 | 1.621 | 1.61 | 1.61 | 1.62 | 1.64 | 1.667 | 1.695 | 1.725 | 1.749 | 1.768 | 1.782 | 1.794
| Consumer Transformation | Non-domestic | biofuel | Hybrid (ASHP + Biofuel boiler) | Annuals | TWh | 0 | 0 | 0.013 | 0.02 | 0.027 | 0.034 | 0.041 | 0.048 | 0.054 | 0.06 | 0.066 | 0.072 | 0.077 | 0.083 | 0.089 | 0.096 | 0.097 | 0.098 | 0.098 | 0.098 | 0.097 | 0.098 | 0.1 | 0.102 | 0.104 | 0.106 | 0.108 | 0.11 | 0.112 | 0.114 | 0.116
| Consumer Transformation | Non-domestic | biomass | Biomass boiler | Annuals | TWh | 3.17 | 2.945 | 2.681 | 2.475 | 2.269 | 2.062 | 1.895 | 1.89 | 1.886 | 1.854 | 1.809 | 1.76 | 1.712 | 1.677 | 1.662 | 1.667 | 1.822 | 2.045 | 2.255 | 2.469 | 2.678 | 2.875 | 2.916 | 2.956 | 3.017 | 3.104 | 3.189 | 3.267 | 3.358 | 3.417 | 3.463
| Consumer Transformation | Non-domestic | biomass | Biomass CHP | Annuals | TWh | 0 | 0 | 0 | 0 | 0 | 0 | 0 | 0 | 0.207 | 0.532 | 0.848 | 1.14 | 1.459 | 1.704 | 1.733 | 1.735 | 1.738 | 1.74 | 1.746 | 1.763 | 1.825 | 2.06 | 2.329 | 2.427 | 2.423 | 2.416 | 2.447 | 2.441 | 2.511 | 2.795 | 3.108
| Consumer Transformation | Non-domestic | biomass | DH | Annuals | TWh | 0 | 0 | 0 | 0 | 0 | 0 | 0 | 0 | 0 | 0 | 0 | 0 | 0 | 0 | 0 | 0 | 0 | 0 | 0 | 0 | 0 | 0 | 0 | 0 | 0 | 0 | 0 | 0 | 0 | 0 | 0
| Consumer Transformation | Non-domestic | biomethane | DH | Annuals | TWh | 0 | 0.021 | 0.063 | 0.091 | 0.121 | 0.165 | 0.226 | 0.296 | 0.367 | 0.439 | 0.463 | 0.523 | 0.584 | 0.644 | 0.707 | 0.827 | 0.887 | 0.958 | 1.03 | 1.097 | 1.147 | 1.185 | 1.204 | 1.229 | 1.262 | 1.422 | 1.466 | 1.51 | 1.551 | 1.586 | 1.614
| Consumer Transformation | Non-domestic | dh_heat | DH | Annuals | TWh | 0 | 0.118 | 0.829 | 1.196 | 1.59 | 2.199 | 2.996 | 3.905 | 4.833 | 5.752 | 6.653 | 7.531 | 8.4 | 9.269 | 10.205 | 11.181 | 11.972 | 12.922 | 13.873 | 14.754 | 15.42 | 15.92 | 16.165 | 16.495 | 16.926 | 17.365 | 17.829 | 18.305 | 18.756 | 19.147 | 19.487
| Consumer Transformation | Non-domestic | electricity | ASHP | Annuals | TWh | 0.009 | 0.139 | 0.572 | 0.946 | 1.498 | 2.092 | 2.692 | 3.429 | 4.145 | 4.848 | 5.541 | 6.225 | 6.904 | 7.576 | 8.236 | 8.879 | 9.321 | 9.796 | 10.181 | 10.39 | 10.597 | 10.87 | 11.081 | 11.326 | 11.585 | 11.82 | 12.032 | 12.278 | 12.522 | 12.776 | 13.038
| Consumer Transformation | Non-domestic | electricity | DH | Annuals | TWh | 0 | 0.034 | 0.271 | 0.392 | 0.52 | 0.668 | 0.913 | 1.192 | 1.478 | 1.76 | 1.909 | 2.163 | 2.414 | 2.665 | 2.937 | 3.207 | 3.439 | 3.716 | 3.993 | 4.25 | 4.445 | 4.591 | 4.664 | 4.761 | 4.887 | 4.979 | 5.113 | 5.25 | 5.38 | 5.492 | 5.59
| Consumer Transformation | Non-domestic | electricity | Electric resistive | Annuals | TWh | 16.58 | 16.562 | 14.95 | 14.264 | 13.492 | 12.663 | 11.816 | 10.973 | 10.135 | 9.302 | 8.474 | 7.65 | 6.799 | 5.925 | 5.04 | 4.151 | 3.657 | 3.285 | 2.975 | 2.73 | 2.529 | 2.343 | 2.153 | 1.959 | 1.761 | 1.559 | 1.353 | 1.168 | 0.995 | 0.83 | 0.669
| Consumer Transformation | Non-domestic | electricity | GSHP | Annuals | TWh | 0.022 | 0.09 | 0.398 | 0.686 | 1.098 | 1.53 | 1.97 | 2.485 | 2.985 | 3.477 | 3.963 | 4.443 | 4.921 | 5.389 | 5.849 | 6.294 | 6.873 | 7.486 | 8.09 | 8.666 | 9.209 | 9.562 | 9.862 | 10.104 | 10.278 | 10.459 | 10.662 | 10.831 | 11.007 | 11.192 | 11.378
| Consumer Transformation | Non-domestic | electricity | Hybrid (ASHP + Biofuel boiler) | Annuals | TWh | 0 | 0 | 0.075 | 0.114 | 0.152 | 0.19 | 0.224 | 0.255 | 0.281 | 0.306 | 0.331 | 0.355 | 0.379 | 0.403 | 0.429 | 0.455 | 0.454 | 0.45 | 0.445 | 0.44 | 0.434 | 0.438 | 0.444 | 0.454 | 0.464 | 0.475 | 0.485 | 0.496 | 0.506 | 0.514 | 0.523
| Consumer Transformation | Non-domestic | electricity | Hybrid (ASHP + Electric resistive) | Annuals | TWh | 0 | 0.08 | 0.165 | 0.28 | 0.49 | 0.724 | 0.962 | 1.199 | 1.439 | 1.684 | 1.932 | 2.181 | 2.428 | 2.674 | 2.922 | 3.164 | 3.42 | 3.676 | 3.899 | 4.013 | 4.097 | 4.219 | 4.298 | 4.376 | 4.46 | 4.536 | 4.608 | 4.703 | 4.802 | 4.901 | 5.014
| Consumer Transformation | Non-domestic | electricity | Hybrid (ASHP + Hydrogen boiler) | Annuals | TWh | 0 | 0 | 0 | 0 | 0 | 0 | 0 | 0 | 0 | 0 | 0 | 0 | 0 | 0 | 0 | 0 | 0 | 0 | 0 | 0 | 0 | 0 | 0 | 0 | 0 | 0 | 0 | 0 | 0 | 0 | 0
| Consumer Transformation | Non-domestic | electricity off-peak | Electric storage | Annuals | TWh | 0.084 | 0.079 | 0 | 0 | 0 | 0.004 | 0.014 | 0.038 | 0.066 | 0.097 | 0.13 | 0.165 | 0.219 | 0.325 | 0.477 | 0.683 | 1.066 | 1.464 | 1.839 | 2.193 | 2.543 | 2.888 | 3.085 | 3.305 | 3.544 | 3.779 | 4.014 | 4.233 | 4.409 | 4.545 | 4.641
| Consumer Transformation | Non-domestic | gas | DH | Annuals | TWh | 0 | 0 | 0 | 0 | 0 | 0 | 0 | 0 | 0 | 0 | 0 | 0 | 0 | 0 | 0 | 0 | 0 | 0 | 0 | 0 | 0 | 0 | 0 | 0 | 0 | 0 | 0 | 0 | 0 | 0 | 0
| Consumer Transformation | Non-domestic | gas | Gas boiler | Annuals | TWh | 80.572 | 80.56 | 80.038 | 79.802 | 78.102 | 75.764 | 72.995 | 69.098 | 65.1 | 61.051 | 56.973 | 52.875 | 48.761 | 44.617 | 40.428 | 36.147 | 30.891 | 25.537 | 20.815 | 17.411 | 14.583 | 12.144 | 10.818 | 9.589 | 8.408 | 7.25 | 6.11 | 4.985 | 3.891 | 2.841 | 1.884
| Consumer Transformation | Non-domestic | gas | Gas CHP | Annuals | TWh | 8.974 | 8.335 | 7.597 | 7.013 | 6.428 | 5.844 | 5.259 | 4.675 | 4.091 | 3.506 | 2.922 | 2.338 | 1.753 | 1.169 | 0.584 | 0 | 0 | 0 | 0 | 0 | 0 | 0 | 0 | 0 | 0 | 0 | 0 | 0 | 0 | 0 | 0
| Consumer Transformation | Non-domestic | hydrogen | DH | Annuals | TWh | 0 | 0 | 0 | 0 | 0 | 0 | 0 | 0 | 0 | 0 | 0 | 0 | 0 | 0 | 0 | 0 | 0 | 0 | 0 | 0 | 0 | 0 | 0 | 0 | 0 | 0 | 0 | 0 | 0 | 0 | 0
| Consumer Transformation | Non-domestic | hydrogen | Gas boiler | Annuals | TWh | 0 | 0 | 0 | 0 | 0 | 0 | 0 | 0 | 0 | 0 | 0 | 0 | 0 | 0 | 0 | 0 | 0 | 0 | 0 | 0 | 0 | 0 | 0 | 0 | 0 | 0 | 0 | 0 | 0 | 0 | 0
| Consumer Transformation | Non-domestic | hydrogen | Gas CHP | Annuals | TWh | 0 | 0 | 0 | 0 | 0 | 0 | 0 | 0 | 0 | 0 | 0 | 0 | 0 | 0 | 0 | 0 | 0 | 0 | 0 | 0 | 0 | 0 | 0 | 0 | 0 | 0 | 0 | 0 | 0 | 0 | 0
| Consumer Transformation | Non-domestic | hydrogen | Hybrid (ASHP + Hydrogen boiler) | Annuals | TWh | 0 | 0 | 0 | 0 | 0 | 0 | 0 | 0 | 0 | 0 | 0 | 0 | 0 | 0 | 0 | 0 | 0 | 0 | 0 | 0 | 0 | 0 | 0 | 0 | 0 | 0 | 0 | 0 | 0 | 0 | 0
| Consumer Transformation | Non-domestic | hydrogen | Hydrogen boiler | Annuals | TWh | 0 | 0 | 0 | 0 | 0 | 0 | 0 | 0 | 0 | 0 | 0 | 0 | 0 | 0 | 0 | 0 | 0 | 0 | 0 | 0 | 0 | 0 | 0 | 0 | 0 | 0 | 0 | 0 | 0 | 0 | 0
| Consumer Transformation | Non-domestic | other | Community | Annuals | TWh | 0.191 | 0.754 | 0.932 | 1.219 | 1.515 | 1.816 | 2.104 | 2.346 | 2.555 | 2.75 | 2.931 | 3.106 | 3.282 | 3.462 | 3.66 | 3.86 | 3.86 | 3.803 | 3.726 | 3.636 | 3.536 | 3.465 | 3.439 | 3.442 | 3.46 | 3.484 | 3.508 | 3.531 | 3.544 | 3.537 | 3.532
| Consumer Transformation | Non-domestic | other | Oil boiler | Annuals | TWh | 30.289 | 29.686 | 26.361 | 24.726 | 23.08 | 21.425 | 19.752 | 18.029 | 16.268 | 14.492 | 12.704 | 10.91 | 9.116 | 7.325 | 5.553 | 3.799 | 3.443 | 3.105 | 2.788 | 2.466 | 2.15 | 1.853 | 1.606 | 1.396 | 1.201 | 1.019 | 0.843 | 0.666 | 0.487 | 0.288 | 0.072
| System Transformation | Non-domestic | biofuel | Biofuel boiler | Annuals | TWh | 0 | 0 | 0.066 | 0.16 | 0.248 | 0.335 | 0.429 | 0.511 | 0.58 | 0.647 | 0.714 | 0.775 | 0.841 | 0.914 | 0.999 | 1.09 | 1.202 | 1.242 | 1.255 | 1.272 | 1.288 | 1.301 | 1.326 | 1.365 | 1.406 | 1.447 | 1.495 | 1.538 | 1.572 | 1.596 | 1.611
| System Transformation | Non-domestic | biofuel | Hybrid (ASHP + Biofuel boiler) | Annuals | TWh | 0 | 0 | 0.013 | 0.019 | 0.026 | 0.033 | 0.041 | 0.047 | 0.053 | 0.059 | 0.065 | 0.07 | 0.076 | 0.081 | 0.087 | 0.093 | 0.093 | 0.093 | 0.093 | 0.092 | 0.091 | 0.091 | 0.091 | 0.092 | 0.093 | 0.094 | 0.096 | 0.098 | 0.099 | 0.101 | 0.102
| System Transformation | Non-domestic | biomass | Biomass boiler | Annuals | TWh | 3.17 | 2.945 | 2.748 | 2.536 | 2.325 | 2.113 | 1.91 | 1.889 | 1.879 | 1.859 | 1.825 | 1.753 | 1.687 | 1.626 | 1.582 | 1.538 | 1.602 | 1.761 | 1.935 | 2.111 | 2.281 | 2.454 | 2.446 | 2.431 | 2.423 | 2.428 | 2.466 | 2.495 | 2.515 | 2.517 | 2.517
| System Transformation | Non-domestic | biomass | Biomass CHP | Annuals | TWh | 0 | 0 | 0 | 0 | 0 | 0 | 0 | 0.001 | 0.246 | 0.595 | 0.917 | 1.169 | 1.442 | 1.673 | 1.738 | 1.739 | 1.756 | 1.765 | 1.767 | 1.777 | 1.818 | 2.117 | 2.421 | 2.48 | 2.438 | 2.416 | 2.459 | 2.478 | 2.531 | 2.745 | 3.026
| System Transformation | Non-domestic | biomass | DH | Annuals | TWh | 0 | 0 | 0 | 0 | 0 | 0 | 0 | 0 | 0 | 0 | 0 | 0 | 0 | 0 | 0 | 0 | 0 | 0 | 0 | 0 | 0 | 0 | 0 | 0 | 0 | 0 | 0 | 0 | 0 | 0 | 0
| System Transformation | Non-domestic | biomethane | DH | Annuals | TWh | 0 | 0.021 | 0.02 | 0.03 | 0.041 | 0.029 | 0.036 | 0.046 | 0.062 | 0.08 | 0.088 | 0.098 | 0.108 | 0.118 | 0.128 | 0.137 | 0.144 | 0.151 | 0.158 | 0.166 | 0.171 | 0.178 | 0.181 | 0.179 | 0.175 | 0.171 | 0.173 | 0.175 | 0.178 | 0.181 | 0.185
| System Transformation | Non-domestic | dh_heat | DH | Annuals | TWh | 0 | 0.118 | 0.82 | 1.21 | 1.612 | 2.018 | 2.466 | 3.17 | 4.242 | 5.423 | 6.601 | 7.358 | 8.109 | 8.853 | 9.601 | 10.338 | 10.843 | 11.385 | 11.961 | 12.525 | 13.082 | 13.628 | 13.886 | 13.737 | 13.455 | 13.157 | 13.304 | 13.488 | 13.707 | 13.94 | 14.188
| System Transformation | Non-domestic | electricity | ASHP | Annuals | TWh | 0.009 | 0.139 | 0.581 | 0.865 | 1.15 | 1.437 | 1.729 | 2.079 | 2.439 | 2.845 | 3.311 | 3.717 | 4.135 | 4.564 | 5.002 | 5.456 | 5.711 | 6.067 | 6.434 | 6.806 | 7.182 | 7.568 | 7.87 | 8.147 | 8.367 | 8.519 | 8.744 | 8.967 | 9.194 | 9.421 | 9.639
| System Transformation | Non-domestic | electricity | DH | Annuals | TWh | 0 | 0.034 | 0.281 | 0.416 | 0.555 | 0.649 | 0.793 | 1.019 | 1.367 | 1.751 | 1.989 | 2.219 | 2.448 | 2.674 | 2.901 | 3.126 | 3.282 | 3.448 | 3.624 | 3.797 | 3.968 | 4.135 | 4.217 | 4.174 | 4.089 | 3.998 | 4.042 | 4.097 | 4.163 | 4.234 | 4.308
| System Transformation | Non-domestic | electricity | Electric resistive | Annuals | TWh | 16.58 | 16.562 | 15.617 | 15.071 | 14.426 | 13.702 | 12.927 | 12.147 | 11.362 | 10.574 | 9.783 | 8.823 | 7.872 | 6.931 | 5.985 | 5.033 | 4.362 | 3.797 | 3.311 | 2.911 | 2.576 | 2.286 | 2 | 1.718 | 1.439 | 1.161 | 1.047 | 0.921 | 0.777 | 0.635 | 0.498
| System Transformation | Non-domestic | electricity | GSHP | Annuals | TWh | 0.022 | 0.09 | 0.415 | 0.589 | 0.762 | 0.939 | 1.122 | 1.356 | 1.626 | 1.943 | 2.3 | 2.588 | 2.884 | 3.187 | 3.497 | 3.82 | 4.221 | 4.67 | 5.131 | 5.599 | 6.072 | 6.381 | 6.677 | 6.961 | 7.235 | 7.5 | 7.768 | 7.99 | 8.187 | 8.347 | 8.472
| System Transformation | Non-domestic | electricity | Hybrid (ASHP + Biofuel boiler) | Annuals | TWh | 0 | 0 | 0.076 | 0.112 | 0.15 | 0.188 | 0.224 | 0.255 | 0.283 | 0.309 | 0.333 | 0.355 | 0.377 | 0.4 | 0.423 | 0.447 | 0.438 | 0.432 | 0.426 | 0.418 | 0.408 | 0.403 | 0.403 | 0.407 | 0.413 | 0.419 | 0.429 | 0.438 | 0.446 | 0.454 | 0.461
| System Transformation | Non-domestic | electricity | Hybrid (ASHP + Electric resistive) | Annuals | TWh | 0 | 0.08 | 0.148 | 0.235 | 0.331 | 0.43 | 0.528 | 0.626 | 0.735 | 0.892 | 1.078 | 1.224 | 1.372 | 1.522 | 1.676 | 1.839 | 2.014 | 2.188 | 2.358 | 2.517 | 2.669 | 2.833 | 2.976 | 3.1 | 3.172 | 3.214 | 3.305 | 3.402 | 3.503 | 3.602 | 3.692
| System Transformation | Non-domestic | electricity | Hybrid (ASHP + Hydrogen boiler) | Annuals | TWh | 0 | 0 | 0 | 0 | 0 | 0 | 0 | 0 | 0 | 0 | 0 | 0.302 | 0.598 | 0.89 | 1.181 | 1.472 | 1.852 | 2.248 | 2.654 | 3.064 | 3.476 | 3.907 | 4.33 | 4.737 | 5.132 | 5.515 | 5.607 | 5.726 | 5.861 | 6.005 | 6.154
| System Transformation | Non-domestic | electricity off-peak | Electric storage | Annuals | TWh | 0.084 | 0.079 | 0 | 0 | 0 | 0.001 | 0.006 | 0.028 | 0.056 | 0.088 | 0.124 | 0.155 | 0.187 | 0.219 | 0.251 | 0.287 | 0.324 | 0.359 | 0.394 | 0.429 | 0.464 | 0.498 | 0.515 | 0.528 | 0.535 | 0.54 | 0.55 | 0.559 | 0.566 | 0.572 | 0.575
| System Transformation | Non-domestic | gas | DH | Annuals | TWh | 0 | 0 | 0 | 0 | 0 | 0 | 0 | 0 | 0 | 0 | 0 | 0 | 0 | 0 | 0 | 0 | 0 | 0 | 0 | 0 | 0 | 0 | 0 | 0 | 0 | 0 | 0 | 0 | 0 | 0 | 0
| System Transformation | Non-domestic | gas | Gas boiler | Annuals | TWh | 80.572 | 80.56 | 82.046 | 82.584 | 83.032 | 83.411 | 83.637 | 82.992 | 81.519 | 79.286 | 76.503 | 72.604 | 68.675 | 64.725 | 60.756 | 56.709 | 51.679 | 46.109 | 40.493 | 34.857 | 29.214 | 23.678 | 18.995 | 15.126 | 12.007 | 9.434 | 7.965 | 6.524 | 5.105 | 3.706 | 2.385
| System Transformation | Non-domestic | gas | Gas CHP | Annuals | TWh | 8.974 | 8.335 | 7.777 | 7.178 | 6.58 | 5.982 | 5.384 | 4.786 | 4.187 | 3.589 | 2.991 | 2.393 | 1.795 | 1.196 | 0.598 | 0 | 0 | 0 | 0 | 0 | 0 | 0 | 0 | 0 | 0 | 0 | 0 | 0 | 0 | 0 | 0
| System Transformation | Non-domestic | hydrogen | DH | Annuals | TWh | 0 | 0 | 0 | 0 | 0 | 0 | 0 | 0 | 0 | 0 | 0 | 0 | 0 | 0 | 0 | 0 | 0 | 0 | 0 | 0 | 0 | 0 | 0 | 0 | 0 | 0 | 0 | 0 | 0 | 0 | 0
| System Transformation | Non-domestic | hydrogen | Gas boiler | Annuals | TWh | 0 | 0 | 0 | 0 | 0 | 0 | 0 | 0 | 0 | 0 | 0 | 0 | 0 | 0 | 0 | 0 | 0 | 0 | 0 | 0 | 0 | 0 | 0 | 0 | 0 | 0 | 0 | 0 | 0 | 0 | 0
| System Transformation | Non-domestic | hydrogen | Gas CHP | Annuals | TWh | 0 | 0 | 0 | 0 | 0 | 0 | 0 | 0 | 0 | 0 | 0 | 0 | 0 | 0 | 0 | 0 | 0 | 0 | 0 | 0 | 0 | 0 | 0 | 0 | 0 | 0 | 0 | 0 | 0 | 0 | 0
| System Transformation | Non-domestic | hydrogen | Hybrid (ASHP + Hydrogen boiler) | Annuals | TWh | 0 | 0 | 0 | 0 | 0 | 0 | 0 | 0 | 0 | 0 | 0 | 0.072 | 0.143 | 0.213 | 0.283 | 0.353 | 0.44 | 0.53 | 0.623 | 0.715 | 0.809 | 0.906 | 1.003 | 1.096 | 1.187 | 1.275 | 1.295 | 1.321 | 1.351 | 1.383 | 1.416
| System Transformation | Non-domestic | hydrogen | Hydrogen boiler | Annuals | TWh | 0 | 0 | 0 | 0 | 0 | 0 | 0 | 0 | 0 | 0 | 0 | 1.29 | 2.533 | 3.732 | 4.911 | 6.057 | 7.539 | 9.105 | 10.741 | 12.407 | 14.095 | 15.873 | 17.624 | 19.312 | 20.949 | 22.542 | 22.892 | 23.38 | 23.957 | 24.592 | 25.277
| System Transformation | Non-domestic | other | Community | Annuals | TWh | 0.191 | 0.754 | 1.136 | 1.47 | 1.801 | 2.121 | 2.436 | 2.694 | 2.907 | 3.107 | 3.294 | 3.447 | 3.6 | 3.755 | 3.921 | 4.088 | 3.91 | 3.743 | 3.584 | 3.425 | 3.273 | 3.135 | 3.055 | 3.021 | 2.998 | 2.981 | 2.995 | 3.007 | 3.011 | 3.004 | 2.995
| System Transformation | Non-domestic | other | Oil boiler | Annuals | TWh | 30.289 | 29.686 | 26.978 | 25.304 | 23.629 | 21.947 | 20.254 | 18.499 | 16.695 | 14.879 | 13.055 | 11.193 | 9.33 | 7.47 | 5.62 | 3.781 | 3.429 | 3.077 | 2.737 | 2.395 | 2.058 | 1.731 | 1.468 | 1.252 | 1.05 | 0.854 | 0.697 | 0.541 | 0.382 | 0.212 | 0.032
| Leading the Way | Non-domestic | biofuel | Biofuel boiler | Annuals | TWh | 0 | 0 | 0.347 | 0.495 | 0.63 | 0.761 | 0.885 | 0.995 | 1.098 | 1.196 | 1.29 | 1.379 | 1.468 | 1.557 | 1.65 | 1.744 | 1.688 | 1.651 | 1.624 | 1.605 | 1.586 | 1.584 | 1.594 | 1.613 | 1.637 | 1.663 | 1.693 | 1.724 | 1.754 | 1.78 | 1.804
| Leading the Way | Non-domestic | biofuel | Hybrid (ASHP + Biofuel boiler) | Annuals | TWh | 0 | 0 | 0.014 | 0.021 | 0.028 | 0.035 | 0.042 | 0.049 | 0.054 | 0.06 | 0.065 | 0.071 | 0.076 | 0.081 | 0.086 | 0.092 | 0.092 | 0.092 | 0.092 | 0.092 | 0.092 | 0.092 | 0.094 | 0.095 | 0.098 | 0.1 | 0.103 | 0.105 | 0.108 | 0.11 | 0.112
| Leading the Way | Non-domestic | biomass | Biomass boiler | Annuals | TWh | 3.17 | 2.945 | 2.582 | 2.383 | 2.185 | 1.986 | 1.831 | 1.831 | 1.825 | 1.784 | 1.723 | 1.658 | 1.594 | 1.534 | 1.494 | 1.463 | 1.583 | 1.759 | 1.936 | 2.11 | 2.277 | 2.421 | 2.413 | 2.42 | 2.451 | 2.501 | 2.55 | 2.596 | 2.628 | 2.633 | 2.627
| Leading the Way | Non-domestic | biomass | Biomass CHP | Annuals | TWh | 0 | 0 | 0 | 0 | 0 | 0 | 0 | 0.002 | 0.205 | 0.485 | 0.757 | 1.01 | 1.28 | 1.492 | 1.538 | 1.539 | 1.54 | 1.542 | 1.544 | 1.556 | 1.604 | 1.783 | 1.991 | 2.035 | 2.035 | 2.045 | 2.077 | 2.085 | 2.148 | 2.373 | 2.641
| Leading the Way | Non-domestic | biomass | DH | Annuals | TWh | 0 | 0 | 0 | 0 | 0 | 0 | 0 | 0 | 0 | 0 | 0 | 0 | 0 | 0 | 0 | 0 | 0 | 0 | 0 | 0 | 0 | 0 | 0 | 0 | 0 | 0 | 0 | 0 | 0 | 0 | 0
| Leading the Way | Non-domestic | biomethane | DH | Annuals | TWh | 0 | 0.021 | 0.146 | 0.213 | 0.29 | 0.275 | 0.386 | 0.504 | 0.619 | 0.721 | 0.551 | 0.605 | 0.658 | 0.709 | 0.768 | 0.833 | 0.883 | 0.946 | 1.013 | 1.076 | 1.194 | 1.207 | 1.21 | 1.214 | 1.23 | 1.41 | 1.457 | 1.509 | 1.564 | 1.609 | 1.992
| Leading the Way | Non-domestic | dh_heat | DH | Annuals | TWh | 0 | 0.118 | 0.876 | 1.273 | 1.731 | 2.535 | 3.52 | 4.531 | 5.506 | 6.35 | 7.132 | 7.82 | 8.486 | 9.133 | 9.843 | 10.606 | 11.141 | 11.836 | 12.577 | 13.262 | 13.526 | 13.58 | 13.535 | 13.515 | 13.647 | 13.918 | 14.345 | 14.83 | 15.333 | 15.764 | 16.134
| Leading the Way | Non-domestic | electricity | ASHP | Annuals | TWh | 0.009 | 0.139 | 0.554 | 0.831 | 1.108 | 1.406 | 1.788 | 2.413 | 3.057 | 3.679 | 4.287 | 4.864 | 5.445 | 6.028 | 6.604 | 7.172 | 7.522 | 7.91 | 8.31 | 8.711 | 9.061 | 9.308 | 9.266 | 9.201 | 9.166 | 9.171 | 9.226 | 9.279 | 9.328 | 9.379 | 9.436
| Leading the Way | Non-domestic | electricity | DH | Annuals | TWh | 0 | 0.034 | 0.263 | 0.382 | 0.519 | 0.747 | 1.039 | 1.338 | 1.628 | 1.877 | 2.036 | 2.233 | 2.425 | 2.611 | 2.815 | 3.035 | 3.192 | 3.395 | 3.611 | 3.811 | 3.866 | 3.884 | 3.873 | 3.868 | 3.907 | 3.944 | 4.066 | 4.204 | 4.348 | 4.47 | 4.477
| Leading the Way | Non-domestic | electricity | Electric resistive | Annuals | TWh | 16.58 | 16.562 | 13.96 | 13.165 | 12.35 | 11.527 | 10.697 | 9.863 | 9.028 | 8.18 | 7.326 | 6.456 | 5.582 | 4.706 | 3.828 | 2.948 | 2.668 | 2.425 | 2.211 | 2.01 | 1.818 | 1.632 | 1.449 | 1.268 | 1.1 | 0.937 | 0.791 | 0.649 | 0.508 | 0.37 | 0.234
| Leading the Way | Non-domestic | electricity | GSHP | Annuals | TWh | 0.022 | 0.09 | 0.383 | 0.557 | 0.748 | 1.047 | 1.435 | 1.906 | 2.379 | 2.821 | 3.249 | 3.649 | 4.049 | 4.449 | 4.842 | 5.227 | 5.682 | 6.173 | 6.677 | 7.183 | 7.663 | 7.984 | 8.3 | 8.605 | 8.902 | 9.111 | 9.247 | 9.323 | 9.397 | 9.499 | 9.614
| Leading the Way | Non-domestic | electricity | Hybrid (ASHP + Biofuel boiler) | Annuals | TWh | 0 | 0 | 0.082 | 0.12 | 0.157 | 0.192 | 0.226 | 0.255 | 0.281 | 0.304 | 0.326 | 0.347 | 0.368 | 0.39 | 0.412 | 0.434 | 0.428 | 0.422 | 0.417 | 0.413 | 0.41 | 0.41 | 0.415 | 0.424 | 0.435 | 0.447 | 0.46 | 0.473 | 0.485 | 0.497 | 0.508
| Leading the Way | Non-domestic | electricity | Hybrid (ASHP + Electric resistive) | Annuals | TWh | 0 | 0.08 | 0.188 | 0.282 | 0.374 | 0.468 | 0.599 | 0.773 | 0.968 | 1.16 | 1.354 | 1.538 | 1.725 | 1.914 | 2.107 | 2.301 | 2.5 | 2.717 | 2.931 | 3.136 | 3.322 | 3.476 | 3.589 | 3.679 | 3.777 | 3.883 | 4.011 | 4.147 | 4.285 | 4.42 | 4.559
| Leading the Way | Non-domestic | electricity | Hybrid (ASHP + Hydrogen boiler) | Annuals | TWh | 0 | 0 | 0 | 0 | 0 | 0 | 0 | 0 | 0 | 0.134 | 0.297 | 0.441 | 0.584 | 0.722 | 0.856 | 0.987 | 1.159 | 1.354 | 1.554 | 1.754 | 1.939 | 2.135 | 2.327 | 2.518 | 2.581 | 2.625 | 2.695 | 2.789 | 2.889 | 2.99 | 3.092
| Leading the Way | Non-domestic | electricity off-peak | Electric storage | Annuals | TWh | 0.084 | 0.079 | 0 | 0 | 0 | 0.004 | 0.015 | 0.039 | 0.068 | 0.098 | 0.129 | 0.161 | 0.213 | 0.309 | 0.444 | 0.609 | 0.899 | 1.19 | 1.474 | 1.748 | 2.004 | 2.252 | 2.393 | 2.532 | 2.679 | 2.847 | 3.033 | 3.203 | 3.337 | 3.435 | 3.511
| Leading the Way | Non-domestic | gas | DH | Annuals | TWh | 0 | 0 | 0 | 0 | 0 | 0 | 0 | 0 | 0 | 0 | 0 | 0 | 0 | 0 | 0 | 0 | 0 | 0 | 0 | 0 | 0 | 0 | 0 | 0 | 0 | 0 | 0 | 0 | 0 | 0 | 0
| Leading the Way | Non-domestic | gas | Gas boiler | Annuals | TWh | 80.572 | 80.56 | 76.998 | 77.412 | 77.583 | 76.715 | 74.756 | 71.3 | 67.604 | 63.682 | 59.667 | 55.53 | 51.369 | 47.188 | 42.964 | 38.709 | 33.608 | 28.396 | 23.137 | 18.012 | 13.867 | 10.794 | 9.211 | 7.868 | 6.748 | 5.721 | 4.814 | 3.93 | 3.067 | 2.246 | 1.457
| Leading the Way | Non-domestic | gas | Gas CHP | Annuals | TWh | 8.974 | 8.335 | 7.325 | 6.762 | 6.198 | 5.635 | 5.071 | 4.508 | 3.944 | 3.381 | 2.817 | 2.254 | 1.69 | 1.127 | 0.563 | 0 | 0 | 0 | 0 | 0 | 0 | 0 | 0 | 0 | 0 | 0 | 0 | 0 | 0 | 0 | 0
| Leading the Way | Non-domestic | hydrogen | DH | Annuals | TWh | 0 | 0 | 0 | 0 | 0 | 0 | 0 | 0 | 0 | 0 | 0 | 0 | 0 | 0 | 0 | 0 | 0 | 0 | 0 | 0 | 0 | 0 | 0 | 0 | 0 | 0 | 0 | 0 | 0 | 0 | 0
| Leading the Way | Non-domestic | hydrogen | Gas boiler | Annuals | TWh | 0 | 0 | 0 | 0 | 0 | 0 | 0 | 0 | 0 | 0 | 0 | 0 | 0 | 0 | 0 | 0 | 0 | 0 | 0 | 0 | 0 | 0 | 0 | 0 | 0 | 0 | 0 | 0 | 0 | 0 | 0
| Leading the Way | Non-domestic | hydrogen | Gas CHP | Annuals | TWh | 0 | 0 | 0 | 0 | 0 | 0 | 0 | 0 | 0 | 0 | 0 | 0 | 0 | 0 | 0 | 0 | 0 | 0 | 0 | 0 | 0 | 0 | 0 | 0 | 0 | 0 | 0 | 0 | 0 | 0 | 0
| Leading the Way | Non-domestic | hydrogen | Hybrid (ASHP + Hydrogen boiler) | Annuals | TWh | 0 | 0 | 0 | 0 | 0 | 0 | 0 | 0 | 0 | 0.032 | 0.072 | 0.108 | 0.144 | 0.179 | 0.214 | 0.249 | 0.291 | 0.337 | 0.384 | 0.43 | 0.473 | 0.519 | 0.564 | 0.608 | 0.623 | 0.633 | 0.649 | 0.67 | 0.692 | 0.713 | 0.735
| Leading the Way | Non-domestic | hydrogen | Hydrogen boiler | Annuals | TWh | 0 | 0 | 0 | 0 | 0 | 0 | 0 | 0 | 0 | 0.013 | 0.102 | 0.685 | 1.258 | 1.821 | 2.379 | 2.929 | 3.659 | 4.483 | 5.331 | 6.175 | 6.96 | 7.787 | 8.599 | 9.407 | 10.223 | 11.009 | 11.326 | 11.757 | 12.197 | 12.63 | 13.061
| Leading the Way | Non-domestic | other | Community | Annuals | TWh | 0.191 | 0.754 | 0.954 | 1.255 | 1.562 | 1.862 | 2.143 | 2.376 | 2.576 | 2.743 | 2.895 | 3.043 | 3.193 | 3.345 | 3.51 | 3.678 | 3.568 | 3.455 | 3.33 | 3.198 | 3.068 | 2.974 | 2.925 | 2.908 | 2.915 | 2.933 | 2.95 | 2.964 | 2.97 | 2.961 | 2.949
| Leading the Way | Non-domestic | other | Oil boiler | Annuals | TWh | 30.289 | 29.686 | 25.404 | 23.84 | 22.261 | 20.673 | 19.064 | 17.402 | 15.704 | 13.975 | 12.232 | 10.483 | 8.734 | 6.988 | 5.254 | 3.523 | 3.168 | 2.811 | 2.479 | 2.162 | 1.852 | 1.564 | 1.329 | 1.129 | 0.96 | 0.807 | 0.658 | 0.509 | 0.358 | 0.195 | 0.028
| Falling Short | Non-domestic | biofuel | Biofuel boiler | Annuals | TWh | 0 | 0 | 0 | 0 | 0 | 0 | 0.001 | 0.001 | 0.001 | 0.001 | 0.001 | 0.001 | 0.001 | 0.001 | 0.001 | 0.002 | 0.003 | 0.004 | 0.004 | 0.005 | 0.005 | 0.006 | 0.007 | 0.008 | 0.01 | 0.011 | 0.012 | 0.013 | 0.015 | 0.016 | 0.017
| Falling Short | Non-domestic | biofuel | Hybrid (ASHP + Biofuel boiler) | Annuals | TWh | 0 | 0 | 0.015 | 0.022 | 0.027 | 0.027 | 0.027 | 0.027 | 0.028 | 0.028 | 0.028 | 0.029 | 0.029 | 0.03 | 0.03 | 0.03 | 0.023 | 0.016 | 0.011 | 0.008 | 0.01 | 0.013 | 0.017 | 0.021 | 0.025 | 0.029 | 0.033 | 0.038 | 0.043 | 0.048 | 0.053
| Falling Short | Non-domestic | biomass | Biomass boiler | Annuals | TWh | 3.17 | 2.945 | 2.748 | 2.536 | 2.325 | 2.114 | 1.902 | 1.691 | 1.48 | 1.268 | 1.057 | 0.845 | 0.634 | 0.423 | 0.211 | 0 | 0.007 | 0.015 | 0.018 | 0.02 | 0.021 | 0.027 | 0.033 | 0.038 | 0.047 | 0.056 | 0.06 | 0.066 | 0.072 | 0.083 | 0.096
| Falling Short | Non-domestic | biomass | Biomass CHP | Annuals | TWh | 0 | 0 | 0 | 0 | 0 | 0 | 0 | 0 | 0 | 0 | 0 | 0 | 0 | 0 | 0 | 0 | 0.148 | 0.188 | 0.243 | 0.346 | 0.411 | 0.442 | 0.467 | 0.5 | 0.536 | 0.571 | 0.591 | 0.605 | 0.618 | 0.634 | 0.648
| Falling Short | Non-domestic | biomass | DH | Annuals | TWh | 0 | 0 | 0 | 0 | 0 | 0 | 0 | 0 | 0 | 0 | 0 | 0 | 0 | 0 | 0 | 0 | 0 | 0 | 0 | 0 | 0 | 0 | 0 | 0 | 0 | 0 | 0 | 0 | 0 | 0 | 0
| Falling Short | Non-domestic | biomethane | DH | Annuals | TWh | 0 | 0.021 | 0.221 | 0.346 | 0.497 | 0.577 | 0.642 | 0.709 | 0.789 | 0.881 | 0.261 | 0.29 | 0.321 | 0.353 | 0.386 | 0.425 | 0.437 | 0.448 | 0.456 | 0.46 | 0.468 | 0.498 | 0.529 | 0.556 | 0.579 | 0.955 | 0.984 | 1.01 | 1.037 | 1.064 | 1.127
| Falling Short | Non-domestic | dh_heat | DH | Annuals | TWh | 0 | 0.118 | 0.875 | 1.37 | 1.969 | 2.552 | 2.848 | 3.152 | 3.519 | 3.939 | 4.382 | 4.867 | 5.391 | 5.931 | 6.478 | 7.059 | 7.254 | 7.435 | 7.56 | 7.621 | 7.743 | 8.241 | 8.731 | 9.163 | 9.536 | 9.879 | 10.187 | 10.47 | 10.754 | 11.047 | 11.344
| Falling Short | Non-domestic | electricity | ASHP | Annuals | TWh | 0.009 | 0.139 | 0.598 | 0.852 | 1.05 | 1.196 | 1.341 | 1.508 | 1.673 | 1.836 | 1.998 | 2.158 | 2.34 | 2.52 | 2.7 | 2.879 | 2.805 | 2.773 | 2.789 | 2.883 | 3.057 | 3.258 | 3.43 | 3.603 | 3.781 | 3.961 | 4.147 | 4.309 | 4.475 | 4.661 | 4.848
| Falling Short | Non-domestic | electricity | DH | Annuals | TWh | 0 | 0.034 | 0.238 | 0.373 | 0.536 | 0.661 | 0.737 | 0.814 | 0.908 | 1.016 | 1.246 | 1.383 | 1.532 | 1.685 | 1.841 | 2.005 | 2.06 | 2.111 | 2.146 | 2.162 | 2.197 | 2.341 | 2.482 | 2.607 | 2.715 | 2.717 | 2.803 | 2.883 | 2.962 | 3.044 | 3.118
| Falling Short | Non-domestic | electricity | Electric resistive | Annuals | TWh | 16.58 | 16.562 | 14.413 | 14.404 | 14.379 | 14.326 | 14.212 | 14.087 | 13.948 | 13.792 | 13.618 | 13.427 | 13.291 | 13.19 | 13.119 | 13.07 | 13.04 | 13.017 | 13.004 | 13.008 | 13.041 | 13.137 | 13.243 | 13.362 | 13.497 | 13.651 | 13.825 | 13.945 | 14.032 | 14.09 | 14.127
| Falling Short | Non-domestic | electricity | GSHP | Annuals | TWh | 0.022 | 0.09 | 0.398 | 0.585 | 0.727 | 0.806 | 0.884 | 0.98 | 1.075 | 1.169 | 1.262 | 1.354 | 1.461 | 1.568 | 1.673 | 1.78 | 1.975 | 2.197 | 2.437 | 2.687 | 2.947 | 3.055 | 3.173 | 3.286 | 3.444 | 3.663 | 3.888 | 4.103 | 4.322 | 4.547 | 4.779
| Falling Short | Non-domestic | electricity | Hybrid (ASHP + Biofuel boiler) | Annuals | TWh | 0 | 0 | 0.094 | 0.134 | 0.165 | 0.165 | 0.166 | 0.168 | 0.169 | 0.171 | 0.173 | 0.175 | 0.177 | 0.178 | 0.179 | 0.18 | 0.135 | 0.095 | 0.062 | 0.042 | 0.055 | 0.076 | 0.097 | 0.119 | 0.142 | 0.164 | 0.187 | 0.213 | 0.24 | 0.268 | 0.299
| Falling Short | Non-domestic | electricity | Hybrid (ASHP + Electric resistive) | Annuals | TWh | 0 | 0.08 | 0.275 | 0.396 | 0.494 | 0.527 | 0.536 | 0.545 | 0.553 | 0.561 | 0.568 | 0.575 | 0.586 | 0.604 | 0.632 | 0.677 | 0.644 | 0.67 | 0.743 | 0.9 | 1.186 | 1.601 | 2.028 | 2.466 | 2.91 | 3.358 | 3.818 | 4.295 | 4.78 | 5.273 | 5.765
| Falling Short | Non-domestic | electricity | Hybrid (ASHP + Hydrogen boiler) | Annuals | TWh | 0 | 0 | 0 | 0 | 0 | 0 | 0 | 0 | 0 | 0 | 0 | 0 | 0 | 0 | 0 | 0 | 0 | 0 | 0 | 0 | 0 | 0 | 0 | 0 | 0 | 0 | 0 | 0 | 0 | 0 | 0
| Falling Short | Non-domestic | electricity off-peak | Electric storage | Annuals | TWh | 0.084 | 0.079 | 0 | 0 | 0 | 0 | 0 | 0 | 0 | 0 | 0 | 0 | 0 | 0 | 0 | 0 | 0 | 0 | 0 | 0 | 0 | 0 | 0 | 0 | 0 | 0 | 0 | 0 | 0 | 0 | 0
| Falling Short | Non-domestic | gas | DH | Annuals | TWh | 0 | 0 | 0 | 0 | 0 | 0 | 0 | 0 | 0 | 0 | 0 | 0 | 0 | 0 | 0 | 0 | 0 | 0 | 0 | 0 | 0 | 0 | 0 | 0 | 0 | 0 | 0 | 0 | 0 | 0 | 0
| Falling Short | Non-domestic | gas | Gas boiler | Annuals | TWh | 80.572 | 80.56 | 82.132 | 82.927 | 83.712 | 84.488 | 85.253 | 85.864 | 86.479 | 87.098 | 87.721 | 88.348 | 88.815 | 89.276 | 89.729 | 90.175 | 90.354 | 90.355 | 90.186 | 89.858 | 89.418 | 88.871 | 88.436 | 87.971 | 87.476 | 86.952 | 86.407 | 85.971 | 85.495 | 84.973 | 84.371
| Falling Short | Non-domestic | gas | Gas CHP | Annuals | TWh | 8.974 | 8.335 | 7.777 | 7.179 | 6.581 | 5.982 | 5.384 | 4.786 | 4.188 | 3.589 | 2.991 | 2.393 | 1.795 | 1.196 | 0.598 | 0 | 0 | 0 | 0 | 0 | 0 | 0 | 0 | 0 | 0 | 0 | 0 | 0 | 0 | 0 | 0
| Falling Short | Non-domestic | hydrogen | DH | Annuals | TWh | 0 | 0 | 0 | 0 | 0 | 0 | 0 | 0 | 0 | 0 | 0 | 0 | 0 | 0 | 0 | 0 | 0 | 0 | 0 | 0 | 0 | 0 | 0 | 0 | 0 | 0 | 0 | 0 | 0 | 0 | 0
| Falling Short | Non-domestic | hydrogen | Gas boiler | Annuals | TWh | 0 | 0 | 0 | 0 | 0 | 0 | 0 | 0 | 0 | 0 | 0 | 0 | 0 | 0 | 0 | 0 | 0 | 0 | 0 | 0 | 0 | 0 | 0 | 0 | 0 | 0 | 0 | 0 | 0 | 0 | 0
| Falling Short | Non-domestic | hydrogen | Gas CHP | Annuals | TWh | 0 | 0 | 0 | 0 | 0 | 0 | 0 | 0 | 0 | 0 | 0 | 0 | 0 | 0 | 0 | 0 | 0 | 0 | 0 | 0 | 0 | 0 | 0 | 0 | 0 | 0 | 0 | 0 | 0 | 0 | 0
| Falling Short | Non-domestic | hydrogen | Hybrid (ASHP + Hydrogen boiler) | Annuals | TWh | 0 | 0 | 0 | 0 | 0 | 0 | 0 | 0 | 0 | 0 | 0 | 0 | 0 | 0 | 0 | 0 | 0 | 0 | 0 | 0 | 0 | 0 | 0 | 0 | 0 | 0 | 0 | 0 | 0 | 0 | 0
| Falling Short | Non-domestic | hydrogen | Hydrogen boiler | Annuals | TWh | 0 | 0 | 0 | 0 | 0 | 0 | 0 | 0 | 0 | 0 | 0 | 0 | 0 | 0 | 0 | 0 | 0 | 0 | 0 | 0 | 0 | 0 | 0 | 0 | 0 | 0 | 0 | 0 | 0 | 0 | 0
| Falling Short | Non-domestic | other | Community | Annuals | TWh | 0.191 | 0.754 | 0.462 | 0.609 | 0.836 | 1.206 | 1.731 | 2.256 | 2.792 | 3.362 | 4.643 | 5.921 | 6.434 | 6.861 | 7.24 | 7.423 | 7.472 | 7.509 | 7.651 | 7.726 | 7.73 | 8.227 | 8.684 | 9.095 | 9.402 | 8.829 | 8.17 | 8.281 | 8.47 | 8.696 | 9.113
| Falling Short | Non-domestic | other | Oil boiler | Annuals | TWh | 30.289 | 29.686 | 26.633 | 24.94 | 23.465 | 22.483 | 21.794 | 21.098 | 20.325 | 19.464 | 17.887 | 16.274 | 15.319 | 14.4 | 13.489 | 12.692 | 13.459 | 14.146 | 14.627 | 14.895 | 14.683 | 13.777 | 12.864 | 12.015 | 11.227 | 11.161 | 11.18 | 10.526 | 9.818 | 9.083 | 8.213
| Five Year Forecast | Non-domestic | biofuel | Biofuel boiler | Annuals | TWh | 2020: 0; 2021: 0; 2022: 0; 2023: 0; 2024: 0.02; 2025: 0.056; 2026: 0.117; 2027: 0.15; 2028: 0.16
| Five Year Forecast | Non-domestic | biofuel | Hybrid (ASHP + Biofuel boiler) | Annuals | TWh | 2020: 0; 2021: 0; 2022: 0.013; 2023: 0.019; 2024: 0.026; 2025: 0.031; 2026: 0.032; 2027: 0.032; 2028: 0.037
| Five Year Forecast | Non-domestic | biomass | Biomass boiler | Annuals | TWh | 2020: 3.17; 2021: 2.945; 2022: 2.735; 2023: 2.503; 2024: 2.309; 2025: 2.052; 2026: 1.895; 2027: 1.685; 2028: 1.474
| Five Year Forecast | Non-domestic | biomass | Biomass CHP | Annuals | TWh | 2020: 0; 2021: 0; 2022: 0; 2023: 0; 2024: 0; 2025: 0; 2026: 0; 2027: 0; 2028: 0
| Five Year Forecast | Non-domestic | biomass | DH | Annuals | TWh | 2020: 0; 2021: 0; 2022: 0; 2023: 0; 2024: 0; 2025: 0; 2026: 0; 2027: 0; 2028: 0
| Five Year Forecast | Non-domestic | biomethane | DH | Annuals | TWh | 2020: 0; 2021: 0.021; 2022: 0.099; 2023: 0.222; 2024: 0.283; 2025: 0.4; 2026: 0.641; 2027: 0.709; 2028: 0.784
| Five Year Forecast | Non-domestic | dh_heat | DH | Annuals | TWh | 2020: 0; 2021: 0.118; 2022: 0.329; 2023: 0.66; 2024: 1.105; 2025: 1.727; 2026: 2.766; 2027: 3.624; 2028: 4.306
| Five Year Forecast | Non-domestic | electricity | ASHP | Annuals | TWh | 2020: 0.009; 2021: 0.139; 2022: 0.272; 2023: 0.414; 2024: 0.555; 2025: 0.718; 2026: 0.904; 2027: 1.206; 2028: 1.509
| Five Year Forecast | Non-domestic | electricity | DH | Annuals | TWh | 2020: 0; 2021: 0.034; 2022: 0.095; 2023: 0.194; 2024: 0.324; 2025: 0.636; 2026: 1.02; 2027: 1.337; 2028: 1.589
| Five Year Forecast | Non-domestic | electricity | Electric resistive | Annuals | TWh | 2020: 16.58; 2021: 16.562; 2022: 16.302; 2023: 15.619; 2024: 14.825; 2025: 14.202; 2026: 13.775; 2027: 13.314; 2028: 13.095
| Five Year Forecast | Non-domestic | electricity | GSHP | Annuals | TWh | 2020: 0.022; 2021: 0.09; 2022: 0.162; 2023: 0.236; 2024: 0.314; 2025: 0.408; 2026: 0.535; 2027: 0.679; 2028: 0.829
| Five Year Forecast | Non-domestic | electricity | Hybrid (ASHP + Biofuel boiler) | Annuals | TWh | 2020: 0; 2021: 0; 2022: 0.001; 2023: 0.009; 2024: 0.018; 2025: 0.03; 2026: 0.052; 2027: 0.085; 2028: 0.122
| Five Year Forecast | Non-domestic | electricity | Hybrid (ASHP + Electric resistive) | Annuals | TWh | 2020: 0; 2021: 0.08; 2022: 0.094; 2023: 0.105; 2024: 0.131; 2025: 0.177; 2026: 0.233; 2027: 0.273; 2028: 0.297
| Five Year Forecast | Non-domestic | electricity | Hybrid (ASHP + Hydrogen boiler) | Annuals | TWh | 2020: 0; 2021: 0; 2022: 0; 2023: 0; 2024: 0; 2025: 0; 2026: 0; 2027: 0; 2028: 0
| Five Year Forecast | Non-domestic | electricity off-peak | Electric storage | Annuals | TWh | 2020: 0.084; 2021: 0.079; 2022: 0.073; 2023: 0.067; 2024: 0.06; 2025: 0.055; 2026: 0.051; 2027: 0.045; 2028: 0.039
| Five Year Forecast | Non-domestic | gas | DH | Annuals | TWh | 2020: 0; 2021: 0; 2022: 0; 2023: 0; 2024: 0; 2025: 0; 2026: 0; 2027: 0; 2028: 0
| Five Year Forecast | Non-domestic | gas | Gas boiler | Annuals | TWh | 2020: 80.572; 2021: 80.56; 2022: 80.874; 2023: 80.116; 2024: 79.653; 2025: 81.072; 2026: 82.362; 2027: 81.449; 2028: 80.103
| Five Year Forecast | Non-domestic | gas | Gas CHP | Annuals | TWh | 2020: 8.974; 2021: 8.335; 2022: 7.68; 2023: 6.97; 2024: 6.312; 2025: 5.811; 2026: 5.361; 2027: 4.765; 2028: 4.169
| Five Year Forecast | Non-domestic | hydrogen | DH | Annuals | TWh | 2020: 0; 2021: 0; 2022: 0; 2023: 0; 2024: 0; 2025: 0; 2026: 0; 2027: 0; 2028: 0
| Five Year Forecast | Non-domestic | hydrogen | Gas boiler | Annuals | TWh | 2020: 0; 2021: 0; 2022: 0; 2023: 0; 2024: 0; 2025: 0; 2026: 0; 2027: 0; 2028: 0
| Five Year Forecast | Non-domestic | hydrogen | Gas CHP | Annuals | TWh | 2020: 0; 2021: 0; 2022: 0; 2023: 0; 2024: 0; 2025: 0; 2026: 0; 2027: 0; 2028: 0
| Five Year Forecast | Non-domestic | hydrogen | Hybrid (ASHP + Hydrogen boiler) | Annuals | TWh | 2020: 0; 2021: 0; 2022: 0; 2023: 0; 2024: 0; 2025: 0; 2026: 0; 2027: 0; 2028: 0
| Five Year Forecast | Non-domestic | hydrogen | Hydrogen boiler | Annuals | TWh | 2020: 0; 2021: 0; 2022: 0; 2023: 0; 2024: 0; 2025: 0; 2026: 0; 2027: 0; 2028: 0
| Five Year Forecast | Non-domestic | other | Community | Annuals | TWh | 2020: 0.191; 2021: 0.754; 2022: 1.023; 2023: 1.291; 2024: 1.67; 2025: 2.009; 2026: 2.379; 2027: 2.643; 2028: 2.862
| Five Year Forecast | Non-domestic | other | Oil boiler | Annuals | TWh | 2020: 30.289; 2021: 29.686; 2022: 28.842; 2023: 27.191; 2024: 25.796; 2025: 24.969; 2026: 24.299; 2027: 22.974; 2028: 21.609
| Consumer Transformation | Domestic | biofuel | Biofuel boiler | Peak_1in20 | GW | 0 | 0.007 | 1.004 | 1.333 | 1.643 | 1.95 | 2.181 | 2.386 | 2.569 | 2.734 | 2.879 | 3.012 | 3.148 | 3.285 | 3.426 | 3.57 | 3.11 | 2.981 | 2.831 | 2.682 | 2.533 | 2.465 | 2.451 | 2.453 | 2.472 | 2.497 | 2.549 | 2.591 | 2.629 | 2.663 | 2.69
| Consumer Transformation | Domestic | biofuel | Hybrid (ASHP + Biofuel boiler) | Peak_1in20 | GW | 0 | 0.005 | 0.025 | 0.029 | 0.036 | 0.05 | 0.08 | 0.112 | 0.146 | 0.177 | 0.205 | 0.242 | 0.277 | 0.31 | 0.341 | 0.372 | 0.411 | 0.437 | 0.475 | 0.512 | 0.547 | 0.58 | 0.606 | 0.627 | 0.643 | 0.653 | 0.696 | 0.716 | 0.735 | 0.752 | 0.766
| Consumer Transformation | Domestic | biomass | Biomass boiler | Peak_1in20 | GW | 0 | 0.023 | 0.029 | 0.05 | 0.072 | 0.093 | 0.113 | 0.131 | 0.146 | 0.168 | 0.21 | 0.269 | 0.317 | 0.351 | 0.369 | 0.386 | 0.387 | 0.372 | 0.364 | 0.379 | 0.431 | 0.487 | 0.548 | 0.619 | 0.689 | 0.729 | 0.767 | 0.817 | 0.88 | 0.961 | 1.042
| Consumer Transformation | Domestic | biomass | Biomass CHP | Peak_1in20 | GW | 0 | 0 | 0 | 0 | 0 | 0 | 0 | 0 | 0 | 0 | 0 | 0 | 0 | 0 | 0 | 0 | 0 | 0 | 0 | 0 | 0 | 0 | 0 | 0 | 0 | 0 | 0 | 0 | 0 | 0 | 0
| Consumer Transformation | Domestic | biomass | DH | Peak_1in20 | GW | 0 | 0 | 0 | 0 | 0 | 0 | 0 | 0 | 0 | 0 | 0 | 0 | 0 | 0 | 0 | 0 | 0 | 0 | 0 | 0 | 0 | 0 | 0 | 0 | 0 | 0 | 0 | 0 | 0 | 0 | 0
| Consumer Transformation | Domestic | biomethane | DH | Peak_1in20 | GW | 0 | 0.155 | 0.249 | 0.388 | 0.533 | 0.686 | 0.732 | 0.798 | 0.906 | 1.04 | 1.213 | 1.378 | 1.584 | 1.83 | 2.109 | 2.58 | 3.068 | 3.59 | 4.081 | 4.556 | 4.982 | 5.477 | 5.934 | 6.343 | 6.686 | 6.938 | 7.187 | 7.408 | 7.61 | 7.834 | 7.935
| Consumer Transformation | Domestic | electricity | ASHP | Peak_1in20 | GW | 0.592 | 0.671 | 0.518 | 0.903 | 1.085 | 1.271 | 1.607 | 2.227 | 3.143 | 4.203 | 5.246 | 6.1 | 6.941 | 7.774 | 8.602 | 9.479 | 10.349 | 11.31 | 12.211 | 13.111 | 13.968 | 14.61 | 14.887 | 14.865 | 14.697 | 14.502 | 14.346 | 14.229 | 14.157 | 14.169 | 14.191
| Consumer Transformation | Domestic | electricity | DH | Peak_1in20 | GW | 0.005 | 0.026 | 0.058 | 0.295 | 0.405 | 0.522 | 0.556 | 0.605 | 0.685 | 0.785 | 0.913 | 1.035 | 1.187 | 1.368 | 1.573 | 1.919 | 2.277 | 2.66 | 3.017 | 3.361 | 3.667 | 4.02 | 4.343 | 4.629 | 4.865 | 5.033 | 5.201 | 5.348 | 5.481 | 5.628 | 5.687
| Consumer Transformation | Domestic | electricity | Electric resistive | Peak_1in20 | GW | 3.071 | 2.922 | 2.604 | 2.459 | 2.405 | 2.344 | 2.28 | 2.216 | 2.153 | 2.089 | 2.023 | 1.959 | 1.892 | 1.822 | 1.748 | 1.67 | 1.597 | 1.551 | 1.498 | 1.443 | 1.388 | 1.338 | 1.28 | 1.214 | 1.143 | 1.068 | 0.99 | 0.913 | 0.838 | 0.766 | 0.696
| Consumer Transformation | Domestic | electricity | Electric storage | Peak_1in20 | GW | 0.236 | 0.369 | 0.319 | 0.352 | 0.342 | 0.33 | 0.314 | 0.3 | 0.286 | 0.273 | 0.259 | 0.244 | 0.229 | 0.214 | 0.2 | 0.187 | 0.186 | 0.187 | 0.186 | 0.186 | 0.185 | 0.185 | 0.183 | 0.181 | 0.178 | 0.173 | 0.169 | 0.165 | 0.161 | 0.157 | 0.152
| Consumer Transformation | Domestic | electricity | GSHP | Peak_1in20 | GW | 0.033 | 0.054 | 0.061 | 0.124 | 0.178 | 0.226 | 0.283 | 0.333 | 0.417 | 0.612 | 0.936 | 1.3 | 1.661 | 2.021 | 2.382 | 2.77 | 3.158 | 3.603 | 4.042 | 4.478 | 4.889 | 5.25 | 5.606 | 5.95 | 6.256 | 6.525 | 6.743 | 6.993 | 7.216 | 7.347 | 7.377
| Consumer Transformation | Domestic | electricity | Hybrid (ASHP + Biofuel boiler) | Peak_1in20 | GW | 0 | 0.001 | 0.012 | 0.032 | 0.04 | 0.056 | 0.087 | 0.121 | 0.155 | 0.19 | 0.226 | 0.261 | 0.298 | 0.335 | 0.373 | 0.411 | 0.46 | 0.484 | 0.531 | 0.572 | 0.604 | 0.625 | 0.646 | 0.67 | 0.697 | 0.723 | 0.754 | 0.779 | 0.804 | 0.827 | 0.849
| Consumer Transformation | Domestic | electricity | Hybrid (ASHP + Electric resistive) | Peak_1in20 | GW | 0 | 0.005 | 0.035 | 0.069 | 0.091 | 0.108 | 0.144 | 0.232 | 0.402 | 0.665 | 0.899 | 1.136 | 1.567 | 2.053 | 2.597 | 2.928 | 3.172 | 3.951 | 4.819 | 5.745 | 5.83 | 5.788 | 6.634 | 7.461 | 8.22 | 7.72 | 6.65 | 6.71 | 6.774 | 6.866 | 6.859
| Consumer Transformation | Domestic | electricity | Hybrid (ASHP + Hydrogen boiler) | Peak_1in20 | GW | 0 | 0 | 0 | 0 | 0 | 0 | 0 | 0 | 0 | 0 | 0 | 0 | 0 | 0 | 0 | 0 | 0 | 0 | 0 | 0 | 0 | 0 | 0 | 0 | 0 | 0 | 0 | 0 | 0 | 0 | 0
| Consumer Transformation | Domestic | gas | DH | Peak_1in20 | GW | 0 | 0 | 0 | 0 | 0 | 0 | 0 | 0 | 0 | 0 | 0 | 0 | 0 | 0 | 0 | 0 | 0 | 0 | 0 | 0 | 0 | 0 | 0 | 0 | 0 | 0 | 0 | 0 | 0 | 0 | 0
| Consumer Transformation | Domestic | gas | Gas boiler | Peak_1in20 | GW | 173.85 | 172.348 | 142.305 | 141.243 | 140.092 | 138.568 | 136.896 | 133.843 | 129.462 | 123.767 | 117.024 | 110.353 | 103.383 | 96.129 | 88.607 | 79.272 | 69.26 | 60.036 | 51.031 | 42.141 | 33.672 | 25.905 | 19.58 | 14.615 | 10.967 | 8.333 | 6.262 | 4.25 | 2.285 | 0.346 | 0.046
| Consumer Transformation | Domestic | gas | Gas CHP | Peak_1in20 | GW | 0 | 0 | 0 | 0 | 0 | 0 | 0 | 0 | 0 | 0 | 0 | 0 | 0 | 0 | 0 | 0 | 0 | 0 | 0 | 0 | 0 | 0 | 0 | 0 | 0 | 0 | 0 | 0 | 0 | 0 | 0
| Consumer Transformation | Domestic | hydrogen | DH | Peak_1in20 | GW | 0 | 0 | 0 | 0 | 0 | 0 | 0 | 0 | 0 | 0 | 0 | 0 | 0 | 0 | 0 | 0 | 0 | 0 | 0 | 0 | 0 | 0 | 0 | 0 | 0 | 0 | 0 | 0 | 0 | 0 | 0
| Consumer Transformation | Domestic | hydrogen | Gas boiler | Peak_1in20 | GW | 0 | 0 | 0 | 0 | 0 | 0 | 0 | 0 | 0 | 0 | 0 | 0 | 0 | 0 | 0 | 0 | 0 | 0 | 0 | 0 | 0 | 0 | 0 | 0 | 0 | 0 | 0 | 0 | 0 | 0 | 0
| Consumer Transformation | Domestic | hydrogen | Gas CHP | Peak_1in20 | GW | 0 | 0 | 0 | 0 | 0 | 0 | 0 | 0 | 0 | 0 | 0 | 0 | 0 | 0 | 0 | 0 | 0 | 0 | 0 | 0 | 0 | 0 | 0 | 0 | 0 | 0 | 0 | 0 | 0 | 0 | 0
| Consumer Transformation | Domestic | hydrogen | Hybrid (ASHP + Hydrogen boiler) | Peak_1in20 | GW | 0 | 0 | 0 | 0 | 0 | 0 | 0 | 0 | 0 | 0 | 0 | 0 | 0 | 0 | 0 | 0 | 0 | 0 | 0 | 0 | 0 | 0 | 0 | 0 | 0 | 0 | 0 | 0 | 0 | 0 | 0
| Consumer Transformation | Domestic | hydrogen | Hydrogen boiler | Peak_1in20 | GW | 0 | 0 | 0 | 0 | 0 | 0 | 0 | 0 | 0 | 0 | 0 | 0 | 0 | 0 | 0 | 0 | 0 | 0 | 0 | 0 | 0 | 0 | 0 | 0 | 0 | 0 | 0 | 0 | 0 | 0 | 0
| Consumer Transformation | Domestic | other | Community | Peak_1in20 | GW | 0.797 | 0.764 | 0.614 | 0.591 | 0.567 | 0.542 | 0.515 | 0.485 | 0.453 | 0.419 | 0.383 | 0.348 | 0.312 | 0.276 | 0.238 | 0.2 | 0.19 | 0.168 | 0.144 | 0.122 | 0.101 | 0.084 | 0.07 | 0.058 | 0.048 | 0.039 | 0.032 | 0.024 | 0.017 | 0.009 | 0.002
| Consumer Transformation | Domestic | other | Oil boiler | Peak_1in20 | GW | 17.557 | 16.623 | 12.574 | 11.839 | 11.077 | 10.319 | 9.588 | 8.835 | 8.06 | 7.27 | 6.465 | 5.793 | 5.069 | 4.297 | 3.475 | 2.572 | 2.311 | 1.989 | 1.713 | 1.474 | 1.237 | 1.074 | 0.927 | 0.795 | 0.671 | 0.555 | 0.444 | 0.331 | 0.215 | 0.095 | 0.005
| System Transformation | Domestic | biofuel | Biofuel boiler | Peak_1in20 | GW | 0 | 0.007 | 0.334 | 0.617 | 0.884 | 1.128 | 1.359 | 1.56 | 1.738 | 1.897 | 2.044 | 2.169 | 2.294 | 2.419 | 2.544 | 2.67 | 2.754 | 2.713 | 2.618 | 2.534 | 2.467 | 2.418 | 2.44 | 2.493 | 2.573 | 2.674 | 2.817 | 2.923 | 3.033 | 3.147 | 3.256
| System Transformation | Domestic | biofuel | Hybrid (ASHP + Biofuel boiler) | Peak_1in20 | GW | 0 | 0.005 | 0.016 | 0.033 | 0.055 | 0.081 | 0.106 | 0.136 | 0.167 | 0.199 | 0.231 | 0.261 | 0.29 | 0.318 | 0.345 | 0.377 | 0.41 | 0.434 | 0.455 | 0.471 | 0.482 | 0.505 | 0.516 | 0.52 | 0.516 | 0.507 | 0.512 | 0.517 | 0.522 | 0.525 | 0.523
| System Transformation | Domestic | biomass | Biomass boiler | Peak_1in20 | GW | 0 | 0.023 | 0.019 | 0.033 | 0.047 | 0.062 | 0.076 | 0.09 | 0.105 | 0.12 | 0.137 | 0.152 | 0.163 | 0.171 | 0.178 | 0.189 | 0.193 | 0.187 | 0.191 | 0.205 | 0.233 | 0.264 | 0.294 | 0.324 | 0.352 | 0.379 | 0.41 | 0.446 | 0.486 | 0.527 | 0.565
| System Transformation | Domestic | biomass | Biomass CHP | Peak_1in20 | GW | 0 | 0 | 0 | 0 | 0 | 0 | 0 | 0 | 0 | 0 | 0 | 0 | 0 | 0 | 0 | 0 | 0 | 0 | 0 | 0 | 0 | 0 | 0 | 0 | 0 | 0 | 0 | 0 | 0 | 0 | 0
| System Transformation | Domestic | biomass | DH | Peak_1in20 | GW | 0 | 0 | 0 | 0 | 0 | 0 | 0 | 0 | 0 | 0 | 0 | 0 | 0 | 0 | 0 | 0 | 0 | 0 | 0 | 0 | 0 | 0 | 0 | 0 | 0 | 0 | 0 | 0 | 0 | 0 | 0
| System Transformation | Domestic | biomethane | DH | Peak_1in20 | GW | 0 | 0.155 | 0.258 | 0.4 | 0.55 | 0.705 | 0.757 | 0.817 | 0.887 | 0.964 | 1.051 | 1.113 | 1.201 | 1.321 | 1.473 | 1.778 | 2.186 | 2.679 | 3.157 | 3.617 | 4.049 | 4.482 | 4.913 | 5.296 | 5.638 | 5.922 | 6.218 | 6.479 | 6.708 | 6.907 | 6.975
| System Transformation | Domestic | electricity | ASHP | Peak_1in20 | GW | 0.592 | 0.671 | 0.518 | 0.434 | 0.612 | 0.753 | 0.819 | 0.881 | 0.96 | 1.179 | 1.409 | 1.605 | 1.768 | 1.858 | 1.955 | 2.083 | 2.285 | 2.467 | 2.652 | 2.841 | 3.037 | 3.256 | 3.494 | 3.801 | 4.212 | 4.738 | 5.322 | 5.94 | 6.567 | 7.196 | 7.792
| System Transformation | Domestic | electricity | DH | Peak_1in20 | GW | 0.005 | 0.026 | 0.058 | 0.092 | 0.145 | 0.143 | 0.145 | 0.182 | 0.254 | 0.488 | 0.705 | 0.986 | 1.111 | 1.215 | 1.348 | 1.618 | 1.971 | 2.392 | 2.791 | 3.164 | 3.503 | 3.866 | 4.224 | 4.538 | 4.815 | 5.041 | 5.29 | 5.508 | 5.699 | 5.864 | 5.919
| System Transformation | Domestic | electricity | Electric resistive | Peak_1in20 | GW | 3.071 | 2.922 | 2.604 | 2.623 | 2.597 | 2.616 | 2.572 | 2.528 | 2.484 | 2.414 | 2.354 | 2.282 | 2.219 | 2.128 | 2.034 | 1.936 | 1.828 | 1.713 | 1.605 | 1.502 | 1.404 | 1.316 | 1.227 | 1.138 | 1.048 | 0.959 | 0.907 | 0.856 | 0.806 | 0.758 | 0.71
| System Transformation | Domestic | electricity | Electric storage | Peak_1in20 | GW | 0.236 | 0.369 | 0.319 | 0.298 | 0.337 | 0.35 | 0.326 | 0.302 | 0.277 | 0.249 | 0.243 | 0.239 | 0.232 | 0.213 | 0.196 | 0.179 | 0.171 | 0.162 | 0.153 | 0.144 | 0.136 | 0.128 | 0.119 | 0.111 | 0.103 | 0.095 | 0.091 | 0.087 | 0.082 | 0.078 | 0.074
| System Transformation | Domestic | electricity | GSHP | Peak_1in20 | GW | 0.033 | 0.054 | 0.061 | 0.058 | 0.093 | 0.129 | 0.159 | 0.197 | 0.242 | 0.333 | 0.442 | 0.534 | 0.607 | 0.652 | 0.695 | 0.741 | 0.789 | 0.84 | 0.89 | 0.94 | 0.99 | 1.016 | 1.039 | 1.066 | 1.1 | 1.143 | 1.188 | 1.223 | 1.264 | 1.31 | 1.358
| System Transformation | Domestic | electricity | Hybrid (ASHP + Biofuel boiler) | Peak_1in20 | GW | 0 | 0.001 | 0.012 | 0.022 | 0.045 | 0.071 | 0.093 | 0.115 | 0.138 | 0.183 | 0.232 | 0.276 | 0.322 | 0.354 | 0.387 | 0.422 | 0.462 | 0.493 | 0.518 | 0.536 | 0.548 | 0.561 | 0.567 | 0.572 | 0.574 | 0.574 | 0.578 | 0.582 | 0.586 | 0.59 | 0.59
| System Transformation | Domestic | electricity | Hybrid (ASHP + Electric resistive) | Peak_1in20 | GW | 0 | 0.005 | 0.035 | 0.06 | 0.113 | 0.145 | 0.163 | 0.206 | 0.254 | 0.348 | 0.395 | 0.418 | 0.513 | 0.595 | 0.684 | 0.686 | 0.709 | 0.817 | 0.929 | 1.045 | 1.016 | 0.991 | 1.122 | 1.285 | 1.491 | 1.546 | 1.533 | 1.754 | 1.986 | 2.23 | 2.479
| System Transformation | Domestic | electricity | Hybrid (ASHP + Hydrogen boiler) | Peak_1in20 | GW | 0 | 0 | 0 | 0 | 0 | 0 | 0 | 0 | 0 | 0 | 0 | 0.024 | 0.053 | 0.085 | 0.124 | 0.189 | 0.884 | 1.696 | 2.525 | 3.354 | 4.18 | 4.995 | 5.843 | 6.672 | 7.447 | 8.128 | 8.714 | 9.276 | 9.82 | 10.345 | 10.829
| System Transformation | Domestic | gas | DH | Peak_1in20 | GW | 0 | 0 | 0 | 0 | 0 | 0 | 0 | 0 | 0 | 0 | 0 | 0 | 0 | 0 | 0 | 0 | 0 | 0 | 0 | 0 | 0 | 0 | 0 | 0 | 0 | 0 | 0 | 0 | 0 | 0 | 0
| System Transformation | Domestic | gas | Gas boiler | Peak_1in20 | GW | 173.85 | 172.348 | 151.811 | 150.815 | 149.68 | 148.432 | 147.562 | 146.39 | 145.105 | 143.726 | 142.126 | 136.965 | 131.401 | 125.634 | 119.651 | 110.982 | 100.62 | 90.684 | 80.855 | 71.183 | 61.639 | 52.618 | 43.877 | 35.209 | 26.591 | 18.155 | 13.956 | 9.952 | 5.931 | 1.908 | 0.449
| System Transformation | Domestic | gas | Gas CHP | Peak_1in20 | GW | 0 | 0 | 0 | 0 | 0 | 0 | 0 | 0 | 0 | 0 | 0 | 0 | 0 | 0 | 0 | 0 | 0 | 0 | 0 | 0 | 0 | 0 | 0 | 0 | 0 | 0 | 0 | 0 | 0 | 0 | 0
| System Transformation | Domestic | hydrogen | DH | Peak_1in20 | GW | 0 | 0 | 0 | 0 | 0 | 0 | 0 | 0 | 0 | 0 | 0 | 0 | 0 | 0 | 0 | 0 | 0 | 0 | 0 | 0 | 0 | 0 | 0 | 0 | 0 | 0 | 0 | 0 | 0 | 0 | 0
| System Transformation | Domestic | hydrogen | Gas boiler | Peak_1in20 | GW | 0 | 0 | 0 | 0 | 0 | 0 | 0 | 0 | 0 | 0 | 0 | 0 | 0 | 0 | 0 | 0 | 0 | 0 | 0 | 0 | 0 | 0 | 0 | 0 | 0 | 0 | 0 | 0 | 0 | 0 | 0
| System Transformation | Domestic | hydrogen | Gas CHP | Peak_1in20 | GW | 0 | 0 | 0 | 0 | 0 | 0 | 0 | 0 | 0 | 0 | 0 | 0 | 0 | 0 | 0 | 0 | 0 | 0 | 0 | 0 | 0 | 0 | 0 | 0 | 0 | 0 | 0 | 0 | 0 | 0 | 0
| System Transformation | Domestic | hydrogen | Hybrid (ASHP + Hydrogen boiler) | Peak_1in20 | GW | 0 | 0 | 0 | 0 | 0 | 0 | 0 | 0 | 0 | 0 | 0 | 0.022 | 0.048 | 0.078 | 0.115 | 0.185 | 1.196 | 2.094 | 2.872 | 3.516 | 4.018 | 4.824 | 5.636 | 6.428 | 7.16 | 7.801 | 8.386 | 8.935 | 9.466 | 9.975 | 10.447
| System Transformation | Domestic | hydrogen | Hydrogen boiler | Peak_1in20 | GW | 0 | 0 | 0 | 0 | 0 | 0 | 0 | 0 | 0 | 0 | 0 | 4.668 | 9.685 | 14.63 | 19.497 | 26.27 | 30.995 | 36.741 | 42.267 | 47.552 | 52.654 | 57.329 | 61.428 | 65.253 | 68.843 | 72.106 | 70.437 | 68.678 | 66.942 | 65.238 | 61.586
| System Transformation | Domestic | other | Community | Peak_1in20 | GW | 0.797 | 0.764 | 0.705 | 0.688 | 0.661 | 0.633 | 0.606 | 0.576 | 0.543 | 0.508 | 0.471 | 0.435 | 0.397 | 0.359 | 0.319 | 0.279 | 0.238 | 0.196 | 0.164 | 0.142 | 0.121 | 0.102 | 0.085 | 0.071 | 0.058 | 0.047 | 0.039 | 0.031 | 0.023 | 0.015 | 0.007
| System Transformation | Domestic | other | Oil boiler | Peak_1in20 | GW | 17.557 | 16.623 | 14.595 | 13.863 | 13.099 | 12.303 | 11.532 | 10.709 | 9.853 | 8.976 | 8.087 | 7.293 | 6.461 | 5.592 | 4.685 | 3.681 | 2.934 | 2.479 | 2.113 | 1.787 | 1.498 | 1.244 | 1.043 | 0.87 | 0.714 | 0.566 | 0.442 | 0.318 | 0.193 | 0.067 | 0
| Leading the Way | Domestic | biofuel | Biofuel boiler | Peak_1in20 | GW | 0 | 0.007 | 0.971 | 1.189 | 1.391 | 1.583 | 1.791 | 1.983 | 2.155 | 2.302 | 2.433 | 2.556 | 2.675 | 2.795 | 2.917 | 3.042 | 2.774 | 2.732 | 2.752 | 2.75 | 2.723 | 2.706 | 2.729 | 2.779 | 2.85 | 2.935 | 3.037 | 3.112 | 3.184 | 3.251 | 3.315
| Leading the Way | Domestic | biofuel | Hybrid (ASHP + Biofuel boiler) | Peak_1in20 | GW | 0 | 0.005 | 0.012 | 0.048 | 0.101 | 0.159 | 0.206 | 0.258 | 0.311 | 0.363 | 0.415 | 0.468 | 0.526 | 0.583 | 0.639 | 0.698 | 0.763 | 0.817 | 0.838 | 0.846 | 0.848 | 0.878 | 0.904 | 0.931 | 0.955 | 0.975 | 1.015 | 1.022 | 1.028 | 1.034 | 1.035
| Leading the Way | Domestic | biomass | Biomass boiler | Peak_1in20 | GW | 0 | 0.023 | 0.026 | 0.044 | 0.06 | 0.074 | 0.088 | 0.1 | 0.112 | 0.14 | 0.182 | 0.241 | 0.292 | 0.336 | 0.37 | 0.407 | 0.413 | 0.444 | 0.483 | 0.537 | 0.596 | 0.658 | 0.739 | 0.844 | 0.948 | 1.063 | 1.199 | 1.37 | 1.6 | 1.914 | 2.326
| Leading the Way | Domestic | biomass | Biomass CHP | Peak_1in20 | GW | 0 | 0 | 0 | 0 | 0 | 0 | 0 | 0 | 0 | 0 | 0 | 0 | 0 | 0 | 0 | 0 | 0 | 0 | 0 | 0 | 0 | 0 | 0 | 0 | 0 | 0 | 0 | 0 | 0 | 0 | 0
| Leading the Way | Domestic | biomass | DH | Peak_1in20 | GW | 0 | 0 | 0 | 0 | 0 | 0 | 0 | 0 | 0 | 0 | 0 | 0 | 0 | 0 | 0 | 0 | 0 | 0 | 0 | 0 | 0 | 0 | 0 | 0 | 0 | 0 | 0 | 0 | 0 | 0 | 0
| Leading the Way | Domestic | biomethane | DH | Peak_1in20 | GW | 0 | 0.155 | 0.333 | 0.514 | 0.701 | 0.894 | 0.924 | 0.986 | 1.11 | 1.254 | 1.435 | 1.605 | 1.803 | 2.022 | 2.262 | 2.66 | 3.043 | 3.431 | 3.765 | 4.054 | 4.304 | 4.68 | 5 | 5.253 | 5.462 | 5.623 | 5.828 | 6.025 | 6.23 | 6.432 | 6.51
| Leading the Way | Domestic | electricity | ASHP | Peak_1in20 | GW | 0.592 | 0.671 | 0.518 | 0.851 | 1.382 | 2.185 | 2.93 | 3.86 | 4.764 | 5.462 | 6.091 | 6.614 | 7.115 | 7.603 | 8.08 | 8.566 | 9.002 | 9.509 | 9.68 | 9.676 | 9.406 | 9.149 | 8.641 | 8.177 | 7.938 | 7.761 | 7.618 | 7.537 | 7.5 | 7.494 | 7.488
| Leading the Way | Domestic | electricity | DH | Peak_1in20 | GW | 0.005 | 0.026 | 0.058 | 0.258 | 0.352 | 0.45 | 0.48 | 0.529 | 0.613 | 0.712 | 0.837 | 0.952 | 1.088 | 1.241 | 1.413 | 1.691 | 1.963 | 2.248 | 2.508 | 2.747 | 2.971 | 3.219 | 3.426 | 3.586 | 3.714 | 3.808 | 3.902 | 3.987 | 4.076 | 4.16 | 4.163
| Leading the Way | Domestic | electricity | Electric resistive | Peak_1in20 | GW | 3.071 | 2.922 | 2.604 | 2.304 | 2.252 | 2.195 | 2.148 | 2.1 | 2.053 | 2.002 | 1.932 | 1.863 | 1.784 | 1.701 | 1.616 | 1.527 | 1.45 | 1.371 | 1.3 | 1.24 | 1.186 | 1.128 | 1.071 | 1.011 | 0.955 | 0.918 | 0.881 | 0.854 | 0.829 | 0.803 | 0.78
| Leading the Way | Domestic | electricity | Electric storage | Peak_1in20 | GW | 0.236 | 0.369 | 0.319 | 0.349 | 0.337 | 0.325 | 0.309 | 0.295 | 0.28 | 0.266 | 0.25 | 0.232 | 0.214 | 0.196 | 0.18 | 0.165 | 0.161 | 0.159 | 0.157 | 0.155 | 0.154 | 0.151 | 0.149 | 0.147 | 0.145 | 0.144 | 0.144 | 0.144 | 0.144 | 0.144 | 0.144
| Leading the Way | Domestic | electricity | GSHP | Peak_1in20 | GW | 0.033 | 0.054 | 0.061 | 0.211 | 0.321 | 0.46 | 0.53 | 0.61 | 0.776 | 0.997 | 1.284 | 1.578 | 1.86 | 2.138 | 2.415 | 2.703 | 2.996 | 3.322 | 3.633 | 3.938 | 4.237 | 4.502 | 4.724 | 4.871 | 5.03 | 5.153 | 5.301 | 5.46 | 5.54 | 5.577 | 5.557
| Leading the Way | Domestic | electricity | Hybrid (ASHP + Biofuel boiler) | Peak_1in20 | GW | 0 | 0.001 | 0.012 | 0.018 | 0.037 | 0.057 | 0.074 | 0.092 | 0.11 | 0.128 | 0.147 | 0.166 | 0.186 | 0.207 | 0.228 | 0.249 | 0.274 | 0.296 | 0.303 | 0.305 | 0.304 | 0.312 | 0.321 | 0.331 | 0.342 | 0.352 | 0.362 | 0.366 | 0.37 | 0.373 | 0.374
| Leading the Way | Domestic | electricity | Hybrid (ASHP + Electric resistive) | Peak_1in20 | GW | 0 | 0.005 | 0.035 | 0.052 | 0.104 | 0.14 | 0.159 | 0.211 | 0.289 | 0.409 | 0.515 | 0.633 | 0.94 | 1.304 | 1.711 | 1.973 | 2.168 | 2.738 | 3.315 | 3.911 | 3.952 | 3.952 | 4.56 | 5.178 | 5.77 | 5.502 | 4.809 | 4.861 | 4.914 | 4.976 | 4.962
| Leading the Way | Domestic | electricity | Hybrid (ASHP + Hydrogen boiler) | Peak_1in20 | GW | 0 | 0 | 0 | 0 | 0 | 0 | 0 | 0 | 0 | 0.024 | 0.084 | 0.192 | 0.354 | 0.526 | 0.708 | 0.928 | 1.161 | 1.425 | 1.679 | 1.922 | 2.162 | 2.404 | 2.638 | 2.862 | 3.048 | 3.182 | 3.256 | 3.292 | 3.332 | 3.37 | 3.373
| Leading the Way | Domestic | gas | DH | Peak_1in20 | GW | 0 | 0 | 0 | 0 | 0 | 0 | 0 | 0 | 0 | 0 | 0 | 0 | 0 | 0 | 0 | 0 | 0 | 0 | 0 | 0 | 0 | 0 | 0 | 0 | 0 | 0 | 0 | 0 | 0 | 0 | 0
| Leading the Way | Domestic | gas | Gas boiler | Peak_1in20 | GW | 173.85 | 172.348 | 131.027 | 130.212 | 129.559 | 128.807 | 127.463 | 124.419 | 119.908 | 112.821 | 104.521 | 95.991 | 87.278 | 78.295 | 68.904 | 58.936 | 49.539 | 41.011 | 33.882 | 27.7 | 22.552 | 17.29 | 13.525 | 10.407 | 8.199 | 6.303 | 4.625 | 3.101 | 1.634 | 0.209 | 0
| Leading the Way | Domestic | gas | Gas CHP | Peak_1in20 | GW | 0 | 0 | 0 | 0 | 0 | 0 | 0 | 0 | 0 | 0 | 0 | 0 | 0 | 0 | 0 | 0 | 0 | 0 | 0 | 0 | 0 | 0 | 0 | 0 | 0 | 0 | 0 | 0 | 0 | 0 | 0
| Leading the Way | Domestic | hydrogen | DH | Peak_1in20 | GW | 0 | 0 | 0 | 0 | 0 | 0 | 0 | 0 | 0 | 0 | 0 | 0 | 0 | 0 | 0 | 0 | 0 | 0 | 0 | 0 | 0 | 0 | 0 | 0 | 0 | 0 | 0 | 0 | 0 | 0 | 0
| Leading the Way | Domestic | hydrogen | Gas boiler | Peak_1in20 | GW | 0 | 0 | 0 | 0 | 0 | 0 | 0 | 0 | 0 | 0 | 0 | 0 | 0 | 0 | 0 | 0 | 0 | 0 | 0 | 0 | 0 | 0 | 0 | 0 | 0 | 0 | 0 | 0 | 0 | 0 | 0
| Leading the Way | Domestic | hydrogen | Gas CHP | Peak_1in20 | GW | 0 | 0 | 0 | 0 | 0 | 0 | 0 | 0 | 0 | 0 | 0 | 0 | 0 | 0 | 0 | 0 | 0 | 0 | 0 | 0 | 0 | 0 | 0 | 0 | 0 | 0 | 0 | 0 | 0 | 0 | 0
| Leading the Way | Domestic | hydrogen | Hybrid (ASHP + Hydrogen boiler) | Peak_1in20 | GW | 0 | 0 | 0 | 0 | 0 | 0 | 0 | 0 | 0 | 0.022 | 0.085 | 0.204 | 0.372 | 0.543 | 0.71 | 0.925 | 1.181 | 1.431 | 1.667 | 1.9 | 2.125 | 2.364 | 2.58 | 2.783 | 2.957 | 3.088 | 3.168 | 3.21 | 3.251 | 3.287 | 3.271
| Leading the Way | Domestic | hydrogen | Hydrogen boiler | Peak_1in20 | GW | 0 | 0 | 0 | 0 | 0 | 0 | 0 | 0 | 0 | 1.197 | 2.31 | 3.305 | 4.201 | 5.06 | 5.893 | 6.732 | 7.643 | 8.715 | 9.737 | 10.709 | 11.665 | 12.613 | 13.511 | 14.369 | 13.99 | 13.661 | 13.426 | 13.326 | 13.319 | 13.361 | 13.416
| Leading the Way | Domestic | other | Community | Peak_1in20 | GW | 0.797 | 0.764 | 0.571 | 0.548 | 0.522 | 0.495 | 0.472 | 0.445 | 0.417 | 0.385 | 0.352 | 0.319 | 0.285 | 0.251 | 0.215 | 0.179 | 0.17 | 0.148 | 0.128 | 0.111 | 0.095 | 0.078 | 0.064 | 0.052 | 0.043 | 0.036 | 0.029 | 0.022 | 0.015 | 0.009 | 0.002
| Leading the Way | Domestic | other | Oil boiler | Peak_1in20 | GW | 17.557 | 16.623 | 11.714 | 10.972 | 10.218 | 9.458 | 8.782 | 8.081 | 7.362 | 6.622 | 5.869 | 5.236 | 4.553 | 3.821 | 3.04 | 2.182 | 1.947 | 1.571 | 1.39 | 1.229 | 1.079 | 0.929 | 0.797 | 0.678 | 0.571 | 0.47 | 0.37 | 0.271 | 0.172 | 0.072 | 0
| Falling Short | Domestic | biofuel | Biofuel boiler | Peak_1in20 | GW | 0 | 0.075 | 0.121 | 0.15 | 0.175 | 0.209 | 0.264 | 0.319 | 0.373 | 0.425 | 0.476 | 0.522 | 0.558 | 0.587 | 0.612 | 0.637 | 0.586 | 0.565 | 0.561 | 0.562 | 0.557 | 0.55 | 0.546 | 0.543 | 0.545 | 0.552 | 0.565 | 0.626 | 0.694 | 0.768 | 0.847
| Falling Short | Domestic | biofuel | Hybrid (ASHP + Biofuel boiler) | Peak_1in20 | GW | 0 | 0.001 | 0.003 | 0.005 | 0.008 | 0.011 | 0.024 | 0.039 | 0.056 | 0.076 | 0.103 | 0.141 | 0.181 | 0.223 | 0.267 | 0.313 | 0.355 | 0.399 | 0.445 | 0.494 | 0.545 | 0.609 | 0.662 | 0.705 | 0.735 | 0.752 | 0.766 | 0.786 | 0.802 | 0.814 | 0.822
| Falling Short | Domestic | biomass | Biomass boiler | Peak_1in20 | GW | 0 | 0.006 | 0.013 | 0.019 | 0.026 | 0.033 | 0.043 | 0.054 | 0.067 | 0.08 | 0.094 | 0.108 | 0.123 | 0.138 | 0.153 | 0.169 | 0.18 | 0.19 | 0.201 | 0.211 | 0.222 | 0.229 | 0.234 | 0.239 | 0.242 | 0.245 | 0.248 | 0.251 | 0.253 | 0.254 | 0.254
| Falling Short | Domestic | biomass | Biomass CHP | Peak_1in20 | GW | 0 | 0 | 0 | 0 | 0 | 0 | 0 | 0 | 0 | 0 | 0 | 0 | 0 | 0 | 0 | 0 | 0 | 0 | 0 | 0 | 0 | 0 | 0 | 0 | 0 | 0 | 0 | 0 | 0 | 0 | 0
| Falling Short | Domestic | biomass | DH | Peak_1in20 | GW | 0 | 0 | 0 | 0 | 0 | 0 | 0 | 0 | 0 | 0 | 0 | 0 | 0 | 0 | 0 | 0 | 0 | 0 | 0 | 0 | 0 | 0 | 0 | 0 | 0 | 0 | 0 | 0 | 0 | 0 | 0
| Falling Short | Domestic | biomethane | DH | Peak_1in20 | GW | 0 | 0.293 | 0.679 | 1.158 | 1.721 | 2.355 | 2.49 | 2.621 | 2.757 | 2.907 | 3.079 | 3.234 | 3.416 | 3.637 | 3.899 | 4.198 | 4.251 | 4.212 | 4.148 | 4.062 | 3.954 | 4.275 | 4.592 | 4.922 | 5.262 | 5.61 | 6.028 | 6.504 | 7.048 | 7.656 | 8.298
| Falling Short | Domestic | electricity | ASHP | Peak_1in20 | GW | 0.592 | 0.671 | 0.518 | 0.839 | 0.925 | 1.011 | 1.2 | 1.467 | 1.812 | 2.218 | 2.672 | 3.099 | 3.577 | 4.1 | 4.678 | 5.323 | 6.026 | 6.791 | 7.617 | 8.511 | 9.476 | 10.352 | 11.104 | 11.785 | 12.425 | 13.044 | 13.628 | 14.266 | 14.985 | 15.782 | 16.63
| Falling Short | Domestic | electricity | DH | Peak_1in20 | GW | 0.005 | 0.026 | 0.058 | 0.357 | 0.531 | 0.727 | 0.8 | 0.876 | 0.958 | 1.049 | 1.154 | 1.265 | 1.395 | 1.552 | 1.738 | 1.956 | 2.116 | 2.252 | 2.397 | 2.556 | 2.733 | 2.932 | 3.127 | 3.325 | 3.528 | 3.732 | 3.933 | 4.164 | 4.426 | 4.716 | 5.014
| Falling Short | Domestic | electricity | Electric resistive | Peak_1in20 | GW | 3.071 | 2.922 | 2.604 | 3.005 | 2.967 | 2.917 | 2.848 | 2.777 | 2.706 | 2.632 | 2.555 | 2.473 | 2.395 | 2.32 | 2.249 | 2.18 | 2.126 | 2.083 | 2.044 | 2.01 | 1.986 | 1.979 | 1.975 | 1.974 | 1.978 | 1.987 | 2.002 | 2.015 | 2.024 | 2.032 | 2.037
| Falling Short | Domestic | electricity | Electric storage | Peak_1in20 | GW | 0.236 | 0.369 | 0.319 | 0.232 | 0.23 | 0.227 | 0.224 | 0.22 | 0.215 | 0.211 | 0.206 | 0.202 | 0.197 | 0.192 | 0.187 | 0.182 | 0.178 | 0.174 | 0.171 | 0.168 | 0.165 | 0.164 | 0.163 | 0.162 | 0.161 | 0.161 | 0.161 | 0.161 | 0.161 | 0.162 | 0.162
| Falling Short | Domestic | electricity | GSHP | Peak_1in20 | GW | 0.033 | 0.054 | 0.061 | 0.112 | 0.148 | 0.19 | 0.221 | 0.26 | 0.303 | 0.347 | 0.393 | 0.436 | 0.48 | 0.527 | 0.576 | 0.627 | 0.708 | 0.791 | 0.891 | 1.013 | 1.15 | 1.277 | 1.393 | 1.515 | 1.642 | 1.774 | 1.911 | 2.063 | 2.312 | 2.601 | 2.937
| Falling Short | Domestic | electricity | Hybrid (ASHP + Biofuel boiler) | Peak_1in20 | GW | 0 | 0.001 | 0.012 | 0.005 | 0.008 | 0.011 | 0.024 | 0.038 | 0.054 | 0.077 | 0.108 | 0.15 | 0.193 | 0.236 | 0.282 | 0.328 | 0.372 | 0.418 | 0.467 | 0.517 | 0.569 | 0.622 | 0.672 | 0.717 | 0.756 | 0.783 | 0.797 | 0.812 | 0.827 | 0.841 | 0.855
| Falling Short | Domestic | electricity | Hybrid (ASHP + Electric resistive) | Peak_1in20 | GW | 0 | 0.005 | 0.035 | 0.019 | 0.029 | 0.035 | 0.053 | 0.084 | 0.127 | 0.192 | 0.249 | 0.315 | 0.439 | 0.586 | 0.761 | 0.841 | 0.938 | 1.2 | 1.507 | 1.865 | 1.982 | 2.077 | 2.463 | 2.864 | 3.269 | 3.196 | 2.862 | 2.987 | 3.119 | 3.256 | 3.399
| Falling Short | Domestic | electricity | Hybrid (ASHP + Hydrogen boiler) | Peak_1in20 | GW | 0 | 0 | 0 | 0 | 0 | 0 | 0 | 0 | 0 | 0 | 0 | 0 | 0 | 0 | 0 | 0 | 0 | 0 | 0 | 0 | 0 | 0 | 0 | 0 | 0 | 0 | 0 | 0 | 0 | 0 | 0
| Falling Short | Domestic | gas | DH | Peak_1in20 | GW | 0 | 0 | 0 | 0 | 0 | 0 | 0 | 0 | 0 | 0 | 0 | 0 | 0 | 0 | 0 | 0 | 0 | 0 | 0 | 0 | 0 | 0 | 0 | 0 | 0 | 0 | 0 | 0 | 0 | 0 | 0
| Falling Short | Domestic | gas | Gas boiler | Peak_1in20 | GW | 173.85 | 172.348 | 172.798 | 172.129 | 171.453 | 170.77 | 170.002 | 168.693 | 167.253 | 165.651 | 163.852 | 161.827 | 159.346 | 156.568 | 153.452 | 149.96 | 146.613 | 143.074 | 139.135 | 134.747 | 129.946 | 124.755 | 120.059 | 115.432 | 110.893 | 106.466 | 102.178 | 97.493 | 91.775 | 85.419 | 78.562
| Falling Short | Domestic | gas | Gas CHP | Peak_1in20 | GW | 0 | 0 | 0 | 0 | 0 | 0 | 0 | 0 | 0 | 0 | 0 | 0 | 0 | 0 | 0 | 0 | 0 | 0 | 0 | 0 | 0 | 0 | 0 | 0 | 0 | 0 | 0 | 0 | 0 | 0 | 0
| Falling Short | Domestic | hydrogen | DH | Peak_1in20 | GW | 0 | 0 | 0 | 0 | 0 | 0 | 0 | 0 | 0 | 0 | 0 | 0 | 0 | 0 | 0 | 0 | 0 | 0 | 0 | 0 | 0 | 0 | 0 | 0 | 0 | 0 | 0 | 0 | 0 | 0 | 0
| Falling Short | Domestic | hydrogen | Gas boiler | Peak_1in20 | GW | 0 | 0 | 0 | 0 | 0 | 0 | 0 | 0 | 0 | 0 | 0 | 0 | 0 | 0 | 0 | 0 | 0 | 0 | 0 | 0 | 0 | 0 | 0 | 0 | 0 | 0 | 0 | 0 | 0 | 0 | 0
| Falling Short | Domestic | hydrogen | Gas CHP | Peak_1in20 | GW | 0 | 0 | 0 | 0 | 0 | 0 | 0 | 0 | 0 | 0 | 0 | 0 | 0 | 0 | 0 | 0 | 0 | 0 | 0 | 0 | 0 | 0 | 0 | 0 | 0 | 0 | 0 | 0 | 0 | 0 | 0
| Falling Short | Domestic | hydrogen | Hybrid (ASHP + Hydrogen boiler) | Peak_1in20 | GW | 0 | 0 | 0 | 0 | 0 | 0 | 0 | 0 | 0 | 0 | 0 | 0 | 0 | 0 | 0 | 0 | 0 | 0 | 0 | 0 | 0 | 0 | 0 | 0 | 0 | 0 | 0 | 0 | 0 | 0 | 0
| Falling Short | Domestic | hydrogen | Hydrogen boiler | Peak_1in20 | GW | 0 | 0 | 0 | 0 | 0 | 0 | 0 | 0 | 0 | 0 | 0 | 0 | 0 | 0 | 0 | 0 | 0 | 0 | 0 | 0 | 0 | 0 | 0 | 0 | 0 | 0 | 0 | 0 | 0 | 0 | 0
| Falling Short | Domestic | other | Community | Peak_1in20 | GW | 0.797 | 0.793 | 0.787 | 0.782 | 0.778 | 0.774 | 0.771 | 0.767 | 0.763 | 0.759 | 0.753 | 0.746 | 0.738 | 0.731 | 0.723 | 0.715 | 0.711 | 0.708 | 0.703 | 0.697 | 0.691 | 0.683 | 0.676 | 0.671 | 0.666 | 0.663 | 0.662 | 0.662 | 0.663 | 0.663 | 0.664
| Falling Short | Domestic | other | Oil boiler | Peak_1in20 | GW | 17.557 | 17.108 | 16.643 | 16.206 | 15.823 | 15.495 | 15.029 | 14.389 | 13.566 | 12.622 | 11.602 | 10.534 | 9.493 | 8.474 | 7.469 | 6.473 | 5.926 | 5.383 | 4.803 | 4.159 | 3.453 | 2.867 | 2.456 | 2.227 | 2.116 | 2.084 | 2.102 | 2.068 | 1.98 | 1.85 | 1.7
| Five Year Forecast | Domestic | biofuel | Biofuel boiler | Peak_1in20 | GW | 2020: 0; 2021: 0.007; 2022: 0.122; 2023: 0.176; 2024: 0.359; 2025: 0.369; 2026: 0.55; 2027: 0.633; 2028: 0.72
| Five Year Forecast | Domestic | biofuel | Hybrid (ASHP + Biofuel boiler) | Peak_1in20 | GW | 2020: 0; 2021: 0.005; 2022: 0.011; 2023: 0.02; 2024: 0.033; 2025: 0.054; 2026: 0.068; 2027: 0.083; 2028: 0.097
| Five Year Forecast | Domestic | biomass | Biomass boiler | Peak_1in20 | GW | 2020: 0; 2021: 0.023; 2022: 0.029; 2023: 0.05; 2024: 0.075; 2025: 0.093; 2026: 0.113; 2027: 0.13; 2028: 0.145
| Five Year Forecast | Domestic | biomass | Biomass CHP | Peak_1in20 | GW | 2020: 0; 2021: 0; 2022: 0; 2023: 0; 2024: 0; 2025: 0; 2026: 0; 2027: 0; 2028: 0
| Five Year Forecast | Domestic | biomass | DH | Peak_1in20 | GW | 2020: 0; 2021: 0; 2022: 0; 2023: 0; 2024: 0; 2025: 0; 2026: 0; 2027: 0; 2028: 0
| Five Year Forecast | Domestic | biomethane | DH | Peak_1in20 | GW | 2020: 0; 2021: 0.155; 2022: 0.289; 2023: 0.462; 2024: 0.7; 2025: 0.99; 2026: 1.056; 2027: 1.12; 2028: 1.184
| Five Year Forecast | Domestic | electricity | ASHP | Peak_1in20 | GW | 2020: 0.592; 2021: 0.671; 2022: 0.518; 2023: 0.565; 2024: 0.655; 2025: 0.768; 2026: 0.841; 2027: 0.924; 2028: 1.016
| Five Year Forecast | Domestic | electricity | DH | Peak_1in20 | GW | 2020: 0.005; 2021: 0.026; 2022: 0.058; 2023: 0.097; 2024: 0.149; 2025: 0.143; 2026: 0.13; 2027: 0.196; 2028: 0.267
| Five Year Forecast | Domestic | electricity | Electric resistive | Peak_1in20 | GW | 2020: 3.071; 2021: 2.922; 2022: 2.604; 2023: 2.59; 2024: 2.707; 2025: 2.849; 2026: 2.758; 2027: 2.656; 2028: 2.552
| Five Year Forecast | Domestic | electricity | Electric storage | Peak_1in20 | GW | 2020: 0.236; 2021: 0.369; 2022: 0.319; 2023: 0.308; 2024: 0.314; 2025: 0.323; 2026: 0.312; 2027: 0.301; 2028: 0.289
| Five Year Forecast | Domestic | electricity | GSHP | Peak_1in20 | GW | 2020: 0.033; 2021: 0.054; 2022: 0.061; 2023: 0.081; 2024: 0.109; 2025: 0.145; 2026: 0.177; 2027: 0.218; 2028: 0.261
| Five Year Forecast | Domestic | electricity | Hybrid (ASHP + Biofuel boiler) | Peak_1in20 | GW | 2020: 0; 2021: 0.001; 2022: 0.012; 2023: 0.022; 2024: 0.036; 2025: 0.055; 2026: 0.066; 2027: 0.079; 2028: 0.092
| Five Year Forecast | Domestic | electricity | Hybrid (ASHP + Electric resistive) | Peak_1in20 | GW | 2020: 0; 2021: 0.005; 2022: 0.035; 2023: 0.063; 2024: 0.102; 2025: 0.134; 2026: 0.146; 2027: 0.193; 2028: 0.252
| Five Year Forecast | Domestic | electricity | Hybrid (ASHP + Hydrogen boiler) | Peak_1in20 | GW | 2020: 0; 2021: 0; 2022: 0; 2023: 0; 2024: 0; 2025: 0; 2026: 0; 2027: 0; 2028: 0
| Five Year Forecast | Domestic | gas | DH | Peak_1in20 | GW | 2020: 0; 2021: 0; 2022: 0; 2023: 0; 2024: 0; 2025: 0; 2026: 0; 2027: 0; 2028: 0
| Five Year Forecast | Domestic | gas | Gas boiler | Peak_1in20 | GW | 2020: 173.85; 2021: 172.348; 2022: 139.782; 2023: 138.913; 2024: 147.379; 2025: 155.849; 2026: 154.63; 2027: 153.342; 2028: 152.022
| Five Year Forecast | Domestic | gas | Gas CHP | Peak_1in20 | GW | 2020: 0; 2021: 0; 2022: 0; 2023: 0; 2024: 0; 2025: 0; 2026: 0; 2027: 0; 2028: 0
| Five Year Forecast | Domestic | hydrogen | DH | Peak_1in20 | GW | 2020: 0; 2021: 0; 2022: 0; 2023: 0; 2024: 0; 2025: 0; 2026: 0; 2027: 0; 2028: 0
| Five Year Forecast | Domestic | hydrogen | Gas boiler | Peak_1in20 | GW | 2020: 0; 2021: 0; 2022: 0; 2023: 0; 2024: 0; 2025: 0; 2026: 0; 2027: 0; 2028: 0
| Five Year Forecast | Domestic | hydrogen | Gas CHP | Peak_1in20 | GW | 2020: 0; 2021: 0; 2022: 0; 2023: 0; 2024: 0; 2025: 0; 2026: 0; 2027: 0; 2028: 0
| Five Year Forecast | Domestic | hydrogen | Hybrid (ASHP + Hydrogen boiler) | Peak_1in20 | GW | 2020: 0; 2021: 0; 2022: 0; 2023: 0; 2024: 0; 2025: 0; 2026: 0; 2027: 0; 2028: 0
| Five Year Forecast | Domestic | hydrogen | Hydrogen boiler | Peak_1in20 | GW | 2020: 0; 2021: 0; 2022: 0; 2023: 0; 2024: 0; 2025: 0; 2026: 0; 2027: 0; 2028: 0
| Five Year Forecast | Domestic | other | Community | Peak_1in20 | GW | 2020: 0.797; 2021: 0.764; 2022: 0.69; 2023: 0.708; 2024: 0.804; 2025: 0.843; 2026: 0.839; 2027: 0.834; 2028: 0.827
| Five Year Forecast | Domestic | other | Oil boiler | Peak_1in20 | GW | 2020: 17.557; 2021: 16.623; 2022: 14.511; 2023: 14.365; 2024: 15.722; 2025: 15.783; 2026: 15.499; 2027: 15.168; 2028: 14.841
| Consumer Transformation | Non-domestic | biofuel | Biofuel boiler | Peak_1in20 | GW | 0 | 0 | 0.087 | 0.126 | 0.163 | 0.199 | 0.233 | 0.262 | 0.289 | 0.315 | 0.34 | 0.364 | 0.39 | 0.416 | 0.444 | 0.472 | 0.462 | 0.454 | 0.448 | 0.444 | 0.439 | 0.438 | 0.441 | 0.446 | 0.453 | 0.461 | 0.469 | 0.476 | 0.481 | 0.485 | 0.489
| Consumer Transformation | Non-domestic | biofuel | Hybrid (ASHP + Biofuel boiler) | Peak_1in20 | GW | 0 | 0 | 0.006 | 0.009 | 0.012 | 0.016 | 0.019 | 0.021 | 0.023 | 0.025 | 0.027 | 0.029 | 0.031 | 0.033 | 0.036 | 0.038 | 0.038 | 0.037 | 0.037 | 0.036 | 0.036 | 0.036 | 0.037 | 0.038 | 0.039 | 0.04 | 0.041 | 0.042 | 0.043 | 0.043 | 0.044
| Consumer Transformation | Non-domestic | biomass | Biomass boiler | Peak_1in20 | GW | 0.918 | 0.001 | 0.333 | 0.307 | 0.282 | 0.256 | 0.235 | 0.235 | 0.234 | 0.23 | 0.225 | 0.276 | 0.324 | 0.372 | 0.422 | 0.478 | 0.52 | 0.582 | 0.64 | 0.698 | 0.754 | 0.804 | 0.81 | 0.816 | 0.827 | 0.844 | 0.857 | 0.866 | 0.879 | 0.882 | 0.882
| Consumer Transformation | Non-domestic | biomass | Biomass CHP | Peak_1in20 | GW | 0 | 0 | 0 | 0 | 0 | 0 | 0 | 0 | 0.057 | 0.146 | 0.233 | 0.313 | 0.401 | 0.467 | 0.475 | 0.476 | 0.475 | 0.475 | 0.476 | 0.48 | 0.495 | 0.559 | 0.632 | 0.659 | 0.658 | 0.656 | 0.664 | 0.663 | 0.682 | 0.759 | 0.844
| Consumer Transformation | Non-domestic | biomass | DH | Peak_1in20 | GW | 0 | 0 | 0 | 0 | 0 | 0 | 0 | 0 | 0 | 0 | 0 | 0 | 0 | 0 | 0 | 0 | 0 | 0 | 0 | 0 | 0 | 0 | 0 | 0 | 0 | 0 | 0 | 0 | 0 | 0 | 0
| Consumer Transformation | Non-domestic | biomethane | DH | Peak_1in20 | GW | 0 | 0.013 | 0.084 | 0.122 | 0.162 | 0.224 | 0.302 | 0.391 | 0.48 | 0.567 | 0.65 | 0.722 | 0.79 | 0.855 | 0.922 | 0.99 | 1.027 | 1.074 | 1.115 | 1.147 | 1.157 | 1.189 | 1.202 | 1.221 | 1.247 | 1.274 | 1.313 | 1.354 | 1.393 | 1.428 | 1.459
| Consumer Transformation | Non-domestic | electricity | ASHP | Peak_1in20 | GW | 0.003 | 0.134 | 0.113 | 0.336 | 0.532 | 0.74 | 0.953 | 1.22 | 1.481 | 1.74 | 1.991 | 2.237 | 2.492 | 2.746 | 2.998 | 3.234 | 3.382 | 3.556 | 3.697 | 3.774 | 3.836 | 3.938 | 4.034 | 4.141 | 4.253 | 4.341 | 4.41 | 4.507 | 4.605 | 4.706 | 4.81
| Consumer Transformation | Non-domestic | electricity | DH | Peak_1in20 | GW | 0.009 | 0.026 | 0.04 | 0.093 | 0.123 | 0.17 | 0.23 | 0.296 | 0.363 | 0.428 | 0.49 | 0.543 | 0.592 | 0.639 | 0.688 | 0.736 | 0.763 | 0.796 | 0.825 | 0.846 | 0.852 | 0.873 | 0.88 | 0.891 | 0.908 | 0.924 | 0.95 | 0.977 | 1.003 | 1.026 | 1.046
| Consumer Transformation | Non-domestic | electricity | Electric resistive | Peak_1in20 | GW | 3.952 | 4.599 | 4.412 | 4.108 | 3.887 | 3.649 | 3.398 | 3.149 | 2.902 | 2.658 | 2.417 | 2.16 | 1.901 | 1.64 | 1.381 | 1.125 | 0.99 | 0.889 | 0.804 | 0.737 | 0.682 | 0.631 | 0.58 | 0.527 | 0.473 | 0.419 | 0.363 | 0.313 | 0.267 | 0.222 | 0.179
| Consumer Transformation | Non-domestic | electricity | Electric storage | Peak_1in20 | GW | 0.008 | 0.005 | 0.007 | 0 | 0 | 0 | 0 | 0.001 | 0.001 | 0.002 | 0.002 | 0.003 | 0.004 | 0.006 | 0.008 | 0.012 | 0.018 | 0.023 | 0.026 | 0.029 | 0.031 | 0.035 | 0.038 | 0.041 | 0.045 | 0.048 | 0.052 | 0.055 | 0.058 | 0.061 | 0.063
| Consumer Transformation | Non-domestic | electricity | GSHP | Peak_1in20 | GW | 0.005 | 0.05 | 0.053 | 0.158 | 0.253 | 0.351 | 0.455 | 0.578 | 0.701 | 0.823 | 0.943 | 1.058 | 1.178 | 1.297 | 1.415 | 1.524 | 1.658 | 1.807 | 1.953 | 2.093 | 2.216 | 2.301 | 2.382 | 2.449 | 2.499 | 2.543 | 2.59 | 2.638 | 2.689 | 2.742 | 2.795
| Consumer Transformation | Non-domestic | electricity | Hybrid (ASHP + Biofuel boiler) | Peak_1in20 | GW | 0 | 0 | 0.015 | 0.039 | 0.052 | 0.064 | 0.076 | 0.086 | 0.096 | 0.104 | 0.113 | 0.121 | 0.13 | 0.139 | 0.148 | 0.157 | 0.157 | 0.156 | 0.154 | 0.153 | 0.151 | 0.152 | 0.155 | 0.159 | 0.163 | 0.167 | 0.17 | 0.174 | 0.177 | 0.18 | 0.183
| Consumer Transformation | Non-domestic | electricity | Hybrid (ASHP + Electric resistive) | Peak_1in20 | GW | 0 | 0 | 0.028 | 0.078 | 0.137 | 0.12 | 0.093 | 0.171 | 0.27 | 0.393 | 0.323 | 0.22 | 0.354 | 0.51 | 0.689 | 0.536 | 0.341 | 0.517 | 0.71 | 0.896 | 0.66 | 0.42 | 0.608 | 0.803 | 1.006 | 0.739 | 0.272 | 0.278 | 0.285 | 0.292 | 0.3
| Consumer Transformation | Non-domestic | electricity | Hybrid (ASHP + Hydrogen boiler) | Peak_1in20 | GW | 0 | 0 | 0 | 0 | 0 | 0 | 0 | 0 | 0 | 0 | 0 | 0 | 0 | 0 | 0 | 0 | 0 | 0 | 0 | 0 | 0 | 0 | 0 | 0 | 0 | 0 | 0 | 0 | 0 | 0 | 0
| Consumer Transformation | Non-domestic | gas | DH | Peak_1in20 | GW | 0 | 0 | 0 | 0 | 0 | 0 | 0 | 0 | 0 | 0 | 0 | 0 | 0 | 0 | 0 | 0 | 0 | 0 | 0 | 0 | 0 | 0 | 0 | 0 | 0 | 0 | 0 | 0 | 0 | 0 | 0
| Consumer Transformation | Non-domestic | gas | Gas boiler | Peak_1in20 | GW | 23.666 | 24.088 | 24.095 | 23.878 | 23.227 | 22.393 | 21.453 | 20.192 | 18.914 | 17.636 | 16.362 | 14.973 | 13.612 | 12.276 | 10.961 | 9.655 | 8.234 | 6.792 | 5.524 | 4.611 | 3.854 | 3.206 | 2.854 | 2.527 | 2.214 | 1.907 | 1.611 | 1.317 | 1.03 | 0.754 | 0.501
| Consumer Transformation | Non-domestic | gas | Gas CHP | Peak_1in20 | GW | 0 | 0 | 0 | 0 | 0 | 0 | 0 | 0 | 0 | 0 | 0 | 0 | 0 | 0 | 0 | 0 | 0 | 0 | 0 | 0 | 0 | 0 | 0 | 0 | 0 | 0 | 0 | 0 | 0 | 0 | 0
| Consumer Transformation | Non-domestic | hydrogen | DH | Peak_1in20 | GW | 0 | 0 | 0 | 0 | 0 | 0 | 0 | 0 | 0 | 0 | 0 | 0 | 0 | 0 | 0 | 0 | 0 | 0 | 0 | 0 | 0 | 0 | 0 | 0 | 0 | 0 | 0 | 0 | 0 | 0 | 0
| Consumer Transformation | Non-domestic | hydrogen | Gas boiler | Peak_1in20 | GW | 0 | 0 | 0 | 0 | 0 | 0 | 0 | 0 | 0 | 0 | 0 | 0 | 0 | 0 | 0 | 0 | 0 | 0 | 0 | 0 | 0 | 0 | 0 | 0 | 0 | 0 | 0 | 0 | 0 | 0 | 0
| Consumer Transformation | Non-domestic | hydrogen | Gas CHP | Peak_1in20 | GW | 0 | 0 | 0 | 0 | 0 | 0 | 0 | 0 | 0 | 0 | 0 | 0 | 0 | 0 | 0 | 0 | 0 | 0 | 0 | 0 | 0 | 0 | 0 | 0 | 0 | 0 | 0 | 0 | 0 | 0 | 0
| Consumer Transformation | Non-domestic | hydrogen | Hybrid (ASHP + Hydrogen boiler) | Peak_1in20 | GW | 0 | 0 | 0 | 0 | 0 | 0 | 0 | 0 | 0 | 0 | 0 | 0 | 0 | 0 | 0 | 0 | 0 | 0 | 0 | 0 | 0 | 0 | 0 | 0 | 0 | 0 | 0 | 0 | 0 | 0 | 0
| Consumer Transformation | Non-domestic | hydrogen | Hydrogen boiler | Peak_1in20 | GW | 0 | 0 | 0 | 0 | 0 | 0 | 0 | 0 | 0 | 0 | 0 | 0 | 0 | 0 | 0 | 0 | 0 | 0 | 0 | 0 | 0 | 0 | 0 | 0 | 0 | 0 | 0 | 0 | 0 | 0 | 0
| Consumer Transformation | Non-domestic | other | Community | Peak_1in20 | GW | 0.047 | 0.198 | 0.214 | 0.28 | 0.348 | 0.417 | 0.493 | 0.561 | 0.622 | 0.682 | 0.741 | 0.79 | 0.841 | 0.893 | 0.951 | 1.01 | 1.006 | 0.988 | 0.964 | 0.937 | 0.907 | 0.889 | 0.882 | 0.882 | 0.886 | 0.892 | 0.898 | 0.904 | 0.908 | 0.906 | 0.906
| Consumer Transformation | Non-domestic | other | Oil boiler | Peak_1in20 | GW | 8.885 | 8.932 | 8.203 | 7.708 | 7.208 | 6.703 | 6.174 | 5.631 | 5.077 | 4.52 | 3.959 | 3.354 | 2.764 | 2.19 | 1.637 | 1.104 | 1 | 0.901 | 0.809 | 0.715 | 0.623 | 0.536 | 0.465 | 0.404 | 0.347 | 0.294 | 0.244 | 0.194 | 0.142 | 0.084 | 0.021
| System Transformation | Non-domestic | biofuel | Biofuel boiler | Peak_1in20 | GW | 0 | 0 | 0.019 | 0.046 | 0.072 | 0.097 | 0.124 | 0.147 | 0.167 | 0.185 | 0.204 | 0.221 | 0.239 | 0.26 | 0.283 | 0.308 | 0.339 | 0.349 | 0.352 | 0.355 | 0.359 | 0.362 | 0.369 | 0.379 | 0.39 | 0.401 | 0.414 | 0.425 | 0.434 | 0.44 | 0.444
| System Transformation | Non-domestic | biofuel | Hybrid (ASHP + Biofuel boiler) | Peak_1in20 | GW | 0 | 0 | 0.006 | 0.009 | 0.012 | 0.016 | 0.019 | 0.022 | 0.024 | 0.026 | 0.028 | 0.03 | 0.032 | 0.034 | 0.036 | 0.038 | 0.037 | 0.037 | 0.036 | 0.035 | 0.034 | 0.034 | 0.034 | 0.035 | 0.035 | 0.036 | 0.037 | 0.037 | 0.038 | 0.039 | 0.039
| System Transformation | Non-domestic | biomass | Biomass boiler | Peak_1in20 | GW | 0.918 | 0.001 | 0.335 | 0.309 | 0.284 | 0.258 | 0.233 | 0.231 | 0.229 | 0.227 | 0.223 | 0.273 | 0.319 | 0.362 | 0.405 | 0.445 | 0.462 | 0.508 | 0.557 | 0.606 | 0.654 | 0.7 | 0.696 | 0.689 | 0.684 | 0.683 | 0.691 | 0.697 | 0.699 | 0.697 | 0.694
| System Transformation | Non-domestic | biomass | Biomass CHP | Peak_1in20 | GW | 0 | 0 | 0 | 0 | 0 | 0 | 0 | 0 | 0.071 | 0.172 | 0.265 | 0.337 | 0.416 | 0.482 | 0.5 | 0.5 | 0.505 | 0.507 | 0.506 | 0.509 | 0.52 | 0.605 | 0.693 | 0.71 | 0.698 | 0.692 | 0.705 | 0.71 | 0.725 | 0.786 | 0.867
| System Transformation | Non-domestic | biomass | DH | Peak_1in20 | GW | 0 | 0 | 0 | 0 | 0 | 0 | 0 | 0 | 0 | 0 | 0 | 0 | 0 | 0 | 0 | 0 | 0 | 0 | 0 | 0 | 0 | 0 | 0 | 0 | 0 | 0 | 0 | 0 | 0 | 0 | 0
| System Transformation | Non-domestic | biomethane | DH | Peak_1in20 | GW | 0 | 0.013 | 0.078 | 0.116 | 0.154 | 0.193 | 0.237 | 0.306 | 0.411 | 0.527 | 0.644 | 0.713 | 0.779 | 0.844 | 0.908 | 0.97 | 0.987 | 1.005 | 1.023 | 1.036 | 1.046 | 1.078 | 1.086 | 1.062 | 1.028 | 0.993 | 1 | 1.009 | 1.021 | 1.033 | 1.047
| System Transformation | Non-domestic | electricity | ASHP | Peak_1in20 | GW | 0.003 | 0.134 | 0.115 | 0.314 | 0.417 | 0.519 | 0.626 | 0.757 | 0.893 | 1.048 | 1.222 | 1.374 | 1.536 | 1.703 | 1.873 | 2.044 | 2.134 | 2.266 | 2.401 | 2.536 | 2.667 | 2.803 | 2.914 | 3.016 | 3.097 | 3.146 | 3.218 | 3.296 | 3.375 | 3.454 | 3.53
| System Transformation | Non-domestic | electricity | DH | Peak_1in20 | GW | 0.009 | 0.026 | 0.04 | 0.111 | 0.148 | 0.185 | 0.226 | 0.29 | 0.388 | 0.496 | 0.603 | 0.663 | 0.721 | 0.777 | 0.831 | 0.882 | 0.89 | 0.898 | 0.905 | 0.907 | 0.905 | 0.929 | 0.933 | 0.91 | 0.878 | 0.845 | 0.85 | 0.858 | 0.867 | 0.877 | 0.888
| System Transformation | Non-domestic | electricity | Electric resistive | Peak_1in20 | GW | 3.952 | 4.599 | 4.412 | 4.334 | 4.148 | 3.94 | 3.708 | 3.475 | 3.242 | 3.009 | 2.777 | 2.482 | 2.193 | 1.913 | 1.636 | 1.363 | 1.179 | 1.025 | 0.893 | 0.784 | 0.693 | 0.614 | 0.537 | 0.461 | 0.385 | 0.311 | 0.28 | 0.246 | 0.208 | 0.17 | 0.133
| System Transformation | Non-domestic | electricity | Electric storage | Peak_1in20 | GW | 0.008 | 0.005 | 0.007 | 0 | 0 | 0 | 0 | 0.001 | 0.001 | 0.002 | 0.002 | 0.003 | 0.003 | 0.004 | 0.005 | 0.005 | 0.006 | 0.006 | 0.007 | 0.007 | 0.008 | 0.009 | 0.009 | 0.009 | 0.009 | 0.009 | 0.009 | 0.01 | 0.01 | 0.01 | 0.01
| System Transformation | Non-domestic | electricity | GSHP | Peak_1in20 | GW | 0.005 | 0.05 | 0.055 | 0.136 | 0.176 | 0.216 | 0.26 | 0.319 | 0.387 | 0.468 | 0.559 | 0.632 | 0.709 | 0.788 | 0.869 | 0.952 | 1.049 | 1.161 | 1.275 | 1.39 | 1.503 | 1.577 | 1.651 | 1.723 | 1.792 | 1.855 | 1.916 | 1.969 | 2.015 | 2.053 | 2.082
| System Transformation | Non-domestic | electricity | Hybrid (ASHP + Biofuel boiler) | Peak_1in20 | GW | 0 | 0 | 0.015 | 0.038 | 0.051 | 0.063 | 0.076 | 0.087 | 0.096 | 0.105 | 0.114 | 0.122 | 0.13 | 0.138 | 0.147 | 0.155 | 0.153 | 0.152 | 0.15 | 0.148 | 0.145 | 0.144 | 0.144 | 0.145 | 0.148 | 0.15 | 0.153 | 0.157 | 0.159 | 0.162 | 0.165
| System Transformation | Non-domestic | electricity | Hybrid (ASHP + Electric resistive) | Peak_1in20 | GW | 0 | 0 | 0.025 | 0.067 | 0.095 | 0.071 | 0.049 | 0.089 | 0.139 | 0.213 | 0.181 | 0.119 | 0.199 | 0.293 | 0.403 | 0.316 | 0.198 | 0.309 | 0.435 | 0.573 | 0.437 | 0.277 | 0.415 | 0.56 | 0.706 | 0.516 | 0.19 | 0.195 | 0.2 | 0.205 | 0.21
| System Transformation | Non-domestic | electricity | Hybrid (ASHP + Hydrogen boiler) | Peak_1in20 | GW | 0 | 0 | 0 | 0 | 0 | 0 | 0 | 0 | 0 | 0 | 0 | 0.1 | 0.199 | 0.297 | 0.395 | 0.492 | 0.615 | 0.742 | 0.872 | 1.001 | 1.126 | 1.265 | 1.405 | 1.54 | 1.671 | 1.796 | 1.821 | 1.859 | 1.901 | 1.947 | 1.994
| System Transformation | Non-domestic | gas | DH | Peak_1in20 | GW | 0 | 0 | 0 | 0 | 0 | 0 | 0 | 0 | 0 | 0 | 0 | 0 | 0 | 0 | 0 | 0 | 0 | 0 | 0 | 0 | 0 | 0 | 0 | 0 | 0 | 0 | 0 | 0 | 0 | 0 | 0
| System Transformation | Non-domestic | gas | Gas boiler | Peak_1in20 | GW | 23.666 | 24.088 | 24.572 | 24.55 | 24.498 | 24.424 | 24.307 | 23.937 | 23.334 | 22.52 | 21.562 | 20.257 | 18.966 | 17.691 | 16.434 | 15.179 | 13.833 | 12.343 | 10.84 | 9.332 | 7.822 | 6.354 | 5.109 | 4.077 | 3.244 | 2.554 | 2.154 | 1.762 | 1.377 | 0.999 | 0.642
| System Transformation | Non-domestic | gas | Gas CHP | Peak_1in20 | GW | 0 | 0 | 0 | 0 | 0 | 0 | 0 | 0 | 0 | 0 | 0 | 0 | 0 | 0 | 0 | 0 | 0 | 0 | 0 | 0 | 0 | 0 | 0 | 0 | 0 | 0 | 0 | 0 | 0 | 0 | 0
| System Transformation | Non-domestic | hydrogen | DH | Peak_1in20 | GW | 0 | 0 | 0 | 0 | 0 | 0 | 0 | 0 | 0 | 0 | 0 | 0 | 0 | 0 | 0 | 0 | 0 | 0 | 0 | 0 | 0 | 0 | 0 | 0 | 0 | 0 | 0 | 0 | 0 | 0 | 0
| System Transformation | Non-domestic | hydrogen | Gas boiler | Peak_1in20 | GW | 0 | 0 | 0 | 0 | 0 | 0 | 0 | 0 | 0 | 0 | 0 | 0 | 0 | 0 | 0 | 0 | 0 | 0 | 0 | 0 | 0 | 0 | 0 | 0 | 0 | 0 | 0 | 0 | 0 | 0 | 0
| System Transformation | Non-domestic | hydrogen | Gas CHP | Peak_1in20 | GW | 0 | 0 | 0 | 0 | 0 | 0 | 0 | 0 | 0 | 0 | 0 | 0 | 0 | 0 | 0 | 0 | 0 | 0 | 0 | 0 | 0 | 0 | 0 | 0 | 0 | 0 | 0 | 0 | 0 | 0 | 0
| System Transformation | Non-domestic | hydrogen | Hybrid (ASHP + Hydrogen boiler) | Peak_1in20 | GW | 0 | 0 | 0 | 0 | 0 | 0 | 0 | 0 | 0 | 0 | 0 | 0.032 | 0.063 | 0.094 | 0.125 | 0.156 | 0.194 | 0.233 | 0.273 | 0.313 | 0.352 | 0.395 | 0.438 | 0.479 | 0.519 | 0.558 | 0.566 | 0.577 | 0.59 | 0.603 | 0.617
| System Transformation | Non-domestic | hydrogen | Hydrogen boiler | Peak_1in20 | GW | 0 | 0 | 0 | 0 | 0 | 0 | 0 | 0 | 0 | 0 | 0 | 0.338 | 0.664 | 0.978 | 1.287 | 1.587 | 1.961 | 2.352 | 2.754 | 3.158 | 3.562 | 4.015 | 4.461 | 4.892 | 5.311 | 5.72 | 5.808 | 5.931 | 6.076 | 6.236 | 6.409
| System Transformation | Non-domestic | other | Community | Peak_1in20 | GW | 0.047 | 0.198 | 0.267 | 0.346 | 0.424 | 0.499 | 0.583 | 0.655 | 0.719 | 0.781 | 0.841 | 0.885 | 0.93 | 0.975 | 1.024 | 1.074 | 1.02 | 0.971 | 0.924 | 0.877 | 0.833 | 0.795 | 0.773 | 0.762 | 0.755 | 0.748 | 0.752 | 0.755 | 0.756 | 0.755 | 0.753
| System Transformation | Non-domestic | other | Oil boiler | Peak_1in20 | GW | 8.885 | 8.932 | 8.367 | 7.862 | 7.354 | 6.843 | 6.314 | 5.767 | 5.204 | 4.638 | 4.069 | 3.442 | 2.83 | 2.235 | 1.658 | 1.1 | 0.997 | 0.894 | 0.795 | 0.695 | 0.597 | 0.502 | 0.425 | 0.362 | 0.304 | 0.247 | 0.202 | 0.157 | 0.111 | 0.062 | 0.009
| Leading the Way | Non-domestic | biofuel | Biofuel boiler | Peak_1in20 | GW | 0 | 0 | 0.097 | 0.139 | 0.177 | 0.213 | 0.248 | 0.278 | 0.307 | 0.334 | 0.359 | 0.384 | 0.408 | 0.433 | 0.458 | 0.484 | 0.467 | 0.455 | 0.446 | 0.439 | 0.433 | 0.432 | 0.435 | 0.44 | 0.447 | 0.454 | 0.463 | 0.471 | 0.48 | 0.487 | 0.494
| Leading the Way | Non-domestic | biofuel | Hybrid (ASHP + Biofuel boiler) | Peak_1in20 | GW | 0 | 0 | 0.006 | 0.009 | 0.012 | 0.015 | 0.018 | 0.02 | 0.023 | 0.025 | 0.026 | 0.028 | 0.03 | 0.032 | 0.034 | 0.036 | 0.035 | 0.035 | 0.035 | 0.035 | 0.034 | 0.035 | 0.035 | 0.036 | 0.037 | 0.038 | 0.039 | 0.041 | 0.042 | 0.043 | 0.044
| Leading the Way | Non-domestic | biomass | Biomass boiler | Peak_1in20 | GW | 0.918 | 0.001 | 0 | 0 | 0 | 0 | 0.045 | 0.09 | 0.134 | 0.174 | 0.211 | 0.258 | 0.3 | 0.34 | 0.381 | 0.421 | 0.455 | 0.504 | 0.554 | 0.603 | 0.649 | 0.689 | 0.685 | 0.686 | 0.693 | 0.706 | 0.718 | 0.728 | 0.736 | 0.735 | 0.731
| Leading the Way | Non-domestic | biomass | Biomass CHP | Peak_1in20 | GW | 0 | 0 | 0 | 0 | 0 | 0 | 0 | 0.001 | 0.081 | 0.191 | 0.299 | 0.399 | 0.505 | 0.589 | 0.607 | 0.607 | 0.607 | 0.607 | 0.607 | 0.611 | 0.629 | 0.7 | 0.781 | 0.799 | 0.798 | 0.802 | 0.815 | 0.818 | 0.842 | 0.93 | 1.035
| Leading the Way | Non-domestic | biomass | DH | Peak_1in20 | GW | 0 | 0 | 0 | 0 | 0 | 0 | 0 | 0 | 0 | 0 | 0 | 0 | 0 | 0 | 0 | 0 | 0 | 0 | 0 | 0 | 0 | 0 | 0 | 0 | 0 | 0 | 0 | 0 | 0 | 0 | 0
| Leading the Way | Non-domestic | biomethane | DH | Peak_1in20 | GW | 0 | 0.013 | 0.122 | 0.177 | 0.24 | 0.352 | 0.474 | 0.593 | 0.698 | 0.78 | 0.847 | 0.899 | 0.944 | 0.981 | 1.019 | 1.058 | 1.066 | 1.084 | 1.1 | 1.106 | 1.073 | 1.068 | 1.056 | 1.046 | 1.048 | 1.06 | 1.103 | 1.15 | 1.2 | 1.245 | 1.285
| Leading the Way | Non-domestic | electricity | ASHP | Peak_1in20 | GW | 0.003 | 0.134 | 0.108 | 0.277 | 0.369 | 0.468 | 0.595 | 0.805 | 1.023 | 1.266 | 1.476 | 1.675 | 1.881 | 2.089 | 2.296 | 2.494 | 2.605 | 2.737 | 2.872 | 3.006 | 3.113 | 3.197 | 3.194 | 3.183 | 3.18 | 3.181 | 3.193 | 3.214 | 3.233 | 3.253 | 3.275
| Leading the Way | Non-domestic | electricity | DH | Peak_1in20 | GW | 0.009 | 0.026 | 0.04 | 0.086 | 0.117 | 0.172 | 0.238 | 0.306 | 0.372 | 0.441 | 0.494 | 0.533 | 0.568 | 0.601 | 0.636 | 0.672 | 0.687 | 0.709 | 0.732 | 0.749 | 0.74 | 0.735 | 0.724 | 0.714 | 0.713 | 0.718 | 0.738 | 0.761 | 0.785 | 0.805 | 0.822
| Leading the Way | Non-domestic | electricity | Electric resistive | Peak_1in20 | GW | 3.952 | 4.599 | 4.412 | 3.754 | 3.522 | 3.287 | 3.041 | 2.798 | 2.556 | 2.373 | 2.119 | 1.84 | 1.568 | 1.302 | 1.043 | 0.791 | 0.715 | 0.649 | 0.592 | 0.538 | 0.486 | 0.436 | 0.387 | 0.339 | 0.294 | 0.25 | 0.211 | 0.173 | 0.136 | 0.099 | 0.062
| Leading the Way | Non-domestic | electricity | Electric storage | Peak_1in20 | GW | 0.008 | 0.005 | 0.007 | 0 | 0 | 0 | 0 | 0.001 | 0.001 | 0.002 | 0.002 | 0.003 | 0.004 | 0.006 | 0.008 | 0.011 | 0.015 | 0.019 | 0.022 | 0.024 | 0.025 | 0.028 | 0.03 | 0.033 | 0.035 | 0.037 | 0.04 | 0.043 | 0.045 | 0.047 | 0.049
| Leading the Way | Non-domestic | electricity | GSHP | Peak_1in20 | GW | 0.005 | 0.05 | 0.052 | 0.124 | 0.167 | 0.233 | 0.321 | 0.43 | 0.541 | 0.662 | 0.766 | 0.862 | 0.96 | 1.06 | 1.158 | 1.252 | 1.356 | 1.473 | 1.593 | 1.712 | 1.821 | 1.898 | 1.982 | 2.063 | 2.142 | 2.194 | 2.226 | 2.25 | 2.274 | 2.305 | 2.338
| Leading the Way | Non-domestic | electricity | Hybrid (ASHP + Biofuel boiler) | Peak_1in20 | GW | 0 | 0 | 0.017 | 0.04 | 0.052 | 0.063 | 0.075 | 0.085 | 0.093 | 0.104 | 0.112 | 0.119 | 0.127 | 0.134 | 0.142 | 0.15 | 0.148 | 0.147 | 0.146 | 0.145 | 0.144 | 0.144 | 0.147 | 0.15 | 0.155 | 0.159 | 0.164 | 0.168 | 0.173 | 0.177 | 0.181
| Leading the Way | Non-domestic | electricity | Hybrid (ASHP + Electric resistive) | Peak_1in20 | GW | 0 | 0 | 0.032 | 0.079 | 0.104 | 0.075 | 0.053 | 0.105 | 0.176 | 0.271 | 0.227 | 0.152 | 0.249 | 0.364 | 0.498 | 0.39 | 0.248 | 0.382 | 0.536 | 0.705 | 0.539 | 0.35 | 0.515 | 0.687 | 0.868 | 0.646 | 0.243 | 0.253 | 0.262 | 0.272 | 0.282
| Leading the Way | Non-domestic | electricity | Hybrid (ASHP + Hydrogen boiler) | Peak_1in20 | GW | 0 | 0 | 0 | 0 | 0 | 0 | 0 | 0 | 0 | 0.046 | 0.103 | 0.153 | 0.204 | 0.252 | 0.3 | 0.346 | 0.403 | 0.467 | 0.532 | 0.596 | 0.652 | 0.72 | 0.79 | 0.86 | 0.887 | 0.904 | 0.93 | 0.966 | 1.005 | 1.044 | 1.085
| Leading the Way | Non-domestic | gas | DH | Peak_1in20 | GW | 0 | 0 | 0 | 0 | 0 | 0 | 0 | 0 | 0 | 0 | 0 | 0 | 0 | 0 | 0 | 0 | 0 | 0 | 0 | 0 | 0 | 0 | 0 | 0 | 0 | 0 | 0 | 0 | 0 | 0 | 0
| Leading the Way | Non-domestic | gas | Gas boiler | Peak_1in20 | GW | 23.666 | 24.088 | 23.237 | 23.189 | 23.066 | 22.637 | 21.921 | 20.776 | 19.574 | 18.321 | 17.056 | 15.657 | 14.283 | 12.936 | 11.61 | 10.309 | 8.932 | 7.531 | 6.124 | 4.758 | 3.655 | 2.842 | 2.422 | 2.067 | 1.77 | 1.499 | 1.264 | 1.034 | 0.808 | 0.593 | 0.386
| Leading the Way | Non-domestic | gas | Gas CHP | Peak_1in20 | GW | 0 | 0 | 0 | 0 | 0 | 0 | 0 | 0 | 0 | 0 | 0 | 0 | 0 | 0 | 0 | 0 | 0 | 0 | 0 | 0 | 0 | 0 | 0 | 0 | 0 | 0 | 0 | 0 | 0 | 0 | 0
| Leading the Way | Non-domestic | hydrogen | DH | Peak_1in20 | GW | 0 | 0 | 0 | 0 | 0 | 0 | 0 | 0 | 0 | 0 | 0 | 0 | 0 | 0 | 0 | 0 | 0 | 0 | 0 | 0 | 0 | 0 | 0 | 0 | 0 | 0 | 0 | 0 | 0 | 0 | 0
| Leading the Way | Non-domestic | hydrogen | Gas boiler | Peak_1in20 | GW | 0 | 0 | 0 | 0 | 0 | 0 | 0 | 0 | 0 | 0 | 0 | 0 | 0 | 0 | 0 | 0 | 0 | 0 | 0 | 0 | 0 | 0 | 0 | 0 | 0 | 0 | 0 | 0 | 0 | 0 | 0
| Leading the Way | Non-domestic | hydrogen | Gas CHP | Peak_1in20 | GW | 0 | 0 | 0 | 0 | 0 | 0 | 0 | 0 | 0 | 0 | 0 | 0 | 0 | 0 | 0 | 0 | 0 | 0 | 0 | 0 | 0 | 0 | 0 | 0 | 0 | 0 | 0 | 0 | 0 | 0 | 0
| Leading the Way | Non-domestic | hydrogen | Hybrid (ASHP + Hydrogen boiler) | Peak_1in20 | GW | 0 | 0 | 0 | 0 | 0 | 0 | 0 | 0 | 0 | 0.016 | 0.035 | 0.053 | 0.07 | 0.087 | 0.103 | 0.119 | 0.139 | 0.16 | 0.181 | 0.202 | 0.221 | 0.243 | 0.265 | 0.288 | 0.296 | 0.302 | 0.311 | 0.322 | 0.334 | 0.346 | 0.358
| Leading the Way | Non-domestic | hydrogen | Hydrogen boiler | Peak_1in20 | GW | 0 | 0 | 0 | 0 | 0 | 0 | 0 | 0 | 0 | 0.003 | 0.02 | 0.142 | 0.269 | 0.4 | 0.538 | 0.682 | 0.843 | 1.022 | 1.204 | 1.38 | 1.539 | 1.732 | 1.924 | 2.118 | 2.315 | 2.508 | 2.59 | 2.7 | 2.812 | 2.923 | 3.035
| Leading the Way | Non-domestic | other | Community | Peak_1in20 | GW | 0.047 | 0.198 | 0.222 | 0.292 | 0.364 | 0.434 | 0.508 | 0.573 | 0.632 | 0.684 | 0.733 | 0.776 | 0.819 | 0.863 | 0.911 | 0.961 | 0.927 | 0.893 | 0.856 | 0.818 | 0.78 | 0.755 | 0.742 | 0.736 | 0.737 | 0.74 | 0.745 | 0.749 | 0.75 | 0.748 | 0.745
| Leading the Way | Non-domestic | other | Oil boiler | Peak_1in20 | GW | 8.885 | 8.932 | 7.934 | 7.459 | 6.976 | 6.489 | 5.981 | 5.456 | 4.921 | 4.376 | 3.828 | 3.233 | 2.654 | 2.092 | 1.549 | 1.023 | 0.918 | 0.814 | 0.718 | 0.625 | 0.535 | 0.451 | 0.383 | 0.325 | 0.277 | 0.232 | 0.19 | 0.147 | 0.104 | 0.057 | 0.008
| Falling Short | Non-domestic | biofuel | Biofuel boiler | Peak_1in20 | GW | 0 | 0 | 0 | 0 | 0 | 0 | 0 | 0 | 0 | 0 | 0 | 0 | 0 | 0 | 0 | 0 | 0.001 | 0.001 | 0.001 | 0.001 | 0.001 | 0.002 | 0.002 | 0.002 | 0.003 | 0.003 | 0.003 | 0.004 | 0.004 | 0.005 | 0.005
| Falling Short | Non-domestic | biofuel | Hybrid (ASHP + Biofuel boiler) | Peak_1in20 | GW | 0 | 0 | 0.009 | 0.013 | 0.016 | 0.016 | 0.016 | 0.016 | 0.016 | 0.016 | 0.016 | 0.016 | 0.016 | 0.016 | 0.017 | 0.016 | 0.012 | 0.009 | 0.006 | 0.004 | 0.005 | 0.007 | 0.009 | 0.012 | 0.014 | 0.017 | 0.02 | 0.022 | 0.025 | 0.029 | 0.032
| Falling Short | Non-domestic | biomass | Biomass boiler | Peak_1in20 | GW | 0.918 | 0.001 | 0.795 | 0.734 | 0.673 | 0.612 | 0.551 | 0.489 | 0.428 | 0.367 | 0.306 | 0.245 | 0.184 | 0.122 | 0.061 | 0 | 0.002 | 0.004 | 0.005 | 0.006 | 0.006 | 0.008 | 0.009 | 0.011 | 0.014 | 0.016 | 0.017 | 0.019 | 0.021 | 0.024 | 0.028
| Falling Short | Non-domestic | biomass | Biomass CHP | Peak_1in20 | GW | 0 | 0 | 0 | 0 | 0 | 0 | 0 | 0 | 0 | 0 | 0 | 0 | 0 | 0 | 0 | 0 | 0.043 | 0.055 | 0.071 | 0.101 | 0.12 | 0.129 | 0.136 | 0.145 | 0.156 | 0.166 | 0.172 | 0.176 | 0.18 | 0.184 | 0.188
| Falling Short | Non-domestic | biomass | DH | Peak_1in20 | GW | 0 | 0 | 0 | 0 | 0 | 0 | 0 | 0 | 0 | 0 | 0 | 0 | 0 | 0 | 0 | 0 | 0 | 0 | 0 | 0 | 0 | 0 | 0 | 0 | 0 | 0 | 0 | 0 | 0 | 0 | 0
| Falling Short | Non-domestic | biomethane | DH | Peak_1in20 | GW | 0 | 0.013 | 0.171 | 0.267 | 0.384 | 0.497 | 0.536 | 0.572 | 0.614 | 0.661 | 0.706 | 0.753 | 0.8 | 0.843 | 0.88 | 0.915 | 0.874 | 0.828 | 0.772 | 0.709 | 0.65 | 0.689 | 0.728 | 0.762 | 0.791 | 0.817 | 0.85 | 0.881 | 0.913 | 0.946 | 0.98
| Falling Short | Non-domestic | electricity | ASHP | Peak_1in20 | GW | 0.003 | 0.134 | 0.12 | 0.306 | 0.377 | 0.429 | 0.483 | 0.545 | 0.607 | 0.669 | 0.731 | 0.792 | 0.862 | 0.931 | 1.001 | 1.071 | 1.047 | 1.039 | 1.049 | 1.089 | 1.159 | 1.234 | 1.299 | 1.364 | 1.431 | 1.498 | 1.566 | 1.624 | 1.684 | 1.752 | 1.819
| Falling Short | Non-domestic | electricity | DH | Peak_1in20 | GW | 0.009 | 0.026 | 0.04 | 0.082 | 0.118 | 0.153 | 0.171 | 0.19 | 0.212 | 0.237 | 0.264 | 0.294 | 0.325 | 0.358 | 0.391 | 0.426 | 0.435 | 0.442 | 0.446 | 0.446 | 0.449 | 0.473 | 0.496 | 0.515 | 0.53 | 0.544 | 0.555 | 0.564 | 0.573 | 0.583 | 0.592
| Falling Short | Non-domestic | electricity | Electric resistive | Peak_1in20 | GW | 3.952 | 4.599 | 4.412 | 3.947 | 3.939 | 3.924 | 3.893 | 3.858 | 3.82 | 3.777 | 3.73 | 3.677 | 3.64 | 3.612 | 3.592 | 3.579 | 3.571 | 3.566 | 3.563 | 3.565 | 3.574 | 3.6 | 3.629 | 3.661 | 3.698 | 3.74 | 3.787 | 3.82 | 3.844 | 3.859 | 3.869
| Falling Short | Non-domestic | electricity | Electric storage | Peak_1in20 | GW | 0.008 | 0.005 | 0.007 | 0 | 0 | 0 | 0 | 0 | 0 | 0 | 0 | 0 | 0 | 0 | 0 | 0 | 0 | 0 | 0 | 0 | 0 | 0 | 0 | 0 | 0 | 0 | 0 | 0 | 0 | 0 | 0
| Falling Short | Non-domestic | electricity | GSHP | Peak_1in20 | GW | 0.005 | 0.05 | 0.056 | 0.139 | 0.173 | 0.192 | 0.211 | 0.235 | 0.259 | 0.283 | 0.307 | 0.331 | 0.359 | 0.387 | 0.414 | 0.443 | 0.494 | 0.552 | 0.615 | 0.682 | 0.752 | 0.784 | 0.818 | 0.852 | 0.897 | 0.959 | 1.02 | 1.078 | 1.138 | 1.199 | 1.262
| Falling Short | Non-domestic | electricity | Hybrid (ASHP + Biofuel boiler) | Peak_1in20 | GW | 0 | 0 | 0.017 | 0.043 | 0.053 | 0.054 | 0.054 | 0.054 | 0.055 | 0.056 | 0.056 | 0.057 | 0.057 | 0.058 | 0.058 | 0.058 | 0.044 | 0.031 | 0.021 | 0.014 | 0.019 | 0.026 | 0.033 | 0.041 | 0.049 | 0.057 | 0.065 | 0.074 | 0.083 | 0.093 | 0.104
| Falling Short | Non-domestic | electricity | Hybrid (ASHP + Electric resistive) | Peak_1in20 | GW | 0 | 0 | 0 | 0.001 | 0.001 | 0.069 | 0.112 | 0.085 | 0.058 | 0.03 | 0.074 | 0.12 | 0.092 | 0.064 | 0.034 | 0.089 | 0.134 | 0.105 | 0.078 | 0.048 | 0.151 | 0.324 | 0.309 | 0.252 | 0.151 | 0.422 | 0.953 | 1.071 | 1.191 | 1.312 | 1.433
| Falling Short | Non-domestic | electricity | Hybrid (ASHP + Hydrogen boiler) | Peak_1in20 | GW | 0 | 0 | 0 | 0 | 0 | 0 | 0 | 0 | 0 | 0 | 0 | 0 | 0 | 0 | 0 | 0 | 0 | 0 | 0 | 0 | 0 | 0 | 0 | 0 | 0 | 0 | 0 | 0 | 0 | 0 | 0
| Falling Short | Non-domestic | gas | DH | Peak_1in20 | GW | 0 | 0 | 0 | 0 | 0 | 0 | 0 | 0 | 0 | 0 | 0 | 0 | 0 | 0 | 0 | 0 | 0 | 0 | 0 | 0 | 0 | 0 | 0 | 0 | 0 | 0 | 0 | 0 | 0 | 0 | 0
| Falling Short | Non-domestic | gas | Gas boiler | Peak_1in20 | GW | 23.666 | 24.088 | 23.822 | 23.9 | 23.972 | 24.039 | 24.112 | 24.139 | 24.165 | 24.19 | 24.214 | 24.244 | 24.229 | 24.21 | 24.188 | 24.162 | 24.212 | 24.213 | 24.169 | 24.083 | 23.966 | 23.819 | 23.702 | 23.577 | 23.444 | 23.304 | 23.16 | 23.046 | 22.921 | 22.784 | 22.625
| Falling Short | Non-domestic | gas | Gas CHP | Peak_1in20 | GW | 0 | 0 | 0 | 0 | 0 | 0 | 0 | 0 | 0 | 0 | 0 | 0 | 0 | 0 | 0 | 0 | 0 | 0 | 0 | 0 | 0 | 0 | 0 | 0 | 0 | 0 | 0 | 0 | 0 | 0 | 0
| Falling Short | Non-domestic | hydrogen | DH | Peak_1in20 | GW | 0 | 0 | 0 | 0 | 0 | 0 | 0 | 0 | 0 | 0 | 0 | 0 | 0 | 0 | 0 | 0 | 0 | 0 | 0 | 0 | 0 | 0 | 0 | 0 | 0 | 0 | 0 | 0 | 0 | 0 | 0
| Falling Short | Non-domestic | hydrogen | Gas boiler | Peak_1in20 | GW | 0 | 0 | 0 | 0 | 0 | 0 | 0 | 0 | 0 | 0 | 0 | 0 | 0 | 0 | 0 | 0 | 0 | 0 | 0 | 0 | 0 | 0 | 0 | 0 | 0 | 0 | 0 | 0 | 0 | 0 | 0
| Falling Short | Non-domestic | hydrogen | Gas CHP | Peak_1in20 | GW | 0 | 0 | 0 | 0 | 0 | 0 | 0 | 0 | 0 | 0 | 0 | 0 | 0 | 0 | 0 | 0 | 0 | 0 | 0 | 0 | 0 | 0 | 0 | 0 | 0 | 0 | 0 | 0 | 0 | 0 | 0
| Falling Short | Non-domestic | hydrogen | Hybrid (ASHP + Hydrogen boiler) | Peak_1in20 | GW | 0 | 0 | 0 | 0 | 0 | 0 | 0 | 0 | 0 | 0 | 0 | 0 | 0 | 0 | 0 | 0 | 0 | 0 | 0 | 0 | 0 | 0 | 0 | 0 | 0 | 0 | 0 | 0 | 0 | 0 | 0
| Falling Short | Non-domestic | hydrogen | Hydrogen boiler | Peak_1in20 | GW | 0 | 0 | 0 | 0 | 0 | 0 | 0 | 0 | 0 | 0 | 0 | 0 | 0 | 0 | 0 | 0 | 0 | 0 | 0 | 0 | 0 | 0 | 0 | 0 | 0 | 0 | 0 | 0 | 0 | 0 | 0
| Falling Short | Non-domestic | other | Community | Peak_1in20 | GW | 0.047 | 0.198 | 0.114 | 0.151 | 0.207 | 0.298 | 0.439 | 0.587 | 0.744 | 0.918 | 1.297 | 1.66 | 1.809 | 1.936 | 2.049 | 2.108 | 2.122 | 2.134 | 2.174 | 2.196 | 2.198 | 2.339 | 2.468 | 2.584 | 2.671 | 2.507 | 2.318 | 2.347 | 2.398 | 2.46 | 2.575
| Falling Short | Non-domestic | other | Oil boiler | Peak_1in20 | GW | 8.885 | 8.932 | 7.816 | 7.32 | 6.889 | 6.602 | 6.401 | 6.197 | 5.972 | 5.72 | 5.257 | 4.786 | 4.507 | 4.239 | 3.973 | 3.74 | 3.965 | 4.167 | 4.308 | 4.387 | 4.324 | 4.058 | 3.791 | 3.542 | 3.311 | 3.292 | 3.299 | 3.107 | 2.899 | 2.682 | 2.426
| Five Year Forecast | Non-domestic | biofuel | Biofuel boiler | Peak_1in20 | GW | 2020: 0; 2021: 0; 2022: 0; 2023: 0; 2024: 0.005; 2025: 0.015; 2026: 0.031; 2027: 0.04; 2028: 0.043
| Five Year Forecast | Non-domestic | biofuel | Hybrid (ASHP + Biofuel boiler) | Peak_1in20 | GW | 2020: 0; 2021: 0; 2022: 0.003; 2023: 0.005; 2024: 0.007; 2025: 0.008; 2026: 0.009; 2027: 0.011; 2028: 0.013
| Five Year Forecast | Non-domestic | biomass | Biomass boiler | Peak_1in20 | GW | 2020: 0.918; 2021: 0.001; 2022: 0.001; 2023: 0.001; 2024: 0.001; 2025: 0.001; 2026: 0.001; 2027: 0.001; 2028: 0.001
| Five Year Forecast | Non-domestic | biomass | Biomass CHP | Peak_1in20 | GW | 2020: 0; 2021: 0; 2022: 0; 2023: 0; 2024: 0; 2025: 0; 2026: 0; 2027: 0; 2028: 0
| Five Year Forecast | Non-domestic | biomass | DH | Peak_1in20 | GW | 2020: 0; 2021: 0; 2022: 0; 2023: 0; 2024: 0; 2025: 0; 2026: 0; 2027: 0; 2028: 0
| Five Year Forecast | Non-domestic | biomethane | DH | Peak_1in20 | GW | 2020: 0; 2021: 0.013; 2022: 0.043; 2023: 0.096; 2024: 0.123; 2025: 0.131; 2026: 0.205; 2027: 0.233; 2028: 0.266
| Five Year Forecast | Non-domestic | electricity | ASHP | Peak_1in20 | GW | 2020: 0.003; 2021: 0.134; 2022: 0.138; 2023: 0.244; 2024: 0.307; 2025: 0.39; 2026: 0.435; 2027: 0.606; 2028: 0.787
| Five Year Forecast | Non-domestic | electricity | DH | Peak_1in20 | GW | 2020: 0.009; 2021: 0.026; 2022: 0.04; 2023: 0.087; 2024: 0.104; 2025: 0.126; 2026: 0.129; 2027: 0.206; 2028: 0.292
| Five Year Forecast | Non-domestic | electricity | Electric resistive | Peak_1in20 | GW | 2020: 3.952; 2021: 4.599; 2022: 4.412; 2023: 3.935; 2024: 3.851; 2025: 3.733; 2026: 3.509; 2027: 3.305; 2028: 3.143
| Five Year Forecast | Non-domestic | electricity | Electric storage | Peak_1in20 | GW | 2020: 0.008; 2021: 0.005; 2022: 0.007; 2023: 0.001; 2024: 0.001; 2025: 0.001; 2026: 0.001; 2027: 0.001; 2028: 0.001
| Five Year Forecast | Non-domestic | electricity | GSHP | Peak_1in20 | GW | 2020: 0.005; 2021: 0.05; 2022: 0.05; 2023: 0.086; 2024: 0.109; 2025: 0.14; 2026: 0.164; 2027: 0.219; 2028: 0.28
| Five Year Forecast | Non-domestic | electricity | Hybrid (ASHP + Biofuel boiler) | Peak_1in20 | GW | 2020: 0; 2021: 0; 2022: 0.001; 2023: 0.005; 2024: 0.009; 2025: 0.014; 2026: 0.022; 2027: 0.037; 2028: 0.056
| Five Year Forecast | Non-domestic | electricity | Hybrid (ASHP + Electric resistive) | Peak_1in20 | GW | 2020: 0; 2021: 0; 2022: 0; 2023: 0; 2024: 0; 2025: 0.033; 2026: 0.061; 2027: 0.055; 2028: 0.042
| Five Year Forecast | Non-domestic | electricity | Hybrid (ASHP + Hydrogen boiler) | Peak_1in20 | GW | 2020: 0; 2021: 0; 2022: 0; 2023: 0; 2024: 0; 2025: 0; 2026: 0; 2027: 0; 2028: 0
| Five Year Forecast | Non-domestic | gas | DH | Peak_1in20 | GW | 2020: 0; 2021: 0; 2022: 0; 2023: 0; 2024: 0; 2025: 0; 2026: 0; 2027: 0; 2028: 0
| Five Year Forecast | Non-domestic | gas | Gas boiler | Peak_1in20 | GW | 2020: 23.666; 2021: 24.088; 2022: 23.994; 2023: 23.585; 2024: 23.266; 2025: 23.488; 2026: 23.661; 2027: 23.203; 2028: 22.628
| Five Year Forecast | Non-domestic | gas | Gas CHP | Peak_1in20 | GW | 2020: 0; 2021: 0; 2022: 0; 2023: 0; 2024: 0; 2025: 0; 2026: 0; 2027: 0; 2028: 0
| Five Year Forecast | Non-domestic | hydrogen | DH | Peak_1in20 | GW | 2020: 0; 2021: 0; 2022: 0; 2023: 0; 2024: 0; 2025: 0; 2026: 0; 2027: 0; 2028: 0
| Five Year Forecast | Non-domestic | hydrogen | Gas boiler | Peak_1in20 | GW | 2020: 0; 2021: 0; 2022: 0; 2023: 0; 2024: 0; 2025: 0; 2026: 0; 2027: 0; 2028: 0
| Five Year Forecast | Non-domestic | hydrogen | Gas CHP | Peak_1in20 | GW | 2020: 0; 2021: 0; 2022: 0; 2023: 0; 2024: 0; 2025: 0; 2026: 0; 2027: 0; 2028: 0
| Five Year Forecast | Non-domestic | hydrogen | Hybrid (ASHP + Hydrogen boiler) | Peak_1in20 | GW | 2020: 0; 2021: 0; 2022: 0; 2023: 0; 2024: 0; 2025: 0; 2026: 0; 2027: 0; 2028: 0
| Five Year Forecast | Non-domestic | hydrogen | Hydrogen boiler | Peak_1in20 | GW | 2020: 0; 2021: 0; 2022: 0; 2023: 0; 2024: 0; 2025: 0; 2026: 0; 2027: 0; 2028: 0
| Five Year Forecast | Non-domestic | other | Community | Peak_1in20 | GW | 2020: 0.047; 2021: 0.198; 2022: 0.268; 2023: 0.339; 2024: 0.439; 2025: 0.527; 2026: 0.629; 2027: 0.703; 2028: 0.767
| Five Year Forecast | Non-domestic | other | Oil boiler | Peak_1in20 | GW | 2020: 8.885; 2021: 8.932; 2022: 8.667; 2023: 8.163; 2024: 7.735; 2025: 7.478; 2026: 7.263; 2027: 6.854; 2028: 6.435
| Consumer Transformation | Domestic | electricity | ASHP | Peak_ACS | GW | 0.426 | 0.483 | 0.373 | 0.65 | 0.781 | 0.915 | 1.157 | 1.604 | 2.263 | 3.026 | 3.777 | 4.392 | 4.998 | 5.597 | 6.193 | 6.825 | 7.451 | 8.143 | 8.792 | 9.44 | 10.057 | 10.519 | 10.718 | 10.703 | 10.582 | 10.441 | 10.329 | 10.245 | 10.193 | 10.201 | 10.217
| Consumer Transformation | Domestic | electricity | DH | Peak_ACS | GW | 0.003 | 0.019 | 0.042 | 0.212 | 0.292 | 0.376 | 0.4 | 0.435 | 0.493 | 0.565 | 0.658 | 0.745 | 0.855 | 0.985 | 1.132 | 1.382 | 1.64 | 1.915 | 2.172 | 2.42 | 2.64 | 2.894 | 3.127 | 3.333 | 3.502 | 3.624 | 3.745 | 3.85 | 3.946 | 4.052 | 4.095
| Consumer Transformation | Domestic | electricity | Electric resistive | Peak_ACS | GW | 2.486 | 2.366 | 2.108 | 1.991 | 1.947 | 1.898 | 1.846 | 1.794 | 1.743 | 1.691 | 1.638 | 1.586 | 1.532 | 1.475 | 1.415 | 1.352 | 1.292 | 1.256 | 1.213 | 1.168 | 1.124 | 1.083 | 1.036 | 0.983 | 0.925 | 0.865 | 0.801 | 0.739 | 0.679 | 0.62 | 0.563
| Consumer Transformation | Domestic | electricity | Electric storage | Peak_ACS | GW | 0.191 | 0.298 | 0.258 | 0.285 | 0.276 | 0.267 | 0.254 | 0.243 | 0.232 | 0.221 | 0.21 | 0.198 | 0.185 | 0.173 | 0.162 | 0.151 | 0.15 | 0.151 | 0.151 | 0.151 | 0.15 | 0.15 | 0.149 | 0.146 | 0.144 | 0.14 | 0.137 | 0.134 | 0.13 | 0.127 | 0.123
| Consumer Transformation | Domestic | electricity | GSHP | Peak_ACS | GW | 0.027 | 0.044 | 0.049 | 0.101 | 0.144 | 0.183 | 0.229 | 0.269 | 0.337 | 0.495 | 0.758 | 1.052 | 1.345 | 1.636 | 1.928 | 2.243 | 2.556 | 2.917 | 3.272 | 3.625 | 3.958 | 4.25 | 4.538 | 4.817 | 5.065 | 5.282 | 5.459 | 5.661 | 5.841 | 5.948 | 5.972
| Consumer Transformation | Domestic | electricity | Hybrid (ASHP + Biofuel boiler) | Peak_ACS | GW | 0 | 0.001 | 0.01 | 0.026 | 0.032 | 0.045 | 0.071 | 0.098 | 0.125 | 0.154 | 0.183 | 0.212 | 0.241 | 0.271 | 0.302 | 0.333 | 0.373 | 0.391 | 0.43 | 0.463 | 0.489 | 0.506 | 0.523 | 0.542 | 0.564 | 0.585 | 0.611 | 0.631 | 0.651 | 0.669 | 0.687
| Consumer Transformation | Domestic | electricity | Hybrid (ASHP + Electric resistive) | Peak_ACS | GW | 0 | 0.004 | 0.029 | 0.056 | 0.074 | 0.087 | 0.117 | 0.188 | 0.325 | 0.538 | 0.728 | 0.92 | 1.269 | 1.662 | 2.102 | 2.37 | 2.568 | 3.198 | 3.901 | 4.651 | 4.719 | 4.685 | 5.371 | 6.04 | 6.654 | 6.25 | 5.383 | 5.432 | 5.484 | 5.558 | 5.553
| Consumer Transformation | Domestic | electricity | Hybrid (ASHP + Hydrogen boiler) | Peak_ACS | GW | 0 | 0 | 0 | 0 | 0 | 0 | 0 | 0 | 0 | 0 | 0 | 0 | 0 | 0 | 0 | 0 | 0 | 0 | 0 | 0 | 0 | 0 | 0 | 0 | 0 | 0 | 0 | 0 | 0 | 0 | 0
| System Transformation | Domestic | electricity | ASHP | Peak_ACS | GW | 0.426 | 0.483 | 0.373 | 0.313 | 0.441 | 0.542 | 0.59 | 0.635 | 0.691 | 0.849 | 1.014 | 1.156 | 1.273 | 1.338 | 1.408 | 1.5 | 1.645 | 1.776 | 1.909 | 2.045 | 2.186 | 2.344 | 2.515 | 2.737 | 3.032 | 3.411 | 3.832 | 4.277 | 4.728 | 5.181 | 5.61
| System Transformation | Domestic | electricity | DH | Peak_ACS | GW | 0.003 | 0.019 | 0.042 | 0.067 | 0.105 | 0.103 | 0.105 | 0.131 | 0.183 | 0.352 | 0.507 | 0.71 | 0.8 | 0.874 | 0.97 | 1.165 | 1.419 | 1.722 | 2.01 | 2.278 | 2.522 | 2.783 | 3.041 | 3.267 | 3.467 | 3.629 | 3.809 | 3.966 | 4.103 | 4.222 | 4.261
| System Transformation | Domestic | electricity | Electric resistive | Peak_ACS | GW | 2.486 | 2.366 | 2.108 | 2.123 | 2.102 | 2.118 | 2.082 | 2.046 | 2.011 | 1.954 | 1.906 | 1.847 | 1.796 | 1.723 | 1.646 | 1.567 | 1.48 | 1.387 | 1.3 | 1.216 | 1.137 | 1.065 | 0.993 | 0.921 | 0.849 | 0.777 | 0.735 | 0.693 | 0.653 | 0.613 | 0.575
| System Transformation | Domestic | electricity | Electric storage | Peak_ACS | GW | 0.191 | 0.298 | 0.258 | 0.241 | 0.273 | 0.284 | 0.264 | 0.244 | 0.225 | 0.202 | 0.196 | 0.194 | 0.188 | 0.173 | 0.158 | 0.145 | 0.138 | 0.131 | 0.124 | 0.117 | 0.11 | 0.103 | 0.097 | 0.09 | 0.083 | 0.077 | 0.074 | 0.07 | 0.067 | 0.063 | 0.06
| System Transformation | Domestic | electricity | GSHP | Peak_ACS | GW | 0.027 | 0.044 | 0.049 | 0.047 | 0.076 | 0.105 | 0.129 | 0.159 | 0.196 | 0.269 | 0.358 | 0.433 | 0.492 | 0.528 | 0.563 | 0.6 | 0.639 | 0.68 | 0.721 | 0.761 | 0.802 | 0.822 | 0.841 | 0.863 | 0.89 | 0.925 | 0.962 | 0.99 | 1.023 | 1.06 | 1.1
| System Transformation | Domestic | electricity | Hybrid (ASHP + Biofuel boiler) | Peak_ACS | GW | 0 | 0.001 | 0.01 | 0.018 | 0.036 | 0.058 | 0.075 | 0.093 | 0.112 | 0.148 | 0.188 | 0.224 | 0.26 | 0.287 | 0.313 | 0.342 | 0.374 | 0.399 | 0.419 | 0.434 | 0.443 | 0.454 | 0.459 | 0.463 | 0.465 | 0.465 | 0.468 | 0.471 | 0.474 | 0.478 | 0.477
| System Transformation | Domestic | electricity | Hybrid (ASHP + Electric resistive) | Peak_ACS | GW | 0 | 0.004 | 0.029 | 0.049 | 0.092 | 0.117 | 0.132 | 0.166 | 0.206 | 0.282 | 0.32 | 0.339 | 0.416 | 0.481 | 0.554 | 0.555 | 0.574 | 0.661 | 0.752 | 0.846 | 0.823 | 0.802 | 0.909 | 1.04 | 1.207 | 1.251 | 1.241 | 1.42 | 1.607 | 1.805 | 2.007
| System Transformation | Domestic | electricity | Hybrid (ASHP + Hydrogen boiler) | Peak_ACS | GW | 0 | 0 | 0 | 0 | 0 | 0 | 0 | 0 | 0 | 0 | 0 | 0.019 | 0.043 | 0.069 | 0.1 | 0.153 | 0.715 | 1.373 | 2.044 | 2.715 | 3.384 | 4.044 | 4.73 | 5.401 | 6.028 | 6.58 | 7.054 | 7.509 | 7.95 | 8.375 | 8.767
| Leading the Way | Domestic | electricity | ASHP | Peak_ACS | GW | 0.426 | 0.483 | 0.373 | 0.613 | 0.995 | 1.574 | 2.109 | 2.779 | 3.43 | 3.932 | 4.386 | 4.762 | 5.123 | 5.474 | 5.818 | 6.167 | 6.482 | 6.847 | 6.97 | 6.967 | 6.772 | 6.587 | 6.221 | 5.887 | 5.716 | 5.588 | 5.485 | 5.427 | 5.4 | 5.396 | 5.391
| Leading the Way | Domestic | electricity | DH | Peak_ACS | GW | 0.003 | 0.019 | 0.042 | 0.186 | 0.254 | 0.324 | 0.346 | 0.381 | 0.442 | 0.513 | 0.603 | 0.685 | 0.783 | 0.894 | 1.017 | 1.218 | 1.413 | 1.619 | 1.806 | 1.978 | 2.139 | 2.317 | 2.467 | 2.582 | 2.674 | 2.742 | 2.809 | 2.871 | 2.934 | 2.995 | 2.997
| Leading the Way | Domestic | electricity | Electric resistive | Peak_ACS | GW | 2.486 | 2.366 | 2.108 | 1.865 | 1.823 | 1.777 | 1.739 | 1.7 | 1.662 | 1.621 | 1.564 | 1.508 | 1.444 | 1.377 | 1.308 | 1.236 | 1.174 | 1.11 | 1.053 | 1.004 | 0.96 | 0.913 | 0.867 | 0.819 | 0.773 | 0.743 | 0.713 | 0.691 | 0.671 | 0.65 | 0.632
| Leading the Way | Domestic | electricity | Electric storage | Peak_ACS | GW | 0.191 | 0.298 | 0.258 | 0.283 | 0.273 | 0.263 | 0.25 | 0.238 | 0.227 | 0.215 | 0.202 | 0.188 | 0.173 | 0.159 | 0.146 | 0.133 | 0.131 | 0.129 | 0.127 | 0.126 | 0.125 | 0.122 | 0.121 | 0.119 | 0.117 | 0.117 | 0.116 | 0.117 | 0.117 | 0.117 | 0.117
| Leading the Way | Domestic | electricity | GSHP | Peak_ACS | GW | 0.027 | 0.044 | 0.049 | 0.171 | 0.26 | 0.372 | 0.429 | 0.494 | 0.628 | 0.807 | 1.039 | 1.277 | 1.505 | 1.731 | 1.955 | 2.188 | 2.425 | 2.689 | 2.941 | 3.188 | 3.43 | 3.644 | 3.824 | 3.944 | 4.072 | 4.171 | 4.292 | 4.42 | 4.485 | 4.515 | 4.499
| Leading the Way | Domestic | electricity | Hybrid (ASHP + Biofuel boiler) | Peak_ACS | GW | 0 | 0.001 | 0.01 | 0.015 | 0.03 | 0.046 | 0.06 | 0.074 | 0.089 | 0.104 | 0.119 | 0.134 | 0.151 | 0.167 | 0.184 | 0.202 | 0.222 | 0.239 | 0.245 | 0.247 | 0.246 | 0.253 | 0.26 | 0.268 | 0.277 | 0.285 | 0.293 | 0.296 | 0.299 | 0.302 | 0.303
| Leading the Way | Domestic | electricity | Hybrid (ASHP + Electric resistive) | Peak_ACS | GW | 0 | 0.004 | 0.029 | 0.042 | 0.084 | 0.114 | 0.128 | 0.171 | 0.234 | 0.331 | 0.417 | 0.512 | 0.761 | 1.055 | 1.385 | 1.597 | 1.755 | 2.217 | 2.684 | 3.166 | 3.199 | 3.199 | 3.691 | 4.192 | 4.671 | 4.454 | 3.893 | 3.935 | 3.978 | 4.028 | 4.017
| Leading the Way | Domestic | electricity | Hybrid (ASHP + Hydrogen boiler) | Peak_ACS | GW | 0 | 0 | 0 | 0 | 0 | 0 | 0 | 0 | 0 | 0.02 | 0.068 | 0.156 | 0.286 | 0.426 | 0.573 | 0.751 | 0.94 | 1.154 | 1.359 | 1.556 | 1.75 | 1.946 | 2.135 | 2.316 | 2.467 | 2.576 | 2.636 | 2.665 | 2.698 | 2.728 | 2.73
| Falling Short | Domestic | electricity | ASHP | Peak_ACS | GW | 0.426 | 0.483 | 0.373 | 0.604 | 0.666 | 0.728 | 0.864 | 1.056 | 1.305 | 1.597 | 1.924 | 2.231 | 2.575 | 2.952 | 3.368 | 3.832 | 4.338 | 4.89 | 5.484 | 6.128 | 6.823 | 7.453 | 7.995 | 8.486 | 8.946 | 9.392 | 9.812 | 10.271 | 10.79 | 11.363 | 11.974
| Falling Short | Domestic | electricity | DH | Peak_ACS | GW | 0.003 | 0.019 | 0.042 | 0.257 | 0.382 | 0.523 | 0.576 | 0.631 | 0.69 | 0.755 | 0.831 | 0.911 | 1.004 | 1.117 | 1.251 | 1.409 | 1.524 | 1.621 | 1.726 | 1.84 | 1.967 | 2.111 | 2.251 | 2.394 | 2.54 | 2.687 | 2.832 | 2.998 | 3.186 | 3.396 | 3.61
| Falling Short | Domestic | electricity | Electric resistive | Peak_ACS | GW | 2.486 | 2.366 | 2.108 | 2.432 | 2.402 | 2.361 | 2.305 | 2.248 | 2.191 | 2.131 | 2.069 | 2.002 | 1.939 | 1.878 | 1.82 | 1.765 | 1.721 | 1.686 | 1.654 | 1.627 | 1.607 | 1.602 | 1.598 | 1.598 | 1.601 | 1.608 | 1.621 | 1.631 | 1.639 | 1.645 | 1.649
| Falling Short | Domestic | electricity | Electric storage | Peak_ACS | GW | 0.191 | 0.298 | 0.258 | 0.188 | 0.186 | 0.184 | 0.181 | 0.178 | 0.174 | 0.171 | 0.167 | 0.163 | 0.159 | 0.156 | 0.151 | 0.147 | 0.144 | 0.141 | 0.138 | 0.136 | 0.134 | 0.133 | 0.132 | 0.131 | 0.131 | 0.131 | 0.131 | 0.131 | 0.131 | 0.131 | 0.131
| Falling Short | Domestic | electricity | GSHP | Peak_ACS | GW | 0.027 | 0.044 | 0.049 | 0.091 | 0.12 | 0.154 | 0.179 | 0.211 | 0.245 | 0.281 | 0.318 | 0.353 | 0.389 | 0.426 | 0.466 | 0.508 | 0.573 | 0.64 | 0.721 | 0.82 | 0.931 | 1.034 | 1.127 | 1.226 | 1.33 | 1.436 | 1.547 | 1.67 | 1.872 | 2.106 | 2.378
| Falling Short | Domestic | electricity | Hybrid (ASHP + Biofuel boiler) | Peak_ACS | GW | 0 | 0.001 | 0.01 | 0.004 | 0.007 | 0.009 | 0.019 | 0.03 | 0.044 | 0.062 | 0.088 | 0.121 | 0.156 | 0.191 | 0.228 | 0.265 | 0.301 | 0.338 | 0.378 | 0.419 | 0.461 | 0.503 | 0.544 | 0.581 | 0.612 | 0.634 | 0.645 | 0.657 | 0.669 | 0.681 | 0.692
| Falling Short | Domestic | electricity | Hybrid (ASHP + Electric resistive) | Peak_ACS | GW | 0 | 0.004 | 0.029 | 0.016 | 0.024 | 0.028 | 0.043 | 0.068 | 0.103 | 0.155 | 0.201 | 0.255 | 0.355 | 0.475 | 0.616 | 0.68 | 0.759 | 0.971 | 1.22 | 1.509 | 1.605 | 1.681 | 1.994 | 2.318 | 2.647 | 2.587 | 2.317 | 2.418 | 2.525 | 2.636 | 2.752
| Falling Short | Domestic | electricity | Hybrid (ASHP + Hydrogen boiler) | Peak_ACS | GW | 0 | 0 | 0 | 0 | 0 | 0 | 0 | 0 | 0 | 0 | 0 | 0 | 0 | 0 | 0 | 0 | 0 | 0 | 0 | 0 | 0 | 0 | 0 | 0 | 0 | 0 | 0 | 0 | 0 | 0 | 0
| Five Year Forecast | Domestic | electricity | ASHP | Peak_ACS | GW | 2020: 0.426; 2021: 0.483; 2022: 0.373; 2023: 0.407; 2024: 0.471; 2025: 0.553; 2026: 0.605; 2027: 0.665; 2028: 0.732
| Five Year Forecast | Domestic | electricity | DH | Peak_ACS | GW | 2020: 0.003; 2021: 0.019; 2022: 0.042; 2023: 0.07; 2024: 0.107; 2025: 0.103; 2026: 0.094; 2027: 0.141; 2028: 0.192
| Five Year Forecast | Domestic | electricity | Electric resistive | Peak_ACS | GW | 2020: 2.486; 2021: 2.366; 2022: 2.108; 2023: 2.097; 2024: 2.191; 2025: 2.306; 2026: 2.233; 2027: 2.15; 2028: 2.066
| Five Year Forecast | Domestic | electricity | Electric storage | Peak_ACS | GW | 2020: 0.191; 2021: 0.298; 2022: 0.258; 2023: 0.25; 2024: 0.254; 2025: 0.262; 2026: 0.253; 2027: 0.243; 2028: 0.234
| Five Year Forecast | Domestic | electricity | GSHP | Peak_ACS | GW | 2020: 0.027; 2021: 0.044; 2022: 0.049; 2023: 0.066; 2024: 0.088; 2025: 0.117; 2026: 0.143; 2027: 0.177; 2028: 0.211
| Five Year Forecast | Domestic | electricity | Hybrid (ASHP + Biofuel boiler) | Peak_ACS | GW | 2020: 0; 2021: 0.001; 2022: 0.01; 2023: 0.018; 2024: 0.029; 2025: 0.045; 2026: 0.053; 2027: 0.064; 2028: 0.075
| Five Year Forecast | Domestic | electricity | Hybrid (ASHP + Electric resistive) | Peak_ACS | GW | 2020: 0; 2021: 0.004; 2022: 0.029; 2023: 0.051; 2024: 0.083; 2025: 0.109; 2026: 0.118; 2027: 0.156; 2028: 0.204
| Five Year Forecast | Domestic | electricity | Hybrid (ASHP + Hydrogen boiler) | Peak_ACS | GW | 2020: 0; 2021: 0; 2022: 0; 2023: 0; 2024: 0; 2025: 0; 2026: 0; 2027: 0; 2028: 0
| Consumer Transformation | Non-domestic | electricity | ASHP | Peak_ACS | GW | 0.002 | 0.097 | 0.081 | 0.242 | 0.383 | 0.533 | 0.686 | 0.878 | 1.066 | 1.253 | 1.434 | 1.611 | 1.794 | 1.977 | 2.159 | 2.328 | 2.435 | 2.56 | 2.662 | 2.717 | 2.762 | 2.836 | 2.904 | 2.981 | 3.062 | 3.126 | 3.175 | 3.245 | 3.315 | 3.388 | 3.463
| Consumer Transformation | Non-domestic | electricity | DH | Peak_ACS | GW | 0.007 | 0.019 | 0.029 | 0.067 | 0.089 | 0.123 | 0.165 | 0.213 | 0.262 | 0.308 | 0.353 | 0.391 | 0.426 | 0.46 | 0.495 | 0.53 | 0.549 | 0.573 | 0.594 | 0.609 | 0.613 | 0.628 | 0.633 | 0.642 | 0.653 | 0.665 | 0.684 | 0.704 | 0.722 | 0.738 | 0.753
| Consumer Transformation | Non-domestic | electricity | Electric resistive | Peak_ACS | GW | 3.199 | 3.723 | 3.571 | 3.325 | 3.146 | 2.954 | 2.751 | 2.549 | 2.35 | 2.152 | 1.956 | 1.749 | 1.539 | 1.327 | 1.118 | 0.911 | 0.802 | 0.719 | 0.651 | 0.597 | 0.552 | 0.511 | 0.469 | 0.427 | 0.383 | 0.339 | 0.294 | 0.254 | 0.216 | 0.18 | 0.145
| Consumer Transformation | Non-domestic | electricity | Electric storage | Peak_ACS | GW | 0.007 | 0.004 | 0.005 | 0 | 0 | 0 | 0 | 0.001 | 0.001 | 0.001 | 0.002 | 0.002 | 0.003 | 0.005 | 0.007 | 0.01 | 0.014 | 0.018 | 0.021 | 0.023 | 0.025 | 0.028 | 0.031 | 0.033 | 0.036 | 0.039 | 0.042 | 0.045 | 0.047 | 0.049 | 0.051
| Consumer Transformation | Non-domestic | electricity | GSHP | Peak_ACS | GW | 0.004 | 0.04 | 0.043 | 0.128 | 0.205 | 0.284 | 0.368 | 0.468 | 0.567 | 0.666 | 0.763 | 0.857 | 0.954 | 1.05 | 1.145 | 1.234 | 1.342 | 1.463 | 1.581 | 1.694 | 1.794 | 1.863 | 1.928 | 1.982 | 2.023 | 2.058 | 2.096 | 2.136 | 2.177 | 2.22 | 2.263
| Consumer Transformation | Non-domestic | electricity | Hybrid (ASHP + Biofuel boiler) | Peak_ACS | GW | 0 | 0 | 0.012 | 0.031 | 0.042 | 0.052 | 0.061 | 0.07 | 0.077 | 0.085 | 0.091 | 0.098 | 0.105 | 0.112 | 0.12 | 0.127 | 0.127 | 0.126 | 0.125 | 0.124 | 0.122 | 0.123 | 0.126 | 0.129 | 0.132 | 0.135 | 0.137 | 0.141 | 0.143 | 0.146 | 0.148
| Consumer Transformation | Non-domestic | electricity | Hybrid (ASHP + Electric resistive) | Peak_ACS | GW | 0 | 0 | 0.022 | 0.063 | 0.111 | 0.097 | 0.075 | 0.138 | 0.219 | 0.318 | 0.262 | 0.178 | 0.287 | 0.413 | 0.558 | 0.434 | 0.276 | 0.419 | 0.574 | 0.726 | 0.534 | 0.34 | 0.492 | 0.65 | 0.815 | 0.598 | 0.22 | 0.225 | 0.231 | 0.236 | 0.243
| Consumer Transformation | Non-domestic | electricity | Hybrid (ASHP + Hydrogen boiler) | Peak_ACS | GW | 0 | 0 | 0 | 0 | 0 | 0 | 0 | 0 | 0 | 0 | 0 | 0 | 0 | 0 | 0 | 0 | 0 | 0 | 0 | 0 | 0 | 0 | 0 | 0 | 0 | 0 | 0 | 0 | 0 | 0 | 0
| System Transformation | Non-domestic | electricity | ASHP | Peak_ACS | GW | 0.002 | 0.097 | 0.083 | 0.226 | 0.3 | 0.374 | 0.451 | 0.545 | 0.643 | 0.755 | 0.88 | 0.989 | 1.106 | 1.226 | 1.349 | 1.472 | 1.536 | 1.631 | 1.728 | 1.826 | 1.92 | 2.018 | 2.098 | 2.172 | 2.23 | 2.265 | 2.317 | 2.373 | 2.43 | 2.487 | 2.541
| System Transformation | Non-domestic | electricity | DH | Peak_ACS | GW | 0.007 | 0.019 | 0.029 | 0.08 | 0.107 | 0.133 | 0.163 | 0.209 | 0.279 | 0.357 | 0.434 | 0.477 | 0.519 | 0.559 | 0.598 | 0.635 | 0.641 | 0.647 | 0.652 | 0.653 | 0.652 | 0.669 | 0.672 | 0.655 | 0.632 | 0.609 | 0.612 | 0.618 | 0.624 | 0.632 | 0.64
| System Transformation | Non-domestic | electricity | Electric resistive | Peak_ACS | GW | 3.199 | 3.723 | 3.571 | 3.508 | 3.358 | 3.19 | 3.002 | 2.813 | 2.625 | 2.436 | 2.248 | 2.009 | 1.776 | 1.549 | 1.324 | 1.103 | 0.955 | 0.83 | 0.723 | 0.634 | 0.561 | 0.497 | 0.434 | 0.373 | 0.312 | 0.251 | 0.227 | 0.199 | 0.168 | 0.137 | 0.108
| System Transformation | Non-domestic | electricity | Electric storage | Peak_ACS | GW | 0.007 | 0.004 | 0.005 | 0 | 0 | 0 | 0 | 0 | 0.001 | 0.001 | 0.002 | 0.002 | 0.003 | 0.003 | 0.004 | 0.004 | 0.005 | 0.005 | 0.006 | 0.006 | 0.006 | 0.007 | 0.007 | 0.007 | 0.007 | 0.007 | 0.008 | 0.008 | 0.008 | 0.008 | 0.008
| System Transformation | Non-domestic | electricity | GSHP | Peak_ACS | GW | 0.004 | 0.04 | 0.045 | 0.11 | 0.142 | 0.175 | 0.211 | 0.258 | 0.313 | 0.379 | 0.453 | 0.511 | 0.574 | 0.638 | 0.704 | 0.771 | 0.85 | 0.94 | 1.032 | 1.126 | 1.217 | 1.276 | 1.337 | 1.395 | 1.45 | 1.502 | 1.551 | 1.594 | 1.631 | 1.662 | 1.685
| System Transformation | Non-domestic | electricity | Hybrid (ASHP + Biofuel boiler) | Peak_ACS | GW | 0 | 0 | 0.012 | 0.031 | 0.041 | 0.051 | 0.061 | 0.07 | 0.078 | 0.085 | 0.092 | 0.098 | 0.105 | 0.112 | 0.119 | 0.126 | 0.124 | 0.123 | 0.122 | 0.12 | 0.118 | 0.116 | 0.116 | 0.118 | 0.12 | 0.122 | 0.124 | 0.127 | 0.129 | 0.131 | 0.133
| System Transformation | Non-domestic | electricity | Hybrid (ASHP + Electric resistive) | Peak_ACS | GW | 0 | 0 | 0.02 | 0.055 | 0.077 | 0.058 | 0.04 | 0.072 | 0.113 | 0.172 | 0.147 | 0.097 | 0.161 | 0.237 | 0.326 | 0.256 | 0.16 | 0.25 | 0.352 | 0.464 | 0.354 | 0.225 | 0.336 | 0.454 | 0.571 | 0.418 | 0.154 | 0.158 | 0.162 | 0.166 | 0.17
| System Transformation | Non-domestic | electricity | Hybrid (ASHP + Hydrogen boiler) | Peak_ACS | GW | 0 | 0 | 0 | 0 | 0 | 0 | 0 | 0 | 0 | 0 | 0 | 0.081 | 0.161 | 0.24 | 0.32 | 0.398 | 0.498 | 0.601 | 0.706 | 0.811 | 0.912 | 1.024 | 1.138 | 1.247 | 1.353 | 1.454 | 1.474 | 1.505 | 1.539 | 1.576 | 1.614
| Leading the Way | Non-domestic | electricity | ASHP | Peak_ACS | GW | 0.002 | 0.097 | 0.078 | 0.199 | 0.266 | 0.337 | 0.428 | 0.579 | 0.736 | 0.912 | 1.062 | 1.206 | 1.355 | 1.504 | 1.653 | 1.796 | 1.876 | 1.97 | 2.068 | 2.164 | 2.242 | 2.302 | 2.3 | 2.291 | 2.289 | 2.29 | 2.299 | 2.314 | 2.328 | 2.342 | 2.358
| Leading the Way | Non-domestic | electricity | DH | Peak_ACS | GW | 0.007 | 0.019 | 0.029 | 0.062 | 0.085 | 0.124 | 0.171 | 0.221 | 0.268 | 0.317 | 0.356 | 0.383 | 0.409 | 0.432 | 0.458 | 0.484 | 0.495 | 0.511 | 0.527 | 0.539 | 0.533 | 0.529 | 0.521 | 0.514 | 0.513 | 0.517 | 0.532 | 0.548 | 0.565 | 0.58 | 0.592
| Leading the Way | Non-domestic | electricity | Electric resistive | Peak_ACS | GW | 3.199 | 3.723 | 3.571 | 3.039 | 2.851 | 2.661 | 2.462 | 2.265 | 2.069 | 1.921 | 1.716 | 1.49 | 1.269 | 1.054 | 0.844 | 0.64 | 0.579 | 0.526 | 0.479 | 0.435 | 0.393 | 0.353 | 0.313 | 0.274 | 0.238 | 0.202 | 0.171 | 0.14 | 0.11 | 0.08 | 0.051
| Leading the Way | Non-domestic | electricity | Electric storage | Peak_ACS | GW | 0.007 | 0.004 | 0.005 | 0 | 0 | 0 | 0 | 0.001 | 0.001 | 0.001 | 0.002 | 0.002 | 0.003 | 0.005 | 0.006 | 0.009 | 0.012 | 0.015 | 0.018 | 0.019 | 0.02 | 0.023 | 0.025 | 0.026 | 0.028 | 0.03 | 0.033 | 0.035 | 0.037 | 0.038 | 0.039
| Leading the Way | Non-domestic | electricity | GSHP | Peak_ACS | GW | 0.004 | 0.04 | 0.042 | 0.101 | 0.135 | 0.189 | 0.26 | 0.348 | 0.438 | 0.536 | 0.62 | 0.697 | 0.778 | 0.858 | 0.938 | 1.013 | 1.098 | 1.193 | 1.29 | 1.386 | 1.474 | 1.537 | 1.604 | 1.67 | 1.734 | 1.776 | 1.802 | 1.822 | 1.841 | 1.866 | 1.893
| Leading the Way | Non-domestic | electricity | Hybrid (ASHP + Biofuel boiler) | Peak_ACS | GW | 0 | 0 | 0.013 | 0.032 | 0.042 | 0.051 | 0.06 | 0.068 | 0.076 | 0.084 | 0.09 | 0.096 | 0.102 | 0.109 | 0.115 | 0.122 | 0.12 | 0.119 | 0.118 | 0.117 | 0.116 | 0.117 | 0.119 | 0.122 | 0.125 | 0.129 | 0.132 | 0.136 | 0.14 | 0.143 | 0.147
| Leading the Way | Non-domestic | electricity | Hybrid (ASHP + Electric resistive) | Peak_ACS | GW | 0 | 0 | 0.026 | 0.064 | 0.084 | 0.061 | 0.043 | 0.085 | 0.142 | 0.22 | 0.184 | 0.123 | 0.202 | 0.295 | 0.403 | 0.316 | 0.2 | 0.31 | 0.434 | 0.571 | 0.436 | 0.283 | 0.417 | 0.556 | 0.702 | 0.523 | 0.197 | 0.205 | 0.212 | 0.22 | 0.228
| Leading the Way | Non-domestic | electricity | Hybrid (ASHP + Hydrogen boiler) | Peak_ACS | GW | 0 | 0 | 0 | 0 | 0 | 0 | 0 | 0 | 0 | 0.038 | 0.084 | 0.124 | 0.165 | 0.204 | 0.243 | 0.28 | 0.326 | 0.378 | 0.431 | 0.482 | 0.528 | 0.582 | 0.639 | 0.696 | 0.718 | 0.732 | 0.753 | 0.782 | 0.814 | 0.845 | 0.878
| Falling Short | Non-domestic | electricity | ASHP | Peak_ACS | GW | 0.002 | 0.097 | 0.086 | 0.22 | 0.271 | 0.309 | 0.348 | 0.393 | 0.437 | 0.482 | 0.526 | 0.57 | 0.621 | 0.671 | 0.721 | 0.771 | 0.754 | 0.748 | 0.756 | 0.784 | 0.834 | 0.889 | 0.935 | 0.982 | 1.03 | 1.079 | 1.127 | 1.17 | 1.213 | 1.261 | 1.309
| Falling Short | Non-domestic | electricity | DH | Peak_ACS | GW | 0.007 | 0.019 | 0.029 | 0.059 | 0.085 | 0.11 | 0.123 | 0.137 | 0.153 | 0.171 | 0.19 | 0.211 | 0.234 | 0.258 | 0.282 | 0.307 | 0.313 | 0.318 | 0.321 | 0.321 | 0.323 | 0.341 | 0.357 | 0.371 | 0.382 | 0.391 | 0.399 | 0.406 | 0.413 | 0.42 | 0.426
| Falling Short | Non-domestic | electricity | Electric resistive | Peak_ACS | GW | 3.199 | 3.723 | 3.571 | 3.195 | 3.189 | 3.176 | 3.151 | 3.123 | 3.092 | 3.058 | 3.019 | 2.977 | 2.946 | 2.924 | 2.908 | 2.897 | 2.891 | 2.886 | 2.884 | 2.886 | 2.893 | 2.914 | 2.938 | 2.964 | 2.994 | 3.028 | 3.066 | 3.092 | 3.112 | 3.124 | 3.132
| Falling Short | Non-domestic | electricity | Electric storage | Peak_ACS | GW | 0.007 | 0.004 | 0.005 | 0 | 0 | 0 | 0 | 0 | 0 | 0 | 0 | 0 | 0 | 0 | 0 | 0 | 0 | 0 | 0 | 0 | 0 | 0 | 0 | 0 | 0 | 0 | 0 | 0 | 0 | 0 | 0
| Falling Short | Non-domestic | electricity | GSHP | Peak_ACS | GW | 0.004 | 0.04 | 0.046 | 0.113 | 0.14 | 0.155 | 0.171 | 0.19 | 0.21 | 0.229 | 0.249 | 0.268 | 0.29 | 0.313 | 0.335 | 0.358 | 0.4 | 0.447 | 0.498 | 0.552 | 0.609 | 0.634 | 0.662 | 0.689 | 0.726 | 0.776 | 0.826 | 0.873 | 0.921 | 0.97 | 1.021
| Falling Short | Non-domestic | electricity | Hybrid (ASHP + Biofuel boiler) | Peak_ACS | GW | 0 | 0 | 0.014 | 0.035 | 0.043 | 0.043 | 0.044 | 0.044 | 0.044 | 0.045 | 0.045 | 0.046 | 0.047 | 0.047 | 0.047 | 0.047 | 0.036 | 0.025 | 0.017 | 0.012 | 0.015 | 0.021 | 0.027 | 0.033 | 0.04 | 0.046 | 0.053 | 0.06 | 0.067 | 0.075 | 0.084
| Falling Short | Non-domestic | electricity | Hybrid (ASHP + Electric resistive) | Peak_ACS | GW | 0 | 0 | 0 | 0.001 | 0.001 | 0.056 | 0.09 | 0.069 | 0.047 | 0.024 | 0.06 | 0.097 | 0.074 | 0.051 | 0.027 | 0.072 | 0.109 | 0.085 | 0.063 | 0.039 | 0.122 | 0.263 | 0.25 | 0.204 | 0.122 | 0.342 | 0.772 | 0.867 | 0.964 | 1.062 | 1.16
| Falling Short | Non-domestic | electricity | Hybrid (ASHP + Hydrogen boiler) | Peak_ACS | GW | 0 | 0 | 0 | 0 | 0 | 0 | 0 | 0 | 0 | 0 | 0 | 0 | 0 | 0 | 0 | 0 | 0 | 0 | 0 | 0 | 0 | 0 | 0 | 0 | 0 | 0 | 0 | 0 | 0 | 0 | 0
| Five Year Forecast | Non-domestic | electricity | ASHP | Peak_ACS | GW | 2020: 0.002; 2021: 0.097; 2022: 0.099; 2023: 0.175; 2024: 0.221; 2025: 0.28; 2026: 0.313; 2027: 0.436; 2028: 0.567
| Five Year Forecast | Non-domestic | electricity | DH | Peak_ACS | GW | 2020: 0.007; 2021: 0.019; 2022: 0.029; 2023: 0.062; 2024: 0.075; 2025: 0.091; 2026: 0.093; 2027: 0.148; 2028: 0.21
| Five Year Forecast | Non-domestic | electricity | Electric resistive | Peak_ACS | GW | 2020: 3.199; 2021: 3.723; 2022: 3.571; 2023: 3.186; 2024: 3.118; 2025: 3.022; 2026: 2.84; 2027: 2.675; 2028: 2.545
| Five Year Forecast | Non-domestic | electricity | Electric storage | Peak_ACS | GW | 2020: 0.007; 2021: 0.004; 2022: 0.005; 2023: 0.001; 2024: 0.001; 2025: 0.001; 2026: 0.001; 2027: 0.001; 2028: 0
| Five Year Forecast | Non-domestic | electricity | GSHP | Peak_ACS | GW | 2020: 0.004; 2021: 0.04; 2022: 0.041; 2023: 0.069; 2024: 0.088; 2025: 0.113; 2026: 0.133; 2027: 0.177; 2028: 0.226
| Five Year Forecast | Non-domestic | electricity | Hybrid (ASHP + Biofuel boiler) | Peak_ACS | GW | 2020: 0; 2021: 0; 2022: 0.001; 2023: 0.004; 2024: 0.007; 2025: 0.011; 2026: 0.018; 2027: 0.03; 2028: 0.045
| Five Year Forecast | Non-domestic | electricity | Hybrid (ASHP + Electric resistive) | Peak_ACS | GW | 2020: 0; 2021: 0; 2022: 0; 2023: 0; 2024: 0; 2025: 0.027; 2026: 0.049; 2027: 0.045; 2028: 0.034
| Five Year Forecast | Non-domestic | electricity | Hybrid (ASHP + Hydrogen boiler) | Peak_ACS | GW | 2020: 0; 2021: 0; 2022: 0; 2023: 0; 2024: 0; 2025: 0; 2026: 0; 2027: 0; 2028: 0
| Consumer Transformation | Domestic |  | Savings from Behaviour and Insulation | Cumulative Annual | TWh | 0 | 2.282 | 22.276 | 24.185 | 26.252 | 29.026 | 32.025 | 35.811 | 39.538 | 43.307 | 47.214 | 51.171 | 55.347 | 59.583 | 63.862 | 68.238 | 72.197 | 73.245 | 74.267 | 75.276 | 76.323 | 77.381 | 78.471 | 79.568 | 80.716 | 81.968 | 83.302 | 84.582 | 85.857 | 87.1 | 88.106
| Consumer Transformation | Domestic |  | Savings from Building Fabric - Existing and New Build | Cumulative Annual | TWh | 0 | 2.282 | 4.552 | 6.574 | 8.772 | 11.728 | 14.91 | 18.891 | 22.802 | 26.811 | 30.927 | 35.014 | 39.336 | 43.756 | 48.199 | 52.786 | 56.86 | 57.907 | 58.928 | 59.936 | 60.984 | 62.044 | 63.134 | 64.253 | 65.398 | 66.667 | 68.019 | 69.313 | 70.572 | 71.814 | 72.811
| System Transformation | Domestic |  | Savings from Behaviour and Insulation | Cumulative Annual | TWh | 0 | 2.282 | 4.454 | 6.246 | 8.276 | 10.529 | 13.511 | 16.828 | 20.299 | 23.802 | 27.496 | 31.262 | 35.151 | 39.043 | 42.934 | 46.859 | 50.564 | 51.139 | 51.691 | 52.238 | 52.779 | 53.282 | 53.78 | 54.279 | 54.771 | 55.256 | 55.808 | 56.386 | 56.975 | 57.581 | 58.226
| System Transformation | Domestic |  | Savings from Building Fabric - Existing and New Build | Cumulative Annual | TWh | 0 | 2.282 | 4.454 | 6.246 | 8.276 | 10.529 | 13.511 | 16.828 | 20.299 | 23.802 | 27.496 | 31.262 | 35.151 | 39.043 | 42.934 | 46.859 | 50.564 | 51.139 | 51.691 | 52.238 | 52.779 | 53.282 | 53.78 | 54.279 | 54.771 | 55.256 | 55.808 | 56.386 | 56.975 | 57.581 | 58.226
| Leading the Way | Domestic |  | Savings from Behaviour and Insulation | Cumulative Annual | TWh | 0 | 2.282 | 40.037 | 41.903 | 44.563 | 47.332 | 50.37 | 54.474 | 58.661 | 62.842 | 66.993 | 71.123 | 75.124 | 79.149 | 83.213 | 87.398 | 91.228 | 92.189 | 93.192 | 94.189 | 95.179 | 96.271 | 97.49 | 98.695 | 99.913 | 101.221 | 102.433 | 103.648 | 104.852 | 105.976 | 106.964
| Leading the Way | Domestic |  | Savings from Building Fabric - Existing and New Build | Cumulative Annual | TWh | 0 | 2.282 | 4.656 | 6.739 | 9.757 | 12.912 | 16.369 | 20.907 | 25.528 | 30.122 | 34.68 | 39.181 | 43.527 | 47.919 | 52.355 | 56.962 | 61.06 | 61.998 | 62.957 | 63.928 | 64.866 | 65.946 | 67.178 | 68.437 | 69.72 | 71.122 | 72.373 | 73.616 | 74.824 | 75.902 | 76.867
| Falling Short | Domestic |  | Savings from Behaviour and Insulation | Cumulative Annual | TWh | 0 | 2.282 | 1.887 | 1.491 | 1.096 | 0.701 | 0.306 | 0.47 | 0.634 | 0.798 | 0.962 | 1.127 | 1.571 | 2.014 | 2.458 | 2.902 | 3.345 | 3.787 | 4.227 | 4.666 | 5.104 | 5.54 | 5.977 | 6.413 | 6.85 | 7.301 | 7.774 | 8.266 | 8.772 | 9.296 | 9.824
| Falling Short | Domestic |  | Savings from Building Fabric - Existing and New Build | Cumulative Annual | TWh | 0 | 2.282 | 1.887 | 1.491 | 1.096 | 0.701 | 0.306 | 0.47 | 0.634 | 0.798 | 0.962 | 1.127 | 1.571 | 2.014 | 2.458 | 2.902 | 3.345 | 3.787 | 4.227 | 4.666 | 5.104 | 5.54 | 5.977 | 6.413 | 6.85 | 7.301 | 7.774 | 8.266 | 8.772 | 9.296 | 9.824
| Five Year Forecast | Domestic |  | Savings from Behaviour and Insulation | Cumulative Annual | TWh | 2020: 0; 2021: 2.282; 2022: 40.37; 2023: 41.956; 2024: 25.91; 2025: 9.749; 2026: 12.065; 2027: 14.468; 2028: 16.89
| Five Year Forecast | Domestic |  | Savings from Building Fabric - Existing and New Build | Cumulative Annual | TWh | 2020: 0; 2021: 2.282; 2022: 4.759; 2023: 6.386; 2024: 8.063; 2025: 9.749; 2026: 12.065; 2027: 14.468; 2028: 16.89
| Consumer Transformation | Domestic |  | ASHP | Annual | number | 169106 | 191265 | 201757 | 246501 | 326174 | 458464 | 663408 | 1000923 | 1481536 | 2033527 | 2571222 | 3077017 | 3580663 | 4077928 | 4566323 | 5077024 | 5583291 | 6081931 | 6562474 | 7042433 | 7527913 | 7942460 | 8163350 | 8239335 | 8216057 | 8168776 | 8142851 | 8101307 | 8080853 | 8108446 | 8152953
| Consumer Transformation | Domestic |  | Biofuel boiler | Annual | number | 0 | 2273 | 145513 | 194583 | 243008 | 293754 | 335581 | 371343 | 402406 | 429507 | 452633 | 472932 | 493471 | 514280 | 535445 | 557552 | 495175 | 471662 | 447645 | 421482 | 392907 | 376769 | 389143 | 402139 | 416408 | 430594 | 447288 | 484872 | 521417 | 556943 | 590801
| Consumer Transformation | Domestic |  | Biomass boiler | Annual | number | 0 | 890 | 5139 | 9146 | 13140 | 17129 | 20958 | 24365 | 27280 | 30466 | 35330 | 41761 | 46877 | 50489 | 52579 | 54558 | 54747 | 51917 | 49710 | 49815 | 53685 | 58502 | 64166 | 70936 | 78121 | 82810 | 87552 | 93780 | 101410 | 110560 | 119779
| Consumer Transformation | Domestic |  | Biomass CHP | Annual | number | 0 | 0 | 0 | 0 | 0 | 0 | 0 | 0 | 0 | 0 | 0 | 0 | 0 | 0 | 0 | 0 | 0 | 0 | 0 | 0 | 0 | 0 | 0 | 0 | 0 | 0 | 0 | 0 | 0 | 0 | 0
| Consumer Transformation | Domestic |  | Community | Annual | number | 205837 | 209927 | 189165 | 183465 | 177185 | 170042 | 162083 | 153667 | 144496 | 134626 | 124117 | 113150 | 102199 | 91261 | 80336 | 69422 | 67444 | 60045 | 52464 | 45018 | 37783 | 31411 | 26104 | 21553 | 17700 | 14487 | 11731 | 8960 | 6175 | 3378 | 569
| Consumer Transformation | Domestic |  | DH | Annual | number | 514006 | 535661 | 534573 | 547615 | 562030 | 579081 | 595305 | 618089 | 658920 | 714848 | 790029 | 888356 | 1014482 | 1170163 | 1350818 | 1689545 | 2090501 | 2481774 | 2876423 | 3275378 | 3672263 | 4072071 | 4456088 | 4815413 | 5127693 | 5377841 | 5589733 | 5782626 | 5960118 | 6150954 | 6222293
| Consumer Transformation | Domestic |  | Electric resistive | Annual | number | 690372 | 699254 | 680581 | 673603 | 664707 | 653311 | 639237 | 626982 | 615162 | 603486 | 591563 | 579173 | 566310 | 552904 | 538850 | 524026 | 511612 | 502146 | 490493 | 477761 | 464232 | 451577 | 436048 | 417831 | 397519 | 375719 | 352763 | 330113 | 307811 | 286023 | 264818
| Consumer Transformation | Domestic |  | Electric storage | Annual | number | 1665207 | 1659057 | 1642177 | 1629351 | 1612666 | 1590706 | 1560397 | 1558084 | 1555550 | 1552451 | 1548589 | 1543253 | 1539370 | 1536910 | 1535790 | 1536016 | 1546272 | 1563730 | 1574786 | 1584097 | 1592009 | 1605299 | 1607837 | 1603256 | 1592287 | 1574689 | 1551656 | 1534667 | 1515835 | 1495224 | 1472812
| Consumer Transformation | Domestic |  | Gas boiler | Annual | number | 23939318 | 23993139 | 24105873 | 24180626 | 24209384 | 24169079 | 24051275 | 23758128 | 23228402 | 22429886 | 21404602 | 20264581 | 19101503 | 17919065 | 16720986 | 15158290 | 13521731 | 11895300 | 10268980 | 8643350 | 7018373 | 5475885 | 4173077 | 3106848 | 2309410 | 1738740 | 1282806 | 849929 | 436413 | 38537 | 5279
| Consumer Transformation | Domestic |  | Gas CHP | Annual | number | 0 | 0 | 0 | 0 | 0 | 0 | 0 | 0 | 0 | 0 | 0 | 0 | 0 | 0 | 0 | 0 | 0 | 0 | 0 | 0 | 0 | 0 | 0 | 0 | 0 | 0 | 0 | 0 | 0 | 0 | 0
| Consumer Transformation | Domestic |  | GSHP | Annual | number | 51859 | 61519 | 89020 | 112650 | 156772 | 219205 | 295168 | 362146 | 468955 | 715430 | 1133996 | 1626727 | 2105346 | 2568853 | 3019087 | 3488393 | 3961714 | 4438392 | 4912683 | 5385136 | 5857541 | 6294848 | 6712622 | 7116522 | 7480564 | 7808490 | 8104101 | 8390558 | 8650937 | 8809947 | 8835201
| Consumer Transformation | Domestic |  | Hybrid (ASHP + Biofuel boiler) | Annual | number | 0 | 403 | 5199 | 5695 | 7707 | 12764 | 24045 | 36354 | 51000 | 67141 | 84221 | 102452 | 120726 | 139103 | 157599 | 177180 | 197991 | 213494 | 234785 | 255510 | 276221 | 296843 | 317102 | 337786 | 359736 | 381748 | 406857 | 431964 | 456854 | 481563 | 505031
| Consumer Transformation | Domestic |  | Hybrid (ASHP + Electric resistive) | Annual | number | 0 | 1597 | 13314 | 16883 | 24388 | 39340 | 68537 | 112554 | 196993 | 328332 | 513432 | 750970 | 999873 | 1260092 | 1533244 | 1976513 | 2421344 | 2856849 | 3301974 | 3744839 | 4185377 | 4618007 | 5020811 | 5375978 | 5652416 | 5833298 | 5948530 | 6055956 | 6165996 | 6301551 | 6305441
| Consumer Transformation | Domestic |  | Hybrid (ASHP + Hydrogen boiler) | Annual | number | 0 | 0 | 0 | 0 | 0 | 0 | 0 | 0 | 0 | 0 | 0 | 0 | 0 | 0 | 0 | 0 | 0 | 0 | 0 | 0 | 0 | 0 | 0 | 0 | 0 | 0 | 0 | 0 | 0 | 0 | 0
| Consumer Transformation | Domestic |  | Hydrogen boiler | Annual | number | 0 | 0 | 0 | 0 | 0 | 0 | 0 | 0 | 0 | 0 | 0 | 0 | 0 | 0 | 0 | 0 | 0 | 0 | 0 | 0 | 0 | 0 | 0 | 0 | 0 | 0 | 0 | 0 | 0 | 0 | 0
| Consumer Transformation | Domestic |  | Oil boiler | Annual | number | 1526332 | 1520438 | 1397284 | 1333257 | 1259996 | 1178058 | 1088717 | 1005858 | 921572 | 836350 | 750097 | 663238 | 576568 | 490119 | 403891 | 310210 | 290684 | 249047 | 217648 | 189023 | 159319 | 137730 | 118834 | 101365 | 84831 | 69329 | 54432 | 39347 | 24041 | 8513 | 439
| System Transformation | Domestic |  | ASHP | Annual | number | 169106 | 191265 | 210752 | 242388 | 292668 | 348400 | 425577 | 496972 | 574682 | 649210 | 725111 | 796961 | 845700 | 896725 | 950925 | 1022648 | 1124236 | 1207355 | 1292396 | 1380170 | 1470552 | 1578341 | 1687271 | 1838360 | 2057453 | 2353281 | 2681921 | 3029882 | 3380020 | 3728430 | 4057670
| System Transformation | Domestic |  | Biofuel boiler | Annual | number | 0 | 2273 | 58940 | 96751 | 135847 | 173544 | 210452 | 242193 | 269483 | 293658 | 315737 | 333796 | 351846 | 369991 | 388233 | 406161 | 410959 | 407996 | 399663 | 389299 | 379699 | 373564 | 387616 | 408250 | 434097 | 464428 | 501295 | 529875 | 559313 | 589573 | 620527
| System Transformation | Domestic |  | Biomass boiler | Annual | number | 0 | 890 | 3230 | 5819 | 8400 | 11001 | 13602 | 16220 | 18842 | 21504 | 24398 | 26603 | 28282 | 29697 | 31029 | 33032 | 33897 | 32745 | 32559 | 33758 | 37330 | 41522 | 45700 | 49768 | 53663 | 57337 | 62044 | 67366 | 73042 | 78912 | 84131
| System Transformation | Domestic |  | Biomass CHP | Annual | number | 0 | 0 | 0 | 0 | 0 | 0 | 0 | 0 | 0 | 0 | 0 | 0 | 0 | 0 | 0 | 0 | 0 | 0 | 0 | 0 | 0 | 0 | 0 | 0 | 0 | 0 | 0 | 0 | 0 | 0 | 0
| System Transformation | Domestic |  | Community | Annual | number | 205837 | 209927 | 206715 | 204195 | 197567 | 190469 | 181979 | 174059 | 165101 | 155901 | 145983 | 135038 | 124106 | 113184 | 102271 | 91367 | 80428 | 67229 | 56699 | 49468 | 42506 | 35780 | 29978 | 24956 | 20530 | 16629 | 13851 | 11061 | 8261 | 5451 | 2633
| System Transformation | Domestic |  | DH | Annual | number | 514006 | 535661 | 543402 | 558975 | 576033 | 594376 | 611686 | 631208 | 654154 | 680417 | 711606 | 739620 | 778074 | 828101 | 891382 | 1042486 | 1346247 | 1648830 | 1958532 | 2277001 | 2595313 | 2913559 | 3268392 | 3604368 | 3913011 | 4186002 | 4444202 | 4685872 | 4913274 | 5124553 | 5244411
| System Transformation | Domestic |  | Electric resistive | Annual | number | 690372 | 699254 | 688703 | 686094 | 681388 | 675289 | 665922 | 659108 | 651956 | 645463 | 638632 | 620685 | 602375 | 583649 | 564438 | 544697 | 524343 | 495677 | 467507 | 439968 | 413157 | 387449 | 361761 | 336005 | 310114 | 284054 | 269343 | 254850 | 240595 | 226660 | 213085
| System Transformation | Domestic |  | Electric storage | Annual | number | 1665207 | 1659057 | 1661342 | 1655059 | 1643469 | 1629055 | 1605393 | 1589094 | 1571443 | 1555483 | 1538274 | 1493188 | 1448624 | 1404538 | 1360890 | 1317685 | 1271062 | 1203105 | 1136353 | 1070809 | 1006885 | 945751 | 884823 | 823988 | 763327 | 703031 | 672133 | 640841 | 609207 | 577222 | 544854
| System Transformation | Domestic |  | Gas boiler | Annual | number | 23939318 | 23993139 | 24078103 | 24139903 | 24195995 | 24250252 | 24296013 | 24312545 | 24324652 | 24334480 | 24333806 | 23556717 | 22719746 | 21878767 | 21031243 | 19634959 | 18015125 | 16362254 | 14709028 | 13056228 | 11403947 | 9752614 | 8140246 | 6530607 | 4925530 | 3329666 | 2510818 | 1751846 | 996879 | 248454 | 48787
| System Transformation | Domestic |  | Gas CHP | Annual | number | 0 | 0 | 0 | 0 | 0 | 0 | 0 | 0 | 0 | 0 | 0 | 0 | 0 | 0 | 0 | 0 | 0 | 0 | 0 | 0 | 0 | 0 | 0 | 0 | 0 | 0 | 0 | 0 | 0 | 0 | 0
| System Transformation | Domestic |  | GSHP | Annual | number | 51859 | 61519 | 81886 | 99697 | 124989 | 153006 | 199010 | 254242 | 315754 | 379173 | 447827 | 510521 | 545896 | 578523 | 608957 | 643392 | 678082 | 712009 | 746257 | 780825 | 815860 | 831714 | 845168 | 863000 | 886790 | 919965 | 959970 | 978915 | 1001749 | 1028757 | 1058774
| System Transformation | Domestic |  | Hybrid (ASHP + Biofuel boiler) | Annual | number | 0 | 403 | 3504 | 7085 | 12327 | 19128 | 28044 | 37532 | 48625 | 60721 | 73802 | 85956 | 98359 | 110911 | 123615 | 138938 | 154375 | 167353 | 179354 | 189930 | 198947 | 210453 | 219175 | 225850 | 230508 | 233611 | 237775 | 242557 | 247231 | 251760 | 253099
| System Transformation | Domestic |  | Hybrid (ASHP + Electric resistive) | Annual | number | 0 | 1597 | 13015 | 25025 | 40635 | 59508 | 83628 | 106034 | 131249 | 156606 | 183353 | 206045 | 229165 | 252703 | 276987 | 308405 | 361460 | 399807 | 438217 | 476255 | 514061 | 560770 | 604325 | 658697 | 732780 | 850519 | 1038511 | 1234814 | 1442566 | 1664999 | 1897117
| System Transformation | Domestic |  | Hybrid (ASHP + Hydrogen boiler) | Annual | number | 0 | 0 | 0 | 0 | 0 | 0 | 0 | 0 | 0 | 0 | 0 | 10317 | 21959 | 35665 | 51975 | 82792 | 550269 | 1032766 | 1532492 | 2045303 | 2569785 | 3103821 | 3655923 | 4199358 | 4707324 | 5161044 | 5561484 | 5945756 | 6320008 | 6683160 | 7022658
| System Transformation | Domestic |  | Hydrogen boiler | Annual | number | 0 | 0 | 0 | 0 | 0 | 0 | 0 | 0 | 0 | 0 | 0 | 833764 | 1765731 | 2687996 | 3599042 | 4935232 | 5837345 | 6823011 | 7777549 | 8700867 | 9602139 | 10472209 | 11228553 | 11942639 | 12614698 | 13232267 | 12977093 | 12695415 | 12415574 | 12138512 | 11427149
| System Transformation | Domestic |  | Oil boiler | Annual | number | 1526332 | 1520438 | 1460002 | 1412384 | 1347837 | 1276904 | 1183407 | 1109284 | 1026329 | 946436 | 861301 | 774399 | 687499 | 600663 | 513878 | 416822 | 354541 | 305985 | 263268 | 223745 | 187197 | 153584 | 125952 | 102789 | 82563 | 64307 | 49453 | 34598 | 19678 | 4707 | 8
| Leading the Way | Domestic |  | ASHP | Annual | number | 169106 | 191265 | 203474 | 280791 | 406869 | 614168 | 923625 | 1413262 | 2049024 | 2788837 | 3592208 | 4411311 | 5138624 | 5821286 | 6489783 | 7039024 | 7404216 | 7768148 | 7829234 | 7822933 | 7644461 | 7437696 | 7036326 | 6659495 | 6454212 | 6298110 | 6171678 | 6090077 | 6046132 | 6030371 | 6024638
| Leading the Way | Domestic |  | Biofuel boiler | Annual | number | 0 | 2273 | 144236 | 179968 | 215608 | 250750 | 289541 | 324887 | 356494 | 383092 | 406125 | 426902 | 446755 | 466772 | 487285 | 508371 | 477418 | 478315 | 487585 | 491162 | 489572 | 486934 | 537054 | 592285 | 651760 | 715604 | 781730 | 849248 | 916352 | 982724 | 1048298
| Leading the Way | Domestic |  | Biomass boiler | Annual | number | 0 | 890 | 5102 | 8545 | 11785 | 14492 | 17214 | 19422 | 21586 | 24929 | 29759 | 36244 | 41669 | 46081 | 49472 | 53158 | 54423 | 59847 | 65692 | 72939 | 81237 | 91388 | 105538 | 124523 | 146809 | 173981 | 208861 | 251259 | 306408 | 379036 | 474168
| Leading the Way | Domestic |  | Biomass CHP | Annual | number | 0 | 0 | 0 | 0 | 0 | 0 | 0 | 0 | 0 | 0 | 0 | 0 | 0 | 0 | 0 | 0 | 0 | 0 | 0 | 0 | 0 | 0 | 0 | 0 | 0 | 0 | 0 | 0 | 0 | 0 | 0
| Leading the Way | Domestic |  | Community | Annual | number | 205837 | 209927 | 188646 | 183858 | 178626 | 173409 | 168003 | 161503 | 153539 | 142876 | 131043 | 118284 | 105586 | 92904 | 80115 | 68071 | 66241 | 58770 | 51495 | 44655 | 38202 | 31472 | 25743 | 20827 | 17204 | 14046 | 11293 | 8658 | 6022 | 3360 | 700
| Leading the Way | Domestic |  | DH | Annual | number | 514006 | 535661 | 540536 | 555115 | 570768 | 587404 | 602550 | 627406 | 677431 | 740511 | 826237 | 934471 | 1065918 | 1219994 | 1398935 | 1694920 | 2026168 | 2344818 | 2652596 | 2964786 | 3272630 | 3593560 | 3890938 | 4154072 | 4382600 | 4571034 | 4723270 | 4867961 | 5012310 | 5146595 | 5176602
| Leading the Way | Domestic |  | Electric resistive | Annual | number | 690372 | 699254 | 682812 | 678367 | 671845 | 664485 | 657216 | 650128 | 642503 | 631929 | 613462 | 594074 | 572357 | 550062 | 527497 | 505282 | 489029 | 466375 | 445046 | 425873 | 408158 | 389415 | 370657 | 351256 | 332848 | 321363 | 309940 | 301056 | 292700 | 284328 | 276539
| Leading the Way | Domestic |  | Electric storage | Annual | number | 1665207 | 1659057 | 1646454 | 1637320 | 1622986 | 1606900 | 1593017 | 1603329 | 1611206 | 1611451 | 1593792 | 1573048 | 1548891 | 1525222 | 1502545 | 1483105 | 1481447 | 1468558 | 1458114 | 1451202 | 1445645 | 1435033 | 1426409 | 1416474 | 1408928 | 1416658 | 1424942 | 1437133 | 1448747 | 1458734 | 1468141
| Leading the Way | Domestic |  | Gas boiler | Annual | number | 23939318 | 23993139 | 24090571 | 24138499 | 24133931 | 24026786 | 23812362 | 23341850 | 22616351 | 21384652 | 19933287 | 18324464 | 16720013 | 15103375 | 13444752 | 11659987 | 10018101 | 8399385 | 7106639 | 5869910 | 4825705 | 3788819 | 2988021 | 2300335 | 1812046 | 1389952 | 1011766 | 668274 | 340567 | 25740 | 34
| Leading the Way | Domestic |  | Gas CHP | Annual | number | 0 | 0 | 0 | 0 | 0 | 0 | 0 | 0 | 0 | 0 | 0 | 0 | 0 | 0 | 0 | 0 | 0 | 0 | 0 | 0 | 0 | 0 | 0 | 0 | 0 | 0 | 0 | 0 | 0 | 0 | 0
| Leading the Way | Domestic |  | GSHP | Annual | number | 51859 | 61519 | 106447 | 118280 | 136841 | 171258 | 213095 | 296048 | 467143 | 746739 | 1153858 | 1639681 | 2112813 | 2584766 | 3062449 | 3500018 | 3875573 | 4247219 | 4605610 | 4969095 | 5329342 | 5664831 | 5965359 | 6190821 | 6421666 | 6619173 | 6840246 | 7026232 | 7122221 | 7158529 | 7115109
| Leading the Way | Domestic |  | Hybrid (ASHP + Biofuel boiler) | Annual | number | 0 | 403 | 1499 | 3229 | 5955 | 9291 | 13337 | 19821 | 29319 | 42663 | 58916 | 77491 | 97329 | 117667 | 138505 | 158971 | 175203 | 189074 | 197566 | 203730 | 208734 | 222082 | 234611 | 247442 | 259344 | 270925 | 282032 | 292100 | 301731 | 311267 | 318861
| Leading the Way | Domestic |  | Hybrid (ASHP + Electric resistive) | Annual | number | 0 | 1597 | 5736 | 8855 | 15494 | 24415 | 33150 | 48195 | 75849 | 125317 | 209215 | 337064 | 533697 | 762610 | 1015720 | 1381528 | 1723164 | 2057591 | 2373382 | 2686817 | 2992535 | 3321996 | 3631071 | 3916415 | 4161083 | 4357195 | 4503138 | 4595382 | 4690238 | 4790313 | 4781863
| Leading the Way | Domestic |  | Hybrid (ASHP + Hydrogen boiler) | Annual | number | 0 | 0 | 0 | 0 | 0 | 0 | 0 | 0 | 0 | 11768 | 45114 | 113690 | 216779 | 332934 | 459645 | 636595 | 819468 | 1002039 | 1179758 | 1360640 | 1540611 | 1724788 | 1901221 | 2070756 | 2219880 | 2339710 | 2418211 | 2469314 | 2520277 | 2566426 | 2568800
| Leading the Way | Domestic |  | Hydrogen boiler | Annual | number | 0 | 0 | 0 | 0 | 0 | 0 | 0 | 0 | 0 | 284508 | 557129 | 803214 | 1026440 | 1239739 | 1445193 | 1646641 | 1860319 | 2093151 | 2319574 | 2546723 | 2770541 | 2996391 | 3214561 | 3424313 | 3340091 | 3259222 | 3197659 | 3165898 | 3156849 | 3161249 | 3175966
| Leading the Way | Domestic |  | Oil boiler | Annual | number | 1526332 | 1520438 | 1394083 | 1340549 | 1286446 | 1237575 | 1181603 | 1122641 | 1051825 | 956779 | 849685 | 733671 | 620518 | 507758 | 393051 | 283055 | 264119 | 217760 | 194923 | 172909 | 152167 | 131299 | 111975 | 94249 | 78573 | 63849 | 49837 | 35788 | 21607 | 7268 | 0
| Falling Short | Domestic |  | ASHP | Annual | number | 169106 | 191265 | 221811 | 258675 | 301102 | 336903 | 421309 | 547120 | 673920 | 856117 | 1061847 | 1251863 | 1475888 | 1711734 | 1965431 | 2241853 | 2558676 | 2896479 | 3244594 | 3614440 | 4007689 | 4379042 | 4710093 | 5017826 | 5307319 | 5586199 | 5859012 | 6167021 | 6525722 | 6932771 | 7372903
| Falling Short | Domestic |  | Biofuel boiler | Annual | number | 0 | 2273 | 37331 | 46985 | 53484 | 58818 | 68214 | 77981 | 88028 | 98401 | 108612 | 118656 | 127109 | 134761 | 142175 | 149590 | 135512 | 128037 | 126192 | 127704 | 131398 | 135264 | 138660 | 141812 | 145346 | 149514 | 154177 | 173138 | 193060 | 213837 | 235210
| Falling Short | Domestic |  | Biomass boiler | Annual | number | 0 | 890 | 1847 | 2798 | 3749 | 4698 | 5959 | 7412 | 9037 | 10803 | 12663 | 14543 | 16507 | 18570 | 20733 | 22998 | 24559 | 26100 | 27688 | 29319 | 30956 | 32285 | 33429 | 34400 | 35242 | 36006 | 36750 | 37403 | 37903 | 38190 | 38243
| Falling Short | Domestic |  | Biomass CHP | Annual | number | 0 | 0 | 0 | 0 | 0 | 0 | 0 | 0 | 0 | 0 | 0 | 0 | 0 | 0 | 0 | 0 | 0 | 0 | 0 | 0 | 0 | 0 | 0 | 0 | 0 | 0 | 0 | 0 | 0 | 0 | 0
| Falling Short | Domestic |  | Community | Annual | number | 205837 | 209927 | 205114 | 204805 | 204622 | 204512 | 204440 | 204352 | 204241 | 204091 | 203864 | 203498 | 203115 | 202718 | 202307 | 201880 | 201628 | 201675 | 201457 | 201073 | 200548 | 199912 | 199376 | 198933 | 198578 | 198352 | 198315 | 198303 | 198309 | 198336 | 198381
| Falling Short | Domestic |  | DH | Annual | number | 514006 | 535661 | 577916 | 619769 | 660796 | 700333 | 730500 | 761437 | 794946 | 832420 | 875487 | 926324 | 985653 | 1056437 | 1140636 | 1239409 | 1340688 | 1429200 | 1526114 | 1633254 | 1752840 | 1896466 | 2040351 | 2190431 | 2347042 | 2510163 | 2677457 | 2881639 | 3126954 | 3416636 | 3735670
| Falling Short | Domestic |  | Electric resistive | Annual | number | 690372 | 699254 | 686064 | 682025 | 676759 | 669794 | 659790 | 649602 | 639156 | 628242 | 616647 | 604156 | 592341 | 581159 | 570539 | 560498 | 552179 | 545407 | 539151 | 533759 | 529611 | 528142 | 527230 | 526979 | 527584 | 529248 | 532183 | 534541 | 536368 | 537746 | 538659
| Falling Short | Domestic |  | Electric storage | Annual | number | 1665207 | 1659057 | 1653743 | 1644320 | 1632930 | 1619542 | 1596269 | 1572175 | 1547205 | 1520990 | 1493337 | 1464188 | 1435057 | 1405946 | 1376866 | 1347791 | 1322508 | 1300422 | 1279445 | 1259783 | 1241489 | 1232478 | 1224925 | 1218866 | 1214726 | 1212707 | 1212885 | 1213243 | 1213787 | 1214534 | 1215491
| Falling Short | Domestic |  | Gas boiler | Annual | number | 23939318 | 23993139 | 24070226 | 24130035 | 24188961 | 24246933 | 24285406 | 24271459 | 24240202 | 24188704 | 24116752 | 24024046 | 23868010 | 23679783 | 23451544 | 23177296 | 22785205 | 22366382 | 21880117 | 21310115 | 20671509 | 19973810 | 19318144 | 18665686 | 18018557 | 17376387 | 16740157 | 16032467 | 15098064 | 14038227 | 12879016
| Falling Short | Domestic |  | Gas CHP | Annual | number | 0 | 0 | 0 | 0 | 0 | 0 | 0 | 0 | 0 | 0 | 0 | 0 | 0 | 0 | 0 | 0 | 0 | 0 | 0 | 0 | 0 | 0 | 0 | 0 | 0 | 0 | 0 | 0 | 0 | 0 | 0
| Falling Short | Domestic |  | GSHP | Annual | number | 51859 | 61519 | 86330 | 105942 | 128586 | 148496 | 169106 | 207898 | 238696 | 282412 | 330200 | 373191 | 430573 | 489523 | 550315 | 613089 | 700913 | 788722 | 911473 | 1077455 | 1266700 | 1470317 | 1673216 | 1883508 | 2098610 | 2315765 | 2537664 | 2758336 | 3117751 | 3512540 | 3941553
| Falling Short | Domestic |  | Hybrid (ASHP + Biofuel boiler) | Annual | number | 0 | 403 | 857 | 1424 | 2167 | 3008 | 6857 | 11186 | 15754 | 22488 | 31795 | 43142 | 54606 | 66176 | 77849 | 89586 | 100994 | 112997 | 125579 | 138721 | 152325 | 167802 | 182338 | 195597 | 206935 | 215422 | 220619 | 229545 | 238403 | 247178 | 255950
| Falling Short | Domestic |  | Hybrid (ASHP + Electric resistive) | Annual | number | 0 | 1597 | 3414 | 5658 | 8649 | 11976 | 23327 | 36249 | 50025 | 71406 | 101683 | 140244 | 181890 | 227985 | 279244 | 336223 | 420153 | 512769 | 616643 | 732479 | 859798 | 994972 | 1117235 | 1233851 | 1342224 | 1439715 | 1523274 | 1597393 | 1675212 | 1755258 | 1839196
| Falling Short | Domestic |  | Hybrid (ASHP + Hydrogen boiler) | Annual | number | 0 | 0 | 0 | 0 | 0 | 0 | 0 | 0 | 0 | 0 | 0 | 0 | 0 | 0 | 0 | 0 | 0 | 0 | 0 | 0 | 0 | 0 | 0 | 0 | 0 | 0 | 0 | 0 | 0 | 0 | 0
| Falling Short | Domestic |  | Hydrogen boiler | Annual | number | 0 | 0 | 0 | 0 | 0 | 0 | 0 | 0 | 0 | 0 | 0 | 0 | 0 | 0 | 0 | 0 | 0 | 0 | 0 | 0 | 0 | 0 | 0 | 0 | 0 | 0 | 0 | 0 | 0 | 0 | 0
| Falling Short | Domestic |  | Oil boiler | Annual | number | 1526332 | 1520438 | 1447944 | 1413940 | 1388347 | 1368922 | 1326536 | 1272620 | 1206061 | 1129975 | 1046944 | 959758 | 876639 | 796377 | 717310 | 638515 | 599492 | 558098 | 511613 | 455743 | 392760 | 350914 | 320186 | 301073 | 290577 | 287041 | 287807 | 281050 | 266323 | 246385 | 225146
| Five Year Forecast | Domestic |  | ASHP | Annual | number | 2020: 169106; 2021: 191265; 2022: 214938; 2023: 244197; 2024: 276528; 2025: 311295; 2026: 381768; 2027: 458583; 2028: 540490
| Five Year Forecast | Domestic |  | Biofuel boiler | Annual | number | 2020: 0; 2021: 2273; 2022: 7105; 2023: 15236; 2024: 27399; 2025: 44906; 2026: 73008; 2027: 93395; 2028: 106639
| Five Year Forecast | Domestic |  | Biomass boiler | Annual | number | 2020: 0; 2021: 890; 2022: 7598; 2023: 11380; 2024: 15136; 2025: 18860; 2026: 22570; 2027: 26263; 2028: 29960
| Five Year Forecast | Domestic |  | Biomass CHP | Annual | number | 2020: 0; 2021: 0; 2022: 0; 2023: 0; 2024: 0; 2025: 0; 2026: 0; 2027: 0; 2028: 0
| Five Year Forecast | Domestic |  | Community | Annual | number | 2020: 205837; 2021: 209927; 2022: 214798; 2023: 219643; 2024: 224455; 2025: 229220; 2026: 229035; 2027: 228820; 2028: 228179
| Five Year Forecast | Domestic |  | DH | Annual | number | 2020: 514006; 2021: 535661; 2022: 561002; 2023: 587899; 2024: 616348; 2025: 646634; 2026: 675270; 2027: 701971; 2028: 727515
| Five Year Forecast | Domestic |  | Electric resistive | Annual | number | 2020: 690372; 2021: 699254; 2022: 706226; 2023: 707286; 2024: 705408; 2025: 701087; 2026: 684008; 2027: 663936; 2028: 643930
| Five Year Forecast | Domestic |  | Electric storage | Annual | number | 2020: 1665207; 2021: 1659057; 2022: 1647467; 2023: 1626914; 2024: 1604384; 2025: 1580243; 2026: 1575769; 2027: 1564891; 2028: 1553309
| Five Year Forecast | Domestic |  | Gas boiler | Annual | number | 2020: 23939318; 2021: 23993139; 2022: 24042578; 2023: 24089996; 2024: 24136348; 2025: 24180768; 2026: 24156882; 2027: 24133080; 2028: 24108083
| Five Year Forecast | Domestic |  | Gas CHP | Annual | number | 2020: 0; 2021: 0; 2022: 0; 2023: 0; 2024: 0; 2025: 0; 2026: 0; 2027: 0; 2028: 0
| Five Year Forecast | Domestic |  | GSHP | Annual | number | 2020: 51859; 2021: 61519; 2022: 73142; 2023: 87917; 2024: 100930; 2025: 115479; 2026: 161959; 2027: 214644; 2028: 266946
| Five Year Forecast | Domestic |  | Hybrid (ASHP + Biofuel boiler) | Annual | number | 2020: 0; 2021: 403; 2022: 4015; 2023: 7559; 2024: 12155; 2025: 17791; 2026: 21552; 2027: 26215; 2028: 30655
| Five Year Forecast | Domestic |  | Hybrid (ASHP + Electric resistive) | Annual | number | 2020: 0; 2021: 1597; 2022: 17180; 2023: 32757; 2024: 51696; 2025: 73286; 2026: 89609; 2027: 112575; 2028: 140630
| Five Year Forecast | Domestic |  | Hybrid (ASHP + Hydrogen boiler) | Annual | number | 2020: 0; 2021: 0; 2022: 0; 2023: 0; 2024: 0; 2025: 0; 2026: 0; 2027: 0; 2028: 0
| Five Year Forecast | Domestic |  | Hydrogen boiler | Annual | number | 2020: 0; 2021: 0; 2022: 0; 2023: 0; 2024: 0; 2025: 0; 2026: 0; 2027: 0; 2028: 0
| Five Year Forecast | Domestic |  | Oil boiler | Annual | number | 2020: 1526332; 2021: 1520438; 2022: 1513563; 2023: 1502606; 2024: 1486381; 2025: 1461379; 2026: 1433298; 2027: 1404132; 2028: 1375951
| Consumer Transformation | Non-domestic |  | ASHP | Annual | number | 648 | 3382 | 13601 | 24313 | 38201 | 52738 | 67535 | 86464 | 105278 | 124065 | 142831 | 161583 | 180591 | 199796 | 218912 | 237834 | 253031 | 267571 | 278693 | 287001 | 295864 | 306024 | 314548 | 323911 | 333578 | 342908 | 351727 | 361628 | 371317 | 381055 | 390878
| Consumer Transformation | Non-domestic |  | Biofuel boiler | Annual | number | 0 | 1 | 3529 | 5029 | 6551 | 8087 | 9598 | 11042 | 12421 | 13750 | 15034 | 16268 | 17658 | 19196 | 20786 | 22407 | 22383 | 22539 | 22855 | 23100 | 23299 | 23586 | 23897 | 24328 | 24851 | 25452 | 26112 | 26627 | 26991 | 27295 | 27563
| Consumer Transformation | Non-domestic |  | Biomass boiler | Annual | number | 15342 | 14270 | 13261 | 12241 | 11221 | 10201 | 9270 | 8879 | 8539 | 8190 | 7840 | 7489 | 7137 | 6787 | 6484 | 6730 | 7762 | 9055 | 10219 | 11350 | 12458 | 13575 | 14229 | 14925 | 15674 | 16785 | 17903 | 18996 | 20168 | 21260 | 21922
| Consumer Transformation | Non-domestic |  | Biomass CHP | Annual | number | 0 | 0 | 0 | 0 | 0 | 0 | 0 | 3 | 563 | 1238 | 1912 | 2582 | 3251 | 3867 | 4083 | 4108 | 4120 | 4130 | 4154 | 4234 | 4470 | 5102 | 5794 | 5985 | 6084 | 6188 | 6305 | 6406 | 6550 | 7088 | 7817
| Consumer Transformation | Non-domestic |  | Community | Annual | number | 1390 | 3801 | 3563 | 4611 | 5667 | 6723 | 7739 | 8596 | 9319 | 10003 | 10677 | 11347 | 12017 | 12695 | 13426 | 14239 | 14554 | 14415 | 14149 | 13826 | 13472 | 13214 | 13137 | 13227 | 13371 | 13535 | 13710 | 13876 | 14025 | 14122 | 14146
| Consumer Transformation | Non-domestic |  | DH | Annual | number | 0 | 793 | 9359 | 13537 | 18146 | 24778 | 32510 | 40762 | 48963 | 57015 | 64890 | 72577 | 80735 | 89374 | 98315 | 107617 | 114160 | 121476 | 128767 | 135175 | 139530 | 143023 | 144901 | 147606 | 151050 | 154677 | 158533 | 162092 | 165173 | 167975 | 170397
| Consumer Transformation | Non-domestic |  | Electric resistive | Annual | number | 397344 | 394029 | 377669 | 363516 | 347632 | 330238 | 312325 | 294572 | 277007 | 259625 | 242438 | 225431 | 206797 | 186347 | 165582 | 144610 | 131071 | 120360 | 110439 | 101787 | 94227 | 87095 | 79852 | 72497 | 65036 | 57453 | 49741 | 43210 | 38010 | 33090 | 28369
| Consumer Transformation | Non-domestic |  | Electric storage | Annual | number | 0 | 1859 | 0 | 0 | 6 | 56 | 193 | 461 | 771 | 1117 | 1483 | 1864 | 2540 | 3980 | 6027 | 8761 | 13278 | 17780 | 21951 | 25885 | 29791 | 33701 | 36222 | 39136 | 42337 | 45521 | 48754 | 51770 | 54118 | 55942 | 57204
| Consumer Transformation | Non-domestic |  | Gas boiler | Annual | number | 354036 | 359309 | 371518 | 374848 | 370061 | 362520 | 353389 | 336249 | 318816 | 301243 | 283589 | 265893 | 248112 | 230127 | 211949 | 192959 | 163663 | 132452 | 106267 | 87803 | 71944 | 57586 | 51204 | 45107 | 39148 | 33266 | 27425 | 21669 | 16116 | 10756 | 6210
| Consumer Transformation | Non-domestic |  | Gas CHP | Annual | number | 23996 | 22319 | 20742 | 19147 | 17551 | 15956 | 14360 | 12764 | 11169 | 9573 | 7978 | 6382 | 4787 | 3191 | 1596 | 0 | 0 | 0 | 0 | 0 | 0 | 0 | 0 | 0 | 0 | 0 | 0 | 0 | 0 | 0 | 0
| Consumer Transformation | Non-domestic |  | GSHP | Annual | number | 2002 | 3636 | 10172 | 18496 | 29854 | 41955 | 54515 | 70028 | 85511 | 101049 | 116660 | 132330 | 148264 | 164409 | 180523 | 196481 | 216943 | 237955 | 258236 | 277248 | 294947 | 308479 | 319971 | 328745 | 335667 | 342468 | 349580 | 354536 | 359544 | 364544 | 369458
| Consumer Transformation | Non-domestic |  | Hybrid (ASHP + Biofuel boiler) | Annual | number | 0 | 0 | 1583 | 2747 | 4015 | 5349 | 6717 | 8042 | 9328 | 10597 | 11861 | 13126 | 14463 | 15904 | 17367 | 18840 | 19891 | 20565 | 21051 | 21404 | 21665 | 22161 | 22642 | 23183 | 23752 | 24334 | 24909 | 25448 | 25879 | 26283 | 26673
| Consumer Transformation | Non-domestic |  | Hybrid (ASHP + Electric resistive) | Annual | number | 0 | 1078 | 6964 | 12039 | 20212 | 29133 | 38248 | 47365 | 56509 | 65736 | 75023 | 84366 | 93907 | 103594 | 113176 | 122584 | 131126 | 138506 | 144774 | 147505 | 149393 | 152206 | 153881 | 156020 | 158475 | 160777 | 163004 | 165783 | 168497 | 171376 | 174563
| Consumer Transformation | Non-domestic |  | Hybrid (ASHP + Hydrogen boiler) | Annual | number | 0 | 0 | 0 | 0 | 0 | 0 | 0 | 0 | 0 | 0 | 0 | 0 | 0 | 0 | 0 | 0 | 0 | 0 | 0 | 0 | 0 | 0 | 0 | 0 | 0 | 0 | 0 | 0 | 0 | 0 | 0
| Consumer Transformation | Non-domestic |  | Hydrogen boiler | Annual | number | 0 | 0 | 0 | 0 | 0 | 0 | 0 | 0 | 0 | 0 | 0 | 0 | 0 | 0 | 0 | 0 | 0 | 0 | 0 | 0 | 0 | 0 | 0 | 0 | 0 | 0 | 0 | 0 | 0 | 0 | 0
| Consumer Transformation | Non-domestic |  | Oil boiler | Annual | number | 90569 | 90352 | 80702 | 75806 | 70882 | 65933 | 60935 | 55774 | 50475 | 45138 | 39790 | 34438 | 29087 | 23743 | 18453 | 13176 | 12033 | 10879 | 9795 | 8701 | 7628 | 6604 | 5744 | 5020 | 4336 | 3662 | 2992 | 2322 | 1644 | 913 | 167
| System Transformation | Non-domestic |  | ASHP | Annual | number | 648 | 3382 | 12712 | 19986 | 27982 | 36550 | 45816 | 57324 | 70058 | 83913 | 98516 | 111027 | 123781 | 136748 | 149936 | 163491 | 173168 | 184783 | 195782 | 206086 | 215843 | 225417 | 232120 | 237380 | 241425 | 244707 | 250646 | 256680 | 262762 | 268774 | 274458
| System Transformation | Non-domestic |  | Biofuel boiler | Annual | number | 0 | 1 | 266 | 569 | 864 | 1248 | 2126 | 3004 | 3855 | 4705 | 5560 | 6330 | 7266 | 8344 | 9574 | 10900 | 12317 | 13379 | 14462 | 15571 | 16599 | 17198 | 17812 | 18483 | 19188 | 19922 | 20813 | 21534 | 22110 | 22528 | 22846
| System Transformation | Non-domestic |  | Biomass boiler | Annual | number | 15342 | 14270 | 13261 | 12241 | 11221 | 10201 | 9194 | 8726 | 8343 | 7982 | 7626 | 7168 | 6706 | 6243 | 5793 | 5348 | 5580 | 6321 | 7131 | 8158 | 9167 | 10247 | 10796 | 11256 | 11682 | 12103 | 12669 | 13227 | 13805 | 14381 | 14946
| System Transformation | Non-domestic |  | Biomass CHP | Annual | number | 0 | 0 | 0 | 0 | 0 | 0 | 0 | 7 | 613 | 1300 | 1977 | 2544 | 3110 | 3646 | 3933 | 3939 | 3957 | 3967 | 3975 | 4027 | 4223 | 4823 | 5436 | 5470 | 5432 | 5406 | 5500 | 5582 | 5676 | 6011 | 6626
| System Transformation | Non-domestic |  | Community | Annual | number | 1390 | 3801 | 3947 | 5062 | 6162 | 7255 | 8321 | 9207 | 9930 | 10619 | 11297 | 11863 | 12429 | 13000 | 13599 | 14228 | 13511 | 12920 | 12384 | 11854 | 11314 | 10853 | 10592 | 10517 | 10481 | 10459 | 10560 | 10643 | 10707 | 10736 | 10730
| System Transformation | Non-domestic |  | DH | Annual | number | 0 | 793 | 8902 | 13862 | 19043 | 24382 | 30231 | 38713 | 49105 | 59485 | 69690 | 76907 | 84070 | 91173 | 98272 | 105326 | 110256 | 114216 | 118392 | 122296 | 125997 | 129551 | 130292 | 128943 | 127541 | 126322 | 128536 | 131081 | 133879 | 136786 | 139748
| System Transformation | Non-domestic |  | Electric resistive | Annual | number | 397344 | 394029 | 384485 | 373528 | 360410 | 345474 | 329252 | 312904 | 296501 | 280070 | 263614 | 241934 | 220243 | 198489 | 176477 | 154269 | 136469 | 121633 | 107789 | 95682 | 85035 | 75472 | 66007 | 56584 | 47189 | 37821 | 33154 | 28438 | 23701 | 19189 | 14869
| System Transformation | Non-domestic |  | Electric storage | Annual | number | 0 | 1859 | 0 | 0 | 1 | 11 | 78 | 321 | 610 | 949 | 1316 | 1639 | 1964 | 2290 | 2627 | 2992 | 3336 | 3674 | 4010 | 4349 | 4676 | 4998 | 5151 | 5280 | 5367 | 5434 | 5559 | 5672 | 5775 | 5866 | 5930
| System Transformation | Non-domestic |  | Gas boiler | Annual | number | 354036 | 359309 | 370874 | 379855 | 388762 | 397620 | 405020 | 405196 | 399826 | 390709 | 379671 | 364543 | 349320 | 334012 | 318634 | 302638 | 276683 | 245556 | 213701 | 181617 | 149406 | 118559 | 94899 | 76760 | 62355 | 49865 | 41453 | 33138 | 24906 | 16744 | 9200
| System Transformation | Non-domestic |  | Gas CHP | Annual | number | 23996 | 22319 | 20742 | 19147 | 17551 | 15956 | 14360 | 12764 | 11169 | 9573 | 7978 | 6382 | 4787 | 3191 | 1596 | 0 | 0 | 0 | 0 | 0 | 0 | 0 | 0 | 0 | 0 | 0 | 0 | 0 | 0 | 0 | 0
| System Transformation | Non-domestic |  | GSHP | Annual | number | 2002 | 3636 | 10002 | 14489 | 19511 | 25121 | 31671 | 40418 | 50721 | 62030 | 73918 | 83909 | 94270 | 104922 | 115838 | 127189 | 140526 | 155294 | 170340 | 185485 | 200696 | 212181 | 222940 | 233142 | 242725 | 251714 | 260313 | 266795 | 272010 | 276400 | 280282
| System Transformation | Non-domestic |  | Hybrid (ASHP + Biofuel boiler) | Annual | number | 0 | 0 | 1165 | 2032 | 3125 | 4376 | 5673 | 6938 | 8169 | 9394 | 10618 | 11719 | 12871 | 14063 | 15280 | 16525 | 17326 | 18047 | 18536 | 18784 | 18855 | 19011 | 19196 | 19440 | 19711 | 20007 | 20487 | 20916 | 21298 | 21646 | 21962
| System Transformation | Non-domestic |  | Hybrid (ASHP + Electric resistive) | Annual | number | 0 | 1078 | 5749 | 9893 | 14595 | 19614 | 24680 | 29706 | 35292 | 42463 | 50426 | 56636 | 62905 | 69238 | 75673 | 82428 | 88875 | 94260 | 99198 | 103540 | 107493 | 111782 | 115631 | 118762 | 120276 | 121041 | 124048 | 127239 | 130538 | 133819 | 136773
| System Transformation | Non-domestic |  | Hybrid (ASHP + Hydrogen boiler) | Annual | number | 0 | 0 | 0 | 0 | 0 | 0 | 0 | 0 | 0 | 0 | 0 | 8313 | 16479 | 24552 | 32618 | 40764 | 51753 | 63123 | 74681 | 86194 | 97648 | 109622 | 121504 | 133124 | 144621 | 156076 | 159772 | 164116 | 168791 | 173609 | 178371
| System Transformation | Non-domestic |  | Hydrogen boiler | Annual | number | 0 | 0 | 0 | 0 | 0 | 0 | 0 | 0 | 0 | 0 | 0 | 10413 | 20251 | 29662 | 38813 | 47686 | 58719 | 70123 | 81705 | 93235 | 104701 | 116685 | 128575 | 140204 | 151708 | 163170 | 164772 | 167453 | 170797 | 174535 | 178576
| System Transformation | Non-domestic |  | Oil boiler | Annual | number | 90569 | 90352 | 80555 | 75666 | 70769 | 65857 | 60911 | 55776 | 50479 | 45146 | 39802 | 34346 | 28891 | 23440 | 18017 | 12624 | 11538 | 10388 | 9265 | 8142 | 7033 | 5958 | 5071 | 4347 | 3658 | 2981 | 2414 | 1848 | 1277 | 679 | 50
| Leading the Way | Non-domestic |  | ASHP | Annual | number | 648 | 3382 | 15467 | 24221 | 33360 | 43876 | 57077 | 75365 | 93865 | 111736 | 129379 | 146114 | 162871 | 179598 | 196264 | 212880 | 224122 | 234515 | 244533 | 254065 | 261633 | 266400 | 265016 | 263483 | 262902 | 263125 | 264706 | 266401 | 268082 | 269689 | 271312
| Leading the Way | Non-domestic |  | Biofuel boiler | Annual | number | 0 | 1 | 4373 | 6402 | 8366 | 10300 | 12189 | 14031 | 15835 | 17574 | 19274 | 20857 | 22431 | 23998 | 25567 | 27137 | 26770 | 26515 | 26335 | 26173 | 26008 | 26024 | 26109 | 26276 | 26547 | 26878 | 27356 | 27867 | 28382 | 28881 | 29375
| Leading the Way | Non-domestic |  | Biomass boiler | Annual | number | 15342 | 14270 | 13261 | 12241 | 11221 | 10201 | 9296 | 8934 | 8596 | 8209 | 7789 | 7366 | 6943 | 6523 | 6129 | 5762 | 6563 | 7411 | 8474 | 9511 | 10478 | 11386 | 11783 | 12195 | 12677 | 13255 | 13856 | 14447 | 15013 | 15518 | 15986
| Leading the Way | Non-domestic |  | Biomass CHP | Annual | number | 0 | 0 | 0 | 0 | 0 | 0 | 0 | 21 | 597 | 1221 | 1822 | 2420 | 3016 | 3573 | 3874 | 3877 | 3881 | 3885 | 3895 | 3972 | 4183 | 4707 | 5273 | 5336 | 5394 | 5487 | 5586 | 5667 | 5776 | 6129 | 6771
| Leading the Way | Non-domestic |  | Community | Annual | number | 1390 | 3801 | 3954 | 5467 | 6837 | 7917 | 8943 | 9788 | 10503 | 11146 | 11747 | 12346 | 12944 | 13547 | 14181 | 14846 | 14366 | 13733 | 12845 | 12088 | 11603 | 11242 | 11076 | 11059 | 11120 | 11227 | 11332 | 11419 | 11486 | 11512 | 11498
| Leading the Way | Non-domestic |  | DH | Annual | number | 0 | 793 | 12354 | 18314 | 25025 | 35271 | 45536 | 55759 | 65639 | 74529 | 82979 | 90429 | 97794 | 105057 | 112568 | 120377 | 123988 | 128210 | 132626 | 136122 | 135550 | 135106 | 134255 | 133796 | 134620 | 136430 | 139670 | 143334 | 147137 | 150596 | 153720
| Leading the Way | Non-domestic |  | Electric resistive | Annual | number | 397344 | 394029 | 367129 | 348076 | 328575 | 308858 | 288924 | 268984 | 249048 | 228733 | 208236 | 187014 | 165668 | 144211 | 122655 | 101009 | 90898 | 82992 | 76025 | 69435 | 63045 | 56886 | 50743 | 44609 | 38865 | 33308 | 28481 | 23777 | 19182 | 14682 | 10271
| Leading the Way | Non-domestic |  | Electric storage | Annual | number | 0 | 1859 | 0 | 0 | 6 | 64 | 211 | 494 | 819 | 1163 | 1508 | 1865 | 2542 | 3867 | 5670 | 7874 | 11312 | 14571 | 17778 | 20950 | 23974 | 26946 | 28882 | 30821 | 32925 | 35351 | 38019 | 40422 | 42248 | 43614 | 44635
| Leading the Way | Non-domestic |  | Gas boiler | Annual | number | 354036 | 359309 | 371453 | 380638 | 387855 | 387267 | 380978 | 365062 | 348298 | 330524 | 312367 | 293593 | 274703 | 255670 | 236457 | 217093 | 187975 | 156218 | 123941 | 93346 | 70435 | 53197 | 45581 | 38812 | 33050 | 27671 | 22909 | 18262 | 13758 | 9433 | 5260
| Leading the Way | Non-domestic |  | Gas CHP | Annual | number | 23996 | 22319 | 20742 | 19147 | 17551 | 15956 | 14360 | 12764 | 11169 | 9573 | 7978 | 6382 | 4787 | 3191 | 1596 | 0 | 0 | 0 | 0 | 0 | 0 | 0 | 0 | 0 | 0 | 0 | 0 | 0 | 0 | 0 | 0
| Leading the Way | Non-domestic |  | GSHP | Annual | number | 2002 | 3636 | 11556 | 17690 | 25220 | 35846 | 48276 | 63751 | 79386 | 94335 | 109111 | 123051 | 136980 | 150841 | 164608 | 178304 | 194313 | 211133 | 228026 | 244788 | 260955 | 273353 | 284727 | 295352 | 304924 | 311984 | 317702 | 320990 | 324180 | 327968 | 331912
| Leading the Way | Non-domestic |  | Hybrid (ASHP + Biofuel boiler) | Annual | number | 0 | 0 | 2410 | 3790 | 5204 | 6652 | 8105 | 9516 | 10893 | 12220 | 13519 | 14737 | 15966 | 17207 | 18468 | 19747 | 20282 | 20577 | 20812 | 21000 | 21137 | 21373 | 21686 | 22072 | 22541 | 23057 | 23679 | 24301 | 24910 | 25486 | 26041
| Leading the Way | Non-domestic |  | Hybrid (ASHP + Electric resistive) | Annual | number | 0 | 1078 | 9245 | 14495 | 19834 | 25449 | 32419 | 40688 | 49485 | 57946 | 66365 | 74064 | 81811 | 89525 | 97211 | 104859 | 110771 | 116158 | 121377 | 126228 | 130334 | 133334 | 135184 | 136609 | 138658 | 141186 | 144795 | 148688 | 152670 | 156629 | 160651
| Leading the Way | Non-domestic |  | Hybrid (ASHP + Hydrogen boiler) | Annual | number | 0 | 0 | 0 | 0 | 0 | 0 | 0 | 0 | 0 | 4176 | 9597 | 14658 | 19792 | 24921 | 30041 | 35146 | 41670 | 48620 | 55511 | 62267 | 68692 | 75601 | 82571 | 89627 | 92773 | 95030 | 97961 | 101617 | 105329 | 108976 | 112609
| Leading the Way | Non-domestic |  | Hydrogen boiler | Annual | number | 0 | 0 | 0 | 0 | 0 | 0 | 0 | 0 | 0 | 95 | 597 | 6464 | 12203 | 17808 | 23306 | 28708 | 35519 | 42790 | 49968 | 56984 | 63660 | 70828 | 78009 | 85235 | 92596 | 99874 | 102077 | 105204 | 108514 | 111855 | 115261
| Leading the Way | Non-domestic |  | Oil boiler | Annual | number | 90569 | 90352 | 80718 | 75849 | 70944 | 66011 | 61019 | 55844 | 50538 | 45159 | 39739 | 34315 | 28892 | 23473 | 18086 | 12729 | 11585 | 10355 | 9206 | 8090 | 7002 | 5972 | 5125 | 4409 | 3767 | 3165 | 2567 | 1969 | 1366 | 732 | 67
| Falling Short | Non-domestic |  | ASHP | Annual | number | 648 | 3382 | 10692 | 15477 | 19715 | 23621 | 27574 | 32181 | 36806 | 41452 | 46119 | 50810 | 56169 | 61492 | 66782 | 72058 | 75111 | 79185 | 83742 | 88942 | 94545 | 100773 | 106154 | 111537 | 116906 | 122235 | 127565 | 132257 | 136985 | 141783 | 146647
| Falling Short | Non-domestic |  | Biofuel boiler | Annual | number | 0 | 1 | 2 | 2 | 3 | 4 | 5 | 6 | 7 | 8 | 9 | 11 | 12 | 13 | 14 | 15 | 35 | 53 | 69 | 84 | 98 | 127 | 158 | 190 | 221 | 253 | 285 | 323 | 361 | 400 | 439
| Falling Short | Non-domestic |  | Biomass boiler | Annual | number | 15342 | 14270 | 13296 | 12273 | 11250 | 10228 | 9205 | 8182 | 7159 | 6137 | 5114 | 4091 | 3068 | 2046 | 1023 | 0 | 22 | 44 | 57 | 59 | 62 | 78 | 91 | 106 | 135 | 165 | 180 | 204 | 224 | 250 | 280
| Falling Short | Non-domestic |  | Biomass CHP | Annual | number | 0 | 0 | 0 | 0 | 0 | 0 | 0 | 0 | 0 | 0 | 0 | 0 | 0 | 0 | 0 | 0 | 666 | 760 | 841 | 1011 | 1140 | 1188 | 1227 | 1280 | 1337 | 1392 | 1424 | 1448 | 1468 | 1491 | 1513
| Falling Short | Non-domestic |  | Community | Annual | number | 1390 | 3801 | 3521 | 4663 | 6382 | 9241 | 13473 | 17797 | 22223 | 26877 | 33018 | 39357 | 43326 | 46672 | 49642 | 51425 | 52249 | 52962 | 54211 | 54979 | 55086 | 55743 | 56178 | 56385 | 56140 | 53983 | 51470 | 51451 | 52048 | 52998 | 55166
| Falling Short | Non-domestic |  | DH | Annual | number | 0 | 793 | 3685 | 5842 | 8471 | 11274 | 13422 | 15660 | 18169 | 20973 | 24012 | 27321 | 30378 | 33308 | 36098 | 38976 | 40921 | 42709 | 44147 | 45295 | 46460 | 48926 | 51306 | 53458 | 55330 | 56947 | 58325 | 60063 | 62028 | 64222 | 66654
| Falling Short | Non-domestic |  | Electric resistive | Annual | number | 397344 | 394029 | 397479 | 397293 | 396836 | 396039 | 394272 | 392289 | 390051 | 387430 | 384352 | 380776 | 378653 | 377202 | 376235 | 375562 | 375046 | 374642 | 374504 | 374650 | 375136 | 376607 | 378273 | 380173 | 382464 | 385229 | 388504 | 390383 | 391637 | 392447 | 392975
| Falling Short | Non-domestic |  | Electric storage | Annual | number | 0 | 1859 | 0 | 0 | 0 | 0 | 0 | 0 | 0 | 0 | 0 | 0 | 0 | 0 | 0 | 0 | 0 | 0 | 0 | 0 | 0 | 0 | 0 | 0 | 0 | 0 | 0 | 0 | 0 | 0 | 0
| Falling Short | Non-domestic |  | Gas boiler | Annual | number | 354036 | 359309 | 371413 | 380376 | 389306 | 398205 | 407072 | 414672 | 422283 | 429903 | 437535 | 445177 | 451601 | 458000 | 464376 | 470726 | 471245 | 469925 | 467268 | 463583 | 459040 | 453696 | 449411 | 444947 | 440289 | 435445 | 430417 | 426294 | 421820 | 416948 | 411268
| Falling Short | Non-domestic |  | Gas CHP | Annual | number | 23996 | 22319 | 20796 | 19197 | 17597 | 15997 | 14397 | 12798 | 11198 | 9598 | 7999 | 6399 | 4799 | 3199 | 1600 | 0 | 0 | 0 | 0 | 0 | 0 | 0 | 0 | 0 | 0 | 0 | 0 | 0 | 0 | 0 | 0
| Falling Short | Non-domestic |  | GSHP | Annual | number | 2002 | 3636 | 8892 | 12270 | 15356 | 17875 | 20417 | 23612 | 26825 | 30057 | 33312 | 36590 | 40293 | 43963 | 47601 | 51268 | 57226 | 64035 | 71271 | 78668 | 86142 | 90797 | 95257 | 99737 | 104477 | 109753 | 115062 | 119689 | 124432 | 129324 | 134372
| Falling Short | Non-domestic |  | Hybrid (ASHP + Biofuel boiler) | Annual | number | 0 | 0 | 839 | 1189 | 1431 | 1442 | 1469 | 1502 | 1541 | 1588 | 1642 | 1704 | 1748 | 1778 | 1795 | 1805 | 1400 | 1041 | 754 | 596 | 697 | 916 | 1144 | 1382 | 1624 | 1857 | 2102 | 2389 | 2720 | 3073 | 3453
| Falling Short | Non-domestic |  | Hybrid (ASHP + Electric resistive) | Annual | number | 0 | 1078 | 2811 | 3950 | 4928 | 5275 | 5384 | 5488 | 5585 | 5677 | 5765 | 5848 | 5978 | 6180 | 6476 | 6945 | 6773 | 7422 | 8753 | 10974 | 14510 | 19484 | 24563 | 29760 | 35049 | 40385 | 45867 | 51541 | 57293 | 63116 | 68997
| Falling Short | Non-domestic |  | Hybrid (ASHP + Hydrogen boiler) | Annual | number | 0 | 0 | 0 | 0 | 0 | 0 | 0 | 0 | 0 | 0 | 0 | 0 | 0 | 0 | 0 | 0 | 0 | 0 | 0 | 0 | 0 | 0 | 0 | 0 | 0 | 0 | 0 | 0 | 0 | 0 | 0
| Falling Short | Non-domestic |  | Hydrogen boiler | Annual | number | 0 | 0 | 0 | 0 | 0 | 0 | 0 | 0 | 0 | 0 | 0 | 0 | 0 | 0 | 0 | 0 | 0 | 0 | 0 | 0 | 0 | 0 | 0 | 0 | 0 | 0 | 0 | 0 | 0 | 0 | 0
| Falling Short | Non-domestic |  | Oil boiler | Annual | number | 90569 | 90352 | 79174 | 73705 | 68596 | 64310 | 60457 | 56596 | 52572 | 48358 | 42818 | 37248 | 32944 | 28753 | 24600 | 21100 | 22722 | 24175 | 24963 | 25374 | 24937 | 23254 | 21563 | 20019 | 18637 | 18602 | 18683 | 17478 | 16140 | 14741 | 12666
| Five Year Forecast | Non-domestic |  | ASHP | Annual | number | 2020: 648; 2021: 3382; 2022: 6295; 2023: 10855; 2024: 16337; 2025: 22177; 2026: 28817; 2027: 38660; 2028: 48549
| Five Year Forecast | Non-domestic |  | Biofuel boiler | Annual | number | 2020: 0; 2021: 1; 2022: 1; 2023: 3; 2024: 594; 2025: 1507; 2026: 2670; 2027: 3485; 2028: 3761
| Five Year Forecast | Non-domestic |  | Biomass boiler | Annual | number | 2020: 15342; 2021: 14270; 2022: 13251; 2023: 12231; 2024: 11212; 2025: 10193; 2026: 9189; 2027: 8170; 2028: 7151
| Five Year Forecast | Non-domestic |  | Biomass CHP | Annual | number | 2020: 0; 2021: 0; 2022: 0; 2023: 0; 2024: 0; 2025: 0; 2026: 5; 2027: 5; 2028: 5
| Five Year Forecast | Non-domestic |  | Community | Annual | number | 2020: 1390; 2021: 3801; 2022: 4103; 2023: 5361; 2024: 6591; 2025: 7823; 2026: 9030; 2027: 10036; 2028: 10863
| Five Year Forecast | Non-domestic |  | DH | Annual | number | 2020: 0; 2021: 793; 2022: 2700; 2023: 7555; 2024: 12576; 2025: 18848; 2026: 28182; 2027: 36228; 2028: 42484
| Five Year Forecast | Non-domestic |  | Electric resistive | Annual | number | 2020: 397344; 2021: 394029; 2022: 388841; 2023: 378873; 2024: 365606; 2025: 350422; 2026: 339750; 2027: 328063; 2028: 320589
| Five Year Forecast | Non-domestic |  | Electric storage | Annual | number | 2020: 0; 2021: 1859; 2022: 1726; 2023: 1593; 2024: 1460; 2025: 1328; 2026: 1195; 2027: 1062; 2028: 929
| Five Year Forecast | Non-domestic |  | Gas boiler | Annual | number | 2020: 354036; 2021: 359309; 2022: 372318; 2023: 383210; 2024: 393708; 2025: 402893; 2026: 401812; 2027: 400105; 2028: 397300
| Five Year Forecast | Non-domestic |  | Gas CHP | Annual | number | 2020: 23996; 2021: 22319; 2022: 20725; 2023: 19131; 2024: 17537; 2025: 15942; 2026: 14348; 2027: 12754; 2028: 11160
| Five Year Forecast | Non-domestic |  | GSHP | Annual | number | 2020: 2002; 2021: 3636; 2022: 5507; 2023: 8073; 2024: 11819; 2025: 16254; 2026: 22306; 2027: 29098; 2028: 36131
| Five Year Forecast | Non-domestic |  | Hybrid (ASHP + Biofuel boiler) | Annual | number | 2020: 0; 2021: 0; 2022: 43; 2023: 626; 2024: 1437; 2025: 2357; 2026: 3596; 2027: 4927; 2028: 6286
| Five Year Forecast | Non-domestic |  | Hybrid (ASHP + Electric resistive) | Annual | number | 2020: 0; 2021: 1078; 2022: 1242; 2023: 1807; 2024: 3267; 2025: 5376; 2026: 7610; 2027: 9443; 2028: 10521
| Five Year Forecast | Non-domestic |  | Hybrid (ASHP + Hydrogen boiler) | Annual | number | 2020: 0; 2021: 0; 2022: 0; 2023: 0; 2024: 0; 2025: 0; 2026: 0; 2027: 0; 2028: 0
| Five Year Forecast | Non-domestic |  | Hydrogen boiler | Annual | number | 2020: 0; 2021: 0; 2022: 0; 2023: 0; 2024: 0; 2025: 0; 2026: 0; 2027: 0; 2028: 0
| Five Year Forecast | Non-domestic |  | Oil boiler | Annual | number | 2020: 90569; 2021: 90352; 2022: 87582; 2023: 84525; 2024: 81206; 2025: 77738; 2026: 73855; 2027: 69835; 2028: 65652
| Consumer Transformation | Domestic |  | Savings from Behaviour | Annual | TWh | 0 | 0 | 17.724 | 17.611 | 17.481 | 17.298 | 17.115 | 16.92 | 16.736 | 16.495 | 16.287 | 16.157 | 16.01 | 15.827 | 15.663 | 15.451 | 15.337 | 15.338 | 15.339 | 15.34 | 15.339 | 15.337 | 15.337 | 15.316 | 15.318 | 15.302 | 15.283 | 15.269 | 15.285 | 15.286 | 15.296
| System Transformation | Domestic |  | Savings from Behaviour | Annual | TWh | 0 | 0 | 0 | 0 | 0 | 0 | 0 | 0 | 0 | 0 | 0 | 0 | 0 | 0 | 0 | 0 | 0 | 0 | 0 | 0 | 0 | 0 | 0 | 0 | 0 | 0 | 0 | 0 | 0 | 0 | 0
| Leading the Way | Domestic |  | Savings from Behaviour | Annual | TWh | 0 | 0 | 35.381 | 35.164 | 34.806 | 34.421 | 34.001 | 33.567 | 33.133 | 32.719 | 32.313 | 31.942 | 31.597 | 31.231 | 30.859 | 30.435 | 30.168 | 30.19 | 30.236 | 30.261 | 30.313 | 30.324 | 30.312 | 30.258 | 30.193 | 30.099 | 30.06 | 30.032 | 30.029 | 30.075 | 30.097
| Falling Short | Domestic |  | Savings from Behaviour | Annual | TWh | 0 | 0 | 0 | 0 | 0 | 0 | 0 | 0 | 0 | 0 | 0 | 0 | 0 | 0 | 0 | 0 | 0 | 0 | 0 | 0 | 0 | 0 | 0 | 0 | 0 | 0 | 0 | 0 | 0 | 0 | 0
| Five Year Forecast | Domestic |  | Savings from Behaviour | Annual | TWh | 2020: 0; 2021: 0; 2022: 35.612; 2023: 35.57; 2024: 17.846; 2025: 0; 2026: 0; 2027: 0; 2028: 0
| Consumer Transformation | Domestic |  | ASHP | Annual | uptake | 33433 | 35424 | 56018 | 90946 | 143564 | 216218 | 348789 | 491886 | 563265 | 548969 | 517068 | 514920 | 508538 | 499669 | 521975 | 562342 | 569619 | 570844 | 568150 | 575025 | 581402 | 569679 | 567871 | 539987 | 501689 | 491143 | 473377 | 488084 | 527261 | 566483 | 642308
| Consumer Transformation | Domestic |  | Biofuel boiler | Annual | uptake | 2273 | 4832 | 49070 | 48424 | 50746 | 41828 | 35761 | 31063 | 27101 | 23126 | 20299 | 20539 | 20810 | 21164 | 22108 | 31910 | 27713 | 25053 | 22262 | 22171 | 25690 | 48135 | 44059 | 41370 | 37313 | 36993 | 58123 | 57354 | 56690 | 55966 | 55207
| Consumer Transformation | Domestic |  | Biomass boiler | Annual | uptake | 890 | 6709 | 4007 | 3994 | 3989 | 3829 | 3407 | 2915 | 3186 | 4863 | 6431 | 5117 | 3612 | 2090 | 1978 | 1293 | 1206 | 1800 | 4099 | 7859 | 8647 | 9071 | 9685 | 10371 | 9553 | 11173 | 11344 | 11242 | 11240 | 11197 | 8956
| Consumer Transformation | Domestic |  | Biomass CHP | Annual | uptake | 0 | 0 | 0 | 0 | 0 | 0 | 0 | 0 | 0 | 0 | 0 | 0 | 0 | 0 | 0 | 0 | 0 | 0 | 0 | 0 | 0 | 0 | 0 | 0 | 0 | 0 | 0 | 0 | 0 | 0 | 0
| Consumer Transformation | Domestic |  | Community | Annual | uptake | 13532 | 18541 | 7602 | 7451 | 7236 | 6372 | 5307 | 4551 | 3853 | 3213 | 2756 | 2771 | 2785 | 2797 | 2809 | 483 | 59 | 21 | 5 | 1 | 0 | 0 | 0 | 0 | 0 | 0 | 0 | 0 | 0 | 0 | 0
| Consumer Transformation | Domestic |  | DH | Annual | uptake | 56131 | 59477 | 47309 | 48682 | 51318 | 50491 | 57051 | 75098 | 90195 | 109449 | 132594 | 160393 | 189948 | 214922 | 372994 | 444349 | 436982 | 441957 | 447637 | 448203 | 450300 | 441067 | 434423 | 402475 | 359597 | 344487 | 353285 | 367440 | 405757 | 444334 | 479367
| Consumer Transformation | Domestic |  | Electric resistive | Annual | uptake | 44853 | 52997 | 38233 | 37145 | 35901 | 33131 | 33769 | 34205 | 34349 | 34101 | 33635 | 33162 | 32619 | 31971 | 31201 | 29955 | 28769 | 26580 | 24413 | 22371 | 20476 | 18239 | 15989 | 14037 | 12301 | 10679 | 10512 | 10317 | 10183 | 9996 | 9831
| Consumer Transformation | Domestic |  | Electric storage | Annual | uptake | 107196 | 99548 | 95928 | 94375 | 92583 | 83980 | 108701 | 108479 | 107915 | 107152 | 105678 | 107131 | 108554 | 109893 | 111240 | 112391 | 109730 | 106984 | 103687 | 100495 | 97270 | 111238 | 103898 | 96946 | 89554 | 82644 | 90142 | 89722 | 89282 | 88828 | 88182
| Consumer Transformation | Domestic |  | Gas boiler | Annual | uptake | 1666177 | 1645567 | 1680530 | 1624510 | 1540309 | 1463912 | 1302807 | 1066229 | 797438 | 570671 | 455934 | 432877 | 413516 | 397876 | 33258 | 5279 | 0 | 0 | 0 | 0 | 0 | 0 | 0 | 0 | 0 | 0 | 0 | 0 | 0 | 0 | 0
| Consumer Transformation | Domestic |  | Gas CHP | Annual | uptake | 0 | 0 | 0 | 0 | 0 | 0 | 0 | 0 | 0 | 0 | 0 | 0 | 0 | 0 | 0 | 0 | 0 | 0 | 0 | 0 | 0 | 0 | 0 | 0 | 0 | 0 | 0 | 0 | 0 | 0 | 0
| Consumer Transformation | Domestic |  | GSHP | Annual | uptake | 12253 | 25932 | 26223 | 46714 | 65026 | 78556 | 69571 | 109402 | 249068 | 421159 | 495324 | 481213 | 466100 | 452828 | 471898 | 475914 | 479270 | 476885 | 475046 | 474998 | 471930 | 457203 | 446923 | 411941 | 366865 | 350565 | 356028 | 369781 | 408078 | 446413 | 479751
| Consumer Transformation | Domestic |  | Hybrid (ASHP + Biofuel boiler) | Annual | uptake | 403 | 453 | 496 | 2012 | 5057 | 11281 | 12309 | 14646 | 16141 | 17080 | 18230 | 18274 | 18378 | 18496 | 19581 | 21328 | 22037 | 22388 | 22728 | 24699 | 30529 | 32567 | 35331 | 38091 | 39092 | 43339 | 43381 | 43267 | 43206 | 43049 | 43392
| Consumer Transformation | Domestic |  | Hybrid (ASHP + Electric resistive) | Annual | uptake | 1597 | 1816 | 3569 | 7505 | 14952 | 29197 | 44017 | 84439 | 131339 | 185099 | 237538 | 248903 | 260219 | 273151 | 443269 | 446451 | 451941 | 451221 | 450831 | 451996 | 457590 | 446821 | 439606 | 407777 | 365981 | 352770 | 356329 | 370260 | 408706 | 447159 | 481008
| Consumer Transformation | Domestic |  | Hybrid (ASHP + Hydrogen boiler) | Annual | uptake | 0 | 0 | 0 | 0 | 0 | 0 | 0 | 0 | 0 | 0 | 0 | 0 | 0 | 0 | 0 | 0 | 0 | 0 | 0 | 0 | 0 | 0 | 0 | 0 | 0 | 0 | 0 | 0 | 0 | 0 | 0
| Consumer Transformation | Domestic |  | Hydrogen boiler | Annual | uptake | 0 | 0 | 0 | 0 | 0 | 0 | 0 | 0 | 0 | 0 | 0 | 0 | 0 | 0 | 0 | 0 | 0 | 0 | 0 | 0 | 0 | 0 | 0 | 0 | 0 | 0 | 0 | 0 | 0 | 0 | 0
| Consumer Transformation | Domestic |  | Oil boiler | Annual | uptake | 61930 | 94751 | 31398 | 28626 | 29704 | 21589 | 18896 | 17469 | 16534 | 15502 | 14897 | 15085 | 15306 | 15528 | 8074 | 439 | 0 | 0 | 0 | 0 | 0 | 0 | 0 | 0 | 0 | 0 | 0 | 0 | 0 | 0 | 0
| System Transformation | Domestic |  | ASHP | Annual | uptake | 33433 | 35424 | 36514 | 55158 | 60611 | 82055 | 76273 | 82588 | 77842 | 82343 | 83124 | 60012 | 62299 | 65473 | 82998 | 145613 | 136211 | 139876 | 144898 | 149701 | 168132 | 191418 | 235630 | 304894 | 383003 | 411765 | 407973 | 412438 | 413882 | 412238 | 428246
| System Transformation | Domestic |  | Biofuel boiler | Annual | uptake | 2273 | 4832 | 37811 | 39096 | 37697 | 36908 | 31742 | 27290 | 24175 | 22079 | 18059 | 18050 | 18145 | 18242 | 17928 | 30804 | 29971 | 29478 | 28731 | 28098 | 30772 | 45794 | 47924 | 50022 | 52409 | 54927 | 46630 | 47583 | 48502 | 48882 | 67666
| System Transformation | Domestic |  | Biomass boiler | Annual | uptake | 890 | 6709 | 2589 | 2581 | 2601 | 2600 | 2618 | 2622 | 2662 | 2894 | 2204 | 1680 | 1415 | 1332 | 2003 | 1499 | 1445 | 2402 | 3780 | 6173 | 6792 | 6797 | 6690 | 6556 | 6568 | 6911 | 7002 | 7092 | 7202 | 7221 | 6883
| System Transformation | Domestic |  | Biomass CHP | Annual | uptake | 0 | 0 | 0 | 0 | 0 | 0 | 0 | 0 | 0 | 0 | 0 | 0 | 0 | 0 | 0 | 0 | 0 | 0 | 0 | 0 | 0 | 0 | 0 | 0 | 0 | 0 | 0 | 0 | 0 | 0 | 0
| System Transformation | Domestic |  | Community | Annual | uptake | 13532 | 18541 | 10530 | 7231 | 6962 | 6726 | 5802 | 5021 | 4427 | 3901 | 2778 | 2790 | 2801 | 2809 | 2818 | 2632 | 0 | 0 | 0 | 0 | 0 | 0 | 0 | 0 | 0 | 0 | 0 | 0 | 0 | 0 | 0
| System Transformation | Domestic |  | DH | Annual | uptake | 56131 | 59477 | 49840 | 51325 | 52611 | 51576 | 53790 | 57213 | 60529 | 65456 | 62281 | 72721 | 84294 | 97548 | 185371 | 353073 | 351202 | 359542 | 369794 | 370922 | 369822 | 408623 | 393189 | 369172 | 338448 | 320480 | 314391 | 311697 | 308826 | 305229 | 314179
| System Transformation | Domestic |  | Electric resistive | Annual | uptake | 44853 | 52997 | 42301 | 41545 | 40485 | 39133 | 39211 | 39298 | 39372 | 39354 | 28077 | 27715 | 27299 | 26814 | 26284 | 24479 | 14310 | 14131 | 14006 | 13674 | 13425 | 13523 | 13542 | 13481 | 13294 | 13367 | 13222 | 13044 | 12879 | 12709 | 12574
| System Transformation | Domestic |  | Electric storage | Annual | uptake | 107196 | 99548 | 101386 | 100101 | 98278 | 94778 | 94715 | 94641 | 94574 | 94284 | 65928 | 66450 | 66928 | 67365 | 67809 | 61108 | 34759 | 34634 | 34557 | 34354 | 33644 | 33787 | 33806 | 33913 | 33989 | 35029 | 35158 | 35294 | 35380 | 35441 | 35532
| System Transformation | Domestic |  | Gas boiler | Annual | uptake | 1666177 | 1645567 | 1675173 | 1663559 | 1649779 | 1614132 | 1606486 | 1609739 | 1605153 | 1595910 | 818865 | 758983 | 754976 | 748430 | 199671 | 46911 | 0 | 0 | 0 | 0 | 0 | 0 | 0 | 0 | 0 | 0 | 0 | 0 | 0 | 0 | 0
| System Transformation | Domestic |  | Gas CHP | Annual | uptake | 0 | 0 | 0 | 0 | 0 | 0 | 0 | 0 | 0 | 0 | 0 | 0 | 0 | 0 | 0 | 0 | 0 | 0 | 0 | 0 | 0 | 0 | 0 | 0 | 0 | 0 | 0 | 0 | 0 | 0 | 0
| System Transformation | Domestic |  | GSHP | Annual | uptake | 12253 | 25932 | 18933 | 26414 | 29139 | 47126 | 56354 | 62634 | 63628 | 70689 | 65287 | 37969 | 35220 | 33027 | 37027 | 37283 | 36521 | 36840 | 37161 | 37627 | 38230 | 39083 | 43890 | 50490 | 60898 | 76390 | 76880 | 84666 | 93021 | 101263 | 121990
| System Transformation | Domestic |  | Hybrid (ASHP + Biofuel boiler) | Annual | uptake | 403 | 453 | 3582 | 5242 | 6800 | 8917 | 9488 | 11092 | 11950 | 13228 | 12154 | 12403 | 12552 | 12704 | 15323 | 16087 | 16378 | 16347 | 16209 | 15912 | 18931 | 18241 | 17432 | 16754 | 16185 | 16318 | 17184 | 17226 | 17233 | 16662 | 16287
| System Transformation | Domestic |  | Hybrid (ASHP + Electric resistive) | Annual | uptake | 1597 | 1816 | 12010 | 15610 | 18874 | 24120 | 22406 | 25215 | 24979 | 27124 | 22692 | 23120 | 23538 | 24284 | 31418 | 55265 | 51185 | 53017 | 54629 | 56658 | 66146 | 66001 | 78639 | 99440 | 144486 | 210684 | 219423 | 231290 | 246718 | 263536 | 289555
| System Transformation | Domestic |  | Hybrid (ASHP + Hydrogen boiler) | Annual | uptake | 0 | 0 | 0 | 0 | 0 | 0 | 0 | 0 | 0 | 0 | 10317 | 11642 | 13706 | 16310 | 30817 | 467477 | 482497 | 499726 | 512811 | 524482 | 534036 | 552102 | 543435 | 507966 | 453720 | 410757 | 395913 | 387959 | 379462 | 370315 | 375742
| System Transformation | Domestic |  | Hydrogen boiler | Annual | uptake | 0 | 0 | 0 | 0 | 0 | 0 | 0 | 0 | 0 | 0 | 833764 | 931967 | 922264 | 911046 | 1336190 | 902113 | 985666 | 954538 | 923318 | 901272 | 870070 | 756344 | 714086 | 672060 | 617568 | 578590 | 650290 | 642423 | 633984 | 624826 | 628864
| System Transformation | Domestic |  | Oil boiler | Annual | uptake | 61930 | 94751 | 42718 | 39523 | 36548 | 33612 | 27632 | 23163 | 20226 | 18256 | 14854 | 14856 | 14919 | 14971 | 4700 | 8 | 0 | 0 | 0 | 0 | 0 | 0 | 0 | 0 | 0 | 0 | 0 | 0 | 0 | 0 | 0
| Leading the Way | Domestic |  | ASHP | Annual | uptake | 33433 | 35424 | 82195 | 130956 | 212177 | 314336 | 494515 | 640640 | 744691 | 808249 | 823981 | 732191 | 687539 | 673376 | 554119 | 421117 | 423174 | 417277 | 429622 | 432773 | 451798 | 408818 | 399162 | 377303 | 360822 | 347175 | 361329 | 383793 | 398759 | 411716 | 453505
| Leading the Way | Domestic |  | Biofuel boiler | Annual | uptake | 2273 | 4832 | 35732 | 35641 | 35142 | 38791 | 35345 | 31607 | 26598 | 23032 | 20777 | 19853 | 20018 | 20513 | 21085 | 60943 | 53237 | 45001 | 39218 | 33552 | 36153 | 85466 | 86838 | 86073 | 86876 | 86903 | 87371 | 87121 | 86885 | 86659 | 96545
| Leading the Way | Domestic |  | Biomass boiler | Annual | uptake | 890 | 6709 | 3443 | 3239 | 2707 | 2722 | 2208 | 2163 | 3343 | 4831 | 6485 | 5425 | 4412 | 3391 | 3687 | 2327 | 9464 | 9288 | 10486 | 11005 | 12874 | 16358 | 21148 | 25630 | 32002 | 41365 | 47823 | 59561 | 76019 | 98819 | 115914
| Leading the Way | Domestic |  | Biomass CHP | Annual | uptake | 0 | 0 | 0 | 0 | 0 | 0 | 0 | 0 | 0 | 0 | 0 | 0 | 0 | 0 | 0 | 0 | 0 | 0 | 0 | 0 | 0 | 0 | 0 | 0 | 0 | 0 | 0 | 0 | 0 | 0 | 0
| Leading the Way | Domestic |  | Community | Annual | uptake | 13532 | 18541 | 7325 | 6864 | 6467 | 6736 | 5734 | 4921 | 3628 | 3162 | 2756 | 2639 | 2638 | 2664 | 2662 | 479 | 96 | 49 | 25 | 13 | 6 | 5 | 5 | 4 | 4 | 3 | 3 | 2 | 2 | 2 | 1
| Leading the Way | Domestic |  | DH | Annual | uptake | 56131 | 59477 | 48847 | 49920 | 50903 | 49413 | 59123 | 84292 | 97347 | 119993 | 142501 | 165714 | 188343 | 213208 | 330253 | 375132 | 369830 | 356624 | 362110 | 358748 | 370343 | 356501 | 347426 | 325874 | 308427 | 294736 | 310405 | 332692 | 347494 | 360259 | 369222
| Leading the Way | Domestic |  | Electric resistive | Annual | uptake | 44853 | 52997 | 39358 | 37260 | 35852 | 36576 | 36883 | 37244 | 36235 | 29314 | 29111 | 26534 | 25934 | 25848 | 25167 | 27147 | 17913 | 18029 | 18087 | 18137 | 17833 | 18125 | 17843 | 17827 | 17829 | 17688 | 17650 | 17577 | 17476 | 17378 | 17306
| Leading the Way | Domestic |  | Electric storage | Annual | uptake | 107196 | 99548 | 95893 | 90634 | 87348 | 91254 | 115791 | 115775 | 113373 | 98086 | 96938 | 92858 | 93284 | 94773 | 95231 | 102356 | 84964 | 85449 | 83722 | 81790 | 80642 | 107168 | 105840 | 105827 | 105816 | 105222 | 105048 | 104898 | 104761 | 104638 | 104653
| Leading the Way | Domestic |  | Gas boiler | Annual | uptake | 1666177 | 1645567 | 1686952 | 1634809 | 1541249 | 1423950 | 1165855 | 896646 | 359687 | 124636 | 104850 | 85064 | 65278 | 45492 | 25706 | 0 | 0 | 0 | 0 | 0 | 0 | 0 | 0 | 0 | 0 | 0 | 0 | 0 | 0 | 0 | 0
| Leading the Way | Domestic |  | Gas CHP | Annual | uptake | 0 | 0 | 0 | 0 | 0 | 0 | 0 | 0 | 0 | 0 | 0 | 0 | 0 | 0 | 0 | 0 | 0 | 0 | 0 | 0 | 0 | 0 | 0 | 0 | 0 | 0 | 0 | 0 | 0 | 0 | 0
| Leading the Way | Domestic |  | GSHP | Annual | uptake | 12253 | 25932 | 12955 | 19683 | 35540 | 42958 | 84075 | 172217 | 280719 | 408240 | 486946 | 474253 | 473075 | 478805 | 438691 | 378148 | 374239 | 360984 | 366077 | 362840 | 370105 | 356161 | 346675 | 324747 | 308121 | 294491 | 307545 | 329871 | 344707 | 357500 | 366561
| Leading the Way | Domestic |  | Hybrid (ASHP + Biofuel boiler) | Annual | uptake | 403 | 453 | 1729 | 2726 | 3336 | 4045 | 6485 | 9497 | 13344 | 16253 | 18574 | 19839 | 20338 | 20838 | 20465 | 16915 | 15118 | 13539 | 14282 | 14589 | 21570 | 22790 | 24645 | 24443 | 24744 | 24960 | 25640 | 25447 | 25174 | 25006 | 24942
| Leading the Way | Domestic |  | Hybrid (ASHP + Electric resistive) | Annual | uptake | 1597 | 1816 | 3119 | 6638 | 8921 | 8735 | 15045 | 27654 | 49468 | 83898 | 127849 | 196633 | 228913 | 253110 | 365808 | 343374 | 340068 | 327544 | 333576 | 331293 | 346393 | 332243 | 322623 | 300762 | 284289 | 270639 | 284802 | 307204 | 322085 | 334967 | 344682
| Leading the Way | Domestic |  | Hybrid (ASHP + Hydrogen boiler) | Annual | uptake | 0 | 0 | 0 | 0 | 0 | 0 | 0 | 0 | 11768 | 33346 | 68576 | 103089 | 116155 | 126712 | 176950 | 182872 | 182572 | 177718 | 180883 | 179971 | 184177 | 176434 | 169535 | 160891 | 153175 | 147077 | 154192 | 167118 | 172860 | 179324 | 187194
| Leading the Way | Domestic |  | Hydrogen boiler | Annual | uptake | 0 | 0 | 0 | 0 | 0 | 0 | 0 | 0 | 284508 | 272621 | 246085 | 223226 | 213299 | 205454 | 201448 | 213678 | 232831 | 226423 | 227150 | 223818 | 225850 | 218170 | 209752 | 200286 | 191752 | 184521 | 191466 | 204249 | 209854 | 216165 | 221159
| Leading the Way | Domestic |  | Oil boiler | Annual | uptake | 61930 | 94751 | 54373 | 49879 | 45594 | 32480 | 19324 | 17726 | 15676 | 14724 | 14012 | 14049 | 14181 | 14339 | 7268 | 0 | 0 | 0 | 0 | 0 | 0 | 0 | 0 | 0 | 0 | 0 | 0 | 0 | 0 | 0 | 0
| Falling Short | Domestic |  | ASHP | Annual | uptake | 33433 | 35424 | 41742 | 47305 | 40679 | 89284 | 130689 | 131679 | 187075 | 210608 | 201290 | 235299 | 247120 | 264970 | 287696 | 360357 | 381592 | 396013 | 416501 | 440252 | 467072 | 469520 | 470667 | 472807 | 475045 | 474102 | 543308 | 605821 | 672019 | 727828 | 796761
| Falling Short | Domestic |  | Biofuel boiler | Annual | uptake | 2273 | 4832 | 9653 | 6499 | 5334 | 9397 | 9767 | 10046 | 10373 | 10212 | 10044 | 8453 | 7652 | 7414 | 7416 | 7951 | 7827 | 7808 | 8012 | 9027 | 13263 | 13162 | 13199 | 13907 | 14379 | 14707 | 27414 | 27574 | 28191 | 28788 | 29504
| Falling Short | Domestic |  | Biomass boiler | Annual | uptake | 890 | 6709 | 952 | 951 | 948 | 1262 | 1453 | 1625 | 1766 | 1859 | 1880 | 1964 | 2063 | 2163 | 2265 | 2450 | 2498 | 2540 | 2582 | 2586 | 2590 | 2597 | 2597 | 2608 | 2623 | 2624 | 2618 | 2563 | 2450 | 2318 | 2204
| Falling Short | Domestic |  | Biomass CHP | Annual | uptake | 0 | 0 | 0 | 0 | 0 | 0 | 0 | 0 | 0 | 0 | 0 | 0 | 0 | 0 | 0 | 0 | 0 | 0 | 0 | 0 | 0 | 0 | 0 | 0 | 0 | 0 | 0 | 0 | 0 | 0 | 0
| Falling Short | Domestic |  | Community | Annual | uptake | 13532 | 18541 | 13413 | 13540 | 13612 | 13650 | 13635 | 13611 | 13573 | 13495 | 13357 | 13340 | 13325 | 13311 | 13296 | 13280 | 13237 | 13196 | 13155 | 13088 | 13014 | 13098 | 13169 | 13217 | 13269 | 13320 | 13327 | 13332 | 13338 | 13340 | 13346
| Falling Short | Domestic |  | DH | Annual | uptake | 56131 | 59477 | 76120 | 75295 | 73804 | 64434 | 65204 | 67776 | 71741 | 77333 | 85104 | 93596 | 105051 | 118466 | 133040 | 157410 | 164825 | 173034 | 182435 | 193391 | 208059 | 209089 | 217857 | 228353 | 240453 | 252399 | 297778 | 350365 | 408148 | 452074 | 485646
| Falling Short | Domestic |  | Electric resistive | Annual | uptake | 44853 | 52997 | 41985 | 40759 | 39060 | 36021 | 35837 | 35579 | 35111 | 34430 | 33533 | 34209 | 34843 | 35404 | 35984 | 36534 | 36116 | 35729 | 35367 | 34912 | 34552 | 34925 | 35328 | 35716 | 36094 | 36468 | 36568 | 36670 | 36782 | 36898 | 36971
| Falling Short | Domestic |  | Electric storage | Annual | uptake | 107196 | 99548 | 101591 | 99624 | 97626 | 87741 | 86920 | 86044 | 84799 | 83361 | 81865 | 81882 | 81903 | 81934 | 81939 | 81913 | 81281 | 80615 | 79962 | 79331 | 78729 | 79367 | 79985 | 80659 | 81342 | 82043 | 82240 | 82447 | 82680 | 82895 | 83085
| Falling Short | Domestic |  | Gas boiler | Annual | uptake | 1666177 | 1645567 | 1655763 | 1654881 | 1653926 | 1634428 | 1582007 | 1564697 | 1544457 | 1524002 | 1503249 | 1439919 | 1407727 | 1367716 | 1321706 | 1274087 | 1237817 | 1169498 | 1084879 | 1015320 | 936729 | 926342 | 912239 | 897328 | 881832 | 867019 | 732229 | 473324 | 307879 | 162495 | 110648
| Falling Short | Domestic |  | Gas CHP | Annual | uptake | 0 | 0 | 0 | 0 | 0 | 0 | 0 | 0 | 0 | 0 | 0 | 0 | 0 | 0 | 0 | 0 | 0 | 0 | 0 | 0 | 0 | 0 | 0 | 0 | 0 | 0 | 0 | 0 | 0 | 0 | 0
| Falling Short | Domestic |  | GSHP | Annual | uptake | 12253 | 25932 | 20734 | 23766 | 21031 | 21732 | 39914 | 31920 | 44837 | 48910 | 45584 | 59975 | 61543 | 63385 | 65367 | 90416 | 90402 | 125345 | 168575 | 191838 | 225729 | 225141 | 232645 | 237538 | 239691 | 244932 | 262482 | 401453 | 436993 | 472520 | 495859
| Falling Short | Domestic |  | Hybrid (ASHP + Biofuel boiler) | Annual | uptake | 403 | 453 | 568 | 743 | 841 | 3849 | 4329 | 4568 | 6735 | 9306 | 11348 | 11464 | 11570 | 11673 | 11737 | 11811 | 12503 | 13168 | 13855 | 14452 | 19360 | 18914 | 18425 | 17896 | 17246 | 16545 | 20390 | 20428 | 20448 | 20509 | 20663
| Falling Short | Domestic |  | Hybrid (ASHP + Electric resistive) | Annual | uptake | 1597 | 1816 | 2244 | 2992 | 3327 | 11351 | 12922 | 13776 | 21381 | 30277 | 38561 | 41646 | 46095 | 51259 | 56979 | 85528 | 94618 | 106190 | 118707 | 130676 | 146621 | 135329 | 132286 | 129191 | 126030 | 122119 | 115766 | 123914 | 131305 | 140917 | 172000
| Falling Short | Domestic |  | Hybrid (ASHP + Hydrogen boiler) | Annual | uptake | 0 | 0 | 0 | 0 | 0 | 0 | 0 | 0 | 0 | 0 | 0 | 0 | 0 | 0 | 0 | 0 | 0 | 0 | 0 | 0 | 0 | 0 | 0 | 0 | 0 | 0 | 0 | 0 | 0 | 0 | 0
| Falling Short | Domestic |  | Hydrogen boiler | Annual | uptake | 0 | 0 | 0 | 0 | 0 | 0 | 0 | 0 | 0 | 0 | 0 | 0 | 0 | 0 | 0 | 0 | 0 | 0 | 0 | 0 | 0 | 0 | 0 | 0 | 0 | 0 | 0 | 0 | 0 | 0 | 0
| Falling Short | Domestic |  | Oil boiler | Annual | uptake | 61930 | 94751 | 67752 | 76162 | 82330 | 59369 | 47840 | 35196 | 25670 | 18724 | 14570 | 18636 | 21494 | 22688 | 22961 | 22906 | 21799 | 21267 | 20292 | 19348 | 17523 | 17111 | 16084 | 15175 | 15188 | 15335 | 11879 | 6767 | 2750 | 1721 | 688
| Five Year Forecast | Domestic |  | ASHP | Annual | uptake | 2020: 33433; 2021: 35424; 2022: 40546; 2023: 43617; 2024: 46054; 2025: 81759; 2026: 88102; 2027: 93194; 2028: 95991
| Five Year Forecast | Domestic |  | Biofuel boiler | Annual | uptake | 2020: 2273; 2021: 4832; 2022: 8131; 2023: 12163; 2024: 17507; 2025: 28102; 2026: 20387; 2027: 13243; 2028: 10144
| Five Year Forecast | Domestic |  | Biomass boiler | Annual | uptake | 2020: 890; 2021: 6709; 2022: 3782; 2023: 3757; 2024: 3724; 2025: 3710; 2026: 3694; 2027: 3696; 2028: 3718
| Five Year Forecast | Domestic |  | Biomass CHP | Annual | uptake | 2020: 0; 2021: 0; 2022: 0; 2023: 0; 2024: 0; 2025: 0; 2026: 0; 2027: 0; 2028: 0
| Five Year Forecast | Domestic |  | Community | Annual | uptake | 2020: 13532; 2021: 18541; 2022: 18515; 2023: 18483; 2024: 18435; 2025: 13485; 2026: 13455; 2027: 13029; 2028: 12934
| Five Year Forecast | Domestic |  | DH | Annual | uptake | 2020: 56131; 2021: 59477; 2022: 61033; 2023: 62586; 2024: 64423; 2025: 62773; 2026: 60838; 2027: 59680; 2028: 58774
| Five Year Forecast | Domestic |  | Electric resistive | Annual | uptake | 2020: 44853; 2021: 52997; 2022: 47085; 2023: 44147; 2024: 41704; 2025: 28945; 2026: 25953; 2027: 26018; 2028: 28835
| Five Year Forecast | Domestic |  | Electric storage | Annual | uptake | 2020: 107196; 2021: 99548; 2022: 90585; 2023: 88608; 2024: 86997; 2025: 106664; 2026: 100260; 2027: 99556; 2028: 103772
| Five Year Forecast | Domestic |  | Gas boiler | Annual | uptake | 2020: 1666177; 2021: 1645567; 2022: 1643546; 2023: 1642479; 2024: 1640548; 2025: 1572241; 2026: 1572326; 2027: 1571130; 2028: 1564976
| Five Year Forecast | Domestic |  | Gas CHP | Annual | uptake | 2020: 0; 2021: 0; 2022: 0; 2023: 0; 2024: 0; 2025: 0; 2026: 0; 2027: 0; 2028: 0
| Five Year Forecast | Domestic |  | GSHP | Annual | uptake | 2020: 12253; 2021: 25932; 2022: 17371; 2023: 15609; 2024: 17145; 2025: 49076; 2026: 55281; 2027: 54897; 2028: 52745
| Five Year Forecast | Domestic |  | Hybrid (ASHP + Biofuel boiler) | Annual | uptake | 2020: 403; 2021: 453; 2022: 3544; 2023: 4596; 2024: 5636; 2025: 3761; 2026: 4663; 2027: 4440; 2028: 3460
| Five Year Forecast | Domestic |  | Hybrid (ASHP + Electric resistive) | Annual | uptake | 2020: 1597; 2021: 1816; 2022: 15577; 2023: 18940; 2024: 21590; 2025: 16322; 2026: 22966; 2027: 28055; 2028: 27478
| Five Year Forecast | Domestic |  | Hybrid (ASHP + Hydrogen boiler) | Annual | uptake | 2020: 0; 2021: 0; 2022: 0; 2023: 0; 2024: 0; 2025: 0; 2026: 0; 2027: 0; 2028: 0
| Five Year Forecast | Domestic |  | Hydrogen boiler | Annual | uptake | 2020: 0; 2021: 0; 2022: 0; 2023: 0; 2024: 0; 2025: 0; 2026: 0; 2027: 0; 2028: 0
| Five Year Forecast | Domestic |  | Oil boiler | Annual | uptake | 2020: 61930; 2021: 94751; 2022: 90669; 2023: 85401; 2024: 76624; 2025: 73545; 2026: 72460; 2027: 73445; 2028: 77558
| Consumer Transformation | Non-domestic |  | ASHP | Annual | uptake | 2779 | 4990 | 10755 | 13932 | 14581 | 14840 | 18973 | 18857 | 18831 | 18810 | 18795 | 19052 | 19248 | 19159 | 18966 | 20912 | 21862 | 21877 | 22240 | 23443 | 25000 | 27497 | 28220 | 28498 | 28140 | 27613 | 28953 | 28937 | 28898 | 28788 | 32790
| Consumer Transformation | Non-domestic |  | Biofuel boiler | Annual | uptake | 1 | 1 | 1500 | 1522 | 1536 | 1512 | 1444 | 1378 | 1330 | 1284 | 1234 | 1390 | 1538 | 1590 | 1622 | 1825 | 1835 | 1817 | 1766 | 1735 | 1798 | 1755 | 1809 | 1853 | 1884 | 1894 | 1905 | 1902 | 1894 | 1890 | 1940
| Consumer Transformation | Non-domestic |  | Biomass boiler | Annual | uptake | 0 | 0 | 0 | 0 | 0 | 89 | 629 | 680 | 671 | 670 | 669 | 668 | 671 | 717 | 1266 | 1032 | 1293 | 1164 | 1131 | 1108 | 1205 | 1284 | 1376 | 1420 | 1782 | 1787 | 1761 | 1843 | 1809 | 1928 | 1863
| Consumer Transformation | Non-domestic |  | Biomass CHP | Annual | uptake | 0 | 0 | 0 | 0 | 0 | 0 | 3 | 560 | 674 | 674 | 670 | 669 | 617 | 215 | 26 | 11 | 10 | 25 | 80 | 236 | 633 | 695 | 752 | 773 | 778 | 786 | 770 | 761 | 753 | 754 | 457
| Consumer Transformation | Non-domestic |  | Community | Annual | uptake | 2467 | 397 | 1141 | 1148 | 1148 | 1109 | 950 | 815 | 776 | 767 | 762 | 763 | 770 | 824 | 905 | 1521 | 1016 | 875 | 826 | 793 | 851 | 873 | 905 | 921 | 931 | 938 | 928 | 920 | 920 | 929 | 863
| Consumer Transformation | Non-domestic |  | DH | Annual | uptake | 793 | 1907 | 4178 | 4609 | 6632 | 7732 | 8251 | 8202 | 8051 | 7875 | 7687 | 8157 | 8640 | 8940 | 9302 | 11347 | 11871 | 11468 | 11018 | 10987 | 11225 | 10130 | 10907 | 11495 | 11502 | 11543 | 11716 | 11721 | 11743 | 11724 | 12993
| Consumer Transformation | Non-domestic |  | Electric resistive | Annual | uptake | 26169 | 21088 | 12421 | 10689 | 9181 | 8661 | 8820 | 9010 | 9191 | 9387 | 9567 | 7940 | 6124 | 5809 | 5602 | 4609 | 3351 | 2500 | 2037 | 1620 | 1529 | 1577 | 1654 | 1730 | 1803 | 1855 | 1409 | 924 | 888 | 881 | 993
| Consumer Transformation | Non-domestic |  | Electric storage | Annual | uptake | 0 | 0 | 0 | 6 | 50 | 137 | 268 | 310 | 346 | 367 | 380 | 676 | 1440 | 2047 | 2734 | 4517 | 4502 | 4171 | 3940 | 3956 | 4047 | 2790 | 3223 | 3547 | 3550 | 3614 | 3692 | 3788 | 3872 | 3996 | 5371
| Consumer Transformation | Non-domestic |  | Gas boiler | Annual | uptake | 30006 | 3482 | 26871 | 18754 | 16000 | 14410 | 6401 | 6108 | 5967 | 5887 | 5845 | 5760 | 5556 | 5363 | 4551 | 3362 | 1617 | 686 | 291 | 140 | 52 | 19 | 11 | 8 | 5 | 4 | 3 | 3 | 3 | 4 | 3
| Consumer Transformation | Non-domestic |  | Gas CHP | Annual | uptake | 0 | 0 | 0 | 0 | 0 | 0 | 0 | 0 | 0 | 0 | 0 | 0 | 0 | 0 | 0 | 0 | 0 | 0 | 0 | 0 | 0 | 0 | 0 | 0 | 0 | 0 | 0 | 0 | 0 | 0 | 0
| Consumer Transformation | Non-domestic |  | GSHP | Annual | uptake | 1740 | 36531 | 8424 | 11458 | 12201 | 12661 | 15614 | 15583 | 15638 | 15711 | 15771 | 16034 | 16246 | 16215 | 16058 | 20562 | 21113 | 20381 | 19112 | 17800 | 17372 | 16016 | 17198 | 18380 | 19003 | 19772 | 20570 | 20590 | 20639 | 20625 | 22590
| Consumer Transformation | Non-domestic |  | Hybrid (ASHP + Biofuel boiler) | Annual | uptake | 0 | 403 | 1165 | 1268 | 1334 | 1368 | 1325 | 1286 | 1269 | 1264 | 1265 | 1337 | 1442 | 1463 | 1473 | 1646 | 1662 | 1651 | 1621 | 1595 | 1865 | 1806 | 1827 | 1838 | 1847 | 1839 | 1876 | 1873 | 1867 | 1864 | 1925
| Consumer Transformation | Non-domestic |  | Hybrid (ASHP + Electric resistive) | Annual | uptake | 1078 | 1256 | 5076 | 8172 | 8922 | 9115 | 9116 | 9145 | 9227 | 9287 | 9343 | 9541 | 9687 | 9582 | 9407 | 11168 | 11717 | 11344 | 10904 | 10810 | 11928 | 10792 | 11283 | 11682 | 11589 | 11570 | 12320 | 12400 | 12462 | 12594 | 14038
| Consumer Transformation | Non-domestic |  | Hybrid (ASHP + Hydrogen boiler) | Annual | uptake | 0 | 0 | 0 | 0 | 0 | 0 | 0 | 0 | 0 | 0 | 0 | 0 | 0 | 0 | 0 | 0 | 0 | 0 | 0 | 0 | 0 | 0 | 0 | 0 | 0 | 0 | 0 | 0 | 0 | 0 | 0
| Consumer Transformation | Non-domestic |  | Hydrogen boiler | Annual | uptake | 0 | 0 | 0 | 0 | 0 | 0 | 0 | 0 | 0 | 0 | 0 | 0 | 0 | 0 | 0 | 0 | 0 | 0 | 0 | 0 | 0 | 0 | 0 | 0 | 0 | 0 | 0 | 0 | 0 | 0 | 0
| Consumer Transformation | Non-domestic |  | Oil boiler | Annual | uptake | 3462 | 3436 | 1125 | 1098 | 1073 | 1024 | 860 | 723 | 684 | 674 | 670 | 670 | 678 | 731 | 745 | 71 | 52 | 41 | 4 | 0 | 0 | 0 | 0 | 0 | 0 | 0 | 0 | 0 | 0 | 0 | 0
| System Transformation | Non-domestic |  | ASHP | Annual | uptake | 2779 | 4990 | 7316 | 8040 | 8612 | 9309 | 11551 | 12777 | 13899 | 14646 | 12554 | 12797 | 13010 | 13232 | 13598 | 15352 | 18089 | 18316 | 18343 | 18369 | 18883 | 18255 | 18037 | 17943 | 17929 | 18493 | 18832 | 19092 | 19243 | 19283 | 20123
| System Transformation | Non-domestic |  | Biofuel boiler | Annual | uptake | 1 | 1 | 303 | 295 | 384 | 877 | 878 | 851 | 850 | 854 | 770 | 936 | 1078 | 1230 | 1327 | 1418 | 1326 | 1387 | 1404 | 1412 | 1476 | 1492 | 1522 | 1555 | 1589 | 1661 | 1658 | 1653 | 1648 | 1645 | 1638
| System Transformation | Non-domestic |  | Biomass boiler | Annual | uptake | 0 | 0 | 0 | 0 | 0 | 13 | 551 | 637 | 659 | 665 | 562 | 559 | 557 | 571 | 575 | 232 | 741 | 809 | 1027 | 1010 | 1093 | 1101 | 1097 | 1085 | 1086 | 1128 | 1116 | 1134 | 1146 | 1141 | 1048
| System Transformation | Non-domestic |  | Biomass CHP | Annual | uptake | 0 | 0 | 0 | 0 | 0 | 0 | 7 | 606 | 687 | 677 | 566 | 567 | 536 | 288 | 5 | 18 | 10 | 8 | 51 | 196 | 600 | 620 | 640 | 649 | 651 | 661 | 648 | 630 | 622 | 621 | 292
| System Transformation | Non-domestic |  | Community | Annual | uptake | 2467 | 397 | 1207 | 1193 | 1185 | 1159 | 978 | 816 | 781 | 770 | 659 | 659 | 663 | 691 | 722 | 746 | 691 | 672 | 663 | 644 | 698 | 717 | 741 | 746 | 747 | 759 | 743 | 726 | 720 | 716 | 635
| System Transformation | Non-domestic |  | DH | Annual | uptake | 793 | 1907 | 4959 | 5182 | 5339 | 5849 | 8482 | 10392 | 10381 | 10205 | 7218 | 7162 | 7104 | 7099 | 7054 | 8759 | 9033 | 9136 | 9085 | 9041 | 9403 | 9223 | 9042 | 8979 | 8985 | 9432 | 9708 | 9901 | 10006 | 10015 | 11369
| System Transformation | Non-domestic |  | Electric resistive | Annual | uptake | 26169 | 21088 | 15617 | 13456 | 11638 | 10351 | 10225 | 10171 | 10143 | 10118 | 4894 | 4882 | 4819 | 4562 | 4366 | 3765 | 2625 | 1773 | 1349 | 991 | 788 | 760 | 748 | 748 | 750 | 227 | 166 | 82 | 50 | 46 | 45
| System Transformation | Non-domestic |  | Electric storage | Annual | uptake | 0 | 0 | 0 | 1 | 10 | 67 | 242 | 290 | 338 | 367 | 323 | 325 | 326 | 337 | 365 | 344 | 338 | 336 | 341 | 337 | 389 | 395 | 418 | 426 | 434 | 448 | 438 | 428 | 429 | 429 | 381
| System Transformation | Non-domestic |  | Gas boiler | Annual | uptake | 30006 | 3482 | 32521 | 32448 | 32400 | 30941 | 23717 | 18171 | 14423 | 12503 | 8414 | 8317 | 8233 | 8163 | 7545 | 6356 | 1404 | 666 | 365 | 189 | 94 | 57 | 32 | 19 | 13 | 2 | 2 | 1 | 1 | 1 | 1
| System Transformation | Non-domestic |  | Gas CHP | Annual | uptake | 0 | 0 | 0 | 0 | 0 | 0 | 0 | 0 | 0 | 0 | 0 | 0 | 0 | 0 | 0 | 0 | 0 | 0 | 0 | 0 | 0 | 0 | 0 | 0 | 0 | 0 | 0 | 0 | 0 | 0 | 0
| System Transformation | Non-domestic |  | GSHP | Annual | uptake | 1740 | 36531 | 4587 | 5122 | 5711 | 6651 | 8847 | 10404 | 11410 | 11988 | 10092 | 10461 | 10753 | 11016 | 11452 | 13437 | 14868 | 15146 | 15245 | 15312 | 15444 | 14994 | 14789 | 14705 | 14700 | 15250 | 15329 | 15618 | 15800 | 15869 | 17006
| System Transformation | Non-domestic |  | Hybrid (ASHP + Biofuel boiler) | Annual | uptake | 0 | 403 | 867 | 1093 | 1251 | 1297 | 1265 | 1231 | 1225 | 1224 | 1102 | 1152 | 1192 | 1218 | 1245 | 1332 | 1355 | 1357 | 1340 | 1322 | 1453 | 1450 | 1475 | 1495 | 1520 | 1581 | 1581 | 1574 | 1566 | 1561 | 1561
| System Transformation | Non-domestic |  | Hybrid (ASHP + Electric resistive) | Annual | uptake | 1078 | 1256 | 4144 | 4702 | 5019 | 5066 | 5026 | 5586 | 7172 | 7963 | 6210 | 6269 | 6333 | 6435 | 6756 | 8661 | 8919 | 9083 | 9044 | 8972 | 9355 | 8875 | 8717 | 8686 | 8728 | 9217 | 9460 | 9632 | 9715 | 9710 | 10833
| System Transformation | Non-domestic |  | Hybrid (ASHP + Hydrogen boiler) | Annual | uptake | 0 | 0 | 0 | 0 | 0 | 0 | 0 | 0 | 0 | 0 | 8313 | 8166 | 8073 | 8066 | 8146 | 10989 | 11370 | 11557 | 11514 | 11454 | 11974 | 11882 | 11621 | 11497 | 11455 | 12009 | 12511 | 12748 | 12883 | 12909 | 14692
| System Transformation | Non-domestic |  | Hydrogen boiler | Annual | uptake | 0 | 0 | 0 | 0 | 0 | 0 | 0 | 0 | 0 | 0 | 10413 | 9837 | 9411 | 9151 | 8873 | 11034 | 11404 | 11582 | 11531 | 11466 | 11983 | 11891 | 11629 | 11505 | 11462 | 12016 | 12518 | 12754 | 12889 | 12915 | 14697
| System Transformation | Non-domestic |  | Oil boiler | Annual | uptake | 3462 | 3436 | 1133 | 1125 | 1109 | 1076 | 887 | 724 | 689 | 677 | 566 | 567 | 571 | 599 | 629 | 22 | 16 | 9 | 2 | 1 | 0 | 0 | 0 | 0 | 0 | 0 | 0 | 0 | 0 | 0 | 0
| Leading the Way | Non-domestic |  | ASHP | Annual | uptake | 2779 | 4990 | 8798 | 9182 | 10560 | 13244 | 18332 | 18543 | 17914 | 17687 | 16779 | 16800 | 16771 | 16709 | 16660 | 17895 | 18643 | 18816 | 18714 | 18128 | 18011 | 16948 | 17010 | 17333 | 17909 | 18360 | 18495 | 18452 | 18317 | 18282 | 18808
| Leading the Way | Non-domestic |  | Biofuel boiler | Annual | uptake | 1 | 1 | 2029 | 1964 | 1933 | 1890 | 1841 | 1804 | 1739 | 1699 | 1584 | 1574 | 1567 | 1569 | 1570 | 1840 | 1911 | 1849 | 1803 | 1768 | 1905 | 1927 | 1971 | 2010 | 2031 | 2062 | 2084 | 2082 | 2068 | 2064 | 2166
| Leading the Way | Non-domestic |  | Biomass boiler | Annual | uptake | 0 | 0 | 0 | 0 | 0 | 115 | 658 | 681 | 634 | 600 | 597 | 597 | 600 | 626 | 654 | 801 | 848 | 1063 | 1037 | 966 | 1024 | 1055 | 1094 | 1115 | 1178 | 1198 | 1188 | 1166 | 1131 | 1121 | 1121
| Leading the Way | Non-domestic |  | Biomass CHP | Annual | uptake | 0 | 0 | 0 | 0 | 0 | 0 | 21 | 576 | 624 | 601 | 598 | 596 | 557 | 301 | 3 | 4 | 4 | 10 | 77 | 212 | 524 | 587 | 639 | 682 | 694 | 697 | 677 | 666 | 654 | 645 | 373
| Leading the Way | Non-domestic |  | Community | Annual | uptake | 2467 | 397 | 1605 | 1463 | 1172 | 1118 | 938 | 808 | 735 | 694 | 691 | 691 | 696 | 726 | 758 | 907 | 732 | 717 | 706 | 686 | 757 | 772 | 791 | 796 | 800 | 796 | 778 | 763 | 751 | 744 | 669
| Leading the Way | Non-domestic |  | DH | Annual | uptake | 793 | 1907 | 5959 | 6711 | 10246 | 10265 | 10223 | 9880 | 8890 | 8450 | 7450 | 7365 | 7263 | 7510 | 7809 | 9761 | 10427 | 10375 | 10208 | 9674 | 9821 | 9372 | 9421 | 9715 | 10259 | 10689 | 11030 | 11066 | 10969 | 10934 | 11915
| Leading the Way | Non-domestic |  | Electric resistive | Annual | uptake | 26169 | 21088 | 7521 | 7073 | 6856 | 6640 | 6634 | 6637 | 6259 | 6077 | 5352 | 5227 | 5117 | 5018 | 4928 | 2911 | 742 | 554 | 482 | 466 | 482 | 491 | 503 | 515 | 520 | 525 | 523 | 522 | 518 | 517 | 685
| Leading the Way | Non-domestic |  | Electric storage | Annual | uptake | 0 | 0 | 0 | 6 | 58 | 147 | 283 | 326 | 343 | 345 | 357 | 677 | 1325 | 1802 | 2204 | 3438 | 3259 | 3206 | 3178 | 3082 | 3119 | 2219 | 2264 | 2447 | 2771 | 3025 | 3080 | 3151 | 3169 | 3225 | 4128
| Leading the Way | Non-domestic |  | Gas boiler | Annual | uptake | 30006 | 3482 | 32726 | 30758 | 22953 | 17252 | 7625 | 6777 | 5767 | 5384 | 4766 | 4652 | 4507 | 4329 | 4177 | 3485 | 1060 | 449 | 163 | 41 | 15 | 9 | 7 | 5 | 6 | 4 | 4 | 4 | 4 | 4 | 4
| Leading the Way | Non-domestic |  | Gas CHP | Annual | uptake | 0 | 0 | 0 | 0 | 0 | 0 | 0 | 0 | 0 | 0 | 0 | 0 | 0 | 0 | 0 | 0 | 0 | 0 | 0 | 0 | 0 | 0 | 0 | 0 | 0 | 0 | 0 | 0 | 0 | 0 | 0
| Leading the Way | Non-domestic |  | GSHP | Annual | uptake | 1740 | 36531 | 6235 | 7630 | 10727 | 12530 | 15576 | 15735 | 15049 | 14876 | 14040 | 14030 | 13961 | 13867 | 13796 | 16110 | 16920 | 16994 | 16862 | 16268 | 16721 | 16800 | 16859 | 17202 | 17786 | 18248 | 18864 | 18925 | 18838 | 18820 | 19128
| Leading the Way | Non-domestic |  | Hybrid (ASHP + Biofuel boiler) | Annual | uptake | 0 | 403 | 1380 | 1414 | 1448 | 1454 | 1410 | 1377 | 1327 | 1299 | 1218 | 1229 | 1241 | 1261 | 1278 | 1605 | 1635 | 1615 | 1602 | 1584 | 1689 | 1724 | 1763 | 1796 | 1815 | 1840 | 1851 | 1849 | 1837 | 1833 | 2017
| Leading the Way | Non-domestic |  | Hybrid (ASHP + Electric resistive) | Annual | uptake | 1078 | 1256 | 5250 | 5340 | 5614 | 6971 | 8269 | 8797 | 8460 | 8419 | 7699 | 7747 | 7714 | 7686 | 7648 | 9959 | 10584 | 10469 | 10190 | 9721 | 9971 | 10119 | 10221 | 10510 | 10947 | 11309 | 11641 | 11696 | 11644 | 11670 | 13040
| Leading the Way | Non-domestic |  | Hybrid (ASHP + Hydrogen boiler) | Annual | uptake | 0 | 0 | 0 | 0 | 0 | 0 | 0 | 0 | 4176 | 5421 | 5061 | 5134 | 5129 | 5120 | 5105 | 6524 | 6951 | 6890 | 6757 | 6424 | 6910 | 6970 | 7056 | 7322 | 7678 | 7991 | 8790 | 8841 | 8767 | 8738 | 12025
| Leading the Way | Non-domestic |  | Hydrogen boiler | Annual | uptake | 0 | 0 | 0 | 0 | 0 | 0 | 0 | 0 | 95 | 502 | 5866 | 5739 | 5606 | 5498 | 5402 | 6812 | 7270 | 7178 | 7016 | 6676 | 7168 | 7181 | 7226 | 7456 | 7780 | 8069 | 8866 | 8916 | 8839 | 8808 | 9841
| Leading the Way | Non-domestic |  | Oil boiler | Annual | uptake | 3462 | 3436 | 1153 | 1116 | 1089 | 1030 | 846 | 716 | 643 | 602 | 598 | 598 | 603 | 634 | 665 | 50 | 12 | 4 | 0 | 0 | 0 | 0 | 0 | 0 | 0 | 0 | 0 | 0 | 0 | 0 | 0
| Falling Short | Non-domestic |  | ASHP | Annual | uptake | 2779 | 4990 | 4828 | 4282 | 3949 | 3997 | 4650 | 4668 | 4689 | 4711 | 4733 | 5403 | 5365 | 5334 | 5319 | 8193 | 9065 | 9385 | 9481 | 9552 | 10225 | 10031 | 10052 | 10058 | 10040 | 10063 | 10095 | 10094 | 10131 | 10183 | 13782
| Falling Short | Non-domestic |  | Biofuel boiler | Annual | uptake | 1 | 1 | 1 | 1 | 1 | 1 | 1 | 1 | 1 | 1 | 1 | 1 | 1 | 1 | 1 | 21 | 19 | 17 | 16 | 14 | 31 | 32 | 32 | 33 | 33 | 34 | 39 | 39 | 40 | 40 | 56
| Falling Short | Non-domestic |  | Biomass boiler | Annual | uptake | 0 | 0 | 0 | 0 | 0 | 0 | 0 | 0 | 0 | 0 | 0 | 0 | 0 | 0 | 0 | 22 | 22 | 13 | 3 | 3 | 16 | 14 | 15 | 29 | 29 | 15 | 24 | 19 | 26 | 30 | 45
| Falling Short | Non-domestic |  | Biomass CHP | Annual | uptake | 0 | 0 | 0 | 0 | 0 | 0 | 0 | 0 | 0 | 0 | 0 | 0 | 0 | 0 | 0 | 666 | 93 | 81 | 171 | 129 | 48 | 39 | 53 | 57 | 55 | 32 | 24 | 20 | 23 | 22 | 53
| Falling Short | Non-domestic |  | Community | Annual | uptake | 2467 | 397 | 1235 | 1812 | 2951 | 4324 | 4416 | 4519 | 4747 | 6234 | 6432 | 4061 | 3440 | 3062 | 1875 | 1947 | 1907 | 2483 | 2580 | 3058 | 4981 | 4852 | 4725 | 4502 | 4077 | 3918 | 4042 | 4036 | 4012 | 4043 | 4749
| Falling Short | Non-domestic |  | DH | Annual | uptake | 793 | 1907 | 2157 | 2630 | 2803 | 2148 | 2238 | 2509 | 2803 | 3039 | 3309 | 3056 | 2930 | 2790 | 2878 | 3708 | 3710 | 3595 | 3777 | 3968 | 4614 | 4619 | 4660 | 4676 | 4656 | 4687 | 4795 | 4895 | 4984 | 5309 | 7712
| Falling Short | Non-domestic |  | Electric resistive | Annual | uptake | 26169 | 21088 | 26304 | 26032 | 25693 | 24722 | 24507 | 24251 | 23868 | 23412 | 22914 | 24366 | 25039 | 25523 | 25817 | 26071 | 26123 | 26166 | 26177 | 26179 | 26193 | 26174 | 26151 | 26160 | 26177 | 26189 | 26245 | 26292 | 26333 | 26345 | 26405
| Falling Short | Non-domestic |  | Electric storage | Annual | uptake | 0 | 0 | 0 | 0 | 0 | 0 | 0 | 0 | 0 | 0 | 0 | 0 | 0 | 0 | 0 | 0 | 0 | 0 | 0 | 0 | 0 | 0 | 0 | 0 | 0 | 0 | 0 | 0 | 0 | 0 | 0
| Falling Short | Non-domestic |  | Gas boiler | Annual | uptake | 30006 | 3482 | 32565 | 32532 | 32501 | 32470 | 31202 | 31212 | 31223 | 31234 | 31245 | 30026 | 30002 | 29978 | 29952 | 32650 | 31132 | 29909 | 28847 | 27958 | 27126 | 26918 | 26748 | 26565 | 26390 | 26218 | 25902 | 25528 | 25106 | 24273 | 23343
| Falling Short | Non-domestic |  | Gas CHP | Annual | uptake | 0 | 0 | 0 | 0 | 0 | 0 | 0 | 0 | 0 | 0 | 0 | 0 | 0 | 0 | 0 | 0 | 0 | 0 | 0 | 0 | 0 | 0 | 0 | 0 | 0 | 0 | 0 | 0 | 0 | 0 | 0
| Falling Short | Non-domestic |  | GSHP | Annual | uptake | 1740 | 36531 | 3478 | 3186 | 2619 | 2642 | 3296 | 3313 | 3332 | 3355 | 3378 | 3804 | 3770 | 3739 | 3767 | 6058 | 6909 | 7336 | 7498 | 7574 | 8263 | 7941 | 7958 | 7927 | 7894 | 7951 | 7923 | 8056 | 8224 | 8403 | 11308
| Falling Short | Non-domestic |  | Hybrid (ASHP + Biofuel boiler) | Annual | uptake | 0 | 403 | 350 | 243 | 10 | 28 | 33 | 39 | 47 | 55 | 62 | 44 | 30 | 17 | 10 | 30 | 44 | 63 | 85 | 111 | 247 | 261 | 278 | 288 | 288 | 306 | 331 | 361 | 371 | 390 | 425
| Falling Short | Non-domestic |  | Hybrid (ASHP + Electric resistive) | Annual | uptake | 1078 | 1256 | 1140 | 978 | 346 | 110 | 104 | 98 | 92 | 87 | 83 | 130 | 203 | 296 | 468 | 1383 | 1906 | 2470 | 3200 | 3882 | 5084 | 5182 | 5295 | 5381 | 5424 | 5565 | 5804 | 5955 | 6119 | 6349 | 7608
| Falling Short | Non-domestic |  | Hybrid (ASHP + Hydrogen boiler) | Annual | uptake | 0 | 0 | 0 | 0 | 0 | 0 | 0 | 0 | 0 | 0 | 0 | 0 | 0 | 0 | 0 | 0 | 0 | 0 | 0 | 0 | 0 | 0 | 0 | 0 | 0 | 0 | 0 | 0 | 0 | 0 | 0
| Falling Short | Non-domestic |  | Hydrogen boiler | Annual | uptake | 0 | 0 | 0 | 0 | 0 | 0 | 0 | 0 | 0 | 0 | 0 | 0 | 0 | 0 | 0 | 0 | 0 | 0 | 0 | 0 | 0 | 0 | 0 | 0 | 0 | 0 | 0 | 0 | 0 | 0 | 0
| Falling Short | Non-domestic |  | Oil boiler | Annual | uptake | 3462 | 3436 | 569 | 929 | 1752 | 2184 | 2177 | 2015 | 1824 | 497 | 468 | 1735 | 1846 | 1885 | 2537 | 1905 | 1851 | 1357 | 1340 | 1315 | 502 | 486 | 471 | 441 | 462 | 549 | 530 | 509 | 486 | 462 | 350
| Five Year Forecast | Non-domestic |  | ASHP | Annual | uptake | 2020: 2779; 2021: 4990; 2022: 4603; 2023: 5525; 2024: 5883; 2025: 6684; 2026: 9886; 2027: 9932; 2028: 10685
| Five Year Forecast | Non-domestic |  | Biofuel boiler | Annual | uptake | 2020: 1; 2021: 1; 2022: 1; 2023: 591; 2024: 913; 2025: 1163; 2026: 815; 2027: 276; 2028: 2
| Five Year Forecast | Non-domestic |  | Biomass boiler | Annual | uptake | 2020: 0; 2021: 0; 2022: 0; 2023: 0; 2024: 0; 2025: 16; 2026: 0; 2027: 0; 2028: 0
| Five Year Forecast | Non-domestic |  | Biomass CHP | Annual | uptake | 2020: 0; 2021: 0; 2022: 0; 2023: 0; 2024: 0; 2025: 5; 2026: 0; 2027: 0; 2028: 0
| Five Year Forecast | Non-domestic |  | Community | Annual | uptake | 2020: 2467; 2021: 397; 2022: 1353; 2023: 1325; 2024: 1328; 2025: 1302; 2026: 1102; 2027: 922; 2028: 771
| Five Year Forecast | Non-domestic |  | DH | Annual | uptake | 2020: 793; 2021: 1907; 2022: 4855; 2023: 5021; 2024: 6271; 2025: 9334; 2026: 8046; 2027: 6256; 2028: 4326
| Five Year Forecast | Non-domestic |  | Electric resistive | Annual | uptake | 2020: 26169; 2021: 21088; 2022: 16307; 2023: 13009; 2024: 11091; 2025: 15604; 2026: 14589; 2027: 18801; 2028: 16921
| Five Year Forecast | Non-domestic |  | Electric storage | Annual | uptake | 2020: 0; 2021: 0; 2022: 0; 2023: 0; 2024: 0; 2025: 0; 2026: 0; 2027: 0; 2028: 0
| Five Year Forecast | Non-domestic |  | Gas boiler | Annual | uptake | 2020: 30006; 2021: 3482; 2022: 34413; 2023: 34021; 2024: 32706; 2025: 22441; 2026: 21814; 2027: 20717; 2028: 19675
| Five Year Forecast | Non-domestic |  | Gas CHP | Annual | uptake | 2020: 0; 2021: 0; 2022: 0; 2023: 0; 2024: 0; 2025: 0; 2026: 0; 2027: 0; 2028: 0
| Five Year Forecast | Non-domestic |  | GSHP | Annual | uptake | 2020: 1740; 2021: 36531; 2022: 2666; 2023: 3846; 2024: 4534; 2025: 6152; 2026: 6892; 2027: 7132; 2028: 8261
| Five Year Forecast | Non-domestic |  | Hybrid (ASHP + Biofuel boiler) | Annual | uptake | 2020: 0; 2021: 403; 2022: 583; 2023: 811; 2024: 921; 2025: 1238; 2026: 1332; 2027: 1358; 2028: 1350
| Five Year Forecast | Non-domestic |  | Hybrid (ASHP + Electric resistive) | Annual | uptake | 2020: 1078; 2021: 1256; 2022: 565; 2023: 1460; 2024: 2109; 2025: 2234; 2026: 1833; 2027: 1078; 2028: 866
| Five Year Forecast | Non-domestic |  | Hybrid (ASHP + Hydrogen boiler) | Annual | uptake | 2020: 0; 2021: 0; 2022: 0; 2023: 0; 2024: 0; 2025: 0; 2026: 0; 2027: 0; 2028: 0
| Five Year Forecast | Non-domestic |  | Hydrogen boiler | Annual | uptake | 2020: 0; 2021: 0; 2022: 0; 2023: 0; 2024: 0; 2025: 0; 2026: 0; 2027: 0; 2028: 0
| Five Year Forecast | Non-domestic |  | Oil boiler | Annual | uptake | 2020: 3462; 2021: 3436; 2022: 3149; 2023: 2888; 2024: 2738; 2025: 2324; 2026: 2186; 2027: 2024; 2028: 1873
| System Transformation | Total end-use residential gas demand | gas | Residential demand | Annuals | GWh | 375621.817 | 351985.3767 | 310556 | 306198 | 319962 | 335568 | 330849 | 325537 | 320060 | 314466 | 308483 | 293989 | 278956 | 263823 | 248566 | 228112 | 206958 | 186652 | 166538 | 146720 | 127137 | 108486 | 90429 | 72535 | 54759 | 37371 | 28495 | 20156 | 11918 | 3804 | 887
| Falling Short | Total end-use residential gas demand | gas | Residential demand | Annuals | GWh | 375621.817 | 351985.3767 | 310556.0935 | 347696.8074 | 345539.671 | 343372.4791 | 340951.7181 | 337456.5278 | 333711.3206 | 329658.4976 | 325230.6897 | 320382.0793 | 314650.3501 | 308361.0801 | 301435.009 | 293803.2716 | 286332.9691 | 278530.1665 | 269995.298 | 260641.8802 | 250547.8832 | 239859.7734 | 230179.7008 | 220680.3975 | 211398.8901 | 202380.2452 | 193670.663 | 184257.1897 | 172949.1157 | 160502.979 | 147188.5589
| Consumer Transformation | Total end-use residential gas demand | gas | Residential demand | Annuals | GWh | 375621.817 | 351985.3767 | 310556.0935 | 306396.441 | 302086.2128 | 297019.0218 | 290745.7241 | 281668.272 | 269971.4277 | 255760.3264 | 239646.7335 | 222637.5649 | 205516.0185 | 188318.6755 | 171085.3001 | 150877.4234 | 131694.3542 | 114042.4208 | 96842.7562 | 79891.9774 | 63773.6022 | 48919.608 | 36867.2447 | 27437.9442 | 20529.8008 | 15553.6213 | 11540.391 | 7736.6303 | 4107.105 | 613.5349 | 80.9145
| Leading the Way | Total end-use residential gas demand | gas | Residential demand | Annuals | GWh | 375621.817 | 351985.3767 | 310556.0935 | 306197.5046 | 302263.2676 | 298139.8513 | 291353.3421 | 280862.7814 | 267325.1926 | 248417.9443 | 227304.4308 | 204748.8038 | 182625.9763 | 160742.8972 | 138820.8467 | 116541.2575 | 97586.6042 | 80477.7105 | 66231.3343 | 53937.4203 | 43741.695 | 33363.8864 | 25965.535 | 19875.793 | 15578.4813 | 11913.1012 | 8678.0693 | 5775.5582 | 3021.6945 | 382.9706 | 0.30963
| Five Year Forecast | Total end-use residential gas demand | gas | Residential demand | Annuals | GWh | 2020: 375621.817; 2021: 351985.3767; 2022: 310556.0935; 2023: 306197.5046; 2024: 322338.0449; 2025: 338060.5867; 2026: 332282.4728; 2027: 326434.7239; 2028: 320597.6788
| System Transformation | Annual end-use gas demand from the commercial sector | gas | Commercial demand | Annuals | GWh | 80094.4547 | 92410 | 88902.9495 | 91880 | 94880 | 95910 | 96080 | 95930 | 95062.0744 | 92490.4176 | 89414.7737 | 85230.9484 | 80358.0554 | 75440.0315 | 70504.0994 | 65483.6571 | 59993.1166 | 54017.3491 | 48018.8266 | 42012.7063 | 36000.7103 | 30087.8551 | 24944.1519 | 20668.4873 | 17063.7707 | 13948.98 | 11860.399 | 10386.9987 | 8931.3225 | 7491.25 | 6128.0455
| Falling Short | Annual end-use gas demand from the commercial sector | gas | Commercial demand | Annuals | GWh | 80094.4547 | 92410 | 88902.9495 | 94140 | 97460 | 100550 | 102070 | 103100 | 103460 | 103921.315 | 104218.1518 | 105159.9405 | 105796.1715 | 106417.1816 | 107053.9081 | 107719.5747 | 108609.9659 | 109318.8948 | 109860.3125 | 110248.6445 | 110528.7694 | 110746.5333 | 111058.8095 | 111348.2529 | 111593.9143 | 111475.0768 | 110996.0828 | 110608.1171 | 110175.9924 | 109687.7049 | 109146.0624
| Consumer Transformation | Annual end-use gas demand from the commercial sector | gas | Commercial demand | Annuals | GWh | 80094.4547 | 92410 | 88902.9495 | 86490 | 86010 | 87300 | 86430 | 83870 | 78978.5437 | 74288.5565 | 69452.0461 | 64534.3728 | 59495.3426 | 54403.0539 | 49267.3042 | 44086.7765 | 38459.8512 | 32759.1535 | 27639.4616 | 23696.0161 | 20248.7776 | 17136.6057 | 15091.495 | 13721.6972 | 12400.547 | 11398.7793 | 10300.5957 | 9282.6474 | 8285.3937 | 7319.6741 | 6429.8779
| Leading the Way | Annual end-use gas demand from the commercial sector | gas | Commercial demand | Annuals | GWh | 80094.4547 | 92410 | 88902.9495 | 84170 | 83620 | 85030 | 85990 | 83640 | 80120 | 75790 | 70740 | 65690 | 60600.416 | 55462.1975 | 50296.9706 | 45093.844 | 39570.2036 | 33975.3545 | 28353.0535 | 22923.0455 | 18800.7279 | 15536.6988 | 13580.2403 | 11834.6321 | 10335.5372 | 9521.6071 | 8678.0426 | 7856.4881 | 7051.4127 | 6272.8192 | 5837.8893
| Five Year Forecast | Annual end-use gas demand from the commercial sector | gas | Commercial demand | Annuals | GWh | 2020: 80094.4547; 2021: 92410; 2022: 88902.9495; 2023: 87271.57; 2024: 87371.57; 2025: 91262.66; 2026: 93677.72; 2027: 94885.25; 2028: 95187.13
| System Transformation | Total gas demand (gas NTS connected only) for electricity generation | gas | Electricity generation | Annuals | GWh | 196150 | 218156.3488 | 223681 | 175147 | 136984 | 97606 | 105056 | 105787 | 87233 | 90529 | 79415 | 73396 | 53612 | 51071 | 48889 | 37278 | 37386 | 39499 | 36491 | 34368 | 30182 | 25685 | 17688 | 16757 | 17505 | 16492 | 14249 | 14693 | 13254 | 11630 | 11037
| Falling Short | Total gas demand (gas NTS connected only) for electricity generation | gas | Electricity generation | Annuals | GWh | 196150 | 218156.3488 | 223681.2879 | 195096.8964 | 163852.0384 | 144813.2878 | 180693.2558 | 162028.8451 | 137778.3031 | 115415.9112 | 109202.266 | 109499.9835 | 108217.8458 | 106339.0501 | 101723.0747 | 83225.4168 | 75807.7055 | 78677.7129 | 80609.8902 | 78288.5525 | 84367.7036 | 77672.2826 | 75610.0763 | 85733.5207 | 92489.6114 | 96155.136 | 100698.4268 | 104393.504 | 98714.9723 | 104330.7833 | 107451.3631
| Consumer Transformation | Total gas demand (gas NTS connected only) for electricity generation | gas | Electricity generation | Annuals | GWh | 196150 | 218156.3488 | 223681.2879 | 147742.7018 | 107787.8693 | 86886.151 | 110831.0383 | 91200.8279 | 88612.4998 | 79307.1353 | 82408.184 | 78171.8563 | 62845.1712 | 60615.588 | 45040.5828 | 43964.5884 | 43846.4961 | 46613.3669 | 44021.6985 | 42079.2661 | 38824.6396 | 26148.3016 | 23667.1049 | 22997.2359 | 17459.9459 | 15127.1328 | 14013.9187 | 14140.0889 | 14620.1485 | 13592.1947 | 13266.5025
| Leading the Way | Total gas demand (gas NTS connected only) for electricity generation | gas | Electricity generation | Annuals | GWh | 196150 | 218156.3488 | 223681.2879 | 138490.873 | 84485.4936 | 64389.5318 | 60664.5761 | 56415.1831 | 58644.2154 | 53801.4988 | 56412.2853 | 41988.1409 | 38749.127 | 29237.853 | 24407.2183 | 24365.017 | 18639.2112 | 18774.3595 | 17610.5874 | 16796.0688 | 16880.6663 | 16289.2712 | 16038.4784 | 17428.2683 | 18050.5165 | 18238.8033 | 19536.8721 | 19917.272 | 21119.4694 | 20369.0791 | 21523.926
| Five Year Forecast | Total gas demand (gas NTS connected only) for electricity generation | gas | Electricity generation | Annuals | GWh | 2020: 196150; 2021: 218156.3488; 2022: 223681.2879; 2023: 173319.4318; 2024: 133639.1351; 2025: 97463.9958; 2026: 106838; 2027: 107924; 2028: 89836
| System Transformation | Gas end-use demand for transport | gas | Transport | Annuals | GWh | 272 | 345.6037 | 432.6741 | 540.2607 | 671.7344 | 832.8557 | 1030.3901 | 1273.7244 | 1573.9549 | 1944.8548 | 2403.8075 | 2971.5902 | 3674.7631 | 4542.9569 | 5599.0266 | 6255.1469 | 7037.587 | 7966.0776 | 9059.038 | 10336.435 | 9924.0082 | 9439.3642 | 8868.715 | 8194.6888 | 7395.9821 | 6447.886 | 5321.1744 | 3954.769 | 2336.4132 | 422.2893 | 0
| Falling Short | Gas end-use demand for transport | gas | Transport | Annuals | GWh | 272 | 345.6037 | 432.6741 | 710.2876 | 911.3713 | 1149.4121 | 1431.9315 | 1768.3837 | 2170.286 | 2651.6679 | 3230.177 | 3926.3768 | 4766.3247 | 5778.8518 | 6997.4753 | 8458.3915 | 10198.8189 | 12249.1677 | 14421.1388 | 16705.3722 | 17495.3334 | 18365.099 | 19314.7078 | 20342.3422 | 21442.2188 | 20428.5261 | 19273.6131 | 17883.3621 | 16296.2014 | 14480.6051 | 12396.8011
| Consumer Transformation | Gas end-use demand for transport | gas | Transport | Annuals | GWh | 272 | 345.6037 | 432.6741 | 490.694 | 593.697 | 717.4525 | 866.1287 | 1045.0583 | 1260.6475 | 1520.8876 | 1835.3023 | 2215.3043 | 2674.9408 | 3230.2461 | 3900.677 | 4318.2107 | 4812.0464 | 5394.5142 | 6077.4094 | 6867.9902 | 6573.014 | 6228.2969 | 5828.1852 | 5361.9565 | 4817.0346 | 4179.0848 | 3430.5489 | 2532.1959 | 1479.38 | 250.5288 | 0.2912
| Leading the Way | Gas end-use demand for transport | gas | Transport | Annuals | GWh | 272 | 345.6037 | 432.6741 | 399.9018 | 450.6224 | 506.2412 | 566.5901 | 632.5892 | 704.757 | 783.4018 | 869.1367 | 962.623 | 1064.9087 | 1176.2415 | 1297.6302 | 1361.9132 | 1432.237 | 1509.3608 | 1593.7241 | 1686.0527 | 1576.9818 | 1456.5446 | 1326.5525 | 1186.2245 | 1034.5207 | 870.3166 | 693.0713 | 485.7085 | 261.3785 | 19.2539 | 0.064439
| Five Year Forecast | Gas end-use demand for transport | gas | Transport | Annuals | GWh | 2020: 272; 2021: 345.6037; 2022: 432.6741; 2023: 535.286; 2024: 656.8563; 2025: 801.4904; 2026: 973.7601; 2027: 1179.9389; 2028: 1427.4114
| System Transformation | Total GB Gas Demand (Excluding exports and shrinkage) | gas | Total GB demand | Annuals | GWh | 767601.3781 | 782871.3299 | 741621 | 690488 | 668583 | 643865 | 643685 | 639204 | 620268 | 620023 | 606822 | 589049 | 561811 | 553451 | 544624 | 521906 | 507895 | 497042 | 483291 | 467638 | 450289 | 430028 | 408376 | 390191 | 372634 | 351941 | 335005 | 322568 | 308316 | 294538 | 288742
| Falling Short | Total GB Gas Demand (Excluding exports and shrinkage) | gas | Total GB demand | Annuals | GWh | 767601.3781 | 782871.3299 | 741621.1999 | 757697.8058 | 727946.9057 | 709174.1835 | 743711.0587 | 722015.0568 | 694016.9027 | 668337.6837 | 657906.6207 | 654118.2201 | 647454.0881 | 639638.9207 | 629138.8463 | 604227.5336 | 591102.3212 | 588048.6129 | 583275.0505 | 573317.7711 | 569440.0345 | 552049.9541 | 540421.9029 | 541059.048 | 538523.0782 | 530444.5493 | 522762.9146 | 513242.9716 | 492109.2932 | 480900.2138 | 465884.9112
| Consumer Transformation | Total GB Gas Demand (Excluding exports and shrinkage) | gas | Total GB demand | Annuals | GWh | 767601.3781 | 782871.3299 | 741621.1999 | 653490.9046 | 606781.927 | 580981.3048 | 596678.3812 | 564632.285 | 544314.4645 | 514957.3875 | 494751.0077 | 464347.3661 | 421806.1097 | 391222.0476 | 345956.5984 | 310872.99 | 276304.0725 | 247865.4322 | 216140.8776 | 187690.512 | 159236.2752 | 123684.3251 | 102882.9315 | 87866.8512 | 70999.1614 | 60088.9603 | 51307.3403 | 44316.913 | 37889.7695 | 30358.7012 | 27864.2929
| Leading the Way | Total GB Gas Demand (Excluding exports and shrinkage) | gas | Total GB demand | Annuals | GWh | 767601.3781 | 782871.3299 | 741621.1999 | 640178.0546 | 579577.4716 | 556007.3413 | 545864.6759 | 528365.5012 | 513195.6657 | 484482.9543 | 457105.4083 | 413311.5481 | 382664.1822 | 344007.8218 | 306162.3558 | 271678.3636 | 235000.9439 | 206052.8968 | 179218.2886 | 155519.9322 | 136971.3501 | 119366.4681 | 107022.2452 | 97937.9314 | 90323.6749 | 83958.2027 | 79363.6275 | 74831.1459 | 71879.8914 | 67305.583 | 67497.8847
| Five Year Forecast | Total GB Gas Demand (Excluding exports and shrinkage) | gas | Total GB demand | Annuals | GWh | 2020: 767601.3781; 2021: 782871.3299; 2022: 741621.1999; 2023: 680647.218; 2024: 655131.9241; 2025: 637268.298; 2026: 644118.9078; 2027: 643826.1688; 2028: 624203.7004
| System Transformation | Total (NTS+LDZ) gas shrinkage | gas | Shrinkage | Annuals | GWh | 6698.3521 | 5929.2222 | 9168 | 6020 | 5873 | 5797 | 5760 | 5563 | 5265 | 5103 | 4916 | 4810 | 4695 | 4498 | 4286 | 4046 | 3791 | 3575 | 3353 | 3123 | 2898 | 2681 | 2467 | 2270 | 2061 | 1864 | 1746 | 1603 | 1463 | 1370 | 1298
| Falling Short | Total (NTS+LDZ) gas shrinkage | gas | Shrinkage | Annuals | GWh | 6698.3521 | 5929.2222 | 9167.9093 | 5696.713 | 5558.2873 | 5496.244 | 5657.3148 | 5577.2664 | 5441.9641 | 5299.0532 | 5230.563 | 5176.3184 | 5111.8874 | 5048.0273 | 4972.9921 | 4854.6433 | 4766.8077 | 4716.0027 | 4655.1571 | 4570.6884 | 4499.3451 | 4373.4476 | 4274.0677 | 4221.0886 | 4156.7016 | 4074.8924 | 3994.2298 | 3903.6683 | 3760.5433 | 3650.6258 | 3521.6984
| Consumer Transformation | Total (NTS+LDZ) gas shrinkage | gas | Shrinkage | Annuals | GWh | 6698.3521 | 5929.2222 | 9167.9093 | 5263.2014 | 5062.7708 | 4983.0289 | 5049.5341 | 4928.2337 | 4799.0169 | 4638.2703 | 4526.8338 | 4376.3577 | 4178.5736 | 3860.8793 | 3495.8804 | 3136.2486 | 2783.0429 | 2470.8184 | 2141.7418 | 1854.4511 | 1566.9459 | 1281.3042 | 1064.5953 | 909.4207 | 750.2118 | 644.8932 | 536.5744 | 451.2654 | 350.8847 | 258.5701 | 179.7064
| Leading the Way | Total (NTS+LDZ) gas shrinkage | gas | Shrinkage | Annuals | GWh | 6698.3521 | 5929.2222 | 9167.9093 | 5142.9858 | 4890.0918 | 4818.926 | 4797.0713 | 4731.035 | 4636.7598 | 4463.5874 | 4333.2614 | 4130.277 | 3960.3511 | 3558.1705 | 3150.2648 | 2742.1646 | 2373.8285 | 2050.7952 | 1742.7658 | 1479.3855 | 1264.4101 | 1053.5225 | 901.7896 | 769.5206 | 651.9724 | 532.3023 | 475.8759 | 418.1736 | 371.4568 | 328.3491 | 322.2227
| Five Year Forecast | Total (NTS+LDZ) gas shrinkage | gas | Shrinkage | Annuals | GWh | 2020: 6698.3521; 2021: 5929.2222; 2022: 9167.9093; 2023: 5357.654; 2024: 5251.8794; 2025: 5190.0811; 2026: 5233.2056; 2027: 5234.3518; 2028: 4956.6128
| System Transformation | Hydrogen Production - Natural Gas Demand | gas | Hydrogen production SMR | Annuals | GWh | 0 | 0 | 13.2942 | 16.4611 | 16.4611 | 34.0105 | 3360.3806 | 8114.4924 | 15356.8373 | 21792.0695 | 33510.0962 | 46741.1931 | 65262.0535 | 85547.228 | 105674.8671 | 126828 | 146340 | 164632.5 | 184144.5 | 199998 | 217071 | 230485.5 | 243900 | 253656 | 260973 | 265894.4344 | 265894.4344 | 265894.4344 | 265894.4344 | 265894.4344 | 265894.4344
| Falling Short | Hydrogen Production - Natural Gas Demand | gas | Hydrogen production SMR | Annuals | GWh | 0 | 0 | 13.2942 | 13.3474 | 13.3474 | 27.6481 | 27.6481 | 27.6481 | 27.6481 | 27.6481 | 27.6481 | 27.6481 | 27.6481 | 27.6481 | 591.541 | 1194.1433 | 1808.2385 | 2468.3849 | 3139.9611 | 3809.0445 | 4584.3614 | 5371.7371 | 6051.9614 | 6736.5572 | 7343.9049 | 7723.5 | 7859 | 8008.05 | 8130 | 8130 | 8130
| Consumer Transformation | Hydrogen Production - Natural Gas Demand | gas | Hydrogen production SMR | Annuals | GWh | 0 | 0 | 13.2942 | 26.7811 | 26.7811 | 41.0819 | 41.0819 | 40.9954 | 54.202 | 35.4052 | 44.2565 | 455.3609 | 866.4653 | 1277.5697 | 1688.674 | 1688.674 | 1688.674 | 1688.674 | 1688.674 | 1688.674 | 1688.674 | 1688.674 | 1688.674 | 1688.674 | 1688.674 | 1688.674 | 1688.674 | 1688.674 | 1688.674 | 1688.674 | 1688.674
| Leading the Way | Hydrogen Production - Natural Gas Demand | gas | Hydrogen production SMR | Annuals | GWh | 0 | 0 | 13.2942 | 29.687 | 29.687 | 40.9954 | 1355 | 2574.5 | 4336 | 6233 | 8807.5 | 13802.0217 | 21642.0435 | 28455 | 32520 | 34593.1086 | 35230 | 35230 | 35230 | 35230 | 35230 | 35230 | 35230 | 35230 | 35230 | 35230 | 35230 | 35230 | 35230 | 35230 | 35230
| Five Year Forecast | Hydrogen Production - Natural Gas Demand | gas | Hydrogen production SMR | Annuals | GWh | 2020: 0; 2021: 0; 2022: 13.2942; 2023: 13.2942; 2024: 13.2942; 2025: 27.5379; 2026: 3351.0819; 2027: 8099.0019; 2028: 15344.3279
| System Transformation | LDZ connected peaking/flexible plants (estimated) | gas | Flexible electricity generation | Annuals | GWh | 2438.5228 | 3468.3831 | 3599.0191 | 4155.0672 | 4578.801 | 4920.3854 | 5151.531 | 5424.8066 | 5675.4394 | 5838.7967 | 5883.6375 | 5853.1799 | 5701.1793 | 5391.1095 | 4778.0804 | 4197.6402 | 2604.1412 | 2141.3157 | 1769.5333 | 1415.1 | 1004.1977 | 561.5801 | 120.1095 | 0 | 0 | 0 | 0 | 0 | 0 | 0 | 0
| Falling Short | LDZ connected peaking/flexible plants (estimated) | gas | Flexible electricity generation | Annuals | GWh | 2438.5228 | 3468.3831 | 3599.0191 | 4490.2205 | 5038.582 | 5480.6323 | 6005.4875 | 6458.0532 | 6964.1766 | 7398.2776 | 7794.0357 | 8197.4499 | 8470.7259 | 8556.5952 | 8574.8924 | 8512.9862 | 8380.1665 | 8308.5165 | 8260.4852 | 8188.5496 | 8118.445 | 8003.1586 | 7881.4929 | 7740.6447 | 7636.7249 | 7503.4978 | 7389.6261 | 7287.4984 | 6867.504 | 6782.7727 | 6735.8041
| Consumer Transformation | LDZ connected peaking/flexible plants (estimated) | gas | Flexible electricity generation | Annuals | GWh | 2438.5228 | 3468.3831 | 3599.0191 | 4155.0672 | 4578.801 | 4920.3854 | 5151.531 | 5424.8066 | 5675.4394 | 5838.7967 | 5883.6375 | 5853.1799 | 5701.1793 | 5391.1095 | 4778.0804 | 4197.6402 | 2604.1412 | 2141.3157 | 1769.5333 | 1415.1 | 1004.1977 | 561.5801 | 120.1095 | 0 | 0 | 0 | 0 | 0 | 0 | 0 | 0
| Leading the Way | LDZ connected peaking/flexible plants (estimated) | gas | Flexible electricity generation | Annuals | GWh | 2438.5228 | 3468.3831 | 3599.0191 | 4023.6462 | 4198.3536 | 4479.6584 | 4555.5546 | 4625.1988 | 4638.2009 | 4710.6588 | 3659.9665 | 3544.8392 | 3228.3721 | 2520.8955 | 965.8455 | 0 | 0 | 0 | 0 | 0 | 0 | 0 | 0 | 0 | 0 | 0 | 0 | 0 | 0 | 0 | 0
| Five Year Forecast | LDZ connected peaking/flexible plants (estimated) | gas | Flexible electricity generation | Annuals | GWh | 2020: 2438.5228; 2021: 3468.3831; 2022: 3599.0191; 2023: 3965.523; 2024: 4389.2568; 2025: 4730.8411; 2026: 4961.9867; 2027: 5235.2623; 2028: 5485.8951
| System Transformation | Annual end-use gas demand from industry | gas | Industrial demand | Annuals | GWh | 112878 | 116328 | 114449 | 112569 | 111507 | 109010 | 102174 | 97154 | 95323 | 92979 | 87729 | 80884 | 74264 | 67652 | 60629 | 53768 | 47593 | 42150 | 37287 | 32804 | 28987 | 25299 | 22442 | 18397 | 14954 | 11803 | 9202 | 7499 | 5999 | 5313 | 4812
| Falling Short | Annual end-use gas demand from industry | gas | Industrial demand | Annuals | GWh | 112878 | 116328 | 114449 | 115564 | 115145 | 113794 | 112544 | 111189 | 109919 | 109278 | 108217 | 106938 | 105538 | 104172 | 102776 | 101327 | 99978 | 98509 | 97001 | 95449 | 93811 | 92045 | 90339 | 88491 | 86631 | 84792 | 82889 | 80819 | 78989 | 76999 | 74850
| Consumer Transformation | Annual end-use gas demand from industry | gas | Industrial demand | Annuals | GWh | 112878 | 116328 | 114449 | 108216 | 105725 | 104124 | 102640 | 101409 | 99788 | 98233 | 95508 | 90507 | 84734 | 78013 | 70223 | 61766 | 53225 | 45253 | 38128 | 32078 | 27150 | 23028 | 19647 | 16686 | 14130 | 12168 | 10360 | 8963 | 7736 | 6921 | 6425
| Leading the Way | Annual end-use gas demand from industry | gas | Industrial demand | Annuals | GWh | 112878 | 116328 | 114449 | 106896 | 104560 | 103451 | 101409 | 99645 | 97457 | 94776 | 89342 | 82605 | 74783 | 66442 | 57884 | 49753 | 42572 | 36116 | 30229 | 24977 | 20771 | 17520 | 14911 | 12413 | 10124 | 8214 | 6577 | 5596 | 5226 | 5061 | 4935
| Five Year Forecast | Annual end-use gas demand from industry | gas | Industrial demand | Annuals | GWh | 2020: 112878; 2021: 116328; 2022: 114449; 2023: 109358; 2024: 106737; 2025: 104934; 2026: 102047; 2027: 100081; 2028: 96339
| System Transformation | Gas exported from GB | gas | Gas exported from GB | Annuals | GWh | 115557 | 88078 | 269984 | 282031 | 275181 | 277545 | 260112 | 211848 | 157681 | 124145 | 93544 | 91463 | 96423 | 89295 | 77958 | 80878 | 72874 | 69478 | 66527 | 62366 | 59967 | 60733 | 61207 | 62059 | 57561 | 57701 | 61327 | 51183 | 43410 | 46389 | 39971
| Falling Short | Gas exported from GB | gas | Gas exported from GB | Annuals | GWh | 115557 | 88078 | 269984 | 249600 | 255865 | 222959 | 180154 | 188543 | 197981 | 187792 | 166335 | 122986 | 100454 | 92058 | 90125 | 94261 | 81338 | 79891 | 71896 | 72809 | 69670 | 67505 | 67097 | 63880 | 60633 | 61740 | 64257 | 54368 | 53750 | 50329 | 48587
| Consumer Transformation | Gas exported from GB | gas | Gas exported from GB | Annuals | GWh | 115557 | 88078 | 269984 | 215166 | 167118 | 149943 | 143328 | 84708 | 90127 | 88995 | 72635 | 72472 | 72361 | 74326 | 75859 | 71979 | 68260 | 63405 | 58617 | 56680 | 51677 | 56639 | 49829 | 46562 | 43274 | 41189 | 33944 | 27187 | 21185 | 11243 | 783
| Leading the Way | Gas exported from GB | gas | Gas exported from GB | Annuals | GWh | 115557 | 88078 | 269984 | 237580 | 211714 | 163057 | 129408 | 84835 | 75609 | 71346 | 71631 | 67529 | 64456 | 63173 | 60668 | 56779 | 55463 | 58839 | 55995 | 58120 | 52482 | 45025 | 39368 | 31708 | 23417 | 9267 | 9841 | 6562 | 6584 | 8296 | 6491
| Five Year Forecast | Gas exported from GB | gas | Gas exported from GB | Annuals | GWh | 2020: 115557; 2021: 88078; 2022: 269984; 2023: 266276; 2024: 249888; 2025: 237169; 2026: 197504; 2027: 165286; 2028: 148354
| Consumer Transformation | Total GB Peak 1-in-20 Demand | gas | Total GB demand | Peak 1-in-20 | GWh | 5831.8957 | 5555.0912 | 5313 | 5159 | 5084 | 5029 | 4826 | 4662 | 4474 | 4265 | 3985 | 3728 | 3470 | 3206 | 2935 | 2593 | 2266 | 2051 | 1827 | 1620 | 1397 | 1192 | 1044 | 919 | 819 | 685 | 606 | 545 | 469 | 350 | 282
| System Transformation | Total GB Peak 1-in-20 Demand | gas | Total GB demand | Peak 1-in-20 | GWh | 5831.8957 | 5555.0912 | 5313 | 5145 | 5291 | 5318 | 5272 | 5130 | 5086 | 4956 | 4799 | 4670 | 4530 | 4389 | 4132 | 3956 | 3788 | 3598 | 3408 | 3222 | 3020 | 2826 | 2663 | 2532 | 2404 | 2316 | 2259 | 2182 | 2150 | 2149 | 2138
| Leading the Way | Total GB Peak 1-in-20 Demand | gas | Total GB demand | Peak 1-in-20 | GWh | 5831.8957 | 5555.0912 | 5313 | 4760 | 4760 | 4667 | 4559 | 4368 | 4112 | 3840 | 3568 | 3273 | 2946 | 2651 | 2367 | 1990 | 1770 | 1562 | 1371 | 1209 | 1065 | 952 | 857 | 761 | 676 | 516 | 493 | 470 | 442 | 445 | 444
| Falling Short | Total GB Peak 1-in-20 Demand | gas | Total GB demand | Peak 1-in-20 | GWh | 5831.8957 | 5555.0912 | 5313 | 5532 | 5624 | 5759 | 5732 | 5578 | 5453 | 5389 | 5353 | 5284 | 5245 | 5191 | 5087 | 4982 | 4993 | 4943 | 4831 | 4748 | 4646 | 4575 | 4586 | 4527 | 4478 | 4396 | 4303 | 4191 | 4080 | 3964 | 3924
| Five Year Forecast | Total GB Peak 1-in-20 Demand | gas | Total GB demand | Peak 1-in-20 | GWh | 2020: 5831.8957; 2021: 5555.0912; 2022: 5313; 2023: 5077; 2024: 5246; 2025: 5305; 2026: 5275; 2027: 5130

## ED4
ED4: Natural Gas demand definitions
Return to: Main Menu
Return to: Chapter contents
| Item no. | Description | Definition
| 1 | Annual end-use gas demand from industry | Gas used in industry, including for electricty generation from gas distribution network connected combined heat and power plants (CHPs) and Combined Cycle Gas Turbines (CCGTs), and industrial gas usage fitted with CCS
| 2 | Annual end-use gas demand from the commercial sector | Gas used in the commercial sector, excluding gas used for electricty generation by peaking/flexible plants
| 3 | Gas end-use demand for transport | Gas used in the transport sector, including networked CNG and non-networked LNG
| 4 | Total end-use residential gas demand | Gas used in the residential sector, including for heating and cooking (using NDM1 gas load band)
| 5 | Total gas demand (gas NTS connected only) for electricity generation | Gas used for power generation, for power stations connected to the gas transmission network
| 6 | LDZ connected peaking/flexible plants (estimated) | Gas used for electricty generation by flexible/peaking plants connected to the gas distribution networks
| 7 | Total (NTS+LDZ) gas shrinkage | Total gas shrinkage from transmission and distribution networks
| 8 | Hydrogen Production - Natural Gas Demand | Gas used for producing hydrogen via steam methane reforming
| 9 | Gas exported from GB | Gas export through to Ireland and Continental Europe
| 10 | Total GB Peak 1-in-20 Demand | Total daily GB gas demand on a cold day expected to occur once every 20 years. Data is in gas years, i.e. 2022 is GY 2022/23 which is 01/10/2022 - 30/09/2023
|  | Total GB Gas Demand (Excluding exports and shrinkage) | = 1 + 2 + 3 + 4 + 5 + 6 + 8

## ED5
ED5: Road transport summary
Return to: Main Menu
Return to: Chapter contents
Data item | Unit | Scenario | Fuel | Peak/Annual/Minimum | 2017-01-01 | 2018-01-01 | 2019-01-01 | 2020-01-01 | 2021-01-01 | 2022-01-01 | 2023-01-01 | 2024-01-01 | 2025-01-01 | 2026-01-01 | 2027-01-01 | 2028-01-01 | 2029-01-01 | 2030-01-01 | 2031-01-01 | 2032-01-01 | 2033-01-01 | 2034-01-01 | 2035-01-01 | 2036-01-01 | 2037-01-01 | 2038-01-01 | 2039-01-01 | 2040-01-01 | 2041-01-01 | 2042-01-01 | 2043-01-01 | 2044-01-01 | 2045-01-01 | 2046-01-01 | 2047-01-01 | 2048-01-01 | 2049-01-01 | 2050-01-01
V2G Maximum Capacity available at Peak | GW | Leading the Way | Electricity | Reference data | 0 | 0 | 0 | 0 | 0 | 0 | 0 | 0 | -0.048542 | -0.1153 | -0.25114 | -0.51416 | -0.9632 | -1.7188 | -2.9049 | -4.6176 | -7.0271 | -10.1134 | -13.7652 | -17.7416 | -19.6614 | -19.6614 | -19.6614 | -19.6614 | -19.6614 | -19.6614 | -19.6614 | -19.6614 | -19.6614 | -19.6614 | -19.6614 | -19.6614 | -19.6614 | -19.6614
V2G Maximum Capacity available at Peak | GW | Consumer Transformation | Electricity | Reference data | 0 | 0 | 0 | 0 | 0 | 0 | 0 | 0 | -0.028253 | -0.06982 | -0.15524 | -0.29749 | -0.54459 | -0.94376 | -1.5798 | -2.5015 | -3.7558 | -5.3518 | -7.2157 | -9.3859 | -11.641 | -13.8207 | -15.7466 | -17.1828 | -17.1828 | -17.1828 | -17.1828 | -17.1828 | -17.1828 | -17.1828 | -17.1828 | -17.1828 | -17.1828 | -17.1828
V2G Maximum Capacity available at Peak | GW | Falling Short | Electricity | Reference data | 0 | 0 | 0 | 0 | 0 | 0 | 0 | 0 | 0 | 0 | 0 | 0 | 0 | 0 | 0 | 0 | -0.017391 | -0.027564 | -0.052639 | -0.087576 | -0.13997 | -0.20971 | -0.30661 | -0.43088 | -0.59061 | -0.78951 | -1.0356 | -1.3338 | -1.6879 | -2.062 | -2.4925 | -2.9797 | -3.5201 | -4.1027
V2G Maximum Capacity available at Peak | GW | System Transformation | Electricity | Reference data | 0 | 0 | 0 | 0 | 0 | 0 | 0 | 0 | 0 | 0 | 0 | -0.0083527 | -0.014312 | -0.029639 | -0.053223 | -0.092625 | -0.15422 | -0.24701 | -0.37968 | -0.56661 | -0.8189 | -1.1512 | -1.5723 | -2.0894 | -2.7185 | -3.4473 | -4.2161 | -4.9957 | -5.7289 | -6.4085 | -6.986 | -7.4683 | -7.825 | -8.04
V2G Maximum Capacity available at Peak | GW | Five Year Forecast | Electricity | Reference data | 2017-01-01: 0; 2018-01-01: 0; 2019-01-01: 0; 2020-01-01: 0; 2021-01-01: 0; 2022-01-01: 0; 2023-01-01: 0; 2024-01-01: 0; 2025-01-01: -0.011575; 2026-01-01: -0.024869; 2027-01-01: -0.050333; 2028-01-01: -0.094252
V2G Maximum Capacity | GW | Leading the Way | Electricity | Reference data | 0 | 0 | 0 | 0 | 0 | 0 | 0 | 0 | -0.097104 | -0.23066 | -0.5024 | -1.0285 | -1.9268 | -3.4384 | -5.811 | -9.2372 | -14.0572 | -20.2311 | -27.5363 | -35.4908 | -39.3314 | -39.3314 | -39.3314 | -39.3314 | -39.3314 | -39.3314 | -39.3314 | -39.3314 | -39.3314 | -39.3314 | -39.3314 | -39.3314 | -39.3314 | -39.3314
V2G Maximum Capacity | GW | Consumer Transformation | Electricity | Reference data | 0 | 0 | 0 | 0 | 0 | 0 | 0 | 0 | -0.056518 | -0.13967 | -0.31056 | -0.59511 | -1.0894 | -1.8879 | -3.1603 | -5.004 | -7.5133 | -10.7059 | -14.4346 | -18.7758 | -23.287 | -27.6473 | -31.5001 | -34.373 | -34.373 | -34.373 | -34.373 | -34.373 | -34.373 | -34.373 | -34.373 | -34.373 | -34.373 | -34.373
V2G Maximum Capacity | GW | Falling Short | Electricity | Reference data | 0 | 0 | 0 | 0 | 0 | 0 | 0 | 0 | 0 | 0 | 0 | 0 | 0 | 0 | 0 | 0 | -0.03479 | -0.055139 | -0.1053 | -0.17519 | -0.28 | -0.4195 | -0.61335 | -0.86195 | -1.1815 | -1.5794 | -2.0716 | -2.6682 | -3.3766 | -4.1249 | -4.986 | -5.9606 | -7.0417 | -8.2073
V2G Maximum Capacity | GW | System Transformation | Electricity | Reference data | 0 | 0 | 0 | 0 | 0 | 0 | 0 | 0 | 0 | 0 | 0 | -0.016709 | -0.02863 | -0.05929 | -0.10647 | -0.18529 | -0.30851 | -0.49412 | -0.75952 | -1.1335 | -1.6381 | -2.303 | -3.1453 | -4.1797 | -5.4381 | -6.896 | -8.434 | -9.9935 | -11.4602 | -12.8197 | -13.975 | -14.9399 | -15.6535 | -16.0834
V2G Maximum Capacity | GW | Five Year Forecast | Electricity | Reference data | 2017-01-01: 0; 2018-01-01: 0; 2019-01-01: 0; 2020-01-01: 0; 2021-01-01: 0; 2022-01-01: 0; 2023-01-01: 0; 2024-01-01: 0; 2025-01-01: -0.023156; 2026-01-01: -0.049749; 2027-01-01: -0.10069; 2028-01-01: -0.18855
Electric Vehicle Peak Demand | GW | Leading the Way | Electricity | Peak | 0.078216 | 0.10763 | 0.14364 | 0.24443 | 0.39553 | 0.46936 | 0.64473 | 0.85227 | 1.1195 | 1.4443 | 1.8231 | 2.2881 | 2.7904 | 3.3157 | 4.1641 | 5.0919 | 6.03 | 6.9053 | 7.6452 | 8.2375 | 8.699 | 9.0717 | 9.3652 | 9.5717 | 9.6777 | 9.7379 | 9.7207 | 9.5401 | 9.3123 | 9.0539 | 8.7632 | 8.4376 | 8.0751 | 7.6684
Electric Vehicle Peak Demand | GW | Consumer Transformation | Electricity | Peak | 0.078216 | 0.10763 | 0.14364 | 0.24443 | 0.39553 | 0.60754 | 0.8288 | 1.1353 | 1.5335 | 2.0302 | 2.6279 | 3.3347 | 4.1321 | 5.009 | 6.0698 | 7.1383 | 8.1968 | 9.1813 | 10.149 | 11.1923 | 12.0765 | 12.8562 | 13.5346 | 14.1796 | 14.7033 | 14.9417 | 14.967 | 14.9205 | 14.835 | 14.7309 | 14.6158 | 14.4982 | 14.3744 | 14.1982
Electric Vehicle Peak Demand | GW | System Transformation | Electricity | Peak | 0.078216 | 0.10763 | 0.14364 | 0.24443 | 0.39553 | 0.49979 | 0.65121 | 0.84224 | 1.0886 | 1.4114 | 1.8178 | 2.3282 | 2.9569 | 3.7168 | 4.5688 | 5.5476 | 6.6333 | 7.7883 | 8.9146 | 10.0347 | 11.0735 | 11.9765 | 12.7483 | 13.4037 | 14.0506 | 14.551 | 14.7908 | 14.6601 | 14.4945 | 14.2863 | 14.0412 | 13.8165 | 13.5874 | 13.346
Electric Vehicle Peak Demand | GW | Falling Short | Electricity | Peak | 0.078216 | 0.10763 | 0.14364 | 0.24443 | 0.39553 | 0.51913 | 0.6627 | 0.84996 | 1.0819 | 1.3786 | 1.741 | 2.1848 | 2.7195 | 3.3562 | 4.019 | 4.7685 | 5.6002 | 6.4995 | 7.4438 | 8.5554 | 9.7127 | 10.8316 | 11.9129 | 12.9136 | 13.864 | 14.7943 | 15.6907 | 16.5331 | 17.3605 | 17.927 | 18.2912 | 18.4088 | 18.528 | 18.6535
Electric Vehicle Peak Demand | GW | Five Year Forecast | Electricity | Peak | 2017-01-01: 0.078216; 2018-01-01: 0.10763; 2019-01-01: 0.14364; 2020-01-01: 0.24443; 2021-01-01: 0.39553; 2022-01-01: 0.52729; 2023-01-01: 0.70782; 2024-01-01: 0.94454; 2025-01-01: 1.2519; 2026-01-01: 1.6463; 2027-01-01: 2.1328; 2028-01-01: 2.739
Electric Vehicle Unmanaged Peak Demand | GW | Leading the Way | Electricity | Reference data | 0.10216 | 0.145 | 0.1943 | 0.31468 | 0.50144 | 0.75628 | 1.1176 | 1.6009 | 2.2426 | 3.0944 | 4.1877 | 5.6335 | 7.404 | 9.4905 | 11.8226 | 14.3174 | 16.7883 | 19.0402 | 20.8852 | 22.3083 | 23.3627 | 24.1632 | 24.7317 | 25.0434 | 25.2946 | 25.4272 | 25.3527 | 24.8446 | 24.209 | 23.4871 | 22.6743 | 21.7637 | 20.7489 | 19.6102
Electric Vehicle Unmanaged Peak Demand | GW | Consumer Transformation | Electricity | Reference data | 0.10216 | 0.145 | 0.1943 | 0.31468 | 0.50141 | 0.76031 | 1.1117 | 1.6011 | 2.2444 | 3.0892 | 4.1569 | 5.4846 | 7.0703 | 8.9008 | 11.1248 | 13.5233 | 15.9629 | 18.2504 | 20.4017 | 22.1968 | 23.6128 | 24.7702 | 25.6813 | 26.4816 | 27.0204 | 27.337 | 27.311 | 27.1674 | 27.015 | 26.8294 | 26.619 | 26.3957 | 26.1542 | 25.8226
Electric Vehicle Unmanaged Peak Demand | GW | System Transformation | Electricity | Reference data | 0.10216 | 0.145 | 0.1943 | 0.31468 | 0.5014 | 0.6343 | 0.8376 | 1.0996 | 1.4353 | 1.8733 | 2.4282 | 3.1283 | 3.9942 | 5.0493 | 6.358 | 7.9109 | 9.7061 | 11.693 | 13.759 | 15.8242 | 17.7613 | 19.431 | 20.7818 | 21.8295 | 22.596 | 23.0874 | 23.134 | 22.9334 | 22.677 | 22.3544 | 21.9741 | 21.6285 | 21.2766 | 20.9059
Electric Vehicle Unmanaged Peak Demand | GW | Falling Short | Electricity | Reference data | 0.10216 | 0.145 | 0.1943 | 0.31468 | 0.5014 | 0.61746 | 0.7946 | 1.0192 | 1.2961 | 1.6458 | 2.0722 | 2.5917 | 3.214 | 3.9512 | 4.8148 | 5.8158 | 6.9573 | 8.2307 | 9.6233 | 11.2558 | 12.9923 | 14.7787 | 16.5525 | 18.2698 | 19.8483 | 21.3084 | 22.6488 | 23.8403 | 24.9497 | 25.6725 | 26.2315 | 26.3918 | 26.5486 | 26.7091
Electric Vehicle Unmanaged Peak Demand | GW | Five Year Forecast | Electricity | Reference data | 2017-01-01: 0.10216; 2018-01-01: 0.145; 2019-01-01: 0.1943; 2020-01-01: 0.31468; 2021-01-01: 0.50141; 2022-01-01: 0.69208; 2023-01-01: 0.96538; 2024-01-01: 1.3302; 2025-01-01: 1.8048; 2026-01-01: 2.4264; 2027-01-01: 3.2128; 2028-01-01: 4.2125
# Cars - All | # Cars | Leading the Way | All | # Vehicles | 31288542 | 31603507 | 31971336 | 31768805 | 31950138 | 32192569.2428 | 32263252.18 | 32328506.5205 | 32390359.0431 | 32449735.8296 | 32505850.817 | 32556861.4377 | 32600228.6765 | 32630472.8684 | 32637030.6263 | 32612693.842 | 32554425.6393 | 32466119.5456 | 32354919 | 32225375 | 32044920 | 31807006 | 31502908 | 31123215 | 30657812 | 30095869 | 29425822 | 28635364 | 27711424 | 26640151 | 25406908 | 23996247 | 22391893 | 20576734
# Cars - All | # Cars | Consumer Transformation | All | # Vehicles | 31288542 | 31603507 | 31971336 | 31768805 | 31950138 | 32192569.396 | 32263251.8536 | 32328554.0758 | 32390788.4869 | 32451464.0272 | 32510676.5948 | 32567774.9702 | 32621723.6864 | 32671217.2569 | 32713641.0448 | 32742705.2281 | 32757470.0004 | 32757632.1541 | 32743352.4339 | 32720003 | 32681422 | 32618064 | 32527039 | 32404408 | 32245937 | 32047094 | 31803040 | 31508627 | 31158387 | 30730804 | 30221607 | 29667266 | 29032382 | 28309345
# Cars - All | # Cars | System Transformation | All | # Vehicles | 31288542 | 31603507 | 31971336 | 31768805 | 31950138 | 32192568.7848 | 32263252.0423 | 32328588.1277 | 32391088.6143 | 32452651.0385 | 32513929.5772 | 32574997.4997 | 32635688.3947 | 32695693.5828 | 32754578.1577 | 32811753.826 | 32866471.8129 | 32917160.7159 | 32960745.1486 | 32996965.2941 | 33025114.9727 | 33043557 | 33053729 | 33051389 | 33031802 | 32991647 | 32927182 | 32834221 | 32708105 | 32543665 | 32335199 | 32076436 | 31759009 | 31378405
# Cars - All | # Cars | Falling Short | All | # Vehicles | 31288542 | 31603507 | 31971336 | 31768805 | 31950138 | 32192568.7848 | 32263252.0423 | 32328589.1277 | 32391100.6143 | 32452716.0385 | 32514163.5772 | 32575650.4997 | 32637220.3947 | 32698876.5828 | 32760608.3793 | 32822395.6502 | 32884216.6251 | 32946039.0086 | 33007824.0945 | 33069528.0945 | 33131097.0945 | 33192471.0945 | 33253579.0945 | 33313942 | 33373863 | 33434444 | 33493570 | 33551913 | 33609333 | 33665673 | 33720764 | 33774421 | 33826443 | 33876610
# Cars - All | # Cars | Five Year Forecast | All | # Vehicles | 2017-01-01: 31288542; 2018-01-01: 31603507; 2019-01-01: 31971336; 2020-01-01: 31768805; 2021-01-01: 31950138; 2022-01-01: 32192569; 2023-01-01: 32263253; 2024-01-01: 32328560; 2025-01-01: 32390835; 2026-01-01: 32451643; 2027-01-01: 32511157; 2028-01-01: 32568823
# Vans - All | # Vans | Leading the Way | All | # Vehicles | 3891735 | 4001530 | 4116705 | 4213978 | 4399525 | 4236446.8662 | 4244505.2334 | 4252578.929 | 4260667.9819 | 4268772.4214 | 4276892.2768 | 4285027.5774 | 4293178.3526 | 4301344.6318 | 4309526.4445 | 4317723.8203 | 4325936.7887 | 4334165.3795 | 4342409.6222 | 4350669.5468 | 4358945.183 | 4367236.5607 | 4375543.7099 | 4383866.6606 | 4392205.4428 | 4400560.0866 | 4408930.6222 | 4417317.0799 | 4425719.4898 | 4434137.8825 | 4442572.2882 | 4451022.7374 | 4459489.2607 | 4467971.8886
# Vans - All | # Vans | Consumer Transformation | All | # Vehicles | 3891735 | 4001530 | 4116705 | 4213978 | 4399525 | 4236446.8662 | 4244505.2334 | 4252578.929 | 4260667.9819 | 4268772.4214 | 4276892.2768 | 4285027.5774 | 4293178.3526 | 4301344.6318 | 4309526.4445 | 4317723.8203 | 4325936.7887 | 4334165.3795 | 4342409.6222 | 4350669.5468 | 4358945.183 | 4367236.5607 | 4375543.7099 | 4383866.6606 | 4392205.4428 | 4400560.0866 | 4408930.6222 | 4417317.0799 | 4425719.4898 | 4434137.8825 | 4442572.2882 | 4451022.7374 | 4459489.2607 | 4467971.8886
# Vans - All | # Vans | System Transformation | All | # Vehicles | 3891735 | 4001530 | 4116705 | 4213978 | 4399525 | 4236446.8662 | 4244505.2334 | 4252578.929 | 4260667.9819 | 4268772.4214 | 4276892.2768 | 4285027.5774 | 4293178.3526 | 4301344.6318 | 4309526.4445 | 4317723.8203 | 4325936.7887 | 4334165.3795 | 4342409.6222 | 4350669.5468 | 4358945.183 | 4367236.5607 | 4375543.7099 | 4383866.6606 | 4392205.4428 | 4400560.0866 | 4408930.6222 | 4417317.0799 | 4425719.4898 | 4434137.8825 | 4442572.2882 | 4451022.7374 | 4459489.2607 | 4467971.8886
# Vans - All | # Vans | Falling Short | All | # Vehicles | 3891735 | 4001530 | 4116705 | 4213978 | 4399525 | 4236446.8662 | 4244505.2334 | 4252578.929 | 4260667.9819 | 4268772.4214 | 4276892.2768 | 4285027.5774 | 4293178.3526 | 4301344.6318 | 4309526.4445 | 4317723.8203 | 4325936.7887 | 4334165.3795 | 4342409.6222 | 4350669.5468 | 4358945.183 | 4367236.5607 | 4375543.7099 | 4383866.6606 | 4392205.4428 | 4400560.0866 | 4408930.6222 | 4417317.0799 | 4425719.4898 | 4434137.8825 | 4442572.2882 | 4451022.7374 | 4459489.2607 | 4467971.8886
# Vans - All | # Vans | Five Year Forecast | All | # Vehicles | 2017-01-01: 3891735; 2018-01-01: 4001530; 2019-01-01: 4116705; 2020-01-01: 4213978; 2021-01-01: 4399525; 2022-01-01: 4236447; 2023-01-01: 4244506; 2024-01-01: 4252579; 2025-01-01: 4260668; 2026-01-01: 4268772; 2027-01-01: 4276893; 2028-01-01: 4285028
# Motorbikes - All | # Motorbikes | Leading the Way | All | # Vehicles | 1233020 | 1242067 | 1249322 | 1272385 | 1313544 | 1316950.658 | 1340018.2087 | 1363489.8079 | 1387372.5328 | 1411673.5847 | 1436400.2909 | 1461560.1071 | 1487160.6197 | 1513209.5478 | 1539714.7458 | 1566684.2058 | 1594126.0595 | 1622048.5815 | 1650460.1911 | 1679369.455 | 1708785.0902 | 1738715.9661 | 1769171.1076 | 1800159.6978 | 1831691.0804 | 1863774.763 | 1896420.4196 | 1929637.8935 | 1963437.2008 | 1997828.5327 | 2032822.2591 | 2068428.9314 | 2104659.286 | 2141524.2471
# Motorbikes - All | # Motorbikes | Consumer Transformation | All | # Vehicles | 1233020 | 1242067 | 1249322 | 1272385 | 1313544 | 1316950.658 | 1340018.2087 | 1363489.8079 | 1387372.5328 | 1411673.5847 | 1436400.2909 | 1461560.1071 | 1487160.6197 | 1513209.5478 | 1539714.7458 | 1566684.2058 | 1594126.0595 | 1622048.5815 | 1650460.1911 | 1679369.455 | 1708785.0902 | 1738715.9661 | 1769171.1076 | 1800159.6978 | 1831691.0804 | 1863774.763 | 1896420.4196 | 1929637.8935 | 1963437.2008 | 1997828.5327 | 2032822.2591 | 2068428.9314 | 2104659.286 | 2141524.2471
# Motorbikes - All | # Motorbikes | System Transformation | All | # Vehicles | 1233020 | 1242067 | 1249322 | 1272385 | 1313544 | 1316950.658 | 1340018.2087 | 1363489.8079 | 1387372.5328 | 1411673.5847 | 1436400.2909 | 1461560.1071 | 1487160.6197 | 1513209.5478 | 1539714.7458 | 1566684.2058 | 1594126.0595 | 1622048.5815 | 1650460.1911 | 1679369.455 | 1708785.0902 | 1738715.9661 | 1769171.1076 | 1800159.6978 | 1831691.0804 | 1863774.763 | 1896420.4196 | 1929637.8935 | 1963437.2008 | 1997828.5327 | 2032822.2591 | 2068428.9314 | 2104659.286 | 2141524.2471
# Motorbikes - All | # Motorbikes | Falling Short | All | # Vehicles | 1233020 | 1242067 | 1249322 | 1272385 | 1313544 | 1316950.658 | 1340018.2087 | 1363489.8079 | 1387372.5328 | 1411673.5847 | 1436400.2909 | 1461560.1071 | 1487160.6197 | 1513209.5478 | 1539714.7458 | 1566684.2058 | 1594126.0595 | 1622048.5815 | 1650460.1911 | 1679369.455 | 1708785.0902 | 1738715.9661 | 1769171.1076 | 1800159.6978 | 1831691.0804 | 1863774.763 | 1896420.4196 | 1929637.8935 | 1963437.2008 | 1997828.5327 | 2032822.2591 | 2068428.9314 | 2104659.286 | 2141524.2471
# Motorbikes - All | # Motorbikes | Five Year Forecast | All | # Vehicles | 2017-01-01: 1233020; 2018-01-01: 1242067; 2019-01-01: 1249322; 2020-01-01: 1272385; 2021-01-01: 1313544; 2022-01-01: 1316951; 2023-01-01: 1340019; 2024-01-01: 1363490; 2025-01-01: 1387373; 2026-01-01: 1411673; 2027-01-01: 1436401; 2028-01-01: 1461560
# Buses - All | # Buses | Leading the Way | All | # Vehicles | 158432 | 154990 | 151974 | 136749 | 140675 | 142382 | 142994 | 143609 | 144227 | 144847 | 145470 | 146096 | 146724 | 147355 | 147989 | 148625 | 149264 | 149906 | 150551.3122 | 151198.1587 | 151847.5395 | 152500.7218 | 153156.7054 | 153816.1241 | 154476.6114 | 155141.1672 | 155808.0588 | 156478 | 157151 | 157827 | 158506 | 159188 | 159873 | 160560
# Buses - All | # Buses | Consumer Transformation | All | # Vehicles | 158432 | 154990 | 151974 | 136749 | 140675 | 142438 | 143107 | 143780 | 144456 | 145135 | 145817 | 146502 | 147191 | 147883 | 148578 | 149276 | 149978 | 150683 | 151391.3122 | 152103.1587 | 152817.5395 | 153535.7218 | 154257.7054 | 154983.1241 | 155710.6114 | 156443.1672 | 157178.0588 | 157917.2861 | 158659.4827 | 159404.9157 | 160154 | 160907 | 161663 | 162423
# Buses - All | # Buses | System Transformation | All | # Vehicles | 158432 | 154990 | 151974 | 136749 | 140675 | 142311 | 142852 | 143395 | 143940 | 144487 | 145036 | 145587 | 146140 | 146695 | 147252 | 147812 | 148374 | 148938 | 149504.3122 | 150072.1587 | 150641.5395 | 151213.7218 | 151788.7054 | 152366.1241 | 152944.6114 | 153526.1672 | 154109.0588 | 154695 | 155283 | 155873 | 156465 | 157060 | 157657 | 158256
# Buses - All | # Buses | Falling Short | All | # Vehicles | 158432 | 154990 | 151974 | 136749 | 140675 | 142042 | 142312 | 142583 | 142854 | 143126 | 143398 | 143671 | 143944 | 144218 | 144492 | 144767 | 145042 | 145318 | 145594 | 145871 | 146148 | 146426 | 146705 | 146984.3414 | 147263.6003 | 147544.4481 | 147825.0442 | 148105.5236 | 148387.9973 | 148670.2961 | 148953.4825 | 149236.0587 | 149519.7587 | 149804
# Buses - All | # Buses | Five Year Forecast | All | # Vehicles | 2017-01-01: 158432; 2018-01-01: 154990; 2019-01-01: 151974; 2020-01-01: 136749; 2021-01-01: 140675; 2022-01-01: 142294; 2023-01-01: 142817; 2024-01-01: 143342; 2025-01-01: 143869; 2026-01-01: 144399; 2027-01-01: 144931; 2028-01-01: 145464
# HGVs - All | # HGVs | Leading the Way | All | # Vehicles | 499353 | 500287 | 501477 | 485902 | 504576 | 501733 | 502687 | 503643 | 504601 | 505560 | 506522 | 507486 | 508452 | 509419 | 510388 | 511359 | 512331 | 513305 | 514281 | 515260 | 516240 | 517222 | 518206 | 519192 | 520179 | 521168 | 522160 | 523153 | 524148 | 525145 | 526145 | 527145 | 528149 | 529153
# HGVs - All | # HGVs | Consumer Transformation | All | # Vehicles | 499353 | 500287 | 501477 | 485902 | 504576 | 501733 | 502687 | 503643 | 504601 | 505560 | 506522 | 507486 | 508452 | 509419 | 510388 | 511359 | 512331 | 513305 | 514281 | 515260 | 516240 | 517222 | 518206 | 519192 | 520179 | 521168 | 522158 | 523153 | 524148 | 525146 | 526144 | 527144 | 528146 | 529152
# HGVs - All | # HGVs | System Transformation | All | # Vehicles | 499353 | 500287 | 501477 | 485902 | 504576 | 501733 | 502687 | 503643 | 504601 | 505560 | 506522 | 507486 | 508452 | 509419 | 510388 | 511359 | 512331 | 513305 | 514281 | 515259 | 516238 | 517221 | 518206 | 519192 | 520178 | 521168 | 522160 | 523153 | 524149 | 525145 | 526145 | 527145 | 528148 | 529153
# HGVs - All | # HGVs | Falling Short | All | # Vehicles | 499353 | 500287 | 501477 | 485902 | 504576 | 501733 | 502687 | 503643 | 504601 | 505560 | 506522 | 507486 | 508452 | 509419 | 510388 | 511359 | 512331 | 513305 | 514281 | 515260 | 516240 | 517222 | 518207 | 519193 | 520179 | 521169 | 522161 | 523153 | 524148 | 525145 | 526145 | 527147 | 528150 | 529154
# HGVs - All | # HGVs | Five Year Forecast | All | # Vehicles | 2017-01-01: 499353; 2018-01-01: 500287; 2019-01-01: 501477; 2020-01-01: 485902; 2021-01-01: 504576; 2022-01-01: 501733; 2023-01-01: 502688; 2024-01-01: 503644; 2025-01-01: 504602; 2026-01-01: 505561; 2027-01-01: 506522; 2028-01-01: 507487
# Vehicles - Electric Vehicles | # Vehicles | Leading the Way | Electricity & Hybrid | # Vehicles | 136025 | 193500 | 262909 | 431847 | 739264 | 1134436.2428 | 1711836.18 | 2492328.5205 | 3541761.0431 | 4936478.8296 | 6724665.817 | 9091824.4377 | 11994749.6765 | 15415164.8684 | 19201507.6263 | 23103069.842 | 26880306.6393 | 30221250.5456 | 32901525 | 34896152 | 36252112 | 37128969 | 37542725.1629 | 37385999.1271 | 37108683.9904 | 36698419.8072 | 36155272.2118 | 35414563.7032 | 34507367.1186 | 33449096.7481 | 32225288.6122 | 30820412.1419 | 29218267.7952 | 27400879.1428
# Vehicles - Electric Vehicles | # Vehicles | Consumer Transformation | Electricity & Hybrid | # Vehicles | 136025 | 193500 | 262909 | 431847 | 739264 | 1141412.396 | 1703005.8536 | 2494350.0758 | 3546776.4869 | 4926984.0272 | 6664253.5948 | 8812853.9702 | 11367880.6864 | 14282852.2569 | 17795231.0448 | 21525591.2281 | 25238779.0004 | 28642946.1541 | 31593156.3471 | 33960612.7153 | 35708005.6572 | 36977149.4983 | 37801353.0357 | 38351953.972 | 38470775.8071 | 38421842.3892 | 38295705.3871 | 38089067.8527 | 37819277.1954 | 37465927.2992 | 37027459.134 | 36539490.9618 | 35933910.6805 | 35223456.5747
# Vehicles - Electric Vehicles | # Vehicles | System Transformation | Electricity & Hybrid | # Vehicles | 136025 | 193500 | 262909 | 431847 | 739264 | 977622.7848 | 1310916.0423 | 1741879.1277 | 2298752.6143 | 3024662.0385 | 3943632.5772 | 5103256.4997 | 6539921.3947 | 8291530.5828 | 10463911.1577 | 13027621.826 | 15974218.8129 | 19221514.7159 | 22486268.8781 | 25772414.1995 | 28881327.2873 | 31669662.3395 | 33995227.0806 | 35853258.9742 | 37290810.6045 | 38303361.9776 | 38603485.3852 | 38398797.3436 | 38088574.125 | 37637392.937 | 37033214.4788 | 36466478.8057 | 35859566.0467 | 35177304.1316
# Vehicles - Electric Vehicles | # Vehicles | Falling Short | Electricity & Hybrid | # Vehicles | 136025 | 193500 | 262909 | 431847 | 739264 | 959145.7848 | 1253562.0423 | 1628006.1277 | 2093756.6143 | 2682036.0385 | 3399262.5772 | 4274156.4997 | 5325979.3947 | 6577020.5828 | 8038534.3793 | 9729290.6502 | 11649433.6251 | 13783651.0086 | 16089730.0945 | 18798326.0945 | 21647359.0945 | 24567026.0945 | 27448870.0945 | 29973765 | 32273117 | 34297043 | 36052888 | 37501684 | 38650895.3566 | 38958227.7967 | 39220681.1605 | 39440756.8019 | 39644426.5914 | 39836157.5552
# Vehicles - Electric Vehicles | # Vehicles | Five Year Forecast | Electricity & Hybrid | # Vehicles | 2017-01-01: 136025; 2018-01-01: 193500; 2019-01-01: 262909; 2020-01-01: 431847; 2021-01-01: 739264; 2022-01-01: 1053155; 2023-01-01: 1494831; 2024-01-01: 2089142; 2025-01-01: 2870262; 2026-01-01: 3892540; 2027-01-01: 5182956; 2028-01-01: 6820525
# Vehicles - Hydrogen | # Vehicles | Leading the Way | Hydrogen | # Vehicles | 74 | 109 | 189 | 233 | 250 | 2508 | 3903 | 5622 | 7675 | 10111 | 12989 | 16346 | 20279 | 24874 | 30224 | 36438 | 43638 | 51961 | 61511 | 72244 | 84406 | 98280 | 114249.8371 | 132880.8729 | 154971.4524 | 181710.2794 | 214127.4105 | 242479.9841 | 270332.0893 | 302607.7514 | 339205.3498 | 380176.7686 | 425498.7514 | 475062.9928
# Vehicles - Hydrogen | # Vehicles | Consumer Transformation | Hydrogen | # Vehicles | 73 | 109 | 189 | 233 | 250 | 2394 | 3653 | 5154 | 6910 | 8955 | 11332 | 14073 | 17243 | 20902 | 25119 | 29970 | 35542 | 41932 | 49259.0867 | 57468.2847 | 66748.3428 | 77311.5017 | 89426.9643 | 103485.028 | 119995.1929 | 139591.6108 | 162849.6129 | 185471.1473 | 211556.8046 | 241230.5833 | 274719.569 | 312296.0173 | 348567.8661 | 386958.561
# Vehicles - Hydrogen | # Vehicles | System Transformation | Hydrogen | # Vehicles | 74 | 109 | 189 | 233 | 250 | 3358 | 5642 | 8272 | 11446 | 15368 | 20137 | 26010 | 33217 | 42181 | 54219 | 69494 | 88695 | 113186 | 149568.2705 | 195599.0946 | 254145.6854 | 327686.6605 | 419592.9194 | 535505.0258 | 674629.3955 | 846443.0224 | 1036474.2371 | 1261509.4502 | 1556090.8821 | 1954146.0297 | 2434323.4832 | 2796479.1048 | 3142882.5 | 3498006.0041
# Vehicles - Hydrogen | # Vehicles | Falling Short | Hydrogen | # Vehicles | 73 | 109 | 189 | 233 | 250 | 2368 | 3582 | 4979 | 6532 | 8221 | 10081 | 12088 | 14282 | 16672 | 19265 | 22072 | 25101 | 28361 | 31862 | 35614 | 39628 | 43915 | 48489 | 53362 | 58550 | 64067 | 69930 | 76155 | 82761.6434 | 89766.2033 | 97195.8395 | 105071.1981 | 113415.4086 | 122210.9207
# Vehicles - Hydrogen | # Vehicles | Five Year Forecast | Hydrogen | # Vehicles | 2017-01-01: 73; 2018-01-01: 109; 2019-01-01: 189; 2020-01-01: 233; 2021-01-01: 250; 2022-01-01: 2657; 2023-01-01: 4196; 2024-01-01: 6006; 2025-01-01: 8141; 2026-01-01: 10664; 2027-01-01: 13636; 2028-01-01: 17130
# Vehicles - Natural Gas | # Vehicles | Leading the Way | Natural Gas | # Vehicles | 701 | 813 | 1041 | 1282 | 1686 | 1696 | 1934 | 2195 | 2484 | 2800 | 3147 | 3530 | 3950 | 4411 | 4917 | 5475 | 6086 | 6757 | 6906.3122 | 7069.1587 | 7247.5395 | 7442.7218 | 7656.7054 | 7213.1241 | 6714.6114 | 6167.1672 | 5567.0588 | 4906.2861 | 4180.4827 | 3384.9157 | 2459.5852 | 1442.7583 | 297 | 1
# Vehicles - Natural Gas | # Vehicles | Consumer Transformation | Natural Gas | # Vehicles | 701 | 813 | 1041 | 1282 | 1686 | 1983 | 2456 | 3038 | 3759 | 4652 | 5761 | 7142 | 8863 | 11011 | 13691 | 17039 | 21211 | 26398 | 27674.3122 | 29187.1587 | 30982.5395 | 33085.7218 | 35516.7054 | 34412.1241 | 33059.6114 | 31418.1672 | 29422.0588 | 26991.2861 | 24030.4827 | 20419.9157 | 15952.5852 | 10514.7583 | 3861 | 1
# Vehicles - Natural Gas | # Vehicles | System Transformation | Natural Gas | # Vehicles | 701 | 813 | 1041 | 1282 | 1686 | 2102 | 2677 | 3405 | 4332 | 5514 | 7028 | 8973 | 11473 | 14691 | 18828 | 24149 | 30955 | 39436 | 41484.3122 | 43933.1587 | 46856.5395 | 50295.7218 | 54310.7054 | 52832.1241 | 50995.6114 | 48718.1672 | 45890.0588 | 42371.2861 | 37992.4827 | 32539.9157 | 25665.5852 | 17134.7583 | 6514 | 0
# Vehicles - Natural Gas | # Vehicles | Falling Short | Natural Gas | # Vehicles | 701 | 813 | 1041 | 1282 | 1686 | 2487 | 3304 | 4315 | 5572 | 7140 | 9103 | 11571 | 14680 | 18607 | 23568 | 29846 | 37761 | 47693 | 60057 | 75275 | 93691 | 112491 | 131412 | 133853.3414 | 136450.6003 | 139167.4481 | 141947.0442 | 144700.5236 | 140056.9973 | 134378.2961 | 127187.4825 | 118399.0587 | 107591.7587 | 94405.5241
# Vehicles - Natural Gas | # Vehicles | Five Year Forecast | Natural Gas | # Vehicles | 2017-01-01: 701; 2018-01-01: 813; 2019-01-01: 1041; 2020-01-01: 1282; 2021-01-01: 1686; 2022-01-01: 2067; 2023-01-01: 2593; 2024-01-01: 3239; 2025-01-01: 4037; 2026-01-01: 5027; 2027-01-01: 6260; 2028-01-01: 7804
# Vehicles - Internal Combustion Engine | # Vehicles | Leading the Way | Petrol/Diesel | # Vehicles | 36934282 | 37307959 | 37726675 | 37444457 | 37567258 | 37251441.5242 | 36775783.4422 | 36091681.7369 | 35135307.5147 | 33831199.0061 | 32130333.5677 | 29845330.6846 | 27016764.9723 | 23657351.1796 | 19908000.1904 | 16012103.026 | 12206052.8482 | 8805575.961 | 6042678.8133 | 3946407.0018 | 2436972.2732 | 1347989.5268 | 654353.8176 | 454156.3584 | 285994.0804 | 150215.763 | 34174.4196 | 0 | 0 | 0 | 0 | 0 | 0 | 0
# Vehicles - Internal Combustion Engine | # Vehicles | Consumer Transformation | Petrol/Diesel | # Vehicles | 36934282 | 37307959 | 37726675 | 37444457 | 37567258 | 37244348.5242 | 36784454.4422 | 36089503.7369 | 35130440.5147 | 33842014.0061 | 32194961.5677 | 30134281.6846 | 27663718.9723 | 24828308.1796 | 21387807.1904 | 17715148.026 | 14044309.8482 | 10666557.961 | 7731804.8133 | 5370137.0018 | 3612473.2732 | 2307227.5268 | 1417920.8176 | 772758.3584 | 521892.5232 | 396187.8496 | 299750.0418 | 235121.9734 | 175486.6907 | 119743.5327 | 65168.2591 | 12466.9314 | 0 | 0
# Vehicles - Internal Combustion Engine | # Vehicles | System Transformation | Petrol/Diesel | # Vehicles | 36934282 | 37307959 | 37726675 | 37444457 | 37567258 | 37406927.5242 | 37174079.4422 | 36838138.7369 | 36373139.5147 | 35737600.0061 | 34907982.5677 | 33836418.6846 | 32486007.9723 | 30817959.1796 | 28724501.1904 | 26234068.026 | 23353370.8482 | 20161480.961 | 16940078.8133 | 13680389.0018 | 10577395.2732 | 7770299.5268 | 5399307.8176 | 3465377.3584 | 1912385.5232 | 732152.8496 | 222952.4196 | 156345.8935 | 94036.2008 | 32570.5327 | 0 | 0 | 0 | 0
# Vehicles - Internal Combustion Engine | # Vehicles | Falling Short | Petrol/Diesel | # Vehicles | 36934282 | 37307959 | 37726675 | 37444457 | 37567258 | 37425740.5242 | 37232326.4422 | 36953583.7369 | 36580735.5147 | 36084451.0061 | 35458929.5677 | 34675579.6846 | 33715013.9723 | 32554768.1796 | 31183362.1904 | 29581721.026 | 27749356.8482 | 25701170.961 | 23478919.8133 | 20851483.0018 | 18080537.2732 | 15238639.5268 | 12434434.8176 | 10003165.3584 | 7797084.5232 | 5867214.8496 | 4204142.0418 | 2847586.9734 | 1797311.6907 | 1589082.4152 | 1426192.5473 | 1306028.6688 | 1202827.5467 | 1112290.1357
# Vehicles - Internal Combustion Engine | # Vehicles | Five Year Forecast | Petrol/Diesel | # Vehicles | 2017-01-01: 36934282; 2018-01-01: 37307959; 2019-01-01: 37726675; 2020-01-01: 37444457; 2021-01-01: 37567258; 2022-01-01: 37332115; 2023-01-01: 36991663; 2024-01-01: 36493228; 2025-01-01: 35804907; 2026-01-01: 34873817; 2027-01-01: 33673052; 2028-01-01: 32122903
# Cars - Electric Vehicles | # Cars | Leading the Way | Electricity & Hybrid | # Vehicles | 128662 | 184317 | 249432 | 410970 | 699955 | 1072850.2428 | 1611916.18 | 2337088.5205 | 3306756.0431 | 4587209.8296 | 6212614.817 | 8353095.4377 | 10951580.6765 | 13974842.8684 | 17268261.6263 | 20557176.842 | 23657072.6393 | 26317056.5456 | 28377647 | 29856929 | 30803039 | 31354186 | 31502688.1629 | 31122998.1271 | 30657597.547 | 30095657.7083 | 29425614.5713 | 28635161.5936 | 27711228.2172 | 26639962.8966 | 25406728.7366 | 23996077.848 | 22391735.3473 | 20576589.3572
# Cars - Electric Vehicles | # Cars | Consumer Transformation | Electricity & Hybrid | # Vehicles | 128662 | 184317 | 249432 | 410970 | 699955 | 1080987.396 | 1606932.8536 | 2345124.0758 | 3320523.4869 | 4590007.0272 | 6170186.5948 | 8099526.9702 | 10359656.6864 | 12881252.2569 | 15898474.0448 | 19053635.2281 | 22139935.0004 | 24944767.1541 | 27273525.4339 | 29119825 | 30455055 | 31402654 | 31970952 | 32308488 | 32245718.7933 | 32046877.3177 | 31802825.0456 | 31508413.2797 | 31158175.0161 | 30730594.2997 | 30221400.1225 | 29667062.4142 | 29032182.8321 | 28309150.8629
# Cars - Electric Vehicles | # Cars | System Transformation | Electricity & Hybrid | # Vehicles | 128662 | 184317 | 249432 | 410970 | 699955 | 925259.7848 | 1234927.0423 | 1633069.1277 | 2144590.6143 | 2808010.0385 | 3641506.5772 | 4684954.4997 | 5966132.3947 | 7510410.5828 | 9412485.1577 | 11633859.826 | 14158441.8129 | 16911859.7159 | 19603006.2721 | 22283206.7567 | 24794519.829 | 27034992.3343 | 28891896.1169 | 30370989.651 | 31512921.7024 | 32298821.1892 | 32472982.0962 | 32237260.8869 | 31916025.2499 | 31472250.0993 | 30918488.0993 | 30448737.4999 | 29955553.4137 | 29402952.9499
# Cars - Electric Vehicles | # Cars | Falling Short | Electricity & Hybrid | # Vehicles | 128662 | 184317 | 249432 | 410970 | 699955 | 912406.7848 | 1190403.0423 | 1543592.1277 | 1982078.6143 | 2535412.0385 | 3207919.5772 | 4025560.4997 | 5004719.3947 | 6163461.5828 | 7508624.3793 | 9054778.6502 | 10795880.6251 | 12714220.0086 | 14757939.0945 | 17161594.0945 | 19662215.0945 | 22205772.0945 | 24700608.0945 | 26786058 | 28652848 | 30267058 | 31647332 | 32760210 | 33609113.3566 | 33665457.7967 | 33720552.1605 | 33774211.8019 | 33826235.5914 | 33876403.9625
# Cars - Electric Vehicles | # Cars | Five Year Forecast | Electricity & Hybrid | # Vehicles | 2017-01-01: 128662; 2018-01-01: 184317; 2019-01-01: 249432; 2020-01-01: 410970; 2021-01-01: 699955; 2022-01-01: 997876; 2023-01-01: 1411045; 2024-01-01: 1964719; 2025-01-01: 2688487; 2026-01-01: 3630160; 2027-01-01: 4808058; 2028-01-01: 6290785
# Cars - Electric Vehicles - Plug-in Hybrid Electric Vehicle | # Cars | Leading the Way | Hybrid (Electricity & Petrol/Diesel) | # Vehicles | 81027 | 120651 | 151104 | 210699 | 316607 | 381133.2428 | 462866.18 | 551342.5205 | 647146.0431 | 753351.8296 | 867672.817 | 975768.4377 | 1092837.6765 | 1220872.8684 | 1341648.6263 | 1229757.73 | 1157699.5196 | 1075799.8073 | 987418.4482 | 888903.6316 | 796753.8397 | 697257.8438 | 589752.306 | 470613.0205 | 342511.0127 | 221335.7624 | 89986.5794 | 0 | 0 | 0 | 0 | 0 | 0 | 0
# Cars - Electric Vehicles - Plug-in Hybrid Electric Vehicle | # Cars | Consumer Transformation | Hybrid (Electricity & Petrol/Diesel) | # Vehicles | 81027 | 120651 | 151104 | 210699 | 316607 | 356721.396 | 411823.8536 | 471449.0758 | 536030.4869 | 607977.0272 | 685438.5948 | 770601.9702 | 861661.6864 | 958456.2569 | 1038757.0448 | 1117858.2281 | 1198942.0004 | 1279174.1541 | 1234419.1269 | 1153822.493 | 1049042.8039 | 976397.2632 | 897957.6827 | 810587.4688 | 716670.6409 | 613303.669 | 502986.4534 | 385642.1743 | 284685.2625 | 185079.8594 | 81403.004 | 0 | 0 | 0
# Cars - Electric Vehicles - Plug-in Hybrid Electric Vehicle | # Cars | System Transformation | Hybrid (Electricity & Petrol/Diesel) | # Vehicles | 81027 | 120651 | 151104 | 210699 | 316607 | 366068.7848 | 438656.0423 | 519908.1277 | 610836.6143 | 723097.0385 | 848004.5772 | 988768.4997 | 1144215.3947 | 1314954.5828 | 1478950.1577 | 1651260.826 | 1835566.8129 | 2029216.7159 | 1968852.4419 | 1894259.5442 | 1801035.6956 | 1664980.2765 | 1548546.924 | 1413968.7093 | 1264190.0832 | 1095146.8381 | 908448.6355 | 703055.3287 | 501358.2352 | 289045.6371 | 60300.9735 | 0 | 0 | 0
# Cars - Electric Vehicles - Plug-in Hybrid Electric Vehicle | # Cars | Falling Short | Hybrid (Electricity & Petrol/Diesel) | # Vehicles | 81027 | 120651 | 151104 | 210699 | 316607 | 372690.7848 | 454191.0423 | 545818.1277 | 648765.6143 | 776572.0385 | 919263.5772 | 1080627.4997 | 1259319.3947 | 1456116.5828 | 1665072.3793 | 1888548.6502 | 2121815.6251 | 2370184.0086 | 2628446.0945 | 2884936.0945 | 3145218.0945 | 3412043.0945 | 3700583.0945 | 3521657.2985 | 3289484.6206 | 3057817.0126 | 2827272.3372 | 2572992.9388 | 2302480.7497 | 2012751.0439 | 1709418.904 | 1385776.7201 | 1047859.469 | 704870.0558
# Cars - Electric Vehicles - Plug-in Hybrid Electric Vehicle | # Cars | Five Year Forecast | Hybrid (Electricity & Petrol/Diesel) | # Vehicles | 2017-01-01: 81027; 2018-01-01: 120651; 2019-01-01: 151104; 2020-01-01: 210699; 2021-01-01: 316607; 2022-01-01: 369154; 2023-01-01: 441884; 2024-01-01: 522130; 2025-01-01: 610695; 2026-01-01: 715249; 2027-01-01: 830095; 2028-01-01: 953942
# Cars - Electric Vehicles - Battery Electric Vehicle | # Cars | Leading the Way | Electricity | # Vehicles | 47635 | 63666 | 98328 | 200271 | 383348 | 691717 | 1149050 | 1785746 | 2659610 | 3833858 | 5344942 | 7377327 | 9858743 | 12753970 | 15926613 | 19327419.112 | 22499373.1197 | 25241256.7383 | 27390228.5518 | 28968025.3684 | 30006285.1603 | 30656928.1562 | 30912935.8568 | 30652385.1066 | 30315086.5343 | 29874321.9459 | 29335627.992 | 28635161.5936 | 27711228.2172 | 26639962.8966 | 25406728.7366 | 23996077.848 | 22391735.3473 | 20576589.3572
# Cars - Electric Vehicles - Battery Electric Vehicle | # Cars | Consumer Transformation | Electricity | # Vehicles | 47635 | 63666 | 98328 | 200271 | 383348 | 724266 | 1195109 | 1873675 | 2784493 | 3982030 | 5484748 | 7328925 | 9497995 | 11922796 | 14859717 | 17935777 | 20940993 | 23665593 | 26039106.307 | 27966002.507 | 29406012.1961 | 30426256.7368 | 31072994.3173 | 31497900.5312 | 31529048.1524 | 31433573.6488 | 31299838.5922 | 31122771.1055 | 30873489.7536 | 30545514.4403 | 30139997.1185 | 29667062.4142 | 29032182.8321 | 28309150.8629
# Cars - Electric Vehicles - Battery Electric Vehicle | # Cars | System Transformation | Electricity | # Vehicles | 47635 | 63666 | 98328 | 200271 | 383348 | 559191 | 796271 | 1113161 | 1533754 | 2084913 | 2793502 | 3696186 | 4821917 | 6195456 | 7933535 | 9982599 | 12322875 | 14882643 | 17634153.8302 | 20388947.2126 | 22993484.1335 | 25370012.0578 | 27343349.1929 | 28957020.9416 | 30248731.6192 | 31203674.3511 | 31564533.4607 | 31534205.5582 | 31414667.0147 | 31183204.4623 | 30858187.1258 | 30448737.4999 | 29955553.4137 | 29402952.9499
# Cars - Electric Vehicles - Battery Electric Vehicle | # Cars | Falling Short | Electricity | # Vehicles | 47635 | 63666 | 98328 | 200271 | 383348 | 539716 | 736212 | 997774 | 1333313 | 1758840 | 2288656 | 2944933 | 3745400 | 4707345 | 5843552 | 7166230 | 8674065 | 10344036 | 12129493 | 14276658 | 16516997 | 18793729 | 21000025 | 23264400.7015 | 25363363.3794 | 27209240.9874 | 28820059.6628 | 30187217.0612 | 31306632.607 | 31652706.7528 | 32011133.2565 | 32388435.0818 | 32778376.1224 | 33171533.9067
# Cars - Electric Vehicles - Battery Electric Vehicle | # Cars | Five Year Forecast | Electricity | # Vehicles | 2017-01-01: 47635; 2018-01-01: 63666; 2019-01-01: 98328; 2020-01-01: 200271; 2021-01-01: 383348; 2022-01-01: 628722; 2023-01-01: 969161; 2024-01-01: 1442589; 2025-01-01: 2077792; 2026-01-01: 2914911; 2027-01-01: 3977963; 2028-01-01: 5336843
# Cars - Hydrogen | # Cars | Leading the Way | Hydrogen | # Vehicles | 68 | 104 | 183 | 217 | 215 | 220 | 220 | 220 | 220 | 220 | 220 | 220 | 220 | 220 | 220 | 220 | 220 | 220 | 220 | 220 | 220 | 220 | 219.8371 | 216.8729 | 214.453 | 211.2917 | 207.4287 | 202.4064 | 195.7828 | 188.1034 | 179.2634 | 169.152 | 157.6527 | 144.6428
# Cars - Hydrogen | # Cars | Consumer Transformation | Hydrogen | # Vehicles | 68 | 104 | 183 | 217 | 215 | 220 | 220 | 220 | 220 | 220 | 220 | 220 | 220 | 220 | 220 | 220 | 220 | 220 | 220 | 220 | 220 | 220 | 220 | 220 | 218.2067 | 216.6823 | 214.9544 | 213.7203 | 211.9839 | 209.7003 | 206.8775 | 203.5858 | 199.1679 | 194.1371
# Cars - Hydrogen | # Cars | System Transformation | Hydrogen | # Vehicles | 68 | 104 | 183 | 217 | 215 | 637 | 1248 | 1833 | 2548 | 3514 | 4727 | 6337 | 8385 | 11075 | 15437 | 21253 | 28711 | 38547 | 51429.8766 | 68072.5374 | 89919.1437 | 118055.6657 | 154881.8831 | 202873.349 | 265224.2976 | 348912.8108 | 454199.9038 | 596960.1131 | 792079.7501 | 1071414.9007 | 1416710.9007 | 1627698.5001 | 1803455.5863 | 1975452.0501
# Cars - Hydrogen | # Cars | Falling Short | Hydrogen | # Vehicles | 68 | 104 | 183 | 217 | 215 | 220 | 220 | 220 | 220 | 220 | 220 | 220 | 220 | 220 | 220 | 220 | 220 | 220 | 220 | 220 | 220 | 220 | 220 | 220 | 220 | 220 | 220 | 220 | 219.6434 | 215.2033 | 211.8395 | 209.1981 | 207.4086 | 206.0375
# Cars - Hydrogen | # Cars | Five Year Forecast | Hydrogen | # Vehicles | 2017-01-01: 68; 2018-01-01: 104; 2019-01-01: 183; 2020-01-01: 217; 2021-01-01: 215; 2022-01-01: 324; 2023-01-01: 477; 2024-01-01: 623; 2025-01-01: 802; 2026-01-01: 1044; 2027-01-01: 1347; 2028-01-01: 1750
# Cars - Internal Combustion Engine | # Cars | Leading the Way | Petrol/Diesel | # Vehicles | 31159812 | 31419086 | 31721721 | 31357618 | 31249968 | 31119499 | 30651116 | 29991198 | 29083383 | 27862306 | 26293016 | 24203546 | 21648428 | 18655410 | 15368549 | 12055297 | 8897133 | 6148843 | 3977052 | 2368226 | 1241661 | 452600 | 0 | 0 | 0 | 0 | 0 | 0 | 0 | 0 | 0 | 0 | 0 | 0
# Cars - Internal Combustion Engine | # Cars | Consumer Transformation | Petrol/Diesel | # Vehicles | 31159812 | 31419086 | 31721721 | 31357618 | 31249968 | 31111362 | 30656099 | 29983210 | 29070045 | 27861237 | 26340270 | 24468028 | 22261847 | 19789745 | 16814947 | 13688850 | 10617315 | 7812645 | 5469607 | 3599958 | 2226147 | 1215190 | 555867 | 95700 | 0 | 0 | 0 | 0 | 0 | 0 | 0 | 0 | 0 | 0
# Cars - Internal Combustion Engine | # Cars | System Transformation | Petrol/Diesel | # Vehicles | 31159812 | 31419086 | 31721721 | 31357618 | 31249968 | 31266672 | 31027077 | 30693686 | 30243950 | 29641127 | 28867696 | 27883706 | 26661171 | 25174208 | 23326656 | 21156641 | 18679319 | 15966754 | 13306309 | 10645686 | 8140676 | 5890509 | 4006951 | 2477526 | 1253656 | 343913 | 0 | 0 | 0 | 0 | 0 | 0 | 0 | 0
# Cars - Internal Combustion Engine | # Cars | Falling Short | Petrol/Diesel | # Vehicles | 31159812 | 31419086 | 31721721 | 31357618 | 31249968 | 31279942 | 31072629 | 30784777 | 30408802 | 29917084 | 29306024 | 28549870 | 27632281 | 26535195 | 25251764 | 23767397 | 22088116 | 20231599 | 18249665 | 15907714 | 13468662 | 10986479 | 8552751 | 6527664 | 4720795 | 3167166 | 1846018 | 791483 | 0 | 0 | 0 | 0 | 0 | 0
# Cars - Internal Combustion Engine | # Cars | Five Year Forecast | Petrol/Diesel | # Vehicles | 2017-01-01: 31159812; 2018-01-01: 31419086; 2019-01-01: 31721721; 2020-01-01: 31357618; 2021-01-01: 31249968; 2022-01-01: 31194369; 2023-01-01: 30851731; 2024-01-01: 30363218; 2025-01-01: 29701546; 2026-01-01: 28820439; 2027-01-01: 27701752; 2028-01-01: 26276288
# Vans - Electric Vehicles | # Vans | Leading the Way | Electricity & Hybrid | # Vehicles | 6532 | 7898 | 10971 | 16610 | 30342 | 46522 | 76238 | 119614 | 183068 | 275236 | 408356 | 595603 | 848201 | 1178082 | 1585123 | 2090108 | 2635605 | 3159447 | 3599029 | 3920609 | 4129439 | 4254190 | 4325863 | 4367353 | 4392199.4434 | 4400554.099 | 4408924.6404 | 4417311.101 | 4425713.5124 | 4434131.9058 | 4442566.3118 | 4451016.7612 | 4459483.2845 | 4467965.9124
# Vans - Electric Vehicles | # Vans | Consumer Transformation | Electricity & Hybrid | # Vehicles | 6532 | 7898 | 10971 | 16610 | 30342 | 46155 | 73776 | 115893 | 177915 | 268379 | 398338 | 581602 | 829271 | 1161510 | 1578825 | 2056792 | 2565056 | 3023555 | 3483862.9133 | 3832615.7153 | 4066323.6572 | 4209244.4983 | 4292409.0357 | 4340561.972 | 4369567.0138 | 4388496.0715 | 4402227.3416 | 4413308.5729 | 4423034.1793 | 4431229.9995 | 4438794.4321 | 4446112.3117 | 4453107.0497 | 4459675.2937
# Vans - Electric Vehicles | # Vans | System Transformation | Electricity & Hybrid | # Vehicles | 6532 | 7898 | 10971 | 16610 | 30342 | 38301 | 54100 | 76186 | 106979 | 149864 | 209156 | 290701 | 400906 | 549848 | 746156 | 996587 | 1307256 | 1670565 | 2095407.606 | 2544903.4428 | 2983767.4583 | 3376057.0053 | 3696826.9637 | 3938623.3232 | 4109255.9022 | 4224293.7883 | 4256023.2889 | 4219893.6691 | 4171806.4875 | 4110329.3647 | 4034194.2502 | 3942015.8384 | 3835839.9351 | 3716405.0464
# Vans - Electric Vehicles | # Vans | Falling Short | Electricity & Hybrid | # Vehicles | 6532 | 7898 | 10971 | 16610 | 30342 | 36188 | 48096 | 63910 | 84652 | 111899 | 147466 | 193869 | 253693 | 330810 | 429214 | 552578 | 706451 | 892437 | 1119208 | 1381684 | 1679392 | 1998273 | 2321048 | 2677120 | 3018465 | 3328602 | 3596076 | 3816056 | 3989830 | 4122863 | 4222518 | 4296287 | 4350766 | 4391282
# Vans - Electric Vehicles | # Vans | Five Year Forecast | Electricity & Hybrid | # Vehicles | 2017-01-01: 6532; 2018-01-01: 7898; 2019-01-01: 10971; 2020-01-01: 16610; 2021-01-01: 30342; 2022-01-01: 41792; 2023-01-01: 63053; 2024-01-01: 93901; 2025-01-01: 138154; 2026-01-01: 201344; 2027-01-01: 290830; 2028-01-01: 415444
# Vans - Electric Vehicles - Battery Electric Vehicle | # Vans | Leading the Way | Electricity | # Vehicles | 6310 | 7488 | 10380 | 15471 | 28057 | 44675 | 73303 | 115229 | 177041 | 267093 | 397801 | 582012 | 831158 | 1156777 | 1559020 | 2068244.1333 | 2618078.083 | 3146420.9069 | 3589973.9979 | 3916184.3967 | 4126034.4818 | 4252167.6146 | 4325682.6113 | 4367353 | 4392199.4434 | 4400554.099 | 4408924.6404 | 4417311.101 | 4425713.5124 | 4434131.9058 | 4442566.3118 | 4451016.7612 | 4459483.2845 | 4467965.9124
# Vans - Electric Vehicles - Battery Electric Vehicle | # Vans | Consumer Transformation | Electricity | # Vehicles | 6310 | 7488 | 10380 | 15471 | 28057 | 44932 | 72319 | 114132 | 175842 | 265901 | 395449 | 578179 | 825313 | 1156836 | 1573421 | 2050678 | 2558294 | 3016246 | 3477604.4858 | 3827766.7368 | 4061686.6883 | 4204884.6816 | 4288409.2799 | 4336931.7525 | 4366416.4807 | 4385832.3312 | 4400196.0768 | 4411910.968 | 4422484.6126 | 4431229.9995 | 4438794.4321 | 4446112.3117 | 4453107.0497 | 4459675.2937
# Vans - Electric Vehicles - Battery Electric Vehicle | # Vans | System Transformation | Electricity | # Vehicles | 6310 | 7488 | 10380 | 15471 | 28057 | 37078 | 52643 | 74425 | 104906 | 147386 | 206267 | 287278 | 396948 | 545174 | 740752 | 990473 | 1300494 | 1663256 | 2089149.1785 | 2540054.4643 | 2979130.4894 | 3371697.1885 | 3692827.2079 | 3934993.1036 | 4106105.369 | 4221630.0481 | 4253992.0241 | 4218496.0641 | 4171256.9208 | 4110329.3647 | 4034194.2502 | 3942015.8384 | 3835839.9351 | 3716405.0464
# Vans - Electric Vehicles - Battery Electric Vehicle | # Vans | Falling Short | Electricity | # Vehicles | 6310 | 7488 | 10380 | 15471 | 28057 | 34965 | 46639 | 62149 | 82579 | 109421 | 144577 | 190446 | 249735 | 326153 | 423862 | 546577 | 699560 | 884706 | 1110598 | 1372293 | 1669355 | 1987744 | 2310180 | 2666638.7263 | 3008485.7267 | 3319132.1642 | 3587268.0611 | 3807911.1975 | 3982551.6131 | 4116446.0707 | 4216905.5109 | 4291777.6724 | 4347297.8586 | 4388903.3855
# Vans - Electric Vehicles - Battery Electric Vehicle | # Vans | Five Year Forecast | Electricity | # Vehicles | 2017-01-01: 6310; 2018-01-01: 7488; 2019-01-01: 10380; 2020-01-01: 15471; 2021-01-01: 28057; 2022-01-01: 40413; 2023-01-01: 61226; 2024-01-01: 91484; 2025-01-01: 135092; 2026-01-01: 197450; 2027-01-01: 286024; 2028-01-01: 409479
# Vans - Electric Vehicles - Plug-in Hybrid Electric Vehicle | # Vans | Leading the Way | Hybrid (Electricity & Petrol/Diesel) | # Vehicles | 222 | 410 | 591 | 1139 | 2285 | 1847 | 2935 | 4385 | 6027 | 8143 | 10555 | 13591 | 17043 | 21305 | 26103 | 21863.8667 | 17526.917 | 13026.0931 | 9055.0021 | 4424.6033 | 3404.5182 | 2022.3854 | 180.3887 | 0 | 0 | 0 | 0 | 0 | 0 | 0 | 0 | 0 | 0 | 0
# Vans - Electric Vehicles - Plug-in Hybrid Electric Vehicle | # Vans | Consumer Transformation | Hybrid (Electricity & Petrol/Diesel) | # Vehicles | 222 | 410 | 591 | 1139 | 2285 | 1223 | 1457 | 1761 | 2073 | 2478 | 2889 | 3423 | 3958 | 4674 | 5404 | 6114 | 6762 | 7309 | 6258.4275 | 4848.9784 | 4636.9689 | 4359.8167 | 3999.7558 | 3630.2196 | 3150.5331 | 2663.7402 | 2031.2648 | 1397.6049 | 549.5667 | 0 | 0 | 0 | 0 | 0
# Vans - Electric Vehicles - Plug-in Hybrid Electric Vehicle | # Vans | System Transformation | Hybrid (Electricity & Petrol/Diesel) | # Vehicles | 222 | 410 | 591 | 1139 | 2285 | 1223 | 1457 | 1761 | 2073 | 2478 | 2889 | 3423 | 3958 | 4674 | 5404 | 6114 | 6762 | 7309 | 6258.4275 | 4848.9784 | 4636.9689 | 4359.8167 | 3999.7558 | 3630.2196 | 3150.5331 | 2663.7402 | 2031.2648 | 1397.6049 | 549.5667 | 0 | 0 | 0 | 0 | 0
# Vans - Electric Vehicles - Plug-in Hybrid Electric Vehicle | # Vans | Falling Short | Hybrid (Electricity & Petrol/Diesel) | # Vehicles | 222 | 410 | 591 | 1139 | 2285 | 1223 | 1457 | 1761 | 2073 | 2478 | 2889 | 3423 | 3958 | 4657 | 5352 | 6001 | 6891 | 7731 | 8610 | 9391 | 10037 | 10529 | 10868 | 10481.2737 | 9979.2733 | 9469.8358 | 8807.9389 | 8144.8025 | 7278.3869 | 6416.9293 | 5612.4891 | 4509.3276 | 3468.1414 | 2378.6145
# Vans - Electric Vehicles - Plug-in Hybrid Electric Vehicle | # Vans | Five Year Forecast | Hybrid (Electricity & Petrol/Diesel) | # Vehicles | 2017-01-01: 222; 2018-01-01: 410; 2019-01-01: 591; 2020-01-01: 1139; 2021-01-01: 2285; 2022-01-01: 1379; 2023-01-01: 1827; 2024-01-01: 2417; 2025-01-01: 3062; 2026-01-01: 3894; 2027-01-01: 4806; 2028-01-01: 5965
# Vans - Hydrogen | # Vans | Leading the Way | Hydrogen | # Vehicles | 4 | 3 | 4 | 4 | 5 | 6 | 6 | 6 | 6 | 6 | 6 | 6 | 6 | 6 | 6 | 6 | 6 | 6 | 6 | 6 | 6 | 6 | 6 | 6 | 5.9994 | 5.9876 | 5.9818 | 5.9789 | 5.9774 | 5.9767 | 5.9764 | 5.9762 | 5.9762 | 5.9762
# Vans - Hydrogen | # Vans | Consumer Transformation | Hydrogen | # Vehicles | 4 | 3 | 4 | 4 | 5 | 6 | 6 | 6 | 6 | 6 | 6 | 6 | 6 | 6 | 6 | 6 | 6 | 6 | 44.0867 | 93.2847 | 157.3428 | 239.5017 | 346.9643 | 487.028 | 669.9862 | 909.9285 | 1228.6584 | 1645.4271 | 2201.8207 | 2907.883 | 3777.856 | 4910.4257 | 6382.211 | 8296.5949
# Vans - Hydrogen | # Vans | System Transformation | Hydrogen | # Vehicles | 4 | 3 | 4 | 4 | 5 | 6 | 6 | 6 | 6 | 6 | 6 | 6 | 6 | 6 | 6 | 6 | 6 | 6 | 5090.394 | 11634.5572 | 20044.5417 | 30892.9947 | 44893.0363 | 62948.6768 | 86217.0978 | 116127.2117 | 152907.3333 | 197423.4108 | 253913.0024 | 323808.5178 | 408378.038 | 509006.899 | 623649.3256 | 751566.8422
# Vans - Hydrogen | # Vans | Falling Short | Hydrogen | # Vehicles | 4 | 3 | 4 | 4 | 5 | 6 | 6 | 6 | 6 | 6 | 6 | 6 | 6 | 6 | 6 | 6 | 6 | 6 | 6 | 6 | 6 | 6 | 6 | 6 | 6 | 6 | 6 | 6 | 6 | 6 | 6 | 6 | 6 | 6
# Vans - Hydrogen | # Vans | Five Year Forecast | Hydrogen | # Vehicles | 2017-01-01: 4; 2018-01-01: 3; 2019-01-01: 4; 2020-01-01: 4; 2021-01-01: 5; 2022-01-01: 6; 2023-01-01: 6; 2024-01-01: 6; 2025-01-01: 6; 2026-01-01: 6; 2027-01-01: 6; 2028-01-01: 6
# Vans - Internal Combustion Engine | # Vans | Leading the Way | Petrol/Diesel | # Vehicles | 3885199 | 3993629 | 4105730 | 4197364 | 4369178 | 4189918.8662 | 4168261.2334 | 4132958.929 | 4077593.9819 | 3993530.4214 | 3868530.2768 | 3689418.5774 | 3444971.3526 | 3123256.6318 | 2724397.4445 | 2227609.8203 | 1690325.7887 | 1174712.3795 | 743374.6222 | 430054.5468 | 229500.183 | 113040.5607 | 49674.7099 | 16507.6606 | 0 | 0 | 0 | 0 | 0 | 0 | 0 | 0 | 0 | 0
# Vans - Internal Combustion Engine | # Vans | Consumer Transformation | Petrol/Diesel | # Vehicles | 3885199 | 3993629 | 4105730 | 4197364 | 4369178 | 4190285.8662 | 4170723.2334 | 4136679.929 | 4082746.9819 | 4000387.4214 | 3878548.2768 | 3703419.5774 | 3463901.3526 | 3139828.6318 | 2730695.4445 | 2260925.8203 | 1760874.7887 | 1310604.3795 | 858502.6222 | 517960.5468 | 292464.183 | 157752.5607 | 82787.7099 | 42817.6606 | 21968.4428 | 11154.0866 | 5474.6222 | 2363.0799 | 483.4898 | 0 | 0 | 0 | 0 | 0
# Vans - Internal Combustion Engine | # Vans | System Transformation | Petrol/Diesel | # Vehicles | 3885199 | 3993629 | 4105730 | 4197364 | 4369178 | 4198139.8662 | 4190399.2334 | 4176386.929 | 4153682.9819 | 4118902.4214 | 4067730.2768 | 3994320.5774 | 3892266.3526 | 3751490.6318 | 3563364.4445 | 3321130.8203 | 3018674.7887 | 2663594.3795 | 2241911.6222 | 1794131.5468 | 1355133.183 | 960286.5607 | 633823.7099 | 382294.6606 | 196732.4428 | 60139.0866 | 0 | 0 | 0 | 0 | 0 | 0 | 0 | 0
# Vans - Internal Combustion Engine | # Vans | Falling Short | Petrol/Diesel | # Vehicles | 3885199 | 3993629 | 4105730 | 4197364 | 4369178 | 4200252.8662 | 4196403.2334 | 4188662.929 | 4176009.9819 | 4156867.4214 | 4129420.2768 | 4091152.5774 | 4039479.3526 | 3970528.6318 | 3880306.4445 | 3765139.8203 | 3619479.7887 | 3441722.3795 | 3223195.6222 | 2968979.5468 | 2679547.183 | 2368957.5607 | 2054489.7099 | 1706740.6606 | 1373734.4428 | 1071952.0866 | 812848.6222 | 601255.0799 | 435883.4898 | 311268.8825 | 220048.2882 | 154729.7374 | 108717.2607 | 76683.8886
# Vans - Internal Combustion Engine | # Vans | Five Year Forecast | Petrol/Diesel | # Vehicles | 2017-01-01: 3885199; 2018-01-01: 3993629; 2019-01-01: 4105730; 2020-01-01: 4197364; 2021-01-01: 4369178; 2022-01-01: 4194649; 2023-01-01: 4181447; 2024-01-01: 4158672; 2025-01-01: 4122508; 2026-01-01: 4067422; 2027-01-01: 3986057; 2028-01-01: 3869578
# Buses - Natural Gas | # Buses | Five Year Forecast | Natural Gas | # Vehicles | 2017-01-01: 317; 2018-01-01: 361; 2019-01-01: 423; 2020-01-01: 459; 2021-01-01: 460; 2022-01-01: 621; 2023-01-01: 721; 2024-01-01: 838; 2025-01-01: 974; 2026-01-01: 1134; 2027-01-01: 1322; 2028-01-01: 1542
# Buses - Electric Vehicles - Battery Electric Vehicle | # Buses | Five Year Forecast | Electricity | # Vehicles | 2017-01-01: 305; 2018-01-01: 397; 2019-01-01: 506; 2020-01-01: 817; 2021-01-01: 1327; 2022-01-01: 2325; 2023-01-01: 3190; 2024-01-01: 4347; 2025-01-01: 5834; 2026-01-01: 7712; 2027-01-01: 10087; 2028-01-01: 13054
# Buses - Hydrogen | # Buses | Five Year Forecast | Hydrogen | # Vehicles | 2017-01-01: 0; 2018-01-01: 0; 2019-01-01: 0; 2020-01-01: 10; 2021-01-01: 28; 2022-01-01: 291; 2023-01-01: 367; 2024-01-01: 460; 2025-01-01: 569; 2026-01-01: 690; 2027-01-01: 833; 2028-01-01: 1000
# Buses - Internal Combustion Engine | # Buses | Five Year Forecast | Petrol/Diesel | # Vehicles | 2017-01-01: 157810; 2018-01-01: 154232; 2019-01-01: 151045; 2020-01-01: 135463; 2021-01-01: 138860; 2022-01-01: 139057; 2023-01-01: 138539; 2024-01-01: 137697; 2025-01-01: 136492; 2026-01-01: 134863; 2027-01-01: 132689; 2028-01-01: 129868
# HGVs - Natural Gas | # HGVs | Five Year Forecast | Natural Gas | # Vehicles | 2017-01-01: 384; 2018-01-01: 452; 2019-01-01: 618; 2020-01-01: 823; 2021-01-01: 1226; 2022-01-01: 1446; 2023-01-01: 1872; 2024-01-01: 2401; 2025-01-01: 3063; 2026-01-01: 3893; 2027-01-01: 4938; 2028-01-01: 6262
# HGVs - Electric Vehicles - Battery Electric Vehicle | # HGVs | Five Year Forecast | Electricity | # Vehicles | 2017-01-01: 50; 2018-01-01: 74; 2019-01-01: 97; 2020-01-01: 144; 2021-01-01: 248; 2022-01-01: 422; 2023-01-01: 722; 2024-01-01: 1170; 2025-01-01: 1837; 2026-01-01: 2831; 2027-01-01: 4308; 2028-01-01: 6500
# HGVs - Hydrogen | # HGVs | Five Year Forecast | Hydrogen | # Vehicles | 2017-01-01: 1; 2018-01-01: 1; 2019-01-01: 1; 2020-01-01: 1; 2021-01-01: 1; 2022-01-01: 218; 2023-01-01: 362; 2024-01-01: 536; 2025-01-01: 748; 2026-01-01: 1006; 2027-01-01: 1325; 2028-01-01: 1723
# HGVs - Internal Combustion Engine | # HGVs | Five Year Forecast | Petrol/Diesel | # Vehicles | 2017-01-01: 498918; 2018-01-01: 499760; 2019-01-01: 500761; 2020-01-01: 484934; 2021-01-01: 503101; 2022-01-01: 499647; 2023-01-01: 499732; 2024-01-01: 499537; 2025-01-01: 498954; 2026-01-01: 497831; 2027-01-01: 495951; 2028-01-01: 493002
# Buses - Natural Gas | # Buses | Leading the Way | Natural Gas | # Vehicles | 317 | 361 | 423 | 459 | 460 | 583 | 654 | 732 | 818 | 912 | 1016 | 1130 | 1255 | 1393 | 1544 | 1710 | 1892 | 2092 | 2022.3122 | 1947.1587 | 1866.5395 | 1777.7218 | 1680.7054 | 1574.1241 | 1456.6114 | 1328.1672 | 1186.0588 | 1030.2861 | 859.4827 | 670.9157 | 464.5852 | 237.7583 | 0 | 0
# Buses - Electric Vehicles - Battery Electric Vehicle | # Buses | Leading the Way | Electricity | # Vehicles | 305 | 397 | 506 | 817 | 1327 | 3062 | 4300 | 5993 | 8195 | 11036 | 14647 | 19162 | 24704 | 31363 | 39118 | 47963 | 57667 | 67959 | 78512 | 88995 | 98882 | 107941 | 116081 | 123325 | 130159 | 135850 | 140612 | 143023.6405 | 142425.4683 | 141608.7502 | 140625.0699 | 139409.6431 | 137957.5725 | 136060.6668
# Buses - Hydrogen | # Buses | Leading the Way | Hydrogen | # Vehicles | 0 | 0 | 0 | 10 | 28 | 307 | 380 | 472 | 580 | 708 | 859 | 1035 | 1241 | 1481 | 1759 | 2081 | 2453 | 2881 | 3374 | 3940 | 4589 | 5331 | 6179 | 7146 | 8249 | 9502 | 10922 | 12424.0735 | 13866.049 | 15547.3341 | 17416.3448 | 19540.5985 | 21915.4275 | 24499.3332
# Buses - Internal Combustion Engine | # Buses | Leading the Way | Petrol/Diesel | # Vehicles | 157810 | 154232 | 151045 | 135463 | 138860 | 138430 | 137660 | 136412 | 134634 | 132191 | 128948 | 124769 | 119524 | 113118 | 105568 | 96871 | 87252 | 76974 | 66643 | 56316 | 46510 | 37451 | 29216 | 21771 | 14612 | 8461 | 3088 | 0 | 0 | 0 | 0 | 0 | 0 | 0
# HGVs - Natural Gas | # HGVs | Leading the Way | Natural Gas | # Vehicles | 384 | 452 | 618 | 823 | 1226 | 1113 | 1280 | 1463 | 1666 | 1888 | 2131 | 2400 | 2695 | 3018 | 3373 | 3765 | 4194 | 4665 | 4884 | 5122 | 5381 | 5665 | 5976 | 5639 | 5258 | 4839 | 4381 | 3876 | 3321 | 2714 | 1995 | 1205 | 297 | 1
# HGVs - Electric Vehicles - Battery Electric Vehicle | # HGVs | Leading the Way | Electricity | # Vehicles | 50 | 74 | 97 | 144 | 248 | 506 | 884 | 1451 | 2300 | 3570 | 5467 | 8292 | 12486 | 18679 | 27752 | 40893 | 59608 | 85621 | 119373 | 156525 | 197657 | 242841 | 291212 | 342347 | 391431 | 437099 | 472410 | 479722 | 477408 | 474241 | 470379 | 465828 | 460671 | 454226
# HGVs - Hydrogen | # HGVs | Leading the Way | Hydrogen | # Vehicles | 1 | 1 | 1 | 1 | 1 | 290 | 479 | 705 | 972 | 1285 | 1653 | 2086 | 2593 | 3188 | 3885 | 4702 | 5659 | 6779 | 8035 | 9240 | 10478 | 11854 | 13552 | 15924 | 19525 | 25289 | 33972 | 39555 | 43419 | 48190 | 53771 | 60112 | 67181 | 74926
# HGVs - Internal Combustion Engine | # HGVs | Leading the Way | Petrol/Diesel | # Vehicles | 498918 | 499760 | 500761 | 484934 | 503101 | 499824 | 500044 | 500024 | 499663 | 498817 | 497271 | 494708 | 490678 | 484534 | 475378 | 461999 | 442870 | 416240 | 381989 | 344373 | 302724 | 256862 | 207466 | 155282 | 103965 | 53941 | 11397 | 0 | 0 | 0 | 0 | 0 | 0 | 0
# Buses - Natural Gas | # Buses | Consumer Transformation | Natural Gas | # Vehicles | 317 | 361 | 423 | 459 | 460 | 583 | 654 | 732 | 818 | 912 | 1016 | 1130 | 1255 | 1393 | 1544 | 1710 | 1892 | 2092 | 2022.3122 | 1947.1587 | 1866.5395 | 1777.7218 | 1680.7054 | 1574.1241 | 1456.6114 | 1328.1672 | 1186.0588 | 1030.2861 | 859.4827 | 670.9157 | 464.5852 | 237.7583 | 0 | 0
# Buses - Electric Vehicles - Battery Electric Vehicle | # Buses | Consumer Transformation | Electricity | # Vehicles | 305 | 397 | 506 | 817 | 1327 | 2443 | 3363 | 4607 | 6218 | 8293 | 10937 | 14268 | 18410 | 23483 | 29561 | 36730 | 44948 | 54121 | 64070 | 74546 | 85097 | 95377 | 105103 | 114094 | 122579 | 129899 | 136141 | 141054 | 145301 | 148593 | 151432.5793 | 151665.2359 | 151819.4713 | 151664.1599
# Buses - Hydrogen | # Buses | Consumer Transformation | Hydrogen | # Vehicles | 0 | 0 | 0 | 10 | 28 | 291 | 348 | 418 | 498 | 589 | 693 | 811 | 944 | 1094 | 1262 | 1450 | 1659 | 1892 | 2150 | 2436 | 2752 | 3101 | 3485 | 3908 | 4374 | 4886 | 5447 | 6060 | 6732 | 7465 | 8256.8354 | 9004.0058 | 9843.5287 | 10758.8401
# Buses - Internal Combustion Engine | # Buses | Consumer Transformation | Petrol/Diesel | # Vehicles | 157810 | 154232 | 151045 | 135463 | 138860 | 139121 | 138742 | 138023 | 136922 | 135341 | 133171 | 130293 | 126582 | 121913 | 116211 | 109386 | 101479 | 92578 | 83149 | 73174 | 63102 | 53280 | 43989 | 35407 | 27301 | 20330 | 14404 | 9773 | 5767 | 2676 | 0 | 0 | 0 | 0
# HGVs - Natural Gas | # HGVs | Consumer Transformation | Natural Gas | # Vehicles | 384 | 452 | 618 | 823 | 1226 | 1400 | 1802 | 2306 | 2941 | 3740 | 4745 | 6012 | 7608 | 9618 | 12147 | 15329 | 19319 | 24306 | 25652 | 27240 | 29116 | 31308 | 33836 | 32838 | 31603 | 30090 | 28236 | 25961 | 23171 | 19749 | 15488 | 10277 | 3861 | 1
# HGVs - Electric Vehicles - Battery Electric Vehicle | # HGVs | Consumer Transformation | Electricity | # Vehicles | 50 | 74 | 97 | 144 | 248 | 564 | 991 | 1629 | 2581 | 4000 | 6110 | 9241 | 13870 | 20677 | 30609 | 44931 | 65233 | 93303 | 129905 | 170255 | 214564 | 262270 | 311601 | 363200 | 413086 | 452092 | 473650 | 475756 | 477759 | 479940 | 482575 | 485794 | 489827 | 490993
# HGVs - Hydrogen | # HGVs | Consumer Transformation | Hydrogen | # Vehicles | 1 | 1 | 1 | 1 | 1 | 391 | 628 | 897 | 1198 | 1533 | 1906 | 2321 | 2782 | 3293 | 3860 | 4489 | 5187 | 5959 | 6786 | 7525 | 8234 | 8979 | 9864 | 11096 | 12983 | 15933 | 20272 | 21436 | 23218 | 25457 | 28081 | 31073 | 34458 | 38158
# HGVs - Internal Combustion Engine | # HGVs | Consumer Transformation | Petrol/Diesel | # Vehicles | 498918 | 499760 | 500761 | 484934 | 503101 | 499378 | 499266 | 498811 | 497881 | 496287 | 493761 | 489912 | 484192 | 475831 | 463772 | 446610 | 422592 | 389737 | 351938 | 310240 | 264326 | 214665 | 162905 | 112058 | 62507 | 23053 | 0 | 0 | 0 | 0 | 0 | 0 | 0 | 0
# Buses - Natural Gas | # Buses | System Transformation | Natural Gas | # Vehicles | 317 | 361 | 423 | 459 | 460 | 583 | 654 | 732 | 818 | 912 | 1016 | 1130 | 1255 | 1393 | 1544 | 1710 | 1892 | 2092 | 2022.3122 | 1947.1587 | 1866.5395 | 1777.7218 | 1680.7054 | 1574.1241 | 1456.6114 | 1328.1672 | 1186.0588 | 1030.2861 | 859.4827 | 670.9157 | 464.5852 | 237.7583 | 0 | 0
# Buses - Electric Vehicles - Battery Electric Vehicle | # Buses | System Transformation | Electricity | # Vehicles | 305 | 397 | 506 | 817 | 1327 | 2394 | 3254 | 4405 | 5878 | 7754 | 10122 | 13079 | 16731 | 21184 | 26510 | 32801 | 40054 | 48231 | 57228 | 66877 | 76833 | 86798 | 96491 | 105687 | 114489 | 122286 | 129069 | 128952.7877 | 126842.3876 | 124275.473 | 121360.7784 | 118059.7129 | 114436.7857 | 110407.2211
# Buses - Hydrogen | # Buses | System Transformation | Hydrogen | # Vehicles | 0 | 0 | 0 | 10 | 28 | 323 | 415 | 533 | 677 | 853 | 1067 | 1326 | 1639 | 2017 | 2471 | 3016 | 3667 | 4444 | 5370 | 6470 | 7773 | 9311 | 11122 | 13247 | 15734 | 18623 | 21962 | 24711.9262 | 27581.1297 | 30926.6113 | 34639.6364 | 38762.5287 | 43220.2143 | 47848.7789
# Buses - Internal Combustion Engine | # Buses | System Transformation | Petrol/Diesel | # Vehicles | 157810 | 154232 | 151045 | 135463 | 138860 | 139011 | 138529 | 137725 | 136567 | 134968 | 132831 | 130052 | 126515 | 122101 | 116727 | 110285 | 102761 | 94171 | 84884 | 74778 | 64169 | 53327 | 42495 | 31858 | 21265 | 11289 | 1892 | 0 | 0 | 0 | 0 | 0 | 0 | 0
# HGVs - Natural Gas | # HGVs | System Transformation | Natural Gas | # Vehicles | 384 | 452 | 618 | 823 | 1226 | 1519 | 2023 | 2673 | 3514 | 4602 | 6012 | 7843 | 10218 | 13298 | 17284 | 22439 | 29063 | 37344 | 39462 | 41986 | 44990 | 48518 | 52630 | 51258 | 49539 | 47390 | 44704 | 41341 | 37133 | 31869 | 25201 | 16897 | 6514 | 0
# HGVs - Electric Vehicles - Battery Electric Vehicle | # HGVs | System Transformation | Electricity | # Vehicles | 50 | 74 | 97 | 144 | 248 | 405 | 692 | 1122 | 1766 | 2729 | 4166 | 6306 | 9479 | 14158 | 20998 | 30871 | 44860 | 63659 | 88834 | 114056 | 139241 | 164211 | 188725 | 212349 | 234319 | 253483 | 264549 | 262154 | 258892 | 254968 | 250582 | 245952 | 241390 | 236998
# HGVs - Hydrogen | # HGVs | System Transformation | Hydrogen | # Vehicles | 1 | 1 | 1 | 1 | 1 | 190 | 339 | 543 | 822 | 1206 | 1739 | 2484 | 3532 | 5015 | 7122 | 10122 | 14392 | 20417 | 28886 | 40292 | 55456 | 74983 | 98893 | 129189 | 160444 | 193440 | 212907 | 219658 | 228124 | 238308 | 250362 | 264296 | 280244 | 292155
# HGVs - Internal Combustion Engine | # HGVs | System Transformation | Petrol/Diesel | # Vehicles | 498918 | 499760 | 500761 | 484934 | 503101 | 499619 | 499633 | 499305 | 498499 | 497023 | 494605 | 490853 | 485223 | 476948 | 464984 | 447927 | 424016 | 391885 | 357099 | 318925 | 276551 | 229509 | 177958 | 126396 | 75876 | 26855 | 0 | 0 | 0 | 0 | 0 | 0 | 0 | 0
# Buses - Natural Gas | # Buses | Falling Short | Natural Gas | # Vehicles | 317 | 361 | 423 | 459 | 460 | 734 | 922 | 1155 | 1443 | 1799 | 2238 | 2779 | 3445 | 4264 | 5267 | 6495 | 7992 | 9809 | 12003 | 14644 | 17792 | 21516 | 25867 | 25574.3414 | 25212.6003 | 24765.4481 | 24214.0442 | 23534.5236 | 22697.9973 | 21669.2961 | 20409.4825 | 18867.0587 | 16986.7587 | 14704.5241
# Buses - Electric Vehicles - Battery Electric Vehicle | # Buses | Falling Short | Electricity | # Vehicles | 305 | 397 | 506 | 817 | 1327 | 1400 | 1841 | 2383 | 3044 | 3766 | 4643 | 5705 | 6987 | 8528 | 10369 | 12563 | 15159 | 18211 | 21775 | 25904 | 30630 | 35981 | 41966 | 48571 | 55796 | 63490 | 71529 | 79682 | 87852 | 95757 | 103363 | 110393 | 116745 | 121974.5927
# Buses - Hydrogen | # Buses | Falling Short | Hydrogen | # Vehicles | 0 | 0 | 0 | 10 | 28 | 244 | 325 | 417 | 521 | 610 | 712 | 829 | 962 | 1113 | 1283 | 1476 | 1693 | 1937 | 2212 | 2520 | 2865 | 3251 | 3683 | 4165 | 4704 | 5304 | 5972 | 6713 | 7536 | 8448 | 9459 | 10576 | 11809 | 13124.8832
# Buses - Internal Combustion Engine | # Buses | Falling Short | Petrol/Diesel | # Vehicles | 157810 | 154232 | 151045 | 135463 | 138860 | 139664 | 139224 | 138628 | 137846 | 136951 | 135805 | 134358 | 132550 | 130313 | 127573 | 124233 | 120198 | 115361 | 109604 | 102803 | 94861 | 85678 | 75189 | 68674 | 61551 | 53985 | 46110 | 38176 | 30302 | 22796 | 15722 | 9400 | 3979 | 0
# HGVs - Natural Gas | # HGVs | Falling Short | Natural Gas | # Vehicles | 384 | 452 | 618 | 823 | 1226 | 1753 | 2382 | 3160 | 4129 | 5341 | 6865 | 8792 | 11235 | 14343 | 18301 | 23351 | 29769 | 37884 | 48054 | 60631 | 75899 | 90975 | 105545 | 108279 | 111238 | 114402 | 117733 | 121166 | 117359 | 112709 | 106778 | 99532 | 90605 | 79701
# HGVs - Electric Vehicles - Battery Electric Vehicle | # HGVs | Falling Short | Electricity | # Vehicles | 50 | 74 | 97 | 144 | 248 | 214 | 322 | 477 | 701 | 1024 | 1489 | 2159 | 3123 | 4509 | 6498 | 9345 | 13407 | 19175 | 27306 | 38656 | 54283 | 72175 | 92542 | 127296 | 164933 | 205959 | 250548 | 298216 | 351858 | 392712 | 419367 | 427615 | 437545 | 449453
# HGVs - Hydrogen | # HGVs | Falling Short | Hydrogen | # Vehicles | 1 | 1 | 1 | 1 | 1 | 0 | 0 | 0 | 0 | 0 | 0 | 0 | 0 | 0 | 0 | 0 | 0 | 0 | 0 | 0 | 0 | 0 | 0 | 0 | 0 | 0 | 0 | 0 | 0 | 0 | 0 | 0 | 0 | 0
# HGVs - Internal Combustion Engine | # HGVs | Falling Short | Petrol/Diesel | # Vehicles | 498918 | 499760 | 500761 | 484934 | 503101 | 499766 | 499983 | 500006 | 499771 | 499195 | 498168 | 496535 | 494094 | 490567 | 485589 | 478663 | 469155 | 456246 | 438921 | 415973 | 386058 | 354072 | 320120 | 283618 | 244008 | 200808 | 153880 | 103771 | 54931 | 19724 | 0 | 0 | 0 | 0
# Motorbikes - Electric Vehicles - Battery Electric Vehicle | # Motorbikes | Leading the Way | Electricity | # Vehicles | 476 | 814 | 1903 | 3306 | 7392 | 11496 | 18498 | 28182 | 41442 | 59427 | 83581 | 115672 | 157778 | 212198 | 281253 | 366929 | 470354 | 591167 | 726964 | 873094 | 1023095 | 1169811 | 1306881 | 1429976 | 1537297 | 1629259 | 1707711 | 1739345.3681 | 1750591.9207 | 1759152.1955 | 1764989.4938 | 1768079.8896 | 1768420.5909 | 1766037.2064
# Motorbikes - Hydrogen | # Motorbikes | Leading the Way | Hydrogen | # Vehicles | 1 | 1 | 1 | 1 | 1 | 1685 | 2818 | 4219 | 5897 | 7892 | 10251 | 12999 | 16219 | 19979 | 24354 | 29429 | 35300 | 42075 | 49876 | 58838 | 69113 | 80869 | 94293 | 109588 | 126977 | 146702 | 169020 | 190292.5254 | 212845.2801 | 238676.3372 | 267832.7653 | 300349.0419 | 336238.6951 | 375487.0407
# Motorbikes - Internal Combustion Engine | # Motorbikes | Leading the Way | Petrol/Diesel | # Vehicles | 1232543 | 1241252 | 1247418 | 1269078 | 1306151 | 1303769.658 | 1318702.2087 | 1331088.8079 | 1340033.5328 | 1344354.5847 | 1342568.2909 | 1332889.1071 | 1313163.6197 | 1281032.5478 | 1234107.7458 | 1170326.2058 | 1088472.0595 | 988806.5815 | 873620.1911 | 747437.455 | 616577.0902 | 488035.9661 | 367997.1076 | 260595.6978 | 167417.0804 | 87813.763 | 19689.4196 | 0 | 0 | 0 | 0 | 0 | 0 | 0
# Motorbikes - Electric Vehicles - Battery Electric Vehicle | # Motorbikes | Consumer Transformation | Electricity | # Vehicles | 476 | 814 | 1903 | 3306 | 7392 | 11263 | 17943 | 27097 | 39539 | 56305 | 78682 | 108216 | 146673 | 195930 | 257762 | 333503 | 423607 | 527200 | 641793 | 763371 | 886966 | 1007604 | 1121288 | 1225610 | 1319825 | 1404478 | 1480862 | 1550536 | 1615008 | 1675570 | 1733257 | 1788857 | 1806974.3275 | 1811973.2582
# Motorbikes - Hydrogen | # Motorbikes | Consumer Transformation | Hydrogen | # Vehicles | 1 | 1 | 1 | 1 | 1 | 1486 | 2451 | 3613 | 4988 | 6607 | 8507 | 10715 | 13291 | 16289 | 19771 | 23805 | 28470 | 33855 | 40059 | 47194 | 55385 | 64772 | 75511 | 87774 | 101750 | 117646 | 135687 | 156116 | 179193 | 205191 | 234397 | 267105 | 297684.9584 | 329550.9889
# Motorbikes - Internal Combustion Engine | # Motorbikes | Consumer Transformation | Petrol/Diesel | # Vehicles | 1232543 | 1241252 | 1247418 | 1269078 | 1306151 | 1304201.658 | 1319624.2087 | 1332779.8079 | 1342845.5328 | 1348761.5847 | 1349211.2909 | 1342629.1071 | 1327196.6197 | 1300990.5478 | 1262181.7458 | 1209376.2058 | 1142049.0595 | 1060993.5815 | 968608.1911 | 868804.455 | 766434.0902 | 666339.9661 | 572372.1076 | 486775.6978 | 410116.0804 | 341650.763 | 279871.4196 | 222985.8935 | 169236.2008 | 117067.5327 | 65168.2591 | 12466.9314 | 0 | 0
# Motorbikes - Electric Vehicles - Battery Electric Vehicle | # Motorbikes | System Transformation | Electricity | # Vehicles | 476 | 814 | 1903 | 3306 | 7392 | 11263 | 17943 | 27097 | 39539 | 56305 | 78682 | 108216 | 146673 | 195930 | 257762 | 333503 | 423607 | 527200 | 641793 | 763371 | 886966 | 1007604 | 1121288 | 1225610 | 1319825 | 1404478 | 1480862 | 1550536 | 1615008 | 1675570 | 1708589.3509 | 1711713.7545 | 1712345.9122 | 1710540.9143
# Motorbikes - Hydrogen | # Motorbikes | System Transformation | Hydrogen | # Vehicles | 1 | 1 | 1 | 1 | 1 | 2202 | 3634 | 5357 | 7393 | 9789 | 12598 | 15857 | 19655 | 24068 | 29183 | 35097 | 41919 | 49772 | 58792 | 69130 | 80953 | 94444 | 109803 | 127247 | 147010 | 169340 | 194498 | 222756 | 254393 | 289688 | 324232.9082 | 356715.1769 | 392313.3738 | 430983.3329
# Motorbikes - Internal Combustion Engine | # Motorbikes | System Transformation | Petrol/Diesel | # Vehicles | 1232543 | 1241252 | 1247418 | 1269078 | 1306151 | 1303485.658 | 1318441.2087 | 1331035.8079 | 1340440.5328 | 1345579.5847 | 1345120.2909 | 1337487.1071 | 1320832.6197 | 1293211.5478 | 1252769.7458 | 1198084.2058 | 1128600.0595 | 1045076.5815 | 949875.1911 | 846868.455 | 740866.0902 | 636667.9661 | 538080.1076 | 447302.6978 | 364856.0804 | 289956.763 | 221060.4196 | 156345.8935 | 94036.2008 | 32570.5327 | 0 | 0 | 0 | 0
# Motorbikes - Electric Vehicles - Battery Electric Vehicle | # Motorbikes | Falling Short | Electricity | # Vehicles | 476 | 814 | 1903 | 3306 | 7392 | 8937 | 12900 | 17644 | 23281 | 29935 | 37745 | 46863 | 57457 | 69712 | 83829 | 100026 | 118536 | 139608 | 163502 | 190488 | 220839 | 254825 | 292706 | 334720 | 381075 | 431934 | 487403 | 547520 | 612242 | 681438 | 754881 | 832250 | 913135 | 997044
# Motorbikes - Hydrogen | # Motorbikes | Falling Short | Hydrogen | # Vehicles | 1 | 1 | 1 | 1 | 1 | 1898 | 3031 | 4336 | 5785 | 7385 | 9143 | 11033 | 13094 | 15333 | 17756 | 20370 | 23182 | 26198 | 29424 | 32868 | 36537 | 40438 | 44580 | 48971 | 53620 | 58537 | 63732 | 69216 | 75000 | 81097 | 87519 | 94280 | 101393 | 108874
# Motorbikes - Internal Combustion Engine | # Motorbikes | Falling Short | Petrol/Diesel | # Vehicles | 1232543 | 1241252 | 1247418 | 1269078 | 1306151 | 1306115.658 | 1324087.2087 | 1341509.8079 | 1358306.5328 | 1374353.5847 | 1389512.2909 | 1403664.1071 | 1416609.6197 | 1428164.5478 | 1438129.7458 | 1446288.2058 | 1452408.0595 | 1456242.5815 | 1457534.1911 | 1456013.455 | 1451409.0902 | 1443452.9661 | 1431885.1076 | 1416468.6978 | 1396996.0804 | 1373303.763 | 1345285.4196 | 1312901.8935 | 1276195.2008 | 1235293.5327 | 1190422.2591 | 1141898.9314 | 1090131.286 | 1035606.2471
# Motorbikes - Electric Vehicles - Battery Electric Vehicle | # Motorbikes | Five Year Forecast | Electricity | # Vehicles | 2017-01-01: 476; 2018-01-01: 814; 2019-01-01: 1903; 2020-01-01: 3306; 2021-01-01: 7392; 2022-01-01: 10740; 2023-01-01: 16821; 2024-01-01: 25005; 2025-01-01: 35950; 2026-01-01: 50493; 2027-01-01: 69673; 2028-01-01: 94742
# Motorbikes - Hydrogen | # Motorbikes | Five Year Forecast | Hydrogen | # Vehicles | 2017-01-01: 1; 2018-01-01: 1; 2019-01-01: 1; 2020-01-01: 1; 2021-01-01: 1; 2022-01-01: 1818; 2023-01-01: 2984; 2024-01-01: 4381; 2025-01-01: 6016; 2026-01-01: 7918; 2027-01-01: 10125; 2028-01-01: 12651
# Motorbikes - Internal Combustion Engine | # Motorbikes | Five Year Forecast | Petrol/Diesel | # Vehicles | 2017-01-01: 1232543; 2018-01-01: 1241252; 2019-01-01: 1247418; 2020-01-01: 1269078; 2021-01-01: 1306151; 2022-01-01: 1304393; 2023-01-01: 1320214; 2024-01-01: 1334104; 2025-01-01: 1345407; 2026-01-01: 1353262; 2027-01-01: 1356603; 2028-01-01: 1354167
TWh Vehicles - Electricity | TWh | Leading the Way | Electricity | Annual | 0.40344 | 0.57157 | 0.76541 | 1.2391 | 1.9761 | 3.0063 | 4.4448 | 6.3735 | 8.9407 | 12.3567 | 16.7584 | 22.5941 | 29.7791 | 38.3077 | 47.9383 | 58.3955 | 68.9834 | 78.9778 | 87.6689 | 94.9626 | 101.1015 | 106.5542 | 111.3747 | 115.4715 | 119.2131 | 122.4926 | 124.6282 | 124.0113 | 122.9053 | 121.6464 | 120.2414 | 118.6792 | 116.9551 | 114.9708
TWh Vehicles - Electricity | TWh | Consumer Transformation | Electricity | Annual | 0.40344 | 0.57157 | 0.76541 | 1.2391 | 1.9761 | 3.0148 | 4.4121 | 6.36 | 8.9266 | 12.3046 | 16.5892 | 21.9405 | 28.3707 | 35.8552 | 44.9998 | 54.981 | 65.3083 | 75.2438 | 84.8853 | 93.356 | 100.5286 | 106.8451 | 112.2619 | 117.3533 | 121.3477 | 123.6976 | 123.9383 | 123.5026 | 122.975 | 122.3154 | 121.5637 | 120.7329 | 119.8426 | 118.4353
TWh Vehicles - Electricity | TWh | System Transformation | Electricity | Annual | 0.40344 | 0.57157 | 0.76541 | 1.2391 | 1.9761 | 2.5144 | 3.3258 | 4.374 | 5.72 | 7.4785 | 9.7124 | 12.5397 | 16.0496 | 20.3476 | 25.7001 | 32.0898 | 39.5304 | 47.8357 | 56.5884 | 65.416 | 73.795 | 81.1603 | 87.2888 | 92.2281 | 96.0552 | 98.7692 | 99.6116 | 98.7327 | 97.5884 | 96.1611 | 94.4864 | 92.939 | 91.3585 | 89.6948
TWh Vehicles - Electricity | TWh | Falling Short | Electricity | Annual | 0.40344 | 0.57157 | 0.76541 | 1.2391 | 1.9761 | 2.429 | 3.1288 | 4.0169 | 5.1139 | 6.4992 | 8.1924 | 10.2608 | 12.747 | 15.7047 | 19.1872 | 23.2473 | 27.9113 | 33.1607 | 38.9658 | 45.8346 | 53.2575 | 61.016 | 68.8822 | 76.8351 | 84.4319 | 91.7689 | 98.8417 | 105.5041 | 112.1512 | 116.599 | 120.0882 | 121.0858 | 122.0826 | 123.108
TWh Vehicles - Electricity | TWh | Five Year Forecast | Electricity | Annual | 2017-01-01: 0.40344; 2018-01-01: 0.57157; 2019-01-01: 0.76541; 2020-01-01: 1.2391; 2021-01-01: 1.9761; 2022-01-01: 2.7411; 2023-01-01: 3.8279; 2024-01-01: 5.2811; 2025-01-01: 7.1753; 2026-01-01: 9.6597; 2027-01-01: 12.8131; 2028-01-01: 16.8338
TWh Vehicles - Hydrogen | TWh | Leading the Way | Hydrogen | Annual | 0.00035769 | 0.00049264 | 0.00081596 | 0.0019529 | 0.0037416 | 0.053887 | 0.074889 | 0.099968 | 0.12909 | 0.16279 | 0.20183 | 0.24705 | 0.29919 | 0.35944 | 0.42877 | 0.50864 | 0.60056 | 0.70616 | 0.82532 | 0.9511 | 1.0883 | 1.2424 | 1.4224 | 1.648 | 1.941 | 2.3495 | 2.8921 | 3.2572 | 3.5729 | 3.9636 | 4.4164 | 4.9323 | 5.5086 | 6.1345
TWh Vehicles - Hydrogen | TWh | Consumer Transformation | Hydrogen | Annual | 0.00035769 | 0.00049264 | 0.00081596 | 0.0019529 | 0.0037416 | 0.056023 | 0.076926 | 0.10077 | 0.12737 | 0.15687 | 0.18972 | 0.22615 | 0.26651 | 0.3111 | 0.36035 | 0.41477 | 0.4748 | 0.54085 | 0.61272 | 0.6846 | 0.75925 | 0.83992 | 0.93084 | 1.0459 | 1.1977 | 1.3901 | 1.6152 | 1.7341 | 1.8947 | 2.088 | 2.3097 | 2.5503 | 2.8223 | 3.108
TWh Vehicles - Hydrogen | TWh | System Transformation | Hydrogen | Annual | 0.00035769 | 0.00049264 | 0.00081596 | 0.0019529 | 0.0037416 | 0.054909 | 0.083152 | 0.121 | 0.1724 | 0.24321 | 0.3411 | 0.47767 | 0.66939 | 0.9406 | 1.3286 | 1.8802 | 2.6625 | 3.7668 | 5.3539 | 7.5182 | 10.4022 | 14.0999 | 18.5893 | 24.188 | 29.8208 | 35.5225 | 38.8543 | 40.391 | 42.3367 | 44.8486 | 47.8883 | 50.7883 | 53.8831 | 56.2244
TWh Vehicles - Hydrogen | TWh | Falling Short | Hydrogen | Annual | 0.00035769 | 0.00049264 | 0.00081596 | 0.0019529 | 0.0037416 | 0.025426 | 0.033431 | 0.042443 | 0.05254 | 0.061081 | 0.070795 | 0.08185 | 0.09432 | 0.10837 | 0.12406 | 0.14175 | 0.16148 | 0.1835 | 0.20813 | 0.23551 | 0.26595 | 0.29975 | 0.3373 | 0.3789 | 0.42507 | 0.4761 | 0.5325 | 0.59461 | 0.6631 | 0.73844 | 0.82137 | 0.91235 | 1.0121 | 1.1176
TWh Vehicles - Hydrogen | TWh | Five Year Forecast | Hydrogen | Annual | 2017-01-01: 0.00035769; 2018-01-01: 0.00049264; 2019-01-01: 0.00081596; 2020-01-01: 0.0019529; 2021-01-01: 0.0037416; 2022-01-01: 0.047561; 2023-01-01: 0.0671; 2024-01-01: 0.091046; 2025-01-01: 0.12035; 2026-01-01: 0.15599; 2027-01-01: 0.20086; 2028-01-01: 0.25818
TWh Vehicles - Natural Gas | TWh | Leading the Way | Natural Gas | Annual | 0.14123 | 0.16493 | 0.21202 | 0.27159 | 0.35561 | 0.35342 | 0.3999 | 0.45062 | 0.50624 | 0.56659 | 0.63259 | 0.70476 | 0.7834 | 0.86914 | 0.96262 | 1.0649 | 1.1762 | 1.2976 | 1.3619 | 1.4322 | 1.5094 | 1.5937 | 1.6861 | 1.577 | 1.4565 | 1.3266 | 1.1862 | 1.0345 | 0.87032 | 0.69307 | 0.48571 | 0.26138 | 0.019254 | 6.4439e-05
TWh Vehicles - Natural Gas | TWh | Consumer Transformation | Natural Gas | Annual | 0.14123 | 0.16493 | 0.21202 | 0.27159 | 0.35561 | 0.40457 | 0.49069 | 0.5937 | 0.71745 | 0.86613 | 1.0451 | 1.2606 | 1.5209 | 1.8353 | 2.2153 | 2.6749 | 3.2302 | 3.9007 | 4.3182 | 4.812 | 5.3945 | 6.0774 | 6.868 | 6.573 | 6.2283 | 5.8282 | 5.362 | 4.817 | 4.1791 | 3.4305 | 2.5322 | 1.4794 | 0.25053 | 0.0002912
TWh Vehicles - Natural Gas | TWh | System Transformation | Natural Gas | Annual | 0.14123 | 0.16493 | 0.21202 | 0.27159 | 0.35561 | 0.4327 | 0.54026 | 0.67173 | 0.83286 | 1.0304 | 1.2737 | 1.574 | 1.9449 | 2.4038 | 2.9716 | 3.6748 | 4.543 | 5.599 | 6.2551 | 7.0376 | 7.9661 | 9.059 | 10.3364 | 9.924 | 9.4394 | 8.8687 | 8.1947 | 7.396 | 6.4479 | 5.3212 | 3.9548 | 2.3364 | 0.42229 | 0
TWh Vehicles - Natural Gas | TWh | Falling Short | Natural Gas | Annual | 0.14123 | 0.16493 | 0.21202 | 0.27159 | 0.35561 | 0.54001 | 0.71029 | 0.91137 | 1.1494 | 1.4319 | 1.7684 | 2.1703 | 2.6517 | 3.2302 | 3.9264 | 4.7663 | 5.7789 | 6.9975 | 8.4584 | 10.1988 | 12.2492 | 14.4211 | 16.7054 | 17.4953 | 18.3651 | 19.3147 | 20.3423 | 21.4422 | 20.4285 | 19.2736 | 17.8834 | 16.2962 | 14.4806 | 12.3968
TWh Vehicles - Natural Gas | TWh | Five Year Forecast | Natural Gas | Annual | 2017-01-01: 0.14123; 2018-01-01: 0.16493; 2019-01-01: 0.21202; 2020-01-01: 0.27159; 2021-01-01: 0.35561; 2022-01-01: 0.43267; 2023-01-01: 0.53529; 2024-01-01: 0.65686; 2025-01-01: 0.80149; 2026-01-01: 0.97376; 2027-01-01: 1.1799; 2028-01-01: 1.4274
TWh Vehicles - Petrol/Diesel | TWh | Leading the Way | Petrol/Diesel | Annual | 447.3225 | 450.6328 | 431.4377 | 416.1182 | 413.5655 | 402.3111 | 391.3574 | 379.952 | 367.0934 | 351.7025 | 334.7917 | 314.2056 | 289.6098 | 261.963 | 231.3531 | 197.2771 | 163.5635 | 131.9668 | 104.5604 | 82.4322 | 64.6096 | 49.4877 | 36.7087 | 26.6797 | 17.2367 | 8.5933 | 1.6187 | 0 | 0 | 0 | 0 | 0 | 0 | 0
TWh Vehicles - Petrol/Diesel | TWh | Consumer Transformation | Petrol/Diesel | Annual | 447.3225 | 450.6328 | 431.4377 | 416.1182 | 413.5655 | 402.2042 | 391.2897 | 379.7215 | 366.7456 | 351.3381 | 334.6373 | 315.3959 | 292.9041 | 268.1743 | 238.8053 | 206.946 | 174.7966 | 144.2943 | 114.8237 | 89.497 | 68.5048 | 50.9906 | 36.3254 | 23.7819 | 14.0794 | 7.3891 | 4.2258 | 3.0442 | 2.0333 | 1.1828 | 0.39103 | 0.022326 | 0 | 0
TWh Vehicles - Petrol/Diesel | TWh | System Transformation | Petrol/Diesel | Annual | 447.3225 | 450.6328 | 431.4377 | 416.1182 | 413.5655 | 403.7272 | 394.6274 | 385.8275 | 376.5781 | 366.0225 | 355.4346 | 343.6559 | 329.6475 | 314.2391 | 295.7849 | 273.7403 | 248.9411 | 221.1589 | 190.6539 | 159.4048 | 128.3625 | 98.6097 | 72.0393 | 48.97 | 29.0467 | 12.2376 | 3.7263 | 2.6607 | 1.8619 | 1.0318 | 0.20304 | 0 | 0 | 0
TWh Vehicles - Petrol/Diesel | TWh | Falling Short | Petrol/Diesel | Annual | 447.3225 | 450.6328 | 431.4377 | 416.1182 | 413.5655 | 403.9788 | 395.2217 | 386.937 | 378.5037 | 369.1845 | 360.3953 | 351.1494 | 340.5603 | 329.7069 | 317.6891 | 303.6972 | 288.7115 | 272.0939 | 253.3504 | 231.7711 | 208.3142 | 183.6004 | 159.0357 | 134.3451 | 110.4068 | 88.0959 | 67.3095 | 48.1509 | 31.5823 | 21.5154 | 13.8483 | 10.6816 | 7.9271 | 5.5888
TWh Vehicles - Petrol/Diesel | TWh | Five Year Forecast | Petrol/Diesel | Annual | 2017-01-01: 447.3225; 2018-01-01: 450.6328; 2019-01-01: 431.4377; 2020-01-01: 416.1182; 2021-01-01: 413.5655; 2022-01-01: 403.0553; 2023-01-01: 393.1241; 2024-01-01: 383.1095; 2025-01-01: 372.2302; 2026-01-01: 359.5619; 2027-01-01: 346.3147; 2028-01-01: 331.1017
TWh Cars - Electricity | TWh | Leading the Way | Electricity | Annual | 0.35871 | 0.5164 | 0.69174 | 1.1244 | 1.7727 | 2.6382 | 3.8609 | 5.4753 | 7.5862 | 10.3571 | 13.8448 | 18.4145 | 23.9036 | 30.2166 | 37.0561 | 43.9641 | 50.4778 | 56.0973 | 60.3652 | 63.4264 | 65.4477 | 66.7354 | 67.2915 | 66.9374 | 66.5187 | 66.0308 | 65.4684 | 64.8149 | 64.0698 | 63.2176 | 62.2542 | 61.1712 | 59.9604 | 58.6095
TWh Cars - Electricity | TWh | Consumer Transformation | Electricity | Annual | 0.35871 | 0.5164 | 0.69174 | 1.1244 | 1.7727 | 2.663 | 3.8587 | 5.5039 | 7.6271 | 10.3738 | 13.7637 | 17.8667 | 22.613 | 27.8388 | 34.0794 | 40.5594 | 46.8524 | 52.5209 | 57.3254 | 61.0585 | 63.6045 | 65.3606 | 66.3606 | 66.9594 | 66.7793 | 66.3559 | 65.8748 | 65.3249 | 64.7101 | 63.9832 | 63.147 | 62.2772 | 61.3086 | 60.237
TWh Cars - Electricity | TWh | System Transformation | Electricity | Annual | 0.35871 | 0.5164 | 0.69174 | 1.1244 | 1.7727 | 2.2236 | 2.9124 | 3.7893 | 4.8973 | 6.3335 | 8.129 | 10.3636 | 13.0831 | 16.3271 | 20.2916 | 24.8983 | 30.102 | 35.7416 | 41.3159 | 46.8384 | 51.9846 | 56.3837 | 59.9536 | 62.7975 | 64.974 | 66.4602 | 66.7688 | 66.308 | 65.735 | 64.9764 | 64.0725 | 63.3955 | 62.755 | 62.0946
TWh Cars - Electricity | TWh | Falling Short | Electricity | Annual | 0.35871 | 0.5164 | 0.69174 | 1.1244 | 1.7727 | 2.191 | 2.8078 | 3.5859 | 4.5377 | 5.74 | 7.1961 | 8.9577 | 11.0504 | 13.5023 | 16.3331 | 19.5637 | 23.1758 | 27.1187 | 31.2871 | 36.1725 | 41.215 | 46.2927 | 51.2166 | 55.4316 | 59.015 | 62.0958 | 64.7078 | 66.7969 | 68.3899 | 68.4624 | 68.5694 | 68.7175 | 68.9132 | 69.1597
TWh Cars - Electricity | TWh | Five Year Forecast | Electricity | Annual | 2017-01-01: 0.35871; 2018-01-01: 0.5164; 2019-01-01: 0.69174; 2020-01-01: 1.1244; 2021-01-01: 1.7727; 2022-01-01: 2.429; 2023-01-01: 3.3599; 2024-01-01: 4.5886; 2025-01-01: 6.1621; 2026-01-01: 8.2011; 2027-01-01: 10.7334; 2028-01-01: 13.9006
TWh Cars - Electricity - Battery Electric Vehicle | TWh | Leading the Way | Electricity | Annual | 0.1363 | 0.18467 | 0.28352 | 0.57544 | 0.9925 | 1.7211 | 2.7522 | 4.1598 | 6.0478 | 8.5734 | 11.7987 | 16.1243 | 21.3516 | 27.3829 | 33.9607 | 41.1305 | 47.8262 | 53.6503 | 58.2975 | 61.6576 | 63.8717 | 65.3645 | 66.139 | 66.0232 | 65.8573 | 65.606 | 65.2967 | 64.8149 | 64.0698 | 63.2176 | 62.2542 | 61.1712 | 59.9604 | 58.6095
TWh Cars - Electricity - Battery Electric Vehicle | TWh | Consumer Transformation | Electricity | Annual | 0.1363 | 0.18467 | 0.28352 | 0.57544 | 0.9925 | 1.8016 | 2.8636 | 4.3643 | 6.3311 | 8.9049 | 12.1095 | 16.0108 | 20.5424 | 25.5424 | 31.6163 | 37.935 | 44.0711 | 49.5868 | 54.5274 | 58.5538 | 61.5294 | 63.4409 | 64.6056 | 65.3847 | 65.3955 | 65.1787 | 64.9152 | 64.5936 | 64.1735 | 63.6364 | 62.9954 | 62.2772 | 61.3086 | 60.237
TWh Cars - Electricity - Battery Electric Vehicle | TWh | System Transformation | Electricity | Annual | 0.1363 | 0.18467 | 0.28352 | 0.57544 | 0.9925 | 1.3426 | 1.8608 | 2.5479 | 3.4449 | 4.6245 | 6.137 | 8.0562 | 10.4304 | 13.2996 | 16.9295 | 21.1898 | 26.0335 | 31.2991 | 37.0453 | 42.7714 | 48.1622 | 53.0665 | 56.9272 | 60.0507 | 62.5329 | 64.3582 | 65.0356 | 64.9747 | 64.7899 | 64.4348 | 63.9602 | 63.3955 | 62.755 | 62.0946
TWh Cars - Electricity - Battery Electric Vehicle | TWh | Falling Short | Electricity | Annual | 0.1363 | 0.18467 | 0.28352 | 0.57544 | 0.9925 | 1.2956 | 1.7228 | 2.2892 | 3.0047 | 3.918 | 5.0544 | 6.4585 | 8.1587 | 10.1836 | 12.5675 | 15.3263 | 18.4546 | 21.8898 | 25.5413 | 29.9508 | 34.5158 | 39.1091 | 43.5121 | 48.1991 | 52.5359 | 56.2267 | 59.3137 | 61.9174 | 64.0497 | 64.6911 | 65.3856 | 66.152 | 66.9849 | 67.8704
TWh Cars - Electricity - Battery Electric Vehicle | TWh | Five Year Forecast | Electricity | Annual | 2017-01-01: 0.1363; 2018-01-01: 0.18467; 2019-01-01: 0.28352; 2020-01-01: 0.57544; 2021-01-01: 0.9925; 2022-01-01: 1.5402; 2023-01-01: 2.2998; 2024-01-01: 3.3403; 2025-01-01: 4.7071; 2026-01-01: 6.5052; 2027-01-01: 8.7749; 2028-01-01: 11.6624
TWh Cars - Electricity - Plug-in Hybrid Electric Vehicle | TWh | Leading the Way | Electricity | Annual | 0.22241 | 0.33172 | 0.40822 | 0.54892 | 0.78019 | 0.9171 | 1.1087 | 1.3155 | 1.5384 | 1.7838 | 2.0461 | 2.2903 | 2.552 | 2.8337 | 3.0954 | 2.8336 | 2.6516 | 2.447 | 2.0677 | 1.7689 | 1.576 | 1.3709 | 1.1526 | 0.91422 | 0.66138 | 0.42483 | 0.17168 | 0 | 0 | 0 | 0 | 0 | 0 | 0
TWh Cars - Electricity - Plug-in Hybrid Electric Vehicle | TWh | Consumer Transformation | Electricity | Annual | 0.22241 | 0.33172 | 0.40822 | 0.54892 | 0.78019 | 0.86143 | 0.99515 | 1.1397 | 1.296 | 1.4689 | 1.6542 | 1.8559 | 2.0706 | 2.2964 | 2.4632 | 2.6245 | 2.7813 | 2.9342 | 2.7979 | 2.5047 | 2.075 | 1.9197 | 1.7549 | 1.5747 | 1.3839 | 1.1772 | 0.95963 | 0.73134 | 0.53664 | 0.34679 | 0.15161 | 0 | 0 | 0
TWh Cars - Electricity - Plug-in Hybrid Electric Vehicle | TWh | System Transformation | Electricity | Annual | 0.22241 | 0.33172 | 0.40822 | 0.54892 | 0.78019 | 0.88102 | 1.0516 | 1.2413 | 1.4524 | 1.709 | 1.992 | 2.3074 | 2.6527 | 3.0275 | 3.362 | 3.7085 | 4.0685 | 4.4425 | 4.2706 | 4.0669 | 3.8224 | 3.3172 | 3.0264 | 2.7468 | 2.4411 | 2.102 | 1.7332 | 1.3333 | 0.94508 | 0.54159 | 0.11231 | 0 | 0 | 0
TWh Cars - Electricity - Plug-in Hybrid Electric Vehicle | TWh | Falling Short | Electricity | Annual | 0.22241 | 0.33172 | 0.40822 | 0.54892 | 0.78019 | 0.89536 | 1.085 | 1.2968 | 1.533 | 1.822 | 2.1417 | 2.4992 | 2.8917 | 3.3187 | 3.7656 | 4.2375 | 4.7212 | 5.2289 | 5.7458 | 6.2217 | 6.6992 | 7.1836 | 7.7045 | 7.2325 | 6.4791 | 5.8691 | 5.3941 | 4.8795 | 4.3403 | 3.7713 | 3.1838 | 2.5655 | 1.9283 | 1.2893
TWh Cars - Electricity - Plug-in Hybrid Electric Vehicle | TWh | Five Year Forecast | Electricity | Annual | 2017-01-01: 0.22241; 2018-01-01: 0.33172; 2019-01-01: 0.40822; 2020-01-01: 0.54892; 2021-01-01: 0.78019; 2022-01-01: 0.88873; 2023-01-01: 1.0601; 2024-01-01: 1.2483; 2025-01-01: 1.4549; 2026-01-01: 1.6959; 2027-01-01: 1.9585; 2028-01-01: 2.2382
TWh Cars - Petrol/Diesel | TWh | Leading the Way | Petrol/Diesel | Annual | 266.5592 | 268.9607 | 248.7572 | 237.9059 | 231.5943 | 226.1699 | 217.2683 | 208.1202 | 197.881 | 185.6948 | 172.8467 | 157.442 | 139.4127 | 120.0006 | 99.3859 | 77.6542 | 57.6996 | 40.3666 | 26.639 | 16.7684 | 9.9021 | 4.9688 | 1.9858 | 1.5846 | 1.1533 | 0.74526 | 0.30299 | 0 | 0 | 0 | 0 | 0 | 0 | 0
TWh Cars - Petrol/Diesel | TWh | Consumer Transformation | Petrol/Diesel | Annual | 266.5592 | 268.9607 | 248.7572 | 237.9059 | 231.5943 | 226.0187 | 217.1117 | 207.7695 | 197.3783 | 185.1386 | 172.443 | 158.3269 | 142.3582 | 126.0031 | 106.9971 | 87.2361 | 68.5978 | 51.8445 | 37.0048 | 25.1781 | 16.4757 | 10.3249 | 6.2445 | 3.2843 | 2.4131 | 2.0651 | 1.6936 | 1.2985 | 0.95857 | 0.62318 | 0.27409 | 0 | 0 | 0
TWh Cars - Petrol/Diesel | TWh | System Transformation | Petrol/Diesel | Annual | 266.5592 | 268.9607 | 248.7572 | 237.9059 | 231.5943 | 227.3796 | 220.0645 | 213.1134 | 205.863 | 197.5875 | 189.6943 | 181.1636 | 171.1487 | 160.7484 | 148.5892 | 134.413 | 119.3638 | 103.2586 | 86.2051 | 69.6351 | 53.9891 | 39.793 | 28.4323 | 19.1292 | 11.5035 | 5.6779 | 3.0588 | 2.3673 | 1.6881 | 0.97325 | 0.20304 | 0 | 0 | 0
TWh Cars - Petrol/Diesel | TWh | Falling Short | Petrol/Diesel | Annual | 266.5592 | 268.9607 | 248.7572 | 237.9059 | 231.5943 | 227.5012 | 220.4377 | 213.8239 | 207.0903 | 199.562 | 192.7317 | 185.6572 | 177.5308 | 169.5285 | 160.8647 | 150.8589 | 140.6713 | 129.8008 | 118.0329 | 104.7141 | 90.9508 | 76.7866 | 63.3838 | 50.3927 | 38.5867 | 28.6261 | 20.2172 | 13.2358 | 7.7527 | 6.7772 | 5.7558 | 4.6661 | 3.5283 | 2.3734
TWh Cars - Petrol/Diesel | TWh | Five Year Forecast | Petrol/Diesel | Annual | 2017-01-01: 266.5592; 2018-01-01: 268.9607; 2019-01-01: 248.7572; 2020-01-01: 237.9059; 2021-01-01: 231.5943; 2022-01-01: 226.7673; 2023-01-01: 218.7206; 2024-01-01: 210.7068; 2025-01-01: 202.0531; 2026-01-01: 191.9957; 2027-01-01: 181.9289; 2028-01-01: 170.6474
TWh Cars - Petrol/Diesel - Plug-in Hybrid Electric Vehicle | TWh | Leading the Way | Petrol/Diesel | Annual | 0.33566 | 0.50367 | 0.62357 | 0.84354 | 1.2062 | 1.4264 | 1.7348 | 2.0707 | 2.4363 | 2.8419 | 3.2796 | 3.6931 | 4.14 | 4.6248 | 5.0824 | 4.6806 | 4.4064 | 4.0909 | 3.4777 | 2.993 | 2.6828 | 2.3477 | 1.9858 | 1.5846 | 1.1533 | 0.74526 | 0.30299 | 0 | 0 | 0 | 0 | 0 | 0 | 0
TWh Cars - Petrol/Diesel - Plug-in Hybrid Electric Vehicle | TWh | Consumer Transformation | Petrol/Diesel | Annual | 0.33566 | 0.50367 | 0.62357 | 0.84354 | 1.2062 | 1.3398 | 1.5571 | 1.794 | 2.0524 | 2.3403 | 2.6514 | 2.9927 | 3.359 | 3.7478 | 4.0443 | 4.3352 | 4.6219 | 4.9053 | 4.7059 | 4.238 | 3.5322 | 3.2876 | 3.0235 | 2.7293 | 2.4131 | 2.0651 | 1.6936 | 1.2985 | 0.95857 | 0.62318 | 0.27409 | 0 | 0 | 0
TWh Cars - Petrol/Diesel - Plug-in Hybrid Electric Vehicle | TWh | System Transformation | Petrol/Diesel | Annual | 0.33566 | 0.50367 | 0.62357 | 0.84354 | 1.2062 | 1.3703 | 1.6454 | 1.9541 | 2.3001 | 2.7228 | 3.1929 | 3.7207 | 4.3034 | 4.941 | 5.5201 | 6.1257 | 6.7609 | 7.427 | 7.1827 | 6.8815 | 6.5068 | 5.6808 | 5.2141 | 4.761 | 4.2567 | 3.6875 | 3.0588 | 2.3673 | 1.6881 | 0.97325 | 0.20304 | 0 | 0 | 0
TWh Cars - Petrol/Diesel - Plug-in Hybrid Electric Vehicle | TWh | Falling Short | Petrol/Diesel | Annual | 0.33566 | 0.50367 | 0.62357 | 0.84354 | 1.2062 | 1.3926 | 1.6977 | 2.0413 | 2.4278 | 2.9029 | 3.4328 | 4.03 | 4.691 | 5.4163 | 6.1828 | 6.9995 | 7.8456 | 8.7418 | 9.6638 | 10.5275 | 11.4039 | 12.3023 | 13.2739 | 12.5359 | 11.2979 | 10.296 | 9.5197 | 8.6635 | 7.7527 | 6.7772 | 5.7558 | 4.6661 | 3.5283 | 2.3734
TWh Cars - Petrol/Diesel - Plug-in Hybrid Electric Vehicle | TWh | Five Year Forecast | Petrol/Diesel | Annual | 2017-01-01: 0.33566; 2018-01-01: 0.50367; 2019-01-01: 0.62357; 2020-01-01: 0.84354; 2021-01-01: 1.2062; 2022-01-01: 1.3823; 2023-01-01: 1.6588; 2024-01-01: 1.965; 2025-01-01: 2.3042; 2026-01-01: 2.702; 2027-01-01: 3.1392; 2028-01-01: 3.6091
TWh Cars - Petrol/Diesel - Internal Combustion Engine | TWh | Leading the Way | Petrol/Diesel | Annual | 266.2236 | 268.457 | 248.1336 | 237.0623 | 230.3881 | 224.7435 | 215.5335 | 206.0495 | 195.4447 | 182.8529 | 169.5671 | 153.7489 | 135.2727 | 115.3758 | 94.3035 | 72.9737 | 53.2932 | 36.2757 | 23.1613 | 13.7754 | 7.2194 | 2.621 | 0 | 0 | 0 | 0 | 0 | 0 | 0 | 0 | 0 | 0 | 0 | 0
TWh Cars - Petrol/Diesel - Internal Combustion Engine | TWh | Consumer Transformation | Petrol/Diesel | Annual | 266.2236 | 268.457 | 248.1336 | 237.0623 | 230.3881 | 224.6789 | 215.5545 | 205.9755 | 195.3259 | 182.7983 | 169.7915 | 155.3343 | 138.9992 | 122.2553 | 102.9529 | 82.9009 | 63.9759 | 46.9392 | 32.299 | 20.9401 | 12.9434 | 7.0372 | 3.221 | 0.55501 | 0 | 0 | 0 | 0 | 0 | 0 | 0 | 0 | 0 | 0
TWh Cars - Petrol/Diesel - Internal Combustion Engine | TWh | System Transformation | Petrol/Diesel | Annual | 266.2236 | 268.457 | 248.1336 | 237.0623 | 230.3881 | 226.0093 | 218.4191 | 211.1594 | 203.5629 | 194.8647 | 186.5014 | 177.4429 | 166.8453 | 155.8074 | 143.0691 | 128.2873 | 112.6029 | 95.8316 | 79.0224 | 62.7536 | 47.4823 | 34.1122 | 23.2181 | 14.3683 | 7.2468 | 1.9904 | 0 | 0 | 0 | 0 | 0 | 0 | 0 | 0
TWh Cars - Petrol/Diesel - Internal Combustion Engine | TWh | Falling Short | Petrol/Diesel | Annual | 266.2236 | 268.457 | 248.1336 | 237.0623 | 230.3881 | 226.1086 | 218.74 | 211.7826 | 204.6625 | 196.6591 | 189.2989 | 181.6272 | 172.8398 | 164.1122 | 154.682 | 143.8594 | 132.8256 | 121.059 | 108.369 | 94.1866 | 79.5469 | 64.4843 | 50.11 | 37.8568 | 27.2888 | 18.3301 | 10.6975 | 4.5722 | 0 | 0 | 0 | 0 | 0 | 0
TWh Cars - Petrol/Diesel - Internal Combustion Engine | TWh | Five Year Forecast | Petrol/Diesel | Annual | 2017-01-01: 266.2236; 2018-01-01: 268.457; 2019-01-01: 248.1336; 2020-01-01: 237.0623; 2021-01-01: 230.3881; 2022-01-01: 225.3851; 2023-01-01: 217.0618; 2024-01-01: 208.7417; 2025-01-01: 199.749; 2026-01-01: 189.2937; 2027-01-01: 178.7897; 2028-01-01: 167.0383
TWh Cars - Hydrogen | TWh | Leading the Way | Hydrogen | Annual | 0.00027661 | 0.00042053 | 0.00073556 | 0.00086702 | 0.00085391 | 0.00086856 | 0.00086338 | 0.00085823 | 0.00085311 | 0.00084802 | 0.00084296 | 0.00083793 | 0.00083294 | 0.00082797 | 0.00082303 | 0.00081812 | 0.00081324 | 0.00080839 | 0.00080357 | 0.00079878 | 0.00079401 | 0.00078928 | 0.00078399 | 0.00076881 | 0.00075569 | 0.00074011 | 0.00072225 | 0.00070056 | 0.00067359 | 0.00064331 | 0.00060942 | 0.00057162 | 0.00052958 | 0.00048298
TWh Cars - Hydrogen | TWh | Consumer Transformation | Hydrogen | Annual | 0.00027661 | 0.00042053 | 0.00073556 | 0.00086702 | 0.00085391 | 0.00086856 | 0.00086338 | 0.00085823 | 0.00085311 | 0.00084802 | 0.00084296 | 0.00083793 | 0.00083294 | 0.00082797 | 0.00082303 | 0.00081812 | 0.00081324 | 0.00080839 | 0.00080357 | 0.00079878 | 0.00079401 | 0.00078928 | 0.00078457 | 0.00077989 | 0.00076892 | 0.00075899 | 0.00074845 | 0.00073972 | 0.00072933 | 0.00071717 | 0.0007033 | 0.00068798 | 0.00066904 | 0.00064825
TWh Cars - Hydrogen | TWh | System Transformation | Hydrogen | Annual | 0.00027661 | 0.00042053 | 0.00073556 | 0.00086702 | 0.00085391 | 0.0025149 | 0.0048977 | 0.0071506 | 0.0098805 | 0.013548 | 0.018143 | 0.02424 | 0.032039 | 0.042361 | 0.059143 | 0.081631 | 0.11066 | 0.1491 | 0.19959 | 0.26493 | 0.35059 | 0.46071 | 0.60412 | 0.7898 | 1.0292 | 1.3468 | 1.7432 | 2.2733 | 2.9874 | 3.9926 | 5.2234 | 6.0008 | 6.6677 | 7.3333
TWh Cars - Hydrogen | TWh | Falling Short | Hydrogen | Annual | 0.00027661 | 0.00042053 | 0.00073556 | 0.00086702 | 0.00085391 | 0.00086856 | 0.00086338 | 0.00085823 | 0.00085311 | 0.00084802 | 0.00084296 | 0.00083793 | 0.00083294 | 0.00082797 | 0.00082303 | 0.00081812 | 0.00081324 | 0.00080839 | 0.00080357 | 0.00079878 | 0.00079401 | 0.00078928 | 0.00078457 | 0.00077989 | 0.00077524 | 0.00077062 | 0.00076602 | 0.00076145 | 0.00075568 | 0.00073599 | 0.00072017 | 0.00070694 | 0.00069672 | 0.00068798
TWh Cars - Hydrogen | TWh | Five Year Forecast | Hydrogen | Annual | 2017-01-01: 0.00027661; 2018-01-01: 0.00042053; 2019-01-01: 0.00073556; 2020-01-01: 0.00086702; 2021-01-01: 0.00085391; 2022-01-01: 0.0012801; 2023-01-01: 0.001872; 2024-01-01: 0.0024313; 2025-01-01: 0.00311; 2026-01-01: 0.0040231; 2027-01-01: 0.0051679; 2028-01-01: 0.0066884
TWh Vans - Electricity | TWh | Leading the Way | Electricity | Annual | 0.030961 | 0.037014 | 0.050337 | 0.077603 | 0.14255 | 0.22242 | 0.36969 | 0.58808 | 0.91448 | 1.3836 | 2.0601 | 3.0069 | 4.2747 | 5.9174 | 7.9459 | 10.4801 | 13.2128 | 15.8284 | 18.0112 | 19.5922 | 20.5901 | 21.1588 | 21.4548 | 21.5896 | 21.6278 | 21.5656 | 21.4916 | 21.4074 | 21.3145 | 21.2174 | 21.112 | 21.0004 | 20.8836 | 20.7622
TWh Vans - Electricity | TWh | Consumer Transformation | Electricity | Annual | 0.030961 | 0.037014 | 0.050337 | 0.077603 | 0.14255 | 0.22145 | 0.35965 | 0.57342 | 0.89464 | 1.3579 | 2.0218 | 2.9526 | 4.2005 | 5.8614 | 7.9489 | 10.3391 | 12.8767 | 15.1565 | 17.4392 | 19.1516 | 20.2731 | 20.9311 | 21.2822 | 21.4507 | 21.5108 | 21.5019 | 21.4554 | 21.3856 | 21.3007 | 21.2035 | 21.0941 | 20.9772 | 20.8538 | 20.7237
TWh Vans - Electricity | TWh | System Transformation | Electricity | Annual | 0.030961 | 0.037014 | 0.050337 | 0.077603 | 0.14255 | 0.1835 | 0.2632 | 0.37607 | 0.53665 | 0.75651 | 1.0593 | 1.4729 | 2.0273 | 2.7706 | 3.7519 | 5.0043 | 6.5568 | 8.3686 | 10.4847 | 12.7141 | 14.8738 | 16.7865 | 18.3282 | 19.4638 | 20.229 | 20.6972 | 20.7427 | 20.4482 | 20.0907 | 19.668 | 19.1713 | 18.5989 | 17.9631 | 17.2698
TWh Vans - Electricity | TWh | Falling Short | Electricity | Annual | 0.030961 | 0.037014 | 0.050337 | 0.077603 | 0.14255 | 0.17329 | 0.23376 | 0.31506 | 0.42398 | 0.56385 | 0.74547 | 0.98041 | 1.2804 | 1.6638 | 2.1544 | 2.7703 | 3.5378 | 4.464 | 5.591 | 6.891 | 8.3586 | 9.9219 | 11.4927 | 13.2156 | 14.8458 | 16.2957 | 17.5139 | 18.4794 | 19.2027 | 19.7169 | 20.0567 | 20.2628 | 20.3687 | 20.402
TWh Vans - Electricity | TWh | Five Year Forecast | Electricity | Annual | 2017-01-01: 0.030961; 2018-01-01: 0.037014; 2019-01-01: 0.050337; 2020-01-01: 0.077603; 2021-01-01: 0.14255; 2022-01-01: 0.20016; 2023-01-01: 0.30657; 2024-01-01: 0.46316; 2025-01-01: 0.69244; 2026-01-01: 1.0155; 2027-01-01: 1.4717; 2028-01-01: 2.1032
TWh Vans - Electricity - Battery Electric Vehicle | TWh | Leading the Way | Electricity | Annual | 0.030149 | 0.035524 | 0.048201 | 0.073511 | 0.13439 | 0.21587 | 0.35933 | 0.5727 | 0.89347 | 1.3554 | 2.0238 | 2.9604 | 4.2167 | 5.8453 | 7.8581 | 10.4071 | 13.1546 | 15.7854 | 17.9815 | 19.5778 | 20.579 | 21.1523 | 21.4542 | 21.5896 | 21.6278 | 21.5656 | 21.4916 | 21.4074 | 21.3145 | 21.2174 | 21.112 | 21.0004 | 20.8836 | 20.7622
TWh Vans - Electricity - Battery Electric Vehicle | TWh | Consumer Transformation | Electricity | Annual | 0.030149 | 0.035524 | 0.048201 | 0.073511 | 0.13439 | 0.21711 | 0.35451 | 0.56725 | 0.88742 | 1.3493 | 2.0118 | 2.9409 | 4.1871 | 5.8456 | 7.9307 | 10.3187 | 12.8542 | 15.1323 | 17.4186 | 19.1358 | 20.2581 | 20.9171 | 21.2694 | 21.4392 | 21.5008 | 21.4935 | 21.4491 | 21.3812 | 21.299 | 21.2035 | 21.0941 | 20.9772 | 20.8538 | 20.7237
TWh Vans - Electricity - Battery Electric Vehicle | TWh | System Transformation | Electricity | Annual | 0.030149 | 0.035524 | 0.048201 | 0.073511 | 0.13439 | 0.17916 | 0.25806 | 0.3699 | 0.52943 | 0.74792 | 1.0494 | 1.4612 | 2.0138 | 2.7548 | 3.7337 | 4.9839 | 6.5344 | 8.3445 | 10.4641 | 12.6983 | 14.8587 | 16.7724 | 18.3154 | 19.4522 | 20.219 | 20.6888 | 20.7364 | 20.4439 | 20.089 | 19.668 | 19.1713 | 18.5989 | 17.9631 | 17.2698
TWh Vans - Electricity - Battery Electric Vehicle | TWh | Falling Short | Electricity | Annual | 0.030149 | 0.035524 | 0.048201 | 0.073511 | 0.13439 | 0.16895 | 0.22862 | 0.30889 | 0.41675 | 0.55526 | 0.73552 | 0.96869 | 1.267 | 1.6481 | 2.1364 | 2.7503 | 3.515 | 4.4385 | 5.5628 | 6.8604 | 8.3261 | 9.888 | 11.4579 | 13.1823 | 14.8142 | 16.266 | 17.4864 | 18.4541 | 19.1802 | 19.6972 | 20.0396 | 20.2491 | 20.3583 | 20.3948
TWh Vans - Electricity - Battery Electric Vehicle | TWh | Five Year Forecast | Electricity | Annual | 2017-01-01: 0.030149; 2018-01-01: 0.035524; 2019-01-01: 0.048201; 2020-01-01: 0.073511; 2021-01-01: 0.13439; 2022-01-01: 0.19527; 2023-01-01: 0.30013; 2024-01-01: 0.45468; 2025-01-01: 0.68177; 2026-01-01: 1.002; 2027-01-01: 1.4551; 2028-01-01: 2.0828
TWh Vans - Electricity - Plug-in Hybrid Electric Vehicle | TWh | Leading the Way | Electricity | Annual | 0.00081199 | 0.0014906 | 0.0021358 | 0.0040915 | 0.0081588 | 0.0065553 | 0.010354 | 0.015377 | 0.021008 | 0.028214 | 0.036351 | 0.046526 | 0.057993 | 0.072061 | 0.08776 | 0.073066 | 0.058221 | 0.043011 | 0.029719 | 0.014435 | 0.01104 | 0.0065189 | 0.00057797 | 0 | 0 | 0 | 0 | 0 | 0 | 0 | 0 | 0 | 0 | 0
TWh Vans - Electricity - Plug-in Hybrid Electric Vehicle | TWh | Consumer Transformation | Electricity | Annual | 0.00081199 | 0.0014906 | 0.0021358 | 0.0040915 | 0.0081588 | 0.0043406 | 0.0051401 | 0.0061753 | 0.0072258 | 0.0085857 | 0.0099496 | 0.011718 | 0.013468 | 0.015809 | 0.018169 | 0.020432 | 0.022462 | 0.024134 | 0.020541 | 0.015819 | 0.015037 | 0.014053 | 0.012815 | 0.011562 | 0.0099736 | 0.008382 | 0.0063534 | 0.0043452 | 0.0016984 | 0 | 0 | 0 | 0 | 0
TWh Vans - Electricity - Plug-in Hybrid Electric Vehicle | TWh | System Transformation | Electricity | Annual | 0.00081199 | 0.0014906 | 0.0021358 | 0.0040915 | 0.0081588 | 0.0043406 | 0.0051401 | 0.0061753 | 0.0072258 | 0.0085857 | 0.0099496 | 0.011718 | 0.013468 | 0.015809 | 0.018169 | 0.020432 | 0.022462 | 0.024134 | 0.020541 | 0.015819 | 0.015037 | 0.014053 | 0.012815 | 0.011562 | 0.0099736 | 0.008382 | 0.0063534 | 0.0043452 | 0.0016984 | 0 | 0 | 0 | 0 | 0
TWh Vans - Electricity - Plug-in Hybrid Electric Vehicle | TWh | Falling Short | Electricity | Annual | 0.00081199 | 0.0014906 | 0.0021358 | 0.0040915 | 0.0081588 | 0.0043406 | 0.0051401 | 0.0061753 | 0.0072258 | 0.0085857 | 0.0099496 | 0.011718 | 0.013468 | 0.015752 | 0.017994 | 0.020055 | 0.022891 | 0.025527 | 0.028259 | 0.030637 | 0.032548 | 0.033939 | 0.034821 | 0.033381 | 0.031591 | 0.029799 | 0.02755 | 0.025323 | 0.022493 | 0.019712 | 0.017137 | 0.013686 | 0.010463 | 0.007133
TWh Vans - Electricity - Plug-in Hybrid Electric Vehicle | TWh | Five Year Forecast | Electricity | Annual | 2017-01-01: 0.00081199; 2018-01-01: 0.0014906; 2019-01-01: 0.0021358; 2020-01-01: 0.0040915; 2021-01-01: 0.0081588; 2022-01-01: 0.0048943; 2023-01-01: 0.0064437; 2024-01-01: 0.0084757; 2025-01-01: 0.010671; 2026-01-01: 0.013493; 2027-01-01: 0.01655; 2028-01-01: 0.02042
TWh Vans - Hydrogen | TWh | Five Year Forecast | Hydrogen | Annual | 2017-01-01: 3.4578e-05; 2018-01-01: 2.5885e-05; 2019-01-01: 3.4447e-05; 2020-01-01: 3.4382e-05; 2021-01-01: 4.2896e-05; 2022-01-01: 5.138e-05; 2023-01-01: 5.128e-05; 2024-01-01: 5.118e-05; 2025-01-01: 5.109e-05; 2026-01-01: 5.099e-05; 2027-01-01: 5.089e-05; 2028-01-01: 5.08e-05
TWh Vans - Petrol/Diesel | TWh | Five Year Forecast | Petrol/Diesel | Annual | 2017-01-01: 79.6919; 2018-01-01: 81.7713; 2019-01-01: 83.4443; 2020-01-01: 83.4453; 2021-01-01: 85.318; 2022-01-01: 80.6662; 2023-01-01: 79.3748; 2024-01-01: 78.0495; 2025-01-01: 76.5999; 2026-01-01: 74.8923; 2027-01-01: 72.7844; 2028-01-01: 70.1442
TWh Vans - Petrol/Diesel - Plug-in Hybrid Electric Vehicle | TWh | Five Year Forecast | Petrol/Diesel | Annual | 2017-01-01: 0.0017733; 2018-01-01: 0.0032751; 2019-01-01: 0.0047209; 2020-01-01: 0.0090983; 2021-01-01: 0.018252; 2022-01-01: 0.011015; 2023-01-01: 0.01459; 2024-01-01: 0.019307; 2025-01-01: 0.024455; 2026-01-01: 0.031107; 2027-01-01: 0.038386; 2028-01-01: 0.047648
TWh Vans - Petrol/Diesel - Internal Combustion Engine | TWh | Five Year Forecast | Petrol/Diesel | Annual | 2017-01-01: 79.6901; 2018-01-01: 81.768; 2019-01-01: 83.4396; 2020-01-01: 83.4362; 2021-01-01: 85.2998; 2022-01-01: 80.6552; 2023-01-01: 79.3602; 2024-01-01: 78.0302; 2025-01-01: 76.5755; 2026-01-01: 74.8612; 2027-01-01: 72.746; 2028-01-01: 70.0966
TWh Vans - Hydrogen | TWh | Leading the Way | Hydrogen | Annual | 3.4578e-05 | 2.5885e-05 | 3.4447e-05 | 3.4382e-05 | 4.2896e-05 | 5.1378e-05 | 5.128e-05 | 5.1183e-05 | 5.1086e-05 | 5.0989e-05 | 5.0892e-05 | 5.0796e-05 | 5.0699e-05 | 5.0603e-05 | 5.0507e-05 | 5.0411e-05 | 5.0316e-05 | 5.022e-05 | 5.0125e-05 | 5.003e-05 | 4.9935e-05 | 4.9841e-05 | 4.9746e-05 | 4.9652e-05 | 4.9552e-05 | 4.9362e-05 | 4.922e-05 | 4.9103e-05 | 4.8998e-05 | 4.8899e-05 | 4.8803e-05 | 4.871e-05 | 4.8617e-05 | 4.8525e-05
TWh Vans - Petrol/Diesel | TWh | Leading the Way | Petrol/Diesel | Annual | 79.6919 | 81.7713 | 83.4443 | 83.4453 | 85.318 | 80.5789 | 79.1334 | 77.5828 | 75.7893 | 73.5662 | 70.6854 | 66.9416 | 62.1377 | 56.0767 | 48.7633 | 39.7438 | 30.0927 | 20.8842 | 13.2063 | 7.6269 | 4.0758 | 2.0093 | 0.87698 | 0.29086 | 0 | 0 | 0 | 0 | 0 | 0 | 0 | 0 | 0 | 0
TWh Vans - Petrol/Diesel - Plug-in Hybrid Electric Vehicle | TWh | Leading the Way | Petrol/Diesel | Annual | 0.0017733 | 0.0032751 | 0.0047209 | 0.0090983 | 0.018252 | 0.014754 | 0.023445 | 0.035027 | 0.048143 | 0.065046 | 0.084313 | 0.10856 | 0.13614 | 0.17018 | 0.20851 | 0.17465 | 0.14 | 0.10405 | 0.072331 | 0.035344 | 0.027195 | 0.016155 | 0.0014409 | 0 | 0 | 0 | 0 | 0 | 0 | 0 | 0 | 0 | 0 | 0
TWh Vans - Petrol/Diesel - Internal Combustion Engine | TWh | Leading the Way | Petrol/Diesel | Annual | 79.6901 | 81.768 | 83.4396 | 83.4362 | 85.2998 | 80.5642 | 79.1099 | 77.5477 | 75.7412 | 73.5012 | 70.6011 | 66.833 | 62.0016 | 55.9065 | 48.5548 | 39.5692 | 29.9527 | 20.7801 | 13.134 | 7.5916 | 4.0486 | 1.9932 | 0.87554 | 0.29086 | 0 | 0 | 0 | 0 | 0 | 0 | 0 | 0 | 0 | 0
TWh Motorbikes - Electricity | TWh | Leading the Way | Electricity | Annual | 0.00012818 | 0.00021919 | 0.00051141 | 0.00088668 | 0.0019786 | 0.003071 | 0.0049315 | 0.0074982 | 0.011004 | 0.015748 | 0.022105 | 0.030531 | 0.041561 | 0.055784 | 0.07379 | 0.096076 | 0.12291 | 0.15417 | 0.18921 | 0.22679 | 0.26522 | 0.30264 | 0.33743 | 0.36847 | 0.39533 | 0.41815 | 0.4374 | 0.44461 | 0.44659 | 0.44788 | 0.44847 | 0.44836 | 0.44754 | 0.44605
TWh Motorbikes - Hydrogen | TWh | Leading the Way | Hydrogen | Annual | 1.3566e-07 | 1.3566e-07 | 1.3566e-07 | 1.3566e-07 | 1.3566e-07 | 0.00022859 | 0.00038229 | 0.00057235 | 0.00079999 | 0.0010706 | 0.0013907 | 0.0017634 | 0.0022003 | 0.0027104 | 0.0033039 | 0.0039923 | 0.0047888 | 0.0057079 | 0.0067662 | 0.007982 | 0.0093759 | 0.010971 | 0.012792 | 0.014867 | 0.017226 | 0.019902 | 0.022929 | 0.025815 | 0.028875 | 0.032379 | 0.036334 | 0.040745 | 0.045614 | 0.050939
TWh Motorbikes - Petrol/Diesel | TWh | Leading the Way | Petrol/Diesel | Annual | 2.3439 | 2.3605 | 2.3675 | 2.4038 | 2.469 | 2.4596 | 2.4828 | 2.5011 | 2.5129 | 2.5159 | 2.5076 | 2.4845 | 2.4428 | 2.3783 | 2.2866 | 2.1641 | 2.0087 | 1.8211 | 1.6058 | 1.3711 | 1.1288 | 0.89167 | 0.67101 | 0.47422 | 0.30405 | 0.15916 | 0.035615 | 0 | 0 | 0 | 0 | 0 | 0 | 0
TWh Motorbikes - Electricity | TWh | Consumer Transformation | Electricity | Annual | 0.00012818 | 0.00021919 | 0.00051141 | 0.00088668 | 0.0019786 | 0.0030087 | 0.0047836 | 0.0072096 | 0.010499 | 0.014921 | 0.020809 | 0.028563 | 0.038636 | 0.051508 | 0.067627 | 0.087324 | 0.11069 | 0.13749 | 0.16704 | 0.19828 | 0.22993 | 0.26068 | 0.28951 | 0.31581 | 0.33941 | 0.36046 | 0.3793 | 0.39635 | 0.41201 | 0.4266 | 0.44041 | 0.45362 | 0.4573 | 0.45765
TWh Motorbikes - Hydrogen | TWh | Consumer Transformation | Hydrogen | Annual | 1.3566e-07 | 1.3566e-07 | 1.3566e-07 | 1.3566e-07 | 1.3566e-07 | 0.00020159 | 0.0003325 | 0.00049014 | 0.00067667 | 0.00089631 | 0.0011541 | 0.0014536 | 0.0018031 | 0.0022098 | 0.0026821 | 0.0032294 | 0.0038622 | 0.0045928 | 0.0054344 | 0.0064023 | 0.0075135 | 0.008787 | 0.010244 | 0.011907 | 0.013803 | 0.01596 | 0.018407 | 0.021179 | 0.024309 | 0.027836 | 0.031798 | 0.036235 | 0.040384 | 0.044707
TWh Motorbikes - Petrol/Diesel | TWh | Consumer Transformation | Petrol/Diesel | Annual | 2.3439 | 2.3605 | 2.3675 | 2.4038 | 2.469 | 2.4604 | 2.4845 | 2.5043 | 2.5181 | 2.5242 | 2.52 | 2.5027 | 2.4689 | 2.4154 | 2.3386 | 2.2363 | 2.1076 | 1.9541 | 1.7804 | 1.5937 | 1.4031 | 1.2174 | 1.0437 | 0.88581 | 0.74482 | 0.61924 | 0.50625 | 0.40254 | 0.3049 | 0.21049 | 0.11694 | 0.022326 | 0 | 0
TWh Motorbikes - Electricity | TWh | System Transformation | Electricity | Annual | 0.00012818 | 0.00021919 | 0.00051141 | 0.00088668 | 0.0019786 | 0.0030087 | 0.0047836 | 0.0072096 | 0.010499 | 0.014921 | 0.020809 | 0.028563 | 0.038636 | 0.051508 | 0.067627 | 0.087324 | 0.11069 | 0.13749 | 0.16704 | 0.19828 | 0.22993 | 0.26068 | 0.28951 | 0.31581 | 0.33941 | 0.36046 | 0.3793 | 0.39635 | 0.41201 | 0.4266 | 0.43414 | 0.43406 | 0.43335 | 0.43203
TWh Motorbikes - Hydrogen | TWh | System Transformation | Hydrogen | Annual | 1.3566e-07 | 1.3566e-07 | 1.3566e-07 | 1.3566e-07 | 1.3566e-07 | 0.00029872 | 0.00049299 | 0.00072673 | 0.0010029 | 0.001328 | 0.001709 | 0.0021512 | 0.0026664 | 0.0032651 | 0.003959 | 0.0047613 | 0.0056867 | 0.0067521 | 0.0079757 | 0.0093782 | 0.010982 | 0.012812 | 0.014896 | 0.017262 | 0.019943 | 0.022973 | 0.026386 | 0.030219 | 0.034511 | 0.039299 | 0.043985 | 0.048392 | 0.053221 | 0.058467
TWh Motorbikes - Petrol/Diesel | TWh | System Transformation | Petrol/Diesel | Annual | 2.3439 | 2.3605 | 2.3675 | 2.4038 | 2.469 | 2.4591 | 2.4823 | 2.501 | 2.5136 | 2.5182 | 2.5123 | 2.4931 | 2.4571 | 2.4009 | 2.3212 | 2.2154 | 2.0828 | 1.9248 | 1.7459 | 1.5535 | 1.3563 | 1.1632 | 0.98114 | 0.81398 | 0.66262 | 0.52554 | 0.39987 | 0.28224 | 0.16942 | 0.058563 | 0 | 0 | 0 | 0
TWh Buses - Natural Gas | TWh | Five Year Forecast | Natural Gas | Annual | 2017-01-01: 0.057678; 2018-01-01: 0.065293; 2019-01-01: 0.07605; 2020-01-01: 0.08203; 2021-01-01: 0.081718; 2022-01-01: 0.10961; 2023-01-01: 0.12655; 2024-01-01: 0.14616; 2025-01-01: 0.16896; 2026-01-01: 0.19544; 2027-01-01: 0.22644; 2028-01-01: 0.26268
TWh Buses - Electricity | TWh | Five Year Forecast | Electricity | Annual | 2017-01-01: 0.012014; 2018-01-01: 0.015544; 2019-01-01: 0.019694; 2020-01-01: 0.031609; 2021-01-01: 0.051034; 2022-01-01: 0.088869; 2023-01-01: 0.12119; 2024-01-01: 0.16419; 2025-01-01: 0.21902; 2026-01-01: 0.28781; 2027-01-01: 0.37418; 2028-01-01: 0.48131
TWh Buses - Hydrogen | TWh | Five Year Forecast | Hydrogen | Annual | 2017-01-01: 0; 2018-01-01: 0; 2019-01-01: 0; 2020-01-01: 0.0010058; 2021-01-01: 0.0027994; 2022-01-01: 0.028944; 2023-01-01: 0.036254; 2024-01-01: 0.045168; 2025-01-01: 0.055536; 2026-01-01: 0.066941; 2027-01-01: 0.080306; 2028-01-01: 0.09588
TWh Buses - Petrol/Diesel | TWh | Five Year Forecast | Petrol/Diesel | Annual | 2017-01-01: 24.6002; 2018-01-01: 23.8138; 2019-01-01: 23.1818; 2020-01-01: 20.6656; 2021-01-01: 21.0567; 2022-01-01: 20.96; 2023-01-01: 20.7567; 2024-01-01: 20.5068; 2025-01-01: 20.2054; 2026-01-01: 19.8444; 2027-01-01: 19.4073; 2028-01-01: 18.8808
TWh HGVs - Natural Gas | TWh | Five Year Forecast | Natural Gas | Annual | 2017-01-01: 0.083549; 2018-01-01: 0.099633; 2019-01-01: 0.13597; 2020-01-01: 0.18956; 2021-01-01: 0.27389; 2022-01-01: 0.32306; 2023-01-01: 0.40873; 2024-01-01: 0.51069; 2025-01-01: 0.63253; 2026-01-01: 0.77832; 2027-01-01: 0.9535; 2028-01-01: 1.1647
TWh HGVs - Electricity | TWh | Five Year Forecast | Electricity | Annual | 2017-01-01: 0.0016292; 2018-01-01: 0.0023968; 2019-01-01: 0.003123; 2020-01-01: 0.0046086; 2021-01-01: 0.0078897; 2022-01-01: 0.020267; 2023-01-01: 0.0357; 2024-01-01: 0.058503; 2025-01-01: 0.09221; 2026-01-01: 0.14199; 2027-01-01: 0.21544; 2028-01-01: 0.32361
TWh HGVs - Hydrogen | TWh | Five Year Forecast | Hydrogen | Annual | 2017-01-01: 4.6363e-05; 2018-01-01: 4.6086e-05; 2019-01-01: 4.5811e-05; 2020-01-01: 4.5538e-05; 2021-01-01: 4.5266e-05; 2022-01-01: 0.017039; 2023-01-01: 0.028518; 2024-01-01: 0.042801; 2025-01-01: 0.060839; 2026-01-01: 0.083897; 2027-01-01: 0.11396; 2028-01-01: 0.15384
TWh HGVs - Petrol/Diesel | TWh | Five Year Forecast | Petrol/Diesel | Annual | 2017-01-01: 74.1272; 2018-01-01: 73.7265; 2019-01-01: 73.687; 2020-01-01: 71.6977; 2021-01-01: 73.1274; 2022-01-01: 72.201; 2023-01-01: 71.7864; 2024-01-01: 71.3397; 2025-01-01: 70.8488; 2026-01-01: 70.2969; 2027-01-01: 69.6603; 2028-01-01: 68.9051
TWh Motorbikes - Electricity | TWh | Five Year Forecast | Electricity | Annual | 2017-01-01: 0.00012818; 2018-01-01: 0.00021919; 2019-01-01: 0.00051141; 2020-01-01: 0.00088668; 2021-01-01: 0.0019786; 2022-01-01: 0.0028689; 2023-01-01: 0.0044844; 2024-01-01: 0.006653; 2025-01-01: 0.009546; 2026-01-01: 0.013381; 2027-01-01: 0.018426; 2028-01-01: 0.025006
TWh Motorbikes - Hydrogen | TWh | Five Year Forecast | Hydrogen | Annual | 2017-01-01: 1.3566e-07; 2018-01-01: 1.3566e-07; 2019-01-01: 1.3566e-07; 2020-01-01: 1.3566e-07; 2021-01-01: 1.3566e-07; 2022-01-01: 0.0002466; 2023-01-01: 0.00040474; 2024-01-01: 0.00059436; 2025-01-01: 0.0008161; 2026-01-01: 0.0010742; 2027-01-01: 0.0013735; 2028-01-01: 0.0017162
TWh Motorbikes - Petrol/Diesel | TWh | Five Year Forecast | Petrol/Diesel | Annual | 2017-01-01: 2.3439; 2018-01-01: 2.3605; 2019-01-01: 2.3675; 2020-01-01: 2.4038; 2021-01-01: 2.469; 2022-01-01: 2.4608; 2023-01-01: 2.4856; 2024-01-01: 2.5068; 2025-01-01: 2.5229; 2026-01-01: 2.5326; 2027-01-01: 2.5338; 2028-01-01: 2.5242
TWh Buses - Natural Gas | TWh | Leading the Way | Natural Gas | Annual | 0.057678 | 0.065293 | 0.07605 | 0.08203 | 0.081718 | 0.10295 | 0.11479 | 0.12771 | 0.14186 | 0.15721 | 0.17409 | 0.19246 | 0.21247 | 0.23442 | 0.25827 | 0.28432 | 0.31269 | 0.34367 | 0.33023 | 0.31605 | 0.30115 | 0.2851 | 0.26792 | 0.24943 | 0.22942 | 0.20794 | 0.18457 | 0.15937 | 0.13215 | 0.10254 | 0.070579 | 0.035903 | 0 | 0
TWh Buses - Electricity | TWh | Leading the Way | Electricity | Annual | 0.012014 | 0.015544 | 0.019694 | 0.031609 | 0.051034 | 0.11705 | 0.16339 | 0.22636 | 0.30767 | 0.41184 | 0.54332 | 0.70654 | 0.90541 | 1.1426 | 1.4165 | 1.7264 | 2.0633 | 2.4169 | 2.7755 | 3.1272 | 3.4537 | 3.7475 | 4.0059 | 4.2304 | 4.438 | 4.6043 | 4.7371 | 4.7894 | 4.7408 | 4.6853 | 4.6248 | 4.5574 | 4.4828 | 4.3947
TWh Buses - Hydrogen | TWh | Leading the Way | Hydrogen | Annual | 0 | 0 | 0 | 0.0010058 | 0.0027994 | 0.03051 | 0.037538 | 0.046346 | 0.056609 | 0.068688 | 0.082837 | 0.099211 | 0.11824 | 0.14026 | 0.16559 | 0.19473 | 0.22816 | 0.26637 | 0.31008 | 0.35992 | 0.41669 | 0.48116 | 0.55435 | 0.63726 | 0.73121 | 0.83723 | 0.95657 | 1.0816 | 1.1999 | 1.3373 | 1.4891 | 1.6607 | 1.8513 | 2.0572
TWh Buses - Petrol/Diesel | TWh | Leading the Way | Petrol/Diesel | Annual | 24.6002 | 23.8138 | 23.1818 | 20.6656 | 21.0567 | 20.8656 | 20.625 | 20.3154 | 19.9303 | 19.4513 | 18.8602 | 18.1395 | 17.2727 | 16.2489 | 15.0734 | 13.7486 | 12.3091 | 10.794 | 9.2892 | 7.8026 | 6.4053 | 5.1268 | 3.9755 | 2.9446 | 1.9645 | 1.1307 | 0.4102 | 0 | 0 | 0 | 0 | 0 | 0 | 0
TWh HGVs - Natural Gas | TWh | Leading the Way | Natural Gas | Annual | 0.083549 | 0.099633 | 0.13597 | 0.18956 | 0.27389 | 0.25048 | 0.28511 | 0.32291 | 0.36438 | 0.40938 | 0.4585 | 0.51229 | 0.57093 | 0.63472 | 0.70435 | 0.78059 | 0.86355 | 0.95396 | 1.0317 | 1.1162 | 1.2082 | 1.3086 | 1.4181 | 1.3276 | 1.2271 | 1.1186 | 1.0017 | 0.87515 | 0.73816 | 0.59053 | 0.41513 | 0.22548 | 0.019254 | 6.4439e-05
TWh HGVs - Electricity | TWh | Leading the Way | Electricity | Annual | 0.0016292 | 0.0023968 | 0.003123 | 0.0046086 | 0.0078897 | 0.025592 | 0.045967 | 0.076299 | 0.12138 | 0.18838 | 0.28799 | 0.43557 | 0.65388 | 0.97539 | 1.446 | 2.1288 | 3.1066 | 4.4811 | 6.3278 | 8.59 | 11.3448 | 14.6099 | 18.285 | 22.3456 | 26.2334 | 29.8737 | 32.4937 | 32.555 | 32.3336 | 32.0783 | 31.802 | 31.5018 | 31.1807 | 30.7582
TWh HGVs - Hydrogen | TWh | Leading the Way | Hydrogen | Annual | 4.6363e-05 | 4.6086e-05 | 4.5811e-05 | 4.5538e-05 | 4.5266e-05 | 0.022228 | 0.036054 | 0.05214 | 0.070776 | 0.092135 | 0.11671 | 0.14518 | 0.17787 | 0.21559 | 0.25899 | 0.30904 | 0.36675 | 0.43322 | 0.50762 | 0.58235 | 0.66142 | 0.74947 | 0.85438 | 0.99502 | 1.1917 | 1.4916 | 1.9119 | 2.149 | 2.3434 | 2.5933 | 2.8903 | 3.2302 | 3.611 | 4.0258
TWh HGVs - Petrol/Diesel | TWh | Leading the Way | Petrol/Diesel | Annual | 74.1272 | 73.7265 | 73.687 | 71.6977 | 73.1274 | 72.2371 | 71.8478 | 71.4325 | 70.9799 | 70.4742 | 69.8918 | 69.198 | 68.3438 | 67.2586 | 65.844 | 63.9663 | 61.4535 | 58.1009 | 53.8201 | 48.8631 | 43.0976 | 36.4912 | 29.1995 | 21.3854 | 13.8149 | 6.5582 | 0.86993 | 0 | 0 | 0 | 0 | 0 | 0 | 0
TWh Vans - Hydrogen | TWh | Consumer Transformation | Hydrogen | Annual | 3.4578e-05 | 2.5885e-05 | 3.4447e-05 | 3.4382e-05 | 4.2896e-05 | 5.1378e-05 | 5.128e-05 | 5.1183e-05 | 5.1086e-05 | 5.0989e-05 | 5.0892e-05 | 5.0796e-05 | 5.0699e-05 | 5.0603e-05 | 5.0507e-05 | 5.0411e-05 | 5.0316e-05 | 5.022e-05 | 0.00036831 | 0.00077784 | 0.0013095 | 0.0019895 | 0.0028767 | 0.0040303 | 0.0055338 | 0.0075014 | 0.01011 | 0.013513 | 0.018049 | 0.023791 | 0.03085 | 0.040023 | 0.05192 | 0.067366
TWh Vans - Petrol/Diesel | TWh | Consumer Transformation | Petrol/Diesel | Annual | 79.6919 | 81.7713 | 83.4443 | 83.4453 | 85.318 | 80.581 | 79.1683 | 77.6316 | 75.8534 | 73.6472 | 70.807 | 67.114 | 62.3739 | 56.2405 | 48.7102 | 40.2098 | 31.2568 | 23.2424 | 15.2181 | 9.1821 | 5.1964 | 2.8164 | 1.4911 | 0.78343 | 0.41214 | 0.21772 | 0.11262 | 0.052768 | 0.012901 | 0 | 0 | 0 | 0 | 0
TWh Vans - Petrol/Diesel - Plug-in Hybrid Electric Vehicle | TWh | Consumer Transformation | Petrol/Diesel | Annual | 0.0017733 | 0.0032751 | 0.0047209 | 0.0090983 | 0.018252 | 0.0097693 | 0.011638 | 0.014067 | 0.016559 | 0.019794 | 0.023077 | 0.027343 | 0.031616 | 0.037336 | 0.043167 | 0.048838 | 0.054015 | 0.058384 | 0.049992 | 0.038733 | 0.03704 | 0.034826 | 0.03195 | 0.028998 | 0.025166 | 0.021278 | 0.016226 | 0.011164 | 0.0043899 | 0 | 0 | 0 | 0 | 0
TWh Vans - Petrol/Diesel - Internal Combustion Engine | TWh | Consumer Transformation | Petrol/Diesel | Annual | 79.6901 | 81.768 | 83.4396 | 83.4362 | 85.2998 | 80.5713 | 79.1567 | 77.6175 | 75.8369 | 73.6274 | 70.7839 | 67.0866 | 62.3423 | 56.2031 | 48.667 | 40.161 | 31.2028 | 23.184 | 15.1681 | 9.1434 | 5.1594 | 2.7815 | 1.4592 | 0.75444 | 0.38697 | 0.19644 | 0.096399 | 0.041604 | 0.0085111 | 0 | 0 | 0 | 0 | 0
TWh Buses - Natural Gas | TWh | Consumer Transformation | Natural Gas | Annual | 0.057678 | 0.065293 | 0.07605 | 0.08203 | 0.081718 | 0.10295 | 0.11479 | 0.12771 | 0.14186 | 0.15721 | 0.17409 | 0.19246 | 0.21247 | 0.23442 | 0.25827 | 0.28432 | 0.31269 | 0.34367 | 0.33023 | 0.31605 | 0.30115 | 0.2851 | 0.26792 | 0.24943 | 0.22942 | 0.20794 | 0.18457 | 0.15937 | 0.13215 | 0.10254 | 0.070579 | 0.035903 | 0 | 0
TWh Buses - Electricity | TWh | Consumer Transformation | Electricity | Annual | 0.012014 | 0.015544 | 0.019694 | 0.031609 | 0.051034 | 0.09339 | 0.12779 | 0.17401 | 0.23345 | 0.30948 | 0.4057 | 0.52609 | 0.67474 | 0.8555 | 1.0705 | 1.3221 | 1.6082 | 1.9248 | 2.2649 | 2.6194 | 2.9722 | 3.3113 | 3.6271 | 3.9137 | 4.1796 | 4.4026 | 4.5865 | 4.7235 | 4.8365 | 4.9164 | 4.9803 | 4.958 | 4.9333 | 4.8987
TWh Buses - Hydrogen | TWh | Consumer Transformation | Hydrogen | Annual | 0 | 0 | 0 | 0.0010058 | 0.0027994 | 0.02892 | 0.034377 | 0.041044 | 0.048606 | 0.057143 | 0.066829 | 0.077739 | 0.089945 | 0.10361 | 0.11881 | 0.13568 | 0.15431 | 0.17493 | 0.19759 | 0.22253 | 0.24989 | 0.27989 | 0.31266 | 0.34851 | 0.38772 | 0.43051 | 0.47706 | 0.52756 | 0.58255 | 0.6421 | 0.70595 | 0.76521 | 0.83154 | 0.90341
TWh Buses - Petrol/Diesel | TWh | Consumer Transformation | Petrol/Diesel | Annual | 24.6002 | 23.8138 | 23.1818 | 20.6656 | 21.0567 | 20.9697 | 20.7871 | 20.5553 | 20.269 | 19.9148 | 19.4779 | 18.9426 | 18.2927 | 17.5122 | 16.593 | 15.5248 | 14.3162 | 12.9821 | 11.5899 | 10.1383 | 8.6904 | 7.2937 | 5.9857 | 4.789 | 3.6705 | 2.7168 | 1.9134 | 1.2904 | 0.7569 | 0.34911 | 0 | 0 | 0 | 0
TWh HGVs - Natural Gas | TWh | Consumer Transformation | Natural Gas | Annual | 0.083549 | 0.099633 | 0.13597 | 0.18956 | 0.27389 | 0.30162 | 0.3759 | 0.46598 | 0.57559 | 0.70892 | 0.87097 | 1.0682 | 1.3084 | 1.6009 | 1.957 | 2.3906 | 2.9176 | 3.557 | 3.988 | 4.496 | 5.0934 | 5.7923 | 6.6001 | 6.3236 | 5.9989 | 5.6202 | 5.1774 | 4.6577 | 4.0469 | 3.328 | 2.4616 | 1.4435 | 0.25053 | 0.0002912
TWh HGVs - Electricity | TWh | Consumer Transformation | Electricity | Annual | 0.0016292 | 0.0023968 | 0.003123 | 0.0046086 | 0.0078897 | 0.033895 | 0.061192 | 0.10147 | 0.16088 | 0.24847 | 0.3773 | 0.56659 | 0.84382 | 1.248 | 1.8334 | 2.6731 | 3.8603 | 5.5041 | 7.6888 | 10.3282 | 13.4488 | 16.9814 | 20.7025 | 24.7137 | 28.5386 | 31.0768 | 31.6423 | 31.6724 | 31.7157 | 31.7858 | 31.9019 | 32.0669 | 32.2896 | 32.1183
TWh HGVs - Hydrogen | TWh | Consumer Transformation | Hydrogen | Annual | 4.6363e-05 | 4.6086e-05 | 4.5811e-05 | 4.5538e-05 | 4.5266e-05 | 0.025981 | 0.041302 | 0.05833 | 0.077188 | 0.097929 | 0.12085 | 0.14607 | 0.17388 | 0.2044 | 0.23799 | 0.27498 | 0.31576 | 0.36047 | 0.40852 | 0.45409 | 0.49975 | 0.54847 | 0.60427 | 0.68064 | 0.78984 | 0.93534 | 1.1089 | 1.1711 | 1.2691 | 1.3936 | 1.5404 | 1.7082 | 1.8978 | 2.0919
TWh HGVs - Petrol/Diesel | TWh | Consumer Transformation | Petrol/Diesel | Annual | 74.1272 | 73.7265 | 73.687 | 71.6977 | 73.1274 | 72.1744 | 71.7381 | 71.2608 | 70.7267 | 70.1133 | 69.3895 | 68.5097 | 67.4104 | 66.0031 | 64.1664 | 61.739 | 58.5182 | 54.2713 | 49.2305 | 43.4048 | 36.7391 | 29.3382 | 21.5604 | 14.0393 | 6.8388 | 1.7702 | 0 | 0 | 0 | 0 | 0 | 0 | 0 | 0
TWh Vans - Hydrogen | TWh | System Transformation | Hydrogen | Annual | 3.4578e-05 | 2.5885e-05 | 3.4447e-05 | 3.4382e-05 | 4.2896e-05 | 5.1378e-05 | 5.128e-05 | 5.1183e-05 | 5.1086e-05 | 5.0989e-05 | 5.0892e-05 | 5.0796e-05 | 5.0699e-05 | 5.0603e-05 | 5.0507e-05 | 5.0411e-05 | 5.0316e-05 | 5.022e-05 | 0.042526 | 0.097013 | 0.16682 | 0.25662 | 0.37221 | 0.52092 | 0.71212 | 0.95734 | 1.2582 | 1.6214 | 2.0814 | 2.6493 | 3.3348 | 4.1487 | 5.0735 | 6.1025
TWh Vans - Petrol/Diesel | TWh | System Transformation | Petrol/Diesel | Annual | 79.6919 | 81.7713 | 83.4443 | 83.4453 | 85.318 | 80.732 | 79.5417 | 78.3766 | 77.1711 | 75.8285 | 74.2596 | 72.3836 | 70.0835 | 67.1893 | 63.5502 | 59.0423 | 53.5451 | 47.1762 | 39.6602 | 31.7099 | 23.9432 | 16.9669 | 11.2033 | 6.7649 | 3.4906 | 1.0804 | 0.016226 | 0.011164 | 0.0043899 | 0 | 0 | 0 | 0 | 0
TWh Vans - Petrol/Diesel - Plug-in Hybrid Electric Vehicle | TWh | System Transformation | Petrol/Diesel | Annual | 0.0017733 | 0.0032751 | 0.0047209 | 0.0090983 | 0.018252 | 0.0097693 | 0.011638 | 0.014067 | 0.016559 | 0.019794 | 0.023077 | 0.027343 | 0.031616 | 0.037336 | 0.043167 | 0.048838 | 0.054015 | 0.058384 | 0.049992 | 0.038733 | 0.03704 | 0.034826 | 0.03195 | 0.028998 | 0.025166 | 0.021278 | 0.016226 | 0.011164 | 0.0043899 | 0 | 0 | 0 | 0 | 0
TWh Vans - Petrol/Diesel - Internal Combustion Engine | TWh | System Transformation | Petrol/Diesel | Annual | 79.6901 | 81.768 | 83.4396 | 83.4362 | 85.2998 | 80.7223 | 79.5301 | 78.3626 | 77.1545 | 75.8087 | 74.2365 | 72.3562 | 70.0519 | 67.1519 | 63.507 | 58.9935 | 53.4911 | 47.1178 | 39.6102 | 31.6712 | 23.9061 | 16.9321 | 11.1714 | 6.7359 | 3.4654 | 1.0591 | 0 | 0 | 0 | 0 | 0 | 0 | 0 | 0
TWh Buses - Natural Gas | TWh | System Transformation | Natural Gas | Annual | 0.057678 | 0.065293 | 0.07605 | 0.08203 | 0.081718 | 0.10295 | 0.11479 | 0.12771 | 0.14186 | 0.15721 | 0.17409 | 0.19246 | 0.21247 | 0.23442 | 0.25827 | 0.28432 | 0.31269 | 0.34367 | 0.33023 | 0.31605 | 0.30115 | 0.2851 | 0.26792 | 0.24943 | 0.22942 | 0.20794 | 0.18457 | 0.15937 | 0.13215 | 0.10254 | 0.070579 | 0.035903 | 0 | 0
TWh Buses - Electricity | TWh | System Transformation | Electricity | Annual | 0.012014 | 0.015544 | 0.019694 | 0.031609 | 0.051034 | 0.091516 | 0.12365 | 0.16638 | 0.22068 | 0.28937 | 0.37547 | 0.48225 | 0.6132 | 0.77175 | 0.95998 | 1.1807 | 1.4331 | 1.7153 | 2.0231 | 2.35 | 2.6836 | 3.0135 | 3.3299 | 3.6254 | 3.9037 | 4.1446 | 4.3482 | 4.3182 | 4.2221 | 4.1118 | 3.9913 | 3.8594 | 3.7185 | 3.5661
TWh Buses - Hydrogen | TWh | System Transformation | Hydrogen | Annual | 0 | 0 | 0 | 0.0010058 | 0.0027994 | 0.0321 | 0.040995 | 0.052336 | 0.066077 | 0.082755 | 0.1029 | 0.1271 | 0.15616 | 0.19103 | 0.23262 | 0.28222 | 0.34108 | 0.41088 | 0.49351 | 0.59104 | 0.7058 | 0.84038 | 0.99782 | 1.1813 | 1.3947 | 1.6409 | 1.9235 | 2.1513 | 2.3867 | 2.6601 | 2.9616 | 3.2943 | 3.6511 | 4.0178
TWh Buses - Petrol/Diesel | TWh | System Transformation | Petrol/Diesel | Annual | 24.6002 | 23.8138 | 23.1818 | 20.6656 | 21.0567 | 20.9531 | 20.7552 | 20.5109 | 20.2165 | 19.8599 | 19.4282 | 18.9076 | 18.283 | 17.5392 | 16.6667 | 15.6524 | 14.497 | 13.2055 | 11.8317 | 10.3606 | 8.8373 | 7.3001 | 5.7824 | 4.309 | 2.859 | 1.5086 | 0.25132 | 0 | 0 | 0 | 0 | 0 | 0 | 0
TWh HGVs - Natural Gas | TWh | System Transformation | Natural Gas | Annual | 0.083549 | 0.099633 | 0.13597 | 0.18956 | 0.27389 | 0.32975 | 0.42547 | 0.54402 | 0.691 | 0.87318 | 1.0996 | 1.3815 | 1.7324 | 2.1694 | 2.7133 | 3.3904 | 4.2303 | 5.2554 | 5.9249 | 6.7215 | 7.6649 | 8.7739 | 10.0685 | 9.6746 | 9.2099 | 8.6608 | 8.0101 | 7.2366 | 6.3157 | 5.2186 | 3.8842 | 2.3005 | 0.42229 | 0
TWh HGVs - Electricity | TWh | System Transformation | Electricity | Annual | 0.0016292 | 0.0023968 | 0.003123 | 0.0046086 | 0.0078897 | 0.012807 | 0.021751 | 0.035056 | 0.054846 | 0.084245 | 0.12783 | 0.19234 | 0.28738 | 0.42667 | 0.629 | 0.9192 | 1.3277 | 1.8728 | 2.5977 | 3.3153 | 4.0231 | 4.7161 | 5.3876 | 6.0256 | 6.6091 | 7.1068 | 7.3725 | 7.2619 | 7.1285 | 6.9784 | 6.8172 | 6.6511 | 6.4885 | 6.3323
TWh HGVs - Hydrogen | TWh | System Transformation | Hydrogen | Annual | 4.6363e-05 | 4.6086e-05 | 4.5811e-05 | 4.5538e-05 | 4.5266e-05 | 0.019945 | 0.036715 | 0.060733 | 0.095392 | 0.14552 | 0.2183 | 0.32412 | 0.47846 | 0.7039 | 1.0328 | 1.5115 | 2.2051 | 3.2 | 4.6103 | 6.5559 | 9.168 | 12.5294 | 16.6003 | 21.6787 | 26.6649 | 31.5545 | 33.9031 | 34.3148 | 34.8467 | 35.5072 | 36.3244 | 37.2962 | 38.4377 | 38.7123
TWh HGVs - Petrol/Diesel | TWh | System Transformation | Petrol/Diesel | Annual | 74.1272 | 73.7265 | 73.687 | 71.6977 | 73.1274 | 72.2033 | 71.7837 | 71.3255 | 70.814 | 70.2285 | 69.5402 | 68.7081 | 67.6752 | 66.3613 | 64.6577 | 62.4172 | 59.4524 | 55.5939 | 51.211 | 46.1457 | 40.2366 | 33.3865 | 25.6402 | 17.9529 | 10.531 | 3.4451 | 0 | 0 | 0 | 0 | 0 | 0 | 0 | 0
TWh Motorbikes - Electricity | TWh | Falling Short | Electricity | Annual | 0.00012818 | 0.00021919 | 0.00051141 | 0.00088668 | 0.0019786 | 0.0023874 | 0.0034391 | 0.0046944 | 0.0061819 | 0.0079328 | 0.0099825 | 0.012369 | 0.015135 | 0.018326 | 0.021994 | 0.026191 | 0.030975 | 0.036409 | 0.042555 | 0.049479 | 0.057248 | 0.065926 | 0.075575 | 0.08625 | 0.097998 | 0.11085 | 0.12484 | 0.13996 | 0.15619 | 0.17349 | 0.19181 | 0.21104 | 0.23109 | 0.25182
TWh Motorbikes - Hydrogen | TWh | Falling Short | Hydrogen | Annual | 1.3566e-07 | 1.3566e-07 | 1.3566e-07 | 1.3566e-07 | 1.3566e-07 | 0.00025748 | 0.00041119 | 0.00058822 | 0.00078479 | 0.0010018 | 0.0012403 | 0.0014967 | 0.0017763 | 0.0020801 | 0.0024088 | 0.0027634 | 0.0031449 | 0.003554 | 0.0039917 | 0.0044589 | 0.0049566 | 0.0054858 | 0.0060477 | 0.0066434 | 0.0072741 | 0.0079411 | 0.0086459 | 0.0093898 | 0.010174 | 0.011002 | 0.011873 | 0.01279 | 0.013755 | 0.01477
TWh Motorbikes - Petrol/Diesel | TWh | Falling Short | Petrol/Diesel | Annual | 2.3439 | 2.3605 | 2.3675 | 2.4038 | 2.469 | 2.464 | 2.4929 | 2.5207 | 2.5471 | 2.5721 | 2.5952 | 2.6164 | 2.6353 | 2.6515 | 2.6646 | 2.6744 | 2.6803 | 2.682 | 2.679 | 2.6709 | 2.6571 | 2.6373 | 2.6109 | 2.5776 | 2.5371 | 2.4891 | 2.4334 | 2.3701 | 2.2992 | 2.2211 | 2.1361 | 2.045 | 1.9483 | 1.8472
TWh Vans - Hydrogen | TWh | Falling Short | Hydrogen | Annual | 3.4578e-05 | 2.5885e-05 | 3.4447e-05 | 3.4382e-05 | 4.2896e-05 | 5.1378e-05 | 5.128e-05 | 5.1183e-05 | 5.1086e-05 | 5.0989e-05 | 5.0892e-05 | 5.0796e-05 | 5.0699e-05 | 5.0603e-05 | 5.0507e-05 | 5.0411e-05 | 5.0316e-05 | 5.022e-05 | 5.0125e-05 | 5.003e-05 | 4.9935e-05 | 4.9841e-05 | 4.9746e-05 | 4.9652e-05 | 4.9558e-05 | 4.9464e-05 | 4.937e-05 | 4.9276e-05 | 4.9183e-05 | 4.9089e-05 | 4.8996e-05 | 4.8903e-05 | 4.8811e-05 | 4.8718e-05
TWh Vans - Petrol/Diesel | TWh | Falling Short | Petrol/Diesel | Annual | 79.6919 | 81.7713 | 83.4443 | 83.4453 | 85.318 | 80.7727 | 79.6557 | 78.607 | 77.5858 | 76.5272 | 75.3855 | 74.1377 | 72.733 | 71.1099 | 69.1984 | 66.9284 | 64.1924 | 60.9443 | 57.0164 | 52.4854 | 47.3505 | 41.8543 | 36.2979 | 30.156 | 24.2781 | 18.9541 | 14.3833 | 10.6507 | 7.7312 | 5.5301 | 3.9177 | 2.759 | 1.9407 | 1.3682
TWh Vans - Petrol/Diesel - Plug-in Hybrid Electric Vehicle | TWh | Falling Short | Petrol/Diesel | Annual | 0.0017733 | 0.0032751 | 0.0047209 | 0.0090983 | 0.018252 | 0.0097693 | 0.011638 | 0.014067 | 0.016559 | 0.019794 | 0.023077 | 0.027343 | 0.031616 | 0.0372 | 0.042752 | 0.047936 | 0.055045 | 0.061755 | 0.068776 | 0.075015 | 0.080175 | 0.084105 | 0.086813 | 0.083724 | 0.079714 | 0.075645 | 0.070357 | 0.06506 | 0.058139 | 0.051258 | 0.044832 | 0.03602 | 0.027703 | 0.019
TWh Vans - Petrol/Diesel - Internal Combustion Engine | TWh | Falling Short | Petrol/Diesel | Annual | 79.6901 | 81.768 | 83.4396 | 83.4362 | 85.2998 | 80.7629 | 79.6441 | 78.5929 | 77.5692 | 76.5074 | 75.3624 | 74.1103 | 72.7014 | 71.0727 | 69.1556 | 66.8805 | 64.1374 | 60.8825 | 56.9476 | 52.4103 | 47.2703 | 41.7702 | 36.2111 | 30.0723 | 24.1983 | 18.8784 | 14.3129 | 10.5856 | 7.6731 | 5.4788 | 3.8728 | 2.7229 | 1.913 | 1.3492
TWh Buses - Natural Gas | TWh | Falling Short | Natural Gas | Annual | 0.057678 | 0.065293 | 0.07605 | 0.08203 | 0.081718 | 0.12961 | 0.16183 | 0.20151 | 0.25025 | 0.31012 | 0.38348 | 0.47332 | 0.58323 | 0.71756 | 0.88103 | 1.0799 | 1.3209 | 1.6114 | 1.96 | 2.3769 | 2.8706 | 3.4506 | 4.1235 | 4.0524 | 3.9711 | 3.8772 | 3.7682 | 3.6404 | 3.49 | 3.3118 | 3.1006 | 2.849 | 2.5497 | 2.1939
TWh Buses - Electricity | TWh | Falling Short | Electricity | Annual | 0.012014 | 0.015544 | 0.019694 | 0.031609 | 0.051034 | 0.053518 | 0.069954 | 0.090006 | 0.11428 | 0.14054 | 0.17223 | 0.21035 | 0.25608 | 0.31068 | 0.37548 | 0.4522 | 0.54237 | 0.64766 | 0.76976 | 0.91023 | 1.0698 | 1.2492 | 1.4482 | 1.6661 | 1.9025 | 2.1518 | 2.4097 | 2.6683 | 2.9242 | 3.1682 | 3.3994 | 3.6088 | 3.7935 | 3.9397
TWh Buses - Hydrogen | TWh | Falling Short | Hydrogen | Annual | 0 | 0 | 0 | 0.0010058 | 0.0027994 | 0.024249 | 0.032105 | 0.040946 | 0.050851 | 0.05918 | 0.068661 | 0.079464 | 0.09166 | 0.10541 | 0.12078 | 0.13812 | 0.15747 | 0.17909 | 0.20329 | 0.2302 | 0.26015 | 0.29343 | 0.33042 | 0.37142 | 0.41697 | 0.46734 | 0.52304 | 0.58441 | 0.65212 | 0.72665 | 0.80873 | 0.89881 | 0.99757 | 1.1021
TWh Buses - Petrol/Diesel | TWh | Falling Short | Petrol/Diesel | Annual | 24.6002 | 23.8138 | 23.1818 | 20.6656 | 21.0567 | 21.0516 | 20.8593 | 20.6454 | 20.4058 | 20.1517 | 19.8631 | 19.5336 | 19.1551 | 18.7188 | 18.2153 | 17.632 | 16.9569 | 16.1769 | 15.2774 | 14.2435 | 13.0642 | 11.7287 | 10.2311 | 9.2885 | 8.2752 | 7.2144 | 6.125 | 5.0407 | 3.977 | 2.9739 | 2.0388 | 1.2116 | 0.50981 | 0
TWh HGVs - Natural Gas | TWh | Falling Short | Natural Gas | Annual | 0.083549 | 0.099633 | 0.13597 | 0.18956 | 0.27389 | 0.4104 | 0.54845 | 0.70986 | 0.89916 | 1.1218 | 1.3849 | 1.697 | 2.0684 | 2.5126 | 3.0453 | 3.6864 | 4.458 | 5.386 | 6.4984 | 7.8219 | 9.3786 | 10.9706 | 12.5819 | 13.443 | 14.394 | 15.4375 | 16.5742 | 17.8018 | 16.9385 | 15.9618 | 14.7828 | 13.4472 | 11.9309 | 10.2029
TWh HGVs - Electricity | TWh | Falling Short | Electricity | Annual | 0.0016292 | 0.0023968 | 0.003123 | 0.0046086 | 0.0078897 | 0.0087746 | 0.01389 | 0.021184 | 0.031738 | 0.046853 | 0.068632 | 0.099951 | 0.14494 | 0.20954 | 0.3022 | 0.43482 | 0.62425 | 0.89385 | 1.2754 | 1.8114 | 2.5568 | 3.4863 | 4.6491 | 6.4355 | 8.5706 | 11.1146 | 14.0854 | 17.4195 | 21.4781 | 25.0779 | 27.8708 | 28.2857 | 28.7761 | 29.3548
TWh HGVs - Hydrogen | TWh | Falling Short | Hydrogen | Annual | 4.6363e-05 | 4.6086e-05 | 4.5811e-05 | 4.5538e-05 | 4.5266e-05 | 0 | 0 | 0 | 0 | 0 | 0 | 0 | 0 | 0 | 0 | 0 | 0 | 0 | 0 | 0 | 0 | 0 | 0 | 0 | 0 | 0 | 0 | 0 | 0 | 0 | 0 | 0 | 0 | 0
TWh HGVs - Petrol/Diesel | TWh | Falling Short | Petrol/Diesel | Annual | 74.1272 | 73.7265 | 73.687 | 71.6977 | 73.1274 | 72.1893 | 71.776 | 71.34 | 70.8746 | 70.3715 | 69.8198 | 69.2044 | 68.5061 | 67.6981 | 66.7461 | 65.6035 | 64.2106 | 62.4899 | 60.3447 | 57.6573 | 54.2915 | 50.5935 | 46.512 | 41.9302 | 36.7297 | 30.8123 | 24.1505 | 16.8537 | 9.8221 | 4.0131 | 0 | 0 | 0 | 0

## ED6
ED6: Road Transport Notes
Return to: Main Menu
Return to: Chapter contents
Column | Category | Description
Data Item | # Cars - All | all cars (as defined by DfT/DVLA in https://assets.publishing.service.gov.uk/government/uploads/system/uploads/attachment_data/file/917624/vehicle-licensing-statistics-notes-definitions.pdf). History from Vehicle licensing data tables - VEH0101. Includes vehicles licenced as taxis from DfT taxi statistics taxi0102 and Scottish Transport Statistics table 1.4. ([# Cars - Electric Vehicles] + [# Cars - Hydrogen] + [# Cars - Internal Combustion Engine])
Data Item | # Vans - All | History from DfT/DVLA Vehicle licensing data tables - VEH0101. Refers to all vans (also known as light goods vehicles) <3.5t (as defined by DfT/DVLA in https://assets.publishing.service.gov.uk/government/uploads/system/uploads/attachment_data/file/917624/vehicle-licensing-statistics-notes-definitions.pdf). ([# Vans - Electric Vehicles] + [# Vans - Hydrogen] + [# Vans - Internal Combustion Engine])
Data Item | # Motorbikes - All | History from DfT/DVLA Vehicle licensing data tables - VEH0305 & VEH0130, attempting to reduce the number of powerful e-bicycles represented. Refers to all motorcycles (as defined by DfT/DVLA in https://assets.publishing.service.gov.uk/government/uploads/system/uploads/attachment_data/file/917624/vehicle-licensing-statistics-notes-definitions.pdf). ([# Motorbikes - Electric Vehicles - Battery Electric Vehicle] + [# Motorbikes - Hydrogen]+ [# Motorbikes - Internal Combustion Engine])
Data Item | # Buses - All | History from DfT/DVLA Vehicle licensing data tables - VEH0603. Please note this refers to all buses, coaches and minibuses (as defined by DfT/DVLA in https://assets.publishing.service.gov.uk/government/uploads/system/uploads/attachment_data/file/917624/vehicle-licensing-statistics-notes-definitions.pdf). ([# Buses - Natural Gas] + [# Buses - Electric Vehicles - Battery Electric Vehicle] + [# Buses - Hydrogen]+ [# Buses - Internal Combustion Engine])
Data Item | # HGVs - All | History from DfT/DVLA Vehicle licensing data tables - VEH0101. Refers to all Heavy Goods Vehicles >3.5t (as defined by DfT/DVLA in https://assets.publishing.service.gov.uk/government/uploads/system/uploads/attachment_data/file/917624/vehicle-licensing-statistics-notes-definitions.pdf). ([# HGVs - Natural Gas] + [# HGVs - Electric Vehicles - Battery Electric Vehicle] + [# HGVs - Hydrogen]+ [# HGVs - Internal Combustion Engine])
Data Item | # Vehicles - Electric Vehicles | Refers to all electric vehicles on the road ([# Cars - Electric Vehicles] + [# Vans - Electric Vehicles] + [# HGVs - Electric Vehicles - Battery Electric Vehicle] + [# Buses - Electric Vehicles - Battery Electric Vehicle] + [# Motorbikes - Electric Vehicles - Battery Electric Vehicle])
Fuel | # Vehicles - Hydrogen | Refers to all hydrogen vehicles on the road (modelled Fuel Cell Electric cars, vans, buses, HGVs & Motorbikes) ([# Cars - Hydrogen] + [# Vans - Hydrogen] + [# HGVs - Hydrogen] + [# Buses - Hydrogen] + [# Motorbikes - Hydrogen])
Data Item | # Vehicles - Natural Gas | Refers to all natural gas vehicles on the road. Modelled Compressed Natural Gas (CNG) buses, CNG HGVs & Liquified Natural Gas (LNG) HGVs. ([# HGVs - Natural Gas] + [# Buses - Natural Gas])
Data Item | # Vehicles - Internal Combustion Engine | Refers to all non-plug-in vehicles with an internal combustion engine running on petrol/diesel. This therefore covers mild hybrid vehicles for instance ([# Cars -Internal Combustion Engine] + [# Vans - Internal Combustion Engine] + [# HGVs - Internal Combustion Engine] + [# Buses - Internal Combustion Engine] + [# Motorbikes - Internal Combustion Engine])
Data Item | # Cars - Electric Vehicles | This refers to all battery electric vehicle (BEV) cars and plug-in hybrid electric vehicle (PHEVs) cars on the road ([# Cars - Electric Vehicles - Plug-in Hybrid Electric Vehicle] + [# Cars - Electric Vehicles - Battery Electric Vehicle])
Data Item | # Vans - Electric Vehicles | This refers to all battery electric vehicle (BEV) vans and plug-in hybrid electric vehicle (PHEVs) vans on the road ([# Vans - Electric Vehicles - Plug-in Hybrid Electric Vehicle] + [# Vans - Electric Vehicles - Battery Electric Vehicle])
Data Item | TWh Vehicles - Electricity | Total electricity demand from vehicles on the road. The electricity demand for cars and vans is made up of the electricity demands from PHEVs & BEVs. ([TWh Cars - Electricity] + [TWh Vans - Electricity] + [TWh Motorbikes - Electricity] + [TWh Buses - Electricity] + [TWh HGVs - Electricity])
Data Item | TWh Vehicles - Hydrogen | Total hydrogen demand from vehicles on the road ([TWh Cars - Hydrogen] + [TWh Vans - Hydrogen] + [TWh Motorbikes - Hydrogen] + [TWh Buses - Hydrogen] + [TWh HGVs - Hydrogen])
Data Item | TWh Vehicles - Natural Gas | Total natural gas (CNG & LNG) demand from vehicles on the road ([TWh Buses - Natural Gas] + [TWh HGVs - Natural Gas])
Data Item | TWh Vehicles - Petrol/Diesel | Total Petrol/Diesel demand from vehicles on the road. The petrol/diesel demand for cars and vans is made up of the petrol/diesel demands from PHEVs & internal combustion engine (ICE) vehicles. ([TWh Cars - Petrol/Diesel] + [TWh Vans - Petrol/Diesel] + [TWh Motorbikes - Petrol/Diesel] + [TWh Buses - Petrol/Diesel] + [TWh HGVs - Petrol/Diesel])
Data Item | TWh Cars - Electricity | Total electricity demand from cars on the road. This is made up of the electricity demand from BEVs & PHEVs ([TWh Cars - Electricity - Battery Electric Vehicle] + [TWh Cars - Electricity - Plug-in Hybrid Electric Vehicle])
Data Item | TWh Vans - Electricity | Total electricity demand from vans on the road. This is made up of the electricity demand from BEVs & PHEVs ([TWh Vans - Electricity - Battery Electric Vehicle] + [TWh Vans - Electricity - Plug-in Hybrid Electric Vehicle])
Data Item | TWh Cars - Petrol/Diesel | Total petrol/diesel demand from cars on the road. This is made up of the petrol/diesel demand from PHEVs & ICE vehicles. ([TWh Cars - Petrol/Diesel - Internal Combustion Engine] + [TWh Cars - Petrol/Diesel - Plug-in Hybrid Electric Vehicle])
Data Item | TWh Vans - Petrol/Diesel | Total petrol/diesel demand from vans on the road. This is made up of the petrol/diesel demand from PHEVs & ICE vehicles. ([TWh Vans - Petrol/Diesel - Internal Combustion Engine] + [TWh Vans - Petrol/Diesel - Plug-in Hybrid Electric Vehicle])
Data Item | Electric Vehicle Peak Demand | Total demand at winter system peak (5-6pm) from all electric vehicles [# Vehicles - Electric Vehicles]. This demand including the reductions from smart charging
Data Item | Electric Vehicle Unmanaged Peak Demand | What the total demand at winter system peak (5-6pm) from all electric vehicles [# Vehicles - Electric Vehicles] is if no smart charging is assumed (additional to that inherent in the Electric Vehicle Charging Behaviour Study residential profile)
Data Item | V2G Maximum Capacity available at Peak | Theoretical vehicle-to-grid (V2G) capacity available at time of winter transmission system peak, 5pm-6pm (all engaged vehicles parked residentially at this time). Capacity actually dispatched depends on market conditions
Data Item | V2G Maximum Capacity | Total V2G theoretical export capacity (of all residential vehicles which participate in V2G). Capacity available at any given time of day depends on an availability profile
Peak/Annual/Minimum | Peak | Demand at the current winter transmission system peak (5pm-6pm)
Peak/Annual/Minimum | Reference data | Data is not used in the calculation of Peak/Annual/Minimum in ED1. V2G data is used in supply and flexibilitly modelling
Peak/Annual/Minimum | # Vehicles | Number of vehicles on the road in that year
Fuel | Hybrid (Electricity & Petrol/Diesel) | This refers to the fact these vehicles will have both an electricity demand and a petrol/diesel demand associated to them. E.g. Data item # Cars - Electric Vehicles - Plug-in Hybrid Electric Vehicle is responsible for the annual demands in data item TWh Cars - Electricity - Plug-in Hybrid Electric Vehicle & data item TWh Cars - Petrol/Diesel - Plug-in Hybrid Electric Vehicle

## WS1
WS1: Whole System & Gas Supply
Return to: Main Menu
Return to: Chapter contents
Notes: | Bioenergy supply/demand is only matched at 2050 and is based on the supply numbers from the CCC
Fuel Type | Scenario | Units | Category | Sector | Fuel | Feedstock | Category Lookup | 2020 | 2021 | 2022 | 2023 | 2024 | 2025 | 2026 | 2027 | 2028 | 2029 | 2030 | 2031 | 2032 | 2033 | 2034 | 2035 | 2036 | 2037 | 2038 | 2039 | 2040 | 2041 | 2042 | 2043 | 2044 | 2045 | 2046 | 2047 | 2048 | 2049 | 2050
Bioenergy | Consumer Transformation | TWh | Demand | Power Generation | Biomass |  |  |  | 21.6523 | 19.8545 | 9.8679 | 9.3836 | 9.0208 | 11.0153 | 10.9685 | 0.35455 | 0.28964 | 0.22071 | 0.24255 | 0.20813 | 0.1929 | 0.12363 | 0.11027 | 0.10841 | 0.086479 | 0.083595 | 0.076935 | 0.074833 | 0.048592 | 0.045923 | 0.027593 | 0.017996 | 0.01355 | 0.011599 | 0.01163 | 0.011748 | 0.011703 | 0.011823
Bioenergy | Consumer Transformation | TWh | Demand | Power Generation | CCSBiomass |  |  |  | 0 | 0 | 0 | 0 | 0 | 0 | 0 | 0 | 0 | 0 | 7.3781 | 15.5059 | 31.0118 | 55.2818 | 62.6977 | 78.014 | 82.9687 | 89.7416 | 89.7416 | 89.7416 | 89.7416 | 89.7416 | 89.7416 | 89.7416 | 89.7416 | 89.7416 | 89.7416 | 89.7416 | 118.6536 | 128.5873
Bioenergy | Consumer Transformation | TWh | Demand | Power Generation | Waste |  |  |  | 38.004 | 44.9654 | 45.7903 | 46.1591 | 45.0319 | 45.7442 | 44.1098 | 44.9615 | 43.929 | 41.6065 | 41.6064 | 39.6601 | 39.1054 | 35.7493 | 35.2266 | 35.1281 | 33.4597 | 32.7845 | 32.5118 | 31.2962 | 25.789 | 25.2767 | 25.0519 | 24.6409 | 24.1997 | 24.271 | 23.9203 | 24.0334 | 23.965 | 24.0807
Bioenergy | Consumer Transformation | TWh | Demand | Power Generation | WoodPellets |  |  |  | 25.5596 | 28.2038 | 15.4901 | 13.1867 | 9.3366 | 4.0675 | 2.3903 | 0.60317 | 0.48157 | 0.35554 | 0.2873 | 0.25979 | 0.19187 | 0.15702 | 0.10241 | 0.073883 | 0.023959 | 0.024004 | 0.023959 | 0.024025 | 0.022017 | 0.019493 | 0.020604 | 0.010266 | 0 | 0 | 0 | 0 | 0 | 0
Bioenergy | System Transformation | TWh | Demand | Power Generation | Biomass |  |  |  | 21.8 | 19.8545 | 11.0346 | 10.513 | 10.1252 | 12.386 | 12.4112 | 0.43255 | 0.42375 | 0.27146 | 0.24361 | 0.2297 | 0.19913 | 0.15842 | 0.10767 | 0.10404 | 0.089468 | 0.082168 | 0.077104 | 0.074018 | 0.058492 | 0.040554 | 0.037674 | 0.037866 | 0.03777 | 0.032676 | 0.032695 | 0.032506 | 0.032885 | 0.033454
Bioenergy | System Transformation | TWh | Demand | Power Generation | CCSBiomass |  |  |  | 0 | 0 | 0 | 0 | 0 | 0 | 0 | 0 | 0 | 0 | 0 | 7.4159 | 15.5059 | 31.0118 | 31.0118 | 32.5275 | 32.5275 | 49.0269 | 53.0291 | 53.0291 | 77.5041 | 77.5041 | 83.6229 | 83.6229 | 83.6229 | 83.6229 | 83.6229 | 83.6229 | 83.6229 | 110.5636
Bioenergy | System Transformation | TWh | Demand | Power Generation | Waste |  |  |  | 38.01 | 44.8672 | 45.9563 | 46.2543 | 46.4485 | 44.3016 | 44.7466 | 43.409 | 45.0344 | 38.9488 | 36.5396 | 33.3338 | 31.7713 | 30.6145 | 27.5528 | 25.4634 | 23.7135 | 22.7062 | 20.6839 | 19.6177 | 19.0339 | 18.4331 | 18.2992 | 18.2698 | 18.2194 | 18.2417 | 18.2012 | 18.1817 | 18.2018 | 18.2343
Bioenergy | System Transformation | TWh | Demand | Power Generation | WoodPellets |  |  |  | 25.6 | 28.5448 | 16.1202 | 14.4695 | 10.6433 | 3.9108 | 2.7717 | 0.61163 | 0.62883 | 0.36987 | 0.31776 | 0.19922 | 0.18739 | 0.15681 | 0.09179 | 0.04511 | 0.047254 | 0 | 0 | 0 | 0 | 0 | 0 | 0 | 0 | 0 | 0 | 0 | 0 | 0
Bioenergy | Leading the Way | TWh | Demand | Power Generation | Biomass |  |  |  | 21.7481 | 19.8545 | 9.8679 | 9.3836 | 9.0153 | 10.6035 | 10.628 | 17.1856 | 15.9022 | 16.3398 | 14.7044 | 14.4146 | 10.9503 | 6.8879 | 6.2344 | 5.7799 | 5.295 | 5.0945 | 4.5775 | 4.1082 | 2.7922 | 2.3581 | 2.145 | 2.1156 | 1.8821 | 1.926 | 2.1064 | 2.3301 | 2.3704 | 2.6041
Bioenergy | Leading the Way | TWh | Demand | Power Generation | CCSBiomass |  |  |  | 0 | 0 | 0 | 0 | 0 | 0 | 0 | 0 | 0 | 12.5933 | 12.5933 | 25.1865 | 25.1865 | 37.7798 | 37.7798 | 62.9663 | 50.373 | 50.373 | 50.373 | 50.373 | 50.373 | 50.373 | 50.373 | 50.373 | 50.373 | 50.373 | 50.373 | 50.373 | 50.373 | 50.373
Bioenergy | Leading the Way | TWh | Demand | Power Generation | Waste |  |  |  | 38.0607 | 44.9756 | 46.1112 | 44.7164 | 42.5418 | 38.6262 | 39.6387 | 40.1743 | 39.8075 | 41.5772 | 37.5602 | 36.1158 | 31.9401 | 30.5591 | 30.9792 | 29.8914 | 29.4218 | 28.7127 | 28.6176 | 28.7432 | 27.8583 | 27.5652 | 26.964 | 26.786 | 26.9136 | 26.9058 | 26.8551 | 26.8599 | 26.7016 | 26.865
Bioenergy | Leading the Way | TWh | Demand | Power Generation | WoodPellets |  |  |  | 25.4709 | 28.2266 | 15.6756 | 12.4139 | 8.3758 | 5.1616 | 4.1559 | 22.7622 | 20.5214 | 16.9159 | 13.3909 | 8.9459 | 5.0369 | 3.1803 | 3.4862 | 1.1384 | 1.5681 | 1.4851 | 1.4866 | 1.4758 | 0 | 0 | 0 | 0 | 0 | 0 | 0 | 0 | 0 | 0
Bioenergy | Falling Short | TWh | Demand | Power Generation | Biomass |  |  |  | 21.8714 | 19.8545 | 11.1606 | 10.6925 | 10.336 | 14.712 | 14.7493 | 0.71325 | 0.6212 | 0.5608 | 0.55911 | 0.51542 | 0.51115 | 0.38659 | 0.5163 | 0.40593 | 0.43776 | 0.48469 | 0.45077 | 0.4598 | 0.48662 | 0.46192 | 0.45063 | 0.4996 | 0.52332 | 0.5144 | 0.52747 | 0.50826 | 0.52452 | 0.52089
Bioenergy | Falling Short | TWh | Demand | Power Generation | CCSBiomass |  |  |  | 0 | 0 | 0 | 0 | 0 | 0 | 0 | 0 | 0 | 0 | 0 | 0 | 5.6089 | 5.6089 | 11.2177 | 11.2177 | 16.8266 | 16.8266 | 22.4354 | 22.4354 | 22.4354 | 28.5541 | 28.5541 | 28.5541 | 28.5541 | 28.5541 | 28.5541 | 34.6729 | 34.6729 | 46.9104
Bioenergy | Falling Short | TWh | Demand | Power Generation | Waste |  |  |  | 38.0486 | 44.8584 | 49.0098 | 49.9911 | 52.9036 | 53.9834 | 53.1934 | 52.1024 | 50.1717 | 47.6229 | 46.9898 | 44.5495 | 43.1391 | 39.9042 | 39.1208 | 34.7056 | 29.6619 | 27.1864 | 24.3929 | 23.3798 | 21.7145 | 20.4804 | 19.5514 | 18.5799 | 18.4286 | 18.1442 | 18.155 | 17.8648 | 17.81 | 17.8149
Bioenergy | Falling Short | TWh | Demand | Power Generation | WoodPellets |  |  |  | 26.5583 | 28.5442 | 16.101 | 14.6139 | 11.357 | 3.4312 | 1.3164 | 0.80857 | 0.70915 | 0.58299 | 0.60217 | 0.52277 | 0.39938 | 0.39664 | 0.29351 | 0.25129 | 0.17555 | 0.16143 | 0 | 0 | 0 | 0 | 0 | 0 | 0 | 0 | 0 | 0 | 0 | 0
Bioenergy | Five Year Forecast | TWh | Demand | Power Generation | Biomass |  |  | 2021: 21.7679; 2022: 19.8545; 2023: 11.2749; 2024: 10.7202; 2025: 10.3045; 2026: 12.5813; 2027: 12.5836; 2028: 0.44524
Bioenergy | Five Year Forecast | TWh | Demand | Power Generation | CCSBiomass |  |  | 2021: 0; 2022: 0; 2023: 0; 2024: 0; 2025: 0; 2026: 0; 2027: 0; 2028: 0
Bioenergy | Five Year Forecast | TWh | Demand | Power Generation | Waste |  |  | 2021: 38.0308; 2022: 44.8638; 2023: 48.4933; 2024: 48.6578; 2025: 48.8349; 2026: 46.2978; 2027: 46.4853; 2028: 45.1293
Bioenergy | Five Year Forecast | TWh | Demand | Power Generation | WoodPellets |  |  | 2021: 25.7972; 2022: 28.5461; 2023: 16.0757; 2024: 14.4048; 2025: 10.6051; 2026: 3.973; 2027: 2.8427; 2028: 0.6132
Bioenergy | Consumer Transformation | TWh | Demand | Residential Heat | bioLPG |  |  |  | 0.14 | 1.76 | 2.34 | 2.88 | 3.43 | 3.84 | 4.2 | 4.53 | 4.84 | 5.1 | 5.34 | 5.59 | 5.83 | 6.09 | 6.35 | 5.55 | 5.33 | 5.08 | 4.83 | 4.58 | 4.48 | 4.48 | 4.51 | 4.58 | 4.65 | 4.78 | 4.87 | 4.96 | 5.05 | 5.12
Bioenergy | Consumer Transformation | TWh | Demand | Residential Heat | biomass |  |  |  | 0.01 | 0.05 | 0.09 | 0.13 | 0.17 | 0.21 | 0.24 | 0.26 | 0.3 | 0.38 | 0.48 | 0.57 | 0.62 | 0.65 | 0.68 | 0.68 | 0.65 | 0.64 | 0.66 | 0.75 | 0.85 | 0.95 | 1.07 | 1.19 | 1.26 | 1.32 | 1.41 | 1.52 | 1.66 | 1.8
Bioenergy | Consumer Transformation | TWh | Demand | Residential Heat | Biomethane |  |  |  | 1.34 | 0.42 | 0.43 | 0.44 | 0.44 | 0.45 | 0.46 | 0.5 | 0.54 | 0.48 | 0.55 | 0.63 | 0.73 | 0.84 | 1.1 | 1.33 | 1.59 | 1.85 | 2.1 | 2.35 | 2.6 | 2.83 | 3.04 | 3.22 | 3.68 | 3.82 | 3.94 | 4.05 | 4.17 | 4.22
Bioenergy | System Transformation | TWh | Demand | Residential Heat | bioLPG |  |  |  | 0.14 | 0.59 | 1.08 | 1.56 | 1.99 | 2.39 | 2.76 | 3.07 | 3.36 | 3.62 | 3.85 | 4.07 | 4.3 | 4.51 | 4.75 | 4.91 | 4.86 | 4.71 | 4.59 | 4.48 | 4.43 | 4.5 | 4.64 | 4.82 | 5.04 | 5.33 | 5.55 | 5.79 | 6.03 | 6.26
Bioenergy | System Transformation | TWh | Demand | Residential Heat | biomass |  |  |  | 0.01 | 0.03 | 0.06 | 0.09 | 0.11 | 0.14 | 0.16 | 0.19 | 0.22 | 0.25 | 0.28 | 0.3 | 0.31 | 0.32 | 0.34 | 0.35 | 0.34 | 0.34 | 0.37 | 0.42 | 0.47 | 0.53 | 0.58 | 0.63 | 0.67 | 0.73 | 0.79 | 0.86 | 0.93 | 1
Bioenergy | System Transformation | TWh | Demand | Residential Heat | Biomethane |  |  |  | 1.34 | 0.15 | 0.15 | 0.15 | 0.11 | 0.11 | 0.11 | 0.11 | 0.12 | 0.08 | 0.08 | 0.09 | 0.09 | 0.1 | 0.12 | 0.15 | 0.19 | 0.23 | 0.27 | 0.31 | 0.35 | 0.39 | 0.42 | 0.45 | 0.48 | 0.51 | 0.53 | 0.55 | 0.57 | 0.58
Bioenergy | Leading the Way | TWh | Demand | Residential Heat | bioLPG |  |  |  | 0.14 | 1.7019 | 2.0961 | 2.4706 | 2.8284 | 3.2146 | 3.5738 | 3.9023 | 4.1861 | 4.4433 | 4.6831 | 4.9179 | 5.1548 | 5.3963 | 5.6435 | 5.2444 | 5.2387 | 5.3308 | 5.3765 | 5.3764 | 5.3922 | 5.4821 | 5.6254 | 5.8069 | 6.019 | 6.2491 | 6.4137 | 6.5729 | 6.7244 | 6.8676
Bioenergy | Leading the Way | TWh | Demand | Residential Heat | biomass |  |  |  | 0.01 | 0.048002 | 0.080614 | 0.11012 | 0.13447 | 0.1602 | 0.18006 | 0.20123 | 0.24976 | 0.3242 | 0.42702 | 0.51618 | 0.59066 | 0.64704 | 0.70824 | 0.71785 | 0.77136 | 0.83927 | 0.93276 | 1.0349 | 1.1437 | 1.2878 | 1.473 | 1.6586 | 1.8638 | 2.1129 | 2.4253 | 2.846 | 3.4218 | 4.1791
Bioenergy | Leading the Way | TWh | Demand | Residential Heat | Biomethane |  |  |  | 1.34 | 0.85656 | 0.87607 | 0.89048 | 0.66873 | 0.67212 | 0.6972 | 0.75227 | 0.81762 | 0.55878 | 0.62689 | 0.7069 | 0.79705 | 0.89821 | 1.0802 | 1.2826 | 1.5027 | 1.7122 | 1.9169 | 2.2877 | 2.5119 | 2.707 | 2.8722 | 3.0156 | 3.4871 | 3.5958 | 3.6995 | 3.8071 | 3.9132 | 4.6668
Bioenergy | Falling Short | TWh | Demand | Residential Heat | bioLPG |  |  |  | 0.14 | 0.22 | 0.28 | 0.32 | 0.39 | 0.49 | 0.6 | 0.69 | 0.79 | 0.89 | 0.97 | 1.05 | 1.1 | 1.16 | 1.2 | 1.12 | 1.08 | 1.08 | 1.1 | 1.09 | 1.1 | 1.11 | 1.13 | 1.16 | 1.18 | 1.22 | 1.36 | 1.51 | 1.67 | 1.85
Bioenergy | Falling Short | TWh | Demand | Residential Heat | biomass |  |  |  | 0.01 | 0.02 | 0.03 | 0.05 | 0.06 | 0.08 | 0.1 | 0.12 | 0.14 | 0.17 | 0.19 | 0.22 | 0.24 | 0.27 | 0.3 | 0.32 | 0.34 | 0.36 | 0.38 | 0.4 | 0.41 | 0.42 | 0.43 | 0.43 | 0.44 | 0.45 | 0.45 | 0.46 | 0.46 | 0.46
Bioenergy | Falling Short | TWh | Demand | Residential Heat | Biomethane |  |  |  | 1.34 | 1.53 | 1.72 | 1.91 | 1.96 | 2.08 | 2.2 | 2.33 | 2.47 | 0.71 | 0.77 | 0.83 | 0.9 | 0.99 | 1.1 | 1.19 | 1.27 | 1.36 | 1.46 | 1.56 | 1.69 | 1.82 | 1.95 | 2.08 | 3.69 | 3.92 | 4.2 | 4.51 | 4.86 | 5.33
Bioenergy | Five Year Forecast | TWh | Demand | Residential Heat | bioLPG |  |  | 2021: 0.014626; 2022: 0.2266; 2023: 0.3268; 2024: 0.66472; 2025: 0.68722; 2026: 1.0202; 2027: 1.1742; 2028: 1.3362
Bioenergy | Five Year Forecast | TWh | Demand | Residential Heat | biomass |  |  | 2021: 0.04095; 2022: 0.052217; 2023: 0.091565; 2024: 0.13652; 2025: 0.16827; 2026: 0.20535; 2027: 0.23541; 2028: 0.26291
Bioenergy | Five Year Forecast | TWh | Demand | Residential Heat | Biomethane |  |  | 2021: 0.89898; 2022: 0.82609; 2023: 0.87842; 2024: 0.99652; 2025: 1.3544; 2026: 1.4198; 2027: 1.4808; 2028: 1.5405
Bioenergy | Consumer Transformation | TWh | Demand | Industrial | bioLPG |  | Industrial & Commercial |  | 0 | 0.04 | 0.06 | 0.08 | 0.11 | 0.13 | 0.15 | 0.16 | 0.18 | 0.19 | 0.21 | 0.22 | 0.23 | 0.24 | 0.25 | 0.24 | 0.23 | 0.23 | 0.22 | 0.22 | 0.22 | 0.22 | 0.22 | 0.22 | 0.23 | 0.23 | 0.25 | 0.25 | 0.25 | 0.25
Bioenergy | Consumer Transformation | TWh | Demand | Industrial | biomass |  | Industrial & Commercial |  | 1.47 | 1.17 | 1.08 | 0.99 | 0.89 | 0.78 | 0.75 | 0.74 | 0.74 | 0.75 | 0.74 | 0.75 | 0.76 | 0.7 | 0.67 | 0.68 | 0.71 | 0.73 | 0.77 | 0.79 | 0.83 | 0.85 | 0.85 | 0.83 | 0.83 | 0.83 | 0.83 | 0.83 | 0.86 | 0.89
Bioenergy | Consumer Transformation | TWh | Demand | Industrial | biomethane |  | Industrial & Commercial |  | 0.01 | 0 | 0.01 | 0.01 | 0.01 | 0.02 | 0.02 | 0.03 | 0.03 | 0.04 | 0.04 | 0.05 | 0.05 | 0.06 | 0.06 | 0.07 | 0.07 | 0.08 | 0.08 | 0.09 | 0.09 | 0.09 | 0.09 | 0.1 | 0.11 | 0.11 | 0.12 | 0.12 | 0.12 | 0.12
Bioenergy | System Transformation | TWh | Demand | Industrial | bioLPG |  | Industrial & Commercial |  | 0 | 0.01 | 0.02 | 0.03 | 0.04 | 0.05 | 0.05 | 0.05 | 0.06 | 0.06 | 0.07 | 0.08 | 0.09 | 0.11 | 0.12 | 0.14 | 0.15 | 0.15 | 0.16 | 0.16 | 0.17 | 0.17 | 0.18 | 0.18 | 0.19 | 0.2 | 0.21 | 0.21 | 0.22 | 0.22
Bioenergy | System Transformation | TWh | Demand | Industrial | biomass |  | Industrial & Commercial |  | 1.47 | 1.2 | 1.11 | 1.02 | 0.92 | 0.8 | 0.75 | 0.76 | 0.76 | 0.76 | 0.76 | 0.76 | 0.75 | 0.73 | 0.72 | 0.73 | 0.77 | 0.8 | 0.85 | 0.85 | 0.88 | 0.89 | 0.87 | 0.83 | 0.8 | 0.8 | 0.79 | 0.78 | 0.79 | 0.83
Bioenergy | System Transformation | TWh | Demand | Industrial | biomethane |  | Industrial & Commercial |  | 0.01 | 0 | 0 | 0 | 0 | 0 | 0 | 0 | 0.01 | 0.01 | 0.01 | 0.01 | 0.01 | 0.01 | 0.01 | 0.01 | 0.01 | 0.01 | 0.01 | 0.01 | 0.01 | 0.01 | 0.01 | 0.01 | 0.01 | 0.01 | 0.01 | 0.01 | 0.01 | 0.01
Bioenergy | Leading the Way | TWh | Demand | Industrial | bioLPG |  | Industrial & Commercial |  | 0 | 0.04 | 0.06 | 0.08 | 0.11 | 0.12 | 0.13 | 0.15 | 0.16 | 0.17 | 0.18 | 0.2 | 0.21 | 0.22 | 0.23 | 0.22 | 0.21 | 0.21 | 0.21 | 0.2 | 0.2 | 0.21 | 0.21 | 0.21 | 0.21 | 0.22 | 0.22 | 0.24 | 0.24 | 0.24
Bioenergy | Leading the Way | TWh | Demand | Industrial | biomass |  | Industrial & Commercial |  | 1.47 | 1.13 | 1.04 | 0.95 | 0.86 | 0.75 | 0.72 | 0.72 | 0.72 | 0.7 | 0.7 | 0.69 | 0.7 | 0.67 | 0.63 | 0.63 | 0.65 | 0.67 | 0.68 | 0.71 | 0.74 | 0.75 | 0.73 | 0.72 | 0.71 | 0.7 | 0.7 | 0.7 | 0.71 | 0.74
Bioenergy | Leading the Way | TWh | Demand | Industrial | biomethane |  | Industrial & Commercial |  | 0.01 | 0.01 | 0.01 | 0.02 | 0.02 | 0.02 | 0.03 | 0.04 | 0.05 | 0.04 | 0.04 | 0.05 | 0.05 | 0.05 | 0.06 | 0.06 | 0.06 | 0.07 | 0.07 | 0.08 | 0.08 | 0.08 | 0.08 | 0.08 | 0.1 | 0.1 | 0.1 | 0.11 | 0.11 | 0.14
Bioenergy | Falling Short | TWh | Demand | Industrial | bioLPG |  | Industrial & Commercial |  | 0 | 0 | 0 | 0 | 0 | 0 | 0 | 0 | 0.01 | 0.01 | 0.01 | 0.01 | 0.01 | 0.01 | 0.01 | 0.01 | 0 | 0 | 0 | 0 | 0 | 0 | 0 | 0 | 0 | 0 | 0 | 0 | 0 | 0
Bioenergy | Falling Short | TWh | Demand | Industrial | biomass |  | Industrial & Commercial |  | 1.47 | 1.37 | 1.26 | 1.16 | 1.05 | 0.95 | 0.84 | 0.74 | 0.63 | 0.53 | 0.42 | 0.32 | 0.21 | 0.11 | 0 | 0 | 0.01 | 0.02 | 0.03 | 0.03 | 0.04 | 0.05 | 0.06 | 0.07 | 0.09 | 0.1 | 0.11 | 0.11 | 0.13 | 0.15
Bioenergy | Falling Short | TWh | Demand | Industrial | biomethane |  | Industrial & Commercial |  | 0.01 | 0.02 | 0.03 | 0.04 | 0.04 | 0.04 | 0.04 | 0.05 | 0.05 | 0.02 | 0.02 | 0.02 | 0.02 | 0.02 | 0.03 | 0.03 | 0.03 | 0.03 | 0.03 | 0.03 | 0.03 | 0.03 | 0.03 | 0.03 | 0.05 | 0.05 | 0.05 | 0.05 | 0.05 | 0.05
Bioenergy | Five Year Forecast | TWh | Demand | Industrial | bioLPG |  | Industrial & Commercial | 2021: 4.4905e-05; 2022: 0.0018296; 2023: 0.0023884; 2024: 0.0054694; 2025: 0.011442; 2026: 0.018131; 2027: 0.021346; 2028: 0.022609
Bioenergy | Five Year Forecast | TWh | Demand | Industrial | biomass |  | Industrial & Commercial | 2021: 1.463; 2022: 1.3085; 2023: 1.1933; 2024: 1.0472; 2025: 0.92979; 2026: 0.93014; 2027: 0.82723; 2028: 0.72431
Bioenergy | Five Year Forecast | TWh | Demand | Industrial | biomethane |  | Industrial & Commercial | 2021: 0.0014473; 2022: 0.0061044; 2023: 0.018285; 2024: 0.025855; 2025: 0.034789; 2026: 0.054682; 2027: 0.058741; 2028: 0.063015
Bioenergy | Consumer Transformation | TWh | Demand | Commercial | bioLPG |  | Industrial & Commercial |  | 0.01 | 0.28 | 0.41 | 0.51 | 0.63 | 0.73 | 0.83 | 0.92 | 1 | 1.08 | 1.17 | 1.25 | 1.34 | 1.44 | 1.54 | 1.52 | 1.5 | 1.5 | 1.49 | 1.48 | 1.48 | 1.5 | 1.52 | 1.54 | 1.57 | 1.59 | 1.62 | 1.64 | 1.65 | 1.66
Bioenergy | Consumer Transformation | TWh | Demand | Commercial | biomass |  | Industrial & Commercial |  | 1.49 | 1.51 | 1.39 | 1.28 | 1.17 | 1.11 | 1.15 | 1.35 | 1.64 | 1.91 | 2.16 | 2.42 | 2.62 | 2.69 | 2.73 | 2.88 | 3.08 | 3.28 | 3.47 | 3.71 | 4.11 | 4.39 | 4.54 | 4.61 | 4.7 | 4.81 | 4.88 | 5.04 | 5.35 | 5.68
Bioenergy | Consumer Transformation | TWh | Demand | Commercial | biomethane |  | Industrial & Commercial |  | 0.1 | 0.06 | 0.08 | 0.11 | 0.15 | 0.21 | 0.27 | 0.34 | 0.4 | 0.43 | 0.48 | 0.54 | 0.59 | 0.65 | 0.76 | 0.82 | 0.89 | 0.95 | 1.01 | 1.06 | 1.1 | 1.11 | 1.14 | 1.17 | 1.31 | 1.35 | 1.39 | 1.43 | 1.46 | 1.49
Bioenergy | System Transformation | TWh | Demand | Commercial | bioLPG |  | Industrial & Commercial |  | 0.01 | 0.07 | 0.16 | 0.24 | 0.33 | 0.42 | 0.51 | 0.58 | 0.65 | 0.71 | 0.78 | 0.83 | 0.9 | 0.97 | 1.06 | 1.15 | 1.18 | 1.19 | 1.2 | 1.22 | 1.23 | 1.25 | 1.28 | 1.31 | 1.35 | 1.39 | 1.42 | 1.45 | 1.48 | 1.49
Bioenergy | System Transformation | TWh | Demand | Commercial | biomass |  | Industrial & Commercial |  | 1.49 | 1.55 | 1.43 | 1.31 | 1.19 | 1.11 | 1.14 | 1.37 | 1.69 | 1.97 | 2.17 | 2.38 | 2.55 | 2.59 | 2.56 | 2.63 | 2.76 | 2.91 | 3.04 | 3.25 | 3.69 | 3.98 | 4.04 | 4.03 | 4.03 | 4.12 | 4.19 | 4.27 | 4.46 | 4.71
Bioenergy | System Transformation | TWh | Demand | Commercial | biomethane |  | Industrial & Commercial |  | 0.1 | 0.02 | 0.03 | 0.04 | 0.03 | 0.03 | 0.04 | 0.06 | 0.07 | 0.08 | 0.09 | 0.1 | 0.11 | 0.12 | 0.13 | 0.13 | 0.14 | 0.15 | 0.15 | 0.16 | 0.17 | 0.17 | 0.17 | 0.16 | 0.16 | 0.16 | 0.16 | 0.17 | 0.17 | 0.17
Bioenergy | Leading the Way | TWh | Demand | Commercial | bioLPG |  | Industrial & Commercial |  | 0.01 | 0.31 | 0.45 | 0.57 | 0.7 | 0.81 | 0.91 | 1.01 | 1.1 | 1.19 | 1.26 | 1.34 | 1.43 | 1.51 | 1.6 | 1.56 | 1.53 | 1.5 | 1.49 | 1.47 | 1.47 | 1.48 | 1.49 | 1.52 | 1.55 | 1.58 | 1.6 | 1.63 | 1.65 | 1.69
Bioenergy | Leading the Way | TWh | Demand | Commercial | biomass |  | Industrial & Commercial |  | 1.49 | 1.45 | 1.34 | 1.23 | 1.13 | 1.08 | 1.11 | 1.31 | 1.55 | 1.77 | 1.97 | 2.18 | 2.33 | 2.36 | 2.38 | 2.49 | 2.64 | 2.82 | 2.98 | 3.17 | 3.46 | 3.65 | 3.72 | 3.77 | 3.84 | 3.93 | 3.99 | 4.08 | 4.29 | 4.53
Bioenergy | Leading the Way | TWh | Demand | Commercial | biomethane |  | Industrial & Commercial |  | 0.1 | 0.14 | 0.2 | 0.28 | 0.26 | 0.36 | 0.47 | 0.58 | 0.67 | 0.51 | 0.56 | 0.61 | 0.66 | 0.71 | 0.77 | 0.82 | 0.88 | 0.94 | 1 | 1.11 | 1.12 | 1.13 | 1.13 | 1.15 | 1.31 | 1.36 | 1.41 | 1.46 | 1.5 | 1.86
Bioenergy | Falling Short | TWh | Demand | Commercial | bioLPG |  | Industrial & Commercial |  | 0.01 | 0.01 | 0.02 | 0.03 | 0.02 | 0.02 | 0.02 | 0.02 | 0.02 | 0.02 | 0.02 | 0.02 | 0.02 | 0.02 | 0.02 | 0.02 | 0.01 | 0.01 | 0.01 | 0.01 | 0.02 | 0.03 | 0.03 | 0.03 | 0.04 | 0.04 | 0.05 | 0.05 | 0.07 | 0.07
Bioenergy | Falling Short | TWh | Demand | Commercial | biomass |  | Industrial & Commercial |  | 1.49 | 1.38 | 1.28 | 1.17 | 1.06 | 0.96 | 0.85 | 0.74 | 0.64 | 0.53 | 0.43 | 0.32 | 0.21 | 0.11 | 0 | 0.15 | 0.2 | 0.25 | 0.34 | 0.4 | 0.43 | 0.45 | 0.48 | 0.51 | 0.54 | 0.55 | 0.56 | 0.57 | 0.58 | 0.59
Bioenergy | Falling Short | TWh | Demand | Commercial | biomethane |  | Industrial & Commercial |  | 0.1 | 0.2 | 0.32 | 0.46 | 0.54 | 0.6 | 0.67 | 0.74 | 0.83 | 0.25 | 0.27 | 0.3 | 0.33 | 0.36 | 0.4 | 0.41 | 0.42 | 0.43 | 0.43 | 0.44 | 0.47 | 0.5 | 0.53 | 0.55 | 0.91 | 0.93 | 0.96 | 0.98 | 1.01 | 1.07
Bioenergy | Five Year Forecast | TWh | Demand | Commercial | bioLPG |  | Industrial & Commercial | 2021: 1.2299e-06; 2022: 0.011068; 2023: 0.016992; 2024: 0.041013; 2025: 0.075911; 2026: 0.13092; 2027: 0.16145; 2028: 0.17454
Bioenergy | Five Year Forecast | TWh | Demand | Commercial | biomass |  | Industrial & Commercial | 2021: 1.4818; 2022: 1.426; 2023: 1.3092; 2024: 1.2619; 2025: 1.1223; 2026: 0.96518; 2027: 0.85775; 2028: 0.75032
Bioenergy | Five Year Forecast | TWh | Demand | Commercial | biomethane |  | Industrial & Commercial | 2021: 0.019627; 2022: 0.092966; 2023: 0.20371; 2024: 0.25754; 2025: 0.36501; 2026: 0.58666; 2027: 0.65016; 2028: 0.72102
Bioenergy | Leading the Way | TWh | Demand | Road Transport | Biodiesel/bioethanol |  |  |  | 21.1 | 25.7 | 31 | 35.9 | 40.3 | 44 | 43 | 41.5 | 39.2 | 36.4 | 33 | 28.8 | 23.9 | 19.3 | 15.3 | 12 | 9.4 | 7.2 | 5.4 | 3.9 | 2.5 | 1.3 | 0.2 | 0 | 0 | 0 | 0 | 0 | 0 | 0
Bioenergy | Consumer Transformation | TWh | Demand | Road Transport | Biodiesel/bioethanol |  |  |  | 21.1 | 25.7 | 31 | 35.9 | 40.3 | 43.9 | 43 | 41.6 | 39.7 | 37.3 | 34 | 30.2 | 25.5 | 21.1 | 16.8 | 13.1 | 10 | 7.4 | 5.3 | 3.5 | 2.1 | 1.1 | 0.6 | 0.4 | 0.3 | 0.2 | 0.1 | 0 | 0 | 0
Bioenergy | System Transformation | TWh | Demand | Road Transport | Biodiesel/bioethanol |  |  |  | 21.1 | 25.8 | 31.3 | 36.5 | 41.4 | 45.8 | 45.7 | 45.4 | 44.7 | 43.7 | 42.1 | 40 | 36.3 | 32.3 | 27.8 | 23.3 | 18.7 | 14.4 | 10.5 | 7.1 | 4.2 | 1.8 | 0.5 | 0.4 | 0.3 | 0.2 | 0 | 0 | 0 | 0
Bioenergy | Falling Short | TWh | Demand | Road Transport | Biodiesel/bioethanol |  |  |  | 21.1 | 25.8 | 31.3 | 36.6 | 41.6 | 46.1 | 46.3 | 46.4 | 46.1 | 45.8 | 45.3 | 44.3 | 42.2 | 39.7 | 37 | 33.8 | 30.4 | 26.8 | 23.2 | 19.6 | 16.1 | 12.9 | 9.8 | 7 | 4.6 | 3.1 | 2 | 1.6 | 1.2 | 0.8
Bioenergy | Five Year Forecast | TWh | Demand | Road Transport | Biodiesel/bioethanol |  |  | 2021: 21.1; 2022: 25.8; 2023: 31.2; 2024: 36.2; 2025: 40.9; 2026: 44.9; 2027: 44.5; 2028: 43.7
Bioenergy | Falling Short | TWh | Demand | Road Transport | Biomethane |  |  |  | 0.71121 | 0.54001 | 0.71029 | 0.91137 | 1.1494 | 1.4319 | 1.7684 | 2.1703 | 2.6517 | 3.2302 | 3.9264 | 4.7663 | 5.7789 | 6.9975 | 8.4584 | 10.1988 | 12.2492 | 14.4211 | 16.7054 | 17.4953 | 18.3651 | 19.3147 | 20.3423 | 21.4422 | 20.4285 | 19.2736 | 17.8834 | 16.2962 | 14.4806 | 12.3968
Bioenergy | System Transformation | TWh | Demand | Road Transport | Biomethane |  |  |  | 0.71121 | 0.4327 | 0.54026 | 0.67173 | 0.83286 | 1.0304 | 1.2737 | 1.574 | 1.9449 | 2.4038 | 2.9716 | 3.6748 | 4.543 | 5.599 | 6.2551 | 7.0376 | 7.9661 | 9.059 | 10.3364 | 9.924 | 9.4394 | 8.8687 | 8.1947 | 7.396 | 6.4479 | 5.3212 | 3.9548 | 2.3364 | 0.42229 | 0
Bioenergy | Consumer Transformation | TWh | Demand | Road Transport | Biomethane |  |  |  | 0.71121 | 0.40457 | 0.49069 | 0.5937 | 0.71745 | 0.86613 | 1.0451 | 1.2606 | 1.5209 | 1.8353 | 2.2153 | 2.6749 | 3.2302 | 3.9007 | 4.3182 | 4.812 | 5.3945 | 6.0774 | 6.868 | 6.573 | 6.2283 | 5.8282 | 5.362 | 4.817 | 4.1791 | 3.4305 | 2.5322 | 1.4794 | 0.25053 | 0
Bioenergy | Leading the Way | TWh | Demand | Road Transport | Biomethane |  |  |  | 0.71121 | 0.35342 | 0.3999 | 0.45062 | 0.50624 | 0.56659 | 0.63259 | 0.70476 | 0.7834 | 0.86914 | 0.96262 | 1.0649 | 1.1762 | 1.2976 | 1.3619 | 1.4322 | 1.5094 | 1.5937 | 1.6861 | 1.577 | 1.4565 | 1.3266 | 1.1862 | 1.0345 | 0.87032 | 0.69307 | 0.48571 | 0.26138 | 0.019254 | 0
Bioenergy | Five Year Forecast | TWh | Demand | Road Transport | Biomethane |  |  | 2021: 0.71121; 2022: 0.43267; 2023: 0.53529; 2024: 0.65686; 2025: 0.80149; 2026: 0.97376; 2027: 1.1799; 2028: 1.4274
Bioenergy | Consumer Transformation | TWh | Demand | Aviation | Biojet Fuel |  |  |  | 0 | 0 | 0 | 0 | 0.2 | 0.88 | 1.71 | 2.18 | 3.32 | 5.46 | 7.83 | 11.34 | 13.66 | 16.13 | 18.57 | 20.72 | 22.7 | 24.66 | 26.6 | 28.41 | 30.47 | 31.64 | 32.76 | 33.99 | 35.22 | 36.44 | 37.66 | 38.88 | 40.11 | 41.34
Bioenergy | System Transformation | TWh | Demand | Aviation | Biojet Fuel |  |  |  | 0 | 0 | 0 | 0 | 0.2 | 0.88 | 1.71 | 2.18 | 3.32 | 5.46 | 7.83 | 11.34 | 13.66 | 16.13 | 18.57 | 20.72 | 22.7 | 24.66 | 26.6 | 28.41 | 30.47 | 31.64 | 32.76 | 33.99 | 35.22 | 36.44 | 37.66 | 38.88 | 40.11 | 41.34
Bioenergy | Leading the Way | TWh | Demand | Aviation | Biojet Fuel |  |  |  | 0 | 0 | 0 | 0 | 0.2 | 0.88 | 1.71 | 2.18 | 3.32 | 5.46 | 7.83 | 11.34 | 13.66 | 16.13 | 18.57 | 20.72 | 22.7 | 24.66 | 26.6 | 28.41 | 30.47 | 31.64 | 32.76 | 33.99 | 35.22 | 36.44 | 37.66 | 38.88 | 40.11 | 41.34
Bioenergy | Falling Short | TWh | Demand | Aviation | Biojet Fuel |  |  |  | 0 | 0 | 0 | 0 | 0.2 | 0.88 | 1.71 | 2.18 | 3.32 | 5.46 | 6.5 | 7 | 7.5 | 8 | 8.5 | 9 | 9.5 | 10 | 10.5 | 11 | 11.5 | 12 | 12.5 | 13 | 13.5 | 14 | 14.5 | 15 | 15.5 | 16
Bioenergy | Five Year Forecast | TWh | Demand | Aviation | Biojet Fuel |  |  | 2021: 0; 2022: 0; 2023: 0; 2024: 0; 2025: 0.2; 2026: 0.88; 2027: 1.71; 2028: 2.18
Bioenergy | Consumer Transformation | TWh | Demand | Hydrogen Production | Biomass |  |  |  | 0 | 0 | 0 | 0 | 0 | 0 | 0 | 0 | 0 | 0 | 0 | 0 | 0 | 0 | 0 | 0 | 0 | 0 | 0 | 0 | 0 | 0 | 0 | 0 | 0 | 0 | 0 | 0 | 0 | 0
Bioenergy | System Transformation | TWh | Demand | Hydrogen Production | Biomass |  |  |  | 0 | 0 | 0 | 0 | 0 | 0 | 0 | 0 | 0 | 1.3772 | 5.128 | 8.974 | 12.82 | 16.666 | 19.23 | 20.512 | 21.794 | 23.076 | 24.358 | 30.768 | 35.896 | 41.024 | 42.306 | 42.306 | 42.306 | 42.306 | 42.306 | 42.306 | 42.306 | 42.306
Bioenergy | Leading the Way | TWh | Demand | Hydrogen Production | Biomass |  |  |  | 0 | 0 | 0 | 0 | 0 | 0.23161 | 0.46322 | 0.69483 | 0.92644 | 1.1581 | 2.1125 | 3.067 | 4.0214 | 4.9759 | 6.212 | 6.3537 | 6.7769 | 7.2002 | 7.6235 | 8.0468 | 8.4323 | 8.8178 | 9.2033 | 9.5887 | 9.9742 | 9.9742 | 9.9742 | 9.9742 | 9.9742 | 9.9742
Bioenergy | Falling Short | TWh | Demand | Hydrogen Production | Biomass |  |  |  | 0 | 0 | 0 | 0 | 0 | 0 | 0 | 0 | 0 | 0 | 0 | 0 | 0 | 0 | 0 | 0 | 0 | 0 | 0 | 0 | 0 | 0 | 0 | 0 | 0 | 0 | 0 | 0 | 0 | 0
Bioenergy | Five Year Forecast | TWh | Demand | Hydrogen Production | Biomass |  |  | 2021: 0; 2022: 0; 2023: 0; 2024: 0; 2025: 0; 2026: 0; 2027: 0; 2028: 0
Bioenergy | Consumer Transformation | TWh | Demand | Biomethane Blending | Biomethane |  |  |  | 6.4808 | 3.4 | 4.7 | 4.7 | 5.1 | 5.9 | 6.1 | 6.1 | 6.1 | 5.9 | 7.5 | 11 | 14.5 | 17.4 | 17 | 16.5 | 16.3 | 12.9 | 12.6 | 9.5 | 9 | 6.3 | 6.3 | 4.1 | 2 | 2 | 2.1 | 2.9 | 2.3 | 3.6
Bioenergy | System Transformation | TWh | Demand | Biomethane Blending | Biomethane |  |  |  | 6.4808 | 3.4 | 7.6 | 8.1 | 9 | 10.5 | 11.6 | 11.8 | 12.7 | 12.8 | 13.7 | 14.4 | 15.2 | 15.7 | 16 | 13.5 | 8 | 8.7 | 8.5 | 8.2 | 5.3 | 5 | 2.4 | 2.3 | 0 | 0 | 0 | 0 | 0 | 0
Bioenergy | Leading the Way | TWh | Demand | Biomethane Blending | Biomethane |  |  |  | 6.4808 | 3.4 | 5 | 5 | 5.1 | 5.5 | 5.7 | 5.7 | 5.5 | 5.7 | 5.7 | 8.2 | 6.3 | 6.1 | 6.1 | 6.2 | 6.5 | 6.7 | 7.1 | 7.6 | 8.1 | 8.9 | 10.6 | 10.5 | 11.6 | 9.8 | 7.7 | 5.2 | 3.5 | 3.5
Bioenergy | Falling Short | TWh | Demand | Biomethane Blending | Biomethane |  |  |  | 6.4808 | 3.4 | 11.3 | 12.8 | 14 | 16.9 | 18.8 | 20.7 | 22.6 | 23.9 | 25.1 | 26.4 | 27.6 | 28.8 | 29.2 | 30.2 | 31.9 | 32.9 | 33.6 | 34.8 | 34.8 | 35.2 | 36.6 | 38 | 39.5 | 41.1 | 41.9 | 42 | 42.8 | 43.8
Bioenergy | Five Year Forecast | TWh | Demand | Biomethane Blending | Biomethane |  |  | 2021: 6.4808; 2022: 3.4; 2023: 7.2; 2024: 7.7; 2025: 8.3; 2026: 9.7; 2027: 10.6; 2028: 11.9
Bioenergy | Consumer Transformation | TWh | Supply | Power Generation | Waste | MSW, C&I (biogenic) |  | 2050: 24.0807
Bioenergy | Consumer Transformation | TWh | Supply | Power Generation | Biomass | Forest residues |  | 2050: 10.0574
Bioenergy | Consumer Transformation | TWh | Supply | Power Generation | Biomass | Agri residues |  | 2050: 12.725
Bioenergy | Consumer Transformation | TWh | Supply | Power Generation | Biomass | Waste wood |  | 2050: 15.4417
Bioenergy | Consumer Transformation | TWh | Supply | Power Generation | Biomass | Energy crops |  | 2050: 24.512
Bioenergy | Consumer Transformation | TWh | Supply | Power Generation | Biomass | Biomass imports |  | 2050: 65.863
Bioenergy | Consumer Transformation | TWh | Supply | Domestic | BioLPG | Energy crops |  | 2050: 3.123
Bioenergy | Consumer Transformation | TWh | Supply | Domestic | BioLPG | MSW, C&I (biogenic) |  | 2050: 1.997
Bioenergy | Consumer Transformation | TWh | Supply | Domestic | Biomass | Forest residues |  | 2050: 0.14077
Bioenergy | Consumer Transformation | TWh | Supply | Domestic | Biomass | Agri residues |  | 2050: 0.17811
Bioenergy | Consumer Transformation | TWh | Supply | Domestic | Biomass | Waste wood |  | 2050: 0.21614
Bioenergy | Consumer Transformation | TWh | Supply | Domestic | Biomass | Energy crops |  | 2050: 0.34309
Bioenergy | Consumer Transformation | TWh | Supply | Domestic | Biomass | Biomass imports |  | 2050: 0.92188
Bioenergy | Consumer Transformation | TWh | Supply | Domestic | Biomethane | Biogas |  | 2050: 2.2375
Bioenergy | Consumer Transformation | TWh | Supply | Domestic | Biomethane | Forest residues |  | 2050: 0
Bioenergy | Consumer Transformation | TWh | Supply | Domestic | Biomethane | Energy crops |  | 2050: 1.9825
Bioenergy | Consumer Transformation | TWh | Supply | Domestic | Biomethane | Agri residues |  | 2050: 0
Bioenergy | Consumer Transformation | TWh | Supply | Domestic | Biomethane | Waste wood |  | 2050: 0
Bioenergy | Consumer Transformation | TWh | Supply | Industrial | BioLPG | Energy crops |  | 2050: 0.15249
Bioenergy | Consumer Transformation | TWh | Supply | Industrial | BioLPG | MSW, C&I (biogenic) |  | 2050: 0.097511
Bioenergy | Consumer Transformation | TWh | Supply | Industrial | Biomass | Forest residues |  | 2050: 0.069605
Bioenergy | Consumer Transformation | TWh | Supply | Industrial | Biomass | Agri residues |  | 2050: 0.088066
Bioenergy | Consumer Transformation | TWh | Supply | Industrial | Biomass | Waste wood |  | 2050: 0.10687
Bioenergy | Consumer Transformation | TWh | Supply | Industrial | Biomass | Energy crops |  | 2050: 0.16964
Bioenergy | Consumer Transformation | TWh | Supply | Industrial | Biomass | Biomass imports |  | 2050: 0.45582
Bioenergy | Consumer Transformation | TWh | Supply | Industrial | Biomethane | Biogas |  | 2050: 0.063627
Bioenergy | Consumer Transformation | TWh | Supply | Industrial | Biomethane | Forest residues |  | 2050: 0
Bioenergy | Consumer Transformation | TWh | Supply | Industrial | Biomethane | Energy crops |  | 2050: 0.056373
Bioenergy | Consumer Transformation | TWh | Supply | Industrial | Biomethane | Agri residues |  | 2050: 0
Bioenergy | Consumer Transformation | TWh | Supply | Industrial | Biomethane | Waste wood |  | 2050: 0
Bioenergy | Consumer Transformation | TWh | Supply | Commercial | BioLPG | Energy crops |  | 2050: 1.0125
Bioenergy | Consumer Transformation | TWh | Supply | Commercial | BioLPG | MSW, C&I (biogenic) |  | 2050: 0.64747
Bioenergy | Consumer Transformation | TWh | Supply | Commercial | Biomass | Forest residues |  | 2050: 0.44422
Bioenergy | Consumer Transformation | TWh | Supply | Commercial | Biomass | Agri residues |  | 2050: 0.56204
Bioenergy | Consumer Transformation | TWh | Supply | Commercial | Biomass | Waste wood |  | 2050: 0.68203
Bioenergy | Consumer Transformation | TWh | Supply | Commercial | Biomass | Energy crops |  | 2050: 1.0827
Bioenergy | Consumer Transformation | TWh | Supply | Commercial | Biomass | Biomass imports |  | 2050: 2.9091
Bioenergy | Consumer Transformation | TWh | Supply | Commercial | Biomethane | Biogas |  | 2050: 0.79003
Bioenergy | Consumer Transformation | TWh | Supply | Commercial | Biomethane | Forest residues |  | 2050: 0
Bioenergy | Consumer Transformation | TWh | Supply | Commercial | Biomethane | Energy crops |  | 2050: 0.69997
Bioenergy | Consumer Transformation | TWh | Supply | Commercial | Biomethane | Agri residues |  | 2050: 0
Bioenergy | Consumer Transformation | TWh | Supply | Commercial | Biomethane | Waste wood |  | 2050: 0
Bioenergy | Consumer Transformation | TWh | Supply | Road Transport | Biodiesel | Waste biodiesel, bioethanol |  | 2050: 0
Bioenergy | Consumer Transformation | TWh | Supply | Road Transport | Biodiesel | Forest residues |  | 2050: 0.00043176
Bioenergy | Consumer Transformation | TWh | Supply | Road Transport | Biodiesel | Agri residues |  | 2050: 0
Bioenergy | Consumer Transformation | TWh | Supply | Road Transport | Biodiesel | Waste wood |  | 2050: 0
Bioenergy | Consumer Transformation | TWh | Supply | Road Transport | Bioethanol | Waste biodiesel, bioethanol |  | 2050: 0
Bioenergy | Consumer Transformation | TWh | Supply | Road Transport | Bioethanol | Energy crops |  | 2050: 0.00015065
Bioenergy | Consumer Transformation | TWh | Supply | Aviation | Biojet fuel (from Biomass) | Biofuel imports |  | 2050: 4.696
Bioenergy | Consumer Transformation | TWh | Supply | Aviation | Biojet fuel (from Biomass) | Forest residues |  | 2050: 36.644
Bioenergy | Consumer Transformation | TWh | Supply | Aviation | Biojet fuel (from Biomass) | Waste wood |  | 2050: 5.8824e-05
Bioenergy | Consumer Transformation | TWh | Supply | Aviation | Biojet fuel (from Biomass) | Biomass imports |  | 2050: 0
Bioenergy | Consumer Transformation | TWh | Supply | Aviation | Biojet fuel (from waste) | MSW, C&I (biogenic) |  | 2050: 0
Bioenergy | Consumer Transformation | TWh | Supply | Hydrogen Production | Biomass | Forest residues |  | 2050: 0
Bioenergy | Consumer Transformation | TWh | Supply | Hydrogen Production | Biomass | Agri residues |  | 2050: 0
Bioenergy | Consumer Transformation | TWh | Supply | Hydrogen Production | Biomass | Waste wood |  | 2050: 0
Bioenergy | Consumer Transformation | TWh | Supply | Hydrogen Production | Biomass | Energy crops |  | 2050: 0
Bioenergy | Consumer Transformation | TWh | Supply | Hydrogen Production | Biomass | Biomass imports |  | 2050: 0
Bioenergy | Consumer Transformation | TWh | Supply | Greengas Blending | Biomethane | Biogas |  | 2050: 1.9088
Bioenergy | Consumer Transformation | TWh | Supply | Greengas Blending | Biomethane | Forest residues |  | 2050: 0
Bioenergy | Consumer Transformation | TWh | Supply | Greengas Blending | Biomethane | Energy crops |  | 2050: 1.6912
Bioenergy | Consumer Transformation | TWh | Supply | Greengas Blending | Biomethane | Agri residues |  | 2050: 0
Bioenergy | Consumer Transformation | TWh | Supply | Greengas Blending | Biomethane | Waste wood |  | 2050: 0
Bioenergy | System Transformation | TWh | Supply | Power Generation | Waste | MSW, C&I (biogenic) |  | 2050: 18.2343
Bioenergy | System Transformation | TWh | Supply | Power Generation | Biomass | Forest residues |  | 2050: 11.321
Bioenergy | System Transformation | TWh | Supply | Power Generation | Biomass | Agri residues |  | 2050: 9.4011
Bioenergy | System Transformation | TWh | Supply | Power Generation | Biomass | Waste wood |  | 2050: 11.4082
Bioenergy | System Transformation | TWh | Supply | Power Generation | Biomass | Energy crops |  | 2050: 4.6607
Bioenergy | System Transformation | TWh | Supply | Power Generation | Biomass | Biomass imports |  | 2050: 73.806
Bioenergy | System Transformation | TWh | Supply | Domestic | BioLPG | Energy crops |  | 2050: 3.9194
Bioenergy | System Transformation | TWh | Supply | Domestic | BioLPG | MSW, C&I (biogenic) |  | 2050: 2.3406
Bioenergy | System Transformation | TWh | Supply | Domestic | Biomass | Forest residues |  | 2050: 0.10236
Bioenergy | System Transformation | TWh | Supply | Domestic | Biomass | Agri residues |  | 2050: 0.085003
Bioenergy | System Transformation | TWh | Supply | Domestic | Biomass | Waste wood |  | 2050: 0.10315
Bioenergy | System Transformation | TWh | Supply | Domestic | Biomass | Energy crops |  | 2050: 0.042142
Bioenergy | System Transformation | TWh | Supply | Domestic | Biomass | Biomass imports |  | 2050: 0.66734
Bioenergy | System Transformation | TWh | Supply | Domestic | Biomethane | Biogas |  | 2050: 0.58
Bioenergy | System Transformation | TWh | Supply | Domestic | Biomethane | Forest residues |  | 2050: 0
Bioenergy | System Transformation | TWh | Supply | Domestic | Biomethane | Energy crops |  | 2050: 0
Bioenergy | System Transformation | TWh | Supply | Domestic | Biomethane | Agri residues |  | 2050: 0
Bioenergy | System Transformation | TWh | Supply | Domestic | Biomethane | Waste wood |  | 2050: 0
Bioenergy | System Transformation | TWh | Supply | Industrial | BioLPG | Energy crops |  | 2050: 0.13774
Bioenergy | System Transformation | TWh | Supply | Industrial | BioLPG | MSW, C&I (biogenic) |  | 2050: 0.082258
Bioenergy | System Transformation | TWh | Supply | Industrial | Biomass | Forest residues |  | 2050: 0.084961
Bioenergy | System Transformation | TWh | Supply | Industrial | Biomass | Agri residues |  | 2050: 0.070553
Bioenergy | System Transformation | TWh | Supply | Industrial | Biomass | Waste wood |  | 2050: 0.085615
Bioenergy | System Transformation | TWh | Supply | Industrial | Biomass | Energy crops |  | 2050: 0.034978
Bioenergy | System Transformation | TWh | Supply | Industrial | Biomass | Biomass imports |  | 2050: 0.55389
Bioenergy | System Transformation | TWh | Supply | Industrial | Biomethane | Biogas |  | 2050: 0.01
Bioenergy | System Transformation | TWh | Supply | Industrial | Biomethane | Forest residues |  | 2050: 0
Bioenergy | System Transformation | TWh | Supply | Industrial | Biomethane | Energy crops |  | 2050: 0
Bioenergy | System Transformation | TWh | Supply | Industrial | Biomethane | Agri residues |  | 2050: 0
Bioenergy | System Transformation | TWh | Supply | Industrial | Biomethane | Waste wood |  | 2050: 0
Bioenergy | System Transformation | TWh | Supply | Commercial | BioLPG | Energy crops |  | 2050: 0.93289
Bioenergy | System Transformation | TWh | Supply | Commercial | BioLPG | MSW, C&I (biogenic) |  | 2050: 0.55711
Bioenergy | System Transformation | TWh | Supply | Commercial | Biomass | Forest residues |  | 2050: 0.48213
Bioenergy | System Transformation | TWh | Supply | Commercial | Biomass | Agri residues |  | 2050: 0.40037
Bioenergy | System Transformation | TWh | Supply | Commercial | Biomass | Waste wood |  | 2050: 0.48584
Bioenergy | System Transformation | TWh | Supply | Commercial | Biomass | Energy crops |  | 2050: 0.19849
Bioenergy | System Transformation | TWh | Supply | Commercial | Biomass | Biomass imports |  | 2050: 3.1432
Bioenergy | System Transformation | TWh | Supply | Commercial | Biomethane | Biogas |  | 2050: 0.17
Bioenergy | System Transformation | TWh | Supply | Commercial | Biomethane | Forest residues |  | 2050: 0
Bioenergy | System Transformation | TWh | Supply | Commercial | Biomethane | Energy crops |  | 2050: 0
Bioenergy | System Transformation | TWh | Supply | Commercial | Biomethane | Agri residues |  | 2050: 0
Bioenergy | System Transformation | TWh | Supply | Commercial | Biomethane | Waste wood |  | 2050: 0
Bioenergy | System Transformation | TWh | Supply | Road Transport | Biodiesel | Waste biodiesel, bioethanol |  | 2050: 0
Bioenergy | System Transformation | TWh | Supply | Road Transport | Biodiesel | Forest residues |  | 2050: 0
Bioenergy | System Transformation | TWh | Supply | Road Transport | Biodiesel | Agri residues |  | 2050: 0
Bioenergy | System Transformation | TWh | Supply | Road Transport | Biodiesel | Waste wood |  | 2050: 0
Bioenergy | System Transformation | TWh | Supply | Road Transport | Bioethanol | Waste biodiesel, bioethanol |  | 2050: 0
Bioenergy | System Transformation | TWh | Supply | Road Transport | Bioethanol | Energy crops |  | 2050: 0
Bioenergy | System Transformation | TWh | Supply | Aviation | Biojet fuel (from Biomass) | Biofuel imports |  | 2050: 4.696
Bioenergy | System Transformation | TWh | Supply | Aviation | Biojet fuel (from Biomass) | Forest residues |  | 2050: 31.035
Bioenergy | System Transformation | TWh | Supply | Aviation | Biojet fuel (from Biomass) | Waste wood |  | 2050: 0
Bioenergy | System Transformation | TWh | Supply | Aviation | Biojet fuel (from Biomass) | Biomass imports |  | 2050: 0
Bioenergy | System Transformation | TWh | Supply | Aviation | Biojet fuel (from waste) | MSW, C&I (biogenic) |  | 2050: 5.6091
Bioenergy | System Transformation | TWh | Supply | Hydrogen Production | Biomass | Forest residues |  | 2050: 4.3305
Bioenergy | System Transformation | TWh | Supply | Hydrogen Production | Biomass | Agri residues |  | 2050: 3.5962
Bioenergy | System Transformation | TWh | Supply | Hydrogen Production | Biomass | Waste wood |  | 2050: 4.3639
Bioenergy | System Transformation | TWh | Supply | Hydrogen Production | Biomass | Energy crops |  | 2050: 1.7828
Bioenergy | System Transformation | TWh | Supply | Hydrogen Production | Biomass | Biomass imports |  | 2050: 28.2325
Bioenergy | System Transformation | TWh | Supply | Greengas Blending | Biomethane | Biogas |  | 2050: 0
Bioenergy | System Transformation | TWh | Supply | Greengas Blending | Biomethane | Forest residues |  | 2050: 0
Bioenergy | System Transformation | TWh | Supply | Greengas Blending | Biomethane | Energy crops |  | 2050: 0
Bioenergy | System Transformation | TWh | Supply | Greengas Blending | Biomethane | Agri residues |  | 2050: 0
Bioenergy | System Transformation | TWh | Supply | Greengas Blending | Biomethane | Waste wood |  | 2050: 0
Bioenergy | Leading the Way | TWh | Supply | Power Generation | Waste | MSW, C&I (biogenic) |  | 2050: 26.865
Bioenergy | Leading the Way | TWh | Supply | Power Generation | Biomass | Forest residues |  | 2050: 7.0266
Bioenergy | Leading the Way | TWh | Supply | Power Generation | Biomass | Agri residues |  | 2050: 6.7777
Bioenergy | Leading the Way | TWh | Supply | Power Generation | Biomass | Waste wood |  | 2050: 12.0345
Bioenergy | Leading the Way | TWh | Supply | Power Generation | Biomass | Energy crops |  | 2050: 27.1383
Bioenergy | Leading the Way | TWh | Supply | Power Generation | Biomass | Biomass imports |  | 2050: 0
Bioenergy | Leading the Way | TWh | Supply | Domestic | BioLPG | Energy crops |  | 2050: 6.8676
Bioenergy | Leading the Way | TWh | Supply | Domestic | BioLPG | MSW, C&I (biogenic) |  | 2050: 0
Bioenergy | Leading the Way | TWh | Supply | Domestic | Biomass | Forest residues |  | 2050: 0.55429
Bioenergy | Leading the Way | TWh | Supply | Domestic | Biomass | Agri residues |  | 2050: 0.53466
Bioenergy | Leading the Way | TWh | Supply | Domestic | Biomass | Waste wood |  | 2050: 0.94933
Bioenergy | Leading the Way | TWh | Supply | Domestic | Biomass | Energy crops |  | 2050: 2.1408
Bioenergy | Leading the Way | TWh | Supply | Domestic | Biomass | Biomass imports |  | 2050: 0
Bioenergy | Leading the Way | TWh | Supply | Domestic | Biomethane | Biogas |  | 2050: 3.0566
Bioenergy | Leading the Way | TWh | Supply | Domestic | Biomethane | Forest residues |  | 2050: 0
Bioenergy | Leading the Way | TWh | Supply | Domestic | Biomethane | Energy crops |  | 2050: 1.6102
Bioenergy | Leading the Way | TWh | Supply | Domestic | Biomethane | Agri residues |  | 2050: 0
Bioenergy | Leading the Way | TWh | Supply | Domestic | Biomethane | Waste wood |  | 2050: 0
Bioenergy | Leading the Way | TWh | Supply | Industrial | BioLPG | Energy crops |  | 2050: 0.24
Bioenergy | Leading the Way | TWh | Supply | Industrial | BioLPG | MSW, C&I (biogenic) |  | 2050: 0
Bioenergy | Leading the Way | TWh | Supply | Industrial | Biomass | Forest residues |  | 2050: 0.098149
Bioenergy | Leading the Way | TWh | Supply | Industrial | Biomass | Agri residues |  | 2050: 0.094673
Bioenergy | Leading the Way | TWh | Supply | Industrial | Biomass | Waste wood |  | 2050: 0.1681
Bioenergy | Leading the Way | TWh | Supply | Industrial | Biomass | Energy crops |  | 2050: 0.37908
Bioenergy | Leading the Way | TWh | Supply | Industrial | Biomass | Biomass imports |  | 2050: 0
Bioenergy | Leading the Way | TWh | Supply | Industrial | Biomethane | Biogas |  | 2050: 0.091695
Bioenergy | Leading the Way | TWh | Supply | Industrial | Biomethane | Forest residues |  | 2050: 0
Bioenergy | Leading the Way | TWh | Supply | Industrial | Biomethane | Energy crops |  | 2050: 0.048305
Bioenergy | Leading the Way | TWh | Supply | Industrial | Biomethane | Agri residues |  | 2050: 0
Bioenergy | Leading the Way | TWh | Supply | Industrial | Biomethane | Waste wood |  | 2050: 0
Bioenergy | Leading the Way | TWh | Supply | Commercial | BioLPG | Energy crops |  | 2050: 1.69
Bioenergy | Leading the Way | TWh | Supply | Commercial | BioLPG | MSW, C&I (biogenic) |  | 2050: 0
Bioenergy | Leading the Way | TWh | Supply | Commercial | Biomass | Forest residues |  | 2050: 0.60083
Bioenergy | Leading the Way | TWh | Supply | Commercial | Biomass | Agri residues |  | 2050: 0.57955
Bioenergy | Leading the Way | TWh | Supply | Commercial | Biomass | Waste wood |  | 2050: 1.0291
Bioenergy | Leading the Way | TWh | Supply | Commercial | Biomass | Energy crops |  | 2050: 2.3206
Bioenergy | Leading the Way | TWh | Supply | Commercial | Biomass | Biomass imports |  | 2050: 0
Bioenergy | Leading the Way | TWh | Supply | Commercial | Biomethane | Biogas |  | 2050: 1.2182
Bioenergy | Leading the Way | TWh | Supply | Commercial | Biomethane | Forest residues |  | 2050: 0
Bioenergy | Leading the Way | TWh | Supply | Commercial | Biomethane | Energy crops |  | 2050: 0.64176
Bioenergy | Leading the Way | TWh | Supply | Commercial | Biomethane | Agri residues |  | 2050: 0
Bioenergy | Leading the Way | TWh | Supply | Commercial | Biomethane | Waste wood |  | 2050: 0
Bioenergy | Leading the Way | TWh | Supply | Road Transport | Biodiesel | Waste biodiesel, bioethanol |  | 2050: 0
Bioenergy | Leading the Way | TWh | Supply | Road Transport | Biodiesel | Forest residues |  | 2050: 9.5542e-05
Bioenergy | Leading the Way | TWh | Supply | Road Transport | Biodiesel | Agri residues |  | 2050: 0
Bioenergy | Leading the Way | TWh | Supply | Road Transport | Biodiesel | Waste wood |  | 2050: 0
Bioenergy | Leading the Way | TWh | Supply | Road Transport | Bioethanol | Waste biodiesel, bioethanol |  | 2050: 0
Bioenergy | Leading the Way | TWh | Supply | Road Transport | Bioethanol | Energy crops |  | 2050: 3.3336e-05
Bioenergy | Leading the Way | TWh | Supply | Aviation | Biojet fuel (from Biomass) | Biofuel imports |  | 2050: 5.7632
Bioenergy | Leading the Way | TWh | Supply | Aviation | Biojet fuel (from Biomass) | Forest residues |  | 2050: 35.5768
Bioenergy | Leading the Way | TWh | Supply | Aviation | Biojet fuel (from Biomass) | Waste wood |  | 2050: 0
Bioenergy | Leading the Way | TWh | Supply | Aviation | Biojet fuel (from Biomass) | Biomass imports |  | 2050: 0
Bioenergy | Leading the Way | TWh | Supply | Aviation | Biojet fuel (from waste) | MSW, C&I (biogenic) |  | 2050: 0
Bioenergy | Leading the Way | TWh | Supply | Hydrogen Production | Biomass | Forest residues |  | 2050: 1.3229
Bioenergy | Leading the Way | TWh | Supply | Hydrogen Production | Biomass | Agri residues |  | 2050: 1.2761
Bioenergy | Leading the Way | TWh | Supply | Hydrogen Production | Biomass | Waste wood |  | 2050: 2.2658
Bioenergy | Leading the Way | TWh | Supply | Hydrogen Production | Biomass | Energy crops |  | 2050: 5.1094
Bioenergy | Leading the Way | TWh | Supply | Hydrogen Production | Biomass | Biomass imports |  | 2050: 0
Bioenergy | Leading the Way | TWh | Supply | Greengas Blending | Biomethane | Biogas |  | 2050: 2.2924
Bioenergy | Leading the Way | TWh | Supply | Greengas Blending | Biomethane | Forest residues |  | 2050: 0
Bioenergy | Leading the Way | TWh | Supply | Greengas Blending | Biomethane | Energy crops |  | 2050: 1.2076
Bioenergy | Leading the Way | TWh | Supply | Greengas Blending | Biomethane | Agri residues |  | 2050: 0
Bioenergy | Leading the Way | TWh | Supply | Greengas Blending | Biomethane | Waste wood |  | 2050: 0
Bioenergy | Falling Short | TWh | Supply | Power Generation | Waste | MSW, C&I (biogenic) |  | 2050: 17.8149
Bioenergy | Falling Short | TWh | Supply | Power Generation | Biomass | Forest residues |  | 2050: 29.7339
Bioenergy | Falling Short | TWh | Supply | Power Generation | Biomass | Agri residues |  | 2050: 0
Bioenergy | Falling Short | TWh | Supply | Power Generation | Biomass | Waste wood |  | 2050: 0
Bioenergy | Falling Short | TWh | Supply | Power Generation | Biomass | Energy crops |  | 2050: 0
Bioenergy | Falling Short | TWh | Supply | Power Generation | Biomass | Biomass imports |  | 2050: 17.6974
Bioenergy | Falling Short | TWh | Supply | Domestic | BioLPG | Energy crops |  | 2050: 1.85
Bioenergy | Falling Short | TWh | Supply | Domestic | BioLPG | MSW, C&I (biogenic) |  | 2050: 0
Bioenergy | Falling Short | TWh | Supply | Domestic | Biomass | Forest residues |  | 2050: 0.28837
Bioenergy | Falling Short | TWh | Supply | Domestic | Biomass | Agri residues |  | 2050: 0
Bioenergy | Falling Short | TWh | Supply | Domestic | Biomass | Waste wood |  | 2050: 0
Bioenergy | Falling Short | TWh | Supply | Domestic | Biomass | Energy crops |  | 2050: 0
Bioenergy | Falling Short | TWh | Supply | Domestic | Biomass | Biomass imports |  | 2050: 0.17163
Bioenergy | Falling Short | TWh | Supply | Domestic | Biomethane | Biogas |  | 2050: 1.838
Bioenergy | Falling Short | TWh | Supply | Domestic | Biomethane | Forest residues |  | 2050: 0
Bioenergy | Falling Short | TWh | Supply | Domestic | Biomethane | Energy crops |  | 2050: 2.4779
Bioenergy | Falling Short | TWh | Supply | Domestic | Biomethane | Agri residues |  | 2050: 0
Bioenergy | Falling Short | TWh | Supply | Domestic | Biomethane | Waste wood |  | 2050: 1.0142
Bioenergy | Falling Short | TWh | Supply | Industrial | BioLPG | Energy crops |  | 2050: 0
Bioenergy | Falling Short | TWh | Supply | Industrial | BioLPG | MSW, C&I (biogenic) |  | 2050: 0
Bioenergy | Falling Short | TWh | Supply | Industrial | Biomass | Forest residues |  | 2050: 0.094032
Bioenergy | Falling Short | TWh | Supply | Industrial | Biomass | Agri residues |  | 2050: 0
Bioenergy | Falling Short | TWh | Supply | Industrial | Biomass | Waste wood |  | 2050: 0
Bioenergy | Falling Short | TWh | Supply | Industrial | Biomass | Energy crops |  | 2050: 0
Bioenergy | Falling Short | TWh | Supply | Industrial | Biomass | Biomass imports |  | 2050: 0.055968
Bioenergy | Falling Short | TWh | Supply | Industrial | Biomethane | Biogas |  | 2050: 0.017242
Bioenergy | Falling Short | TWh | Supply | Industrial | Biomethane | Forest residues |  | 2050: 0
Bioenergy | Falling Short | TWh | Supply | Industrial | Biomethane | Energy crops |  | 2050: 0.023245
Bioenergy | Falling Short | TWh | Supply | Industrial | Biomethane | Agri residues |  | 2050: 0
Bioenergy | Falling Short | TWh | Supply | Industrial | Biomethane | Waste wood |  | 2050: 0.0095137
Bioenergy | Falling Short | TWh | Supply | Commercial | BioLPG | Energy crops |  | 2050: 0.07
Bioenergy | Falling Short | TWh | Supply | Commercial | BioLPG | MSW, C&I (biogenic) |  | 2050: 0
Bioenergy | Falling Short | TWh | Supply | Commercial | Biomass | Forest residues |  | 2050: 0.36986
Bioenergy | Falling Short | TWh | Supply | Commercial | Biomass | Agri residues |  | 2050: 0
Bioenergy | Falling Short | TWh | Supply | Commercial | Biomass | Waste wood |  | 2050: 0
Bioenergy | Falling Short | TWh | Supply | Commercial | Biomass | Energy crops |  | 2050: 0
Bioenergy | Falling Short | TWh | Supply | Commercial | Biomass | Biomass imports |  | 2050: 0.22014
Bioenergy | Falling Short | TWh | Supply | Commercial | Biomethane | Biogas |  | 2050: 0.36897
Bioenergy | Falling Short | TWh | Supply | Commercial | Biomethane | Forest residues |  | 2050: 0
Bioenergy | Falling Short | TWh | Supply | Commercial | Biomethane | Energy crops |  | 2050: 0.49744
Bioenergy | Falling Short | TWh | Supply | Commercial | Biomethane | Agri residues |  | 2050: 0
Bioenergy | Falling Short | TWh | Supply | Commercial | Biomethane | Waste wood |  | 2050: 0.20359
Bioenergy | Falling Short | TWh | Supply | Road Transport | Biodiesel | Waste biodiesel, bioethanol |  | 2050: 1.9009
Bioenergy | Falling Short | TWh | Supply | Road Transport | Biodiesel | Forest residues |  | 2050: 0
Bioenergy | Falling Short | TWh | Supply | Road Transport | Biodiesel | Agri residues |  | 2050: 7.8823
Bioenergy | Falling Short | TWh | Supply | Road Transport | Biodiesel | Waste wood |  | 2050: 0
Bioenergy | Falling Short | TWh | Supply | Road Transport | Bioethanol | Waste biodiesel, bioethanol |  | 2050: 1.7068
Bioenergy | Falling Short | TWh | Supply | Road Transport | Bioethanol | Energy crops |  | 2050: 1.7068
Bioenergy | Falling Short | TWh | Supply | Aviation | Biojet fuel (from Biomass) | Biofuel imports |  | 2050: 0
Bioenergy | Falling Short | TWh | Supply | Aviation | Biojet fuel (from Biomass) | Forest residues |  | 2050: 9.5142
Bioenergy | Falling Short | TWh | Supply | Aviation | Biojet fuel (from Biomass) | Waste wood |  | 2050: 2.7211
Bioenergy | Falling Short | TWh | Supply | Aviation | Biojet fuel (from Biomass) | Biomass imports |  | 2050: 0
Bioenergy | Falling Short | TWh | Supply | Aviation | Biojet fuel (from waste) | MSW, C&I (biogenic) |  | 2050: 3.7647
Bioenergy | Falling Short | TWh | Supply | Hydrogen Production | Biomass | Forest residues |  | 2050: 0
Bioenergy | Falling Short | TWh | Supply | Hydrogen Production | Biomass | Agri residues |  | 2050: 0
Bioenergy | Falling Short | TWh | Supply | Hydrogen Production | Biomass | Waste wood |  | 2050: 0
Bioenergy | Falling Short | TWh | Supply | Hydrogen Production | Biomass | Energy crops |  | 2050: 0
Bioenergy | Falling Short | TWh | Supply | Hydrogen Production | Biomass | Biomass imports |  | 2050: 0
Bioenergy | Falling Short | TWh | Supply | Greengas Blending | Biomethane | Biogas |  | 2050: 15.1036
Bioenergy | Falling Short | TWh | Supply | Greengas Blending | Biomethane | Forest residues |  | 2050: 0
Bioenergy | Falling Short | TWh | Supply | Greengas Blending | Biomethane | Energy crops |  | 2050: 20.3624
Bioenergy | Falling Short | TWh | Supply | Greengas Blending | Biomethane | Agri residues |  | 2050: 0
Bioenergy | Falling Short | TWh | Supply | Greengas Blending | Biomethane | Waste wood |  | 2050: 8.334
Hydrogen | Consumer Transformation | TWh | Supply | Methane Reformation with CCUS |  |  | Methane Reformation with CCUS | 0 | 0 | 0.0098112 | 0.019765 | 0.019765 | 0.030319 | 0.030319 | 0.030415 | 0.030695 | 0.030975 | 0.032662 | 0.33606 | 0.63946 | 0.94286 | 1.2463 | 1.2463 | 1.2463 | 1.2463 | 1.2463 | 1.2463 | 1.2463 | 1.2463 | 1.2463 | 1.2463 | 1.2463 | 1.2463 | 1.2463 | 1.2463 | 1.2463 | 1.2463 | 1.2463
Hydrogen | Consumer Transformation | TWh | Supply | Networked Electrolysis |  |  | Networked Electrolysis | 0 | 0 | 0.025959 | 0.077259 | 0.12674 | 0.10396 | 0.15775 | 0.46384 | 0.82041 | 1.3599 | 3.1381 | 4.2584 | 7.2687 | 10.2445 | 14.0219 | 16.6092 | 20.1886 | 23.539 | 24.8511 | 26.8631 | 30.8683 | 42.0676 | 50.9821 | 59.2217 | 68.674 | 76.2036 | 84.1604 | 90.4722 | 97.5666 | 103.3801 | 109.2448
Hydrogen | Consumer Transformation | TWh | Supply | Non-networked Electrolysis |  |  | Non-networked Electrolysis | 0 | 0 | 0.016123 | 0.0185 | 0.0185 | 0.0185 | 0.0185 | 0.0185 | 0.0185 | 0.0185 | 0.0185 | 0.0185 | 0.0185 | 0.0185 | 0.0185 | 0.0185 | 0.0185 | 0.0185 | 0.0185 | 0.0185 | 0.0185 | 0.0185 | 0.0185 | 0.0185 | 0.0185 | 0.0185 | 0.0185 | 0.0185 | 0.0185 | 0.0185 | 1.959
Hydrogen | Consumer Transformation | TWh | Supply | Biomass gasification |  |  | Biomass gasification | 0 | 0 | 0 | 0 | 0 | 0 | 0 | 0 | 0 | 0 | 0 | 0 | 0 | 0 | 0 | 0 | 0 | 0 | 0 | 0 | 0 | 0 | 0 | 0 | 0 | 0 | 0 | 0 | 0 | 0 | 0
Hydrogen | Consumer Transformation | TWh | Supply | Nuclear Electrolysis |  |  | Nuclear Electrolysis | 0 | 0 | 0 | 0 | 0 | 0 | 0 | 0 | 0 | 0 | 0 | 0.26667 | 0.53333 | 0.8 | 1.0667 | 1.3333 | 1.6 | 1.8667 | 2.1333 | 2.4 | 2.6667 | 3.2 | 3.7333 | 4.2667 | 4.8 | 5.3333 | 5.8667 | 6.4 | 6.9333 | 7.4667 | 8
Hydrogen | Consumer Transformation | TWh | Supply | Imports |  |  | Imports | 0 | 0 | 0 | 0 | 0 | 0 | 0 | 0 | 0 | 0 | 0 | 0 | 0 | 0 | 0 | 0 | 0 | 0 | 0 | 0 | 0 | 0 | 0 | 0 | 0 | 0 | 0 | 0 | 0 | 0 | 0
Hydrogen | Consumer Transformation | TWh | Supply | Exports |  |  | Exports | 0 | 0 | 0 | 0 | 0 | 0 | 0 | 0 | 0 | 0 | 0 | 0 | 0 | 0 | 0 | 0 | 0 | 0 | 0 | 0 | 0 | 0 | 0 | 0 | 0 | 0 | 0 | 0 | 0 | 0 | 0
Hydrogen | System Transformation | TWh | Supply | Methane Reformation with CCUS |  |  | Methane Reformation with CCUS | 0 | 0 | 0.0098112 | 0.012148 | 0.012148 | 0.0251 | 2.48 | 5.9886 | 11.3335 | 16.0827 | 24.7307 | 38.3282 | 53.5154 | 70.1494 | 86.6543 | 104 | 120 | 135 | 151 | 164 | 178 | 189 | 200 | 208 | 214 | 218.0356 | 218.0356 | 218.0356 | 218.0356 | 218.0356 | 218.0356
Hydrogen | System Transformation | TWh | Supply | Networked Electrolysis |  |  | Networked Electrolysis | 0 | 0 | 0.025959 | 0.08 | 0.12 | 1.59 | 4.2599 | 6.1399 | 6.9798 | 7.7751 | 10.3614 | 8.7987 | 10.1459 | 9.9457 | 12.0914 | 20.8643 | 25.3166 | 28.4865 | 32.5765 | 39.8865 | 42.2987 | 52.4757 | 66.2074 | 76.2871 | 87.6144 | 101.2017 | 110.5181 | 117.7249 | 125.2155 | 132.3925 | 135.2107
Hydrogen | System Transformation | TWh | Supply | Non-networked Electrolysis |  |  | Non-networked Electrolysis | 0 | 0 | 0.016123 | 0.051441 | 0.051441 | 0.06985 | 0.072867 | 0.14573 | 0.3 | 0.6 | 0.99925 | 1.9721 | 1.9976 | 3.2609 | 3.7579 | 4.9924 | 6.2758 | 7.5408 | 9.0501 | 10.5634 | 12.7222 | 14.9564 | 17.2597 | 21.3201 | 24.4891 | 29.4881 | 31.233 | 32.982 | 34.7874 | 37.4154 | 39.6969
Hydrogen | System Transformation | TWh | Supply | Biomass gasification |  |  | Biomass gasification | 0 | 0 | 0 | 0 | 0 | 0 | 0 | 0 | 0 | 0 | 1.0743 | 4 | 7 | 10 | 13 | 15 | 16 | 17 | 18 | 19 | 24 | 28 | 32 | 33 | 33 | 33 | 33 | 33 | 33 | 33 | 33
Hydrogen | System Transformation | TWh | Supply | Nuclear Electrolysis |  |  | Nuclear Electrolysis | 0 | 0 | 0 | 0 | 0 | 0 | 0.2 | 0.4 | 0.6 | 0.8 | 1 | 2 | 3 | 4 | 5 | 6 | 7.2 | 8.4 | 9.6 | 10.8 | 12 | 13 | 14 | 15 | 16 | 17 | 17.6 | 18.2 | 18.8 | 19.4 | 20
Hydrogen | System Transformation | TWh | Supply | Imports |  |  | Imports | 0 | 0 | 0 | 0 | 0 | 0 | 0 | 0 | 0 | 0 | 0 | 0 | 0 | 0 | 0 | 0 | 0 | 0 | 0 | 0 | 0 | 0 | 0 | 0 | 0 | 0 | 0 | 0 | 0 | 0 | 0
Hydrogen | System Transformation | TWh | Supply | Exports |  |  | Exports | 0 | 0 | 0 | 0 | 0 | 0 | 0 | 0 | 0 | 0 | 0 | 0 | 0 | 0 | 0 | 0 | 0 | 0 | 0 | 0 | 0 | 0 | 0 | 0 | 0 | 0 | 0 | 0 | 0 | 0 | 0
Hydrogen | Leading the Way | TWh | Supply | Methane Reformation with CCUS |  |  | Methane Reformation with CCUS | 0 | 0 | 0.0098112 | 0.021909 | 0.021909 | 0.030255 | 1 | 1.9 | 3.2 | 4.6 | 6.5 | 10.186 | 15.972 | 21 | 24 | 25.53 | 26 | 26 | 26 | 26 | 26 | 26 | 26 | 26 | 26 | 26 | 26 | 26 | 26 | 26 | 26
Hydrogen | Leading the Way | TWh | Supply | Networked Electrolysis |  |  | Networked Electrolysis | 0 | 0 | 0.025959 | 0.075189 | 0.2333 | 4.6756 | 7.2371 | 10.1884 | 13.742 | 19.9637 | 28.3541 | 30.6239 | 31.0071 | 34.3251 | 38.0913 | 39.3061 | 45.1769 | 46.4129 | 48.5907 | 50.9031 | 56.3177 | 68.2288 | 78.5058 | 88.5411 | 97.1718 | 103.4073 | 110.4833 | 115.9875 | 120.5384 | 128.2541 | 133.0764
Hydrogen | Leading the Way | TWh | Supply | Non-networked Electrolysis |  |  | Non-networked Electrolysis | 0 | 0 | 0.016123 | 0.0185 | 0.0185 | 0.1 | 0.30003 | 0.60007 | 1.4001 | 2.4992 | 3.9963 | 4.2901 | 4.9425 | 6.031 | 7.1887 | 8.2041 | 9.2176 | 10.8779 | 12.4024 | 15.8006 | 18.9651 | 21.6574 | 24.9735 | 28.2595 | 30.8151 | 34.4203 | 35.2071 | 37.6575 | 40.2549 | 41.6863 | 44.183
Hydrogen | Leading the Way | TWh | Supply | Biomass gasification |  |  | Biomass gasification | 0 | 0 | 0 | 0 | 0 | 0 | 0.1645 | 0.32899 | 0.49349 | 0.65798 | 0.82248 | 1.5004 | 2.1783 | 2.8561 | 3.534 | 4.4119 | 4.5125 | 4.8132 | 5.1138 | 5.4144 | 5.7151 | 5.9888 | 6.2626 | 6.5364 | 6.8102 | 7.084 | 7.084 | 7.084 | 7.084 | 7.084 | 7.084
Hydrogen | Leading the Way | TWh | Supply | Nuclear Electrolysis |  |  | Nuclear Electrolysis | 0 | 0 | 0 | 0 | 0 | 0 | 0 | 0 | 0 | 0 | 0 | 0 | 0 | 0 | 0 | 0 | 0 | 0 | 0 | 0 | 0 | 0 | 0 | 0 | 0 | 0 | 0 | 0 | 0 | 0 | 0
Hydrogen | Leading the Way | TWh | Supply | Imports |  |  | Imports | 0 | 0 | 0 | 0 | 0 | 0 | 0 | 0 | 0 | 0 | 0 | 0 | 0 | 0 | 0 | 3 | 4 | 6 | 8 | 10 | 12 | 13.8 | 15.6 | 17.4 | 19.2 | 21 | 23.2 | 25.4 | 27.6 | 29.8 | 32
Hydrogen | Leading the Way | TWh | Supply | Exports |  |  | Exports | 0 | 0 | 0 | 0 | 0 | 0 | 0 | 0 | 0 | 0 | 0 | 0 | 0 | 0 | 0 | 0 | 0 | 0 | 0 | 0 | 0 | 0 | 0 | 0 | 0 | 0 | 0 | 0 | 0 | 0 | 0
Hydrogen | Falling Short | TWh | Supply | Methane Reformation with CCUS |  |  | Methane Reformation with CCUS | 0 | 0 | 0.0098112 | 0.0098504 | 0.0098504 | 0.020404 | 0.020404 | 0.020404 | 0.020404 | 0.020404 | 0.020404 | 0.020404 | 0.020404 | 0.020404 | 0.43656 | 0.88129 | 1.3345 | 1.8217 | 2.3173 | 2.8111 | 3.3833 | 3.9644 | 4.4664 | 4.9716 | 5.4199 | 5.7 | 5.8 | 5.91 | 6 | 6 | 6
Hydrogen | Falling Short | TWh | Supply | Networked Electrolysis |  |  | Networked Electrolysis | 0 | 0 | 0.025959 | 0.033564 | 0.042613 | 0.05275 | 0.22084 | 0.38686 | 0.59229 | 0.7987 | 1.1278 | 1.4857 | 1.8909 | 2.2906 | 2.3023 | 2.3139 | 2.3256 | 2.3373 | 2.349 | 2.3606 | 2.3723 | 2.384 | 2.3957 | 2.4073 | 2.419 | 2.6021 | 3.5137 | 4.7898 | 5.5921 | 6.9099 | 7.7306
Hydrogen | Falling Short | TWh | Supply | Non-networked Electrolysis |  |  | Non-networked Electrolysis | 0 | 0 | 0.016123 | 0.042191 | 0.046732 | 0.051459 | 0.051459 | 0.051459 | 0.051459 | 0.051459 | 0.051459 | 0.051459 | 0.051459 | 0.051459 | 0.051459 | 0.051459 | 0.051459 | 0.051459 | 0.051459 | 0.051459 | 0.051459 | 0.051459 | 0.051459 | 0.051459 | 0.051459 | 0.051459 | 0.051459 | 0.051459 | 0.051459 | 0.051459 | 0.051459
Hydrogen | Falling Short | TWh | Supply | Biomass gasification |  |  | Biomass gasification | 0 | 0 | 0 | 0 | 0 | 0 | 0 | 0 | 0 | 0 | 0 | 0 | 0 | 0 | 0 | 0 | 0 | 0 | 0 | 0 | 0 | 0 | 0 | 0 | 0 | 0 | 0 | 0 | 0 | 0 | 0
Hydrogen | Falling Short | TWh | Supply | Nuclear Electrolysis |  |  | Nuclear Electrolysis | 0 | 0 | 0 | 0 | 0 | 0 | 0 | 0 | 0 | 0 | 0 | 0 | 0 | 0 | 0 | 0 | 0 | 0 | 0 | 0 | 0 | 0 | 0 | 0 | 0 | 0 | 0 | 0 | 0 | 0 | 0
Hydrogen | Falling Short | TWh | Supply | Imports |  |  | Imports | 0 | 0 | 0 | 0 | 0 | 0 | 0 | 0 | 0 | 0 | 0 | 0 | 0 | 0 | 0 | 0 | 0 | 0 | 0 | 0 | 0 | 0 | 0 | 0 | 0 | 0 | 0 | 0 | 0 | 0 | 0
Hydrogen | Falling Short | TWh | Supply | Exports |  |  | Exports | 0 | 0 | 0 | 0 | 0 | 0 | 0 | 0 | 0 | 0 | 0 | 0 | 0 | 0 | 0 | 0 | 0 | 0 | 0 | 0 | 0 | 0 | 0 | 0 | 0 | 0 | 0 | 0 | 0 | 0 | 0
Hydrogen | Five Year Forecast | TWh | Supply | Methane Reformation with CCUS |  |  | Methane Reformation with CCUS | 2020: 0; 2021: 0; 2022: 0.0098112; 2023: 0.0098112; 2024: 0.0098112; 2025: 0.020323; 2026: 2.4731; 2027: 5.9771; 2028: 11.3242
Hydrogen | Five Year Forecast | TWh | Supply | Networked Electrolysis |  |  | Networked Electrolysis | 2020: 0; 2021: 0; 2022: 0.025959; 2023: 0.060705; 2024: 0.082128; 2025: 1.1407; 2026: 2.2361; 2027: 2.6538; 2028: 2.7976
Hydrogen | Five Year Forecast | TWh | Supply | Non-networked Electrolysis |  |  | Non-networked Electrolysis | 2020: 0; 2021: 0; 2022: 0.016123; 2023: 0.024402; 2024: 0.035615; 2025: 0.070293; 2026: 0.23949; 2027: 0.42411; 2028: 0.57793
Hydrogen | Five Year Forecast | TWh | Supply | Biomass gasification |  |  | Biomass gasification | 2020: 0; 2021: 0; 2022: 0; 2023: 0; 2024: 0; 2025: 0; 2026: 0; 2027: 0; 2028: 0
Hydrogen | Five Year Forecast | TWh | Supply | Nuclear Electrolysis |  |  | Nuclear Electrolysis | 2020: 0; 2021: 0; 2022: 0; 2023: 0; 2024: 0; 2025: 0.014016; 2026: 0.014016; 2027: 0.014016; 2028: 0.028032
Hydrogen | Five Year Forecast | TWh | Supply | Imports |  |  | Imports | 2020: 0; 2021: 0; 2022: 0; 2023: 0; 2024: 0; 2025: 0; 2026: 0; 2027: 0; 2028: 0
Hydrogen | Five Year Forecast | TWh | Supply | Exports |  |  | Exports | 2020: 0; 2021: 0; 2022: 0; 2023: 0; 2024: 0; 2025: 0; 2026: 0; 2027: 0; 2028: 0
Hydrogen | Consumer Transformation | GW | Capacity | Methane Reformation with CCUS |  |  | Methane Reformation with CCUS | 0 | 0 | 0.0014 | 0.0028203 | 0.0028203 | 0.0043263 | 0.0043263 | 0.00434 | 0.00438 | 0.00442 | 0.0046606 | 0.040382 | 0.076839 | 0.1133 | 0.14975 | 0.14975 | 0.14975 | 0.14975 | 0.14975 | 0.14975 | 0.14975 | 0.14975 | 0.14975 | 0.14975 | 0.14975 | 0.14975 | 0.14975 | 0.14975 | 0.14975 | 0.14975 | 0.14975
Hydrogen | Consumer Transformation | GW | Capacity | Networked Electrolysis |  |  | Networked Electrolysis | 0 | 0 | 0.0074084 | 0.022042 | 0.028875 | 0.036497 | 0.044947 | 0.13503 | 0.21921 | 0.36176 | 0.72452 | 1.0364 | 1.6026 | 2.2513 | 2.856 | 3.5123 | 4.257 | 4.9088 | 5.4046 | 5.8312 | 6.4772 | 8.5437 | 10.2789 | 12.0168 | 13.8379 | 15.314 | 17.2266 | 18.797 | 20.8085 | 22.3009 | 23.5805
Hydrogen | Consumer Transformation | GW | Capacity | Non-networked Electrolysis |  |  | Non-networked Electrolysis | 0 | 0 | 0.0061349 | 0.0070395 | 0.0070395 | 0.0070395 | 0.0070395 | 0.0070395 | 0.0070395 | 0.0070395 | 0.0070395 | 0.0070395 | 0.0070395 | 0.0070395 | 0.0070395 | 0.0070395 | 0.0070395 | 0.0070395 | 0.0070395 | 0.0070395 | 0.0070395 | 0.0070395 | 0.0070395 | 0.0070395 | 0.0070395 | 0.0070395 | 0.0070395 | 0.0070395 | 0.0070395 | 0.0070395 | 0.74545
Hydrogen | Consumer Transformation | GW | Capacity | Biomass gasification |  |  | Biomass gasification | 0 | 0 | 0 | 0 | 0 | 0 | 0 | 0 | 0 | 0 | 0 | 0 | 0 | 0 | 0 | 0 | 0 | 0 | 0 | 0 | 0 | 0 | 0 | 0 | 0 | 0 | 0 | 0 | 0 | 0 | 0
Hydrogen | Consumer Transformation | GW | Capacity | Nuclear Electrolysis |  |  | Nuclear Electrolysis | 0 | 0 | 0 | 0 | 0 | 0 | 0 | 0 | 0 | 0 | 0 | 0.038052 | 0.076104 | 0.11416 | 0.15221 | 0.19026 | 0.22831 | 0.26636 | 0.30441 | 0.34247 | 0.38052 | 0.45662 | 0.53272 | 0.60883 | 0.68493 | 0.76104 | 0.83714 | 0.91324 | 0.98935 | 1.0654 | 1.1416
Hydrogen | Consumer Transformation | GW | Capacity | Imports |  |  | Imports | 0 | 0 | 0 | 0 | 0 | 0 | 0 | 0 | 0 | 0 | 0 | 0 | 0 | 0 | 0 | 0 | 0 | 0 | 0 | 0 | 0 | 0 | 0 | 0 | 0 | 0 | 0 | 0 | 0 | 0 | 0
Hydrogen | Consumer Transformation | GW | Capacity | Exports |  |  | Exports | 0 | 0 | 0 | 0 | 0 | 0 | 0 | 0 | 0 | 0 | 0 | 0 | 0 | 0 | 0 | 0 | 0 | 0 | 0 | 0 | 0 | 0 | 0 | 0 | 0 | 0 | 0 | 0 | 0 | 0 | 0
Hydrogen | System Transformation | GW | Capacity | Methane Reformation with CCUS |  |  | Methane Reformation with CCUS | 0 | 0 | 0.0014 | 0.0017335 | 0.0017335 | 0.0035816 | 0.35388 | 0.85453 | 1.6172 | 2.2949 | 3.5289 | 4.6056 | 6.4306 | 8.4294 | 10.4127 | 12.497 | 14.4196 | 16.2221 | 18.1447 | 19.7068 | 21.3891 | 22.7109 | 24.0327 | 24.994 | 25.715 | 26.1999 | 26.1999 | 26.1999 | 26.1999 | 26.1999 | 26.1999
Hydrogen | System Transformation | GW | Capacity | Networked Electrolysis |  |  | Networked Electrolysis | 0 | 0 | 0.0074084 | 0.023826 | 0.034669 | 0.45477 | 1.2147 | 1.7533 | 1.9907 | 2.2282 | 2.4655 | 2.7418 | 3.0181 | 3.2945 | 3.5708 | 5.1236 | 5.5926 | 6.8927 | 7.9495 | 9.9305 | 10.5694 | 13.2355 | 15.4004 | 18.3992 | 21.5377 | 25.1415 | 27.578 | 29.7262 | 31.8543 | 33.7431 | 34.4463
Hydrogen | System Transformation | GW | Capacity | Non-networked Electrolysis |  |  | Non-networked Electrolysis | 0 | 0 | 0.0061349 | 0.019574 | 0.019574 | 0.026579 | 0.027727 | 0.055454 | 0.11416 | 0.22831 | 0.38023 | 0.75042 | 0.76012 | 1.2408 | 1.43 | 1.8997 | 2.388 | 2.8694 | 3.4437 | 4.0195 | 4.841 | 5.6912 | 6.5676 | 8.1127 | 9.3185 | 11.2207 | 11.8847 | 12.5502 | 13.2372 | 14.2372 | 15.1054
Hydrogen | System Transformation | GW | Capacity | Biomass gasification |  |  | Biomass gasification | 0 | 0 | 0 | 0 | 0 | 0 | 0 | 0 | 0 | 0 | 0.13626 | 0.50736 | 0.88787 | 1.2684 | 1.6489 | 1.9026 | 2.0294 | 2.1563 | 2.2831 | 2.4099 | 3.0441 | 3.5515 | 4.0589 | 4.1857 | 4.1857 | 4.1857 | 4.1857 | 4.1857 | 4.1857 | 4.1857 | 4.1857
Hydrogen | System Transformation | GW | Capacity | Nuclear Electrolysis |  |  | Nuclear Electrolysis | 0 | 0 | 0 | 0 | 0 | 0 | 0.028539 | 0.057078 | 0.085616 | 0.11416 | 0.14269 | 0.28539 | 0.42808 | 0.57078 | 0.71347 | 0.85616 | 1.0274 | 1.1986 | 1.3699 | 1.5411 | 1.7123 | 1.855 | 1.9977 | 2.1404 | 2.2831 | 2.4258 | 2.5114 | 2.597 | 2.6826 | 2.7683 | 2.8539
Hydrogen | System Transformation | GW | Capacity | Imports |  |  | Imports | 0 | 0 | 0 | 0 | 0 | 0 | 0 | 0 | 0 | 0 | 0 | 0 | 0 | 0 | 0 | 0 | 0 | 0 | 0 | 0 | 0 | 0 | 0 | 0 | 0 | 0 | 0 | 0 | 0 | 0 | 0
Hydrogen | System Transformation | GW | Capacity | Exports |  |  | Exports | 0 | 0 | 0 | 0 | 0 | 0 | 0 | 0 | 0 | 0 | 0 | 0 | 0 | 0 | 0 | 0 | 0 | 0 | 0 | 0 | 0 | 0 | 0 | 0 | 0 | 0 | 0 | 0 | 0 | 0 | 0
Hydrogen | Leading the Way | GW | Capacity | Methane Reformation with CCUS |  |  | Methane Reformation with CCUS | 0 | 0 | 0.0014 | 0.0031263 | 0.0031263 | 0.0043172 | 0.14269 | 0.27112 | 0.45662 | 0.65639 | 0.92751 | 1.224 | 1.9192 | 2.5234 | 2.8839 | 3.0678 | 3.1242 | 3.1242 | 3.1242 | 3.1242 | 3.1242 | 3.1242 | 3.1242 | 3.1242 | 3.1242 | 3.1242 | 3.1242 | 3.1242 | 3.1242 | 3.1242 | 3.1242
Hydrogen | Leading the Way | GW | Capacity | Networked Electrolysis |  |  | Networked Electrolysis | 0 | 0 | 0.0074084 | 0.021458 | 0.066582 | 1.3344 | 2.0654 | 2.9077 | 3.891 | 5.6828 | 7.6164 | 8.3096 | 8.5305 | 8.878 | 9.8659 | 10.313 | 11.0836 | 11.611 | 12.2572 | 12.764 | 14.5274 | 17.9402 | 21.134 | 24.2204 | 26.6322 | 28.6711 | 30.9427 | 32.861 | 34.5461 | 36.6015 | 38.4022
Hydrogen | Leading the Way | GW | Capacity | Non-networked Electrolysis |  |  | Non-networked Electrolysis | 0 | 0 | 0.0061349 | 0.0070395 | 0.0070395 | 0.038052 | 0.11417 | 0.22834 | 0.53276 | 0.951 | 1.5207 | 1.6325 | 1.8807 | 2.2949 | 2.7354 | 3.1218 | 3.5075 | 4.1392 | 4.7193 | 6.0124 | 7.2165 | 8.241 | 9.5029 | 10.7532 | 11.7257 | 13.0975 | 13.3969 | 14.3294 | 15.3177 | 15.8624 | 16.8124
Hydrogen | Leading the Way | GW | Capacity | Biomass gasification |  |  | Biomass gasification | 0 | 0 | 0 | 0 | 0 | 0 | 0.020865 | 0.041729 | 0.062594 | 0.083458 | 0.10432 | 0.19031 | 0.27629 | 0.36227 | 0.44825 | 0.5596 | 0.57237 | 0.6105 | 0.64863 | 0.68676 | 0.72489 | 0.75962 | 0.79435 | 0.82907 | 0.8638 | 0.89852 | 0.89852 | 0.89852 | 0.89852 | 0.89852 | 0.89852
Hydrogen | Leading the Way | GW | Capacity | Nuclear Electrolysis |  |  | Nuclear Electrolysis | 0 | 0 | 0 | 0 | 0 | 0 | 0 | 0 | 0 | 0 | 0 | 0 | 0 | 0 | 0 | 0 | 0 | 0 | 0 | 0 | 0 | 0 | 0 | 0 | 0 | 0 | 0 | 0 | 0 | 0 | 0
Hydrogen | Leading the Way | GW | Capacity | Imports |  |  | Imports | 0 | 0 | 0 | 0 | 0 | 0 | 0 | 0 | 0 | 0 | 0 | 0 | 0 | 0 | 0 | 0.34593 | 0.46123 | 0.69185 | 0.92247 | 1.1531 | 1.3837 | 1.5913 | 1.7988 | 2.0064 | 2.2139 | 2.4215 | 2.6752 | 2.9288 | 3.1825 | 3.4362 | 3.6899
Hydrogen | Leading the Way | GW | Capacity | Exports |  |  | Exports | 0 | 0 | 0 | 0 | 0 | 0 | 0 | 0 | 0 | 0 | 0 | 0 | 0 | 0 | 0 | 0 | 0 | 0 | 0 | 0 | 0 | 0 | 0 | 0 | 0 | 0 | 0 | 0 | 0 | 0 | 0
Hydrogen | Falling Short | GW | Capacity | Methane Reformation with CCUS |  |  | Methane Reformation with CCUS | 0 | 0 | 0.0014 | 0.0014056 | 0.0014056 | 0.0029116 | 0.0029116 | 0.0029116 | 0.0029116 | 0.0029116 | 0.0029116 | 0.0024519 | 0.0024519 | 0.0024519 | 0.052459 | 0.1059 | 0.16036 | 0.2189 | 0.27846 | 0.33779 | 0.40655 | 0.47637 | 0.5367 | 0.59741 | 0.65127 | 0.68493 | 0.69695 | 0.71017 | 0.72098 | 0.72098 | 0.72098
Hydrogen | Falling Short | GW | Capacity | Networked Electrolysis |  |  | Networked Electrolysis | 0 | 0 | 0.0074084 | 0.0095789 | 0.012161 | 0.015054 | 0.063025 | 0.1104 | 0.16903 | 0.22794 | 0.32186 | 0.42401 | 0.53965 | 0.65371 | 0.65704 | 0.66037 | 0.6637 | 0.66704 | 0.67037 | 0.6737 | 0.67703 | 0.68036 | 0.68369 | 0.68702 | 0.69036 | 0.74261 | 1.0624 | 1.2669 | 1.3508 | 1.4636 | 1.5668
Hydrogen | Falling Short | GW | Capacity | Non-networked Electrolysis |  |  | Non-networked Electrolysis | 0 | 0 | 0.0061349 | 0.016055 | 0.017782 | 0.019581 | 0.019581 | 0.019581 | 0.019581 | 0.019581 | 0.019581 | 0.019581 | 0.019581 | 0.019581 | 0.019581 | 0.019581 | 0.019581 | 0.019581 | 0.019581 | 0.019581 | 0.019581 | 0.019581 | 0.019581 | 0.019581 | 0.019581 | 0.019581 | 0.019581 | 0.019581 | 0.019581 | 0.019581 | 0.019581
Hydrogen | Falling Short | GW | Capacity | Biomass gasification |  |  | Biomass gasification | 0 | 0 | 0 | 0 | 0 | 0 | 0 | 0 | 0 | 0 | 0 | 0 | 0 | 0 | 0 | 0 | 0 | 0 | 0 | 0 | 0 | 0 | 0 | 0 | 0 | 0 | 0 | 0 | 0 | 0 | 0
Hydrogen | Falling Short | GW | Capacity | Nuclear Electrolysis |  |  | Nuclear Electrolysis | 0 | 0 | 0 | 0 | 0 | 0 | 0 | 0 | 0 | 0 | 0 | 0 | 0 | 0 | 0 | 0 | 0 | 0 | 0 | 0 | 0 | 0 | 0 | 0 | 0 | 0 | 0 | 0 | 0 | 0 | 0
Hydrogen | Falling Short | GW | Capacity | Imports |  |  | Imports | 0 | 0 | 0 | 0 | 0 | 0 | 0 | 0 | 0 | 0 | 0 | 0 | 0 | 0 | 0 | 0 | 0 | 0 | 0 | 0 | 0 | 0 | 0 | 0 | 0 | 0 | 0 | 0 | 0 | 0 | 0
Hydrogen | Falling Short | GW | Capacity | Exports |  |  | Exports | 0 | 0 | 0 | 0 | 0 | 0 | 0 | 0 | 0 | 0 | 0 | 0 | 0 | 0 | 0 | 0 | 0 | 0 | 0 | 0 | 0 | 0 | 0 | 0 | 0 | 0 | 0 | 0 | 0 | 0 | 0
Hydrogen | Five Year Forecast | GW | Capacity | Methane Reformation with CCUS |  |  | Methane Reformation with CCUS | 2020: 0; 2021: 0; 2022: 0.0014; 2023: 0.0014; 2024: 0.0014; 2025: 0.0029; 2026: 0.3529; 2027: 0.8529; 2028: 1.6159
Hydrogen | Five Year Forecast | GW | Capacity | Networked Electrolysis |  |  | Networked Electrolysis | 2020: 0; 2021: 0; 2022: 0.0074084; 2023: 0.017324; 2024: 0.023438; 2025: 0.32554; 2026: 0.63817; 2027: 0.75737; 2028: 0.79839
Hydrogen | Five Year Forecast | GW | Capacity | Non-networked Electrolysis |  |  | Non-networked Electrolysis | 2020: 0; 2021: 0; 2022: 0.0061349; 2023: 0.0092853; 2024: 0.013552; 2025: 0.026748; 2026: 0.091129; 2027: 0.16138; 2028: 0.21991
Hydrogen | Five Year Forecast | GW | Capacity | Biomass gasification |  |  | Biomass gasification | 2020: 0; 2021: 0; 2022: 0; 2023: 0; 2024: 0; 2025: 0; 2026: 0; 2027: 0; 2028: 0
Hydrogen | Five Year Forecast | GW | Capacity | Nuclear Electrolysis |  |  | Nuclear Electrolysis | 2020: 0; 2021: 0; 2022: 0; 2023: 0; 2024: 0; 2025: 0.002; 2026: 0.002; 2027: 0.002; 2028: 0.004
Hydrogen | Five Year Forecast | GW | Capacity | Imports |  |  | Imports | 2020: 0; 2021: 0; 2022: 0; 2023: 0; 2024: 0; 2025: 0; 2026: 0; 2027: 0; 2028: 0
Hydrogen | Five Year Forecast | GW | Capacity | Exports |  |  | Exports | 2020: 0; 2021: 0; 2022: 0; 2023: 0; 2024: 0; 2025: 0; 2026: 0; 2027: 0; 2028: 0
Hydrogen | Consumer Transformation | TWh | Demand | Road Transport |  |  | Road transport and Rail | 0.0019529 | 0.0037416 | 0.032 | 0.076926 | 0.10077 | 0.12737 | 0.15687 | 0.18972 | 0.22615 | 0.26651 | 0.3111 | 0.36035 | 0.41477 | 0.4748 | 0.54085 | 0.61272 | 0.6846 | 0.75925 | 0.83992 | 0.93084 | 1.0459 | 1.1977 | 1.3901 | 1.6152 | 1.7341 | 1.8947 | 2.088 | 2.3097 | 2.5503 | 2.8223 | 3.108
Hydrogen | System Transformation | TWh | Demand | Road Transport |  |  | Road transport and Rail | 0.0019529 | 0.0037416 | 0.032 | 0.083152 | 0.121 | 0.1724 | 0.24321 | 0.3411 | 0.47767 | 0.66939 | 0.9406 | 1.3286 | 1.8802 | 2.6625 | 3.7668 | 5.3539 | 7.5182 | 10.4022 | 14.0999 | 18.5893 | 24.188 | 29.8208 | 35.5225 | 38.8543 | 40.391 | 42.3367 | 44.8486 | 47.8883 | 50.7883 | 53.8831 | 56.2244
Hydrogen | Leading the Way | TWh | Demand | Road Transport |  |  | Road transport and Rail | 0.0019529 | 0.0037416 | 0.032 | 0.074889 | 0.099968 | 0.12909 | 0.16279 | 0.20183 | 0.24705 | 0.29919 | 0.35944 | 0.42877 | 0.50864 | 0.60056 | 0.70616 | 0.82532 | 0.9511 | 1.0883 | 1.2424 | 1.4224 | 1.648 | 1.941 | 2.3495 | 2.8921 | 3.2572 | 3.5729 | 3.9636 | 4.4164 | 4.9323 | 5.5086 | 6.1345
Hydrogen | Falling Short | TWh | Demand | Road Transport |  |  | Road transport and Rail | 0.0019529 | 0.0037416 | 0.032 | 0.033431 | 0.042443 | 0.05254 | 0.061081 | 0.070795 | 0.08185 | 0.09432 | 0.10837 | 0.12406 | 0.14175 | 0.16148 | 0.1835 | 0.20813 | 0.23551 | 0.26595 | 0.29975 | 0.3373 | 0.3789 | 0.42507 | 0.4761 | 0.5325 | 0.59461 | 0.6631 | 0.73844 | 0.82137 | 0.91235 | 1.0121 | 1.1176
Hydrogen | Five Year Forecast | TWh | Demand | Road Transport |  |  | Road transport and Rail | 2020: 0.0019529; 2021: 0.0037416; 2022: 0.032; 2023: 0.0671; 2024: 0.091046; 2025: 0.12035; 2026: 0.15599; 2027: 0.20086; 2028: 0.25818
Hydrogen | Consumer Transformation | TWh | Demand | Residential |  |  | Residential | 0 | 0 | 0 | 0 | 0 | 0 | 0 | 0 | 0 | 0 | 0 | 0 | 0 | 0 | 0 | 0 | 0 | 0 | 0 | 0 | 0 | 0 | 0 | 0 | 0 | 0 | 0 | 0 | 0 | 0 | 0
Hydrogen | System Transformation | TWh | Demand | Residential |  |  | Residential | 0 | 0 | 0 | 0 | 0 | 0 | 0 | 0 | 0 | 0 | 0 | 10.0422 | 20.6852 | 31.1529 | 41.4541 | 55.2742 | 65.8448 | 78.4023 | 90.6243 | 102.4306 | 113.917 | 124.7742 | 134.5436 | 143.7398 | 152.4343 | 160.4524 | 158.0592 | 155.6241 | 153.3144 | 151.1125 | 145.3041
Hydrogen | Leading the Way | TWh | Demand | Residential |  |  | Residential | 0 | 0 | 0 | 0 | 0 | 0 | 0 | 0 | 0 | 2.5393 | 4.9987 | 7.7174 | 10.2379 | 12.6747 | 15.0576 | 17.4651 | 20.2115 | 23.3894 | 26.4844 | 29.4712 | 32.3623 | 35.288 | 38.092 | 40.8048 | 40.9156 | 41.0811 | 40.9528 | 41.2132 | 41.6758 | 42.2313 | 42.7932
Hydrogen | Falling Short | TWh | Demand | Residential |  |  | Residential | 0 | 0 | 0 | 0 | 0 | 0 | 0 | 0 | 0 | 0 | 0 | 0 | 0 | 0 | 0 | 0 | 0 | 0 | 0 | 0 | 0 | 0 | 0 | 0 | 0 | 0 | 0 | 0 | 0 | 0 | 0
Hydrogen | Five Year Forecast | TWh | Demand | Residential |  |  | Residential | 2020: 0; 2021: 0; 2022: 0; 2023: 0; 2024: 0; 2025: 0; 2026: 0; 2027: 0; 2028: 0
Hydrogen | Consumer Transformation | TWh | Demand | Commercial |  |  | Industrial and Commercial | 0 | 0 | 0 | 0 | 0 | 0 | 0 | 0.033102 | 0.066203 | 0.13241 | 0.19861 | 0.26481 | 0.40755 | 0.55033 | 0.69314 | 0.83588 | 0.97861 | 1.1213 | 1.2639 | 1.4065 | 1.5491 | 1.6917 | 1.8338 | 1.9095 | 1.9849 | 2.06 | 2.1284 | 2.1284 | 2.1284 | 2.1284 | 2.1284
Hydrogen | System Transformation | TWh | Demand | Commercial |  |  | Industrial and Commercial | 0 | 0 | 0 | 0 | 0 | 0 | 0 | 0 | 0.52963 | 1.0593 | 1.6148 | 3.3546 | 5.6865 | 7.973 | 10.2508 | 12.5245 | 15.201 | 17.9936 | 20.8831 | 23.8317 | 26.8336 | 29.9384 | 33.0356 | 35.5699 | 38.0799 | 40.5787 | 41.8947 | 42.7861 | 43.7879 | 44.8724 | 45.9932
Hydrogen | Leading the Way | TWh | Demand | Commercial |  |  | Industrial and Commercial | 0 | 0 | 0 | 0 | 0.13241 | 0.26481 | 0.52963 | 0.79444 | 1.0593 | 1.3647 | 2.0534 | 3.1959 | 4.3285 | 5.4504 | 6.5676 | 7.6871 | 8.9822 | 10.3655 | 11.7678 | 13.1647 | 14.2417 | 15.3604 | 16.4656 | 17.5671 | 18.6114 | 19.3587 | 19.6796 | 20.1081 | 20.5448 | 20.9751 | 21.4169
Hydrogen | Falling Short | TWh | Demand | Commercial |  |  | Industrial and Commercial | 0 | 0 | 0 | 0 | 0 | 0 | 0 | 0 | 0 | 0 | 0 | 0 | 0 | 0 | 0 | 0 | 0 | 0 | 0 | 0 | 0 | 0 | 0 | 0 | 0 | 0 | 0 | 0 | 0 | 0 | 0
Hydrogen | Five Year Forecast | TWh | Demand | Commercial |  |  | Industrial and Commercial | 2020: 0; 2021: 0; 2022: 0; 2023: 0; 2024: 0; 2025: 0; 2026: 0; 2027: 0; 2028: 0
Hydrogen | Consumer Transformation | TWh | Demand | Industrial |  |  | Industrial and Commercial | 0 | 0 | 0.019686 | 0.038112 | 0.038112 | 0.048624 | 0.048624 | 0.29715 | 0.52168 | 0.91291 | 1.3933 | 2.0746 | 2.9599 | 4.0407 | 5.1901 | 6.3087 | 7.3058 | 8.133 | 8.7857 | 9.2904 | 9.6749 | 9.9665 | 10.1856 | 10.3588 | 10.5254 | 10.6397 | 10.7514 | 10.8436 | 10.9365 | 11.0296 | 11.1278
Hydrogen | System Transformation | TWh | Demand | Industrial |  |  | Industrial and Commercial | 0 | 0 | 0.019686 | 0.063336 | 0.063336 | 1.5093 | 6.738 | 11.858 | 13.7784 | 15.4407 | 19.6831 | 25.2742 | 30.6487 | 36.1678 | 42.0978 | 47.7691 | 52.7615 | 57.1209 | 60.8728 | 64.2579 | 67.0721 | 69.8493 | 71.8701 | 75.2178 | 78.2438 | 81.1385 | 83.5263 | 85.151 | 86.6654 | 87.3789 | 87.7331
Hydrogen | Leading the Way | TWh | Demand | Industrial |  |  | Industrial and Commercial | 0 | 0 | 0.019686 | 0.040248 | 0.040248 | 0.27571 | 0.77654 | 1.3385 | 2.6135 | 4.4748 | 7.0412 | 10.1375 | 13.6146 | 17.7462 | 22.1618 | 26.6447 | 30.7556 | 34.2768 | 37.5374 | 40.47 | 43.0461 | 45.1194 | 46.8525 | 48.5242 | 50.1335 | 51.3612 | 52.4473 | 53.3816 | 53.758 | 54.0008 | 54.231
Hydrogen | Falling Short | TWh | Demand | Industrial |  |  | Industrial and Commercial | 0 | 0 | 0.019686 | 0.051834 | 0.056357 | 0.071577 | 0.23046 | 0.3861 | 0.57966 | 0.77277 | 1.0865 | 1.4273 | 1.8132 | 2.1916 | 2.5957 | 3.0256 | 3.4613 | 3.9277 | 4.3992 | 4.8651 | 5.405 | 5.9493 | 6.4099 | 6.8683 | 7.2643 | 7.6572 | 7.9975 | 8.3378 | 8.6295 | 8.9231 | 9.1778
Hydrogen | Five Year Forecast | TWh | Demand | Industrial |  |  | Industrial and Commercial | 2020: 0; 2021: 0; 2022: 0.019686; 2023: 0.02744; 2024: 0.036; 2025: 1.12; 2026: 4.787; 2027: 7.3321; 2028: 11.4109
Hydrogen | Consumer Transformation | TWh | Demand | Power Generation |  |  | Power Generation | 0 | 0 | 0 | -0.0027412 | 0.026742 | -0.026044 | -0.0022478 | -0.0061563 | 0.050411 | 0.089885 | 0.77807 | 1.1584 | 2.6487 | 3.8945 | 5.8719 | 6.3792 | 7.9986 | 9.559 | 9.2611 | 9.7831 | 11.7883 | 15.9876 | 17.9321 | 19.2917 | 21.964 | 22.7236 | 23.8904 | 23.4722 | 23.8166 | 22.8501 | 23.8548
Hydrogen | System Transformation | TWh | Demand | Power Generation |  |  | Power Generation | 0 | 0 | 0 | 0 | 0 | 0 | -7.2643e-05 | -0.00012781 | -0.00019464 | 0.065082 | 4.6214 | 3.6887 | 3.9659 | 4.5057 | 5.9814 | 11.2143 | 16.0166 | 14.4365 | 15.5165 | 17.1865 | 16.7587 | 18.3957 | 23.1474 | 23.7171 | 24.2444 | 25.4017 | 26.2881 | 25.7649 | 25.5955 | 26.3525 | 27.1107
Hydrogen | Leading the Way | TWh | Demand | Power Generation |  |  | Power Generation | 0 | 0 | 0 | 0 | 0 | 0 | 0 | 0 | 0.1076 | 0.45112 | 2.7597 | 3.501 | 4.1118 | 7.4037 | 9.507 | 9.7565 | 14.2147 | 13.3052 | 13.3191 | 14.1534 | 14.8919 | 15.5451 | 15.6347 | 15.5583 | 16.3373 | 16.5319 | 15.7518 | 14.7394 | 13.2907 | 13.9025 | 12.721
Hydrogen | Falling Short | TWh | Demand | Power Generation |  |  | Power Generation | 0 | 0 | 0 | 0 | 0 | 0 | 0 | 0 | 0 | 0 | 0 | 0 | 0 | 0 | 0 | 0 | 0 | 0 | 0 | 0 | 0 | 0 | 0 | 0 | 0 | 0 | 0.59188 | 1.5492 | 2.0553 | 2.9745 | 3.4317
Hydrogen | Five Year Forecast | TWh | Demand | Power Generation |  |  | Power Generation | 2020: 0; 2021: 0; 2022: 0; 2023: 0; 2024: 0; 2025: 0; 2026: 0; 2027: 0; 2028: 0
Hydrogen | Consumer Transformation | TWh | Demand | Rail |  |  | Road transport and Rail | 0 | 0 | 0 | 0 | 0 | 0 | 0 | 0 | 0 | 0 | 0 | 0 | 0 | 0 | 0 | 0 | 0 | 0 | 0 | 0 | 0 | 0 | 0 | 0 | 0 | 0 | 0 | 0 | 0 | 0 | 0
Hydrogen | System Transformation | TWh | Demand | Rail |  |  | Road transport and Rail | 0 | 0 | 0 | 0 | 0 | 0 | 0 | 0 | 0 | 0 | 0.52055 | 0.68558 | 0.85061 | 1.0156 | 1.1807 | 1.3457 | 1.3949 | 1.4442 | 1.4934 | 1.5427 | 1.5919 | 1.6902 | 1.7885 | 1.8868 | 1.985 | 2.0833 | 2.0833 | 2.0833 | 2.0833 | 2.0833 | 2.0833
Hydrogen | Leading the Way | TWh | Demand | Rail |  |  | Road transport and Rail | 0 | 0 | 0 | 0 | 0 | 0 | 0 | 0 | 0 | 0 | 0 | 0 | 0 | 0 | 0 | 0 | 0 | 0 | 0 | 0 | 0 | 0 | 0 | 0 | 0 | 0 | 0 | 0 | 0 | 0 | 0
Hydrogen | Falling Short | TWh | Demand | Rail |  |  | Road transport and Rail | 0 | 0 | 0 | 0 | 0 | 0 | 0 | 0 | 0 | 0 | 0 | 0 | 0 | 0 | 0 | 0 | 0 | 0 | 0 | 0 | 0 | 0 | 0 | 0 | 0 | 0 | 0 | 0 | 0 | 0 | 0
Hydrogen | Five Year Forecast | TWh | Demand | Rail |  |  | Road transport and Rail | 2020: 0; 2021: 0; 2022: 0; 2023: 0; 2024: 0; 2025: 0; 2026: 0; 2027: 0; 2028: 0
Hydrogen | Consumer Transformation | TWh | Demand | Shipping |  |  | Shipping and Aviation | 0 | 0 | 0 | 0 | 0 | 0 | 0 | 0 | 0 | 0 | 0.5 | 1 | 2 | 3 | 4 | 5 | 6 | 7 | 8 | 9 | 10 | 15.9583 | 21.9167 | 27.875 | 33.8333 | 39.7917 | 45.75 | 51.7083 | 57.6667 | 63.625 | 69.5833
Hydrogen | System Transformation | TWh | Demand | Shipping |  |  | Shipping and Aviation | 0 | 0 | 0 | 0 | 0 | 0 | 0 | 0 | 0 | 0 | 0.5 | 1 | 2 | 3 | 4 | 5 | 6 | 7 | 8 | 9 | 10 | 15.9583 | 21.9167 | 27.875 | 33.8333 | 39.7917 | 45.75 | 51.7083 | 57.6667 | 63.625 | 69.5833
Hydrogen | Leading the Way | TWh | Demand | Shipping |  |  | Shipping and Aviation | 0 | 0 | 0 | 0 | 0 | 0 | 0 | 0 | 0 | 0 | 0.5 | 1 | 2 | 3 | 4 | 5 | 6 | 7 | 8 | 9 | 10 | 15.9583 | 21.9167 | 27.875 | 33.8333 | 39.7917 | 45.75 | 51.7083 | 57.6667 | 63.625 | 69.5833
Hydrogen | Falling Short | TWh | Demand | Shipping |  |  | Shipping and Aviation | 0 | 0 | 0 | 0 | 0 | 0 | 0 | 0 | 0 | 0 | 0 | 0 | 0 | 0 | 0 | 0 | 0 | 0 | 0 | 0 | 0 | 0 | 0 | 0 | 0 | 0 | 0 | 0 | 0 | 0 | 0
Hydrogen | Five Year Forecast | TWh | Demand | Shipping |  |  | Shipping and Aviation | 2020: 0; 2021: 0; 2022: 0; 2023: 0; 2024: 0; 2025: 0; 2026: 0; 2027: 0; 2028: 0
Hydrogen | Consumer Transformation | TWh | Demand | Blending |  |  | Blending | 0 | 0 | 0 | 0 | 0 | 0 | 0 | 0 | 0 | 0 | 0 | 0 | 0 | 0 | 0 | 0 | 0 | 0 | 0 | 0 | 0 | 0 | 0 | 0 | 0 | 0 | 0 | 0 | 0 | 0 | 0
Hydrogen | System Transformation | TWh | Demand | Blending |  |  | Blending | 0 | 0 | 0 | 0 | 0 | 0 | 0 | 0.42818 | 4.3468 | 7.9202 | 10.1389 | 9.4996 | 9.6341 | 10.488 | 11.2925 | 11.7885 | 9.3782 | 8.8643 | 7.873 | 6.4548 | 6.9924 | 4.2722 | 3.8542 | 1.9 | 0 | 0 | 0 | 0 | 0 | 0 | 0
Hydrogen | Leading the Way | TWh | Demand | Blending |  |  | Blending | 0 | 0 | 0 | 0 | 0 | 4.1171 | 7.198 | 10.6309 | 14.7331 | 18.4814 | 21.7958 | 20.4276 | 19.0764 | 17.0744 | 14.5173 | 12.7466 | 7.4316 | 4.2978 | 1.3509 | 0 | 0 | 0 | 0 | 0 | 0 | 0 | 0 | 0 | 0 | 0 | 0
Hydrogen | Falling Short | TWh | Demand | Blending |  |  | Blending | 0 | 0 | 0 | 0 | 0 | 0 | 0 | 0 | 0 | 0 | 0 | 0 | 0 | 0 | 0 | 0 | 0 | 0 | 0 | 0 | 0 | 0 | 0 | 0 | 0 | 0 | 0 | 0 | 0 | 0 | 0
Hydrogen | Five Year Forecast | TWh | Demand | Blending |  |  | Blending | 2020: 0; 2021: 0; 2022: 0; 2023: 0; 2024: 0; 2025: 0; 2026: 0; 2027: 1.5; 2028: 3
Hydrogen | Consumer Transformation | TWh | Demand | Aviation |  |  | Shipping and Aviation | 0 | 0 | 0 | 0 | 0 | 0 | 0 | 0 | 0 | 0 | 0 | 0 | 0 | 0 | 0 | 0 | 0 | 0 | 0 | 0 | 0.61153 | 1.5696 | 2.5277 | 3.4857 | 4.4438 | 5.4019 | 6.3599 | 7.318 | 8.2761 | 9.2341 | 10.1922
Hydrogen | System Transformation | TWh | Demand | Aviation |  |  | Shipping and Aviation | 0 | 0 | 0 | 0 | 0 | 0 | 0 | 0 | 0 | 0 | 0 | 0 | 0 | 0 | 0 | 0 | 0 | 0 | 0 | 0 | 0.61153 | 1.5696 | 2.5277 | 3.4857 | 4.4438 | 5.4019 | 6.3599 | 7.318 | 8.2761 | 9.2341 | 10.1922
Hydrogen | Leading the Way | TWh | Demand | Aviation |  |  | Shipping and Aviation | 0 | 0 | 0 | 0 | 0 | 0 | 0 | 0 | 0 | 0 | 0 | 0 | 0 | 0 | 0 | 0 | 0 | 0 | 0 | 0 | 0.61153 | 1.5696 | 2.5277 | 3.4857 | 4.4438 | 5.4019 | 6.3599 | 7.318 | 8.2761 | 9.2341 | 10.1922
Hydrogen | Falling Short | TWh | Demand | Aviation |  |  | Shipping and Aviation | 0 | 0 | 0 | 0 | 0 | 0 | 0 | 0 | 0 | 0 | 0 | 0 | 0 | 0 | 0 | 0 | 0 | 0 | 0 | 0 | 0 | 0 | 0 | 0 | 0 | 0 | 0 | 0 | 0 | 0 | 0
Hydrogen | Five Year Forecast | TWh | Demand | Aviation |  |  | Shipping and Aviation | 2020: 0; 2021: 0; 2022: 0; 2023: 0; 2024: 0; 2025: 0; 2026: 0; 2027: 0; 2028: 0
Hydrogen | Consumer Transformation | TWh | Demand | Direct Air Carbon Capture and Storage |  |  | Direct Air Carbon Capture and Storage | 0 | 0 | 0 | 0 | 0 | 0 | 0 | 0 | 0 | 0 | 0 | 0 | 0 | 0 | 0 | 0 | 0 | 0 | 0 | 0 | 0 | 0 | 0 | 0 | 0 | 0 | 0 | 0 | 0 | 0 | 0
Hydrogen | System Transformation | TWh | Demand | Direct Air Carbon Capture and Storage |  |  | Direct Air Carbon Capture and Storage | 0 | 0 | 0 | 0 | 0 | 0 | 0 | 0 | 0 | 0 | 0 | 0 | 0 | 0 | 0 | 0 | 0 | 0 | 0 | 0 | 0 | 0 | 0 | 0 | 0 | 0 | 0 | 0 | 0 | 0 | 0
Hydrogen | Leading the Way | TWh | Demand | Direct Air Carbon Capture and Storage |  |  | Direct Air Carbon Capture and Storage | 0 | 0 | 0 | 0 | 0 | 0 | 0 | 0 | 0 | 0 | 0.0066204 | 0.0065325 | 0.0064445 | 0.0063565 | 0.0062686 | 0.0061806 | 0.0060926 | 0.0060047 | 0.0059167 | 0.0058288 | 1.7222 | 4.3527 | 6.9004 | 9.3655 | 11.7479 | 14.0476 | 16.2646 | 18.3989 | 20.4506 | 22.4195 | 24.3058
Hydrogen | Falling Short | TWh | Demand | Direct Air Carbon Capture and Storage |  |  | Direct Air Carbon Capture and Storage | 0 | 0 | 0 | 0 | 0 | 0 | 0 | 0 | 0 | 0 | 0 | 0 | 0 | 0 | 0 | 0 | 0 | 0 | 0 | 0 | 0 | 0 | 0 | 0 | 0 | 0 | 0 | 0 | 0 | 0 | 0
Hydrogen | Five Year Forecast | TWh | Demand | Direct Air Carbon Capture and Storage |  |  | Direct Air Carbon Capture and Storage | 2020: 0; 2021: 0; 2022: 0; 2023: 0; 2024: 0; 2025: 0; 2026: 0; 2027: 0; 2028: 0
Hydrogen | Consumer Transformation | TWh | Demand | Transmission Losses |  |  | Transmission Losses | 7.8115e-06 | 1.4967e-05 | 0.00020674 | 0.00046015 | 0.00055554 | 0.00070399 | 0.00082196 | 0.0020799 | 0.0032561 | 0.0052473 | 0.011212 | 0.019199 | 0.031129 | 0.043463 | 0.056497 | 0.069029 | 0.082276 | 0.094054 | 0.10356 | 0.11331 | 0.12633 | 0.16314 | 0.19222 | 0.22178 | 0.25769 | 0.28955 | 0.32351 | 0.35323 | 0.38943 | 0.42096 | 0.45256
Hydrogen | System Transformation | TWh | Demand | Transmission Losses |  |  | Transmission Losses | 7.8115e-06 | 1.4967e-05 | 0.00020674 | 0.00058595 | 0.00073733 | 0.0067269 | 0.027925 | 0.050509 | 0.07653 | 0.10076 | 0.14519 | 0.22274 | 0.30314 | 0.39424 | 0.48177 | 0.58942 | 0.67359 | 0.76531 | 0.85859 | 0.95283 | 1.0508 | 1.1607 | 1.2638 | 1.3617 | 1.446 | 1.5363 | 1.5797 | 1.619 | 1.6583 | 1.6976 | 1.7189
Hydrogen | Leading the Way | TWh | Demand | Transmission Losses |  |  | Transmission Losses | 7.8115e-06 | 1.4967e-05 | 0.00020674 | 0.00046055 | 0.0010905 | 0.019147 | 0.034668 | 0.051863 | 0.074612 | 0.11024 | 0.15142 | 0.17965 | 0.21109 | 0.24301 | 0.27607 | 0.3079 | 0.32895 | 0.3521 | 0.37636 | 0.40614 | 0.45253 | 0.51916 | 0.58522 | 0.64966 | 0.70177 | 0.75286 | 0.79647 | 0.84178 | 0.88442 | 0.92758 | 0.97143
Hydrogen | Falling Short | TWh | Demand | Transmission Losses |  |  | Transmission Losses | 7.8115e-06 | 1.4967e-05 | 0.00020674 | 0.00034106 | 0.0003952 | 0.00049647 | 0.0011661 | 0.0018276 | 0.002646 | 0.0034684 | 0.0047795 | 0.0062056 | 0.0078198 | 0.0094122 | 0.011117 | 0.012935 | 0.014787 | 0.016775 | 0.018796 | 0.02081 | 0.023136 | 0.025497 | 0.027544 | 0.029603 | 0.031436 | 0.033281 | 0.038144 | 0.041437 | 0.042967 | 0.044541 | 0.045982
Hydrogen | Five Year Forecast | TWh | Demand | Transmission Losses |  |  | Transmission Losses | 2020: 7.8115e-06; 2021: 1.4967e-05; 2022: 0.00020674; 2023: 0.00037816; 2024: 0.00050818; 2025: 0.0049614; 2026: 0.019772; 2027: 0.036132; 2028: 0.058676
Hydrogen | Consumer Transformation | TWh | Demand |  | Natural Gas |  | Natural Gas | 0 | 0 | 0.013347 | 0.026781 | 0.026781 | 0.041082 | 0.041082 | 0.041212 | 0.041592 | 0.041972 | 0.044257 | 0.45536 | 0.86647 | 1.2776 | 1.6887 | 1.6887 | 1.6887 | 1.6887 | 1.6887 | 1.6887 | 1.6887 | 1.6887 | 1.6887 | 1.6887 | 1.6887 | 1.6887 | 1.6887 | 1.6887 | 1.6887 | 1.6887 | 1.6887
Hydrogen | System Transformation | TWh | Demand |  | Natural Gas |  | Natural Gas | 0 | 0 | 0.013347 | 0.016461 | 0.016461 | 0.03401 | 3.3604 | 8.1145 | 15.3568 | 21.7921 | 33.5101 | 46.7412 | 65.2621 | 85.5472 | 105.6749 | 126.828 | 146.34 | 164.6325 | 184.1445 | 199.998 | 217.071 | 230.4855 | 243.9 | 253.656 | 260.973 | 265.8944 | 265.8944 | 265.8944 | 265.8944 | 265.8944 | 265.8944
Hydrogen | Leading the Way | TWh | Demand |  | Natural Gas |  | Natural Gas | 0 | 0 | 0.013347 | 0.029687 | 0.029687 | 0.040995 | 1.355 | 2.5745 | 4.336 | 6.233 | 8.8075 | 13.802 | 21.642 | 28.455 | 32.52 | 34.5931 | 35.23 | 35.23 | 35.23 | 35.23 | 35.23 | 35.23 | 35.23 | 35.23 | 35.23 | 35.23 | 35.23 | 35.23 | 35.23 | 35.23 | 35.23
Hydrogen | Falling Short | TWh | Demand |  | Natural Gas |  | Natural Gas | 0 | 0 | 0.013347 | 0.013347 | 0.013347 | 0.027648 | 0.027648 | 0.027648 | 0.027648 | 0.027648 | 0.027648 | 0.027648 | 0.027648 | 0.027648 | 0.59154 | 1.1941 | 1.8082 | 2.4684 | 3.14 | 3.809 | 4.5844 | 5.3717 | 6.052 | 6.7366 | 7.3439 | 7.7235 | 7.859 | 8.0081 | 8.13 | 8.13 | 8.13
Hydrogen | Five Year Forecast | TWh | Demand |  | Natural Gas |  | Natural Gas | 2020: 0; 2021: 0; 2022: 0.013347; 2023: 0.013294; 2024: 0.013294; 2025: 0.027538; 2026: 3.3511; 2027: 8.099; 2028: 15.3443
Hydrogen | Consumer Transformation | TWh | Demand |  | Bioresources |  | Bioresources | 0 | 0 | 0 | 0 | 0 | 0 | 0 | 0 | 0 | 0 | 0 | 0 | 0 | 0 | 0 | 0 | 0 | 0 | 0 | 0 | 0 | 0 | 0 | 0 | 0 | 0 | 0 | 0 | 0 | 0 | 0
Hydrogen | System Transformation | TWh | Demand |  | Bioresources |  | Bioresources | 0 | 0 | 0 | 0 | 0 | 0 | 0 | 0 | 0 | 0 | 1.3772 | 5.128 | 8.974 | 12.82 | 16.666 | 19.23 | 20.512 | 21.794 | 23.076 | 24.358 | 30.768 | 35.896 | 41.024 | 42.306 | 42.306 | 42.306 | 42.306 | 42.306 | 42.306 | 42.306 | 42.306
Hydrogen | Leading the Way | TWh | Demand |  | Bioresources |  | Bioresources | 0 | 0 | 0 | 0 | 0 | 0 | 0.23161 | 0.46322 | 0.69483 | 0.92644 | 1.1581 | 2.1125 | 3.067 | 4.0214 | 4.9759 | 6.212 | 6.3537 | 6.7769 | 7.2002 | 7.6235 | 8.0468 | 8.4323 | 8.8178 | 9.2033 | 9.5887 | 9.9742 | 9.9742 | 9.9742 | 9.9742 | 9.9742 | 9.9742
Hydrogen | Falling Short | TWh | Demand |  | Bioresources |  | Bioresources | 0 | 0 | 0 | 0 | 0 | 0 | 0 | 0 | 0 | 0 | 0 | 0 | 0 | 0 | 0 | 0 | 0 | 0 | 0 | 0 | 0 | 0 | 0 | 0 | 0 | 0 | 0 | 0 | 0 | 0 | 0
Hydrogen | Five Year Forecast | TWh | Demand |  | Bioresources |  | Bioresources | 2020: 0; 2021: 0; 2022: 0; 2023: 0; 2024: 0; 2025: 0; 2026: 0; 2027: 0; 2028: 0
Hydrogen | Consumer Transformation | TWh | Demand |  | Nuclear |  | Nuclear | 0 | 0 | 0 | 0 | 0 | 0 | 0 | 0 | 0 | 0 | 0 | 0.31633 | 0.63267 | 0.949 | 1.2653 | 1.5605 | 1.8726 | 2.1847 | 2.4968 | 2.8089 | 3.0787 | 3.6945 | 4.3102 | 4.926 | 5.5417 | 6.1237 | 6.736 | 7.3484 | 7.9608 | 8.5731 | 9.1347
Hydrogen | System Transformation | TWh | Demand |  | Nuclear |  | Nuclear | 0 | 0 | 0 | 0 | 0 | 0 | 0.24106 | 0.48211 | 0.72317 | 0.96422 | 1.1862 | 2.3725 | 3.5587 | 4.745 | 5.9312 | 7.0223 | 8.4268 | 9.8313 | 11.2357 | 12.6402 | 13.8544 | 15.0089 | 16.1634 | 17.3179 | 18.4725 | 19.5192 | 20.2081 | 20.897 | 21.5859 | 22.2748 | 22.8368
Hydrogen | Leading the Way | TWh | Demand |  | Nuclear |  | Nuclear | 0 | 0 | 0 | 0 | 0 | 0 | 0 | 0 | 0 | 0 | 0 | 0 | 0 | 0 | 0 | 0 | 0 | 0 | 0 | 0 | 0 | 0 | 0 | 0 | 0 | 0 | 0 | 0 | 0 | 0 | 0
Hydrogen | Falling Short | TWh | Demand |  | Nuclear |  | Nuclear | 0 | 0 | 0 | 0 | 0 | 0 | 0 | 0 | 0 | 0 | 0 | 0 | 0 | 0 | 0 | 0 | 0 | 0 | 0 | 0 | 0 | 0 | 0 | 0 | 0 | 0 | 0 | 0 | 0 | 0 | 0
Hydrogen | Five Year Forecast | TWh | Demand |  | Nuclear |  | Nuclear | 2020: 0; 2021: 0; 2022: 0; 2023: 0; 2024: 0; 2025: 0.016893; 2026: 0.016893; 2027: 0.016893; 2028: 0.033786
Hydrogen | Consumer Transformation | TWh | Demand |  | Networked Electricity |  | Networked Electricity | 0 | 0 | 0.04 | 0.096573 | 0.12674 | 0.15993 | 0.19719 | 0.59214 | 0.95892 | 1.6062 | 3.752 | 5.0695 | 8.6742 | 12.2038 | 16.6842 | 19.3943 | 23.6044 | 27.5847 | 29.0424 | 31.4379 | 35.6686 | 48.5484 | 58.8209 | 68.4008 | 79.3248 | 87.528 | 96.5793 | 103.8755 | 112.0028 | 118.7063 | 124.7262
Hydrogen | System Transformation | TWh | Demand |  | Networked Electricity |  | Networked Electricity | 0 | 0 | 0.04 | 0.12 | 0.17 | 2.1 | 5.6199 | 8.1098 | 9.1998 | 10.2542 | 13.1504 | 11.1278 | 12.8402 | 12.5653 | 15.2843 | 26.0586 | 31.6312 | 35.5723 | 40.6616 | 49.7782 | 52.0216 | 64.5393 | 81.4673 | 93.8609 | 107.8057 | 123.8859 | 135.3001 | 144.1161 | 153.2852 | 162.0765 | 164.6787
Hydrogen | Leading the Way | TWh | Demand |  | Networked Electricity |  | Networked Electricity | 0 | 0 | 0.04 | 0.09 | 0.29 | 5.64 | 8.72 | 12.28 | 16.5597 | 24.0616 | 33.6287 | 36.3204 | 36.7789 | 40.7 | 45.1704 | 45.9837 | 52.8394 | 54.2985 | 56.8467 | 59.5516 | 64.9956 | 78.7516 | 90.6204 | 102.2034 | 112.1702 | 118.7164 | 126.846 | 133.1738 | 138.4053 | 147.2629 | 151.9611
Hydrogen | Falling Short | TWh | Demand |  | Networked Electricity |  | Networked Electricity | 0 | 0 | 0.04 | 0.05 | 0.06 | 0.07 | 0.29 | 0.51 | 0.78 | 1.05 | 1.43 | 1.88 | 2.4 | 2.91 | 2.92 | 2.89 | 2.91 | 2.92 | 2.94 | 2.95 | 2.92 | 2.93 | 2.95 | 2.96 | 2.98 | 3.19 | 4.3049 | 5.8571 | 6.8488 | 8.4523 | 9.4095
Hydrogen | Five Year Forecast | TWh | Demand |  | Networked Electricity |  | Networked Electricity | 2020: 0; 2021: 0; 2022: 0.04; 2023: 0.060705; 2024: 0.082128; 2025: 1.1407; 2026: 2.2361; 2027: 2.6538; 2028: 2.7976
Hydrogen | Consumer Transformation | TWh | Demand |  | Non Networked Electricity |  | Non Networked Electricity | 0 | 0 | 0.022767 | 0.022767 | 0.022767 | 0.022297 | 0.022297 | 0.022297 | 0.022297 | 0.022297 | 0.021945 | 0.021945 | 0.021945 | 0.021945 | 0.021945 | 0.021652 | 0.021652 | 0.021652 | 0.021652 | 0.021652 | 0.021358 | 0.021358 | 0.021358 | 0.021358 | 0.021358 | 0.021241 | 0.021241 | 0.021241 | 0.021241 | 0.021241 | 2.2369
Hydrogen | System Transformation | TWh | Demand |  | Non Networked Electricity |  | Non Networked Electricity | 0 | 0 | 0.022767 | 0.07179 | 0.07179 | 0.092165 | 0.096145 | 0.19229 | 0.39584 | 0.79168 | 1.2678 | 2.502 | 2.5344 | 4.1371 | 4.7677 | 6.2389 | 7.8428 | 9.4235 | 11.3098 | 13.2009 | 15.6566 | 18.4061 | 21.2407 | 26.2377 | 30.1375 | 36.1025 | 38.2388 | 40.3802 | 42.5905 | 45.808 | 48.3494
Hydrogen | Leading the Way | TWh | Demand |  | Non Networked Electricity |  | Non Networked Electricity | 0 | 0 | 0.022767 | 0.022767 | 0.022767 | 0.12053 | 0.36162 | 0.72325 | 1.6875 | 3.0123 | 4.7406 | 5.0891 | 5.863 | 7.1543 | 8.5275 | 9.602 | 10.7882 | 12.7313 | 14.5156 | 18.4929 | 21.8957 | 25.0041 | 28.8327 | 32.6265 | 35.5769 | 39.5209 | 40.4243 | 43.2379 | 46.2201 | 47.8637 | 50.4501
Hydrogen | Falling Short | TWh | Demand |  | Non Networked Electricity |  | Non Networked Electricity | 0 | 0 | 0.022767 | 0.058882 | 0.065218 | 0.067898 | 0.067898 | 0.067898 | 0.067898 | 0.067898 | 0.065287 | 0.065287 | 0.065287 | 0.065287 | 0.065287 | 0.064307 | 0.064307 | 0.064307 | 0.064307 | 0.064307 | 0.063328 | 0.063328 | 0.063328 | 0.063328 | 0.063328 | 0.063002 | 0.063002 | 0.063002 | 0.063002 | 0.063002 | 0.062675
Hydrogen | Five Year Forecast | TWh | Demand |  | Non Networked Electricity |  | Non Networked Electricity | 2020: 0; 2021: 0; 2022: 0.022767; 2023: 0.03003; 2024: 0.043829; 2025: 0.44631; 2026: 1.2529; 2027: 1.5357; 2028: 1.6608
Hydrogen | Consumer Transformation | TWh | Storage |  |  |  |  | 0 | 0 | 0 | 0 | 0 | 0.044814 | 0 | 0 | 0 | 0 | 0.26874 | 0 | 0 | 0 | 0 | 0.74267 | 0 | 0 | 0 | 0 | 1.2524 | 0 | 0 | 0 | 0 | 2.6854 | 0 | 0 | 0 | 0 | 11.6172
Hydrogen | System Transformation | TWh | Storage |  |  |  |  | 0 | 0 | 0 | 0 | 0 | 0.14708 | 0 | 0 | 0 | 0 | 4.0963 | 0 | 0 | 0 | 0 | 17.3972 | 0 | 0 | 0 | 0 | 33.368 | 0 | 0 | 0 | 0 | 48.661 | 0 | 0 | 0 | 0 | 55.8417
Hydrogen | Leading the Way | TWh | Storage |  |  |  |  | 0 | 0 | 0 | 0 | 0 | 0.040084 | 0 | 0 | 0 | 0 | 1.8083 | 0 | 0 | 0 | 0 | 3.7706 | 0 | 0 | 0 | 0 | 5.4883 | 0 | 0 | 0 | 0 | 8.2227 | 0 | 0 | 0 | 0 | 19.1407
Hydrogen | Falling Short | TWh | Storage |  |  |  |  | 0 | 0 | 0 | 0 | 0 | 0.018662 | 0 | 0 | 0 | 0 | 0.027237 | 0 | 0 | 0 | 0 | 0.68089 | 0 | 0 | 0 | 0 | 0.89313 | 0 | 0 | 0 | 0 | 1.4038 | 0 | 0 | 0 | 0 | 0.61802
Hydrogen | Five Year Forecast | TWh | Storage
Natural Gas | Falling Short | bcm/yr | Supply | UKCS |  |  | UKCS | 33.5863 | 29.337 | 34.98 | 36.0122 | 34.8796 | 31.0963 | 29.7138 | 28.1579 | 26.4794 | 23.5786 | 21.8909 | 19.6202 | 18.296 | 16.8051 | 15.5963 | 14.3878 | 12.2559 | 11.2351 | 9.5413 | 8.0001 | 6.6935 | 5.5895 | 4.9753 | 4.5695 | 3.8294 | 3.2834 | 2.6015 | 1.8513 | 1.4406 | 1.0298 | 0.75691
Natural Gas | Falling Short | bcm/yr | Supply | Shale |  |  | Shale | 0 | 0 | 0 | 0 | 0 | 0 | 0.18229 | 0.22793 | 0.27281 | 0.31817 | 0.42004 | 0.64722 | 0.87267 | 2.8608 | 5.5017 | 7.0106 | 8.7084 | 10.1443 | 10.9898 | 11.5806 | 11.9637 | 11.5032 | 11.0669 | 11.1186 | 10.8633 | 10.6298 | 10.6144 | 10.6417 | 10.1898 | 9.9127 | 9.5554
Natural Gas | Falling Short | bcm/yr | Supply | Green Gas |  |  | Green Gas | 0.30168 | 0.30496 | 0.30634 | 1.031 | 1.1655 | 1.275 | 1.5377 | 1.7115 | 1.88 | 2.0523 | 2.1688 | 2.2806 | 2.4001 | 2.5087 | 2.6184 | 2.6574 | 2.7483 | 2.9034 | 2.9879 | 3.0513 | 3.1648 | 3.1655 | 3.2 | 3.3266 | 3.4525 | 3.5946 | 3.7388 | 3.8104 | 3.8187 | 3.8909 | 3.9805
Natural Gas | Falling Short | bcm/yr | Supply | Norway |  |  | Imports | 26.411 | 31.749 | 29.4915 | 29.9328 | 30.01 | 27.8745 | 27.3329 | 26.1323 | 25.8372 | 25.4578 | 24.2581 | 22.4933 | 20.6561 | 19.6145 | 18.5658 | 17.8635 | 15.8488 | 15.5439 | 14.9541 | 14.5905 | 14.0165 | 13.2397 | 13.0372 | 12.3798 | 12.0978 | 11.755 | 11.3102 | 10.7259 | 10.1296 | 9.7334 | 9.2779
Natural Gas | Falling Short | bcm/yr | Supply | Continent |  |  | Imports | 1.3293 | 4.1218 | 0.15777 | 0.48519 | 0.48519 | 0.48519 | 2.3102 | 3.549 | 3.4018 | 3.3135 | 4.0951 | 4.9333 | 5.4409 | 5.1372 | 4.5808 | 4.1174 | 4.1582 | 3.9155 | 3.8992 | 3.9284 | 4.0962 | 4.2171 | 4.1449 | 4.1992 | 4.2011 | 4.2884 | 4.4816 | 4.552 | 4.5134 | 4.5063 | 4.5574
Natural Gas | Falling Short | bcm/yr | Supply | LNG |  |  | Imports | 17.6939 | 14.2823 | 24.7354 | 24.6375 | 23.4023 | 22.6609 | 19.7262 | 15.3491 | 14.9881 | 13.8906 | 12.7889 | 10.9499 | 10.2128 | 9.8455 | 9.4803 | 9.2984 | 9.1123 | 9.1126 | 9.2931 | 9.5728 | 9.7435 | 9.9977 | 10.2498 | 10.6507 | 11.1689 | 11.3013 | 11.3027 | 10.9511 | 11.0846 | 11.0244 | 10.8807
Natural Gas | Falling Short | bcm/yr | Supply | Generic Imports |  |  | Imports | 0 | 0 | 0 | 0 | 0 | 1.825 | 3.65 | 8.0977 | 8.6547 | 9.6091 | 9.6664 | 10.0369 | 10.39 | 9.9858 | 9.2441 | 8.3166 | 8.3987 | 7.9155 | 7.8845 | 7.9393 | 8.2755 | 8.3804 | 8.2375 | 8.3409 | 8.3461 | 8.5169 | 8.9007 | 8.709 | 8.1484 | 7.9678 | 7.6101
Natural Gas | System Transformation | bcm/yr | Supply | UKCS |  |  | UKCS | 33.5863 | 29.337 | 34.98 | 36.2544 | 34.0472 | 31.0205 | 29.2093 | 26.7236 | 22.7442 | 20.8146 | 18.0613 | 16.1829 | 14.7484 | 14.327 | 13.4829 | 12.9352 | 11.7377 | 10.2713 | 9.3947 | 7.9817 | 6.2745 | 5.2799 | 4.8244 | 4.0498 | 3.2515 | 2.5943 | 1.9737 | 1.3746 | 1.0409 | 0.73969 | 0.53559
Natural Gas | System Transformation | bcm/yr | Supply | Shale |  |  | Shale | 0 | 0 | 0 | 0 | 0 | 0 | 0 | 0 | 0 | 0 | 0 | 0 | 0 | 0 | 0 | 0 | 0 | 0 | 0 | 0 | 0 | 0 | 0 | 0 | 0 | 0 | 0 | 0 | 0 | 0 | 0
Natural Gas | System Transformation | bcm/yr | Supply | Green Gas |  |  | Green Gas | 0.30168 | 0.30496 | 0.30634 | 0.69109 | 0.73882 | 0.8152 | 0.9529 | 1.0501 | 1.0758 | 1.1573 | 1.1594 | 1.2426 | 1.3065 | 1.3828 | 1.4293 | 1.4554 | 1.2266 | 0.73115 | 0.7883 | 0.77323 | 0.74692 | 0.48086 | 0.45378 | 0.21874 | 0.2094 | 0 | 0 | 0 | 0 | 0 | 0
Natural Gas | System Transformation | bcm/yr | Supply | Norway |  |  | Imports | 26.411 | 31.749 | 29.4915 | 29.5464 | 29.8925 | 29.0737 | 28.6816 | 28.9663 | 27.3942 | 27.172 | 24.8694 | 24.5779 | 24.0828 | 23.8621 | 23.1694 | 22.3553 | 21.4212 | 20.4595 | 19.6767 | 18.8661 | 17.996 | 17.2478 | 16.4769 | 15.8558 | 15.1339 | 14.053 | 13.3411 | 12.7324 | 12.04 | 11.5162 | 11.3166
Natural Gas | System Transformation | bcm/yr | Supply | Continent |  |  | Imports | 1.3293 | 4.1218 | 0.15777 | 0.069189 | 0.62781 | 1.4602 | 1.9637 | 2.1936 | 2.3204 | 2.6071 | 2.7476 | 2.9166 | 3.4585 | 3.4549 | 2.9876 | 3.1832 | 3.564 | 3.8378 | 4.1549 | 4.0541 | 4.1886 | 4.4075 | 4.342 | 4.4206 | 4.4228 | 4.4448 | 4.4066 | 4.4283 | 4.218 | 4.2553 | 4.0999
Natural Gas | System Transformation | bcm/yr | Supply | LNG |  |  | Imports | 17.6939 | 14.2823 | 24.7354 | 22.3726 | 19.789 | 19.4378 | 16.4416 | 10.8454 | 9.6216 | 7.8712 | 7.4376 | 6.2407 | 5.8497 | 5.4383 | 5.4431 | 4.9774 | 5.2032 | 5.9513 | 5.8438 | 6.6728 | 6.654 | 7.0344 | 6.6807 | 7.1916 | 7.9007 | 9.0246 | 9.5639 | 9.3874 | 9.3069 | 9.6607 | 9.3909
Natural Gas | System Transformation | bcm/yr | Supply | Generic Imports |  |  | Imports | 0 | 0 | 0 | 0 | 1.2045 | 2.0794 | 3.9248 | 6.1655 | 7.5776 | 7.6848 | 8.445 | 9.0469 | 9.0517 | 9.2279 | 9.2149 | 8.9056 | 8.7968 | 8.9961 | 8.8609 | 8.9517 | 9.6003 | 9.4943 | 9.2948 | 8.9606 | 7.9753 | 6.9467 | 6.6235 | 5.9998 | 5.3946 | 4.946 | 4.6579
Natural Gas | Consumer Transformation | bcm/yr | Supply | UKCS |  |  | UKCS | 33.5863 | 29.337 | 34.98 | 32.6399 | 29.9965 | 27.8411 | 24.5312 | 22.073 | 19.2629 | 16.7775 | 14.0081 | 12.3845 | 11.0162 | 9.618 | 8.3597 | 7.4597 | 5.8911 | 4.4729 | 3.1256 | 2.2311 | 1.5974 | 0.99792 | 0.47299 | 0.34297 | 0.24535 | 0.18948 | 0 | 0 | 0.073 | 0 | 0.0365
Natural Gas | Consumer Transformation | bcm/yr | Supply | Shale |  |  | Shale | 0 | 0 | 0 | 0 | 0 | 0 | 0 | 0 | 0 | 0 | 0 | 0 | 0 | 0 | 0 | 0 | 0 | 0 | 0 | 0 | 0 | 0 | 0 | 0 | 0 | 0 | 0 | 0 | 0 | 0 | 0
Natural Gas | Consumer Transformation | bcm/yr | Supply | Green Gas |  |  | Green Gas | 0.30168 | 0.30496 | 0.30634 | 0.4292 | 0.43096 | 0.46544 | 0.53647 | 0.55454 | 0.5566 | 0.55749 | 0.54071 | 0.68101 | 1.0011 | 1.3143 | 1.5837 | 1.5435 | 1.5013 | 1.482 | 1.1713 | 1.1428 | 0.86341 | 0.82056 | 0.57107 | 0.5739 | 0.37097 | 0.18271 | 0.18253 | 0.19039 | 0.26251 | 0.20485 | 0.32984
Natural Gas | Consumer Transformation | bcm/yr | Supply | Norway |  |  | Imports | 26.411 | 31.749 | 29.4915 | 27.5279 | 28.1837 | 26.7831 | 25.9206 | 24.279 | 22.345 | 20.133 | 17.5101 | 15.8246 | 14.4588 | 13.053 | 11.3691 | 10.7031 | 9.9218 | 8.9458 | 7.9561 | 7.251 | 6.3896 | 5.4885 | 4.9734 | 4.6461 | 3.4275 | 3.0879 | 2.3414 | 1.8045 | 1.533 | 1.1778 | 0.1095
Natural Gas | Consumer Transformation | bcm/yr | Supply | Continent |  |  | Imports | 1.3293 | 4.1218 | 0.15777 | 0.48948 | 0.61261 | 1.3247 | 3.5786 | 3.0629 | 4.0214 | 4.6245 | 5.0232 | 4.9304 | 4.5547 | 4.2954 | 4.0624 | 3.5363 | 3.302 | 3.1001 | 2.9176 | 2.5827 | 2.2377 | 1.9231 | 1.5856 | 1.325 | 1.0566 | 0.90004 | 0.61104 | 0.41181 | 0.64864 | 0.3996 | 0.47016
Natural Gas | Consumer Transformation | bcm/yr | Supply | LNG |  |  | Imports | 17.6939 | 14.2823 | 24.7354 | 18.3724 | 11.58 | 7.1779 | 7.0368 | 3.3534 | 3.9443 | 5.2435 | 5.118 | 5.1597 | 4.9763 | 4.7263 | 3.9542 | 3.4262 | 3.1043 | 3.1617 | 2.8967 | 2.5753 | 2.2309 | 1.9189 | 1.6278 | 1.6261 | 1.6238 | 1.636 | 1.8164 | 1.6734 | 0.6481 | 0.39839 | 0.47043
Natural Gas | Consumer Transformation | bcm/yr | Supply | Generic Imports |  |  | Imports | 0 | 0 | 0 | 0 | 0 | 3.285 | 6.0983 | 6.0977 | 7.9194 | 7.9168 | 9.7005 | 10.1125 | 9.1717 | 9.5207 | 9.1645 | 8.2189 | 7.6169 | 7.0761 | 6.7721 | 6.2098 | 5.6239 | 5.0102 | 4.4222 | 3.4903 | 3.4668 | 3.0419 | 2.6639 | 2.3292 | 2.167 | 1.6236 | 1.2044
Natural Gas | Leading the Way | bcm/yr | Supply | UKCS |  |  | UKCS | 33.5863 | 29.337 | 34.98 | 32.2064 | 31.6763 | 30.0094 | 27.898 | 26.2406 | 22.5244 | 18.2958 | 15.8268 | 13.3743 | 12.1492 | 11.156 | 10.0386 | 8.8668 | 7.6793 | 6.5563 | 5.6212 | 5.2916 | 4.1033 | 3.6115 | 3.3975 | 3.5398 | 3.137 | 2.9185 | 2.555 | 2.19 | 1.825 | 1.825 | 1.46
Natural Gas | Leading the Way | bcm/yr | Supply | Shale |  |  | Shale | 0 | 0 | 0 | 0 | 0 | 0 | 0 | 0 | 0 | 0 | 0 | 0 | 0 | 0 | 0 | 0 | 0 | 0 | 0 | 0 | 0 | 0 | 0 | 0 | 0 | 0 | 0 | 0 | 0 | 0 | 0
Natural Gas | Leading the Way | bcm/yr | Supply | Green Gas |  |  | Green Gas | 0.30168 | 0.30496 | 0.30634 | 0.45086 | 0.45405 | 0.46181 | 0.50224 | 0.52196 | 0.51475 | 0.49807 | 0.52251 | 0.5163 | 0.74793 | 0.5766 | 0.55149 | 0.55778 | 0.56763 | 0.59419 | 0.60916 | 0.64542 | 0.68727 | 0.7407 | 0.80639 | 0.96226 | 0.95438 | 1.0556 | 0.8949 | 0.69949 | 0.47588 | 0.32008 | 0.31828
Natural Gas | Leading the Way | bcm/yr | Supply | Norway |  |  | Imports | 26.411 | 31.749 | 29.4915 | 26.6742 | 26.6796 | 24.9228 | 22.9974 | 21.2962 | 20.2767 | 17.2703 | 15.7264 | 13.8559 | 12.4508 | 10.5436 | 9.3126 | 8.3896 | 7.513 | 6.4578 | 5.561 | 4.7607 | 4.4492 | 3.8836 | 2.9447 | 2.3965 | 2.2638 | 1.825 | 1.46 | 1.095 | 1.095 | 1.095 | 0.73
Natural Gas | Leading the Way | bcm/yr | Supply | Continent |  |  | Imports | 1.3293 | 4.1218 | 0.15777 | 1.6861 | 1.154 | 0.7981 | 0.58908 | 0.56979 | 2.2889 | 3.3583 | 3.9892 | 3.7243 | 3.6806 | 3.3992 | 3.2076 | 3.2784 | 2.7769 | 2.7439 | 2.4149 | 2.2641 | 2.1067 | 1.6637 | 1.5839 | 1.3724 | 1.1301 | 0.35375 | 0.47593 | 0.1233 | 0 | 0 | 0
Natural Gas | Leading the Way | bcm/yr | Supply | LNG |  |  | Imports | 17.6939 | 14.2823 | 24.7354 | 17.9238 | 9.7215 | 6.1707 | 5.7962 | 2.7563 | 2.9746 | 4.6293 | 5.4368 | 4.4478 | 3.9307 | 3.6132 | 2.8337 | 2.6624 | 2.355 | 2.5787 | 2.2274 | 2.0571 | 1.9082 | 1.6377 | 1.613 | 1.6165 | 1.6227 | 1.6398 | 1.727 | 1.5901 | 0.002265 | 0.0028539 | 0.002233
Natural Gas | Leading the Way | bcm/yr | Supply | Generic Imports |  |  | Imports | 0 | 0 | 0 | 1.3526 | 2.7125 | 3.4425 | 4.0265 | 4.7577 | 5.3319 | 6.8438 | 6.916 | 8.1217 | 7.9969 | 7.9956 | 7.6295 | 6.2882 | 5.6582 | 5.2604 | 5.0259 | 4.4493 | 4.0007 | 3.4269 | 2.9755 | 1.9066 | 1.2378 | 0.68602 | 1.005 | 1.7156 | 3.7578 | 3.6626 | 4.2473
Natural Gas | Falling Short (No Shale) | bcm/yr | Supply | UKCS |  |  | UKCS | 33.5863 | 29.337 | 34.98 | 36.0122 | 34.8796 | 31.0963 | 29.7138 | 28.1579 | 26.4794 | 23.5786 | 21.8909 | 19.6202 | 18.296 | 16.8051 | 15.5963 | 14.3878 | 12.2559 | 11.2351 | 9.5413 | 8.0001 | 6.6935 | 5.5895 | 4.9753 | 4.5695 | 3.8294 | 3.2834 | 2.6015 | 1.8513 | 1.4406 | 1.0298 | 0.75691
Natural Gas | Falling Short (No Shale) | bcm/yr | Supply | Shale |  |  | Shale | 0 | 0 | 0 | 0 | 0 | 0 | 0 | 0 | 0 | 0 | 0 | 0 | 0 | 0 | 0 | 0 | 0 | 0 | 0 | 0 | 0 | 0 | 0 | 0 | 0 | 0 | 0 | 0 | 0 | 0 | 0
Natural Gas | Falling Short (No Shale) | bcm/yr | Supply | Green Gas |  |  | Green Gas | 0.30168 | 0.30496 | 0.30634 | 1.031 | 1.1655 | 1.275 | 1.5377 | 1.7115 | 1.88 | 2.0523 | 2.1688 | 2.2806 | 2.4001 | 2.5087 | 2.6184 | 2.6574 | 2.7483 | 2.9034 | 2.9879 | 3.0513 | 3.1648 | 3.1655 | 3.2 | 3.3266 | 3.4525 | 3.5946 | 3.7388 | 3.8104 | 3.8187 | 3.8909 | 3.9805
Natural Gas | Falling Short (No Shale) | bcm/yr | Supply | Norway |  |  | Imports | 26.411 | 31.749 | 29.4915 | 29.9328 | 30.01 | 27.8745 | 28.7887 | 29.1078 | 27.665 | 27.4268 | 24.8589 | 24.5306 | 23.846 | 23.4974 | 23.1273 | 22.2881 | 21.3409 | 20.4224 | 19.362 | 18.5041 | 17.6502 | 17.2364 | 16.116 | 15.4967 | 14.8284 | 13.7499 | 13.2939 | 12.5022 | 11.7901 | 11.2968 | 11.0557
Natural Gas | Falling Short (No Shale) | bcm/yr | Supply | Continent |  |  | Imports | 1.3293 | 4.1218 | 0.15777 | 0.48519 | 0.48519 | 0.48519 | 2.1059 | 2.9231 | 3.0139 | 2.8962 | 4.0471 | 4.5066 | 4.6804 | 4.7949 | 4.8363 | 4.9261 | 5.1877 | 5.5978 | 6.0961 | 6.484 | 6.8729 | 6.6584 | 6.8076 | 6.8665 | 6.912 | 7.1493 | 7.2345 | 7.5071 | 7.3565 | 7.2894 | 7.1499
Natural Gas | Falling Short (No Shale) | bcm/yr | Supply | LNG |  |  | Imports | 17.6939 | 14.2823 | 24.7354 | 24.6375 | 23.4023 | 22.6609 | 18.8343 | 14.0359 | 14.2091 | 13.0745 | 12.7041 | 10.4133 | 9.4165 | 9.5079 | 9.727 | 10.0844 | 10.087 | 10.8312 | 11.4813 | 12.1285 | 12.5202 | 12.439 | 12.9125 | 13.3179 | 13.8798 | 14.2145 | 14.2453 | 13.9062 | 13.9277 | 13.8075 | 13.4733
Natural Gas | Falling Short (No Shale) | bcm/yr | Supply | Generic Imports |  |  | Imports | 0 | 0 | 0 | 0 | 0 | 1.825 | 3.4727 | 7.2893 | 8.2668 | 9.1918 | 9.6185 | 9.6102 | 9.6295 | 9.6435 | 9.6821 | 9.3078 | 9.6107 | 9.7804 | 10.0814 | 10.4949 | 11.0521 | 11.0042 | 10.9002 | 11.0082 | 11.057 | 11.3779 | 11.836 | 11.6641 | 10.9915 | 10.7509 | 10.2027
Oil | Consumer Transformation | TWh | Demand | Industrial |  |  |  |  | 8.15 | 8.15 | 8.15 | 8.15 | 8.15 | 8.1 | 8.04 | 7.94 | 7.79 | 7.58 | 7.29 | 6.96 | 6.56 | 6.13 | 5.68 | 5.24 | 4.82 | 4.41 | 4.05 | 3.72 | 3.42 | 3.15 | 2.9 | 2.68 | 2.47 | 2.28 | 2.16 | 2.05 | 1.98 | 0
Oil | System Transformation | TWh | Demand | Industrial |  |  |  |  | 8.15 | 8.15 | 8.15 | 8.15 | 8.13 | 8.11 | 8.03 | 7.93 | 7.77 | 7.55 | 7.27 | 6.94 | 6.53 | 6.07 | 5.58 | 5.11 | 4.66 | 4.26 | 3.9 | 3.6 | 3.34 | 3.12 | 2.93 | 2.76 | 2.63 | 2.51 | 2.42 | 2.33 | 2.27 | 0
Oil | Leading the Way | TWh | Demand | Industrial |  |  |  |  | 8.15 | 8.15 | 8.15 | 8.11 | 8.06 | 7.99 | 7.87 | 7.68 | 7.41 | 7.07 | 6.68 | 6.24 | 5.77 | 5.29 | 4.83 | 4.43 | 4.07 | 3.75 | 3.47 | 3.23 | 3.03 | 2.85 | 2.69 | 2.53 | 2.4 | 2.29 | 2.21 | 2.16 | 2.12 | 0
Oil | Falling Short | TWh | Demand | Industrial |  |  |  |  | 8.15 | 8.15 | 8.15 | 8.15 | 8.15 | 8.15 | 8.13 | 8.11 | 8.09 | 8.04 | 7.98 | 7.91 | 7.84 | 7.76 | 7.69 | 7.61 | 7.52 | 7.43 | 7.34 | 7.24 | 7.12 | 7 | 6.87 | 6.72 | 6.57 | 6.41 | 6.23 | 6.08 | 5.91 | 5.72
Oil | Consumer Transformation | TWh | Demand | Commercial |  |  |  |  | 31.6687 | 30.9946 | 29.8553 | 28.7146 | 27.563 | 26.3967 | 25.1477 | 23.1378 | 21.1092 | 19.07 | 16.9753 | 14.8833 | 12.7978 | 10.7312 | 8.6772 | 7.5726 | 6.4772 | 5.397 | 4.315 | 3.2422 | 2.1872 | 1.225 | 1.0271 | 0.84892 | 0.67942 | 0.56436 | 0.44785 | 0.3243 | 0.18265 | 0
Oil | System Transformation | TWh | Demand | Commercial |  |  |  |  | 31.6687 | 30.3507 | 29.2075 | 28.0644 | 26.9181 | 25.7488 | 24.1684 | 22.5357 | 20.5362 | 18.5189 | 16.4955 | 14.4754 | 12.4642 | 10.4876 | 8.5579 | 7.5875 | 6.5839 | 5.58 | 4.5618 | 3.5423 | 2.5589 | 1.6477 | 1.4818 | 1.3392 | 1.2122 | 1.0891 | 0.96545 | 0.83183 | 0.66846 | 0
Oil | Leading the Way | TWh | Demand | Commercial |  |  |  |  | 31.6687 | 29.6092 | 28.5432 | 27.1138 | 25.6746 | 23.861 | 21.9772 | 20.0427 | 18.061 | 16.0583 | 14.0516 | 12.048 | 10.052 | 8.077 | 6.1154 | 5.0554 | 3.9936 | 2.9423 | 1.8972 | 1.5542 | 1.2549 | 1.0292 | 0.85608 | 0.72655 | 0.61688 | 0.50983 | 0.40058 | 0.28305 | 0.14466 | 0
Oil | Falling Short | TWh | Demand | Commercial |  |  |  |  | 31.6687 | 30.2969 | 29.0284 | 27.9937 | 27.4655 | 27.2794 | 27.0884 | 26.8435 | 26.5675 | 25.4979 | 24.3642 | 23.23 | 22.0638 | 20.8482 | 19.6177 | 19.6011 | 19.5389 | 19.3846 | 19.0216 | 18.2565 | 17.2465 | 16.1957 | 15.1556 | 14.0797 | 13.6418 | 13.2071 | 12.7769 | 12.3582 | 11.9439 | 11.5763
Natural Gas | Five Year Forecast | bcm/yr | Supply | UKCS |  |  | UKCS | 2020: 33.5863; 2021: 29.337; 2022: 34.98; 2023: 35.1782; 2024: 33.3603; 2025: 30.4045; 2026: 28.6525; 2027: 27.5575; 2028: 24.2801
Natural Gas | Five Year Forecast | bcm/yr | Supply | Shale |  |  | Shale | 2020: 0; 2021: 0; 2022: 0; 2023: 0; 2024: 0; 2025: 0; 2026: 0; 2027: 0; 2028: 0
Natural Gas | Five Year Forecast | bcm/yr | Supply | Green Gas |  |  | Green Gas | 2020: 0.30168; 2021: 0.30496; 2022: 0.30634; 2023: 0.65054; 2024: 0.69734; 2025: 0.75436; 2026: 0.88233; 2027: 0.95953; 2028: 1.0798
Natural Gas | Five Year Forecast | bcm/yr | Supply | Norway |  |  | Imports | 2020: 26.411; 2021: 31.749; 2022: 29.4915; 2023: 29.3657; 2024: 29.192; 2025: 27.448; 2026: 27.333; 2027: 26.0975; 2028: 25.915
Natural Gas | Five Year Forecast | bcm/yr | Supply | Continent |  |  | Imports | 2020: 1.3293; 2021: 4.1218; 2022: 0.15777; 2023: 0.365; 2024: 0.365; 2025: 0.88111; 2026: 1.46; 2027: 2.3725; 2028: 2.92
Natural Gas | Five Year Forecast | bcm/yr | Supply | LNG |  |  | Imports | 2020: 17.6939; 2021: 14.2823; 2022: 24.7354; 2023: 20.8564; 2024: 18.8771; 2025: 18.2891; 2026: 14.6267; 2027: 11.1671; 2028: 9.5161
Natural Gas | Five Year Forecast | bcm/yr | Supply | Generic Imports |  |  | Imports | 2020: 0; 2021: 0; 2022: 0; 2023: 0.1825; 2024: 0.27375; 2025: 2.1918; 2026: 4.015; 2027: 5.84; 2028: 6.935

## WS2
WS2: Whole System & Gas Supply - Emissions
Return to: Main Menu
Return to: Chapter contents
Notes:
Scenario | Sector | 2021 | 2022 | 2023 | 2024 | 2025 | 2026 | 2027 | 2028 | 2029 | 2030 | 2031 | 2032 | 2033 | 2034 | 2035 | 2036 | 2037 | 2038 | 2039 | 2040 | 2041 | 2042 | 2043 | 2044 | 2045 | 2046 | 2047 | 2048 | 2049 | 2050
Consumer Transformation | Agriculture | 47.9062 | 44.9766 | 43.9509 | 42.8828 | 41.7397 | 40.5329 | 39.3538 | 38.1852 | 36.9697 | 35.6947 | 35.221 | 34.7782 | 34.4165 | 33.9727 | 33.7324 | 33.4961 | 33.2568 | 33.0136 | 32.766 | 32.5263 | 32.2612 | 32.0072 | 31.7514 | 31.3326 | 31.0721 | 30.8104 | 30.546 | 30.2788 | 30.0087 | 29.7049
System Transformation | Agriculture | 47.9062 | 47.8358 | 46.7732 | 45.6666 | 44.4823 | 43.2321 | 42.0105 | 40.7999 | 39.4666 | 38.0412 | 36.461 | 35.6704 | 29.4306 | 29.0357 | 28.8218 | 28.6115 | 28.3985 | 31.693 | 32.1107 | 32.5263 | 32.2612 | 32.0072 | 31.7514 | 31.3326 | 31.0721 | 30.8104 | 30.546 | 30.2788 | 30.0087 | 29.7049
Leading the Way | Agriculture | 47.9062 | 43.8458 | 42.4759 | 41.0923 | 39.6071 | 38.0885 | 36.6285 | 35.2089 | 33.7697 | 32.6497 | 31.4873 | 30.6719 | 29.9363 | 29.1236 | 28.5304 | 28.0414 | 27.5379 | 27.0296 | 26.5073 | 26.0048 | 25.481 | 24.9564 | 24.4054 | 23.771 | 23.2528 | 22.7353 | 22.216 | 21.7019 | 21.186 | 20.6003
Falling Short | Agriculture and LULUCF | 48.9894 | 55.158 | 53.8868 | 52.3675 | 50.6754 | 48.8444 | 47.703 | 46.5617 | 45.4203 | 44.279 | 43.1376 | 41.9963 | 40.8549 | 39.7136 | 38.5722 | 37.4309 | 36.2895 | 35.1482 | 34.0068 | 32.8655 | 31.7241 | 30.5828 | 29.4415 | 28.3001 | 27.1588 | 26.0174 | 24.8761 | 23.7347 | 22.5934 | 21.452
Five Year Forecast | Agriculture and LULUCF | 2021: 48.9894; 2022: 55.1976; 2023: 53.7811; 2024: 52.0948; 2025: 50.2249; 2026: 48.1939; 2027: 46.3066; 2028: 44.4518
Consumer Transformation | Aviation | 15.7199 | 33.2289 | 36.9986 | 36.9338 | 36.481 | 35.8105 | 35.0762 | 34.374 | 33.553 | 33.0933 | 32.5433 | 31.8215 | 31.2654 | 30.6965 | 30.4305 | 30.2084 | 29.9576 | 29.7662 | 29.5802 | 29.1659 | 27.7105 | 27.2825 | 26.8379 | 26.3152 | 25.8645 | 25.3935 | 24.852 | 24.3606 | 23.8678 | 23.352
System Transformation | Aviation | 15.7199 | 33.2289 | 36.9986 | 36.9338 | 36.481 | 35.8105 | 35.0762 | 34.374 | 33.553 | 33.0933 | 32.5433 | 31.8215 | 31.2654 | 30.6965 | 30.4305 | 30.2084 | 29.9576 | 29.7662 | 29.5802 | 29.1659 | 27.7105 | 27.2825 | 26.8379 | 26.3152 | 25.8645 | 25.3935 | 24.852 | 24.3606 | 23.8678 | 23.352
Leading the Way | Aviation | 15.7199 | 33.0446 | 36.7968 | 39.0208 | 38.8695 | 38.0146 | 37.1044 | 36.326 | 35.4022 | 36.5032 | 37.0477 | 37.1996 | 37.5027 | 36.8229 | 35.7402 | 34.6845 | 33.6462 | 32.5754 | 31.3173 | 29.978 | 27.19 | 25.7901 | 24.422 | 22.9239 | 21.3711 | 20.0216 | 18.5544 | 17.1104 | 15.8555 | 14.4964
Falling Short | Aviation | 15.7199 | 33.2642 | 37.0378 | 36.973 | 36.5198 | 35.8486 | 35.1137 | 34.4108 | 33.589 | 33.1291 | 32.5789 | 31.8568 | 31.3005 | 30.7314 | 30.4655 | 30.2434 | 29.9927 | 29.8013 | 29.6154 | 30.3099 | 31.0043 | 31.6988 | 32.3932 | 33.0877 | 33.7821 | 34.4766 | 35.171 | 35.8655 | 36.5599 | 37.85
Five Year Forecast | Aviation | 2021: 15.7199; 2022: 33.1916; 2023: 36.958; 2024: 37.4654; 2025: 37.0878; 2026: 36.3711; 2027: 35.5926; 2028: 34.8712
Consumer Transformation | BECCS for Biofuels | 0 | 0 | 0 | 0 | 0 | 0 | 0 | 0 | 0 | -0.16477 | -0.28027 | -0.40472 | -1.0975 | -1.8017 | -2.5212 | -3.2348 | -3.9711 | -4.7298 | -5.5073 | -6.2658 | -6.4626 | -6.661 | -6.8611 | -7.0628 | -7.2662 | -7.4712 | -7.6778 | -7.8861 | -8.0961 | -8.3076
System Transformation | BECCS for Biofuels | 0 | 0 | 0 | 0 | 0 | 0 | 0 | 0 | 0 | -0.16477 | -0.28027 | -0.40472 | -1.0975 | -1.8017 | -2.5212 | -3.2348 | -3.9711 | -4.7298 | -5.5073 | -6.2658 | -6.4626 | -6.661 | -6.8611 | -7.0628 | -7.2662 | -7.4712 | -7.6778 | -7.8861 | -8.0961 | -8.3076
Leading the Way | BECCS for Biofuels | 0 | 0 | 0 | 0 | 0 | 0 | 0 | 0 | 0 | -0.16477 | -0.28027 | -0.40472 | -1.0975 | -1.8017 | -2.5212 | -3.2348 | -3.9711 | -4.7298 | -5.5073 | -6.2658 | -6.4626 | -6.661 | -6.8611 | -7.0628 | -7.2662 | -7.4712 | -7.6778 | -7.8861 | -8.0961 | -8.3076
Falling Short | BECCS for Biofuels | 0 | 0 | 0 | 0 | 0 | 0 | 0 | 0 | 0 | 0 | 0 | 0 | 0 | 0 | 0 | 0 | 0 | 0 | 0 | 0 | 0 | 0 | 0 | 0 | 0 | 0 | 0 | 0 | 0 | 0
Five Year Forecast | BECCS for Biofuels | 2021: 0; 2022: 0; 2023: 0; 2024: 0; 2025: 0; 2026: 0; 2027: 0; 2028: 0
Consumer Transformation | DACCS | 0 | 0 | 0 | 0 | 0 | 0 | 0 | 0 | 0 | 0 | 0 | 0 | 0 | 0 | 0 | 0 | 0 | 0 | 0 | 0 | 0 | 0 | 0 | 0 | 0 | 0 | 0 | 0 | 0 | 0
System Transformation | DACCS | 0 | 0 | 0 | 0 | 0 | 0 | 0 | 0 | 0 | 0 | 0 | 0 | 0 | 0 | 0 | 0 | 0 | 0 | 0 | 0 | 0 | 0 | 0 | 0 | 0 | 0 | 0 | 0 | 0 | 0
Leading the Way | DACCS | 0 | 0 | 0 | 0 | 0 | 0 | 0 | 0 | 0 | 0 | 0 | 0 | 0 | 0 | 0 | 0 | 0 | 0 | 0 | -2.1818 | -4.3636 | -6.5455 | -8.7273 | -10.9091 | -13.0909 | -15.2727 | -17.4545 | -19.6364 | -21.8182 | -24
Falling Short | DACCS | 0 | 0 | 0 | 0 | 0 | 0 | 0 | 0 | 0 | 0 | 0 | 0 | 0 | 0 | 0 | 0 | 0 | 0 | 0 | 0 | 0 | 0 | 0 | 0 | 0 | 0 | 0 | 0 | 0 | 0
Five Year Forecast | DACCS | 2021: 0; 2022: 0; 2023: 0; 2024: 0; 2025: 0; 2026: 0; 2027: 0; 2028: 0
Consumer Transformation | Electricity without BECCS | 55.0543 | 51.4858 | 41.8772 | 34.6076 | 29.6704 | 34.2226 | 30.2248 | 28.2543 | 26.4532 | 25.4298 | 24.6356 | 18.0008 | 17.3564 | 14.3118 | 12.7181 | 12.4025 | 10.0696 | 9.51 | 9.3734 | 8.9796 | 7.0951 | 6.852 | 6.8018 | 6.5797 | 6.3707 | 5.7488 | 5.6579 | 5.6847 | 5.6641 | 5.6831
System Transformation | Electricity without BECCS | 55.0543 | 53.741 | 47.3342 | 40.3071 | 31.9872 | 32.7997 | 33.1083 | 29.4002 | 28.5574 | 24.1956 | 22.7568 | 15.5574 | 14.8429 | 13.7748 | 10.3319 | 9.2287 | 8.0656 | 7.0594 | 6.3428 | 6.0391 | 5.8715 | 4.975 | 4.3122 | 4.3019 | 4.2956 | 4.2734 | 4.2953 | 4.2793 | 4.2753 | 4.2832
Leading the Way | Electricity without BECCS | 55.0543 | 51.4094 | 39.7848 | 29.2137 | 24.9146 | 23.2941 | 22.7357 | 21.819 | 19.8006 | 20.5275 | 13.4642 | 12.6254 | 10.2249 | 8.8242 | 8.3784 | 7.0893 | 6.9735 | 6.8022 | 6.7763 | 6.8068 | 6.5919 | 6.5199 | 6.3788 | 6.3395 | 6.3699 | 6.37 | 6.3584 | 6.3603 | 6.3212 | 6.3603
Falling Short | Electricity without BECCS | 55.0543 | 53.7363 | 52.5196 | 48.0558 | 42.5331 | 49.3708 | 45.5134 | 40.7237 | 36.144 | 34.4618 | 34.376 | 31.9128 | 31.1652 | 29.6612 | 23.2616 | 20.179 | 16.3845 | 14.8033 | 12.9801 | 12.3431 | 11.2962 | 10.7028 | 10.2085 | 9.6615 | 9.973 | 9.7632 | 9.776 | 9.2918 | 9.2868 | 9.2747
Five Year Forecast | Electricity without BECCS | 2021: 55.0543; 2022: 53.8235; 2023: 47.6542; 2024: 40.3144; 2025: 32.4421; 2026: 33.5275; 2027: 33.7591; 2028: 30.151
Consumer Transformation | F-gases | 10.9703 | 10.0468 | 9.1606 | 8.2188 | 7.5303 | 6.7794 | 6.147 | 5.5982 | 4.9981 | 4.4583 | 3.9477 | 3.4852 | 3.203 | 3.0128 | 2.8768 | 2.7536 | 2.6327 | 2.4829 | 2.3798 | 2.3211 | 2.2731 | 2.2467 | 2.2141 | 2.1944 | 2.1931 | 2.1817 | 2.187 | 2.1823 | 2.1754 | 2.1837
System Transformation | F-gases | 10.9703 | 10.0468 | 9.1606 | 8.2188 | 7.5303 | 6.7794 | 6.147 | 5.5982 | 4.9981 | 4.4583 | 3.9477 | 3.4852 | 3.203 | 3.0128 | 2.8768 | 2.7536 | 2.6327 | 2.4829 | 2.3798 | 2.3211 | 2.2731 | 2.2467 | 2.2141 | 2.1944 | 2.1931 | 2.1817 | 2.187 | 2.1823 | 2.1754 | 2.1837
Leading the Way | F-gases | 10.9703 | 10.0428 | 9.1943 | 8.3412 | 7.7053 | 6.9728 | 6.3237 | 5.6977 | 5.0166 | 4.4415 | 3.8882 | 3.3889 | 3.0643 | 2.8249 | 2.6361 | 2.4406 | 2.271 | 2.0693 | 1.9157 | 1.8134 | 1.731 | 1.6586 | 1.5872 | 1.532 | 1.4955 | 1.47 | 1.4568 | 1.431 | 1.4205 | 1.4119
Falling Short | F-gases | 10.9703 | 10.0468 | 9.1606 | 8.2188 | 7.5303 | 7.3481 | 7.1659 | 6.9837 | 6.8015 | 6.6193 | 6.4372 | 6.255 | 6.0728 | 5.8906 | 5.7084 | 5.5262 | 5.3441 | 5.1619 | 4.9797 | 4.7975 | 4.6153 | 4.4331 | 4.251 | 4.0688 | 3.8866 | 3.7044 | 3.5222 | 3.34 | 3.1579 | 3.1579
Five Year Forecast | F-gases | 2021: 10.9703; 2022: 10.0458; 2023: 9.169; 2024: 8.2494; 2025: 7.574; 2026: 6.9699; 2027: 6.4459; 2028: 5.9695
Consumer Transformation | Fuel Supply | 31.8289 | 33.6235 | 32.2398 | 30.3258 | 28.3136 | 26.6121 | 24.8393 | 22.1255 | 18.5255 | 15.8117 | 13.7576 | 11.9458 | 10.5055 | 10.0214 | 7.8115 | 6.5974 | 5.6577 | 5.0158 | 4.4179 | 2.1126 | 1.2005 | 1.2084 | 1.1581 | 1.0972 | 1.0322 | 0.93442 | 0.82234 | 0.68719 | 0.53393 | 0.29699
System Transformation | Fuel Supply | 31.8289 | 33.6235 | 32.2398 | 30.3258 | 28.3136 | 26.6121 | 24.8393 | 22.1255 | 18.5255 | 15.8117 | 13.7576 | 11.9458 | 10.5055 | 10.0214 | 7.8115 | 6.5974 | 5.6577 | 5.0158 | 4.4179 | 2.1126 | 1.2005 | 1.2084 | 1.1581 | 1.0972 | 1.0322 | 0.93442 | 0.82234 | 0.68719 | 0.53393 | 0.29699
Leading the Way | Fuel Supply | 31.8289 | 33.6235 | 32.2398 | 30.3258 | 28.3136 | 26.6121 | 24.8393 | 22.1255 | 18.5255 | 15.8117 | 13.7576 | 11.9458 | 10.5055 | 10.0214 | 7.8115 | 6.5974 | 5.6577 | 5.0158 | 4.4179 | 2.1126 | 1.2005 | 1.2084 | 1.1581 | 1.0972 | 1.0322 | 0.93442 | 0.82234 | 0.68719 | 0.53393 | 0.29699
Falling Short | Fuel Supply | 31.8289 | 31.6635 | 31.2035 | 30.7435 | 30.2835 | 29.8235 | 29.3635 | 28.9035 | 28.4435 | 27.9835 | 27.5235 | 27.0635 | 26.6035 | 26.1435 | 25.6835 | 25.2235 | 24.7635 | 24.3035 | 23.8435 | 23.3835 | 22.9235 | 22.4635 | 22.0035 | 21.5435 | 21.0835 | 20.6235 | 20.1635 | 19.7035 | 19.2435 | 18.7835
Five Year Forecast | Fuel Supply | 2021: 31.8289; 2022: 33.1335; 2023: 31.9807; 2024: 30.4302; 2025: 28.8061; 2026: 27.4149; 2027: 25.9703; 2028: 23.82
Consumer Transformation | Methane Reformation with CCUS | 0 | 0.00024696 | 0.00024696 | 0.00024696 | 0.00037884 | 0.00037884 | 0.00037804 | 0.00049982 | 0.00032649 | 0.00040811 | 0.0041991 | 0.0079901 | 0.011781 | 0.015572 | 0.015572 | 0.015572 | 0.015572 | 0.015572 | 0.015572 | 0.015572 | 0.015572 | 0.015572 | 0.015572 | 0.015572 | 0.015572 | 0.015572 | 0.015572 | 0.015572 | 0.015572 | 0.015572
System Transformation | Methane Reformation with CCUS | 0 | 0.0001518 | 0.0001518 | 0.0001518 | 0.00031363 | 0.030988 | 0.074828 | 0.14161 | 0.20096 | 0.30901 | 0.43102 | 0.60181 | 0.78887 | 0.97448 | 1.1695 | 0.80968 | 0.9109 | 1.0189 | 1.1066 | 1.201 | 1.2753 | 1.3495 | 1.4035 | 1.4439 | 1.4712 | 1.4712 | 1.4712 | 1.4712 | 1.4712 | 1.4712
Leading the Way | Methane Reformation with CCUS | 0 | 0.00027376 | 0.00027376 | 0.00027376 | 0.00037804 | 0.012495 | 0.023741 | 0.039984 | 0.057478 | 0.081218 | 0.12728 | 0.19957 | 0.2624 | 0.29988 | 0.319 | 0.19492 | 0.19492 | 0.19492 | 0.19492 | 0.19492 | 0.19492 | 0.19492 | 0.19492 | 0.19492 | 0.19492 | 0.19492 | 0.19492 | 0.19492 | 0.19492 | 0.19492
Falling Short | Methane Reformation with CCUS | 0 | 0.00012308 | 0.00012308 | 0.00012308 | 0.00025496 | 0.00025496 | 0.00025496 | 0.00025496 | 0.00025496 | 0.00025496 | 0.00025496 | 0.00025496 | 0.00025496 | 0.0054549 | 0.011012 | 0.016675 | 0.022762 | 0.028955 | 0.035125 | 0.042275 | 0.049535 | 0.055808 | 0.062121 | 0.067722 | 0.071222 | 0.072472 | 0.073846 | 0.074971 | 0.074971 | 0.074971
Five Year Forecast | Methane Reformation with CCUS | 2021: 0; 2022: 0.00012259; 2023: 0.00012259; 2024: 0.00012259; 2025: 0.00025394; 2026: 0.030902; 2027: 0.074685; 2028: 0.1415
Consumer Transformation | BECCS Enabled Hydrogen | 0 | 0 | 0 | 0 | 0 | 0 | 0 | 0 | 0 | 0 | 0 | 0 | 0 | 0 | 0 | 0 | 0 | 0 | 0 | 0 | 0 | 0 | 0 | 0 | 0 | 0 | 0 | 0 | 0 | 0
System Transformation | BECCS Enabled Hydrogen | 0 | 0 | 0 | 0 | 0 | 0 | 0 | 0 | 0 | -0.41345 | -1.5394 | -2.694 | -3.8486 | -5.0031 | -5.7728 | -6.1577 | -6.5426 | -6.9274 | -7.3123 | -9.5282 | -11.1163 | -12.7043 | -13.1013 | -13.1013 | -13.1013 | -13.1013 | -13.1013 | -13.1013 | -13.1013 | -13.1013
Leading the Way | BECCS Enabled Hydrogen | 0 | 0 | 0 | 0 | 0 | -0.06953 | -0.13906 | -0.20859 | -0.27812 | -0.34765 | -0.63418 | -0.92071 | -1.2072 | -1.4938 | -1.8648 | -1.9074 | -2.0344 | -2.1615 | -2.2886 | -2.4157 | -2.5314 | -2.6471 | -2.7628 | -2.8785 | -2.9943 | -2.9943 | -2.9943 | -2.9943 | -2.9943 | -2.9943
Falling Short | BECCS Enabled Hydrogen | 0 | 0 | 0 | 0 | 0 | 0 | 0 | 0 | 0 | 0 | 0 | 0 | 0 | 0 | 0 | 0 | 0 | 0 | 0 | 0 | 0 | 0 | 0 | 0 | 0 | 0 | 0 | 0 | 0 | 0
Five Year Forecast | BECCS Enabled Hydrogen | 2021: 0; 2022: 0; 2023: 0; 2024: 0; 2025: 0; 2026: 0; 2027: 0; 2028: 0
Consumer Transformation | Industrial Heat | 35.4253 | 31.7853 | 30.7741 | 29.7948 | 27.7574 | 26.2892 | 24.3501 | 18.0843 | 16.8676 | 15.4907 | 13.8182 | 10.9406 | 8.2349 | 6.7976 | 5.5152 | 4.353 | 3.3613 | 2.5459 | 1.9011 | 1.4052 | 1.0939 | 0.84974 | 0.65069 | 0.49091 | 0.37098 | 0.27179 | 0.19701 | 0.13713 | 0.093246 | 0.059232
System Transformation | Industrial Heat | 35.4253 | 31.7853 | 30.7741 | 29.7948 | 27.7574 | 26.2892 | 24.3501 | 17.2751 | 15.9274 | 14.1573 | 12.2499 | 7.592 | 3.5862 | 2.6829 | 2.0777 | 1.4205 | 1.0166 | 0.68576 | 0.41543 | 0.20107 | 0.17226 | 0.14994 | 0.12056 | 0.096089 | 0.074334 | 0.056778 | 0.045312 | 0.035482 | 0.030746 | 0.026617
Leading the Way | Industrial Heat | 35.4253 | 31.7853 | 30.7741 | 29.7948 | 27.7574 | 26.2892 | 24.3501 | 17.6618 | 16.2795 | 14.5011 | 12.6263 | 8.0249 | 4.1039 | 3.0684 | 2.4065 | 1.7356 | 1.3013 | 0.94599 | 0.66331 | 0.45321 | 0.35374 | 0.27677 | 0.21019 | 0.15494 | 0.11233 | 0.07923 | 0.058298 | 0.045931 | 0.036238 | 0.027297
Falling Short | Industrial Heat | 35.4253 | 31.7853 | 30.7741 | 29.7948 | 27.7574 | 26.2892 | 24.3501 | 20.2669 | 19.8424 | 19.3465 | 18.8181 | 18.276 | 17.7475 | 17.2216 | 16.5528 | 15.9122 | 15.2643 | 14.6228 | 13.9876 | 13.3532 | 12.8438 | 12.3526 | 11.8519 | 11.36 | 10.8812 | 10.4047 | 9.9184 | 9.4724 | 9.018 | 8.5565
Five Year Forecast | Industrial Heat | 2021: 35.4253; 2022: 31.7853; 2023: 30.7741; 2024: 29.7948; 2025: 27.7574; 2026: 26.2892; 2027: 24.3501; 2028: 18.322
Consumer Transformation | Industrial Process | 28.6311 | 25.6893 | 24.872 | 24.0805 | 22.4339 | 21.2472 | 19.68 | 18.7316 | 17.92 | 16.5335 | 15.402 | 13.2769 | 11.4685 | 10.0631 | 7.4292 | 5.7643 | 4.805 | 3.5402 | 3.131 | 2.121 | 1.7964 | 1.1901 | 1.0743 | 0.97581 | 0.95595 | 0.84415 | 0.83104 | 0.77187 | 0.7492 | 0.7103
System Transformation | Industrial Process | 28.6311 | 25.6893 | 24.872 | 24.0805 | 22.4339 | 21.2472 | 19.68 | 18.7316 | 17.92 | 16.5335 | 15.402 | 13.2769 | 11.4685 | 10.0631 | 7.4292 | 5.7643 | 4.805 | 3.5402 | 3.131 | 2.121 | 1.7964 | 1.1901 | 1.0743 | 0.97581 | 0.95595 | 0.84415 | 0.83104 | 0.77187 | 0.7492 | 0.7103
Leading the Way | Industrial Process | 28.6311 | 25.6893 | 24.872 | 24.0805 | 22.4339 | 21.2472 | 19.68 | 18.7316 | 17.92 | 16.5335 | 15.402 | 13.2769 | 11.4685 | 10.0631 | 7.4292 | 5.7643 | 4.805 | 3.5402 | 3.131 | 2.121 | 1.7964 | 1.1901 | 1.0743 | 0.97581 | 0.95595 | 0.84415 | 0.83104 | 0.77187 | 0.7492 | 0.7103
Falling Short | Industrial Process | 28.6311 | 28.7818 | 28.9324 | 29.0831 | 29.2337 | 29.3844 | 29.535 | 29.6857 | 29.8363 | 29.987 | 30.1376 | 30.2883 | 30.4389 | 30.5896 | 30.7402 | 30.8909 | 31.0415 | 31.1922 | 31.3428 | 31.4935 | 31.6441 | 31.7948 | 31.9454 | 32.0961 | 32.2467 | 32.3974 | 32.548 | 32.6987 | 32.8493 | 33
Five Year Forecast | Industrial Process | 2021: 28.6311; 2022: 26.4624; 2023: 25.8871; 2024: 25.3312; 2025: 24.1338; 2026: 23.2815; 2027: 22.1438; 2028: 21.4701
Consumer Transformation | LULUCF N | -23.2302 | -17.8469 | -17.7744 | -17.9447 | -18.2143 | -18.5823 | -19.0132 | -19.4493 | -19.8228 | -20.2554 | -20.6206 | -21.2137 | -21.9659 | -22.9047 | -23.9426 | -24.9815 | -25.8423 | -26.6 | -26.9833 | -27.7316 | -28.9999 | -30.3103 | -31.6346 | -32.9697 | -33.9018 | -34.6329 | -35.4515 | -36.3873 | -37.5881 | -39.1532
System Transformation | LULUCF N | -23.2302 | -17.8469 | -17.7744 | -17.9447 | -18.2143 | -18.5823 | -19.0132 | -19.4493 | -19.8228 | -20.2554 | -20.6206 | -21.2137 | -21.9659 | -22.9047 | -23.9426 | -24.9815 | -25.8423 | -26.6 | -26.9833 | -27.7316 | -28.9999 | -30.3103 | -31.6346 | -32.9697 | -33.9018 | -34.6329 | -35.4515 | -36.3873 | -37.5881 | -39.1532
Leading the Way | LULUCF N | -23.2302 | -18.1257 | -18.092 | -18.3045 | -18.6267 | -19.0952 | -19.6689 | -20.3298 | -20.9778 | -21.7907 | -22.6424 | -23.8143 | -25.1672 | -26.7293 | -28.4185 | -30.2025 | -31.7212 | -33.0334 | -33.8875 | -35.1811 | -36.9728 | -38.9283 | -40.9733 | -43.065 | -44.5942 | -46.1058 | -47.6158 | -49.2293 | -51.0845 | -53.2454
Consumer Transformation | LULUCF P | 24.3133 | 27.9935 | 27.6173 | 27.2414 | 26.8659 | 26.4906 | 26.1156 | 25.7957 | 25.4762 | 25.0702 | 24.6694 | 24.27 | 23.8721 | 23.4756 | 23.0804 | 22.7453 | 22.4114 | 22.0786 | 21.7469 | 21.3969 | 21.0513 | 20.7073 | 20.365 | 20.0242 | 19.6848 | 19.4257 | 19.1679 | 18.9113 | 18.6559 | 18.4017
System Transformation | LULUCF P | 24.3133 | 27.9935 | 27.6173 | 27.2414 | 26.8659 | 26.4906 | 26.1156 | 25.7957 | 25.4762 | 25.0702 | 24.6694 | 24.27 | 23.8721 | 23.4756 | 23.0804 | 22.7453 | 22.4114 | 22.0786 | 21.7469 | 21.3969 | 21.0513 | 20.7073 | 20.365 | 20.0242 | 19.6848 | 19.4257 | 19.1679 | 18.9113 | 18.6559 | 18.4017
Leading the Way | LULUCF P | 24.3133 | 28.0465 | 27.6836 | 27.3209 | 26.9586 | 26.5966 | 26.2348 | 25.9282 | 25.6219 | 25.2292 | 24.8416 | 24.4555 | 24.0709 | 23.6876 | 23.3057 | 22.9838 | 22.6632 | 22.3437 | 22.0252 | 21.6884 | 21.356 | 21.0253 | 20.6962 | 20.3687 | 20.0426 | 19.7967 | 19.5521 | 19.3088 | 19.0667 | 18.8257
Consumer Transformation | Power Sector BECCS | 0 | 0 | 0 | 0 | 0 | 0 | 0 | 0 | 0 | 0 | -2.4275 | -5.1019 | -10.2038 | -18.1893 | -20.6294 | -25.6682 | -27.2982 | -29.5269 | -29.5269 | -29.5269 | -29.5269 | -29.5269 | -29.5269 | -29.5269 | -29.5269 | -29.5269 | -29.5269 | -29.5269 | -39.0405 | -42.3091
System Transformation | Power Sector BECCS | 0 | 0 | 0 | 0 | 0 | 0 | 0 | 0 | 0 | 0 | 0 | -2.44 | -5.1019 | -10.2038 | -10.2038 | -10.7022 | -10.7022 | -16.1308 | -17.4477 | -17.4477 | -25.5005 | -25.5005 | -27.5137 | -27.5137 | -27.5137 | -27.5137 | -27.5137 | -27.5137 | -27.5137 | -36.3787
Leading the Way | Power Sector BECCS | 0 | 0 | 0 | 0 | 0 | 0 | 0 | 0 | 0 | -4.1437 | -4.1437 | -8.2875 | -8.2875 | -12.4312 | -12.4312 | -20.7187 | -16.575 | -16.575 | -16.575 | -16.575 | -16.575 | -16.575 | -16.575 | -16.575 | -16.575 | -16.575 | -16.575 | -16.575 | -16.575 | -16.575
Falling Short | Power Sector BECCS | 0 | 0 | 0 | 0 | 0 | 0 | 0 | 0 | 0 | 0 | 0 | 0 | -1.8454 | -1.8454 | -3.6909 | -3.6909 | -5.5363 | -5.5363 | -7.3817 | -7.3817 | -7.3817 | -9.3949 | -9.3949 | -9.3949 | -9.3949 | -9.3949 | -9.3949 | -11.4081 | -11.4081 | -15.4345
Five Year Forecast | Power Sector BECCS | 2021: 0; 2022: 0; 2023: 0; 2024: 0; 2025: 0; 2026: 0; 2027: 0; 2028: 0
Consumer Transformation | Residential Heat | 68.4547 | 60.4948 | 59.5492 | 58.5672 | 57.4452 | 56.0846 | 54.2047 | 51.84 | 49.0115 | 45.8247 | 42.48 | 39.1159 | 35.7392 | 32.3569 | 28.43 | 24.8568 | 21.5507 | 18.3369 | 15.178 | 12.1724 | 9.4162 | 7.1785 | 5.4263 | 4.138 | 3.2241 | 2.4684 | 1.7501 | 1.0631 | 0.4014 | 0.2864
System Transformation | Residential Heat | 68.4547 | 60.8198 | 59.8421 | 62.1951 | 64.8768 | 63.8068 | 62.6158 | 61.3873 | 60.1333 | 58.8035 | 55.9037 | 52.9051 | 49.8881 | 46.8484 | 42.8403 | 38.7799 | 34.9385 | 31.1537 | 27.4344 | 23.7667 | 20.2775 | 16.9095 | 13.5787 | 10.2733 | 7.0413 | 5.3813 | 3.8201 | 2.2772 | 0.75698 | 0.20518
Leading the Way | Residential Heat | 68.4547 | 60.3293 | 59.3413 | 58.4263 | 57.4596 | 56.0169 | 53.8894 | 51.2001 | 47.5201 | 43.4135 | 39.0604 | 34.7878 | 30.5602 | 26.3263 | 22.0258 | 18.4985 | 15.2783 | 12.6272 | 10.3398 | 8.4513 | 6.5199 | 5.1398 | 4.002 | 3.1964 | 2.5283 | 1.919 | 1.3708 | 0.85073 | 0.35254 | 0.31581
Falling Short | Residential Heat | 68.4547 | 60.9509 | 67.7169 | 67.2482 | 66.7813 | 66.2431 | 65.4699 | 64.612 | 63.6724 | 62.533 | 61.4157 | 60.142 | 58.7706 | 57.2858 | 55.6739 | 54.189 | 52.643 | 50.9539 | 49.1004 | 47.097 | 45.0112 | 43.1487 | 41.3589 | 39.6354 | 38.0666 | 36.4822 | 34.7592 | 32.6782 | 30.3808 | 27.927
Five Year Forecast | Residential Heat | 2021: 68.4547; 2022: 60.6325; 2023: 59.7955; 2024: 62.9535; 2025: 66.073; 2026: 64.931; 2027: 63.7725; 2028: 62.6169
Consumer Transformation | Road Transport and Rail | 101.7143 | 102.3867 | 98.1785 | 93.7306 | 89.0462 | 83.9049 | 79.573 | 74.6887 | 69.0971 | 63.0319 | 55.9604 | 48.3762 | 40.9305 | 33.8541 | 27.0052 | 21.0938 | 16.1615 | 12.0105 | 8.5017 | 5.4752 | 3.229 | 1.6786 | 0.94967 | 0.68236 | 0.45385 | 0.26253 | 0.085008 | 0.0048536 | 0 | 0
System Transformation | Road Transport and Rail | 101.7143 | 102.7595 | 98.9832 | 95.1806 | 91.3463 | 87.2883 | 84.3466 | 81.1517 | 77.4711 | 73.4964 | 68.8613 | 63.4492 | 57.6715 | 51.2152 | 44.1443 | 36.899 | 29.6951 | 22.7803 | 16.5763 | 11.1661 | 6.6112 | 2.7631 | 0.81396 | 0.57842 | 0.40478 | 0.22431 | 0.04414 | 0 | 0 | 0
Leading the Way | Road Transport and Rail | 101.7143 | 102.349 | 98.0985 | 93.6644 | 88.9823 | 83.8196 | 79.4146 | 74.2002 | 68.1098 | 61.3686 | 54.0044 | 45.9125 | 38.0976 | 30.7546 | 24.3557 | 19.1474 | 14.9102 | 11.4454 | 8.5061 | 6.1805 | 3.9911 | 1.987 | 0.3717 | 0 | 0 | 0 | 0 | 0 | 0 | 0
Falling Short | Road Transport and Rail | 101.7143 | 103.0286 | 99.4375 | 95.8333 | 92.2646 | 88.5638 | 86.1127 | 83.5743 | 80.7496 | 77.8855 | 74.7803 | 71.2552 | 67.7859 | 63.9476 | 59.627 | 54.6651 | 49.273 | 43.5944 | 37.944 | 32.2706 | 26.7638 | 21.6163 | 16.8069 | 12.3623 | 8.5056 | 6.1169 | 4.2875 | 3.5069 | 2.8228 | 2.2358
Five Year Forecast | Road Transport and Rail | 2021: 101.7143; 2022: 102.631; 2023: 98.6744; 2024: 94.6022; 2025: 90.4098; 2026: 85.8941; 2027: 82.3617; 2028: 78.4038
Consumer Transformation | Service Heat | 19.0409 | 16.3919 | 15.947 | 15.8585 | 16.0964 | 15.936 | 15.464 | 14.5621 | 13.6973 | 12.8056 | 11.8988 | 10.9698 | 10.0308 | 9.0839 | 8.1287 | 7.0912 | 6.0401 | 5.0962 | 4.3691 | 3.7335 | 3.1596 | 2.7826 | 2.53 | 2.2864 | 2.1017 | 1.8992 | 1.7115 | 1.5277 | 1.3496 | 1.1855
System Transformation | Service Heat | 19.0409 | 16.3919 | 16.9408 | 17.494 | 17.6839 | 17.7152 | 17.6876 | 17.5275 | 17.0534 | 16.4863 | 15.7149 | 14.8164 | 13.9096 | 12.9995 | 12.0739 | 11.0615 | 9.9597 | 8.8537 | 7.7463 | 6.6378 | 5.5476 | 4.5992 | 3.8109 | 3.1462 | 2.5719 | 2.1868 | 1.9152 | 1.6468 | 1.3812 | 1.1299
Leading the Way | Service Heat | 19.0409 | 16.3919 | 15.5193 | 15.4179 | 15.6778 | 15.8548 | 15.4215 | 14.7725 | 13.9742 | 13.043 | 12.1119 | 11.1735 | 10.2261 | 9.2738 | 8.3144 | 7.296 | 6.2644 | 5.2277 | 4.2266 | 3.4665 | 2.8647 | 2.5039 | 2.1821 | 1.9057 | 1.7556 | 1.6001 | 1.4486 | 1.3001 | 1.1566 | 1.0764
Falling Short | Service Heat | 19.0409 | 16.3919 | 17.3575 | 17.9697 | 18.5394 | 18.8197 | 19.0096 | 19.076 | 19.161 | 19.2157 | 19.3894 | 19.5067 | 19.6212 | 19.7386 | 19.8613 | 20.0255 | 20.1562 | 20.256 | 20.3276 | 20.3793 | 20.4194 | 20.477 | 20.5304 | 20.5757 | 20.5538 | 20.4655 | 20.3939 | 20.3142 | 20.2242 | 20.1244
Five Year Forecast | Service Heat | 2021: 19.0409; 2022: 16.3919; 2023: 16.0911; 2024: 16.1096; 2025: 16.827; 2026: 17.2723; 2027: 17.4949; 2028: 17.5506
Consumer Transformation | Shipping | 11.5469 | 14.8932 | 15.0238 | 15.1545 | 15.2852 | 15.3869 | 15.4597 | 15.5035 | 15.5473 | 15.5912 | 15.1925 | 14.3514 | 13.0678 | 11.7842 | 10.5006 | 9.5074 | 8.8045 | 8.3919 | 7.9793 | 7.5667 | 6.8953 | 5.9651 | 4.776 | 3.5869 | 2.3978 | 1.5786 | 1.1292 | 1.0496 | 0.96997 | 0.89038
System Transformation | Shipping | 11.5469 | 14.8932 | 15.0238 | 15.1545 | 15.2852 | 15.3882 | 15.4636 | 15.5113 | 15.5591 | 15.6068 | 14.8748 | 13.3631 | 11.0717 | 8.7803 | 6.4889 | 4.7564 | 3.5827 | 2.9679 | 2.3531 | 1.7383 | 1.3179 | 1.0919 | 1.0602 | 1.0285 | 0.99688 | 0.96547 | 0.93433 | 0.90344 | 0.87256 | 0.84167
Leading the Way | Shipping | 11.5469 | 14.8932 | 15.0238 | 15.1545 | 15.2852 | 15.3882 | 15.4636 | 15.5113 | 15.5591 | 15.6068 | 14.8748 | 13.3631 | 11.0717 | 8.7803 | 6.4889 | 4.7564 | 3.5827 | 2.9679 | 2.3531 | 1.7383 | 1.3179 | 1.0919 | 1.0602 | 1.0285 | 0.99688 | 0.96547 | 0.93433 | 0.90344 | 0.87256 | 0.84167
Falling Short | Shipping | 11.5469 | 14.9268 | 15.0583 | 15.1898 | 15.3214 | 15.4235 | 15.4963 | 15.5398 | 15.5832 | 15.6267 | 15.2269 | 14.3841 | 13.0981 | 11.8121 | 10.5261 | 9.5309 | 8.8266 | 8.4132 | 7.9997 | 7.5863 | 6.9135 | 5.9814 | 5.7508 | 5.5201 | 5.2895 | 5.0588 | 4.8282 | 4.5975 | 4.3668 | 4.4
Five Year Forecast | Shipping | 2021: 11.5469; 2022: 14.9016; 2023: 15.0325; 2024: 15.1634; 2025: 15.2942; 2026: 15.3967; 2027: 15.4708; 2028: 15.5165
Consumer Transformation | Waste | 18.6621 | 25.2018 | 23.7044 | 22.1678 | 22.1211 | 20.2931 | 18.6188 | 17.1732 | 15.8789 | 14.6683 | 14.2401 | 13.906 | 13.6248 | 13.2977 | 12.9494 | 12.6346 | 12.5065 | 12.3665 | 12.2927 | 13.4524 | 12.7707 | 11.863 | 10.5657 | 9.5939 | 8.5058 | 7.863 | 6.0318 | 5.9159 | 5.8068 | 5.6735
System Transformation | Waste | 18.6621 | 25.2018 | 23.7044 | 22.1678 | 22.1211 | 20.2931 | 18.6188 | 17.1732 | 15.8789 | 14.6683 | 14.2401 | 13.906 | 13.6248 | 13.2977 | 12.9494 | 12.6346 | 12.5065 | 12.3665 | 12.2927 | 13.4524 | 12.7707 | 11.863 | 10.5657 | 9.5939 | 8.5058 | 7.863 | 6.0318 | 5.9159 | 5.8068 | 5.6735
Leading the Way | Waste | 18.6621 | 25.2018 | 23.7044 | 22.1678 | 22.1211 | 20.2931 | 18.6188 | 17.1732 | 15.8789 | 14.6683 | 14.2401 | 13.906 | 13.6248 | 13.2977 | 12.9494 | 12.6346 | 12.5065 | 12.3665 | 12.2927 | 13.4524 | 12.7707 | 11.863 | 10.5657 | 9.5939 | 8.5058 | 7.863 | 6.0318 | 5.9159 | 5.8068 | 5.6735
Falling Short | Waste | 18.6621 | 25.1886 | 23.6583 | 22.0888 | 21.7235 | 19.8743 | 19.3354 | 18.7965 | 18.2576 | 17.7187 | 17.1799 | 16.641 | 16.1021 | 15.5632 | 15.0243 | 14.4855 | 13.9466 | 13.4077 | 12.8688 | 12.3299 | 11.7911 | 11.2522 | 10.7133 | 10.1744 | 9.6356 | 9.0967 | 8.5578 | 8.0189 | 7.48 | 6.9412
Five Year Forecast | Waste | 2021: 18.6621; 2022: 25.1985; 2023: 23.6929; 2024: 22.1481; 2025: 22.0217; 2026: 20.1884; 2027: 18.7979; 2028: 17.579

## Building Blocks ->
Building Block Notes
Return to: Main Menu
Return to: Chapter contents
Description | We have been working with the other network companies as part of the ENA Open Networks project. The Whole System Electricity Future Energy Scenarios (FES) part of this work seeks to develop processes to coordinate National and Regional Future Energy Scenarios whilst providing improved clarity and transparency to stakeholders around the various scenarios being produced by ourselves and the network companies. This work is intended to align the GB FES and Regional DFESs forecasts further and to ensure the data presented gives an accurate reflection of the whole industries’ best view of the future scenarios. One of the outputs is an agreed set of common building blocks. Common building blocks ensure that the results of the GB FES and Regional DFESs are published to a consistent template making comparison easier as we can now directly compare like for like components. We hope you find this additional information useful. Should you have any comments please don’t hesitate to contact us. For suggestions related the data provision itself, you may also contact us and/or the ENA Open Networks project via opennetworks@energynetworks.org.
Building Blocks -> | Building Block Data | BB1
| Building Block Definitions | BB2

## BB1
FES Scenario | Building Block ID Number | Unit | DNO License Area | GSP | Share of GSP | 2022 | 2023 | 2024 | 2025 | 2026 | 2027 | 2028 | 2029 | 2030 | 2031 | 2032 | 2033 | 2034 | 2035 | 2036 | 2037 | 2038 | 2039 | 2040 | 2041 | 2042 | 2043 | 2044 | 2045 | 2046 | 2047 | 2048 | 2049 | 2050 | Comment
Consumer Transformation | Dem_BB001a | Number | ENW | Bredbury |  | 164257.383 | 164989.01 | 165735.055 | 166467.195 | 167211.089 | 167952.499 | 168646.066 | 169416.541 | 170200.15 | 170944.096 | 171688.344 | 172432.94 | 173177.874 | 173923.156 | 174654.361 | 175385.88 | 176117.703 | 176849.829 | 177582.275 | 178315.033 | 179058.932 | 179803.145 | 180547.671 | 181292.506 | 182036.499 | 182780.798 | 183525.395 | 184270.303 | 185015.51
Consumer Transformation | Dem_BB001a | Number | ENW | Harker |  | 130591.634 | 131137.179 | 131693.872 | 132239.207 | 132831.679 | 133422.192 | 133974.71 | 134588.337 | 135212.412 | 135804.927 | 136397.695 | 136990.751 | 137584.088 | 138177.714 | 138759.101 | 139340.741 | 139922.626 | 140504.756 | 141087.143 | 141670.57 | 142262.858 | 142855.406 | 143448.212 | 144041.273 | 144633.829 | 145226.638 | 145819.695 | 146413.011 | 147006.575
Consumer Transformation | Dem_BB001a | Number | ENW | Heysham (Barrow WF) |  | 2897.868 | 2910.149 | 2922.68 | 2934.96 | 2948.083 | 2961.162 | 2973.398 | 2986.989 | 3000.813 | 3013.936 | 3027.065 | 3040.201 | 3053.342 | 3066.49 | 3079.367 | 3092.25 | 3105.139 | 3118.032 | 3130.932 | 3143.854 | 3156.972 | 3170.097 | 3183.226 | 3196.362 | 3209.486 | 3222.616 | 3235.752 | 3248.893 | 3262.039
Consumer Transformation | Dem_BB001a | Number | ENW | Heysham (NGET) |  | 92688.036 | 93080.864 | 93481.655 | 93874.431 | 94294.163 | 94712.497 | 95103.852 | 95538.58 | 95980.717 | 96400.478 | 96820.412 | 97240.544 | 97660.869 | 98081.391 | 98493.284 | 98905.35 | 99317.583 | 99729.984 | 100142.562 | 100555.878 | 100975.477 | 101395.254 | 101815.209 | 102235.338 | 102655.126 | 103075.089 | 103495.222 | 103915.532 | 104336.012
Consumer Transformation | Dem_BB001a | Number | ENW | Hutton |  | 56997.275 | 57239.147 | 57485.919 | 57727.765 | 57986.678 | 58244.738 | 58486.214 | 58754.369 | 59027.088 | 59286.019 | 59545.064 | 59804.237 | 60063.534 | 60322.96 | 60577.082 | 60831.317 | 61085.661 | 61340.115 | 61594.684 | 61849.658 | 62108.503 | 62367.463 | 62626.539 | 62885.728 | 63144.678 | 63403.741 | 63662.914 | 63922.202 | 64181.6
Consumer Transformation | Dem_BB001a | Number | ENW | Kearsley 132kV |  | 270124.854 | 271348.488 | 272596.01 | 273820.837 | 275043.579 | 276262.23 | 277402.176 | 278668.618 | 279956.658 | 281179.485 | 282402.802 | 283626.686 | 284851.117 | 286076.114 | 287277.581 | 288479.556 | 289682.02 | 290884.972 | 292088.442 | 293292.786 | 294515.448 | 295738.618 | 296962.298 | 298186.477 | 299409.381 | 300632.78 | 301856.666 | 303081.055 | 304305.93
Consumer Transformation | Dem_BB001a | Number | ENW | Kearsley 33kV |  | 42320.764 | 42512.472 | 42707.923 | 42899.818 | 43091.386 | 43282.313 | 43460.91 | 43659.325 | 43861.124 | 44052.705 | 44244.364 | 44436.111 | 44627.944 | 44819.866 | 45008.101 | 45196.416 | 45384.807 | 45573.275 | 45761.824 | 45950.51 | 46142.066 | 46333.701 | 46525.416 | 46717.21 | 46908.804 | 47100.475 | 47292.222 | 47484.049 | 47675.951
Consumer Transformation | Dem_BB001a | Number | ENW | Kirkby (_G) |  | 95835.415 | 96276.253 | 96725.625 | 97167.001 | 97601.058 | 98033.665 | 98438.344 | 98887.913 | 99345.147 | 99779.235 | 100213.498 | 100647.963 | 101082.624 | 101517.487 | 101943.495 | 102369.681 | 102796.038 | 103222.566 | 103649.274 | 104076.702 | 104510.632 | 104944.743 | 105379.034 | 105813.504 | 106247.619 | 106681.911 | 107116.377 | 107551.022 | 107985.842
Consumer Transformation | Dem_BB001a | Number | ENW | Macclesfield |  | 55416.392 | 55682.144 | 55952.925 | 56219.174 | 56470.298 | 56720.582 | 56954.708 | 57214.807 | 57479.34 | 57730.481 | 57981.724 | 58233.084 | 58484.557 | 58736.146 | 58983.462 | 59230.887 | 59478.418 | 59726.054 | 59973.801 | 60221.26 | 60472.482 | 60723.809 | 60975.242 | 61226.779 | 61477.937 | 61729.197 | 61980.557 | 62232.021 | 62483.585
Consumer Transformation | Dem_BB001a | Number | ENW | Ormonde |  | 13148.083 | 13203.807 | 13260.661 | 13316.377 | 13375.918 | 13435.259 | 13490.774 | 13552.442 | 13615.16 | 13674.705 | 13734.274 | 13793.871 | 13853.495 | 13913.147 | 13971.576 | 14030.029 | 14088.505 | 14147.005 | 14205.531 | 14264.161 | 14323.682 | 14383.229 | 14442.801 | 14502.398 | 14561.946 | 14621.519 | 14681.116 | 14740.738 | 14800.385
Consumer Transformation | Dem_BB001a | Number | ENW | Padiham |  | 206339.15 | 207234.958 | 208148.675 | 209044.729 | 209978.555 | 210909.26 | 211779.882 | 212747.08 | 213730.768 | 214664.659 | 215598.928 | 216533.631 | 217468.755 | 218404.314 | 219320.815 | 220237.698 | 221154.948 | 222072.566 | 222990.572 | 223910.136 | 224843.685 | 225777.624 | 226711.952 | 227646.663 | 228580.613 | 229514.944 | 230449.649 | 231384.741 | 232320.206
Consumer Transformation | Dem_BB001a | Number | ENW | Penwortham East |  | 112391.686 | 112885.457 | 113389.035 | 113883.04 | 114391.522 | 114898.301 | 115372.346 | 115899 | 116434.637 | 116943.153 | 117451.873 | 117960.828 | 118470.01 | 118979.427 | 119478.432 | 119977.642 | 120477.051 | 120976.657 | 121476.473 | 121977.177 | 122485.497 | 122994.028 | 123502.769 | 124011.716 | 124520.264 | 125029.018 | 125537.974 | 126047.138 | 126556.505
Consumer Transformation | Dem_BB001a | Number | ENW | Penwortham West |  | 142946.018 | 143574.025 | 144214.503 | 144842.807 | 145489.522 | 146134.072 | 146736.988 | 147406.817 | 148088.07 | 148734.829 | 149381.848 | 150029.165 | 150676.771 | 151324.676 | 151959.338 | 152594.262 | 153229.438 | 153864.865 | 154500.558 | 155137.381 | 155783.891 | 156430.669 | 157077.714 | 157725.022 | 158371.822 | 159018.884 | 159666.202 | 160313.786 | 160961.627
Consumer Transformation | Dem_BB001a | Number | ENW | Robin Rigg |  | 5201.824 | 5223.554 | 5245.729 | 5267.451 | 5291.051 | 5314.573 | 5336.581 | 5361.023 | 5385.882 | 5409.484 | 5433.095 | 5456.718 | 5480.352 | 5503.998 | 5527.156 | 5550.325 | 5573.503 | 5596.691 | 5619.889 | 5643.128 | 5666.721 | 5690.323 | 5713.937 | 5737.56 | 5761.163 | 5784.776 | 5808.399 | 5832.033 | 5855.676
Consumer Transformation | Dem_BB001a | Number | ENW | Rochdale |  | 89333.758 | 89738.43 | 90151.001 | 90556.067 | 90960.444 | 91363.467 | 91740.462 | 92159.291 | 92585.262 | 92989.666 | 93394.233 | 93798.987 | 94203.922 | 94609.044 | 95006.385 | 95403.894 | 95801.564 | 96199.396 | 96597.399 | 96995.691 | 97400.041 | 97804.559 | 98209.245 | 98614.097 | 99018.527 | 99423.121 | 99827.876 | 100232.797 | 100637.879
Consumer Transformation | Dem_BB001a | Number | ENW | South Manchester |  | 263932.907 | 265108.504 | 266307.268 | 267483.689 | 268678.996 | 269870.313 | 270984.754 | 272222.772 | 273481.896 | 274677.286 | 275873.163 | 277069.599 | 278266.578 | 279464.116 | 280639.034 | 281814.458 | 282990.369 | 284166.767 | 285343.68 | 286521.094 | 287716.41 | 288912.23 | 290108.554 | 291305.372 | 292500.84 | 293696.797 | 294893.235 | 296090.172 | 297287.589
Consumer Transformation | Dem_BB001a | Number | ENW | Stalybridge |  | 120681.468 | 121226.043 | 121781.272 | 122326.344 | 122872.897 | 123417.624 | 123927.193 | 124493.276 | 125069.011 | 125615.601 | 126162.413 | 126709.481 | 127256.796 | 127804.365 | 128342.448 | 128880.769 | 129419.318 | 129958.097 | 130497.116 | 131035.657 | 131582.386 | 132129.346 | 132676.536 | 133223.954 | 133770.58 | 134317.43 | 134864.498 | 135411.794 | 135959.308
Consumer Transformation | Dem_BB001a | Number | ENW | Stanah |  | 81583.825 | 81942.248 | 82307.789 | 82666.382 | 83035.483 | 83403.348 | 83747.451 | 84129.744 | 84518.556 | 84887.682 | 85256.956 | 85626.401 | 85996.01 | 86365.79 | 86728.012 | 87090.383 | 87452.898 | 87815.556 | 88178.367 | 88541.822 | 88910.806 | 89279.942 | 89649.231 | 90018.67 | 90387.82 | 90757.118 | 91126.563 | 91496.16 | 91865.903
Consumer Transformation | Dem_BB001a | Number | ENW | Walney 2 |  | 16085.338 | 16156.005 | 16228.077 | 16298.778 | 16371.551 | 16444.081 | 16511.925 | 16587.299 | 16663.959 | 16736.737 | 16809.544 | 16882.385 | 16955.259 | 17028.166 | 17099.582 | 17171.029 | 17242.503 | 17314.006 | 17385.539 | 17457.199 | 17529.949 | 17602.73 | 17675.54 | 17748.38 | 17821.162 | 17893.974 | 17966.815 | 18039.686 | 18112.586
Consumer Transformation | Dem_BB001a | Number | ENW | Washway Farm |  | 30604.982 | 30745.764 | 30889.27 | 31030.223 | 31168.839 | 31306.992 | 31436.226 | 31579.796 | 31725.813 | 31864.439 | 32003.12 | 32141.867 | 32280.675 | 32419.548 | 32555.594 | 32691.696 | 32827.853 | 32964.064 | 33100.333 | 33236.832 | 33375.408 | 33514.041 | 33652.731 | 33791.479 | 33930.113 | 34068.804 | 34207.551 | 34346.354 | 34485.214
Consumer Transformation | Dem_BB001a | Number | ENW | Whitegate |  | 130967.587 | 131560.855 | 132165.705 | 132759.551 | 133352.386 | 133943.238 | 134495.931 | 135109.954 | 135734.448 | 136327.325 | 136920.439 | 137513.828 | 138107.482 | 138701.411 | 139283.932 | 139866.698 | 140449.702 | 141032.942 | 141616.434 | 142200.349 | 142793.145 | 143386.189 | 143979.479 | 144573.011 | 145165.925 | 145759.079 | 146352.468 | 146946.103 | 147539.972
Consumer Transformation | Dem_BB001a | Number | EPN | Amersham Main |  | 120478.61 | 121035.447 | 121603.034 | 122160.592 | 122705.714 | 123249.008 | 123757.186 | 124321.795 | 124896.036 | 125441.195 | 125986.571 | 126532.196 | 127078.062 | 127624.178 | 128162.023 | 128700.108 | 129238.427 | 129776.978 | 130315.775 | 130853.132 | 131398.662 | 131944.42 | 132490.405 | 133036.613 | 133581.808 | 134127.22 | 134672.846 | 135218.693 | 135764.755
Consumer Transformation | Dem_BB001a | Number | EPN | Braintree |  | 156531.056 | 157244.731 | 157972.288 | 158686.733 | 159396.7 | 160104.306 | 160766.312 | 161501.639 | 162249.494 | 162959.511 | 163669.823 | 164380.474 | 165091.453 | 165802.771 | 166502.9 | 167203.352 | 167904.119 | 168605.198 | 169306.607 | 170006.412 | 170716.848 | 171427.592 | 172138.645 | 172850.001 | 173560.066 | 174270.427 | 174981.079 | 175692.032 | 176403.276
Consumer Transformation | Dem_BB001a | Number | EPN | Bramford |  | 306778.062 | 308204.567 | 309658.52 | 311087.008 | 312477.579 | 313863.513 | 315160.042 | 316600.296 | 318065.101 | 319455.769 | 320847.006 | 322238.897 | 323631.422 | 325024.601 | 326396.067 | 327768.16 | 329140.86 | 330514.167 | 331888.111 | 333258.796 | 334650.312 | 336042.424 | 337435.132 | 338828.425 | 340219.185 | 341610.518 | 343002.411 | 344394.886 | 345787.922
Consumer Transformation | Dem_BB001a | Number | EPN | Brimsdown |  | 90420.011 | 90826.934 | 91241.829 | 91649.105 | 92058.001 | 92465.525 | 92846.703 | 93270.217 | 93700.956 | 94109.88 | 94518.965 | 94928.237 | 95337.689 | 95747.328 | 96150.765 | 96554.382 | 96958.173 | 97362.138 | 97766.287 | 98169.358 | 98578.559 | 98987.931 | 99397.472 | 99807.181 | 100216.131 | 100625.244 | 101034.516 | 101443.955 | 101853.553
Consumer Transformation | Dem_BB001a | Number | EPN | Burwell Main |  | 197279.67 | 198213.102 | 199164.326 | 200099.309 | 200994.226 | 201886.165 | 202720.599 | 203647.486 | 204590.168 | 205485.148 | 206380.498 | 207276.273 | 208172.458 | 209069.069 | 209951.641 | 210834.62 | 211717.992 | 212601.757 | 213485.936 | 214368.051 | 215263.57 | 216159.474 | 217055.766 | 217952.438 | 218847.478 | 219742.889 | 220638.665 | 221534.818 | 222431.336
Consumer Transformation | Dem_BB001a | Number | EPN | Clacton |  | 14348.007 | 14414.725 | 14482.726 | 14549.536 | 14614.573 | 14679.394 | 14740.032 | 14807.393 | 14875.902 | 14940.943 | 15006.011 | 15071.11 | 15136.239 | 15201.397 | 15265.541 | 15329.714 | 15393.915 | 15458.144 | 15522.404 | 15586.511 | 15651.592 | 15716.701 | 15781.838 | 15847.002 | 15912.048 | 15977.121 | 16042.219 | 16107.346 | 16172.498
Consumer Transformation | Dem_BB001a | Number | EPN | Eaton Socon |  | 227006.434 | 228037.673 | 229089.011 | 230121.301 | 231149.607 | 232174.48 | 233133.214 | 234198.264 | 235281.471 | 236309.848 | 237338.643 | 238367.92 | 239397.662 | 240427.886 | 241442.149 | 242456.875 | 243472.047 | 244487.666 | 245503.755 | 246517.368 | 247546.387 | 248575.845 | 249605.742 | 250636.069 | 251664.514 | 252693.379 | 253722.657 | 254752.363 | 255782.482
Consumer Transformation | Dem_BB001a | Number | EPN | Elstree |  | 145270.234 | 145941.654 | 146626.037 | 147298.327 | 147955.622 | 148610.713 | 149223.462 | 149904.254 | 150596.66 | 151254 | 151911.601 | 152569.503 | 153227.695 | 153886.189 | 154534.709 | 155183.52 | 155832.612 | 156481.984 | 157131.652 | 157779.584 | 158437.372 | 159095.433 | 159753.769 | 160412.374 | 161069.756 | 161727.401 | 162385.304 | 163043.474 | 163701.902
Consumer Transformation | Dem_BB001a | Number | EPN | Loudwater |  | 29068.015 | 29202.363 | 29339.306 | 29473.828 | 29605.351 | 29736.432 | 29859.041 | 29995.264 | 30133.812 | 30265.343 | 30396.927 | 30528.571 | 30660.272 | 30792.034 | 30921.801 | 31051.625 | 31181.506 | 31311.443 | 31441.439 | 31571.088 | 31702.709 | 31834.384 | 31966.115 | 32097.899 | 32229.439 | 32361.031 | 32492.675 | 32624.372 | 32756.121
Consumer Transformation | Dem_BB001a | Number | EPN | Mill Hill |  | 266027.082 | 267256.625 | 268509.906 | 269741.041 | 270944.718 | 272144.357 | 273266.458 | 274513.162 | 275781.135 | 276984.894 | 278189.131 | 279393.918 | 280599.237 | 281805.107 | 282992.714 | 284180.854 | 285369.507 | 286558.674 | 287748.383 | 288934.914 | 290139.492 | 291344.571 | 292550.152 | 293756.227 | 294960.063 | 296164.38 | 297369.168 | 298574.447 | 299780.197
Consumer Transformation | Dem_BB001a | Number | EPN | Norwich Main |  | 335588.69 | 337164.275 | 338770.018 | 340348.032 | 341871.155 | 343389.22 | 344809.483 | 346387.008 | 347991.408 | 349514.639 | 351038.506 | 352563.104 | 354088.408 | 355614.442 | 357116.554 | 358619.364 | 360122.851 | 361627.013 | 363131.886 | 364633.232 | 366157.383 | 367682.199 | 369207.68 | 370733.815 | 372257.15 | 373781.123 | 375305.722 | 376830.971 | 378356.846
Consumer Transformation | Dem_BB001a | Number | EPN | Pelham |  | 81850.203 | 82219.545 | 82596.113 | 82965.793 | 83336.549 | 83706.068 | 84051.741 | 84435.745 | 84826.296 | 85197.078 | 85568.011 | 85939.117 | 86310.392 | 86681.84 | 87047.465 | 87413.256 | 87779.207 | 88145.32 | 88511.601 | 88877.046 | 89248.046 | 89619.204 | 89990.52 | 90361.992 | 90732.798 | 91103.756 | 91474.863 | 91846.125 | 92217.535
Consumer Transformation | Dem_BB001a | Number | EPN | Rayleigh |  | 263222.441 | 264433.387 | 265667.772 | 266880.198 | 268070.609 | 269257.02 | 270366.712 | 271599.681 | 272853.689 | 274044.181 | 275235.141 | 276426.641 | 277618.665 | 278811.229 | 279985.798 | 281160.889 | 282336.486 | 283512.588 | 284689.223 | 285862.681 | 287053.989 | 288245.791 | 289438.086 | 290630.864 | 291821.432 | 293012.471 | 294203.973 | 295395.956 | 296588.402
Consumer Transformation | Dem_BB001a | Number | EPN | Rye House |  | 107185.704 | 107674.781 | 108173.367 | 108662.978 | 109148.033 | 109631.462 | 110083.658 | 110586.05 | 111097.011 | 111582.099 | 112067.381 | 112552.886 | 113038.606 | 113524.55 | 114003.041 | 114481.748 | 114960.662 | 115439.784 | 115919.124 | 116397.254 | 116882.655 | 117368.259 | 117854.067 | 118340.074 | 118825.194 | 119310.508 | 119796.013 | 120281.717 | 120767.612
Consumer Transformation | Dem_BB001a | Number | EPN | Sheringham Shoal |  | 63324.399 | 63621.707 | 63924.705 | 64222.47 | 64509.878 | 64796.332 | 65064.33 | 65362.004 | 65664.748 | 65952.176 | 66239.725 | 66527.411 | 66815.231 | 67103.188 | 67386.631 | 67670.206 | 67953.909 | 68237.739 | 68521.703 | 68805.002 | 69092.604 | 69380.331 | 69668.184 | 69956.16 | 70243.608 | 70531.176 | 70818.863 | 71106.672 | 71394.599
Consumer Transformation | Dem_BB001a | Number | EPN | Sundon |  | 191805.162 | 192671.095 | 193553.964 | 194420.693 | 195289.073 | 196154.548 | 196964.143 | 197863.556 | 198778.306 | 199646.745 | 200515.535 | 201384.728 | 202254.311 | 203124.298 | 203980.796 | 204837.682 | 205694.942 | 206552.577 | 207410.605 | 208266.567 | 209135.542 | 210004.885 | 210874.596 | 211744.667 | 212613.163 | 213482.011 | 214351.205 | 215220.758 | 216090.657
Consumer Transformation | Dem_BB001a | Number | EPN | Tilbury |  | 40395.947 | 40573.033 | 40753.641 | 40930.806 | 41113.535 | 41295.652 | 41466.004 | 41655.264 | 41847.753 | 42030.495 | 42213.309 | 42396.208 | 42579.189 | 42762.254 | 42942.485 | 43122.798 | 43303.189 | 43483.659 | 43664.21 | 43844.326 | 44027.181 | 44210.112 | 44393.12 | 44576.204 | 44758.957 | 44941.784 | 45124.684 | 45307.658 | 45490.704
Consumer Transformation | Dem_BB001a | Number | EPN | Tottenham |  | 196444.499 | 197337.939 | 198248.782 | 199143.15 | 200034.176 | 200922.241 | 201753.08 | 202675.932 | 203614.508 | 204505.597 | 205397.057 | 206288.943 | 207181.241 | 208073.964 | 208954.274 | 209835.005 | 210716.142 | 211597.685 | 212479.656 | 213358.255 | 214250.2 | 215142.534 | 216035.259 | 216928.367 | 217819.517 | 218711.038 | 219602.925 | 220495.19 | 221387.821
Consumer Transformation | Dem_BB001a | Number | EPN | Walpole (_A) |  | 116246.971 | 116796.754 | 117357.017 | 117907.709 | 118435.596 | 118961.732 | 119453.989 | 120000.728 | 120556.78 | 121084.704 | 121612.851 | 122141.252 | 122669.901 | 123198.804 | 123719.288 | 124240.015 | 124760.977 | 125282.174 | 125803.618 | 126323.936 | 126852.156 | 127380.608 | 127909.292 | 128438.204 | 128966.165 | 129494.348 | 130022.751 | 130551.38 | 131080.227
Consumer Transformation | Dem_BB001a | Number | EPN | Warley |  | 188585.455 | 189428.762 | 190288.651 | 191132.603 | 191985.495 | 192835.526 | 193630.614 | 194513.994 | 195412.444 | 196265.395 | 197118.683 | 197972.361 | 198826.417 | 199680.862 | 200522.212 | 201363.937 | 202206.025 | 203048.476 | 203891.309 | 204732.02 | 205585.519 | 206439.373 | 207293.582 | 208148.14 | 209001.145 | 209854.491 | 210708.17 | 211562.197 | 212416.557
Consumer Transformation | Dem_BB001a | Number | EPN | Watford South |  | 186524.515 | 187386.608 | 188265.343 | 189128.552 | 189972.509 | 190813.634 | 191600.393 | 192474.518 | 193363.556 | 194207.57 | 195051.918 | 195896.653 | 196741.761 | 197587.255 | 198419.944 | 199253.007 | 200086.429 | 200920.212 | 201754.375 | 202586.31 | 203430.897 | 204275.837 | 205121.129 | 205966.766 | 206810.834 | 207655.239 | 208499.975 | 209345.054 | 210190.464
Consumer Transformation | Dem_BB001a | Number | EPN | West Thurrock |  | 39167.227 | 39345.362 | 39526.966 | 39705.286 | 39882.94 | 40060.002 | 40225.656 | 40409.654 | 40596.788 | 40774.454 | 40952.194 | 41130.019 | 41307.926 | 41485.918 | 41661.434 | 41837.035 | 42012.716 | 42188.479 | 42364.327 | 42539.503 | 42717.339 | 42895.253 | 43073.245 | 43251.314 | 43428.992 | 43606.744 | 43784.569 | 43962.469 | 44140.443
Consumer Transformation | Dem_BB001a | Number | EPN | Wymondley |  | 146319.017 | 146979.27 | 147652.44 | 148313.294 | 148976.074 | 149636.642 | 150254.584 | 150941.046 | 151639.212 | 152302.038 | 152965.134 | 153628.54 | 154292.247 | 154956.264 | 155609.871 | 156263.775 | 156917.966 | 157572.444 | 158227.225 | 158880.511 | 159543.726 | 160207.225 | 160871.006 | 161535.065 | 162197.934 | 162861.076 | 163524.483 | 164188.166 | 164852.116
Consumer Transformation | Dem_BB001a | Number | East Midlands | Berkswell |  | 170348.666 | 171110.44 | 171887.192 | 172649.549 | 173420.337 | 174188.544 | 174907.125 | 175705.463 | 176517.417 | 177288.258 | 178059.408 | 178830.913 | 179602.762 | 180374.966 | 181135.385 | 181896.148 | 182657.242 | 183418.666 | 184180.44 | 184940.237 | 185711.588 | 186483.264 | 187255.263 | 188027.58 | 188798.471 | 189569.672 | 190341.178 | 191113 | 191885.127
Consumer Transformation | Dem_BB001a | Number | East Midlands | Bicker Fen |  | 85379.881 | 85779.113 | 86186.003 | 86585.824 | 86973.728 | 87360.348 | 87722.091 | 88123.845 | 88532.44 | 88920.371 | 89308.468 | 89696.753 | 90085.222 | 90473.88 | 90856.297 | 91238.893 | 91621.663 | 92004.607 | 92387.734 | 92770.069 | 93158.21 | 93546.522 | 93935.007 | 94323.66 | 94711.619 | 95099.743 | 95488.029 | 95876.483 | 96265.1
Consumer Transformation | Dem_BB001a | Number | East Midlands | Chesterfield |  | 272304.576 | 273545.73 | 274811.031 | 276053.518 | 277286.186 | 278514.728 | 279663.923 | 280940.646 | 282239.142 | 283471.895 | 284705.142 | 285938.96 | 287173.328 | 288408.267 | 289622.353 | 290836.973 | 292052.108 | 293267.758 | 294483.951 | 295698.644 | 296931.809 | 298165.491 | 299399.69 | 300634.396 | 301867.228 | 303100.558 | 304334.377 | 305568.703 | 306803.519
Consumer Transformation | Dem_BB001a | Number | East Midlands | Coventry |  | 237627.962 | 238690.599 | 239774.13 | 240837.58 | 241912.792 | 242984.402 | 243986.787 | 245100.429 | 246233.064 | 247308.35 | 248384.066 | 249460.277 | 250536.968 | 251614.154 | 252674.902 | 253736.128 | 254797.816 | 255859.966 | 256922.602 | 257982.482 | 259058.479 | 260134.928 | 261211.828 | 262289.172 | 263364.527 | 264440.315 | 265516.528 | 266593.182 | 267670.26
Consumer Transformation | Dem_BB001a | Number | East Midlands | Drakelow |  | 84717.11 | 85090.941 | 85472.178 | 85846.213 | 86228.402 | 86609.298 | 86965.511 | 87361.371 | 87763.991 | 88146.206 | 88528.565 | 88911.092 | 89293.781 | 89676.639 | 90053.64 | 90430.803 | 90808.122 | 91185.597 | 91563.238 | 91939.954 | 92322.406 | 92705.012 | 93087.77 | 93470.679 | 93852.916 | 94235.3 | 94617.827 | 95000.504 | 95383.325
Consumer Transformation | Dem_BB001a | Number | East Midlands | East Claydon (_B) |  | 145070.14 | 145725.081 | 146392.831 | 147048.374 | 147705.166 | 148359.76 | 148972.09 | 149652.353 | 150344.216 | 151001.053 | 151658.154 | 152315.561 | 152973.262 | 153631.269 | 154279.074 | 154927.172 | 155575.553 | 156224.217 | 156873.179 | 157520.579 | 158177.821 | 158835.34 | 159493.138 | 160151.209 | 160808.088 | 161465.234 | 162122.641 | 162780.32 | 163438.26
Consumer Transformation | Dem_BB001a | Number | East Midlands | Enderby |  | 244441.553 | 245551.929 | 246683.948 | 247795.456 | 248901.371 | 250003.578 | 251034.556 | 252180.002 | 253344.988 | 254450.979 | 255557.409 | 256664.347 | 257771.774 | 258879.71 | 259970.902 | 261062.584 | 262154.74 | 263247.37 | 264340.499 | 265430.671 | 266537.423 | 267644.637 | 268752.313 | 269860.444 | 270966.505 | 272073.01 | 273179.948 | 274287.339 | 275395.163
Consumer Transformation | Dem_BB001a | Number | East Midlands | Grendon |  | 329807.819 | 331293.586 | 332808.448 | 334295.53 | 335788.893 | 337277.264 | 338669.554 | 340216.282 | 341789.384 | 343282.85 | 344776.92 | 346271.685 | 347767.123 | 349263.257 | 350736.162 | 352209.735 | 353683.952 | 355158.815 | 356634.356 | 358106.362 | 359600.746 | 361095.764 | 362591.414 | 364087.687 | 365581.25 | 367075.421 | 368570.188 | 370065.574 | 371561.556
Consumer Transformation | Dem_BB001a | Number | East Midlands | Ratcliffe |  | 229310.925 | 230344.596 | 231398.502 | 232433.099 | 233470.128 | 234503.676 | 235470.409 | 236544.51 | 237636.936 | 238674.035 | 239711.545 | 240749.527 | 241787.967 | 242826.88 | 243850.067 | 244873.71 | 245897.796 | 246922.323 | 247947.315 | 248969.57 | 250007.374 | 251045.609 | 252084.276 | 253123.366 | 254160.532 | 255198.11 | 256236.094 | 257274.498 | 258313.308
Consumer Transformation | Dem_BB001a | Number | East Midlands | Staythorpe |  | 80591.654 | 80952.241 | 81319.916 | 81680.781 | 82046.385 | 82410.775 | 82751.694 | 83130.355 | 83515.466 | 83881.095 | 84246.878 | 84612.836 | 84978.964 | 85345.268 | 85705.815 | 86066.53 | 86427.408 | 86788.448 | 87149.659 | 87510.034 | 87875.881 | 88241.889 | 88608.057 | 88974.383 | 89340.037 | 89705.845 | 90071.803 | 90437.919 | 90804.184
Consumer Transformation | Dem_BB001a | Number | East Midlands | Stoke Bardolph |  | 113365.169 | 113876.189 | 114397.212 | 114908.688 | 115421.368 | 115932.326 | 116410.253 | 116941.26 | 117481.326 | 117994.04 | 118506.957 | 119020.108 | 119533.484 | 120047.095 | 120552.931 | 121058.993 | 121565.273 | 122071.772 | 122578.501 | 123083.876 | 123596.939 | 124110.214 | 124623.703 | 125137.401 | 125650.148 | 126163.099 | 126676.25 | 127189.61 | 127703.17
Consumer Transformation | Dem_BB001a | Number | East Midlands | Walpole (_B) |  | 110344.323 | 110866.189 | 111398.004 | 111920.734 | 112421.817 | 112921.238 | 113388.499 | 113907.476 | 114435.294 | 114936.412 | 115437.741 | 115939.312 | 116441.117 | 116943.164 | 117437.22 | 117931.506 | 118426.015 | 118920.747 | 119415.714 | 119909.612 | 120411.011 | 120912.63 | 121414.469 | 121916.524 | 122417.677 | 122919.041 | 123420.613 | 123922.4 | 124424.394
Consumer Transformation | Dem_BB001a | Number | East Midlands | West Burton |  | 106607.058 | 107105.984 | 107614.476 | 108114.145 | 108597.271 | 109078.784 | 109529.225 | 110029.614 | 110538.534 | 111021.693 | 111505.049 | 111988.631 | 112472.432 | 112956.46 | 113433.031 | 113909.821 | 114386.82 | 114864.03 | 115341.461 | 115817.692 | 116301.162 | 116784.839 | 117268.721 | 117752.806 | 118235.997 | 118719.386 | 119202.969 | 119686.753 | 120170.731
Consumer Transformation | Dem_BB001a | Number | East Midlands | Willington |  | 262564.001 | 263738.147 | 264935.381 | 266110.427 | 267298.468 | 268482.531 | 269590.103 | 270820.607 | 272072.099 | 273260.222 | 274448.82 | 275637.966 | 276827.642 | 278017.865 | 279189.925 | 280362.514 | 281535.612 | 282709.221 | 283883.368 | 285054.469 | 286243.378 | 287432.786 | 288622.694 | 289813.091 | 291001.291 | 292189.969 | 293379.117 | 294568.752 | 295758.856
Consumer Transformation | Dem_BB001a | Number | IDNO - Refer to Comment Field | Tynemouth 2 |  | 32695.236 | 32843.606 | 32994.87 | 33143.389 | 33291.533 | 33439.184 | 33577.309 | 33730.746 | 33886.799 | 34034.954 | 34183.169 | 34331.454 | 34479.806 | 34628.228 | 34773.646 | 34919.125 | 35064.663 | 35210.261 | 35355.92 | 35501.808 | 35649.913 | 35798.081 | 35946.311 | 36094.602 | 36242.767 | 36390.992 | 36539.277 | 36687.624 | 36836.031 | Note: TYNE2 is operated by an IDNO allocated to GSP Group/licence area F
Consumer Transformation | Dem_BB001a | Number | LPN | Acton Lane 22kV |  | 27942.194 | 28067.623 | 28195.513 | 28321.046 | 28448.179 | 28574.894 | 28693.473 | 28825.143 | 28959.052 | 29086.194 | 29213.393 | 29340.655 | 29467.978 | 29595.366 | 29721.114 | 29846.926 | 29972.8 | 30098.737 | 30224.738 | 30350.132 | 30477.427 | 30604.781 | 30732.194 | 30859.664 | 30986.816 | 31114.023 | 31241.285 | 31368.604 | 31495.978
Consumer Transformation | Dem_BB001a | Number | LPN | Barking |  | 80523.937 | 80890.164 | 81263.525 | 81630.133 | 81995.37 | 82359.394 | 82699.96 | 83078.244 | 83462.973 | 83828.236 | 84193.652 | 84559.242 | 84925.001 | 85290.934 | 85651.779 | 86012.797 | 86373.981 | 86735.331 | 87096.857 | 87457.001 | 87822.615 | 88188.389 | 88554.323 | 88920.414 | 89285.702 | 89651.143 | 90016.734 | 90382.479 | 90748.374
Consumer Transformation | Dem_BB001a | Number | LPN | Barking West |  | 112721.313 | 113233.976 | 113756.624 | 114269.819 | 114781.097 | 115290.675 | 115767.416 | 116296.956 | 116835.518 | 117346.831 | 117858.358 | 118370.128 | 118882.135 | 119394.387 | 119899.515 | 120404.885 | 120910.488 | 121416.324 | 121922.405 | 122426.552 | 122938.357 | 123450.385 | 123962.637 | 124475.109 | 124986.457 | 125498.019 | 126009.79 | 126521.779 | 127033.976
Consumer Transformation | Dem_BB001a | Number | LPN | Beddington (_C) |  | 239958.704 | 241071.097 | 242204.93 | 243318.816 | 244404.468 | 245486.478 | 246498.543 | 247623.005 | 248766.652 | 249852.378 | 250938.534 | 252025.186 | 253112.318 | 254199.944 | 255271.19 | 256342.915 | 257415.104 | 258487.756 | 259560.896 | 260631.1 | 261717.582 | 262804.515 | 263891.901 | 264979.731 | 266065.527 | 267151.755 | 268238.409 | 269325.503 | 270413.022
Consumer Transformation | Dem_BB001a | Number | LPN | Canal Bank |  | 19873.903 | 19963.115 | 20054.077 | 20143.362 | 20233.785 | 20323.911 | 20408.251 | 20501.901 | 20597.144 | 20687.574 | 20778.044 | 20868.559 | 20959.118 | 21049.723 | 21139.161 | 21228.645 | 21318.173 | 21407.746 | 21497.364 | 21586.55 | 21677.089 | 21767.67 | 21858.292 | 21948.956 | 22039.392 | 22129.869 | 22220.384 | 22310.94 | 22401.534
Consumer Transformation | Dem_BB001a | Number | LPN | City Road |  | 230197.325 | 231230.651 | 232284.252 | 233318.434 | 234365.797 | 235409.719 | 236386.619 | 237471.358 | 238574.55 | 239621.988 | 240669.89 | 241718.317 | 242767.256 | 243816.72 | 244852.675 | 245889.157 | 246926.151 | 247963.657 | 249001.698 | 250034.734 | 251083.436 | 252132.622 | 253182.293 | 254232.439 | 255279.956 | 256327.933 | 257376.361 | 258425.258 | 259474.606
Consumer Transformation | Dem_BB001a | Number | LPN | Greenford |  | 25188.082 | 25301.149 | 25416.433 | 25529.593 | 25644.195 | 25758.42 | 25865.312 | 25984.004 | 26104.714 | 26219.325 | 26333.986 | 26448.704 | 26563.478 | 26678.31 | 26791.664 | 26905.075 | 27018.543 | 27132.066 | 27245.648 | 27358.682 | 27473.431 | 27588.232 | 27703.087 | 27817.993 | 27932.612 | 28047.281 | 28162 | 28276.77 | 28391.589
Consumer Transformation | Dem_BB001a | Number | LPN | Hackney 132kV |  | 73454.1 | 73788.173 | 74128.753 | 74463.174 | 74796.344 | 75128.407 | 75439.073 | 75784.144 | 76135.094 | 76468.288 | 76801.621 | 77135.113 | 77468.759 | 77802.564 | 78131.728 | 78461.049 | 78790.521 | 79120.146 | 79449.931 | 79778.455 | 80111.969 | 80445.629 | 80779.434 | 81113.383 | 81446.6 | 81779.956 | 82113.448 | 82447.082 | 82780.852
Consumer Transformation | Dem_BB001a | Number | LPN | Hackney 66kV |  | 89126.121 | 89531.471 | 89944.717 | 90350.489 | 90754.744 | 91157.655 | 91534.604 | 91953.298 | 92379.127 | 92783.41 | 93187.862 | 93592.508 | 93997.34 | 94402.365 | 94801.758 | 95201.342 | 95601.111 | 96001.064 | 96401.21 | 96799.828 | 97204.499 | 97609.348 | 98014.374 | 98419.574 | 98823.885 | 99228.365 | 99633.011 | 100037.828 | 100442.811
Consumer Transformation | Dem_BB001a | Number | LPN | Hurst |  | 92383.562 | 92811.831 | 93248.354 | 93677.197 | 94095.171 | 94511.742 | 94901.385 | 95334.301 | 95774.602 | 96192.604 | 96610.772 | 97029.131 | 97447.674 | 97866.408 | 98278.835 | 98691.446 | 99104.237 | 99517.205 | 99930.362 | 100342.388 | 100760.681 | 101179.148 | 101597.789 | 102016.601 | 102434.63 | 102852.826 | 103271.185 | 103689.714 | 104108.406
Consumer Transformation | Dem_BB001a | Number | LPN | Islington |  | 183273.911 | 184104.271 | 184950.838 | 185782.009 | 186614.054 | 187443.342 | 188219.249 | 189081.005 | 189957.437 | 190789.54 | 191621.996 | 192454.856 | 193288.106 | 194121.76 | 194944.075 | 195766.79 | 196589.893 | 197413.383 | 198237.28 | 199057.786 | 199890.748 | 200724.081 | 201557.784 | 202391.85 | 203224.012 | 204056.527 | 204889.387 | 205722.606 | 206556.172
Consumer Transformation | Dem_BB001a | Number | LPN | Littlebrook (_C) |  | 17407.939 | 17488.638 | 17570.892 | 17651.7 | 17730.459 | 17808.954 | 17882.375 | 17963.95 | 18046.916 | 18125.681 | 18204.477 | 18283.308 | 18362.175 | 18441.078 | 18518.792 | 18596.541 | 18674.323 | 18752.139 | 18829.991 | 18907.629 | 18986.449 | 19065.301 | 19144.186 | 19223.103 | 19301.873 | 19380.674 | 19459.506 | 19538.37 | 19617.264
Consumer Transformation | Dem_BB001a | Number | LPN | Lodge Road |  | 161214.723 | 161938.396 | 162676.267 | 163400.538 | 164134.041 | 164865.134 | 165549.289 | 166308.967 | 167081.568 | 167815.124 | 168549.003 | 169283.252 | 170017.857 | 170752.832 | 171478.345 | 172204.228 | 172930.468 | 173657.067 | 174384.041 | 175107.51 | 175841.951 | 176576.73 | 177311.849 | 178047.301 | 178780.911 | 179514.844 | 180249.092 | 180983.669 | 181718.562
Consumer Transformation | Dem_BB001a | Number | LPN | New Cross |  | 230995.042 | 232093.56 | 233212.957 | 234313.386 | 235362.046 | 236407.224 | 237385.071 | 238471.186 | 239575.803 | 240624.537 | 241673.71 | 242723.386 | 243773.55 | 244824.216 | 245860.826 | 246897.937 | 247935.532 | 248973.613 | 250012.202 | 251046.353 | 252096.209 | 253146.527 | 254197.306 | 255248.539 | 256297.345 | 257346.591 | 258396.268 | 259446.392 | 260496.948
Consumer Transformation | Dem_BB001a | Number | LPN | Perivale |  | 22943.741 | 23046.732 | 23151.745 | 23254.821 | 23359.212 | 23463.259 | 23560.627 | 23668.743 | 23778.698 | 23883.096 | 23987.54 | 24092.037 | 24196.584 | 24301.184 | 24404.438 | 24507.744 | 24611.101 | 24714.509 | 24817.97 | 24920.933 | 25025.457 | 25130.029 | 25234.65 | 25339.318 | 25443.724 | 25548.175 | 25652.672 | 25757.216 | 25861.804
Consumer Transformation | Dem_BB001a | Number | LPN | Redbridge |  | 72231.019 | 72559.53 | 72894.439 | 73223.291 | 73550.914 | 73877.448 | 74182.941 | 74522.266 | 74867.373 | 75195.019 | 75522.801 | 75850.74 | 76178.831 | 76507.078 | 76830.76 | 77154.598 | 77478.584 | 77802.721 | 78127.014 | 78450.068 | 78778.028 | 79106.133 | 79434.38 | 79762.768 | 80090.437 | 80418.242 | 80746.181 | 81074.26 | 81402.473
Consumer Transformation | Dem_BB001a | Number | LPN | St John's Wood |  | 223076.731 | 224078.094 | 225099.105 | 226101.296 | 227116.261 | 228127.892 | 229074.575 | 230125.76 | 231194.827 | 232209.865 | 233225.352 | 234241.35 | 235257.842 | 236274.843 | 237278.754 | 238283.175 | 239288.092 | 240293.505 | 241299.436 | 242300.518 | 243316.781 | 244333.514 | 245350.715 | 246368.377 | 247383.492 | 248399.052 | 249415.05 | 250431.501 | 251448.39
Consumer Transformation | Dem_BB001a | Number | LPN | West Ham |  | 158321.375 | 159041.429 | 159775.508 | 160496.311 | 161214.419 | 161930.141 | 162599.742 | 163343.501 | 164099.932 | 164818.091 | 165536.549 | 166255.351 | 166974.484 | 167693.961 | 168403.433 | 169113.244 | 169823.382 | 170533.849 | 171244.659 | 171952.752 | 172671.601 | 173390.764 | 174110.242 | 174830.028 | 175548.237 | 176266.745 | 176985.547 | 177704.654 | 178424.055
Consumer Transformation | Dem_BB001a | Number | LPN | Willesden 132kV |  | 153504.763 | 154193.826 | 154896.41 | 155586.043 | 156284.467 | 156980.596 | 157632.032 | 158355.379 | 159091.031 | 159789.505 | 160488.287 | 161187.421 | 161886.895 | 162586.72 | 163277.536 | 163968.704 | 164660.212 | 165352.062 | 166044.27 | 166733.139 | 167432.456 | 168132.095 | 168832.057 | 169532.336 | 170230.863 | 170929.695 | 171628.829 | 172328.275 | 173028.023
Consumer Transformation | Dem_BB001a | Number | LPN | Willesden 66kV |  | 45623.255 | 45828.052 | 46036.867 | 46241.834 | 46449.413 | 46656.31 | 46849.924 | 47064.91 | 47283.554 | 47491.148 | 47698.833 | 47906.623 | 48114.514 | 48322.51 | 48527.828 | 48733.25 | 48938.774 | 49144.399 | 49350.13 | 49554.87 | 49762.714 | 49970.654 | 50178.691 | 50386.821 | 50594.431 | 50802.131 | 51009.921 | 51217.804 | 51425.776
Consumer Transformation | Dem_BB001a | Number | LPN | Wimbledon North |  | 80280.554 | 80662.335 | 81051.373 | 81433.819 | 81798.272 | 82161.516 | 82501.359 | 82878.83 | 83262.731 | 83627.211 | 83991.843 | 84356.65 | 84721.626 | 85086.777 | 85447.043 | 85807.483 | 86168.091 | 86528.868 | 86889.822 | 87249.233 | 87614.102 | 87979.132 | 88344.322 | 88709.67 | 89074.175 | 89438.832 | 89803.639 | 90168.602 | 90533.715
Consumer Transformation | Dem_BB001a | Number | LPN | Wimbledon South |  | 353126.038 | 354805.36 | 356516.602 | 358198.845 | 359801.95 | 361399.732 | 362894.583 | 364554.945 | 366243.592 | 367846.81 | 369450.698 | 371055.356 | 372660.759 | 374266.93 | 375851.613 | 377437.062 | 379023.252 | 380610.184 | 382197.893 | 383778.817 | 385383.749 | 386989.387 | 388595.731 | 390202.769 | 391806.097 | 393410.097 | 395014.756 | 396620.099 | 398226.1
Consumer Transformation | Dem_BB001a | Number | NPgN | Blyth 132kV |  | 30893.028 | 31032.209 | 31174.116 | 31313.42 | 31453.546 | 31593.206 | 31723.867 | 31868.998 | 32016.601 | 32156.736 | 32296.93 | 32437.191 | 32577.517 | 32717.91 | 32855.417 | 32992.983 | 33130.606 | 33268.286 | 33406.026 | 33544.01 | 33684.092 | 33824.234 | 33964.435 | 34104.696 | 34244.841 | 34385.044 | 34525.306 | 34665.627 | 34806.005
Consumer Transformation | Dem_BB001a | Number | NPgN | Blyth 66kV |  | 82461.158 | 82832.667 | 83211.451 | 83583.29 | 83957.319 | 84330.106 | 84678.875 | 85066.264 | 85460.253 | 85834.309 | 86208.521 | 86582.912 | 86957.477 | 87332.22 | 87699.262 | 88066.46 | 88433.81 | 88801.311 | 89168.972 | 89537.288 | 89911.2 | 90285.273 | 90659.507 | 91033.898 | 91407.979 | 91782.217 | 92156.608 | 92531.16 | 92905.865
Consumer Transformation | Dem_BB001a | Number | NPgN | Fourstones |  | 9428.293 | 9467.679 | 9507.871 | 9547.242 | 9590.017 | 9632.65 | 9672.54 | 9716.842 | 9761.898 | 9804.676 | 9847.472 | 9890.288 | 9933.125 | 9975.983 | 10017.958 | 10059.95 | 10101.96 | 10143.988 | 10186.035 | 10228.156 | 10270.917 | 10313.697 | 10356.496 | 10399.313 | 10442.094 | 10484.893 | 10527.71 | 10570.545 | 10613.398
Consumer Transformation | Dem_BB001a | Number | NPgN | Hart Moor |  | 54285.402 | 54531.748 | 54782.898 | 55029.492 | 55275.462 | 55520.613 | 55749.948 | 56004.707 | 56263.809 | 56509.797 | 56755.886 | 57002.09 | 57248.406 | 57494.838 | 57736.282 | 57977.828 | 58219.471 | 58461.213 | 58703.059 | 58945.282 | 59191.188 | 59437.198 | 59683.311 | 59929.527 | 60175.531 | 60421.636 | 60667.84 | 60914.148 | 61160.555
Consumer Transformation | Dem_BB001a | Number | NPgN | Hawthorn Pit |  | 74084.679 | 74420.874 | 74763.626 | 75100.158 | 75435.84 | 75770.404 | 76083.383 | 76431.06 | 76784.663 | 77120.369 | 77456.212 | 77792.213 | 78128.367 | 78464.679 | 78794.184 | 79123.828 | 79453.605 | 79783.516 | 80113.569 | 80444.137 | 80779.732 | 81115.468 | 81451.345 | 81787.361 | 82123.089 | 82458.955 | 82794.957 | 83131.099 | 83467.377
Consumer Transformation | Dem_BB001a | Number | NPgN | Knaresborough |  | 79008.746 | 79387.608 | 79773.639 | 80153.208 | 80511.937 | 80869.474 | 81203.979 | 81575.52 | 81953.39 | 82312.144 | 82671.048 | 83030.124 | 83389.367 | 83748.782 | 84101.852 | 84455.081 | 84808.465 | 85162.001 | 85515.7 | 85869.158 | 86227.985 | 86586.968 | 86946.107 | 87305.399 | 87664.177 | 88023.105 | 88382.182 | 88741.412 | 89100.789
Consumer Transformation | Dem_BB001a | Number | NPgN | Lackenby |  | 61939.192 | 62216.226 | 62498.706 | 62775.953 | 63056.338 | 63335.785 | 63597.189 | 63887.594 | 64182.951 | 64463.355 | 64743.872 | 65024.52 | 65305.293 | 65586.197 | 65861.363 | 66136.643 | 66412.033 | 66687.532 | 66963.148 | 67239.247 | 67519.544 | 67799.959 | 68080.49 | 68361.136 | 68641.558 | 68922.094 | 69202.742 | 69483.505 | 69764.381
Consumer Transformation | Dem_BB001a | Number | NPgN | Norton |  | 229489.137 | 230530.554 | 231592.282 | 232634.744 | 233674.575 | 234710.938 | 235680.442 | 236757.425 | 237852.767 | 238892.67 | 239932.999 | 240973.817 | 242015.107 | 243056.886 | 244077.58 | 245098.704 | 246120.243 | 247142.196 | 248164.587 | 249188.575 | 250228.132 | 251268.128 | 252308.561 | 253349.426 | 254389.396 | 255429.795 | 256470.614 | 257511.868 | 258553.543
Consumer Transformation | Dem_BB001a | Number | NPgN | Offerton |  | 30817.592 | 30957.442 | 31100.019 | 31240.009 | 31379.645 | 31518.816 | 31649.009 | 31793.635 | 31940.726 | 32080.372 | 32220.076 | 32359.845 | 32499.677 | 32639.575 | 32776.642 | 32913.767 | 33050.947 | 33188.183 | 33325.477 | 33462.986 | 33602.586 | 33742.245 | 33881.963 | 34021.738 | 34161.393 | 34301.106 | 34440.875 | 34580.703 | 34720.587
Consumer Transformation | Dem_BB001a | Number | NPgN | Osbaldwick |  | 145085.4 | 145763.216 | 146454.04 | 147132.848 | 147790.9 | 148446.761 | 149060.34 | 149741.9 | 150435.074 | 151093.172 | 151751.542 | 152410.224 | 153069.209 | 153728.506 | 154376.201 | 155024.185 | 155672.448 | 156320.991 | 156969.827 | 157618.209 | 158276.444 | 158934.962 | 159593.762 | 160252.84 | 160910.982 | 161569.397 | 162228.08 | 162887.042 | 163546.271
Consumer Transformation | Dem_BB001a | Number | NPgN | Poppleton |  | 33352.692 | 33512.625 | 33675.584 | 33835.815 | 33987.248 | 34138.179 | 34279.387 | 34436.229 | 34595.742 | 34747.186 | 34898.694 | 35050.274 | 35201.925 | 35353.648 | 35502.692 | 35651.804 | 35800.981 | 35950.223 | 36099.533 | 36248.741 | 36400.217 | 36551.757 | 36703.364 | 36855.035 | 37006.489 | 37158.007 | 37309.588 | 37461.233 | 37612.94
Consumer Transformation | Dem_BB001a | Number | NPgN | Saltholme |  | 29393.723 | 29525.192 | 29659.245 | 29790.815 | 29923.874 | 30056.487 | 30180.539 | 30318.353 | 30458.516 | 30591.584 | 30724.706 | 30857.889 | 30991.133 | 31124.438 | 31255.02 | 31385.656 | 31516.344 | 31647.085 | 31777.881 | 31908.905 | 32041.923 | 32174.996 | 32308.124 | 32441.306 | 32574.383 | 32707.513 | 32840.697 | 32973.936 | 33107.227
Consumer Transformation | Dem_BB001a | Number | NPgN | South Shields |  | 44504.129 | 44706.088 | 44911.986 | 45114.147 | 45315.799 | 45516.777 | 45704.79 | 45913.647 | 46126.063 | 46327.728 | 46529.476 | 46731.318 | 46933.253 | 47135.282 | 47333.222 | 47531.245 | 47729.349 | 47927.533 | 48125.803 | 48324.382 | 48525.98 | 48727.663 | 48929.431 | 49131.283 | 49332.961 | 49534.722 | 49736.565 | 49938.492 | 50140.501
Consumer Transformation | Dem_BB001a | Number | NPgN | Spennymoor |  | 137269.449 | 137912.992 | 138568.862 | 139213.382 | 139836.022 | 140456.589 | 141037.15 | 141682.032 | 142337.903 | 142960.586 | 143583.527 | 144206.763 | 144830.286 | 145454.104 | 146065.104 | 146676.364 | 147287.873 | 147899.631 | 148511.653 | 149124.775 | 149747.216 | 150369.922 | 150992.894 | 151616.125 | 152238.849 | 152861.832 | 153485.069 | 154108.569 | 154732.324
Consumer Transformation | Dem_BB001a | Number | NPgN | Stella North |  | 128260.101 | 128847.33 | 129445.955 | 130033.856 | 130615.104 | 131194.413 | 131736.351 | 132338.366 | 132950.643 | 133531.93 | 134113.456 | 134695.256 | 135277.32 | 135859.657 | 136430.07 | 137000.722 | 137571.605 | 138142.719 | 138714.077 | 139286.441 | 139867.508 | 140448.82 | 141030.377 | 141612.174 | 142193.5 | 142775.065 | 143356.865 | 143938.909 | 144521.188
Consumer Transformation | Dem_BB001a | Number | NPgN | Stella South |  | 85575.951 | 85967.753 | 86367.16 | 86759.411 | 87147.223 | 87533.742 | 87895.326 | 88296.994 | 88705.509 | 89093.348 | 89481.346 | 89869.526 | 90257.883 | 90646.422 | 91027.005 | 91407.748 | 91788.645 | 92169.696 | 92550.909 | 92932.794 | 93320.486 | 93708.341 | 94096.359 | 94484.538 | 94872.402 | 95260.426 | 95648.607 | 96036.95 | 96425.45
Consumer Transformation | Dem_BB001a | Number | NPgN | Tynemouth 1 |  | 74749.792 | 75089.005 | 75434.833 | 75774.387 | 76113.083 | 76450.65 | 76766.439 | 77117.237 | 77474.015 | 77812.735 | 78151.593 | 78490.611 | 78829.783 | 79169.114 | 79501.577 | 79834.18 | 80166.918 | 80499.791 | 80832.807 | 81166.343 | 81504.95 | 81843.7 | 82182.593 | 82521.626 | 82860.368 | 83199.249 | 83538.268 | 83877.428 | 84216.725
Consumer Transformation | Dem_BB001a | Number | NPgN | West Boldon |  | 130832.012 | 131425.725 | 132031.017 | 132625.326 | 133218.135 | 133808.967 | 134361.682 | 134975.671 | 135600.127 | 136192.977 | 136786.07 | 137379.441 | 137973.082 | 138567.001 | 139148.9 | 139731.044 | 140313.424 | 140896.04 | 141478.907 | 142062.684 | 142655.336 | 143248.239 | 143841.391 | 144434.789 | 145027.678 | 145620.81 | 146214.182 | 146807.802 | 147401.662
Consumer Transformation | Dem_BB001a | Number | NPgY | Bradford West |  | 254871.313 | 256029.516 | 257210.29 | 258369.681 | 259524.502 | 260675.471 | 261752.185 | 262948.268 | 264164.739 | 265319.64 | 266475.014 | 267630.93 | 268787.371 | 269944.354 | 271079.639 | 272215.415 | 273351.665 | 274488.388 | 275625.612 | 276763.181 | 277918.045 | 279073.397 | 280229.239 | 281385.561 | 282540.537 | 283695.989 | 284851.906 | 286008.307 | 287165.174
Consumer Transformation | Dem_BB001a | Number | NPgY | Camblesforth |  | 16959.513 | 17039.612 | 17121.238 | 17201.468 | 17278.54 | 17355.358 | 17427.234 | 17507.058 | 17588.242 | 17665.32 | 17742.431 | 17819.58 | 17896.765 | 17973.988 | 18049.86 | 18125.767 | 18201.708 | 18277.682 | 18353.692 | 18429.636 | 18506.734 | 18583.865 | 18661.031 | 18738.23 | 18815.313 | 18892.43 | 18969.579 | 19046.761 | 19123.976
Consumer Transformation | Dem_BB001a | Number | NPgY | Creyke Beck |  | 242292.215 | 243410.199 | 244549.787 | 245669.189 | 246767.895 | 247862.944 | 248887.392 | 250025.347 | 251182.695 | 252281.478 | 253380.714 | 254480.472 | 255580.734 | 256681.518 | 257763.206 | 258845.379 | 259928.019 | 261011.127 | 262094.728 | 263177.343 | 264276.41 | 265375.949 | 266475.96 | 267576.435 | 268675.291 | 269774.602 | 270874.362 | 271974.585 | 273075.255
Consumer Transformation | Dem_BB001a | Number | NPgY | Drax |  | 25133.563 | 25252.267 | 25373.235 | 25492.133 | 25606.353 | 25720.195 | 25826.712 | 25945.01 | 26065.322 | 26179.55 | 26293.827 | 26408.159 | 26522.546 | 26636.988 | 26749.428 | 26861.921 | 26974.463 | 27087.055 | 27199.7 | 27312.247 | 27426.503 | 27540.81 | 27655.168 | 27769.575 | 27883.811 | 27998.095 | 28112.428 | 28226.81 | 28341.24
Consumer Transformation | Dem_BB001a | Number | NPgY | Elland |  | 188306.892 | 189162.609 | 190035.002 | 190891.596 | 191744.814 | 192595.186 | 193390.696 | 194274.399 | 195173.166 | 196026.443 | 196880.069 | 197734.096 | 198588.511 | 199443.327 | 200282.11 | 201121.257 | 201960.754 | 202800.601 | 203640.817 | 204481.289 | 205334.538 | 206188.149 | 207042.121 | 207896.447 | 208749.78 | 209603.464 | 210457.492 | 211311.877 | 212166.606
Consumer Transformation | Dem_BB001a | Number | NPgY | Ferrybridge A |  | 47473.326 | 47693.464 | 47917.843 | 48138.277 | 48353.434 | 48567.873 | 48768.478 | 48991.323 | 49217.966 | 49433.138 | 49648.398 | 49863.759 | 50079.218 | 50294.777 | 50506.569 | 50718.454 | 50930.429 | 51142.495 | 51354.656 | 51566.654 | 51781.874 | 51997.186 | 52212.589 | 52428.082 | 52643.269 | 52858.543 | 53073.904 | 53289.356 | 53504.894
Consumer Transformation | Dem_BB001a | Number | NPgY | Ferrybridge B (_M) |  | 138043.445 | 138683.563 | 139336.016 | 139976.996 | 140602.632 | 141226.181 | 141809.5 | 142457.49 | 143116.526 | 143742.206 | 144368.141 | 144994.37 | 145620.883 | 146247.69 | 146863.54 | 147479.661 | 148096.045 | 148712.693 | 149329.617 | 149946.066 | 150571.886 | 151197.972 | 151824.324 | 152450.937 | 153076.658 | 153702.636 | 154328.865 | 154955.357 | 155582.1
Consumer Transformation | Dem_BB001a | Number | NPgY | Grimsby West |  | 80024.858 | 80386.881 | 80755.977 | 81118.345 | 81480.929 | 81842.304 | 82180.365 | 82555.904 | 82937.845 | 83300.454 | 83663.212 | 84026.14 | 84389.233 | 84752.497 | 85109.382 | 85466.424 | 85823.619 | 86180.966 | 86538.474 | 86895.728 | 87258.414 | 87621.253 | 87984.247 | 88347.393 | 88710.026 | 89072.808 | 89435.737 | 89798.817 | 90162.044
Consumer Transformation | Dem_BB001a | Number | NPgY | Jordanthorpe |  | 35157.146 | 35317.391 | 35480.754 | 35641.171 | 35800.32 | 35958.937 | 36107.309 | 36272.146 | 36439.795 | 36598.955 | 36758.179 | 36917.477 | 37076.846 | 37236.288 | 37393.038 | 37549.858 | 37706.743 | 37863.695 | 38020.718 | 38177.546 | 38336.76 | 38496.04 | 38655.387 | 38814.799 | 38973.97 | 39133.205 | 39292.503 | 39451.866 | 39611.293
Consumer Transformation | Dem_BB001a | Number | NPgY | Keadby |  | 110041.124 | 110548.875 | 111066.438 | 111574.834 | 112073.83 | 112571.164 | 113036.435 | 113553.257 | 114078.886 | 114577.917 | 115077.154 | 115576.627 | 116076.33 | 116576.27 | 117067.537 | 117559.024 | 118050.723 | 118542.635 | 119034.771 | 119526.459 | 120025.619 | 120524.993 | 121024.582 | 121524.381 | 122023.445 | 122522.716 | 123022.19 | 123521.876 | 124021.764
Consumer Transformation | Dem_BB001a | Number | NPgY | Kirkstall B |  | 124336.985 | 124902.006 | 125478.037 | 126043.637 | 126607.008 | 127168.499 | 127693.765 | 128277.265 | 128870.711 | 129434.12 | 129997.76 | 130561.665 | 131125.826 | 131690.251 | 132244.091 | 132798.17 | 133352.481 | 133907.023 | 134461.808 | 135016.763 | 135580.154 | 136143.784 | 136707.652 | 137271.754 | 137835.201 | 138398.879 | 138962.784 | 139526.925 | 140091.294
Consumer Transformation | Dem_BB001a | Number | NPgY | Neepsend |  | 44267.715 | 44469.485 | 44675.182 | 44877.169 | 45077.56 | 45277.28 | 45464.101 | 45671.654 | 45882.747 | 46083.151 | 46283.637 | 46484.215 | 46684.882 | 46885.642 | 47083.012 | 47280.469 | 47478.01 | 47675.635 | 47873.348 | 48070.816 | 48271.288 | 48471.844 | 48672.484 | 48873.206 | 49073.624 | 49274.123 | 49474.701 | 49675.361 | 49876.102
Consumer Transformation | Dem_BB001a | Number | NPgY | Norton Lees |  | 54782.367 | 55032.063 | 55286.617 | 55536.581 | 55784.569 | 56031.728 | 56262.924 | 56519.775 | 56781.008 | 57029.013 | 57277.119 | 57525.339 | 57773.669 | 58022.115 | 58266.365 | 58510.723 | 58755.185 | 58999.75 | 59244.424 | 59488.797 | 59736.885 | 59985.078 | 60233.375 | 60481.774 | 60729.795 | 60977.917 | 61226.138 | 61474.46 | 61722.881
Consumer Transformation | Dem_BB001a | Number | NPgY | Pitsmoor |  | 25572.466 | 25689.024 | 25807.85 | 25924.533 | 26040.295 | 26155.669 | 26263.591 | 26383.49 | 26505.433 | 26621.203 | 26737.018 | 26852.888 | 26968.809 | 27084.784 | 27198.8 | 27312.866 | 27426.981 | 27541.144 | 27655.359 | 27769.432 | 27885.24 | 28001.097 | 28117.002 | 28232.955 | 28348.731 | 28464.555 | 28580.425 | 28696.342 | 28812.305
Consumer Transformation | Dem_BB001a | Number | NPgY | Saltend North |  | 37219.303 | 37391.041 | 37566.096 | 37738.051 | 37906.827 | 38075.041 | 38232.41 | 38407.215 | 38584.999 | 38753.787 | 38922.644 | 39091.582 | 39260.596 | 39429.691 | 39595.853 | 39762.089 | 39928.397 | 40094.777 | 40261.232 | 40427.536 | 40596.368 | 40765.272 | 40934.248 | 41103.295 | 41272.094 | 41440.963 | 41609.901 | 41778.91 | 41947.987
Consumer Transformation | Dem_BB001a | Number | NPgY | Sheffield City |  | 21777.313 | 21876.573 | 21977.764 | 22077.131 | 22175.713 | 22273.964 | 22365.87 | 22467.975 | 22571.821 | 22670.409 | 22769.037 | 22867.711 | 22966.428 | 23065.191 | 23162.287 | 23259.425 | 23356.604 | 23453.825 | 23551.089 | 23648.233 | 23746.854 | 23845.516 | 23944.22 | 24042.965 | 24141.559 | 24240.194 | 24338.867 | 24437.582 | 24536.335
Consumer Transformation | Dem_BB001a | Number | NPgY | Skelton Grange |  | 285536.031 | 286833.584 | 288156.422 | 289455.304 | 290749.067 | 292038.514 | 293244.772 | 294584.761 | 295947.592 | 297241.444 | 298535.826 | 299830.815 | 301126.393 | 302422.579 | 303694.454 | 304966.881 | 306239.838 | 307513.326 | 308787.374 | 310061.809 | 311355.62 | 312649.978 | 313944.884 | 315240.328 | 316534.265 | 317828.734 | 319123.725 | 320419.258 | 321715.313
Consumer Transformation | Dem_BB001a | Number | NPgY | Templeborough |  | 18077.494 | 18159.89 | 18243.89 | 18326.375 | 18408.208 | 18489.767 | 18566.059 | 18650.817 | 18737.02 | 18818.859 | 18900.731 | 18982.64 | 19064.586 | 19146.57 | 19227.17 | 19307.805 | 19388.474 | 19469.177 | 19549.917 | 19630.557 | 19712.423 | 19794.323 | 19876.258 | 19958.226 | 20040.071 | 20121.948 | 20203.857 | 20285.801 | 20367.776
Consumer Transformation | Dem_BB001a | Number | NPgY | Thorpe Marsh |  | 150834.879 | 151539.555 | 152257.755 | 152963.463 | 153647.592 | 154329.444 | 154967.338 | 155675.907 | 156396.55 | 157080.727 | 157765.188 | 158449.972 | 159135.072 | 159820.496 | 160493.858 | 161167.52 | 161841.473 | 162515.716 | 163190.264 | 163864.34 | 164548.66 | 165233.274 | 165918.181 | 166603.377 | 167287.6 | 167972.107 | 168656.893 | 169341.968 | 170027.321
Consumer Transformation | Dem_BB001a | Number | NPgY | Thurcroft |  | 94040.602 | 94469.236 | 94906.209 | 95335.302 | 95761.005 | 96185.283 | 96582.159 | 97023.076 | 97471.513 | 97897.245 | 98323.148 | 98749.248 | 99175.538 | 99602.025 | 100021.31 | 100440.78 | 100860.428 | 101280.254 | 101700.267 | 102119.762 | 102545.637 | 102971.69 | 103397.922 | 103824.328 | 104250.088 | 104676.019 | 105102.12 | 105528.395 | 105954.84
Consumer Transformation | Dem_BB001a | Number | NPgY | West Melton |  | 182140.447 | 182970.637 | 183816.978 | 184648.058 | 185472.571 | 186294.325 | 187063.004 | 187916.985 | 188785.53 | 189610.099 | 190435 | 191260.282 | 192085.933 | 192911.965 | 193724.049 | 194536.49 | 195349.275 | 196162.405 | 196975.899 | 197788.389 | 198613.234 | 199438.426 | 200263.963 | 201089.839 | 201914.462 | 202739.418 | 203564.701 | 204390.323 | 205216.273
Consumer Transformation | Dem_BB001a | Number | NPgY | Wincobank |  | 8856.777 | 8897.146 | 8938.3 | 8978.712 | 9018.805 | 9058.764 | 9096.142 | 9137.667 | 9179.901 | 9219.997 | 9260.109 | 9300.239 | 9340.387 | 9380.554 | 9420.042 | 9459.548 | 9499.071 | 9538.61 | 9578.167 | 9617.675 | 9657.784 | 9697.91 | 9738.053 | 9778.212 | 9818.31 | 9858.424 | 9898.555 | 9938.701 | 9978.864
Consumer Transformation | Dem_BB001a | Number | SEPD | Acton Lane 66kV |  | 16106.176 | 16178.475 | 16252.192 | 16324.55 | 16397.831 | 16470.871 | 16539.221 | 16615.117 | 16692.304 | 16765.59 | 16838.908 | 16912.263 | 16985.654 | 17059.082 | 17131.564 | 17204.084 | 17276.639 | 17349.23 | 17421.858 | 17494.137 | 17567.511 | 17640.919 | 17714.361 | 17787.837 | 17861.128 | 17934.452 | 18007.807 | 18081.195 | 18154.614
Consumer Transformation | Dem_BB001a | Number | SEPD | Botley Wood |  | 87455.611 | 87856.944 | 88266.056 | 88667.863 | 89063.475 | 89457.758 | 89826.553 | 90236.307 | 90653.051 | 91048.69 | 91444.484 | 91840.46 | 92236.61 | 92632.94 | 93022.753 | 93412.737 | 93802.884 | 94193.197 | 94583.683 | 94973.555 | 95369.358 | 95765.325 | 96161.455 | 96557.747 | 96953.41 | 97349.231 | 97745.207 | 98141.343 | 98537.634
Consumer Transformation | Dem_BB001a | Number | SEPD | Bramley |  | 90034.978 | 90420.07 | 90812.927 | 91198.028 | 91606.443 | 92013.505 | 92394.362 | 92817.361 | 93247.564 | 93656.008 | 94064.625 | 94473.439 | 94882.445 | 95291.649 | 95694.351 | 96097.241 | 96500.314 | 96903.569 | 97307.016 | 97709.579 | 98118.255 | 98527.111 | 98936.147 | 99345.361 | 99753.833 | 100162.478 | 100571.292 | 100980.283 | 101389.444
Consumer Transformation | Dem_BB001a | Number | SEPD | Chickerell |  | 58954.35 | 59215.814 | 59482.443 | 59744.071 | 60011.034 | 60277.104 | 60526.004 | 60802.506 | 61083.721 | 61350.702 | 61617.791 | 61885.005 | 62152.34 | 62419.8 | 62682.054 | 62944.419 | 63206.891 | 63469.471 | 63732.165 | 63995.1 | 64262.034 | 64529.08 | 64796.238 | 65063.506 | 65330.504 | 65597.611 | 65864.826 | 66132.152 | 66399.585
Consumer Transformation | Dem_BB001a | Number | SEPD | Cowley |  | 266949.656 | 268182.228 | 269438.609 | 270672.758 | 271882.38 | 273087.965 | 274215.758 | 275468.601 | 276742.803 | 277952.509 | 279162.708 | 280373.474 | 281584.789 | 282796.67 | 283989.768 | 285183.411 | 286377.58 | 287572.275 | 288767.524 | 289959.862 | 291170.324 | 292381.302 | 293592.796 | 294804.798 | 296014.584 | 297224.866 | 298435.633 | 299646.905 | 300858.663
Consumer Transformation | Dem_BB001a | Number | SEPD | Ealing |  | 140590.798 | 141221.892 | 141865.369 | 142496.986 | 143136.652 | 143774.218 | 144370.85 | 145033.344 | 145707.108 | 146346.821 | 146986.816 | 147627.134 | 148267.762 | 148908.713 | 149541.412 | 150174.434 | 150807.768 | 151441.414 | 152075.388 | 152706.305 | 153346.79 | 153987.57 | 154628.646 | 155270.013 | 155909.774 | 156549.815 | 157190.133 | 157830.736 | 158471.616
Consumer Transformation | Dem_BB001a | Number | SEPD | Fawley |  | 94775.697 | 95210.622 | 95653.976 | 96089.415 | 96518.139 | 96945.425 | 97345.088 | 97789.139 | 98240.765 | 98669.518 | 99098.441 | 99527.56 | 99956.868 | 100386.371 | 100808.812 | 101231.437 | 101654.241 | 102077.222 | 102500.392 | 102922.897 | 103351.829 | 103780.938 | 104210.225 | 104639.686 | 105068.467 | 105497.418 | 105926.538 | 106355.831 | 106785.292
Consumer Transformation | Dem_BB001a | Number | SEPD | Fleet |  | 560598.013 | 563142.715 | 565737.038 | 568284.304 | 570821.507 | 573350.213 | 575715.574 | 578343.459 | 581016.164 | 583553.54 | 586091.933 | 588631.496 | 591172.191 | 593714.057 | 596216.471 | 598720.008 | 601224.631 | 603730.338 | 606237.19 | 608738.084 | 611277.007 | 613816.996 | 616358.051 | 618900.153 | 621437.694 | 623976.257 | 626515.823 | 629056.431 | 631598.042
Consumer Transformation | Dem_BB001a | Number | SEPD | Iver 132kV |  | 119416.192 | 119968.119 | 120530.7 | 121083.342 | 121623.657 | 122162.16 | 122665.857 | 123225.486 | 123794.663 | 124335.016 | 124875.582 | 125416.396 | 125957.448 | 126498.748 | 127031.85 | 127565.191 | 128098.762 | 128632.564 | 129166.61 | 129699.228 | 130239.948 | 130780.893 | 131322.063 | 131863.455 | 132403.842 | 132944.444 | 133485.258 | 134026.293 | 134567.539
Consumer Transformation | Dem_BB001a | Number | SEPD | Iver 66kV |  | 65366.482 | 65668.597 | 65976.545 | 66279.052 | 66574.812 | 66869.579 | 67145.295 | 67451.627 | 67763.185 | 68058.965 | 68354.863 | 68650.895 | 68947.059 | 69243.357 | 69535.169 | 69827.111 | 70119.179 | 70411.374 | 70703.701 | 70995.248 | 71291.229 | 71587.334 | 71883.562 | 72179.911 | 72475.709 | 72771.627 | 73067.66 | 73363.813 | 73660.082
Consumer Transformation | Dem_BB001a | Number | SEPD | Laleham |  | 81297.353 | 81673.099 | 82056.099 | 82432.332 | 82800.173 | 83166.78 | 83509.692 | 83890.683 | 84278.173 | 84646.039 | 85014.051 | 85382.232 | 85750.575 | 86119.087 | 86482.017 | 86845.11 | 87208.36 | 87571.767 | 87935.34 | 88297.942 | 88666.058 | 89034.328 | 89402.751 | 89771.325 | 90139.215 | 90507.252 | 90875.433 | 91243.764 | 91612.239
Consumer Transformation | Dem_BB001a | Number | SEPD | Lovedean |  | 332225.853 | 333750.434 | 335304.565 | 336830.948 | 338333.794 | 339831.596 | 341232.573 | 342789.143 | 344372.269 | 345875.217 | 347378.76 | 348882.988 | 350387.88 | 351893.457 | 353374.277 | 354855.744 | 356337.836 | 357820.552 | 359303.928 | 360784.972 | 362288.545 | 363792.741 | 365297.56 | 366802.99 | 368306.033 | 369809.676 | 371313.906 | 372818.747 | 374324.176
Consumer Transformation | Dem_BB001a | Number | SEPD | Mannington |  | 397653.494 | 399417.096 | 401215.538 | 402980.251 | 404780.94 | 406575.617 | 408254.474 | 410119.507 | 412016.335 | 413817.149 | 415618.695 | 417421.083 | 419224.287 | 421028.333 | 422797.261 | 424566.943 | 426337.348 | 428108.479 | 429880.376 | 431653.905 | 433454.401 | 435255.654 | 437057.664 | 438860.418 | 440661.348 | 442463.016 | 444265.406 | 446068.548 | 447872.412
Consumer Transformation | Dem_BB001a | Number | SEPD | Melksham |  | 224159.902 | 225133.59 | 226126.738 | 227100.702 | 228115.925 | 229127.764 | 230074.336 | 231125.832 | 232195.25 | 233210.544 | 234226.254 | 235242.443 | 236259.095 | 237276.224 | 238274.712 | 239273.635 | 240272.98 | 241272.746 | 242272.956 | 243273.105 | 244288.458 | 245304.242 | 246320.458 | 247337.098 | 248352.459 | 249368.238 | 250384.428 | 251401.044 | 252418.07
Consumer Transformation | Dem_BB001a | Number | SEPD | Minety |  | 140888.363 | 141500.343 | 142124.554 | 142736.706 | 143374.792 | 144010.75 | 144605.687 | 145266.57 | 145938.718 | 146576.848 | 147215.239 | 147853.931 | 148492.914 | 149132.198 | 149759.764 | 150387.605 | 151015.71 | 151644.08 | 152272.73 | 152901.341 | 153539.508 | 154177.946 | 154816.655 | 155455.631 | 156093.802 | 156732.237 | 157370.93 | 158009.891 | 158649.109
Consumer Transformation | Dem_BB001a | Number | SEPD | North Hyde |  | 61717.731 | 62002.982 | 62293.741 | 62579.361 | 62858.612 | 63136.926 | 63397.251 | 63686.484 | 63980.651 | 64259.92 | 64539.301 | 64818.809 | 65098.44 | 65378.2 | 65653.722 | 65929.368 | 66205.133 | 66481.017 | 66757.027 | 67032.3 | 67311.76 | 67591.336 | 67871.028 | 68150.835 | 68430.122 | 68709.521 | 68989.03 | 69268.652 | 69548.383
Consumer Transformation | Dem_BB001a | Number | SEPD | Nursling |  | 181288.498 | 182120.43 | 182968.486 | 183801.4 | 184621.471 | 185438.789 | 186203.272 | 187052.658 | 187916.536 | 188736.663 | 189557.114 | 190377.939 | 191199.126 | 192020.687 | 192828.738 | 193637.143 | 194445.889 | 195254.975 | 196064.421 | 196872.595 | 197693.063 | 198513.87 | 199335.018 | 200156.498 | 200976.677 | 201797.182 | 202618.008 | 203439.167 | 204260.647
Consumer Transformation | Dem_BB001a | Number | SHEPD | Abernethy |  | 11125.074 | 11159.869 | 11195.513 | 11230.091 | 11275.29 | 11320.28 | 11362.005 | 11408.871 | 11456.577 | 11501.757 | 11546.917 | 11592.061 | 11637.187 | 11682.296 | 11726.572 | 11770.83 | 11815.071 | 11859.293 | 11903.499 | 11947.91 | 11993.031 | 12038.136 | 12083.224 | 12128.296 | 12173.466 | 12218.62 | 12263.759 | 12308.883 | 12353.991
Consumer Transformation | Dem_BB001a | Number | SHEPD | Alness |  | 5561.171 | 5458.192 | 5354.593 | 5249.449 | 5270.543 | 5291.54 | 5311.009 | 5332.882 | 5355.147 | 5376.232 | 5397.308 | 5418.376 | 5439.435 | 5460.486 | 5481.149 | 5501.804 | 5522.45 | 5543.087 | 5563.717 | 5584.443 | 5605.5 | 5626.549 | 5647.591 | 5668.625 | 5689.705 | 5710.778 | 5731.844 | 5752.902 | 5773.953
Consumer Transformation | Dem_BB001a | Number | SHEPD | Arbroath |  | 19925.639 | 19987.959 | 20051.8 | 20113.731 | 20194.685 | 20275.265 | 20349.997 | 20433.935 | 20519.38 | 20600.3 | 20681.184 | 20762.039 | 20842.862 | 20923.655 | 21002.956 | 21082.225 | 21161.463 | 21240.668 | 21319.843 | 21399.386 | 21480.2 | 21560.985 | 21641.741 | 21722.467 | 21803.369 | 21884.243 | 21965.089 | 22045.909 | 22126.7
Consumer Transformation | Dem_BB001a | Number | SHEPD | Ardkinglas |  | 0 | 0 | 0 | 0 | 0 | 0 | 0 | 0 | 0 | 0 | 0 | 0 | 0 | 0 | 0 | 0 | 0 | 0 | 0 | 0 | 0 | 0 | 0 | 0 | 0 | 0 | 0 | 0 | 0
Consumer Transformation | Dem_BB001a | Number | SHEPD | Ardmore |  | 11828.112 | 11900.461 | 11974.02 | 12046.742 | 12095.205 | 12143.444 | 12188.18 | 12238.431 | 12289.583 | 12338.026 | 12386.447 | 12434.85 | 12483.234 | 12531.6 | 12579.073 | 12626.527 | 12673.962 | 12721.377 | 12768.774 | 12816.392 | 12864.771 | 12913.132 | 12961.476 | 13009.802 | 13058.234 | 13106.649 | 13155.047 | 13203.428 | 13251.793
Consumer Transformation | Dem_BB001a | Number | SHEPD | Beauly |  | 8870.868 | 8925.129 | 8980.296 | 9034.837 | 9071.183 | 9107.362 | 9140.913 | 9178.6 | 9216.963 | 9253.294 | 9289.609 | 9325.911 | 9362.198 | 9398.471 | 9434.075 | 9469.665 | 9505.24 | 9540.801 | 9576.347 | 9612.06 | 9648.343 | 9684.613 | 9720.871 | 9757.114 | 9793.437 | 9829.747 | 9866.045 | 9902.331 | 9938.603
Consumer Transformation | Dem_BB001a | Number | SHEPD | Berryburn |  | 0 | 0 | 0 | 0 | 0 | 0 | 0 | 0 | 0 | 0 | 0 | 0 | 0 | 0 | 0 | 0 | 0 | 0 | 0 | 0 | 0 | 0 | 0 | 0 | 0 | 0 | 0 | 0 | 0
Consumer Transformation | Dem_BB001a | Number | SHEPD | Boat of Garten |  | 5021.438 | 5052.153 | 5083.381 | 5114.254 | 5134.828 | 5155.308 | 5174.3 | 5195.633 | 5217.348 | 5237.914 | 5258.471 | 5279.019 | 5299.56 | 5320.093 | 5340.247 | 5360.393 | 5380.53 | 5400.66 | 5420.781 | 5440.997 | 5461.535 | 5482.066 | 5502.59 | 5523.106 | 5543.667 | 5564.221 | 5584.767 | 5605.307 | 5625.84
Consumer Transformation | Dem_BB001a | Number | SHEPD | Braco West |  | 15771.265 | 15820.592 | 15871.122 | 15920.141 | 15984.217 | 16047.996 | 16107.147 | 16173.585 | 16241.215 | 16305.263 | 16369.284 | 16433.281 | 16497.253 | 16561.201 | 16623.968 | 16686.71 | 16749.427 | 16812.119 | 16874.786 | 16937.745 | 17001.71 | 17065.651 | 17129.57 | 17193.466 | 17257.5 | 17321.512 | 17385.503 | 17449.472 | 17513.419
Consumer Transformation | Dem_BB001a | Number | SHEPD | Bridge of Dun |  | 13555.664 | 13598.062 | 13641.493 | 13683.626 | 13738.7 | 13793.519 | 13844.36 | 13901.465 | 13959.594 | 14014.645 | 14069.672 | 14124.678 | 14179.663 | 14234.628 | 14288.577 | 14342.505 | 14396.411 | 14450.295 | 14504.159 | 14558.273 | 14613.252 | 14668.211 | 14723.15 | 14778.07 | 14833.108 | 14888.128 | 14943.128 | 14998.111 | 15053.074
Consumer Transformation | Dem_BB001a | Number | SHEPD | Broadford-Skye |  | 3028.504 | 3047.028 | 3065.862 | 3084.482 | 3096.891 | 3109.242 | 3120.697 | 3133.563 | 3146.66 | 3159.063 | 3171.461 | 3183.855 | 3196.243 | 3208.627 | 3220.782 | 3232.932 | 3245.077 | 3257.218 | 3269.353 | 3281.546 | 3293.933 | 3306.315 | 3318.693 | 3331.067 | 3343.468 | 3355.864 | 3368.256 | 3380.644 | 3393.027
Consumer Transformation | Dem_BB001a | Number | SHEPD | Brora |  | 1116.767 | 1096.088 | 1075.283 | 1054.169 | 1058.405 | 1062.621 | 1066.531 | 1070.924 | 1075.395 | 1079.629 | 1083.861 | 1088.092 | 1092.321 | 1096.548 | 1100.698 | 1104.846 | 1108.992 | 1113.136 | 1117.279 | 1121.441 | 1125.669 | 1129.896 | 1134.122 | 1138.346 | 1142.579 | 1146.811 | 1151.041 | 1155.27 | 1159.497
Consumer Transformation | Dem_BB001a | Number | SHEPD | Burghmuir |  | 27241.334 | 27326.536 | 27413.815 | 27498.484 | 27609.161 | 27719.325 | 27821.495 | 27936.251 | 28053.067 | 28163.697 | 28274.278 | 28384.818 | 28495.316 | 28605.772 | 28714.188 | 28822.561 | 28930.89 | 29039.176 | 29147.42 | 29256.167 | 29366.652 | 29477.097 | 29587.503 | 29697.868 | 29808.472 | 29919.039 | 30029.568 | 30140.061 | 30250.515
Consumer Transformation | Dem_BB001a | Number | SHEPD | Carradale |  | 3369.067 | 2963.283 | 2554.146 | 2141.183 | 2149.78 | 2158.337 | 2166.271 | 2175.184 | 2184.258 | 2192.851 | 2201.441 | 2210.026 | 2218.609 | 2227.187 | 2235.608 | 2244.026 | 2252.44 | 2260.85 | 2269.257 | 2277.704 | 2286.285 | 2294.864 | 2303.439 | 2312.011 | 2320.602 | 2329.19 | 2337.775 | 2346.357 | 2354.935
Consumer Transformation | Dem_BB001a | Number | SHEPD | Cassley |  | 139.446 | 136.864 | 134.266 | 131.629 | 132.158 | 132.685 | 133.173 | 133.721 | 134.28 | 134.808 | 135.337 | 135.865 | 136.393 | 136.921 | 137.439 | 137.957 | 138.475 | 138.992 | 139.51 | 140.029 | 140.557 | 141.085 | 141.613 | 142.14 | 142.669 | 143.197 | 143.725 | 144.253 | 144.781
Consumer Transformation | Dem_BB001a | Number | SHEPD | Ceannacroc |  | 450.907 | 453.665 | 456.47 | 459.242 | 461.089 | 462.928 | 464.634 | 466.549 | 468.499 | 470.346 | 472.192 | 474.037 | 475.882 | 477.726 | 479.535 | 481.344 | 483.153 | 484.96 | 486.767 | 488.582 | 490.427 | 492.27 | 494.113 | 495.955 | 497.802 | 499.647 | 501.492 | 503.337 | 505.181
Consumer Transformation | Dem_BB001a | Number | SHEPD | Charleston |  | 9601.431 | 9631.461 | 9662.224 | 9692.066 | 9731.075 | 9769.903 | 9805.914 | 9846.36 | 9887.533 | 9926.525 | 9965.501 | 10004.462 | 10043.407 | 10082.338 | 10120.55 | 10158.748 | 10196.929 | 10235.095 | 10273.247 | 10311.576 | 10350.517 | 10389.444 | 10428.358 | 10467.257 | 10506.24 | 10545.21 | 10584.167 | 10623.111 | 10662.042
Consumer Transformation | Dem_BB001a | Number | SHEPD | Clachan |  | 626.289 | 550.856 | 474.8 | 398.033 | 399.631 | 401.222 | 402.697 | 404.354 | 406.04 | 407.638 | 409.234 | 410.83 | 412.426 | 414.021 | 415.586 | 417.151 | 418.715 | 420.278 | 421.841 | 423.411 | 425.007 | 426.601 | 428.195 | 429.789 | 431.386 | 432.982 | 434.578 | 436.173 | 437.768
Consumer Transformation | Dem_BB001a | Number | SHEPD | Clayhills |  | 6463.502 | 6499.841 | 6536.812 | 6573.3 | 6599.755 | 6626.088 | 6650.51 | 6677.941 | 6705.863 | 6732.308 | 6758.74 | 6785.163 | 6811.576 | 6837.979 | 6863.893 | 6889.798 | 6915.692 | 6941.576 | 6967.45 | 6993.444 | 7019.854 | 7046.254 | 7072.644 | 7099.025 | 7125.463 | 7151.893 | 7178.313 | 7204.724 | 7231.126
Consumer Transformation | Dem_BB001a | Number | SHEPD | Coupar Angus |  | 10591.974 | 10625.102 | 10659.038 | 10691.959 | 10734.992 | 10777.826 | 10817.552 | 10862.171 | 10907.592 | 10950.607 | 10993.603 | 11036.583 | 11079.547 | 11122.494 | 11164.649 | 11206.786 | 11248.907 | 11291.011 | 11333.098 | 11375.381 | 11418.34 | 11461.283 | 11504.211 | 11547.123 | 11590.128 | 11633.119 | 11676.095 | 11719.056 | 11762.003
Consumer Transformation | Dem_BB001a | Number | SHEPD | Craigiebuckler |  | 18946.757 | 19053.278 | 19161.653 | 19268.611 | 19346.161 | 19423.352 | 19494.941 | 19575.35 | 19657.202 | 19734.719 | 19812.203 | 19889.657 | 19967.082 | 20044.477 | 20120.442 | 20196.378 | 20272.283 | 20348.157 | 20424.002 | 20500.2 | 20577.615 | 20655.003 | 20732.363 | 20809.695 | 20887.194 | 20964.668 | 21042.114 | 21119.535 | 21196.929
Consumer Transformation | Dem_BB001a | Number | SHEPD | Dallas |  | 0 | 0 | 0 | 0 | 0 | 0 | 0 | 0 | 0 | 0 | 0 | 0 | 0 | 0 | 0 | 0 | 0 | 0 | 0 | 0 | 0 | 0 | 0 | 0 | 0 | 0 | 0 | 0 | 0
Consumer Transformation | Dem_BB001a | Number | SHEPD | Dounreay |  | 1273.581 | 1249.998 | 1226.272 | 1202.193 | 1207.024 | 1211.832 | 1216.291 | 1221.3 | 1226.399 | 1231.228 | 1236.054 | 1240.879 | 1245.702 | 1250.523 | 1255.255 | 1259.985 | 1264.714 | 1269.44 | 1274.164 | 1278.911 | 1283.733 | 1288.554 | 1293.373 | 1298.19 | 1303.017 | 1307.843 | 1312.667 | 1317.49 | 1322.311
Consumer Transformation | Dem_BB001a | Number | SHEPD | Dudhope |  | 26027.041 | 26108.445 | 26191.834 | 26272.729 | 26378.472 | 26483.725 | 26581.341 | 26690.982 | 26802.59 | 26908.289 | 27013.941 | 27119.554 | 27225.126 | 27330.658 | 27434.241 | 27537.784 | 27641.285 | 27744.743 | 27848.162 | 27952.062 | 28057.622 | 28163.144 | 28268.628 | 28374.074 | 28479.748 | 28585.387 | 28690.988 | 28796.556 | 28902.086
Consumer Transformation | Dem_BB001a | Number | SHEPD | Dunbeath |  | 0.772 | 0.758 | 0.743 | 0.729 | 0.732 | 0.735 | 0.737 | 0.74 | 0.744 | 0.746 | 0.749 | 0.752 | 0.755 | 0.758 | 0.761 | 0.764 | 0.767 | 0.77 | 0.773 | 0.775 | 0.778 | 0.781 | 0.784 | 0.787 | 0.79 | 0.793 | 0.796 | 0.799 | 0.802
Consumer Transformation | Dem_BB001a | Number | SHEPD | Dunoon |  | 5794.611 | 5821.39 | 5848.685 | 5875.498 | 5899.149 | 5922.691 | 5944.525 | 5969.048 | 5994.011 | 6017.653 | 6041.284 | 6064.906 | 6088.519 | 6112.124 | 6135.292 | 6158.451 | 6181.601 | 6204.741 | 6227.872 | 6251.112 | 6274.722 | 6298.324 | 6321.918 | 6345.502 | 6369.138 | 6392.767 | 6416.386 | 6439.999 | 6463.603
Consumer Transformation | Dem_BB001a | Number | SHEPD | Dunvegan |  | 1636.596 | 1646.607 | 1656.785 | 1666.847 | 1673.553 | 1680.227 | 1686.417 | 1693.37 | 1700.448 | 1707.15 | 1713.85 | 1720.548 | 1727.242 | 1733.934 | 1740.503 | 1747.069 | 1753.632 | 1760.193 | 1766.751 | 1773.34 | 1780.034 | 1786.725 | 1793.414 | 1800.101 | 1806.802 | 1813.501 | 1820.198 | 1826.892 | 1833.584
Consumer Transformation | Dem_BB001a | Number | SHEPD | Dyce |  | 17365.452 | 17463.082 | 17562.413 | 17660.444 | 17731.522 | 17802.271 | 17867.885 | 17941.583 | 18016.603 | 18087.651 | 18158.667 | 18229.658 | 18300.62 | 18371.556 | 18441.181 | 18510.779 | 18580.349 | 18649.891 | 18719.406 | 18789.244 | 18860.198 | 18931.127 | 19002.031 | 19072.909 | 19143.94 | 19214.947 | 19285.93 | 19356.889 | 19427.824
Consumer Transformation | Dem_BB001a | Number | SHEPD | Elgin |  | 13580.177 | 13663.243 | 13747.697 | 13831.191 | 13886.834 | 13942.218 | 13993.581 | 14051.275 | 14110.004 | 14165.622 | 14221.216 | 14276.789 | 14332.34 | 14387.87 | 14442.375 | 14496.859 | 14551.32 | 14605.758 | 14660.176 | 14714.847 | 14770.392 | 14825.918 | 14881.423 | 14936.907 | 14992.513 | 15048.099 | 15103.666 | 15159.215 | 15214.744
Consumer Transformation | Dem_BB001a | Number | SHEPD | Fasnakyle |  | 217.951 | 219.284 | 220.64 | 221.98 | 222.873 | 223.762 | 224.586 | 225.512 | 226.454 | 227.347 | 228.239 | 229.131 | 230.023 | 230.914 | 231.789 | 232.663 | 233.537 | 234.411 | 235.284 | 236.162 | 237.053 | 237.944 | 238.835 | 239.726 | 240.618 | 241.51 | 242.402 | 243.293 | 244.185
Consumer Transformation | Dem_BB001a | Number | SHEPD | Fetteresso |  | 0 | 0 | 0 | 0 | 0 | 0 | 0 | 0 | 0 | 0 | 0 | 0 | 0 | 0 | 0 | 0 | 0 | 0 | 0 | 0 | 0 | 0 | 0 | 0 | 0 | 0 | 0 | 0 | 0
Consumer Transformation | Dem_BB001a | Number | SHEPD | Fiddes |  | 8790.376 | 8839.797 | 8890.078 | 8939.701 | 8975.68 | 9011.493 | 9044.707 | 9082.013 | 9119.988 | 9155.952 | 9191.901 | 9227.836 | 9263.757 | 9299.665 | 9334.909 | 9370.14 | 9405.356 | 9440.558 | 9475.746 | 9511.098 | 9547.015 | 9582.92 | 9618.811 | 9654.689 | 9690.645 | 9726.589 | 9762.52 | 9798.44 | 9834.347
Consumer Transformation | Dem_BB001a | Number | SHEPD | Finstown |  | 0 | 0 | 0 | 0 | 0 | 0 | 0 | 0 | 0 | 0 | 0 | 0 | 0 | 0 | 0 | 0 | 0 | 0 | 0 | 0 | 0 | 0 | 0 | 0 | 0 | 0 | 0 | 0 | 0
Consumer Transformation | Dem_BB001a | Number | SHEPD | Fort Augustus |  | 1035.871 | 1042.207 | 1048.649 | 1055.018 | 1059.262 | 1063.487 | 1067.404 | 1071.805 | 1076.285 | 1080.527 | 1084.768 | 1089.007 | 1093.244 | 1097.48 | 1101.638 | 1105.794 | 1109.948 | 1114.1 | 1118.251 | 1122.421 | 1126.658 | 1130.894 | 1135.127 | 1139.36 | 1143.601 | 1147.841 | 1152.08 | 1156.317 | 1160.553
Consumer Transformation | Dem_BB001a | Number | SHEPD | Fort William |  | 6663.341 | 6704.099 | 6745.538 | 6786.506 | 6813.808 | 6840.983 | 6866.185 | 6894.493 | 6923.31 | 6950.6 | 6977.878 | 7005.146 | 7032.403 | 7059.65 | 7086.393 | 7113.127 | 7139.849 | 7166.56 | 7193.261 | 7220.086 | 7247.341 | 7274.585 | 7301.819 | 7329.044 | 7356.328 | 7383.602 | 7410.867 | 7438.123 | 7465.369
Consumer Transformation | Dem_BB001a | Number | SHEPD | Fraserburgh |  | 9988.115 | 10044.269 | 10101.401 | 10157.786 | 10198.668 | 10239.36 | 10277.1 | 10319.489 | 10362.638 | 10403.503 | 10444.35 | 10485.181 | 10525.997 | 10566.797 | 10606.844 | 10646.874 | 10686.889 | 10726.887 | 10766.87 | 10807.039 | 10847.85 | 10888.647 | 10929.428 | 10970.195 | 11011.05 | 11051.892 | 11092.719 | 11133.533 | 11174.332
Consumer Transformation | Dem_BB001a | Number | SHEPD | Glenfarclas |  | 0 | 0 | 0 | 0 | 0 | 0 | 0 | 0 | 0 | 0 | 0 | 0 | 0 | 0 | 0 | 0 | 0 | 0 | 0 | 0 | 0 | 0 | 0 | 0 | 0 | 0 | 0 | 0 | 0
Consumer Transformation | Dem_BB001a | Number | SHEPD | Grudie Bridge |  | 596.512 | 600.16 | 603.87 | 607.538 | 609.982 | 612.414 | 614.671 | 617.205 | 619.784 | 622.227 | 624.669 | 627.11 | 629.551 | 631.99 | 634.384 | 636.777 | 639.169 | 641.561 | 643.951 | 646.352 | 648.792 | 651.231 | 653.669 | 656.106 | 658.549 | 660.99 | 663.431 | 665.871 | 668.31
Consumer Transformation | Dem_BB001a | Number | SHEPD | Inverness |  | 25060.241 | 25213.527 | 25369.375 | 25523.452 | 25626.131 | 25728.335 | 25823.118 | 25929.583 | 26037.959 | 26140.595 | 26243.185 | 26345.737 | 26448.249 | 26550.722 | 26651.302 | 26751.844 | 26852.343 | 26952.802 | 27053.222 | 27154.11 | 27256.611 | 27359.074 | 27461.501 | 27563.889 | 27666.501 | 27769.078 | 27871.619 | 27974.126 | 28076.597
Consumer Transformation | Dem_BB001a | Number | SHEPD | Keith |  | 10784.264 | 10850.229 | 10917.295 | 10983.599 | 11027.786 | 11071.768 | 11112.556 | 11158.372 | 11205.009 | 11249.177 | 11293.325 | 11337.457 | 11381.571 | 11425.668 | 11468.952 | 11512.218 | 11555.466 | 11598.697 | 11641.911 | 11685.327 | 11729.436 | 11773.53 | 11817.607 | 11861.668 | 11905.826 | 11949.968 | 11994.095 | 12038.207 | 12082.304
Consumer Transformation | Dem_BB001a | Number | SHEPD | Killin |  | 924.228 | 927.119 | 930.08 | 932.953 | 936.708 | 940.445 | 943.912 | 947.805 | 951.768 | 955.522 | 959.274 | 963.024 | 966.773 | 970.52 | 974.199 | 977.875 | 981.551 | 985.225 | 988.897 | 992.587 | 996.335 | 1000.082 | 1003.828 | 1007.572 | 1011.325 | 1015.076 | 1018.826 | 1022.575 | 1026.322
Consumer Transformation | Dem_BB001a | Number | SHEPD | Kinlochleven |  | 598.222 | 601.881 | 605.602 | 609.28 | 611.731 | 614.17 | 616.433 | 618.974 | 621.562 | 624.012 | 626.461 | 628.909 | 631.356 | 633.802 | 636.203 | 638.603 | 641.002 | 643.4 | 645.797 | 648.206 | 650.652 | 653.098 | 655.543 | 657.988 | 660.437 | 662.886 | 665.333 | 667.78 | 670.227
Consumer Transformation | Dem_BB001a | Number | SHEPD | Kintore |  | 33134.362 | 33320.647 | 33510.176 | 33697.226 | 33832.846 | 33967.839 | 34093.035 | 34233.655 | 34376.799 | 34512.362 | 34647.866 | 34783.32 | 34918.721 | 35054.071 | 35186.92 | 35319.718 | 35452.461 | 35585.151 | 35717.789 | 35851.045 | 35986.431 | 36121.768 | 36257.056 | 36392.295 | 36527.827 | 36663.314 | 36798.753 | 36934.148 | 37069.496
Consumer Transformation | Dem_BB001a | Number | SHEPD | Lairg |  | 182.694 | 179.311 | 175.908 | 172.454 | 173.147 | 173.836 | 174.476 | 175.195 | 175.926 | 176.619 | 177.311 | 178.003 | 178.695 | 179.387 | 180.065 | 180.744 | 181.422 | 182.1 | 182.778 | 183.459 | 184.151 | 184.842 | 185.533 | 186.224 | 186.917 | 187.609 | 188.301 | 188.993 | 189.684
Consumer Transformation | Dem_BB001a | Number | SHEPD | Lunanhead |  | 13011.818 | 13052.514 | 13094.203 | 13134.646 | 13187.51 | 13240.13 | 13288.931 | 13343.745 | 13399.542 | 13452.384 | 13505.203 | 13558.003 | 13610.782 | 13663.541 | 13715.326 | 13767.091 | 13818.834 | 13870.557 | 13922.259 | 13974.202 | 14026.975 | 14079.729 | 14132.465 | 14185.181 | 14238.011 | 14290.823 | 14343.617 | 14396.394 | 14449.152
Consumer Transformation | Dem_BB001a | Number | SHEPD | Lyndhurst |  | 17358.591 | 17412.883 | 17468.499 | 17522.452 | 17592.976 | 17663.175 | 17728.279 | 17801.403 | 17875.84 | 17946.335 | 18016.799 | 18087.237 | 18157.648 | 18228.032 | 18297.116 | 18366.173 | 18435.203 | 18504.204 | 18573.178 | 18642.474 | 18712.876 | 18783.254 | 18853.606 | 18923.932 | 18994.411 | 19064.866 | 19135.297 | 19205.704 | 19276.087
Consumer Transformation | Dem_BB001a | Number | SHEPD | Macduff |  | 5190.022 | 5221.768 | 5254.044 | 5285.954 | 5307.219 | 5328.385 | 5348.015 | 5370.064 | 5392.509 | 5413.765 | 5435.012 | 5456.25 | 5477.481 | 5498.703 | 5519.534 | 5540.356 | 5561.169 | 5581.975 | 5602.772 | 5623.666 | 5644.894 | 5666.114 | 5687.327 | 5708.532 | 5729.783 | 5751.027 | 5772.263 | 5793.493 | 5814.715
Consumer Transformation | Dem_BB001a | Number | SHEPD | Milton of Craigie |  | 33380.384 | 33484.787 | 33591.735 | 33695.486 | 33831.104 | 33966.094 | 34091.289 | 34231.907 | 34375.047 | 34510.609 | 34646.11 | 34781.562 | 34916.961 | 35052.309 | 35185.157 | 35317.953 | 35450.696 | 35583.384 | 35716.022 | 35849.276 | 35984.659 | 36119.994 | 36255.281 | 36390.518 | 36526.048 | 36661.532 | 36796.969 | 36932.362 | 37067.708
Consumer Transformation | Dem_BB001a | Number | SHEPD | Mybster |  | 1661.961 | 1631.186 | 1600.225 | 1568.803 | 1575.107 | 1581.382 | 1587.2 | 1593.737 | 1600.391 | 1606.692 | 1612.991 | 1619.287 | 1625.58 | 1631.871 | 1638.047 | 1644.219 | 1650.389 | 1656.557 | 1662.722 | 1668.916 | 1675.209 | 1681.5 | 1687.788 | 1694.074 | 1700.374 | 1706.672 | 1712.967 | 1719.26 | 1725.551
Consumer Transformation | Dem_BB001a | Number | SHEPD | Nairn |  | 7983.595 | 8032.428 | 8082.077 | 8131.163 | 8163.874 | 8196.434 | 8226.629 | 8260.546 | 8295.072 | 8327.77 | 8360.453 | 8393.123 | 8425.781 | 8458.426 | 8490.469 | 8522.499 | 8554.516 | 8586.52 | 8618.511 | 8650.651 | 8683.306 | 8715.948 | 8748.579 | 8781.197 | 8813.887 | 8846.566 | 8879.233 | 8911.889 | 8944.534
Consumer Transformation | Dem_BB001a | Number | SHEPD | Orrin |  | 0 | 0 | 0 | 0 | 0 | 0 | 0 | 0 | 0 | 0 | 0 | 0 | 0 | 0 | 0 | 0 | 0 | 0 | 0 | 0 | 0 | 0 | 0 | 0 | 0 | 0 | 0 | 0 | 0
Consumer Transformation | Dem_BB001a | Number | SHEPD | Persley |  | 25129.879 | 25271.163 | 25414.906 | 25556.769 | 25659.627 | 25762.008 | 25856.96 | 25963.61 | 26072.173 | 26174.988 | 26277.757 | 26380.488 | 26483.179 | 26585.832 | 26686.588 | 26787.305 | 26887.981 | 26988.615 | 27089.212 | 27190.276 | 27292.956 | 27395.599 | 27498.204 | 27600.773 | 27703.564 | 27806.32 | 27909.04 | 28011.727 | 28114.378
Consumer Transformation | Dem_BB001a | Number | SHEPD | Peterhead Grange |  | 1800.79 | 1810.914 | 1821.215 | 1831.38 | 1838.751 | 1846.088 | 1852.892 | 1860.534 | 1868.314 | 1875.682 | 1883.046 | 1890.408 | 1897.766 | 1905.122 | 1912.342 | 1919.56 | 1926.774 | 1933.986 | 1941.194 | 1948.436 | 1955.794 | 1963.15 | 1970.502 | 1977.852 | 1985.218 | 1992.582 | 1999.943 | 2007.301 | 2014.657
Consumer Transformation | Dem_BB001a | Number | SHEPD | Peterhead Shell |  | 4602.665 | 4628.542 | 4654.869 | 4680.852 | 4699.691 | 4718.443 | 4735.834 | 4755.367 | 4775.251 | 4794.082 | 4812.905 | 4831.72 | 4850.529 | 4869.33 | 4887.784 | 4906.231 | 4924.67 | 4943.102 | 4961.527 | 4980.037 | 4998.844 | 5017.643 | 5036.436 | 5055.222 | 5074.048 | 5092.869 | 5111.683 | 5130.49 | 5149.291
Consumer Transformation | Dem_BB001a | Number | SHEPD | Port Ann |  | 2740.599 | 2410.51 | 2077.693 | 1741.765 | 1748.758 | 1755.719 | 1762.173 | 1769.424 | 1776.805 | 1783.795 | 1790.782 | 1797.766 | 1804.748 | 1811.726 | 1818.576 | 1825.424 | 1832.268 | 1839.11 | 1845.948 | 1852.819 | 1859.8 | 1866.778 | 1873.754 | 1880.727 | 1887.715 | 1894.701 | 1901.684 | 1908.665 | 1915.644
Consumer Transformation | Dem_BB001a | Number | SHEPD | Quoich |  | 15.912 | 16.009 | 16.108 | 16.206 | 16.271 | 16.336 | 16.397 | 16.464 | 16.533 | 16.598 | 16.663 | 16.728 | 16.793 | 16.859 | 16.922 | 16.986 | 17.05 | 17.114 | 17.178 | 17.242 | 17.307 | 17.372 | 17.437 | 17.502 | 17.567 | 17.632 | 17.697 | 17.762 | 17.827
Consumer Transformation | Dem_BB001a | Number | SHEPD | Rannoch |  | 89.305 | 89.584 | 89.871 | 90.148 | 90.511 | 90.872 | 91.207 | 91.583 | 91.966 | 92.329 | 92.691 | 93.054 | 93.416 | 93.778 | 94.134 | 94.489 | 94.844 | 95.199 | 95.554 | 95.91 | 96.273 | 96.635 | 96.997 | 97.358 | 97.721 | 98.083 | 98.446 | 98.808 | 99.17
Consumer Transformation | Dem_BB001a | Number | SHEPD | Redmoss |  | 21369.051 | 21489.19 | 21611.421 | 21732.054 | 21819.518 | 21906.578 | 21987.32 | 22078.009 | 22170.325 | 22257.753 | 22345.142 | 22432.499 | 22519.822 | 22607.112 | 22692.789 | 22778.433 | 22864.042 | 22949.616 | 23035.158 | 23121.098 | 23208.411 | 23295.692 | 23382.943 | 23470.161 | 23557.569 | 23644.947 | 23732.294 | 23819.613 | 23906.902
Consumer Transformation | Dem_BB001a | Number | SHEPD | Rothienorman |  | 6187.486 | 6223.174 | 6259.476 | 6295.322 | 6320.656 | 6345.872 | 6369.258 | 6395.525 | 6422.264 | 6447.587 | 6472.898 | 6498.2 | 6523.493 | 6548.776 | 6573.591 | 6598.397 | 6623.193 | 6647.979 | 6672.755 | 6697.647 | 6722.936 | 6748.217 | 6773.488 | 6798.75 | 6824.067 | 6849.375 | 6874.675 | 6899.966 | 6925.248
Consumer Transformation | Dem_BB001a | Number | SHEPD | Shin |  | 221.294 | 217.196 | 213.074 | 208.89 | 209.729 | 210.564 | 211.339 | 212.21 | 213.096 | 213.935 | 214.773 | 215.612 | 216.45 | 217.287 | 218.11 | 218.931 | 219.753 | 220.574 | 221.395 | 222.22 | 223.058 | 223.895 | 224.733 | 225.57 | 226.409 | 227.247 | 228.085 | 228.923 | 229.761
Consumer Transformation | Dem_BB001a | Number | SHEPD | Sloy |  | 445.751 | 392.063 | 337.931 | 283.294 | 284.431 | 285.563 | 286.613 | 287.792 | 288.993 | 290.13 | 291.266 | 292.402 | 293.537 | 294.672 | 295.787 | 296.9 | 298.014 | 299.126 | 300.239 | 301.356 | 302.492 | 303.627 | 304.761 | 305.895 | 307.032 | 308.168 | 309.304 | 310.439 | 311.574
Consumer Transformation | Dem_BB001a | Number | SHEPD | St Fergus Gas Terminal |  | 2458.667 | 2472.49 | 2486.554 | 2500.433 | 2510.497 | 2520.514 | 2529.803 | 2540.238 | 2550.86 | 2560.919 | 2570.974 | 2581.025 | 2591.072 | 2601.115 | 2610.973 | 2620.827 | 2630.677 | 2640.523 | 2650.365 | 2660.253 | 2670.299 | 2680.341 | 2690.38 | 2700.415 | 2710.472 | 2720.526 | 2730.576 | 2740.622 | 2750.666
Consumer Transformation | Dem_BB001a | Number | SHEPD | St Fillans |  | 1176.944 | 1180.625 | 1184.396 | 1188.054 | 1192.836 | 1197.596 | 1202.01 | 1206.968 | 1212.015 | 1216.794 | 1221.572 | 1226.348 | 1231.122 | 1235.894 | 1240.578 | 1245.26 | 1249.94 | 1254.619 | 1259.295 | 1263.994 | 1268.767 | 1273.539 | 1278.309 | 1283.077 | 1287.856 | 1292.633 | 1297.408 | 1302.182 | 1306.954
Consumer Transformation | Dem_BB001a | Number | SHEPD | Strichen |  | 9142.089 | 9193.487 | 9245.78 | 9297.389 | 9334.808 | 9372.054 | 9406.597 | 9445.395 | 9484.89 | 9522.293 | 9559.68 | 9597.053 | 9634.411 | 9671.756 | 9708.41 | 9745.05 | 9781.675 | 9818.286 | 9854.882 | 9891.649 | 9929.003 | 9966.343 | 10003.671 | 10040.985 | 10078.379 | 10115.761 | 10153.13 | 10190.487 | 10227.831
Consumer Transformation | Dem_BB001a | Number | SHEPD | Tarland |  | 10294.696 | 10352.574 | 10411.46 | 10469.576 | 10511.712 | 10553.654 | 10592.552 | 10636.242 | 10680.716 | 10722.835 | 10764.935 | 10807.02 | 10849.089 | 10891.141 | 10932.417 | 10973.677 | 11014.919 | 11056.145 | 11097.356 | 11138.758 | 11180.821 | 11222.87 | 11264.903 | 11306.922 | 11349.031 | 11391.126 | 11433.206 | 11475.273 | 11517.325
Consumer Transformation | Dem_BB001a | Number | SHEPD | Taynuilt |  | 4703.954 | 4137.39 | 3566.145 | 2989.56 | 3001.563 | 3013.509 | 3024.587 | 3037.033 | 3049.702 | 3061.7 | 3073.692 | 3085.68 | 3097.662 | 3109.64 | 3121.398 | 3133.15 | 3144.898 | 3156.641 | 3168.379 | 3180.172 | 3192.154 | 3204.131 | 3216.104 | 3228.072 | 3240.067 | 3252.058 | 3264.044 | 3276.026 | 3288.004
Consumer Transformation | Dem_BB001a | Number | SHEPD | Thurso |  | 7219.171 | 7085.49 | 6951.005 | 6814.513 | 6841.896 | 6869.153 | 6894.427 | 6922.821 | 6951.724 | 6979.096 | 7006.455 | 7033.804 | 7061.141 | 7088.469 | 7115.292 | 7142.105 | 7168.906 | 7195.697 | 7222.476 | 7249.381 | 7276.717 | 7304.042 | 7331.357 | 7358.662 | 7386.027 | 7413.383 | 7440.728 | 7468.065 | 7495.392
Consumer Transformation | Dem_BB001a | Number | SHEPD | Tummel Bridge |  | 3061.152 | 3070.726 | 3080.534 | 3090.049 | 3102.485 | 3114.865 | 3126.346 | 3139.241 | 3152.368 | 3164.799 | 3177.226 | 3189.647 | 3202.064 | 3214.476 | 3226.659 | 3238.837 | 3251.01 | 3263.178 | 3275.342 | 3287.562 | 3299.977 | 3312.388 | 3324.795 | 3337.197 | 3349.626 | 3362.05 | 3374.47 | 3386.887 | 3399.299
Consumer Transformation | Dem_BB001a | Number | SHEPD | Willowdale |  | 14372.948 | 14453.755 | 14535.968 | 14617.106 | 14675.935 | 14734.492 | 14788.799 | 14849.797 | 14911.89 | 14970.694 | 15029.473 | 15088.23 | 15146.963 | 15205.675 | 15263.302 | 15320.907 | 15378.488 | 15436.046 | 15493.582 | 15551.385 | 15610.112 | 15668.818 | 15727.504 | 15786.167 | 15844.958 | 15903.729 | 15962.48 | 16021.211 | 16079.922
Consumer Transformation | Dem_BB001a | Number | SHEPD | Woodhill |  | 23010.443 | 23139.811 | 23271.431 | 23401.329 | 23495.512 | 23589.259 | 23676.202 | 23773.857 | 23873.264 | 23967.408 | 24061.51 | 24155.577 | 24249.607 | 24343.602 | 24435.861 | 24528.083 | 24620.268 | 24712.415 | 24804.527 | 24897.068 | 24991.087 | 25085.073 | 25179.026 | 25272.943 | 25367.065 | 25461.155 | 25555.212 | 25649.238 | 25743.231
Consumer Transformation | Dem_BB001a | Number | SPD | Ayr |  | 27212.446 | 27333.302 | 27456.544 | 27577.479 | 27688.561 | 27799.129 | 27901.681 | 28016.857 | 28134.098 | 28245.134 | 28356.121 | 28467.068 | 28577.973 | 28688.837 | 28797.65 | 28906.421 | 29015.149 | 29123.834 | 29232.477 | 29341.624 | 29452.514 | 29563.366 | 29674.178 | 29784.951 | 29895.961 | 30006.934 | 30117.869 | 30228.769 | 30339.631
Consumer Transformation | Dem_BB001a | Number | SPD | Bainsford |  | 14976.533 | 15045.743 | 15116.289 | 15185.588 | 15246.717 | 15307.563 | 15363.993 | 15427.375 | 15491.894 | 15552.997 | 15614.073 | 15675.126 | 15736.156 | 15797.163 | 15857.043 | 15916.899 | 15976.731 | 16036.538 | 16096.323 | 16156.386 | 16217.408 | 16278.409 | 16339.388 | 16400.345 | 16461.434 | 16522.502 | 16583.549 | 16644.576 | 16705.582
Consumer Transformation | Dem_BB001a | Number | SPD | Bathgate |  | 22396.873 | 22500.374 | 22605.873 | 22709.508 | 22800.923 | 22891.916 | 22976.306 | 23071.091 | 23167.577 | 23258.954 | 23350.291 | 23441.594 | 23532.862 | 23624.096 | 23713.644 | 23803.156 | 23892.633 | 23982.073 | 24071.479 | 24161.301 | 24252.558 | 24343.783 | 24434.975 | 24526.133 | 24617.489 | 24708.815 | 24800.108 | 24891.372 | 24982.604
Consumer Transformation | Dem_BB001a | Number | SPD | Berwick |  | 10646.661 | 10693.946 | 10742.163 | 10789.478 | 10832.938 | 10876.197 | 10916.32 | 10961.381 | 11007.251 | 11050.693 | 11094.116 | 11137.523 | 11180.913 | 11224.288 | 11266.86 | 11309.416 | 11351.955 | 11394.477 | 11436.983 | 11479.686 | 11523.071 | 11566.441 | 11609.795 | 11653.134 | 11696.566 | 11739.983 | 11783.386 | 11826.775 | 11870.149
Consumer Transformation | Dem_BB001a | Number | SPD | Bonnybridge |  | 37227.655 | 37399.692 | 37575.051 | 37747.311 | 37899.26 | 38050.506 | 38190.778 | 38348.328 | 38508.705 | 38660.59 | 38812.409 | 38964.171 | 39115.875 | 39267.522 | 39416.366 | 39565.153 | 39713.879 | 39862.544 | 40011.154 | 40160.454 | 40312.14 | 40463.771 | 40615.349 | 40766.871 | 40918.721 | 41070.52 | 41222.267 | 41373.964 | 41525.608
Consumer Transformation | Dem_BB001a | Number | SPD | Braehead Park |  | 19727.709 | 19815.324 | 19904.669 | 19992.341 | 20072.87 | 20153.027 | 20227.372 | 20310.869 | 20395.863 | 20476.358 | 20556.819 | 20637.25 | 20717.65 | 20798.021 | 20876.906 | 20955.76 | 21034.582 | 21113.373 | 21192.135 | 21271.261 | 21351.651 | 21432.013 | 21512.346 | 21592.651 | 21673.128 | 21753.578 | 21834.001 | 21914.398 | 21994.767
Consumer Transformation | Dem_BB001a | Number | SPD | Broxburn |  | 34386.593 | 34539.311 | 34695.044 | 34847.861 | 34988.228 | 35127.947 | 35257.535 | 35403.075 | 35551.225 | 35691.533 | 35831.781 | 35971.977 | 36112.12 | 36252.212 | 36389.712 | 36527.159 | 36664.552 | 36801.889 | 36939.175 | 37077.097 | 37217.222 | 37357.297 | 37497.323 | 37637.299 | 37777.576 | 37917.805 | 38057.987 | 38198.124 | 38338.212
Consumer Transformation | Dem_BB001a | Number | SPD | Carntyne |  | 13278.278 | 13337.249 | 13397.385 | 13456.395 | 13510.597 | 13564.549 | 13614.589 | 13670.789 | 13727.997 | 13782.176 | 13836.333 | 13890.469 | 13944.585 | 13998.681 | 14051.776 | 14104.851 | 14157.904 | 14210.937 | 14263.949 | 14317.207 | 14371.316 | 14425.406 | 14479.477 | 14533.528 | 14587.695 | 14641.844 | 14695.975 | 14750.089 | 14804.183
Consumer Transformation | Dem_BB001a | Number | SPD | Carsfad |  | 0 | 0 | 0 | 0 | 0 | 0 | 0 | 0 | 0 | 0 | 0 | 0 | 0 | 0 | 0 | 0 | 0 | 0 | 0 | 0 | 0 | 0 | 0 | 0 | 0 | 0 | 0 | 0 | 0
Consumer Transformation | Dem_BB001a | Number | SPD | Chapelcross |  | 25878.143 | 15075.983 | 15143.958 | 15210.661 | 15271.929 | 15332.915 | 15389.478 | 15453.005 | 15517.671 | 15578.914 | 15640.13 | 15701.324 | 15762.494 | 15823.643 | 15883.66 | 15943.654 | 16003.624 | 16063.57 | 16123.494 | 16183.695 | 16244.858 | 16305.999 | 16367.119 | 16428.216 | 16489.445 | 16550.654 | 16611.841 | 16673.009 | 16734.156
Consumer Transformation | Dem_BB001a | Number | SPD | Charlotte Street |  | 13240.909 | 13299.715 | 13359.681 | 13418.525 | 13472.575 | 13526.375 | 13576.274 | 13632.316 | 13689.362 | 13743.39 | 13797.393 | 13851.377 | 13905.341 | 13959.284 | 14012.23 | 14065.156 | 14118.06 | 14170.943 | 14223.807 | 14276.915 | 14330.871 | 14384.809 | 14438.727 | 14492.627 | 14546.641 | 14600.638 | 14654.617 | 14708.578 | 14762.52
Consumer Transformation | Dem_BB001a | Number | SPD | Clyde’s Mill |  | 44021.211 | 44216.719 | 44416.085 | 44611.72 | 44791.416 | 44970.282 | 45136.178 | 45322.496 | 45512.156 | 45691.777 | 45871.32 | 46050.797 | 46230.206 | 46409.549 | 46585.575 | 46761.533 | 46937.421 | 47113.238 | 47288.989 | 47465.555 | 47644.94 | 47824.263 | 48003.523 | 48182.718 | 48362.297 | 48541.817 | 48721.276 | 48900.677 | 49080.016 | GSP also referred to as Westburn Road
Consumer Transformation | Dem_BB001a | Number | SPD | Coatbridge |  | 37168.788 | 37333.863 | 37502.195 | 37667.378 | 37819.101 | 37970.125 | 38110.197 | 38267.513 | 38427.65 | 38579.311 | 38730.906 | 38882.445 | 39033.927 | 39185.353 | 39333.978 | 39482.546 | 39631.055 | 39779.504 | 39927.898 | 40076.979 | 40228.441 | 40379.85 | 40531.206 | 40682.507 | 40834.133 | 40985.708 | 41137.232 | 41288.707 | 41440.13
Consumer Transformation | Dem_BB001a | Number | SPD | Cockenzie |  | 30682.846 | 30819.115 | 30958.074 | 31094.432 | 31219.679 | 31344.349 | 31459.979 | 31589.843 | 31722.037 | 31847.232 | 31972.374 | 32097.47 | 32222.518 | 32347.521 | 32470.211 | 32592.854 | 32715.448 | 32837.993 | 32960.492 | 33083.558 | 33208.59 | 33333.578 | 33458.523 | 33583.422 | 33708.589 | 33833.715 | 33958.798 | 34083.84 | 34208.84
Consumer Transformation | Dem_BB001a | Number | SPD | Coylton |  | 24665.737 | 24775.283 | 24886.991 | 24996.608 | 25097.294 | 25197.515 | 25290.47 | 25394.867 | 25501.136 | 25601.78 | 25702.381 | 25802.944 | 25903.47 | 26003.958 | 26102.588 | 26201.18 | 26299.733 | 26398.246 | 26496.722 | 26595.654 | 26696.167 | 26796.644 | 26897.086 | 26997.491 | 27098.112 | 27198.7 | 27299.253 | 27399.774 | 27500.261
Consumer Transformation | Dem_BB001a | Number | SPD | Crookston A |  | 18313.636 | 18554.146 | 18797.642 | 19040.925 | 19117.576 | 19193.873 | 19264.634 | 19344.111 | 19425.014 | 19501.633 | 19578.219 | 19654.776 | 19731.304 | 19807.803 | 19882.889 | 19957.945 | 20032.97 | 20107.966 | 20182.932 | 20258.248 | 20334.766 | 20411.258 | 20487.722 | 20564.158 | 20640.76 | 20717.336 | 20793.885 | 20870.41 | 20946.908
Consumer Transformation | Dem_BB001a | Number | SPD | Crookston B |  | 13119.634 | 13291.932 | 13466.37 | 13640.654 | 13695.566 | 13750.224 | 13800.916 | 13857.852 | 13915.81 | 13970.699 | 14025.564 | 14080.409 | 14135.232 | 14190.035 | 14243.825 | 14297.594 | 14351.342 | 14405.067 | 14458.772 | 14512.727 | 14567.544 | 14622.342 | 14677.119 | 14731.877 | 14786.754 | 14841.612 | 14896.45 | 14951.271 | 15006.074
Consumer Transformation | Dem_BB001a | Number | SPD | Cumbernauld |  | 20224.088 | 20317.548 | 20412.812 | 20506.393 | 20588.94 | 20671.105 | 20747.309 | 20832.898 | 20920.024 | 21002.536 | 21085.012 | 21167.458 | 21249.872 | 21332.255 | 21413.115 | 21493.944 | 21574.74 | 21655.503 | 21736.236 | 21817.344 | 21899.748 | 21982.122 | 22064.468 | 22146.783 | 22229.276 | 22311.741 | 22394.179 | 22476.588 | 22558.97
Consumer Transformation | Dem_BB001a | Number | SPD | Cupar |  | 24909.106 | 25024.216 | 25141.549 | 25256.809 | 25358.478 | 25459.677 | 25553.533 | 25658.951 | 25766.259 | 25867.886 | 25969.468 | 26071.013 | 26172.518 | 26273.985 | 26373.577 | 26473.131 | 26572.644 | 26672.116 | 26771.551 | 26871.448 | 26972.941 | 27074.398 | 27175.819 | 27277.203 | 27378.807 | 27480.376 | 27581.91 | 27683.41 | 27784.876
Consumer Transformation | Dem_BB001a | Number | SPD | Currie |  | 10165.371 | 10210.518 | 10256.555 | 10301.731 | 10343.227 | 10384.53 | 10422.839 | 10465.864 | 10509.66 | 10551.138 | 10592.598 | 10634.043 | 10675.472 | 10716.886 | 10757.533 | 10798.166 | 10838.782 | 10879.381 | 10919.966 | 10960.738 | 11002.162 | 11043.571 | 11084.966 | 11126.345 | 11167.814 | 11209.269 | 11250.709 | 11292.136 | 11333.55
Consumer Transformation | Dem_BB001a | Number | SPD | Dalmarnock |  | 19069.989 | 19154.683 | 19241.048 | 19325.798 | 19403.642 | 19481.126 | 19552.993 | 19633.706 | 19715.866 | 19793.678 | 19871.456 | 19949.206 | 20026.925 | 20104.617 | 20180.871 | 20257.096 | 20333.291 | 20409.455 | 20485.59 | 20562.079 | 20639.789 | 20717.471 | 20795.126 | 20872.754 | 20950.548 | 21028.316 | 21106.057 | 21183.773 | 21261.463
Consumer Transformation | Dem_BB001a | Number | SPD | Devol Moor |  | 11859.429 | 11912.099 | 11965.809 | 12018.513 | 12066.924 | 12115.111 | 12159.804 | 12209.998 | 12261.093 | 12309.483 | 12357.853 | 12406.204 | 12454.537 | 12502.853 | 12550.275 | 12597.678 | 12645.063 | 12692.429 | 12739.776 | 12787.344 | 12835.671 | 12883.981 | 12932.274 | 12980.549 | 13028.928 | 13077.292 | 13125.638 | 13173.969 | 13222.284
Consumer Transformation | Dem_BB001a | Number | SPD | Devonside |  | 35373.083 | 35536.55 | 35703.173 | 35866.852 | 36011.231 | 36154.943 | 36288.226 | 36437.928 | 36590.315 | 36734.634 | 36878.89 | 37023.092 | 37167.238 | 37311.331 | 37452.76 | 37594.134 | 37735.451 | 37876.711 | 38017.916 | 38159.779 | 38303.908 | 38447.986 | 38592.013 | 38735.987 | 38880.272 | 39024.509 | 39168.696 | 39312.836 | 39456.926
Consumer Transformation | Dem_BB001a | Number | SPD | Dewar Place |  | 21628.84 | 21724.898 | 21822.852 | 21918.973 | 22007.262 | 22095.144 | 22176.654 | 22268.197 | 22361.382 | 22449.635 | 22537.849 | 22626.031 | 22714.18 | 22802.296 | 22888.782 | 22975.235 | 23061.654 | 23148.038 | 23234.389 | 23321.141 | 23409.278 | 23497.384 | 23585.459 | 23673.503 | 23761.735 | 23849.938 | 23938.111 | 24026.256 | 24114.37
Consumer Transformation | Dem_BB001a | Number | SPD | Drumchapel |  | 55293.127 | 55548.649 | 55809.105 | 56064.957 | 56290.643 | 56515.284 | 56723.625 | 56957.63 | 57195.833 | 57421.423 | 57646.915 | 57872.323 | 58097.644 | 58322.882 | 58543.955 | 58764.943 | 58985.842 | 59206.65 | 59427.375 | 59649.127 | 59874.421 | 60099.635 | 60324.769 | 60549.82 | 60775.359 | 61000.821 | 61226.206 | 61451.517 | 61676.75
Consumer Transformation | Dem_BB001a | Number | SPD | Drumcross |  | 10937.208 | 10987.752 | 11039.271 | 11089.879 | 11134.521 | 11178.956 | 11220.167 | 11266.454 | 11313.571 | 11358.194 | 11402.797 | 11447.384 | 11491.953 | 11536.506 | 11580.235 | 11623.948 | 11667.642 | 11711.319 | 11754.98 | 11798.843 | 11843.407 | 11887.955 | 11932.488 | 11977.004 | 12021.616 | 12066.214 | 12110.796 | 12155.363 | 12199.915
Consumer Transformation | Dem_BB001a | Number | SPD | Dumfries 11 |  | 0 | 0 | 0 | 0 | 0 | 0 | 0 | 0 | 0 | 0 | 0 | 0 | 0 | 0 | 0 | 0 | 0 | 0 | 0 | 0 | 0 | 0 | 0 | 0 | 0 | 0 | 0 | 0 | 0
Consumer Transformation | Dem_BB001a | Number | SPD | Dumfries 33 |  | 22711.912 | 23034.637 | 23361.277 | 23687.858 | 23783.191 | 23878.083 | 23966.088 | 24064.935 | 24165.557 | 24260.851 | 24356.103 | 24451.319 | 24546.499 | 24641.643 | 24735.029 | 24828.378 | 24921.69 | 25014.964 | 25108.202 | 25201.874 | 25297.043 | 25392.178 | 25487.278 | 25582.344 | 25677.616 | 25772.856 | 25868.063 | 25963.239 | 26058.381
Consumer Transformation | Dem_BB001a | Number | SPD | Dumfries ICI |  | 3876.623 | 3931.708 | 3987.461 | 4043.204 | 4059.476 | 4075.673 | 4090.694 | 4107.566 | 4124.741 | 4141.006 | 4157.265 | 4173.517 | 4189.763 | 4206.003 | 4221.942 | 4237.876 | 4253.803 | 4269.723 | 4285.638 | 4301.627 | 4317.871 | 4334.109 | 4350.341 | 4366.568 | 4382.83 | 4399.086 | 4415.336 | 4431.582 | 4447.821
Consumer Transformation | Dem_BB001a | Number | SPD | Dunbar |  | 0 | 0 | 0 | 0 | 0 | 0 | 0 | 0 | 0 | 0 | 0 | 0 | 0 | 0 | 0 | 0 | 0 | 0 | 0 | 0 | 0 | 0 | 0 | 0 | 0 | 0 | 0 | 0 | 0
Consumer Transformation | Dem_BB001a | Number | SPD | Dunbar A |  | 9872.406 | 9916.252 | 9960.963 | 10004.837 | 10045.136 | 10085.25 | 10122.454 | 10164.239 | 10206.773 | 10247.055 | 10287.321 | 10327.571 | 10367.806 | 10408.026 | 10447.503 | 10486.964 | 10526.409 | 10565.839 | 10605.254 | 10644.851 | 10685.081 | 10725.297 | 10765.499 | 10805.686 | 10845.959 | 10886.219 | 10926.465 | 10966.699 | 11006.918
Consumer Transformation | Dem_BB001a | Number | SPD | Dunbar B |  | 4032.391 | 4050.3 | 4068.562 | 4086.483 | 4102.943 | 4119.327 | 4134.524 | 4151.591 | 4168.964 | 4185.417 | 4201.863 | 4218.304 | 4234.738 | 4251.166 | 4267.29 | 4283.408 | 4299.519 | 4315.624 | 4331.723 | 4347.897 | 4364.329 | 4380.755 | 4397.176 | 4413.59 | 4430.04 | 4446.484 | 4462.922 | 4479.356 | 4495.783
Consumer Transformation | Dem_BB001a | Number | SPD | Dunfermline |  | 25066.694 | 25182.533 | 25300.608 | 25416.597 | 25518.91 | 25620.749 | 25715.199 | 25821.283 | 25929.27 | 26031.54 | 26133.765 | 26235.952 | 26338.099 | 26440.209 | 26540.431 | 26640.614 | 26740.757 | 26840.858 | 26940.922 | 27041.451 | 27143.587 | 27245.686 | 27347.748 | 27449.774 | 27552.02 | 27654.231 | 27756.408 | 27858.551 | 27960.658
Consumer Transformation | Dem_BB001a | Number | SPD | Earlstoun |  | 0 | 0 | 0 | 0 | 0 | 0 | 0 | 0 | 0 | 0 | 0 | 0 | 0 | 0 | 0 | 0 | 0 | 0 | 0 | 0 | 0 | 0 | 0 | 0 | 0 | 0 | 0 | 0 | 0
Consumer Transformation | Dem_BB001a | Number | SPD | East Kilbride |  | 34248.139 | 34400.242 | 34555.348 | 34707.55 | 34847.352 | 34986.508 | 35115.574 | 35260.528 | 35408.082 | 35547.825 | 35687.508 | 35827.14 | 35966.718 | 36106.246 | 36243.192 | 36380.086 | 36516.926 | 36653.71 | 36790.443 | 36927.81 | 37067.37 | 37206.882 | 37346.344 | 37485.757 | 37625.468 | 37765.133 | 37904.75 | 38044.323 | 38183.847
Consumer Transformation | Dem_BB001a | Number | SPD | East Kilbride South |  | 33111.549 | 33258.604 | 33408.562 | 33555.713 | 33690.875 | 33825.413 | 33950.196 | 34090.34 | 34232.997 | 34368.102 | 34503.15 | 34638.147 | 34773.094 | 34907.991 | 35040.392 | 35172.743 | 35305.041 | 35437.286 | 35569.482 | 35702.289 | 35837.218 | 35972.1 | 36106.934 | 36241.72 | 36376.795 | 36511.825 | 36646.809 | 36781.749 | 36916.643
Consumer Transformation | Dem_BB001a | Number | SPD | Easterhouse |  | 53645.786 | 53884.039 | 54126.994 | 54365.401 | 54584.385 | 54802.357 | 55004.524 | 55231.578 | 55462.704 | 55681.596 | 55900.393 | 56119.111 | 56337.744 | 56556.298 | 56770.809 | 56985.238 | 57199.581 | 57413.838 | 57628.015 | 57843.184 | 58061.789 | 58280.318 | 58498.77 | 58717.144 | 58935.986 | 59154.755 | 59373.45 | 59592.074 | 59810.623
Consumer Transformation | Dem_BB001a | Number | SPD | Eccles |  | 17369.269 | 17446.409 | 17525.073 | 17602.264 | 17673.165 | 17743.74 | 17809.197 | 17882.712 | 17957.545 | 18028.417 | 18099.259 | 18170.074 | 18240.863 | 18311.625 | 18381.079 | 18450.506 | 18519.906 | 18589.277 | 18658.623 | 18728.289 | 18799.069 | 18869.823 | 18940.553 | 19011.257 | 19082.113 | 19152.946 | 19223.754 | 19294.539 | 19365.301
Consumer Transformation | Dem_BB001a | Number | SPD | Elderslie |  | 32185.696 | 32328.639 | 32474.404 | 32617.441 | 32748.824 | 32879.6 | 33000.893 | 33137.118 | 33275.786 | 33407.114 | 33538.385 | 33669.608 | 33800.781 | 33931.907 | 34060.606 | 34189.256 | 34317.855 | 34446.402 | 34574.901 | 34703.995 | 34835.151 | 34966.262 | 35097.326 | 35228.342 | 35359.64 | 35490.894 | 35622.104 | 35753.271 | 35884.394
Consumer Transformation | Dem_BB001a | Number | SPD | Erskine |  | 17897.043 | 17976.528 | 18057.581 | 18137.118 | 18210.174 | 18282.892 | 18350.338 | 18426.087 | 18503.194 | 18576.22 | 18649.214 | 18722.181 | 18795.121 | 18868.034 | 18939.598 | 19011.135 | 19082.643 | 19154.122 | 19225.575 | 19297.358 | 19370.288 | 19443.193 | 19516.072 | 19588.924 | 19661.933 | 19734.918 | 19807.878 | 19880.814 | 19953.726
Consumer Transformation | Dem_BB001a | Number | SPD | Finnieston |  | 9127.812 | 9169.994 | 9212.99 | 9255.226 | 9292.483 | 9329.566 | 9363.959 | 9402.589 | 9441.912 | 9479.152 | 9516.377 | 9553.587 | 9590.783 | 9627.965 | 9664.46 | 9700.941 | 9737.407 | 9773.858 | 9810.296 | 9846.902 | 9884.094 | 9921.273 | 9958.438 | 9995.589 | 10032.821 | 10070.041 | 10107.247 | 10144.442 | 10181.623
Consumer Transformation | Dem_BB001a | Number | SPD | Galashiels |  | 18989.042 | 19073.377 | 19159.375 | 19243.765 | 19321.279 | 19398.434 | 19469.996 | 19550.366 | 19632.178 | 19709.659 | 19787.107 | 19864.527 | 19941.917 | 20019.278 | 20095.209 | 20171.111 | 20246.982 | 20322.822 | 20398.635 | 20474.798 | 20552.178 | 20629.531 | 20706.857 | 20784.155 | 20861.618 | 20939.056 | 21016.468 | 21093.854 | 21171.214
Consumer Transformation | Dem_BB001a | Number | SPD | Giffnock |  | 55581.921 | 55828.772 | 56080.495 | 56327.507 | 56554.394 | 56780.233 | 56989.697 | 57224.945 | 57464.413 | 57691.205 | 57917.899 | 58144.51 | 58371.034 | 58597.476 | 58819.729 | 59041.897 | 59263.976 | 59485.965 | 59707.872 | 59930.807 | 60157.302 | 60383.718 | 60610.054 | 60836.309 | 61063.049 | 61289.714 | 61516.301 | 61742.816 | 61969.253
Consumer Transformation | Dem_BB001a | Number | SPD | Glenlee |  | 0 | 0 | 0 | 0 | 0 | 0 | 0 | 0 | 0 | 0 | 0 | 0 | 0 | 0 | 0 | 0 | 0 | 0 | 0 | 0 | 0 | 0 | 0 | 0 | 0 | 0 | 0 | 0 | 0
Consumer Transformation | Dem_BB001a | Number | SPD | Glenluce |  | 9640.515 | 9683.331 | 9726.991 | 9769.835 | 9809.187 | 9848.359 | 9884.689 | 9925.493 | 9967.028 | 10006.364 | 10045.683 | 10084.988 | 10124.278 | 10163.554 | 10202.103 | 10240.637 | 10279.156 | 10317.66 | 10356.149 | 10394.816 | 10434.101 | 10473.372 | 10512.629 | 10551.873 | 10591.2 | 10630.514 | 10669.815 | 10709.103 | 10748.378
Consumer Transformation | Dem_BB001a | Number | SPD | Glenniston |  | 14517.623 | 14584.712 | 14653.097 | 14720.273 | 14779.528 | 14838.509 | 14893.211 | 14954.651 | 15017.192 | 15076.423 | 15135.627 | 15194.81 | 15253.97 | 15313.108 | 15371.152 | 15429.174 | 15487.173 | 15545.148 | 15603.101 | 15661.323 | 15720.476 | 15779.607 | 15838.718 | 15897.807 | 15957.024 | 16016.221 | 16075.397 | 16134.554 | 16193.691
Consumer Transformation | Dem_BB001a | Number | SPD | Glenrothes |  | 21825.314 | 21926.174 | 22028.981 | 22129.971 | 22219.053 | 22307.724 | 22389.96 | 22482.327 | 22576.35 | 22665.395 | 22754.402 | 22843.375 | 22932.313 | 23021.219 | 23108.481 | 23195.71 | 23282.903 | 23370.061 | 23457.185 | 23544.715 | 23633.643 | 23722.54 | 23811.404 | 23900.237 | 23989.261 | 24078.256 | 24167.22 | 24256.155 | 24345.059
Consumer Transformation | Dem_BB001a | Number | SPD | Gorgie |  | 21895.537 | 21992.78 | 22091.942 | 22189.248 | 22278.626 | 22367.592 | 22450.106 | 22542.779 | 22637.113 | 22726.454 | 22815.756 | 22905.025 | 22994.261 | 23083.463 | 23171.016 | 23258.535 | 23346.019 | 23433.468 | 23520.885 | 23608.706 | 23697.93 | 23787.123 | 23876.284 | 23965.413 | 24054.733 | 24144.024 | 24233.284 | 24322.516 | 24411.717
Consumer Transformation | Dem_BB001a | Number | SPD | Govan |  | 20141.516 | 20230.969 | 20322.188 | 20411.699 | 20493.917 | 20575.755 | 20651.66 | 20736.908 | 20823.685 | 20905.869 | 20988.017 | 21070.135 | 21152.222 | 21234.279 | 21314.818 | 21395.326 | 21475.802 | 21556.246 | 21636.659 | 21717.445 | 21799.522 | 21881.569 | 21963.588 | 22045.577 | 22127.742 | 22209.88 | 22291.99 | 22374.073 | 22456.128
Consumer Transformation | Dem_BB001a | Number | SPD | Grangemouth A |  | 16450.086 | 16528.429 | 16608.26 | 16686.741 | 16753.914 | 16820.776 | 16882.787 | 16952.436 | 17023.334 | 17090.479 | 17157.594 | 17224.684 | 17291.748 | 17358.788 | 17424.588 | 17490.363 | 17556.11 | 17621.832 | 17687.528 | 17753.53 | 17820.586 | 17887.619 | 17954.627 | 18021.612 | 18088.741 | 18155.847 | 18222.93 | 18289.992 | 18357.03
Consumer Transformation | Dem_BB001a | Number | SPD | Grangemouth C |  | 11884.786 | 11941.387 | 11999.063 | 12055.764 | 12104.294 | 12152.6 | 12197.402 | 12247.721 | 12298.944 | 12347.454 | 12395.943 | 12444.414 | 12492.866 | 12541.301 | 12588.84 | 12636.36 | 12683.862 | 12731.344 | 12778.808 | 12826.492 | 12874.939 | 12923.368 | 12971.78 | 13020.175 | 13068.674 | 13117.157 | 13165.623 | 13214.073 | 13262.506
Consumer Transformation | Dem_BB001a | Number | SPD | Haggs Road |  | 28089.464 | 28214.215 | 28341.429 | 28466.262 | 28580.923 | 28695.056 | 28800.913 | 28919.8 | 29040.82 | 29155.434 | 29269.999 | 29384.521 | 29499 | 29613.437 | 29725.757 | 29838.034 | 29950.266 | 30062.453 | 30174.598 | 30287.263 | 30401.727 | 30516.151 | 30630.534 | 30744.877 | 30859.465 | 30974.014 | 31088.525 | 31202.999 | 31317.433
Consumer Transformation | Dem_BB001a | Number | SPD | Hawick |  | 15821.23 | 15891.495 | 15963.148 | 16033.459 | 16098.042 | 16162.326 | 16221.949 | 16288.912 | 16357.076 | 16421.631 | 16486.159 | 16550.663 | 16615.143 | 16679.599 | 16742.862 | 16806.102 | 16869.316 | 16932.505 | 16995.67 | 17059.127 | 17123.599 | 17188.047 | 17252.473 | 17316.876 | 17381.417 | 17445.936 | 17510.434 | 17574.911 | 17639.365
Consumer Transformation | Dem_BB001a | Number | SPD | Helensburgh |  | 14842.534 | 14911.124 | 14981.039 | 15049.719 | 15110.3 | 15170.602 | 15226.527 | 15289.342 | 15353.284 | 15413.84 | 15474.37 | 15534.877 | 15595.36 | 15655.822 | 15715.165 | 15774.486 | 15833.782 | 15893.055 | 15952.305 | 16011.83 | 16072.307 | 16132.762 | 16193.195 | 16253.607 | 16314.149 | 16374.671 | 16435.171 | 16495.652 | 16556.113
Consumer Transformation | Dem_BB001a | Number | SPD | Hunterston Farm |  | 3416.86 | 3432.035 | 3447.51 | 3462.695 | 3476.642 | 3490.526 | 3503.402 | 3517.864 | 3532.585 | 3546.527 | 3560.463 | 3574.394 | 3588.319 | 3602.239 | 3615.902 | 3629.56 | 3643.212 | 3656.859 | 3670.5 | 3684.205 | 3698.129 | 3712.047 | 3725.961 | 3739.87 | 3753.809 | 3767.743 | 3781.672 | 3795.597 | 3809.517
Consumer Transformation | Dem_BB001a | Number | SPD | Inverkeithing |  | 35500.986 | 35665.044 | 35832.27 | 35996.54 | 36141.441 | 36285.672 | 36419.438 | 36569.681 | 36722.619 | 36867.46 | 37012.237 | 37156.961 | 37301.628 | 37446.242 | 37588.182 | 37730.068 | 37871.896 | 38013.666 | 38155.383 | 38297.758 | 38442.408 | 38587.007 | 38731.554 | 38876.049 | 39020.856 | 39165.614 | 39310.323 | 39454.984 | 39599.595
Consumer Transformation | Dem_BB001a | Number | SPD | Johnstone |  | 33148.486 | 33295.705 | 33445.831 | 33593.146 | 33728.459 | 33863.147 | 33988.069 | 34128.369 | 34271.185 | 34406.441 | 34541.639 | 34676.788 | 34811.884 | 34946.932 | 35079.481 | 35211.98 | 35344.425 | 35476.818 | 35609.161 | 35742.117 | 35877.196 | 36012.228 | 36147.213 | 36282.149 | 36417.374 | 36552.555 | 36687.689 | 36822.78 | 36957.825
Consumer Transformation | Dem_BB001a | Number | SPD | Kaimes |  | 70722.856 | 71036.951 | 71357.246 | 71671.546 | 71960.238 | 72247.597 | 72514.12 | 72813.452 | 73118.153 | 73406.725 | 73695.172 | 73983.513 | 74271.745 | 74559.871 | 74842.667 | 75125.355 | 75407.93 | 75690.391 | 75972.747 | 76256.411 | 76544.605 | 76832.699 | 77120.69 | 77408.579 | 77697.084 | 77985.494 | 78273.806 | 78562.025 | 78850.145
Consumer Transformation | Dem_BB001a | Number | SPD | Kendoon |  | 0 | 0 | 0 | 0 | 0 | 0 | 0 | 0 | 0 | 0 | 0 | 0 | 0 | 0 | 0 | 0 | 0 | 0 | 0 | 0 | 0 | 0 | 0 | 0 | 0 | 0 | 0 | 0 | 0
Consumer Transformation | Dem_BB001a | Number | SPD | Kilbowie 11 |  | 5688.763 | 5688.709 | 5688.935 | 5688.465 | 5711.364 | 5734.157 | 5755.295 | 5779.038 | 5803.207 | 5826.096 | 5848.975 | 5871.845 | 5894.707 | 5917.56 | 5939.99 | 5962.412 | 5984.825 | 6007.229 | 6029.624 | 6052.124 | 6074.983 | 6097.833 | 6120.676 | 6143.51 | 6166.394 | 6189.27 | 6212.138 | 6234.999 | 6257.851
Consumer Transformation | Dem_BB001a | Number | SPD | Kilbowie 33 |  | 13596.496 | 13596.368 | 13596.908 | 13595.785 | 13650.514 | 13704.99 | 13755.513 | 13812.26 | 13870.024 | 13924.73 | 13979.412 | 14034.074 | 14088.715 | 14143.335 | 14196.946 | 14250.536 | 14304.104 | 14357.65 | 14411.176 | 14464.951 | 14519.585 | 14574.2 | 14628.795 | 14683.371 | 14738.064 | 14792.739 | 14847.395 | 14902.033 | 14956.653
Consumer Transformation | Dem_BB001a | Number | SPD | Killermont |  | 48195.846 | 48418.57 | 48645.594 | 48868.606 | 49065.322 | 49261.129 | 49442.729 | 49646.697 | 49854.325 | 50050.959 | 50247.507 | 50443.983 | 50640.382 | 50836.709 | 51029.406 | 51222.028 | 51414.573 | 51607.039 | 51799.432 | 51992.72 | 52189.096 | 52385.402 | 52581.639 | 52777.803 | 52974.392 | 53170.915 | 53367.37 | 53563.76 | 53760.083
Consumer Transformation | Dem_BB001a | Number | SPD | Kilmarnock South |  | 28869.664 | 28997.881 | 29128.628 | 29256.928 | 29374.774 | 29492.077 | 29600.874 | 29723.064 | 29847.445 | 29965.242 | 30082.989 | 30200.692 | 30318.351 | 30435.966 | 30551.406 | 30666.802 | 30782.151 | 30897.454 | 31012.714 | 31128.508 | 31246.152 | 31363.754 | 31481.314 | 31598.833 | 31716.603 | 31834.335 | 31952.026 | 32069.679 | 32187.292
Consumer Transformation | Dem_BB001a | Number | SPD | Kilmarnock Town |  | 36736.092 | 36899.245 | 37065.618 | 37228.877 | 37378.835 | 37528.1 | 37666.542 | 37822.026 | 37980.299 | 38130.194 | 38280.024 | 38429.799 | 38579.518 | 38729.181 | 38876.076 | 39022.915 | 39169.695 | 39316.416 | 39463.082 | 39610.427 | 39760.126 | 39909.773 | 40059.366 | 40208.906 | 40358.767 | 40508.578 | 40658.338 | 40808.049 | 40957.71
Consumer Transformation | Dem_BB001a | Number | SPD | Kilwinning |  | 42832.781 | 43023.01 | 43216.994 | 43407.348 | 43582.192 | 43756.229 | 43917.647 | 44098.935 | 44283.475 | 44458.246 | 44632.942 | 44807.574 | 44982.139 | 45156.641 | 45327.914 | 45499.122 | 45670.262 | 45841.332 | 46012.339 | 46184.138 | 46358.681 | 46533.162 | 46707.583 | 46881.94 | 47056.671 | 47231.345 | 47405.959 | 47580.516 | 47755.014
Consumer Transformation | Dem_BB001a | Number | SPD | Lesmahagow |  | 0 | 0 | 0 | 5462.572 | 5484.575 | 5506.476 | 5526.79 | 5549.604 | 5572.827 | 5594.821 | 5616.806 | 5638.782 | 5660.75 | 5682.71 | 5704.264 | 5725.81 | 5747.347 | 5768.875 | 5790.395 | 5812.015 | 5833.98 | 5855.938 | 5877.888 | 5899.83 | 5921.819 | 5943.8 | 5965.774 | 5987.742 | 6009.701
Consumer Transformation | Dem_BB001a | Number | SPD | Leven |  | 24949.996 | 25065.295 | 25182.821 | 25298.27 | 25400.106 | 25501.471 | 25595.481 | 25701.072 | 25808.556 | 25910.35 | 26012.099 | 26113.81 | 26215.482 | 26317.116 | 26416.872 | 26516.588 | 26616.265 | 26715.9 | 26815.498 | 26915.559 | 27017.219 | 27118.843 | 27220.43 | 27321.981 | 27423.751 | 27525.487 | 27627.187 | 27728.855 | 27830.487
Consumer Transformation | Dem_BB001a | Number | SPD | Linnmill |  | 41463.582 | 41647.73 | 41835.513 | 36557.211 | 36704.463 | 36851.035 | 36986.979 | 37139.658 | 37295.075 | 37442.266 | 37589.393 | 37736.466 | 37883.483 | 38030.447 | 38174.691 | 38318.881 | 38463.013 | 38607.087 | 38751.107 | 38895.794 | 39042.792 | 39189.738 | 39336.633 | 39483.475 | 39630.632 | 39777.74 | 39924.798 | 40071.809 | 40218.769
Consumer Transformation | Dem_BB001a | Number | SPD | Livingston East |  | 30891.745 | 31028.942 | 31168.847 | 31306.133 | 31432.234 | 31557.752 | 31674.169 | 31804.918 | 31938.011 | 32064.059 | 32190.053 | 32316 | 32441.9 | 32567.753 | 32691.279 | 32814.757 | 32938.186 | 33061.565 | 33184.898 | 33308.802 | 33434.685 | 33560.525 | 33686.319 | 33812.069 | 33938.088 | 34064.066 | 34190 | 34315.894 | 34441.745
Consumer Transformation | Dem_BB001a | Number | SPD | Maybole |  | 8208.528 | 8244.984 | 8282.159 | 8318.639 | 8352.146 | 8385.499 | 8416.433 | 8451.175 | 8486.541 | 8520.034 | 8553.513 | 8586.98 | 8620.434 | 8653.875 | 8686.698 | 8719.509 | 8752.306 | 8785.09 | 8817.862 | 8850.786 | 8884.236 | 8917.674 | 8951.1 | 8984.514 | 9018 | 9051.474 | 9084.937 | 9118.39 | 9151.831
Consumer Transformation | Dem_BB001a | Number | SPD | Moffat |  | 0 | 10917.091 | 10966.314 | 11014.617 | 11058.983 | 11103.145 | 11144.105 | 11190.107 | 11236.934 | 11281.282 | 11325.611 | 11369.924 | 11414.22 | 11458.5 | 11501.961 | 11545.405 | 11588.831 | 11632.24 | 11675.633 | 11719.227 | 11763.518 | 11807.792 | 11852.051 | 11896.295 | 11940.633 | 11984.956 | 12029.264 | 12073.558 | 12117.837
Consumer Transformation | Dem_BB001a | Number | SPD | Newarthill |  | 63358.403 | 63639.791 | 63926.734 | 64208.305 | 64466.936 | 64724.372 | 64963.142 | 65231.304 | 65504.276 | 65762.798 | 66021.209 | 66279.525 | 66537.743 | 66795.866 | 67049.214 | 67302.466 | 67555.616 | 67808.664 | 68061.618 | 68315.743 | 68573.928 | 68832.021 | 69090.024 | 69347.935 | 69606.398 | 69864.775 | 70123.065 | 70381.271 | 70639.389
Consumer Transformation | Dem_BB001a | Number | SPD | Newton Stewart |  | 4480.493 | 4500.392 | 4520.684 | 4540.595 | 4558.885 | 4577.09 | 4593.975 | 4612.938 | 4632.242 | 4650.524 | 4668.798 | 4687.065 | 4705.325 | 4723.579 | 4741.495 | 4759.404 | 4777.306 | 4795.201 | 4813.089 | 4831.06 | 4849.318 | 4867.569 | 4885.814 | 4904.053 | 4922.33 | 4940.602 | 4958.867 | 4977.127 | 4995.38
Consumer Transformation | Dem_BB001a | Number | SPD | Paisley |  | 13321.575 | 13380.739 | 13441.071 | 13500.273 | 13554.652 | 13608.78 | 13658.983 | 13715.366 | 13772.761 | 13827.117 | 13881.45 | 13935.763 | 13990.055 | 14044.327 | 14097.595 | 14150.843 | 14204.07 | 14257.275 | 14310.461 | 14363.893 | 14418.178 | 14472.444 | 14526.691 | 14580.918 | 14635.262 | 14689.588 | 14743.895 | 14798.185 | 14852.456
Consumer Transformation | Dem_BB001a | Number | SPD | Partick |  | 24840.043 | 24954.835 | 25071.842 | 25186.782 | 25288.17 | 25389.088 | 25482.684 | 25587.809 | 25694.82 | 25796.165 | 25897.466 | 25998.729 | 26099.952 | 26201.139 | 26300.455 | 26399.732 | 26498.969 | 26598.166 | 26697.325 | 26796.945 | 26898.157 | 26999.332 | 27100.472 | 27201.575 | 27302.897 | 27404.184 | 27505.437 | 27606.656 | 27707.84
Consumer Transformation | Dem_BB001a | Number | SPD | Port Dundas |  | 18278.645 | 18363.115 | 18449.216 | 18533.795 | 18608.401 | 18682.662 | 18751.535 | 18828.892 | 18907.636 | 18982.211 | 19056.754 | 19131.269 | 19205.755 | 19280.213 | 19353.295 | 19426.348 | 19499.372 | 19572.367 | 19645.333 | 19718.639 | 19793.116 | 19867.567 | 19941.991 | 20016.388 | 20090.946 | 20165.479 | 20239.986 | 20314.468 | 20388.925
Consumer Transformation | Dem_BB001a | Number | SPD | Portobello |  | 59848.65 | 60114.45 | 60385.497 | 60651.471 | 60895.774 | 61138.95 | 61364.493 | 61617.8 | 61875.651 | 62119.852 | 62363.948 | 62607.955 | 62851.869 | 63095.693 | 63335.007 | 63574.23 | 63813.356 | 64052.387 | 64291.328 | 64531.376 | 64775.259 | 65019.055 | 65262.766 | 65506.389 | 65750.535 | 65994.6 | 66238.581 | 66482.484 | 66726.303
Consumer Transformation | Dem_BB001a | Number | SPD | Ravenscraig |  | 3587.619 | 3603.553 | 3619.801 | 3635.744 | 3650.389 | 3664.966 | 3678.486 | 3693.671 | 3709.128 | 3723.766 | 3738.399 | 3753.026 | 3767.647 | 3782.263 | 3796.609 | 3810.949 | 3825.283 | 3839.612 | 3853.935 | 3868.325 | 3882.944 | 3897.559 | 3912.168 | 3926.772 | 3941.407 | 3956.038 | 3970.663 | 3985.284 | 3999.9
Consumer Transformation | Dem_BB001a | Number | SPD | Redhouse |  | 20322.815 | 20416.732 | 20512.461 | 20606.499 | 20689.449 | 20772.015 | 20848.59 | 20934.598 | 21022.149 | 21105.064 | 21187.943 | 21270.791 | 21353.607 | 21436.392 | 21517.647 | 21598.87 | 21680.061 | 21761.218 | 21842.345 | 21923.849 | 22006.655 | 22089.432 | 22172.179 | 22254.896 | 22337.792 | 22420.66 | 22503.5 | 22586.312 | 22669.096
Consumer Transformation | Dem_BB001a | Number | SPD | Saltcoats A |  | 6785.245 | 6879.141 | 6974.184 | 7069.189 | 7097.647 | 7125.974 | 7152.245 | 7181.752 | 7211.789 | 7240.235 | 7268.669 | 7297.092 | 7325.505 | 7353.906 | 7381.783 | 7409.649 | 7437.504 | 7465.347 | 7493.18 | 7521.142 | 7549.551 | 7577.95 | 7606.338 | 7634.717 | 7663.156 | 7691.586 | 7720.007 | 7748.418 | 7776.819
Consumer Transformation | Dem_BB001a | Number | SPD | Saltcoats B |  | 12054.646 | 12221.461 | 12390.314 | 12559.099 | 12609.658 | 12659.983 | 12706.656 | 12759.079 | 12812.442 | 12862.979 | 12913.495 | 12963.992 | 13014.469 | 13064.927 | 13114.453 | 13163.96 | 13213.446 | 13262.912 | 13312.36 | 13362.038 | 13412.509 | 13462.962 | 13513.397 | 13563.814 | 13614.34 | 13664.849 | 13715.341 | 13765.815 | 13816.273
Consumer Transformation | Dem_BB001a | Number | SPD | Shrubhill |  | 33223.378 | 33370.93 | 33521.394 | 33669.043 | 33804.661 | 33939.653 | 34064.858 | 34205.475 | 34348.613 | 34484.175 | 34619.679 | 34755.133 | 34890.535 | 35025.887 | 35158.736 | 35291.534 | 35424.279 | 35556.97 | 35689.612 | 35822.868 | 35958.253 | 36093.59 | 36228.88 | 36364.121 | 36499.652 | 36635.138 | 36770.578 | 36905.974 | 37041.324
Consumer Transformation | Dem_BB001a | Number | SPD | Sighthill |  | 59231.081 | 59494.139 | 59762.389 | 60025.619 | 60267.401 | 60508.067 | 60731.283 | 60981.977 | 61237.166 | 61478.848 | 61720.425 | 61961.914 | 62203.311 | 62444.619 | 62681.464 | 62918.218 | 63154.877 | 63391.441 | 63627.917 | 63865.488 | 64106.854 | 64348.135 | 64589.331 | 64830.44 | 65072.066 | 65313.612 | 65555.076 | 65796.462 | 66037.766
Consumer Transformation | Dem_BB001a | Number | SPD | Spango Valley |  | 16589.89 | 16663.569 | 16738.702 | 16812.43 | 16880.15 | 16947.557 | 17010.078 | 17080.294 | 17151.769 | 17219.461 | 17287.124 | 17354.762 | 17422.374 | 17489.962 | 17556.299 | 17622.611 | 17688.896 | 17755.155 | 17821.389 | 17887.929 | 17955.533 | 18023.113 | 18090.669 | 18158.2 | 18225.877 | 18293.531 | 18361.162 | 18428.771 | 18496.357
Consumer Transformation | Dem_BB001a | Number | SPD | St Andrews Cross |  | 20641.222 | 20732.894 | 20826.376 | 20918.107 | 21002.365 | 21086.234 | 21164.022 | 21251.385 | 21340.315 | 21424.538 | 21508.724 | 21592.88 | 21677.003 | 21761.096 | 21843.633 | 21926.139 | 22008.611 | 22091.051 | 22173.459 | 22256.249 | 22340.362 | 22424.445 | 22508.499 | 22592.522 | 22676.725 | 22760.901 | 22845.048 | 22929.168 | 23013.259
Consumer Transformation | Dem_BB001a | Number | SPD | Stirling |  | 23647.776 | 23757.058 | 23868.449 | 23977.872 | 24074.393 | 24170.468 | 24259.572 | 24359.651 | 24461.525 | 24558.006 | 24654.444 | 24750.847 | 24847.212 | 24943.542 | 25038.091 | 25132.603 | 25227.077 | 25321.512 | 25415.912 | 25510.75 | 25607.104 | 25703.424 | 25799.709 | 25895.959 | 25992.418 | 26088.844 | 26185.236 | 26281.597 | 26377.925
Consumer Transformation | Dem_BB001a | Number | SPD | Strathaven |  | 33181.416 | 33328.781 | 33479.056 | 33626.518 | 33761.965 | 33896.787 | 34021.833 | 34162.272 | 34305.23 | 34440.621 | 34575.953 | 34711.236 | 34846.467 | 34981.648 | 35114.329 | 35246.96 | 35379.537 | 35512.061 | 35644.535 | 35777.623 | 35912.837 | 36048.003 | 36183.122 | 36318.192 | 36453.552 | 36588.866 | 36724.135 | 36859.36 | 36994.539
Consumer Transformation | Dem_BB001a | Number | SPD | Strathleven |  | 20628.235 | 20723.563 | 20820.731 | 20916.182 | 21000.378 | 21084.185 | 21161.912 | 21249.212 | 21338.078 | 21422.239 | 21506.364 | 21590.457 | 21674.518 | 21758.547 | 21841.023 | 21923.467 | 22005.878 | 22088.255 | 22170.601 | 22253.33 | 22337.38 | 22421.401 | 22505.392 | 22589.352 | 22673.494 | 22757.607 | 22841.692 | 22925.748 | 23009.776
Consumer Transformation | Dem_BB001a | Number | SPD | Telford Road |  | 25000.727 | 25111.761 | 25224.986 | 25336.092 | 25438.145 | 25539.728 | 25633.944 | 25739.759 | 25847.472 | 25949.482 | 26051.449 | 26153.379 | 26255.27 | 26357.123 | 26457.092 | 26557.023 | 26656.914 | 26756.765 | 26856.579 | 26956.855 | 27058.732 | 27160.574 | 27262.38 | 27364.149 | 27466.137 | 27568.09 | 27670.009 | 27771.896 | 27873.747
Consumer Transformation | Dem_BB001a | Number | SPD | Tongland |  | 11242.136 | 11292.065 | 11342.979 | 11392.94 | 11438.831 | 11484.51 | 11526.876 | 11574.458 | 11622.894 | 11668.765 | 11714.617 | 11760.452 | 11806.269 | 11852.07 | 11897.023 | 11941.96 | 11986.878 | 12031.778 | 12076.661 | 12121.753 | 12167.564 | 12213.36 | 12259.139 | 12304.902 | 12350.763 | 12396.609 | 12442.439 | 12488.254 | 12534.054
Consumer Transformation | Dem_BB001a | Number | SPD | West George Street |  | 9704.859 | 9749.707 | 9795.421 | 9840.328 | 9879.939 | 9919.367 | 9955.935 | 9997.006 | 10038.815 | 10078.41 | 10117.987 | 10157.55 | 10197.098 | 10236.631 | 10275.433 | 10314.22 | 10352.991 | 10391.747 | 10430.488 | 10469.409 | 10508.951 | 10548.48 | 10587.995 | 10627.495 | 10667.081 | 10706.653 | 10746.212 | 10785.758 | 10825.29
Consumer Transformation | Dem_BB001a | Number | SPD | Westfield |  | 23251.013 | 23358.461 | 23467.984 | 23575.571 | 23670.473 | 23764.935 | 23852.544 | 23950.944 | 24051.109 | 24145.971 | 24240.792 | 24335.577 | 24430.325 | 24525.039 | 24618.001 | 24710.928 | 24803.816 | 24896.667 | 24989.483 | 25082.731 | 25177.468 | 25272.171 | 25366.841 | 25461.476 | 25556.316 | 25651.124 | 25745.9 | 25840.644 | 25935.356
Consumer Transformation | Dem_BB001a | Number | SPD | Whitehouse |  | 44370.363 | 44567.421 | 44768.369 | 44965.556 | 45146.677 | 45326.961 | 45494.174 | 45681.97 | 45873.134 | 46054.179 | 46235.146 | 46416.047 | 46596.878 | 46777.644 | 46955.066 | 47132.42 | 47309.702 | 47486.914 | 47664.06 | 47842.025 | 48022.834 | 48203.579 | 48384.26 | 48564.877 | 48745.881 | 48926.824 | 49107.706 | 49288.53 | 49469.292
Consumer Transformation | Dem_BB001a | Number | SPD | Wishaw |  | 51136.436 | 51363.543 | 51595.134 | 51822.39 | 52031.13 | 52238.906 | 52431.617 | 52648.05 | 52868.365 | 53077.018 | 53285.58 | 53494.067 | 53702.474 | 53910.805 | 54115.281 | 54319.68 | 54523.997 | 54728.232 | 54932.39 | 55137.494 | 55345.874 | 55554.181 | 55762.415 | 55970.574 | 56179.179 | 56387.715 | 56596.18 | 56804.578 | 57012.904
Consumer Transformation | Dem_BB001a | Number | SPM | Birkenhead |  | 169222.455 | 169956.687 | 170705.603 | 171440.03 | 172182.346 | 172921.905 | 173612.013 | 174381.098 | 175163.494 | 175905.845 | 176648.317 | 177390.956 | 178133.75 | 178876.712 | 179605.632 | 180334.693 | 181063.883 | 181793.201 | 182522.666 | 183253.426 | 183995.461 | 184737.641 | 185479.968 | 186222.434 | 186964.792 | 187707.294 | 188449.934 | 189192.723 | 189935.65
Consumer Transformation | Dem_BB001a | Number | SPM | Capenhurst |  | 93564.688 | 93970.652 | 94384.735 | 94790.806 | 95201.24 | 95610.149 | 95991.716 | 96416.951 | 96849.545 | 97259.998 | 97670.517 | 98081.129 | 98491.827 | 98902.618 | 99305.645 | 99708.75 | 100111.925 | 100515.172 | 100918.5 | 101322.544 | 101732.822 | 102143.181 | 102553.62 | 102964.137 | 103374.593 | 103785.13 | 104195.742 | 104606.438 | 105017.209
Consumer Transformation | Dem_BB001a | Number | SPM | Carrington |  | 145587.706 | 146236.176 | 146897.425 | 147546.349 | 148205.691 | 148862.832 | 149477.567 | 150160.469 | 150855.012 | 151514.4 | 152174.056 | 152834.021 | 153494.285 | 154154.857 | 154802.953 | 155451.327 | 156099.97 | 156748.881 | 157398.077 | 158047.548 | 158706.895 | 159366.52 | 160026.423 | 160686.599 | 161346.029 | 162005.73 | 162665.695 | 163325.936 | 163986.442
Consumer Transformation | Dem_BB001a | Number | SPM | Connah's Quay |  | 105899.518 | 105922.232 | 105950.349 | 105965.723 | 106004.13 | 106037.319 | 106036.793 | 106081.041 | 106129.7 | 106167.818 | 106202.626 | 106234.152 | 106262.389 | 106287.344 | 106324.409 | 106358.417 | 106389.361 | 106417.242 | 106442.068 | 106474.341 | 106510.079 | 106542.791 | 106572.478 | 106599.136 | 106636.504 | 106670.953 | 106702.479 | 106731.09 | 106756.779
Consumer Transformation | Dem_BB001a | Number | SPM | Fiddlers Ferry |  | 127593.509 | 128180.433 | 128778.718 | 129366.358 | 129944.254 | 130520.219 | 131059.001 | 131657.549 | 132266.302 | 132844.238 | 133422.408 | 134000.847 | 134579.546 | 135158.515 | 135725.695 | 136293.111 | 136860.755 | 137428.625 | 137996.737 | 138565.808 | 139143.533 | 139721.5 | 140299.708 | 140878.153 | 141456.126 | 142034.334 | 142612.774 | 143191.453 | 143770.364
Consumer Transformation | Dem_BB001a | Number | SPM | Frodsham |  | 163409.177 | 164118.186 | 164841.374 | 165550.571 | 166267.386 | 166981.54 | 167647.941 | 168390.606 | 169146.124 | 169862.973 | 170579.939 | 171297.066 | 172014.343 | 172731.782 | 173435.662 | 174139.678 | 174843.817 | 175548.082 | 176252.487 | 176958.143 | 177674.687 | 178391.372 | 179108.197 | 179825.157 | 180542.013 | 181259.008 | 181976.136 | 182693.408 | 183410.814
Consumer Transformation | Dem_BB001a | Number | SPM | Kirkby (_D) |  | 96528.343 | 96972.369 | 97424.989 | 97869.557 | 98306.753 | 98742.487 | 99150.093 | 99602.912 | 100063.452 | 100500.678 | 100938.082 | 101375.688 | 101813.492 | 102251.498 | 102680.587 | 103109.855 | 103539.294 | 103968.906 | 104398.699 | 104829.218 | 105266.285 | 105703.535 | 106140.967 | 106578.577 | 107015.831 | 107453.264 | 107890.871 | 108328.659 | 108766.623
Consumer Transformation | Dem_BB001a | Number | SPM | Legacy |  | 127508.964 | 127624.583 | 127747.472 | 127855.761 | 128015.862 | 128170.62 | 128285.549 | 128455.595 | 128631.996 | 128791.833 | 128948.592 | 129102.307 | 129252.97 | 129400.589 | 129557.752 | 129712.081 | 129863.568 | 130012.214 | 130158.03 | 130310.57 | 130468.239 | 130623.101 | 130775.157 | 130924.403 | 131083.539 | 131239.968 | 131393.684 | 131544.696 | 131692.996
Consumer Transformation | Dem_BB001a | Number | SPM | Lister Drive |  | 319205.352 | 320673.682 | 322170.433 | 323640.554 | 325086.298 | 326527.21 | 327875.102 | 329372.51 | 330895.451 | 332341.295 | 333787.724 | 335234.826 | 336682.579 | 338131.005 | 339549.94 | 340969.466 | 342389.56 | 343810.224 | 345231.489 | 346655.154 | 348100.472 | 349546.393 | 350992.917 | 352440.033 | 353885.969 | 355332.494 | 356779.598 | 358227.302 | 359675.584
Consumer Transformation | Dem_BB001a | Number | SPM | Pentir |  | 65071.154 | 65062.779 | 65057.53 | 65044.264 | 65049.251 | 65050.88 | 65031.674 | 65039.773 | 65050.411 | 65055.207 | 65057.821 | 65058.271 | 65056.553 | 65052.671 | 65057.152 | 65059.617 | 65060.062 | 65058.488 | 65054.901 | 65056.17 | 65059.41 | 65060.656 | 65059.906 | 65057.161 | 65061.463 | 65063.84 | 65064.291 | 65062.819 | 65059.42
Consumer Transformation | Dem_BB001a | Number | SPM | Rainhill |  | 80030.639 | 80398.776 | 80774.039 | 81142.626 | 81505.1 | 81866.363 | 82204.304 | 82579.732 | 82961.561 | 83324.061 | 83686.707 | 84049.522 | 84412.501 | 84775.648 | 85131.401 | 85487.302 | 85843.346 | 86199.532 | 86555.869 | 86912.808 | 87275.176 | 87637.695 | 88000.365 | 88363.183 | 88725.706 | 89088.377 | 89451.192 | 89814.158 | 90177.269
Consumer Transformation | Dem_BB001a | Number | SPM | St. Asaph |  | 18168.55 | 18166.212 | 18164.746 | 18161.042 | 18162.434 | 18162.889 | 18157.527 | 18159.788 | 18162.758 | 18164.097 | 18164.827 | 18164.953 | 18164.473 | 18163.389 | 18164.64 | 18165.329 | 18165.453 | 18165.013 | 18164.012 | 18164.366 | 18165.271 | 18165.619 | 18165.409 | 18164.643 | 18165.844 | 18166.508 | 18166.634 | 18166.223 | 18165.274
Consumer Transformation | Dem_BB001a | Number | SPM | Trawsfynydd |  | 67913.794 | 67901.982 | 67893.407 | 67876.438 | 67881.642 | 67883.342 | 67863.3 | 67871.752 | 67882.854 | 67887.858 | 67890.586 | 67891.056 | 67889.263 | 67885.212 | 67889.889 | 67892.462 | 67892.929 | 67891.287 | 67887.545 | 67888.869 | 67892.251 | 67893.551 | 67892.769 | 67889.904 | 67894.394 | 67896.875 | 67897.345 | 67895.809 | 67892.262
Consumer Transformation | Dem_BB001a | Number | SPM | Wylfa |  | 20190.666 | 20188.033 | 20186.371 | 20182.22 | 20183.767 | 20184.273 | 20178.314 | 20180.827 | 20184.128 | 20185.616 | 20186.427 | 20186.567 | 20186.034 | 20184.83 | 20186.22 | 20186.986 | 20187.124 | 20186.636 | 20185.524 | 20185.918 | 20186.923 | 20187.31 | 20187.078 | 20186.226 | 20187.561 | 20188.298 | 20188.438 | 20187.982 | 20186.927
Consumer Transformation | Dem_BB001a | Number | SPN | Beddington (_J) |  | 368152.53 | 369859.199 | 371598.763 | 373307.723 | 374973.368 | 376633.422 | 378186.166 | 379911.353 | 381665.972 | 383331.73 | 384998.146 | 386665.323 | 388333.236 | 390001.908 | 391645.448 | 393289.725 | 394934.712 | 396580.41 | 398226.857 | 399868.799 | 401535.714 | 403203.324 | 404871.627 | 406540.611 | 408206.475 | 409873.002 | 411540.182 | 413208.038 | 414876.545
Consumer Transformation | Dem_BB001a | Number | SPN | Bolney |  | 493289.556 | 495526.993 | 497808.078 | 500047.742 | 502278.753 | 504502.276 | 506582.055 | 508892.822 | 511243.012 | 513474.176 | 515706.221 | 517939.284 | 520173.33 | 522408.395 | 524603.636 | 526799.815 | 528996.895 | 531194.878 | 533393.815 | 535591.847 | 537823.32 | 540055.713 | 542289.025 | 544523.239 | 546754.542 | 548986.735 | 551219.8 | 553453.773 | 555688.617
Consumer Transformation | Dem_BB001a | Number | SPN | Canterbury |  | 80474.882 | 80844.419 | 81221.115 | 81591.092 | 81955.07 | 82317.824 | 82657.125 | 83034.114 | 83417.536 | 83781.538 | 84145.684 | 84509.995 | 84874.466 | 85239.103 | 85598.152 | 85957.36 | 86316.722 | 86676.238 | 87035.917 | 87394.694 | 87758.929 | 88123.315 | 88487.852 | 88852.537 | 89216.562 | 89580.732 | 89945.043 | 90309.502 | 90674.103
Consumer Transformation | Dem_BB001a | Number | SPN | Chessington |  | 259423.517 | 260626.144 | 261851.95 | 263056.192 | 264229.91 | 265399.689 | 266493.85 | 267709.526 | 268945.942 | 270119.74 | 271294.002 | 272468.8 | 273644.116 | 274819.969 | 275978.111 | 277136.772 | 278295.933 | 279455.596 | 280615.786 | 281772.802 | 282947.416 | 284122.519 | 285298.111 | 286474.182 | 287648.055 | 288822.396 | 289997.196 | 291172.472 | 292348.208
Consumer Transformation | Dem_BB001a | Number | SPN | Kemsley |  | 73437.152 | 73763.9 | 74097.092 | 74424.063 | 74756.646 | 75088.119 | 75398.202 | 75742.669 | 76093.008 | 76425.614 | 76758.356 | 77091.253 | 77424.302 | 77757.505 | 78085.458 | 78413.559 | 78741.804 | 79070.193 | 79398.734 | 79726.547 | 80059.343 | 80392.281 | 80725.361 | 81058.58 | 81391.208 | 81723.972 | 82056.87 | 82389.906 | 82723.076
Consumer Transformation | Dem_BB001a | Number | SPN | Kingsnorth |  | 180751.621 | 181586.5 | 182437.503 | 183273.454 | 184091.315 | 184906.432 | 185668.866 | 186515.962 | 187377.508 | 188195.424 | 189013.664 | 189832.279 | 190651.256 | 191470.607 | 192277.447 | 193084.648 | 193892.198 | 194700.097 | 195508.362 | 196314.553 | 197133.004 | 197951.797 | 198770.931 | 199590.4 | 200408.369 | 201226.664 | 202045.28 | 202864.229 | 203683.498
Consumer Transformation | Dem_BB001a | Number | SPN | Littlebrook (_J) |  | 85922.14 | 86320.455 | 86726.448 | 87125.297 | 87514.038 | 87901.473 | 88263.864 | 88666.501 | 89076.007 | 89464.774 | 89853.694 | 90242.792 | 90632.062 | 91021.509 | 91405.09 | 91788.843 | 92172.763 | 92556.848 | 92941.108 | 93324.316 | 93713.353 | 94102.552 | 94491.913 | 94881.433 | 95270.224 | 95659.171 | 96048.269 | 96437.526 | 96826.934
Consumer Transformation | Dem_BB001a | Number | SPN | Ninfield |  | 237605.89 | 238683.611 | 239782.355 | 240861.148 | 241935.774 | 243006.792 | 244008.572 | 245121.614 | 246253.645 | 247328.343 | 248403.466 | 249479.08 | 250555.167 | 251631.745 | 252689.141 | 253746.988 | 254805.27 | 255863.986 | 256923.161 | 257981.902 | 259056.749 | 260132.04 | 261207.773 | 262283.941 | 263358.707 | 264433.902 | 265509.516 | 266585.568 | 267662.04
Consumer Transformation | Dem_BB001a | Number | SPN | Northfleet East |  | 149468.55 | 150158.935 | 150862.653 | 151553.925 | 152230.236 | 152904.279 | 153534.757 | 154235.244 | 154947.681 | 155624.039 | 156300.664 | 156977.6 | 157654.834 | 158332.379 | 158999.577 | 159667.075 | 160334.86 | 161002.934 | 161671.311 | 162337.972 | 163014.773 | 163691.856 | 164369.22 | 165046.862 | 165723.263 | 166399.934 | 167076.87 | 167754.082 | 168431.559
Consumer Transformation | Dem_BB001a | Number | SPN | Richborough |  | 123380.67 | 123947.228 | 124524.763 | 125091.996 | 125650.031 | 126206.192 | 126726.393 | 127304.377 | 127892.222 | 128450.295 | 129008.587 | 129567.134 | 130125.926 | 130684.972 | 131235.45 | 131786.172 | 132337.131 | 132888.326 | 133439.771 | 133989.833 | 134548.262 | 135106.923 | 135665.815 | 136224.934 | 136783.042 | 137341.372 | 137899.919 | 138458.692 | 139017.683
Consumer Transformation | Dem_BB001a | Number | SPN | Sellindge |  | 103860.681 | 104333.86 | 104816.247 | 105289.93 | 105760.442 | 106229.383 | 106668.063 | 107155.387 | 107651.019 | 108121.563 | 108592.299 | 109063.255 | 109534.424 | 110005.814 | 110469.829 | 110934.054 | 111398.484 | 111863.117 | 112327.965 | 112791.74 | 113262.564 | 113733.588 | 114204.814 | 114676.236 | 115146.811 | 115617.579 | 116088.536 | 116559.689 | 117031.03
Consumer Transformation | Dem_BB001a | Number | SPN | West Weybridge |  | 163933.35 | 164693.307 | 165467.912 | 166228.888 | 166970.577 | 167709.777 | 168401.193 | 169169.396 | 169950.704 | 170692.443 | 171434.476 | 172176.848 | 172919.546 | 173662.584 | 174394.43 | 175126.604 | 175859.094 | 176591.902 | 177325.042 | 178056.177 | 178798.432 | 179540.996 | 180283.869 | 181027.044 | 181768.831 | 182510.914 | 183253.286 | 183995.96 | 184738.923
Consumer Transformation | Dem_BB001a | Number | South Wales | Aberthaw |  | 163400.007 | 163416.715 | 163441.6 | 163446.669 | 163462.776 | 163470.476 | 163425.848 | 163449.866 | 163480.298 | 163495.927 | 163506.104 | 163510.872 | 163510.22 | 163504.158 | 163518.954 | 163528.713 | 163533.424 | 163533.086 | 163527.717 | 163534.476 | 163546.22 | 163552.978 | 163554.75 | 163551.53 | 163565.926 | 163575.51 | 163580.279 | 163580.241 | 163575.388
Consumer Transformation | Dem_BB001a | Number | South Wales | Alpha Steel (Uskmouth) |  | 9575.605 | 9576.584 | 9578.043 | 9578.34 | 9579.284 | 9579.735 | 9577.12 | 9578.527 | 9580.31 | 9581.226 | 9581.823 | 9582.102 | 9582.064 | 9581.709 | 9582.576 | 9583.148 | 9583.424 | 9583.404 | 9583.089 | 9583.485 | 9584.174 | 9584.57 | 9584.673 | 9584.485 | 9585.328 | 9585.89 | 9586.17 | 9586.167 | 9585.883
Consumer Transformation | Dem_BB001a | Number | South Wales | Cardiff East |  | 61407.232 | 61413.511 | 61422.863 | 61424.769 | 61430.822 | 61433.715 | 61416.944 | 61425.97 | 61437.406 | 61443.28 | 61447.105 | 61448.896 | 61448.651 | 61446.373 | 61451.934 | 61455.601 | 61457.372 | 61457.245 | 61455.227 | 61457.767 | 61462.181 | 61464.72 | 61465.386 | 61464.176 | 61469.586 | 61473.188 | 61474.98 | 61474.966 | 61473.142
Consumer Transformation | Dem_BB001a | Number | South Wales | Grange |  | 19890.118 | 19886.707 | 19884.243 | 19879.322 | 19880.846 | 19881.343 | 19875.473 | 19877.949 | 19881.2 | 19882.665 | 19883.464 | 19883.602 | 19883.076 | 19881.89 | 19883.258 | 19884.011 | 19884.147 | 19883.665 | 19882.568 | 19882.956 | 19883.946 | 19884.326 | 19884.097 | 19883.258 | 19884.572 | 19885.299 | 19885.436 | 19884.986 | 19883.947
Consumer Transformation | Dem_BB001a | Number | South Wales | Imperial Park |  | 2305.047 | 2305.194 | 2305.456 | 2305.438 | 2305.615 | 2305.672 | 2304.992 | 2305.279 | 2305.656 | 2305.826 | 2305.918 | 2305.934 | 2305.873 | 2305.736 | 2305.894 | 2305.982 | 2305.997 | 2305.941 | 2305.814 | 2305.859 | 2305.974 | 2306.018 | 2305.992 | 2305.894 | 2306.047 | 2306.131 | 2306.147 | 2306.095 | 2305.974
Consumer Transformation | Dem_BB001a | Number | South Wales | Pembroke |  | 59340.775 | 59344.57 | 59351.315 | 59350.845 | 59355.395 | 59356.881 | 59339.356 | 59346.746 | 59356.453 | 59360.828 | 59363.214 | 59363.624 | 59362.056 | 59358.514 | 59362.599 | 59364.845 | 59365.248 | 59363.809 | 59360.532 | 59361.689 | 59364.645 | 59365.78 | 59365.096 | 59362.59 | 59366.515 | 59368.684 | 59369.095 | 59367.752 | 59364.651
Consumer Transformation | Dem_BB001a | Number | South Wales | Pyle |  | 42344.16 | 42336.896 | 42331.652 | 42321.174 | 42324.419 | 42325.478 | 42312.982 | 42318.251 | 42325.172 | 42328.292 | 42329.993 | 42330.286 | 42329.168 | 42326.641 | 42329.555 | 42331.158 | 42331.446 | 42330.421 | 42328.086 | 42328.911 | 42331.018 | 42331.828 | 42331.34 | 42329.553 | 42332.352 | 42333.899 | 42334.192 | 42333.234 | 42331.022
Consumer Transformation | Dem_BB001a | Number | South Wales | Rassau |  | 117927.809 | 117935.35 | 117948.754 | 117947.819 | 117956.862 | 117959.815 | 117924.988 | 117939.674 | 117958.964 | 117967.66 | 117972.4 | 117973.216 | 117970.1 | 117963.06 | 117971.178 | 117975.642 | 117976.443 | 117973.582 | 117967.071 | 117969.37 | 117975.244 | 117977.501 | 117976.141 | 117971.161 | 117978.961 | 117983.272 | 117984.089 | 117981.419 | 117975.256
Consumer Transformation | Dem_BB001a | Number | South Wales | Swansea North |  | 312847.022 | 312867.029 | 312902.588 | 312900.107 | 312924.095 | 312931.93 | 312839.539 | 312878.499 | 312929.673 | 312952.742 | 312965.317 | 312967.481 | 312959.215 | 312940.539 | 312962.075 | 312973.916 | 312976.042 | 312968.453 | 312951.18 | 312957.278 | 312972.861 | 312978.849 | 312975.242 | 312962.028 | 312982.723 | 312994.158 | 312996.325 | 312989.243 | 312972.892
Consumer Transformation | Dem_BB001a | Number | South Wales | Upper Boat 132kV |  | 93369.817 | 93379.364 | 93393.584 | 93396.481 | 93405.685 | 93410.084 | 93384.583 | 93398.308 | 93415.697 | 93424.628 | 93430.443 | 93433.167 | 93432.795 | 93429.331 | 93437.786 | 93443.362 | 93446.054 | 93445.861 | 93442.793 | 93446.656 | 93453.366 | 93457.227 | 93458.24 | 93456.401 | 93464.626 | 93470.103 | 93472.828 | 93472.807 | 93470.033
Consumer Transformation | Dem_BB001a | Number | South Wales | Upper Boat 33kV |  | 29297.57 | 29300.566 | 29305.028 | 29305.937 | 29308.824 | 29310.205 | 29302.203 | 29306.51 | 29311.966 | 29314.768 | 29316.593 | 29317.448 | 29317.331 | 29316.244 | 29318.897 | 29320.647 | 29321.492 | 29321.431 | 29320.468 | 29321.68 | 29323.786 | 29324.998 | 29325.315 | 29324.738 | 29327.319 | 29329.038 | 29329.893 | 29329.886 | 29329.016
Consumer Transformation | Dem_BB001a | Number | South Wales | Uskmouth |  | 145463.507 | 145478.381 | 145500.534 | 145505.047 | 145519.386 | 145526.24 | 145486.511 | 145507.893 | 145534.984 | 145548.898 | 145557.958 | 145562.202 | 145561.622 | 145556.226 | 145569.397 | 145578.085 | 145582.278 | 145581.978 | 145577.199 | 145583.216 | 145593.67 | 145599.686 | 145601.263 | 145598.398 | 145611.213 | 145619.745 | 145623.99 | 145623.957 | 145619.637
Consumer Transformation | Dem_BB001a | Number | South Western | Abham |  | 246216.272 | 247282.45 | 248369.977 | 249436.403 | 250553.834 | 251667.567 | 252709.632 | 253866.962 | 255043.999 | 256161.51 | 257279.496 | 258398.027 | 259517.085 | 260636.687 | 261733.964 | 262831.725 | 263929.952 | 265028.645 | 266127.83 | 267228.353 | 268345.591 | 269463.319 | 270581.535 | 271700.232 | 272817.819 | 273935.883 | 275054.415 | 276173.432 | 277292.917
Consumer Transformation | Dem_BB001a | Number | South Western | Alverdiscott |  | 107440.774 | 107906.02 | 108380.581 | 108845.935 | 109333.545 | 109819.542 | 110274.265 | 110779.287 | 111292.908 | 111780.553 | 112268.406 | 112756.496 | 113244.817 | 113733.375 | 114212.191 | 114691.218 | 115170.448 | 115649.882 | 116129.531 | 116609.764 | 117097.29 | 117585.03 | 118072.983 | 118561.146 | 119048.824 | 119536.711 | 120024.802 | 120513.105 | 121001.612
Consumer Transformation | Dem_BB001a | Number | South Western | Axminster |  | 99975.404 | 100418.798 | 100870.95 | 101314.622 | 101767.34 | 102218.546 | 102640.633 | 103109.527 | 103586.415 | 104039.163 | 104492.096 | 104945.241 | 105398.59 | 105852.152 | 106296.884 | 106741.805 | 107186.909 | 107632.195 | 108077.674 | 108523.562 | 108976.231 | 109429.09 | 109882.14 | 110335.376 | 110788.154 | 111241.117 | 111694.262 | 112147.596 | 112601.112
Consumer Transformation | Dem_BB001a | Number | South Western | Bridgewater |  | 124899.717 | 125411.875 | 125934.614 | 126446.407 | 127012.365 | 127576.443 | 128104.187 | 128690.358 | 129286.515 | 129852.512 | 130418.746 | 130985.253 | 131552.022 | 132119.064 | 132674.772 | 133230.721 | 133786.902 | 134343.316 | 134899.975 | 135457.354 | 136023.202 | 136589.295 | 137155.632 | 137722.208 | 138288.244 | 138854.517 | 139421.024 | 139987.774 | 140554.757
Consumer Transformation | Dem_BB001a | Number | South Western | Exeter |  | 153136.594 | 153799.715 | 154476.112 | 155139.386 | 155834.383 | 156527.08 | 157175.203 | 157895.016 | 158627.085 | 159322.132 | 160017.474 | 160713.155 | 161409.164 | 162105.512 | 162787.974 | 163470.737 | 164153.79 | 164837.132 | 165520.781 | 166205.262 | 166900.139 | 167595.321 | 168290.806 | 168986.59 | 169681.685 | 170377.075 | 171072.757 | 171768.74 | 172465.015
Consumer Transformation | Dem_BB001a | Number | South Western | Indian Queens |  | 211031.538 | 211945.358 | 212877.475 | 213791.507 | 214749.255 | 215703.834 | 216596.986 | 217588.932 | 218597.768 | 219555.584 | 220513.808 | 221472.499 | 222431.642 | 223391.251 | 224331.726 | 225272.614 | 226213.903 | 227155.591 | 228097.701 | 229040.957 | 229998.54 | 230956.542 | 231914.963 | 232873.796 | 233831.678 | 234789.969 | 235748.66 | 236707.768 | 237667.277
Consumer Transformation | Dem_BB001a | Number | South Western | Landulph |  | 108876.094 | 109347.556 | 109828.456 | 110300.027 | 110794.151 | 111286.641 | 111747.439 | 112259.207 | 112779.689 | 113273.849 | 113768.219 | 114262.83 | 114757.674 | 115252.759 | 115737.971 | 116223.398 | 116709.03 | 117194.869 | 117680.926 | 118167.574 | 118661.613 | 119155.869 | 119650.341 | 120145.025 | 120639.219 | 121133.623 | 121628.234 | 122123.06 | 122618.094
Consumer Transformation | Dem_BB001a | Number | South Western | Seabank |  | 140142.792 | 140782.176 | 141433.993 | 142074.073 | 142708.181 | 143340.163 | 143931.306 | 144588.079 | 145256.056 | 145890.207 | 146524.61 | 147159.304 | 147794.28 | 148429.547 | 149052.282 | 149675.276 | 150298.518 | 150922.009 | 151545.763 | 152170.259 | 152804.257 | 153438.515 | 154073.035 | 154707.812 | 155342.002 | 155976.448 | 156611.142 | 157246.097 | 157881.301
Consumer Transformation | Dem_BB001a | Number | South Western | Taunton |  | 67765.489 | 68047.333 | 68334.951 | 68616.664 | 68923.865 | 69230.047 | 69516.513 | 69834.684 | 70158.275 | 70465.498 | 70772.85 | 71080.35 | 71387.994 | 71695.785 | 71997.431 | 72299.208 | 72601.113 | 72903.143 | 73205.308 | 73507.855 | 73814.999 | 74122.276 | 74429.686 | 74737.227 | 75044.47 | 75351.843 | 75659.343 | 75966.976 | 76274.736
Consumer Transformation | Dem_BB001a | Number | West Midlands | Bishops Wood |  | 274413.204 | 275624.106 | 276858.997 | 278070.561 | 279308.536 | 280542.324 | 281696.158 | 282978.416 | 284282.573 | 285520.63 | 286759.157 | 287998.227 | 289237.824 | 290477.965 | 291699.135 | 292920.83 | 294143.032 | 295365.74 | 296588.981 | 297809.23 | 299048.059 | 300287.383 | 301527.202 | 302767.509 | 304005.64 | 305244.247 | 306483.319 | 307722.876 | 308962.898
Consumer Transformation | Dem_BB001a | Number | West Midlands | Bushbury |  | 95700.318 | 96122.615 | 96553.277 | 96975.804 | 97407.542 | 97837.82 | 98240.214 | 98687.396 | 99142.214 | 99573.981 | 100005.911 | 100438.032 | 100870.335 | 101302.828 | 101728.706 | 102154.766 | 102581.003 | 103007.417 | 103434.017 | 103859.573 | 104291.608 | 104723.817 | 105156.198 | 105588.749 | 106020.542 | 106452.5 | 106884.621 | 107316.91 | 107749.362
Consumer Transformation | Dem_BB001a | Number | West Midlands | Bustleholme |  | 150158.74 | 150830.228 | 151514.918 | 152186.92 | 152866.354 | 153543.512 | 154176.926 | 154880.643 | 155596.364 | 156275.844 | 156955.596 | 157635.661 | 158316.029 | 158996.711 | 159667.005 | 160337.601 | 161008.489 | 161679.668 | 162351.156 | 163020.901 | 163700.831 | 164381.046 | 165061.547 | 165742.328 | 166421.852 | 167101.65 | 167781.716 | 168462.061 | 169142.674
Consumer Transformation | Dem_BB001a | Number | West Midlands | Cellarhead |  | 255317.47 | 256452.94 | 257610.805 | 258747.041 | 259901.521 | 261052.126 | 262128.352 | 263324.101 | 264540.251 | 265694.809 | 266849.824 | 268005.366 | 269161.417 | 270317.995 | 271456.528 | 272595.565 | 273735.09 | 274875.103 | 276015.63 | 277153.555 | 278308.789 | 279464.503 | 280620.697 | 281777.362 | 282931.993 | 284087.085 | 285242.628 | 286398.64 | 287555.104
Consumer Transformation | Dem_BB001a | Number | West Midlands | Feckenham |  | 196807.246 | 197687.339 | 198584.736 | 199465.502 | 200356.01 | 201243.535 | 202073.726 | 202996.062 | 203934.128 | 204824.697 | 205715.622 | 206606.957 | 207498.689 | 208390.832 | 209269.36 | 210148.285 | 211027.591 | 211907.281 | 212787.373 | 213665.182 | 214556.34 | 215447.872 | 216339.778 | 217232.051 | 218122.678 | 219013.662 | 219904.998 | 220796.7 | 221688.753
Consumer Transformation | Dem_BB001a | Number | West Midlands | Hams Hall |  | 124291.846 | 124847.661 | 125414.404 | 125970.644 | 126533.036 | 127093.544 | 127617.844 | 128200.337 | 128792.764 | 129355.195 | 129917.851 | 130480.765 | 131043.931 | 131607.356 | 132162.182 | 132717.259 | 133272.577 | 133828.137 | 134383.952 | 134938.324 | 135501.127 | 136064.166 | 136627.441 | 137190.948 | 137753.415 | 138316.108 | 138879.024 | 139442.17 | 140005.538
Consumer Transformation | Dem_BB001a | Number | West Midlands | Iron Acton |  | 364103.73 | 365818.598 | 367566.231 | 369283.824 | 370932.064 | 372574.778 | 374111.344 | 375818.498 | 377554.773 | 379203.126 | 380852.134 | 382501.899 | 384152.396 | 385803.65 | 387425.699 | 389048.446 | 390671.867 | 392295.961 | 393920.765 | 395544.695 | 397193.327 | 398842.642 | 400492.642 | 402143.314 | 403791.771 | 405440.889 | 407090.656 | 408741.098 | 410392.188
Consumer Transformation | Dem_BB001a | Number | West Midlands | Ironbridge |  | 84385.558 | 84760.845 | 85143.533 | 85519.073 | 85900.643 | 86280.932 | 86636.638 | 87031.848 | 87433.8 | 87815.396 | 88197.142 | 88579.063 | 88961.152 | 89343.416 | 89719.714 | 90096.18 | 90472.807 | 90849.596 | 91226.554 | 91602.652 | 91984.471 | 92366.449 | 92748.585 | 93130.877 | 93512.497 | 93894.269 | 94276.19 | 94658.266 | 95040.492
Consumer Transformation | Dem_BB001a | Number | West Midlands | Kitwell |  | 131854.963 | 132436.799 | 133030.161 | 133612.316 | 134207.16 | 134799.992 | 135354.407 | 135970.53 | 136597.174 | 137192.058 | 137787.167 | 138382.538 | 138978.162 | 139574.047 | 140160.817 | 140747.839 | 141335.104 | 141922.612 | 142510.377 | 143096.704 | 143691.959 | 144287.451 | 144883.182 | 145479.147 | 146074.066 | 146669.214 | 147264.586 | 147860.19 | 148456.018
Consumer Transformation | Dem_BB001a | Number | West Midlands | Nechells |  | 355274.592 | 356863.327 | 358483.3 | 360073.251 | 361680.787 | 363282.938 | 364781.591 | 366446.583 | 368139.972 | 369747.618 | 371355.907 | 372964.937 | 374574.684 | 376185.172 | 377771.083 | 379357.709 | 380945.025 | 382533.032 | 384121.766 | 385706.38 | 387315.089 | 388924.474 | 390534.534 | 392145.258 | 393753.008 | 395361.405 | 396970.437 | 398580.128 | 400190.455
Consumer Transformation | Dem_BB001a | Number | West Midlands | Ocker Hill |  | 50990.33 | 51215.335 | 51444.798 | 51669.925 | 51899.961 | 52129.218 | 52343.619 | 52581.883 | 52824.216 | 53054.267 | 53284.404 | 53514.643 | 53744.98 | 53975.418 | 54202.331 | 54429.341 | 54656.446 | 54883.644 | 55110.942 | 55337.684 | 55567.878 | 55798.164 | 56028.542 | 56259.01 | 56489.075 | 56719.228 | 56949.467 | 57179.796 | 57410.212
Consumer Transformation | Dem_BB001a | Number | West Midlands | Oldbury |  | 80341.197 | 80695.719 | 81057.263 | 81411.978 | 81774.426 | 82135.648 | 82473.461 | 82848.873 | 83230.697 | 83593.169 | 83955.778 | 84318.546 | 84681.468 | 85044.55 | 85402.078 | 85759.759 | 86117.588 | 86475.566 | 86833.7 | 87190.958 | 87553.655 | 87916.498 | 88279.486 | 88642.616 | 89005.109 | 89367.741 | 89730.51 | 90093.421 | 90456.468
Consumer Transformation | Dem_BB001a | Number | West Midlands | Penn |  | 80782.084 | 81143.458 | 81511.936 | 81873.588 | 82239.142 | 82603.472 | 82944.268 | 83322.887 | 83707.964 | 84073.543 | 84439.268 | 84805.162 | 85171.219 | 85537.446 | 85898.087 | 86258.892 | 86619.854 | 86980.973 | 87342.258 | 87702.6 | 88068.422 | 88434.398 | 88800.528 | 89166.809 | 89532.411 | 89898.161 | 90264.056 | 90630.1 | 90996.29
Consumer Transformation | Dem_BB001a | Number | West Midlands | Rugeley |  | 61503.003 | 61776.524 | 62055.44 | 62329.146 | 62607.247 | 62884.414 | 63143.664 | 63431.707 | 63724.663 | 64002.782 | 64281.012 | 64559.369 | 64837.848 | 65116.454 | 65390.713 | 65665.094 | 65939.592 | 66214.208 | 66488.948 | 66763.061 | 67041.343 | 67319.741 | 67598.255 | 67876.882 | 68155.019 | 68433.267 | 68711.624 | 68990.094 | 69268.673
Consumer Transformation | Dem_BB001a | Number | West Midlands | Shrewsbury |  | 58577.045 | 58837.554 | 59103.2 | 59363.885 | 59628.755 | 59892.737 | 60139.653 | 60413.992 | 60693.011 | 60957.9 | 61222.893 | 61488.006 | 61753.237 | 62018.589 | 62279.801 | 62541.128 | 62802.567 | 63064.118 | 63325.787 | 63586.86 | 63851.903 | 64117.057 | 64382.32 | 64647.692 | 64912.597 | 65177.607 | 65442.722 | 65707.944 | 65973.269
Consumer Transformation | Dem_BB001a | Number | West Midlands | Walham |  | 185678.804 | 186507.734 | 187352.979 | 188182.521 | 189023.031 | 189860.73 | 190644.341 | 191514.888 | 192400.28 | 193240.847 | 194081.754 | 194923.051 | 195764.726 | 196606.791 | 197435.933 | 198265.452 | 199095.334 | 199925.578 | 200756.206 | 201584.723 | 202425.836 | 203267.306 | 204109.13 | 204951.305 | 205791.927 | 206632.891 | 207474.189 | 208315.834 | 209157.814
Consumer Transformation | Dem_BB001a | Number | West Midlands | Willenhall |  | 133807.098 | 134397.549 | 134999.696 | 135590.469 | 136194.12 | 136795.73 | 137358.353 | 137983.597 | 138619.519 | 139223.21 | 139827.13 | 140431.316 | 141035.757 | 141640.464 | 142235.922 | 142831.634 | 143427.594 | 144023.801 | 144620.268 | 145215.276 | 145819.343 | 146423.652 | 147028.202 | 147632.99 | 148236.718 | 148840.677 | 149444.863 | 150049.286 | 150653.935
Consumer Transformation | Dem_BB002a | Number | ENW | Bredbury |  | 5216.988 | 5279.175 | 5341.043 | 5402.608 | 5471.658 | 5540.614 | 5609.465 | 5720.633 | 5793.949 | 5867.229 | 5940.405 | 6013.465 | 6086.421 | 6159.256 | 6233.661 | 6308.008 | 6382.408 | 6456.76 | 6531.052 | 6604.207 | 6677.256 | 6750.111 | 6822.845 | 6895.485 | 6967.758 | 7039.925 | 7111.993 | 7183.968 | 7255.832
Consumer Transformation | Dem_BB002a | Number | ENW | Harker |  | 4392.158 | 4447.759 | 4503.181 | 4558.439 | 4614.948 | 4671.331 | 4727.578 | 4819.43 | 4879.33 | 4939.187 | 4998.908 | 5058.482 | 5117.919 | 5177.205 | 5238.62 | 5299.958 | 5361.312 | 5422.598 | 5483.807 | 5543.389 | 5602.84 | 5662.085 | 5721.185 | 5780.164 | 5838.679 | 5897.06 | 5955.313 | 6013.441 | 6071.431
Consumer Transformation | Dem_BB002a | Number | ENW | Heysham (Barrow WF) |  | 81.586 | 82.611 | 83.632 | 84.649 | 85.723 | 86.796 | 87.866 | 89.6 | 90.74 | 91.879 | 93.017 | 94.152 | 95.286 | 96.418 | 97.579 | 98.739 | 99.9 | 101.06 | 102.219 | 103.355 | 104.49 | 105.621 | 106.75 | 107.878 | 108.999 | 110.118 | 111.235 | 112.351 | 113.465
Consumer Transformation | Dem_BB002a | Number | ENW | Heysham (NGET) |  | 2609.536 | 2642.302 | 2674.954 | 2707.502 | 2741.857 | 2776.159 | 2810.401 | 2865.837 | 2902.3 | 2938.746 | 2975.132 | 3011.453 | 3047.715 | 3083.91 | 3121.049 | 3158.155 | 3195.285 | 3232.389 | 3269.459 | 3305.806 | 3342.094 | 3378.278 | 3414.395 | 3450.459 | 3486.315 | 3522.111 | 3557.851 | 3593.537 | 3629.161
Consumer Transformation | Dem_BB002a | Number | ENW | Hutton |  | 2429.965 | 2461.572 | 2493.104 | 2524.569 | 2555.385 | 2586.118 | 2616.763 | 2667.099 | 2699.736 | 2732.344 | 2764.863 | 2797.288 | 2829.624 | 2861.863 | 2895.458 | 2929.002 | 2962.547 | 2996.045 | 3029.491 | 3061.916 | 3094.257 | 3126.473 | 3158.598 | 3190.644 | 3222.4 | 3254.07 | 3285.657 | 3317.164 | 3348.583
Consumer Transformation | Dem_BB002a | Number | ENW | Kearsley 132kV |  | 8082.443 | 8174.108 | 8265.148 | 8355.591 | 8464.383 | 8573.083 | 8681.673 | 8855.827 | 8971.453 | 9087.043 | 9202.528 | 9317.889 | 9433.145 | 9548.269 | 9664.972 | 9781.618 | 9898.38 | 10015.101 | 10131.763 | 10247.305 | 10362.732 | 10477.905 | 10592.938 | 10707.874 | 10822.414 | 10936.842 | 11051.166 | 11165.396 | 11279.504
Consumer Transformation | Dem_BB002a | Number | ENW | Kearsley 33kV |  | 1266.285 | 1280.647 | 1294.91 | 1309.08 | 1326.124 | 1343.154 | 1360.167 | 1387.452 | 1405.568 | 1423.677 | 1441.77 | 1459.844 | 1477.901 | 1495.938 | 1514.222 | 1532.497 | 1550.79 | 1569.077 | 1587.355 | 1605.457 | 1623.541 | 1641.585 | 1659.607 | 1677.615 | 1695.56 | 1713.487 | 1731.399 | 1749.295 | 1767.173
Consumer Transformation | Dem_BB002a | Number | ENW | Kirkby (_G) |  | 2674.863 | 2708.447 | 2741.914 | 2775.273 | 2810.459 | 2845.59 | 2880.66 | 2937.451 | 2974.795 | 3012.119 | 3049.381 | 3086.577 | 3123.71 | 3160.774 | 3198.789 | 3236.77 | 3274.775 | 3312.751 | 3350.692 | 3388.006 | 3425.262 | 3462.412 | 3499.496 | 3536.527 | 3573.347 | 3610.108 | 3646.813 | 3683.464 | 3720.053
Consumer Transformation | Dem_BB002a | Number | ENW | Macclesfield |  | 1969.708 | 1992.563 | 2015.28 | 2037.866 | 2063.68 | 2089.451 | 2115.177 | 2156.852 | 2184.247 | 2211.627 | 2238.961 | 2266.245 | 2293.483 | 2320.669 | 2348.589 | 2376.484 | 2404.396 | 2432.287 | 2460.153 | 2487.429 | 2514.659 | 2541.81 | 2568.908 | 2595.965 | 2622.86 | 2649.709 | 2676.514 | 2703.276 | 2729.991
Consumer Transformation | Dem_BB002a | Number | ENW | Ormonde |  | 370.171 | 374.819 | 379.451 | 384.067 | 388.941 | 393.807 | 398.664 | 406.528 | 411.7 | 416.87 | 422.032 | 427.184 | 432.328 | 437.462 | 442.73 | 447.994 | 453.261 | 458.524 | 463.783 | 468.939 | 474.086 | 479.219 | 484.342 | 489.458 | 494.544 | 499.622 | 504.692 | 509.754 | 514.808
Consumer Transformation | Dem_BB002a | Number | ENW | Padiham |  | 7136.187 | 7212.47 | 7288.073 | 7363.018 | 7455.819 | 7548.457 | 7640.917 | 7790.975 | 7889.434 | 7987.836 | 8086.059 | 8184.089 | 8281.94 | 8379.589 | 8479.922 | 8580.153 | 8680.434 | 8780.628 | 8880.719 | 8978.825 | 9076.757 | 9174.392 | 9271.83 | 9369.111 | 9465.789 | 9562.292 | 9658.626 | 9754.799 | 9850.789
Consumer Transformation | Dem_BB002a | Number | ENW | Penwortham East |  | 3729.389 | 3771.465 | 3813.247 | 3854.748 | 3903.654 | 3952.485 | 4001.23 | 4080.148 | 4132.056 | 4183.936 | 4235.732 | 4287.435 | 4339.054 | 4390.576 | 4443.387 | 4496.151 | 4548.947 | 4601.703 | 4654.411 | 4706.165 | 4757.836 | 4809.36 | 4860.788 | 4912.141 | 4963.2 | 5014.175 | 5065.07 | 5115.889 | 5166.619
Consumer Transformation | Dem_BB002a | Number | ENW | Penwortham West |  | 4743.245 | 4796.76 | 4849.901 | 4902.683 | 4964.885 | 5026.99 | 5088.988 | 5189.36 | 5255.379 | 5321.363 | 5387.24 | 5452.999 | 5518.651 | 5584.18 | 5651.348 | 5718.455 | 5785.604 | 5852.702 | 5919.739 | 5985.563 | 6051.282 | 6116.812 | 6182.222 | 6247.536 | 6312.475 | 6377.308 | 6442.039 | 6506.673 | 6571.194
Consumer Transformation | Dem_BB002a | Number | ENW | Robin Rigg |  | 174.952 | 177.166 | 179.374 | 181.575 | 183.826 | 186.072 | 188.312 | 191.971 | 194.357 | 196.741 | 199.12 | 201.493 | 203.861 | 206.222 | 208.669 | 211.112 | 213.556 | 215.997 | 218.435 | 220.808 | 223.177 | 225.536 | 227.891 | 230.24 | 232.571 | 234.896 | 237.216 | 239.532 | 241.842
Consumer Transformation | Dem_BB002a | Number | ENW | Rochdale |  | 2672.968 | 2703.282 | 2733.391 | 2763.301 | 2799.28 | 2835.228 | 2871.141 | 2928.736 | 2966.975 | 3005.202 | 3043.394 | 3081.546 | 3119.662 | 3157.735 | 3196.331 | 3234.907 | 3273.521 | 3312.122 | 3350.704 | 3388.915 | 3427.089 | 3465.178 | 3503.221 | 3541.232 | 3579.111 | 3616.954 | 3654.763 | 3692.54 | 3730.277
Consumer Transformation | Dem_BB002a | Number | ENW | South Manchester |  | 10588.211 | 10714.423 | 10839.988 | 10964.939 | 11105.08 | 11245.031 | 11384.769 | 11610.392 | 11759.191 | 11907.917 | 12056.432 | 12204.712 | 12352.781 | 12500.604 | 12651.615 | 12802.505 | 12953.505 | 13104.407 | 13255.189 | 13403.66 | 13551.919 | 13699.782 | 13847.4 | 13994.828 | 14141.51 | 14287.978 | 14434.245 | 14580.322 | 14726.175
Consumer Transformation | Dem_BB002a | Number | ENW | Stalybridge |  | 3108.248 | 3145.71 | 3182.993 | 3220.107 | 3263.075 | 3306.036 | 3348.982 | 3417.256 | 3462.982 | 3508.704 | 3554.414 | 3600.106 | 3645.786 | 3691.444 | 3737.224 | 3782.998 | 3828.833 | 3874.668 | 3920.498 | 3966.259 | 4012 | 4057.668 | 4103.306 | 4148.931 | 4194.512 | 4240.076 | 4285.627 | 4331.168 | 4376.688
Consumer Transformation | Dem_BB002a | Number | ENW | Stanah |  | 2707.12 | 2737.663 | 2767.992 | 2798.117 | 2833.618 | 2869.063 | 2904.447 | 2961.732 | 2999.412 | 3037.071 | 3074.669 | 3112.2 | 3149.669 | 3187.069 | 3225.404 | 3263.704 | 3302.028 | 3340.323 | 3378.583 | 3416.151 | 3453.658 | 3491.059 | 3528.39 | 3565.667 | 3602.73 | 3639.732 | 3676.676 | 3713.564 | 3750.389
Consumer Transformation | Dem_BB002a | Number | ENW | Walney 2 |  | 533.745 | 539.767 | 545.747 | 551.686 | 558.685 | 565.674 | 572.65 | 583.945 | 591.374 | 598.799 | 606.212 | 613.612 | 620.999 | 628.373 | 635.931 | 643.483 | 651.039 | 658.589 | 666.133 | 673.54 | 680.935 | 688.309 | 695.669 | 703.019 | 710.326 | 717.622 | 724.906 | 732.179 | 739.439
Consumer Transformation | Dem_BB002a | Number | ENW | Washway Farm |  | 1036.61 | 1049.625 | 1062.595 | 1075.523 | 1089.159 | 1102.773 | 1116.364 | 1138.373 | 1152.845 | 1167.309 | 1181.75 | 1196.165 | 1210.555 | 1224.919 | 1239.651 | 1254.37 | 1269.098 | 1283.815 | 1298.519 | 1312.98 | 1327.418 | 1341.815 | 1356.186 | 1370.537 | 1384.806 | 1399.053 | 1413.277 | 1427.481 | 1441.66
Consumer Transformation | Dem_BB002a | Number | ENW | Whitegate |  | 3918.699 | 3963.142 | 4007.282 | 4051.133 | 4103.879 | 4156.581 | 4209.231 | 4293.667 | 4349.728 | 4405.771 | 4461.762 | 4517.694 | 4573.575 | 4629.392 | 4685.974 | 4742.529 | 4799.14 | 4855.731 | 4912.294 | 4968.313 | 5024.277 | 5080.117 | 5135.89 | 5191.616 | 5247.149 | 5302.629 | 5358.058 | 5413.441 | 5468.765
Consumer Transformation | Dem_BB002a | Number | EPN | Amersham Main |  | 4279.081 | 4334.613 | 4390.009 | 4445.282 | 4507.881 | 4570.558 | 4633.302 | 4731.198 | 4797.995 | 4864.812 | 4931.706 | 4998.665 | 5065.7 | 5132.796 | 5198.371 | 5263.985 | 5329.732 | 5395.528 | 5461.362 | 5528.426 | 5595.539 | 5662.627 | 5729.751 | 5796.934 | 5864.378 | 5931.88 | 5999.446 | 6067.08 | 6134.769
Consumer Transformation | Dem_BB002a | Number | EPN | Braintree |  | 5218.315 | 5297.902 | 5377.652 | 5457.583 | 5532.143 | 5606.738 | 5681.354 | 5798.996 | 5878.437 | 5957.889 | 6037.37 | 6116.868 | 6196.394 | 6275.933 | 6354.741 | 6433.564 | 6512.515 | 6591.491 | 6670.481 | 6750.013 | 6829.55 | 6909.001 | 6988.439 | 7067.895 | 7147.522 | 7227.163 | 7306.824 | 7386.512 | 7466.208
Consumer Transformation | Dem_BB002a | Number | EPN | Bramford |  | 9465.355 | 9612.664 | 9760.352 | 9908.449 | 10046.193 | 10184.061 | 10322.032 | 10538.255 | 10685.141 | 10832.066 | 10979.11 | 11126.251 | 11273.511 | 11420.858 | 11565.87 | 11710.947 | 11856.297 | 12001.733 | 12147.233 | 12294.484 | 12441.801 | 12589.016 | 12736.267 | 12883.606 | 13031.438 | 13179.355 | 13327.369 | 13475.49 | 13623.686
Consumer Transformation | Dem_BB002a | Number | EPN | Brimsdown |  | 2620.968 | 2655.62 | 2690.206 | 2724.735 | 2764.291 | 2803.927 | 2843.636 | 2904.96 | 2947.23 | 2989.523 | 3031.896 | 3074.343 | 3116.869 | 3159.466 | 3200.587 | 3241.751 | 3283.016 | 3324.329 | 3365.685 | 3408.21 | 3450.793 | 3493.388 | 3536.034 | 3578.744 | 3621.72 | 3664.761 | 3707.872 | 3751.054 | 3794.3
Consumer Transformation | Dem_BB002a | Number | EPN | Burwell Main |  | 7384.39 | 7489.625 | 7594.885 | 7700.196 | 7804.005 | 7907.824 | 8011.637 | 8176.075 | 8286.605 | 8397.135 | 8507.667 | 8618.185 | 8728.705 | 8839.202 | 8949.198 | 9059.188 | 9169.335 | 9279.493 | 9389.644 | 9500.12 | 9610.569 | 9720.861 | 9831.103 | 9941.335 | 10051.692 | 10162.033 | 10272.366 | 10382.701 | 10493.011
Consumer Transformation | Dem_BB002a | Number | EPN | Clacton |  | 442.695 | 449.584 | 456.492 | 463.418 | 469.86 | 476.308 | 482.761 | 492.874 | 499.744 | 506.616 | 513.493 | 520.375 | 527.262 | 534.153 | 540.936 | 547.721 | 554.519 | 561.321 | 568.126 | 575.013 | 581.903 | 588.788 | 595.675 | 602.566 | 609.48 | 616.398 | 623.321 | 630.249 | 637.18
Consumer Transformation | Dem_BB002a | Number | EPN | Eaton Socon |  | 8787.35 | 8907.669 | 9027.882 | 9148.02 | 9270.52 | 9393.01 | 9515.472 | 9709.91 | 9840.296 | 9970.676 | 10101.035 | 10231.354 | 10361.652 | 10491.9 | 10621.818 | 10751.714 | 10881.779 | 11011.841 | 11141.881 | 11272.222 | 11402.514 | 11532.604 | 11662.615 | 11792.597 | 11922.608 | 12052.581 | 12182.525 | 12312.45 | 12442.327
Consumer Transformation | Dem_BB002a | Number | EPN | Elstree |  | 4810.406 | 4872.832 | 4935.106 | 4997.243 | 5067.615 | 5138.074 | 5208.608 | 5318.661 | 5393.751 | 5468.865 | 5544.065 | 5619.338 | 5694.697 | 5770.124 | 5843.842 | 5917.603 | 5991.514 | 6065.479 | 6139.487 | 6214.878 | 6290.325 | 6365.743 | 6441.202 | 6516.727 | 6592.544 | 6668.428 | 6744.384 | 6820.416 | 6896.509
Consumer Transformation | Dem_BB002a | Number | EPN | Loudwater |  | 728.476 | 737.93 | 747.36 | 756.77 | 767.427 | 778.097 | 788.779 | 805.445 | 816.816 | 828.192 | 839.58 | 850.979 | 862.391 | 873.814 | 884.977 | 896.147 | 907.34 | 918.541 | 929.749 | 941.166 | 952.591 | 964.013 | 975.44 | 986.877 | 998.359 | 1009.85 | 1021.353 | 1032.867 | 1044.391
Consumer Transformation | Dem_BB002a | Number | EPN | Mill Hill |  | 8800.318 | 8914.524 | 9028.45 | 9142.125 | 9270.865 | 9399.765 | 9528.804 | 9730.138 | 9867.51 | 10004.927 | 10142.499 | 10280.207 | 10418.07 | 10556.06 | 10690.921 | 10825.862 | 10961.077 | 11096.391 | 11231.785 | 11369.707 | 11507.732 | 11645.705 | 11783.752 | 11921.92 | 12060.623 | 12199.447 | 12338.403 | 12477.499 | 12616.707
Consumer Transformation | Dem_BB002a | Number | EPN | Norwich Main |  | 10327.122 | 10486.417 | 10646.085 | 10806.16 | 10954.094 | 11102.103 | 11250.163 | 11483.433 | 11641.066 | 11798.724 | 11956.447 | 12114.213 | 12272.044 | 12429.907 | 12586.172 | 12742.467 | 12899.022 | 13055.632 | 13212.273 | 13369.96 | 13527.663 | 13685.197 | 13842.712 | 14000.265 | 14158.225 | 14316.219 | 14474.258 | 14632.355 | 14790.474
Consumer Transformation | Dem_BB002a | Number | EPN | Pelham |  | 2964.64 | 3006.9 | 3049.171 | 3091.463 | 3133.941 | 3176.445 | 3218.968 | 3285.876 | 3331.148 | 3376.428 | 3421.731 | 3467.05 | 3512.393 | 3557.749 | 3602.531 | 3647.323 | 3692.191 | 3737.076 | 3781.972 | 3827.3 | 3872.637 | 3917.93 | 3963.222 | 4008.529 | 4053.956 | 4099.396 | 4144.854 | 4190.333 | 4235.823
Consumer Transformation | Dem_BB002a | Number | EPN | Rayleigh |  | 7763.073 | 7875.368 | 7987.736 | 8100.204 | 8211.768 | 8323.406 | 8435.1 | 8610.706 | 8729.62 | 8848.554 | 8967.555 | 9086.608 | 9205.728 | 9324.89 | 9442.614 | 9560.374 | 9678.34 | 9796.36 | 9914.415 | 10033.63 | 10152.876 | 10272.018 | 10391.165 | 10510.362 | 10629.775 | 10749.232 | 10868.741 | 10988.311 | 11107.917
Consumer Transformation | Dem_BB002a | Number | EPN | Rye House |  | 3717.632 | 3771.622 | 3825.654 | 3879.738 | 3933.734 | 3987.779 | 4041.866 | 4126.597 | 4184.179 | 4241.776 | 4299.42 | 4357.104 | 4414.837 | 4472.605 | 4529.338 | 4586.094 | 4642.957 | 4699.852 | 4756.77 | 4814.514 | 4872.286 | 4930.02 | 4987.769 | 5045.555 | 5103.525 | 5161.53 | 5219.575 | 5277.663 | 5335.782
Consumer Transformation | Dem_BB002a | Number | EPN | Sheringham Shoal |  | 1948.691 | 1978.75 | 2008.879 | 2039.084 | 2066.999 | 2094.928 | 2122.866 | 2166.883 | 2196.628 | 2226.377 | 2256.139 | 2285.909 | 2315.691 | 2345.48 | 2374.966 | 2404.459 | 2434 | 2463.552 | 2493.109 | 2522.864 | 2552.622 | 2582.348 | 2612.071 | 2641.8 | 2671.607 | 2701.42 | 2731.241 | 2761.074 | 2790.91
Consumer Transformation | Dem_BB002a | Number | EPN | Sundon |  | 5295.888 | 5365.876 | 5435.731 | 5505.469 | 5581.429 | 5657.444 | 5733.5 | 5853.002 | 5933.974 | 6014.962 | 6096 | 6177.076 | 6258.202 | 6339.36 | 6419.289 | 6499.239 | 6579.328 | 6659.45 | 6739.594 | 6820.699 | 6901.828 | 6982.886 | 7063.951 | 7145.05 | 7226.365 | 7307.713 | 7389.1 | 7470.531 | 7551.989
Consumer Transformation | Dem_BB002a | Number | EPN | Tilbury |  | 687.362 | 699.283 | 711.266 | 723.312 | 734.593 | 745.915 | 757.278 | 774.424 | 786.517 | 798.624 | 810.774 | 822.965 | 835.198 | 847.473 | 859.058 | 870.669 | 882.32 | 893.998 | 905.702 | 917.92 | 930.172 | 942.446 | 954.751 | 967.091 | 979.566 | 992.078 | 1004.628 | 1017.216 | 1029.84
Consumer Transformation | Dem_BB002a | Number | EPN | Tottenham |  | 4972.664 | 5044.146 | 5115.662 | 5187.23 | 5261.957 | 5336.819 | 5411.804 | 5527.907 | 5607.731 | 5687.591 | 5767.585 | 5847.703 | 5927.955 | 6008.327 | 6086.396 | 6164.543 | 6242.878 | 6321.302 | 6399.804 | 6480.067 | 6560.428 | 6640.798 | 6721.249 | 6801.808 | 6882.778 | 6963.858 | 7045.053 | 7126.369 | 7207.789
Consumer Transformation | Dem_BB002a | Number | EPN | Walpole (_A) |  | 3449.612 | 3502.765 | 3556.042 | 3609.453 | 3658.438 | 3707.436 | 3756.441 | 3833.882 | 3886.056 | 3938.235 | 3990.424 | 4042.616 | 4094.817 | 4147.017 | 4198.894 | 4250.775 | 4302.736 | 4354.709 | 4406.685 | 4458.829 | 4510.967 | 4563.039 | 4615.094 | 4667.15 | 4719.316 | 4771.482 | 4823.652 | 4875.83 | 4928.005
Consumer Transformation | Dem_BB002a | Number | EPN | Warley |  | 5152.667 | 5228.905 | 5305.239 | 5381.686 | 5459.646 | 5537.758 | 5616.009 | 5736.944 | 5820.244 | 5903.59 | 5987.089 | 6070.728 | 6154.519 | 6238.444 | 6319.645 | 6400.929 | 6482.412 | 6563.991 | 6645.655 | 6729.454 | 6813.367 | 6897.299 | 6981.326 | 7065.476 | 7150.124 | 7234.898 | 7319.804 | 7404.847 | 7490.01
Consumer Transformation | Dem_BB002a | Number | EPN | Watford South |  | 6034.338 | 6112.649 | 6190.767 | 6268.713 | 6356.991 | 6445.376 | 6533.858 | 6671.911 | 6766.107 | 6860.333 | 6954.666 | 7049.091 | 7143.624 | 7238.242 | 7330.716 | 7423.245 | 7515.961 | 7608.745 | 7701.584 | 7796.157 | 7890.8 | 7985.407 | 8080.065 | 8174.807 | 8269.915 | 8365.106 | 8460.387 | 8555.765 | 8651.219
Consumer Transformation | Dem_BB002a | Number | EPN | West Thurrock |  | 991.453 | 1005.705 | 1019.964 | 1034.233 | 1049.132 | 1064.058 | 1079.009 | 1102.158 | 1118.073 | 1133.995 | 1149.945 | 1165.919 | 1181.919 | 1197.944 | 1213.509 | 1229.09 | 1244.709 | 1260.345 | 1275.997 | 1292 | 1308.022 | 1324.046 | 1340.087 | 1356.149 | 1372.293 | 1388.458 | 1404.647 | 1420.86 | 1437.094
Consumer Transformation | Dem_BB002a | Number | EPN | Wymondley |  | 4365.031 | 4427.254 | 4489.493 | 4551.762 | 4614.306 | 4676.887 | 4739.495 | 4838.009 | 4904.666 | 4971.334 | 5038.036 | 5104.763 | 5171.524 | 5238.304 | 5304.24 | 5370.191 | 5436.253 | 5502.34 | 5568.443 | 5635.182 | 5701.934 | 5768.622 | 5835.309 | 5902.018 | 5968.902 | 6035.807 | 6102.738 | 6169.699 | 6236.677
Consumer Transformation | Dem_BB002a | Number | East Midlands | Berkswell |  | 6121.841 | 6203.972 | 6285.983 | 6367.894 | 6454.833 | 6541.809 | 6628.809 | 6766.008 | 6858.634 | 6951.269 | 7043.935 | 7136.62 | 7229.337 | 7322.066 | 7413.736 | 7505.415 | 7597.238 | 7689.084 | 7780.938 | 7873.712 | 7966.492 | 8059.172 | 8151.837 | 8244.523 | 8337.373 | 8430.24 | 8523.129 | 8616.049 | 8708.978
Consumer Transformation | Dem_BB002a | Number | East Midlands | Bicker Fen |  | 2801.793 | 2843.077 | 2884.408 | 2925.796 | 2964.931 | 3004.061 | 3043.181 | 3105.319 | 3146.971 | 3188.622 | 3230.266 | 3271.895 | 3313.517 | 3355.122 | 3396.77 | 3438.414 | 3480.114 | 3521.816 | 3563.513 | 3605.089 | 3646.647 | 3688.138 | 3729.601 | 3771.052 | 3812.545 | 3854.025 | 3895.494 | 3936.954 | 3978.398
Consumer Transformation | Dem_BB002a | Number | East Midlands | Chesterfield |  | 7811.809 | 7907.431 | 8002.645 | 8097.476 | 8204.164 | 8310.796 | 8417.356 | 8587.525 | 8700.986 | 8814.425 | 8927.797 | 9041.084 | 9154.305 | 9267.433 | 9381.398 | 9495.324 | 9609.381 | 9723.415 | 9837.409 | 9950.787 | 10064.081 | 10177.156 | 10290.123 | 10403.024 | 10515.719 | 10628.335 | 10740.883 | 10853.37 | 10965.77
Consumer Transformation | Dem_BB002a | Number | East Midlands | Coventry |  | 7699.499 | 7802.796 | 7905.942 | 8008.962 | 8118.305 | 8227.696 | 8337.117 | 8509.674 | 8626.171 | 8742.678 | 8859.226 | 8975.796 | 9092.407 | 9209.033 | 9324.328 | 9439.634 | 9555.12 | 9670.635 | 9786.162 | 9902.844 | 10019.535 | 10136.098 | 10252.645 | 10369.217 | 10485.995 | 10602.794 | 10719.622 | 10836.488 | 10953.365
Consumer Transformation | Dem_BB002a | Number | East Midlands | Drakelow |  | 3119.291 | 3162.112 | 3204.899 | 3247.661 | 3291.657 | 3335.663 | 3379.672 | 3449.262 | 3496.118 | 3542.975 | 3589.838 | 3636.701 | 3683.571 | 3730.437 | 3776.937 | 3823.437 | 3870.004 | 3916.578 | 3963.152 | 4010.177 | 4057.2 | 4104.166 | 4151.12 | 4198.079 | 4245.096 | 4292.115 | 4339.14 | 4386.175 | 4433.209
Consumer Transformation | Dem_BB002a | Number | East Midlands | East Claydon (_B) |  | 5951.09 | 6029.737 | 6108.234 | 6186.6 | 6271.958 | 6357.377 | 6442.843 | 6577.13 | 6668.119 | 6759.127 | 6850.191 | 6941.297 | 7032.46 | 7123.659 | 7213.476 | 7303.318 | 7393.316 | 7483.35 | 7573.409 | 7664.549 | 7755.715 | 7846.802 | 7937.895 | 8029.028 | 8120.403 | 8211.816 | 8303.271 | 8394.777 | 8486.313
Consumer Transformation | Dem_BB002a | Number | East Midlands | Enderby |  | 8470.27 | 8579.435 | 8688.31 | 8796.922 | 8918.44 | 9040.047 | 9161.726 | 9352.833 | 9482.376 | 9611.942 | 9741.591 | 9871.305 | 10001.103 | 10130.957 | 10258.687 | 10386.451 | 10514.437 | 10642.475 | 10770.548 | 10900.325 | 11030.142 | 11159.852 | 11289.574 | 11419.355 | 11549.486 | 11679.672 | 11809.924 | 11940.251 | 12070.625
Consumer Transformation | Dem_BB002a | Number | East Midlands | Grendon |  | 11025.603 | 11172.458 | 11319.066 | 11465.464 | 11621.994 | 11778.592 | 11935.232 | 12182.256 | 12349.026 | 12515.815 | 12682.661 | 12849.541 | 13016.479 | 13183.437 | 13348.647 | 13513.877 | 13679.369 | 13844.906 | 14010.463 | 14177.368 | 14344.282 | 14511.011 | 14677.712 | 14844.446 | 15011.519 | 15178.619 | 15345.759 | 15512.95 | 15680.156
Consumer Transformation | Dem_BB002a | Number | East Midlands | Ratcliffe |  | 7778.507 | 7876.859 | 7974.89 | 8072.628 | 8183.986 | 8295.422 | 8406.919 | 8582.119 | 8700.823 | 8819.546 | 8938.341 | 9057.192 | 9176.115 | 9295.084 | 9412.331 | 9529.611 | 9647.095 | 9764.629 | 9882.197 | 10001.057 | 10119.95 | 10238.739 | 10357.534 | 10476.379 | 10595.479 | 10714.624 | 10833.823 | 10953.085 | 11072.383
Consumer Transformation | Dem_BB002a | Number | East Midlands | Staythorpe |  | 2989.115 | 3031.774 | 3074.446 | 3117.14 | 3158.389 | 3199.621 | 3240.831 | 3306.537 | 3350.415 | 3394.287 | 3438.138 | 3481.962 | 3525.765 | 3569.538 | 3613.474 | 3657.395 | 3701.368 | 3745.333 | 3789.284 | 3833.078 | 3876.843 | 3920.526 | 3964.171 | 4007.793 | 4051.406 | 4094.994 | 4138.56 | 4182.107 | 4225.624
Consumer Transformation | Dem_BB002a | Number | East Midlands | Stoke Bardolph |  | 3289.215 | 3330.803 | 3372.257 | 3413.586 | 3460.675 | 3507.797 | 3554.944 | 3629.029 | 3679.224 | 3729.427 | 3779.661 | 3829.918 | 3880.206 | 3930.513 | 3980.092 | 4029.685 | 4079.364 | 4129.065 | 4178.779 | 4229.041 | 4279.315 | 4329.546 | 4379.78 | 4430.035 | 4480.397 | 4530.779 | 4581.183 | 4631.614 | 4682.061
Consumer Transformation | Dem_BB002a | Number | East Midlands | Walpole (_B) |  | 3786.042 | 3844.379 | 3902.851 | 3961.471 | 4015.234 | 4069.011 | 4122.794 | 4207.788 | 4265.05 | 4322.319 | 4379.598 | 4436.879 | 4494.172 | 4551.463 | 4608.399 | 4665.34 | 4722.368 | 4779.41 | 4836.455 | 4893.685 | 4950.908 | 5008.058 | 5065.189 | 5122.323 | 5179.576 | 5236.829 | 5294.088 | 5351.355 | 5408.618
Consumer Transformation | Dem_BB002a | Number | East Midlands | West Burton |  | 3443.935 | 3495.023 | 3546.18 | 3597.416 | 3647.17 | 3696.962 | 3746.785 | 3825.003 | 3878.046 | 3931.101 | 3984.191 | 4037.309 | 4090.464 | 4143.643 | 4195.979 | 4248.332 | 4300.778 | 4353.247 | 4405.734 | 4458.865 | 4512.014 | 4565.121 | 4618.233 | 4671.371 | 4724.667 | 4777.987 | 4831.335 | 4884.715 | 4938.116
Consumer Transformation | Dem_BB002a | Number | East Midlands | Willington |  | 8313.715 | 8425.252 | 8536.626 | 8647.865 | 8765.931 | 8884.048 | 9002.198 | 9188.52 | 9314.31 | 9440.112 | 9565.957 | 9691.827 | 9817.74 | 9943.669 | 10068.162 | 10192.666 | 10317.366 | 10442.095 | 10566.838 | 10692.828 | 10818.828 | 10944.69 | 11070.534 | 11196.405 | 11322.5 | 11448.616 | 11574.764 | 11700.952 | 11827.154
Consumer Transformation | Dem_BB002a | Number | IDNO - Refer to Comment Field | Tynemouth 2 |  | 1008.676 | 1020.072 | 1031.388 | 1042.629 | 1055.917 | 1069.185 | 1082.432 | 1103.843 | 1117.949 | 1132.048 | 1146.126 | 1160.18 | 1174.214 | 1188.222 | 1202.508 | 1216.78 | 1231.061 | 1245.332 | 1259.589 | 1273.64 | 1287.671 | 1301.662 | 1315.629 | 1329.576 | 1343.457 | 1357.316 | 1371.156 | 1384.975 | 1398.773 | Note: TYNE2 is operated by an IDNO allocated to GSP Group/licence area F
Consumer Transformation | Dem_BB002a | Number | LPN | Acton Lane 22kV |  | 1427.611 | 1446.992 | 1466.35 | 1485.692 | 1504.988 | 1524.266 | 1543.523 | 1574.435 | 1594.94 | 1615.436 | 1635.913 | 1656.366 | 1676.798 | 1697.206 | 1717.885 | 1738.551 | 1759.236 | 1779.913 | 1800.577 | 1821.049 | 1841.499 | 1861.902 | 1882.279 | 1902.637 | 1922.935 | 1943.211 | 1963.469 | 1983.708 | 2003.924
Consumer Transformation | Dem_BB002a | Number | LPN | Barking |  | 2038.329 | 2067.63 | 2096.945 | 2126.281 | 2156.912 | 2187.598 | 2218.335 | 2265.927 | 2298.647 | 2331.382 | 2364.172 | 2397.013 | 2429.909 | 2462.854 | 2494.855 | 2526.888 | 2558.998 | 2591.145 | 2623.323 | 2656.224 | 2689.164 | 2722.108 | 2755.086 | 2788.107 | 2821.298 | 2854.533 | 2887.815 | 2921.147 | 2954.522
Consumer Transformation | Dem_BB002a | Number | LPN | Barking West |  | 2853.351 | 2894.368 | 2935.405 | 2976.471 | 3019.35 | 3062.306 | 3105.334 | 3171.954 | 3217.758 | 3263.582 | 3309.483 | 3355.455 | 3401.505 | 3447.622 | 3492.419 | 3537.26 | 3582.21 | 3627.21 | 3672.255 | 3718.311 | 3764.422 | 3810.539 | 3856.702 | 3902.928 | 3949.389 | 3995.914 | 4042.504 | 4089.164 | 4135.883
Consumer Transformation | Dem_BB002a | Number | LPN | Beddington (_C) |  | 4574.466 | 4635.901 | 4697.249 | 4758.523 | 4827.716 | 4897.049 | 4966.513 | 5073.733 | 5147.678 | 5221.663 | 5295.79 | 5370.049 | 5444.449 | 5518.976 | 5591.04 | 5663.185 | 5735.511 | 5807.928 | 5880.425 | 5954.821 | 6029.322 | 6103.847 | 6178.461 | 6253.19 | 6328.374 | 6403.675 | 6479.099 | 6554.65 | 6630.313
Consumer Transformation | Dem_BB002a | Number | LPN | Canal Bank |  | 1015.389 | 1029.174 | 1042.943 | 1056.7 | 1070.423 | 1084.135 | 1097.832 | 1119.818 | 1134.402 | 1148.98 | 1163.544 | 1178.091 | 1192.624 | 1207.139 | 1221.847 | 1236.545 | 1251.258 | 1265.964 | 1280.662 | 1295.222 | 1309.767 | 1324.279 | 1338.772 | 1353.252 | 1367.689 | 1382.11 | 1396.518 | 1410.913 | 1425.292
Consumer Transformation | Dem_BB002a | Number | LPN | City Road |  | 11761.146 | 11920.81 | 12080.294 | 12239.639 | 12398.602 | 12557.42 | 12716.068 | 12970.731 | 13139.659 | 13308.516 | 13477.206 | 13645.705 | 13814.038 | 13982.166 | 14152.52 | 14322.776 | 14493.189 | 14663.529 | 14833.769 | 15002.421 | 15170.893 | 15338.982 | 15506.853 | 15674.571 | 15841.792 | 16008.838 | 16175.723 | 16342.46 | 16509.01
Consumer Transformation | Dem_BB002a | Number | LPN | Greenford |  | 1286.899 | 1304.369 | 1321.82 | 1339.256 | 1356.649 | 1374.027 | 1391.386 | 1419.251 | 1437.735 | 1456.212 | 1474.67 | 1493.107 | 1511.525 | 1529.922 | 1548.562 | 1567.191 | 1585.838 | 1604.476 | 1623.104 | 1641.558 | 1659.992 | 1678.384 | 1696.753 | 1715.104 | 1733.401 | 1751.679 | 1769.94 | 1788.184 | 1806.408
Consumer Transformation | Dem_BB002a | Number | LPN | Hackney 132kV |  | 1859.368 | 1886.096 | 1912.837 | 1939.598 | 1967.539 | 1995.532 | 2023.57 | 2066.983 | 2096.831 | 2126.692 | 2156.603 | 2186.56 | 2216.568 | 2246.62 | 2275.812 | 2305.032 | 2334.323 | 2363.647 | 2393.001 | 2423.013 | 2453.061 | 2483.113 | 2513.195 | 2543.317 | 2573.594 | 2603.911 | 2634.271 | 2664.676 | 2695.121
Consumer Transformation | Dem_BB002a | Number | LPN | Hackney 66kV |  | 2256.079 | 2288.51 | 2320.956 | 2353.426 | 2387.33 | 2421.294 | 2455.315 | 2507.99 | 2544.206 | 2580.438 | 2616.731 | 2653.08 | 2689.491 | 2725.955 | 2761.375 | 2796.83 | 2832.37 | 2867.951 | 2903.567 | 2939.982 | 2976.441 | 3012.905 | 3049.405 | 3085.954 | 3122.69 | 3159.476 | 3196.314 | 3233.207 | 3270.146
Consumer Transformation | Dem_BB002a | Number | LPN | Hurst |  | 2369.093 | 2400.91 | 2432.681 | 2464.415 | 2500.249 | 2536.157 | 2572.132 | 2627.661 | 2665.956 | 2704.273 | 2742.663 | 2781.121 | 2819.653 | 2858.25 | 2895.571 | 2932.935 | 2970.392 | 3007.896 | 3045.442 | 3083.971 | 3122.555 | 3161.151 | 3199.793 | 3238.495 | 3277.433 | 3316.431 | 3355.492 | 3394.62 | 3433.806
Consumer Transformation | Dem_BB002a | Number | LPN | Islington |  | 6024.551 | 6108.958 | 6193.347 | 6277.737 | 6364.121 | 6450.56 | 6537.041 | 6673.049 | 6765.121 | 6857.199 | 6949.327 | 7041.492 | 7133.707 | 7225.952 | 7317.199 | 7408.474 | 7499.91 | 7591.388 | 7682.894 | 7775.19 | 7867.509 | 7959.745 | 8051.983 | 8144.257 | 8236.685 | 8329.145 | 8421.644 | 8514.187 | 8606.756
Consumer Transformation | Dem_BB002a | Number | LPN | Littlebrook (_C) |  | 700.918 | 710.331 | 719.731 | 729.12 | 739.722 | 750.345 | 760.989 | 777.418 | 788.748 | 800.084 | 811.442 | 822.82 | 834.22 | 845.64 | 856.682 | 867.736 | 878.818 | 889.914 | 901.022 | 912.421 | 923.837 | 935.256 | 946.688 | 958.139 | 969.659 | 981.197 | 992.753 | 1004.33 | 1015.923
Consumer Transformation | Dem_BB002a | Number | LPN | Lodge Road |  | 8236.716 | 8348.533 | 8460.226 | 8571.82 | 8683.147 | 8794.373 | 8905.479 | 9083.828 | 9202.134 | 9320.389 | 9438.529 | 9556.534 | 9674.423 | 9792.169 | 9911.473 | 10030.709 | 10150.055 | 10269.349 | 10388.574 | 10506.687 | 10624.673 | 10742.391 | 10859.957 | 10977.415 | 11094.525 | 11211.513 | 11328.389 | 11445.16 | 11561.8
Consumer Transformation | Dem_BB002a | Number | LPN | New Cross |  | 6022.596 | 6114.921 | 6207.448 | 6300.197 | 6394.75 | 6489.568 | 6584.638 | 6729.865 | 6831.059 | 6932.324 | 7033.859 | 7135.649 | 7237.709 | 7340.018 | 7438.313 | 7536.775 | 7635.54 | 7734.486 | 7833.599 | 7935.598 | 8037.805 | 8140.11 | 8242.602 | 8345.314 | 8448.833 | 8552.579 | 8656.557 | 8760.776 | 8865.215
Consumer Transformation | Dem_BB002a | Number | LPN | Perivale |  | 1172.232 | 1188.146 | 1204.042 | 1219.923 | 1235.767 | 1251.597 | 1267.409 | 1292.791 | 1309.628 | 1326.458 | 1343.272 | 1360.066 | 1376.844 | 1393.601 | 1410.58 | 1427.549 | 1444.534 | 1461.512 | 1478.48 | 1495.29 | 1512.081 | 1528.835 | 1545.566 | 1562.283 | 1578.95 | 1595.599 | 1612.232 | 1628.851 | 1645.451
Consumer Transformation | Dem_BB002a | Number | LPN | Redbridge |  | 1828.407 | 1854.691 | 1880.987 | 1907.301 | 1934.778 | 1962.304 | 1989.876 | 2032.566 | 2061.916 | 2091.28 | 2120.693 | 2150.152 | 2179.66 | 2209.212 | 2237.917 | 2266.651 | 2295.455 | 2324.29 | 2353.155 | 2382.667 | 2412.215 | 2441.766 | 2471.348 | 2500.969 | 2530.741 | 2560.553 | 2590.408 | 2620.307 | 2650.244
Consumer Transformation | Dem_BB002a | Number | LPN | St John's Wood |  | 11397.344 | 11552.068 | 11706.62 | 11861.036 | 12015.082 | 12168.987 | 12322.727 | 12569.513 | 12733.216 | 12896.849 | 13060.322 | 13223.608 | 13386.734 | 13549.662 | 13714.746 | 13879.735 | 14044.877 | 14209.948 | 14374.923 | 14538.358 | 14701.619 | 14864.508 | 15027.186 | 15189.716 | 15351.764 | 15513.644 | 15675.367 | 15836.946 | 15998.344
Consumer Transformation | Dem_BB002a | Number | LPN | West Ham |  | 4007.641 | 4065.25 | 4122.888 | 4180.567 | 4240.792 | 4301.126 | 4361.559 | 4455.131 | 4519.463 | 4583.825 | 4648.295 | 4712.865 | 4777.543 | 4842.317 | 4905.236 | 4968.217 | 5031.35 | 5094.554 | 5157.822 | 5222.509 | 5287.274 | 5352.047 | 5416.885 | 5481.811 | 5547.068 | 5612.413 | 5677.851 | 5743.386 | 5809.005
Consumer Transformation | Dem_BB002a | Number | LPN | Willesden 132kV |  | 7842.802 | 7949.272 | 8055.622 | 8161.88 | 8267.883 | 8373.789 | 8479.581 | 8649.401 | 8762.049 | 8874.65 | 8987.139 | 9099.501 | 9211.752 | 9323.866 | 9437.465 | 9550.998 | 9664.637 | 9778.226 | 9891.749 | 10004.213 | 10116.557 | 10228.645 | 10340.589 | 10452.43 | 10563.939 | 10675.332 | 10786.618 | 10897.805 | 11008.867
Consumer Transformation | Dem_BB002a | Number | LPN | Willesden 66kV |  | 2330.964 | 2362.608 | 2394.217 | 2425.798 | 2457.303 | 2488.78 | 2520.222 | 2570.694 | 2604.175 | 2637.641 | 2671.074 | 2704.469 | 2737.831 | 2771.153 | 2804.915 | 2838.659 | 2872.433 | 2906.193 | 2939.934 | 2973.359 | 3006.749 | 3040.063 | 3073.333 | 3106.574 | 3139.715 | 3172.823 | 3205.898 | 3238.944 | 3271.953
Consumer Transformation | Dem_BB002a | Number | LPN | Wimbledon North |  | 2093.107 | 2125.194 | 2157.351 | 2189.585 | 2222.446 | 2255.4 | 2288.44 | 2338.913 | 2374.082 | 2409.276 | 2444.564 | 2479.94 | 2515.41 | 2550.967 | 2585.129 | 2619.348 | 2653.673 | 2688.061 | 2722.507 | 2757.956 | 2793.477 | 2829.033 | 2864.653 | 2900.35 | 2936.327 | 2972.383 | 3008.52 | 3044.741 | 3081.037
Consumer Transformation | Dem_BB002a | Number | LPN | Wimbledon South |  | 9206.845 | 9347.984 | 9489.431 | 9631.218 | 9775.763 | 9920.713 | 10066.047 | 10288.059 | 10442.756 | 10597.562 | 10752.779 | 10908.388 | 11064.409 | 11220.81 | 11371.075 | 11521.596 | 11672.58 | 11823.839 | 11975.355 | 12131.283 | 12287.528 | 12443.924 | 12600.605 | 12757.623 | 12915.874 | 13074.472 | 13233.426 | 13392.747 | 13552.404
Consumer Transformation | Dem_BB002a | Number | NPgN | Blyth 132kV |  | 967.417 | 979.35 | 991.235 | 1003.075 | 1015.485 | 1027.866 | 1040.216 | 1060.4 | 1073.553 | 1086.696 | 1099.807 | 1112.886 | 1125.934 | 1138.948 | 1152.309 | 1165.65 | 1178.992 | 1192.314 | 1205.616 | 1218.654 | 1231.662 | 1244.624 | 1257.552 | 1270.452 | 1283.272 | 1296.061 | 1308.822 | 1321.554 | 1334.255
Consumer Transformation | Dem_BB002a | Number | NPgN | Blyth 66kV |  | 2470.625 | 2501.1 | 2531.452 | 2561.689 | 2593.381 | 2625.001 | 2656.542 | 2708.089 | 2741.679 | 2775.242 | 2808.727 | 2842.128 | 2875.45 | 2908.685 | 2942.809 | 2976.88 | 3010.951 | 3044.975 | 3078.945 | 3112.243 | 3145.464 | 3178.565 | 3211.582 | 3244.526 | 3277.266 | 3309.929 | 3342.516 | 3375.032 | 3407.468
Consumer Transformation | Dem_BB002a | Number | NPgN | Fourstones |  | 317.1 | 321.114 | 325.115 | 329.104 | 333.184 | 337.255 | 341.316 | 347.947 | 352.272 | 356.593 | 360.905 | 365.206 | 369.497 | 373.777 | 378.211 | 382.64 | 387.069 | 391.494 | 395.913 | 400.215 | 404.507 | 408.784 | 413.051 | 417.309 | 421.534 | 425.749 | 429.954 | 434.151 | 438.338
Consumer Transformation | Dem_BB002a | Number | NPgN | Hart Moor |  | 1674.75 | 1693.672 | 1712.462 | 1731.126 | 1753.187 | 1775.217 | 1797.212 | 1832.762 | 1856.183 | 1879.592 | 1902.966 | 1926.301 | 1949.601 | 1972.86 | 1996.579 | 2020.276 | 2043.988 | 2067.681 | 2091.353 | 2114.684 | 2137.979 | 2161.209 | 2184.399 | 2207.556 | 2230.603 | 2253.615 | 2276.592 | 2299.538 | 2322.447
Consumer Transformation | Dem_BB002a | Number | NPgN | Hawthorn Pit |  | 2285.575 | 2311.397 | 2337.04 | 2362.512 | 2392.62 | 2422.684 | 2452.701 | 2501.217 | 2533.18 | 2565.127 | 2597.026 | 2628.872 | 2660.67 | 2692.412 | 2724.782 | 2757.123 | 2789.483 | 2821.818 | 2854.123 | 2885.963 | 2917.754 | 2949.458 | 2981.105 | 3012.709 | 3044.161 | 3075.566 | 3106.924 | 3138.239 | 3169.502
Consumer Transformation | Dem_BB002a | Number | NPgN | Knaresborough |  | 3107.349 | 3145.293 | 3183.071 | 3220.694 | 3261.177 | 3301.585 | 3341.913 | 3407.428 | 3450.373 | 3493.291 | 3536.128 | 3578.877 | 3621.545 | 3664.121 | 3707.907 | 3751.646 | 3795.405 | 3839.123 | 3882.794 | 3925.571 | 3968.269 | 4010.835 | 4053.312 | 4095.717 | 4137.854 | 4179.911 | 4221.891 | 4263.799 | 4305.623
Consumer Transformation | Dem_BB002a | Number | NPgN | Lackenby |  | 1422.971 | 1441.502 | 1459.99 | 1478.439 | 1497.806 | 1517.16 | 1536.499 | 1567.444 | 1588.035 | 1608.621 | 1629.191 | 1649.744 | 1670.28 | 1690.797 | 1711.573 | 1732.342 | 1753.134 | 1773.922 | 1794.702 | 1815.29 | 1835.86 | 1856.387 | 1876.893 | 1897.385 | 1917.809 | 1938.217 | 1958.609 | 1978.987 | 1999.347
Consumer Transformation | Dem_BB002a | Number | NPgN | Norton |  | 7079.934 | 7159.923 | 7239.356 | 7318.257 | 7411.521 | 7504.652 | 7597.632 | 7747.919 | 7846.93 | 7945.891 | 8044.703 | 8143.351 | 8241.85 | 8340.178 | 8440.449 | 8540.629 | 8640.869 | 8741.032 | 8841.102 | 8939.732 | 9038.211 | 9136.417 | 9234.449 | 9332.346 | 9429.777 | 9527.057 | 9624.194 | 9721.196 | 9818.04
Consumer Transformation | Dem_BB002a | Number | NPgN | Offerton |  | 950.749 | 961.49 | 972.157 | 982.753 | 995.277 | 1007.783 | 1020.269 | 1040.451 | 1053.747 | 1067.036 | 1080.306 | 1093.553 | 1106.78 | 1119.984 | 1133.449 | 1146.902 | 1160.363 | 1173.814 | 1187.252 | 1200.497 | 1213.721 | 1226.909 | 1240.074 | 1253.22 | 1266.304 | 1279.368 | 1292.412 | 1305.438 | 1318.443
Consumer Transformation | Dem_BB002a | Number | NPgN | Osbaldwick |  | 5328.266 | 5390.951 | 5453.287 | 5515.291 | 5584.758 | 5654.103 | 5723.312 | 5835.663 | 5909.363 | 5983.019 | 6056.541 | 6129.915 | 6203.155 | 6276.242 | 6351.362 | 6426.404 | 6501.483 | 6576.496 | 6651.431 | 6724.868 | 6798.174 | 6871.257 | 6944.191 | 7017.006 | 7089.369 | 7161.599 | 7233.703 | 7305.685 | 7377.528
Consumer Transformation | Dem_BB002a | Number | NPgN | Poppleton |  | 1206.08 | 1220.808 | 1235.471 | 1250.074 | 1265.787 | 1281.471 | 1297.123 | 1322.552 | 1339.221 | 1355.879 | 1372.506 | 1389.098 | 1405.659 | 1422.185 | 1439.18 | 1456.156 | 1473.141 | 1490.109 | 1507.06 | 1523.663 | 1540.236 | 1556.758 | 1573.244 | 1589.703 | 1606.058 | 1622.382 | 1638.676 | 1654.942 | 1671.176
Consumer Transformation | Dem_BB002a | Number | NPgN | Saltholme |  | 675.282 | 684.076 | 692.849 | 701.604 | 710.795 | 719.98 | 729.157 | 743.843 | 753.614 | 763.384 | 773.145 | 782.899 | 792.644 | 802.381 | 812.24 | 822.096 | 831.964 | 841.829 | 851.69 | 861.46 | 871.221 | 880.963 | 890.694 | 900.419 | 910.111 | 919.796 | 929.473 | 939.144 | 948.806
Consumer Transformation | Dem_BB002a | Number | NPgN | South Shields |  | 1372.99 | 1388.502 | 1403.906 | 1419.207 | 1437.294 | 1455.354 | 1473.386 | 1502.53 | 1521.731 | 1540.922 | 1560.085 | 1579.215 | 1598.317 | 1617.385 | 1636.831 | 1656.258 | 1675.697 | 1695.122 | 1714.528 | 1733.655 | 1752.753 | 1771.797 | 1790.809 | 1809.793 | 1828.688 | 1847.553 | 1866.391 | 1885.202 | 1903.983
Consumer Transformation | Dem_BB002a | Number | NPgN | Spennymoor |  | 3865.14 | 3910.715 | 3956.041 | 4001.128 | 4051.659 | 4102.104 | 4152.455 | 4234.111 | 4287.73 | 4341.319 | 4394.813 | 4448.206 | 4501.504 | 4554.696 | 4609.36 | 4663.972 | 4718.615 | 4773.213 | 4827.759 | 4881.186 | 4934.521 | 4987.696 | 5040.767 | 5093.754 | 5146.418 | 5198.989 | 5251.471 | 5303.867 | 5356.166
Consumer Transformation | Dem_BB002a | Number | NPgN | Stella North |  | 5175.979 | 5232.583 | 5288.729 | 5344.434 | 5411.006 | 5477.439 | 5543.721 | 5651.765 | 5722.351 | 5792.887 | 5863.27 | 5933.491 | 6003.56 | 6073.462 | 6145.34 | 6217.123 | 6288.922 | 6360.636 | 6432.255 | 6502.413 | 6572.423 | 6642.198 | 6711.809 | 6781.285 | 6850.31 | 6919.187 | 6987.922 | 7056.518 | 7124.962
Consumer Transformation | Dem_BB002a | Number | NPgN | Stella South |  | 3033.683 | 3066.86 | 3099.767 | 3132.416 | 3171.435 | 3210.372 | 3249.22 | 3312.546 | 3353.917 | 3395.258 | 3436.51 | 3477.667 | 3518.736 | 3559.705 | 3601.834 | 3643.906 | 3685.988 | 3728.021 | 3769.997 | 3811.117 | 3852.151 | 3893.046 | 3933.846 | 3974.566 | 4015.023 | 4055.392 | 4095.678 | 4135.883 | 4175.998
Consumer Transformation | Dem_BB002a | Number | NPgN | Tynemouth 1 |  | 2306.094 | 2332.148 | 2358.022 | 2383.722 | 2414.1 | 2444.434 | 2474.72 | 2523.672 | 2555.922 | 2588.156 | 2620.341 | 2652.473 | 2684.557 | 2716.584 | 2749.245 | 2781.875 | 2814.526 | 2847.151 | 2879.747 | 2911.872 | 2943.949 | 2975.937 | 3007.869 | 3039.756 | 3071.491 | 3103.177 | 3134.817 | 3166.413 | 3197.957
Consumer Transformation | Dem_BB002a | Number | NPgN | West Boldon |  | 4036.278 | 4081.88 | 4127.165 | 4172.147 | 4225.317 | 4278.41 | 4331.419 | 4417.097 | 4473.544 | 4529.961 | 4586.294 | 4642.534 | 4698.688 | 4754.745 | 4811.91 | 4869.022 | 4926.169 | 4983.272 | 5040.322 | 5096.551 | 5152.694 | 5208.681 | 5264.57 | 5320.381 | 5375.926 | 5431.386 | 5486.764 | 5542.065 | 5597.276
Consumer Transformation | Dem_BB002a | Number | NPgY | Bradford West |  | 7629.809 | 7716.006 | 7801.605 | 7886.629 | 7987.626 | 8088.491 | 8189.207 | 8351.71 | 8458.957 | 8566.155 | 8673.206 | 8780.095 | 8886.836 | 8993.406 | 9102.203 | 9210.918 | 9319.714 | 9428.444 | 9537.092 | 9644.114 | 9750.988 | 9857.583 | 9964.005 | 10070.296 | 10176.072 | 10281.699 | 10387.186 | 10492.542 | 10597.741
Consumer Transformation | Dem_BB002a | Number | NPgY | Camblesforth |  | 506.322 | 512.181 | 518.004 | 523.793 | 530.374 | 536.943 | 543.498 | 554.15 | 561.131 | 568.108 | 575.072 | 582.021 | 588.957 | 595.878 | 603.002 | 610.119 | 617.238 | 624.351 | 631.457 | 638.41 | 645.35 | 652.269 | 659.173 | 666.065 | 672.914 | 679.75 | 686.574 | 693.385 | 700.183
Consumer Transformation | Dem_BB002a | Number | NPgY | Creyke Beck |  | 7606.012 | 7701.711 | 7797.083 | 7892.155 | 7992.519 | 8092.732 | 8192.778 | 8354.613 | 8461.148 | 8567.629 | 8673.944 | 8780.076 | 8886.041 | 8991.816 | 9100.091 | 9208.272 | 9316.522 | 9424.694 | 9532.77 | 9638.972 | 9745.008 | 9850.746 | 9956.294 | 10061.692 | 10166.547 | 10271.235 | 10375.765 | 10480.144 | 10584.349
Consumer Transformation | Dem_BB002a | Number | NPgY | Drax |  | 756.672 | 765.428 | 774.13 | 782.781 | 792.616 | 802.433 | 812.23 | 828.149 | 838.581 | 849.008 | 859.415 | 869.8 | 880.166 | 890.509 | 901.155 | 911.79 | 922.43 | 933.061 | 943.68 | 954.071 | 964.442 | 974.782 | 985.1 | 995.4 | 1005.635 | 1015.851 | 1026.048 | 1036.228 | 1046.387
Consumer Transformation | Dem_BB002a | Number | NPgY | Elland |  | 5992.377 | 6060.075 | 6127.303 | 6194.081 | 6273.402 | 6352.621 | 6431.723 | 6559.35 | 6643.581 | 6727.774 | 6811.851 | 6895.8 | 6979.633 | 7063.332 | 7148.78 | 7234.164 | 7319.611 | 7405.007 | 7490.338 | 7574.392 | 7658.33 | 7742.048 | 7825.631 | 7909.111 | 7992.186 | 8075.145 | 8157.993 | 8240.739 | 8323.361
Consumer Transformation | Dem_BB002a | Number | NPgY | Ferrybridge A |  | 866.47 | 876.84 | 887.159 | 897.429 | 908.923 | 920.402 | 931.864 | 950.357 | 962.562 | 974.762 | 986.945 | 999.11 | 1011.258 | 1023.387 | 1035.776 | 1048.155 | 1060.545 | 1072.927 | 1085.299 | 1097.477 | 1109.638 | 1121.767 | 1133.876 | 1145.971 | 1158.007 | 1170.027 | 1182.031 | 1194.02 | 1205.991
Consumer Transformation | Dem_BB002a | Number | NPgY | Ferrybridge B (_M) |  | 4052.841 | 4101.349 | 4149.614 | 4197.651 | 4251.412 | 4305.104 | 4358.717 | 4445.215 | 4502.305 | 4559.369 | 4616.355 | 4673.255 | 4730.077 | 4786.808 | 4844.756 | 4902.661 | 4960.611 | 5018.526 | 5076.398 | 5133.359 | 5190.24 | 5246.973 | 5303.614 | 5360.185 | 5416.485 | 5472.706 | 5528.853 | 5584.93 | 5640.923
Consumer Transformation | Dem_BB002a | Number | NPgY | Grimsby West |  | 2513.567 | 2544.284 | 2574.867 | 2605.326 | 2637.833 | 2670.273 | 2702.642 | 2755.372 | 2789.842 | 2824.288 | 2858.662 | 2892.958 | 2927.182 | 2961.326 | 2996.705 | 3032.047 | 3067.404 | 3102.728 | 3138.015 | 3172.316 | 3206.548 | 3240.666 | 3274.706 | 3308.682 | 3342.381 | 3376.008 | 3409.566 | 3443.057 | 3476.474
Consumer Transformation | Dem_BB002a | Number | NPgY | Jordanthorpe |  | 641.742 | 649.598 | 657.42 | 665.21 | 673.974 | 682.734 | 691.488 | 705.468 | 714.788 | 724.108 | 733.421 | 742.728 | 752.029 | 761.322 | 770.685 | 780.044 | 789.413 | 798.781 | 808.146 | 817.46 | 826.767 | 836.056 | 845.337 | 854.611 | 863.869 | 873.121 | 882.367 | 891.607 | 900.841
Consumer Transformation | Dem_BB002a | Number | NPgY | Keadby |  | 3547.862 | 3592.501 | 3636.988 | 3681.334 | 3728.149 | 3774.894 | 3821.561 | 3897.05 | 3946.744 | 3996.412 | 4046.004 | 4095.509 | 4144.937 | 4194.276 | 4244.782 | 4295.244 | 4345.737 | 4396.195 | 4446.607 | 4496.146 | 4545.607 | 4594.929 | 4644.162 | 4693.326 | 4742.235 | 4791.068 | 4839.826 | 4888.515 | 4937.122
Consumer Transformation | Dem_BB002a | Number | NPgY | Kirkstall B |  | 5551.27 | 5613.985 | 5676.264 | 5738.126 | 5811.609 | 5884.996 | 5958.275 | 6076.508 | 6154.539 | 6232.534 | 6310.422 | 6388.191 | 6465.853 | 6543.391 | 6622.549 | 6701.648 | 6780.805 | 6859.915 | 6938.964 | 7016.831 | 7094.59 | 7172.146 | 7249.577 | 7326.911 | 7403.871 | 7480.723 | 7557.473 | 7634.127 | 7710.667
Consumer Transformation | Dem_BB002a | Number | NPgY | Neepsend |  | 1100.563 | 1114.034 | 1127.448 | 1140.809 | 1155.839 | 1170.862 | 1185.875 | 1209.849 | 1225.834 | 1241.816 | 1257.788 | 1273.748 | 1289.699 | 1305.637 | 1321.693 | 1337.744 | 1353.812 | 1369.878 | 1385.938 | 1401.911 | 1417.873 | 1433.803 | 1449.719 | 1465.625 | 1481.501 | 1497.367 | 1513.224 | 1529.071 | 1544.907
Consumer Transformation | Dem_BB002a | Number | NPgY | Norton Lees |  | 898.947 | 909.951 | 920.907 | 931.82 | 944.097 | 956.368 | 968.63 | 988.213 | 1001.269 | 1014.323 | 1027.37 | 1040.406 | 1053.435 | 1066.453 | 1079.568 | 1092.678 | 1105.803 | 1118.926 | 1132.044 | 1145.09 | 1158.128 | 1171.14 | 1184.14 | 1197.132 | 1210.1 | 1223.06 | 1236.011 | 1248.956 | 1261.89
Consumer Transformation | Dem_BB002a | Number | NPgY | Pitsmoor |  | 1069.074 | 1082.16 | 1095.191 | 1108.169 | 1122.769 | 1137.362 | 1151.945 | 1175.234 | 1190.761 | 1206.286 | 1221.801 | 1237.305 | 1252.799 | 1268.281 | 1283.878 | 1299.469 | 1315.078 | 1330.684 | 1346.285 | 1361.801 | 1377.306 | 1392.78 | 1408.24 | 1423.691 | 1439.114 | 1454.526 | 1469.928 | 1485.323 | 1500.705
Consumer Transformation | Dem_BB002a | Number | NPgY | Saltend North |  | 1000.337 | 1012.923 | 1025.467 | 1037.971 | 1051.17 | 1064.35 | 1077.508 | 1098.793 | 1112.804 | 1126.808 | 1140.791 | 1154.749 | 1168.686 | 1182.597 | 1196.837 | 1211.065 | 1225.302 | 1239.529 | 1253.743 | 1267.711 | 1281.656 | 1295.563 | 1309.445 | 1323.307 | 1337.097 | 1350.865 | 1364.613 | 1378.341 | 1392.046
Consumer Transformation | Dem_BB002a | Number | NPgY | Sheffield City |  | 1884.428 | 1907.495 | 1930.463 | 1953.339 | 1979.075 | 2004.798 | 2030.503 | 2071.553 | 2098.923 | 2126.287 | 2153.636 | 2180.964 | 2208.276 | 2235.565 | 2263.057 | 2290.539 | 2318.053 | 2345.561 | 2373.06 | 2400.41 | 2427.739 | 2455.016 | 2482.267 | 2509.502 | 2536.687 | 2563.854 | 2591.003 | 2618.138 | 2645.252
Consumer Transformation | Dem_BB002a | Number | NPgY | Skelton Grange |  | 8242.359 | 8335.476 | 8427.947 | 8519.797 | 8628.902 | 8737.865 | 8846.668 | 9022.216 | 9138.074 | 9253.878 | 9369.524 | 9484.994 | 9600.305 | 9715.431 | 9832.962 | 9950.405 | 10067.936 | 10185.395 | 10302.765 | 10418.38 | 10533.834 | 10648.987 | 10763.953 | 10878.777 | 10993.045 | 11107.152 | 11221.109 | 11334.922 | 11448.567
Consumer Transformation | Dem_BB002a | Number | NPgY | Templeborough |  | 1016.752 | 1029.198 | 1041.591 | 1053.933 | 1067.819 | 1081.698 | 1095.568 | 1117.716 | 1132.484 | 1147.248 | 1162.004 | 1176.749 | 1191.486 | 1206.21 | 1221.043 | 1235.871 | 1250.716 | 1265.559 | 1280.396 | 1295.152 | 1309.898 | 1324.616 | 1339.319 | 1354.014 | 1368.682 | 1383.339 | 1397.988 | 1412.629 | 1427.258
Consumer Transformation | Dem_BB002a | Number | NPgY | Thorpe Marsh |  | 5324.191 | 5386.828 | 5449.116 | 5511.073 | 5580.487 | 5649.779 | 5718.935 | 5831.2 | 5904.844 | 5978.444 | 6051.909 | 6125.227 | 6198.411 | 6271.443 | 6346.505 | 6421.489 | 6496.511 | 6571.467 | 6646.344 | 6719.725 | 6792.975 | 6866.002 | 6938.88 | 7011.639 | 7083.947 | 7156.122 | 7228.171 | 7300.097 | 7371.886
Consumer Transformation | Dem_BB002a | Number | NPgY | Thurcroft |  | 2112.252 | 2138.107 | 2163.852 | 2189.494 | 2218.341 | 2247.174 | 2275.987 | 2321.999 | 2352.678 | 2383.351 | 2414.006 | 2444.638 | 2475.252 | 2505.841 | 2536.656 | 2567.461 | 2598.301 | 2629.135 | 2659.958 | 2690.614 | 2721.248 | 2751.823 | 2782.368 | 2812.896 | 2843.368 | 2873.818 | 2904.25 | 2934.666 | 2965.058
Consumer Transformation | Dem_BB002a | Number | NPgY | West Melton |  | 5378.982 | 5444.825 | 5510.386 | 5575.684 | 5649.146 | 5722.57 | 5795.944 | 5913.118 | 5991.243 | 6069.354 | 6147.418 | 6225.425 | 6303.385 | 6381.282 | 6459.755 | 6538.201 | 6616.737 | 6695.258 | 6773.751 | 6851.819 | 6929.83 | 7007.691 | 7085.477 | 7163.217 | 7240.815 | 7318.36 | 7395.856 | 7473.311 | 7550.707
Consumer Transformation | Dem_BB002a | Number | NPgY | Wincobank |  | 382.203 | 386.881 | 391.54 | 396.179 | 401.399 | 406.616 | 411.83 | 420.156 | 425.707 | 431.257 | 436.804 | 442.346 | 447.886 | 453.421 | 458.997 | 464.571 | 470.151 | 475.73 | 481.308 | 486.855 | 492.398 | 497.93 | 503.457 | 508.981 | 514.495 | 520.005 | 525.511 | 531.015 | 536.514
Consumer Transformation | Dem_BB002a | Number | SEPD | Acton Lane 66kV |  | 822.89 | 834.061 | 845.22 | 856.369 | 867.491 | 878.603 | 889.703 | 907.521 | 919.34 | 931.155 | 942.957 | 954.747 | 966.524 | 978.288 | 990.207 | 1002.119 | 1014.042 | 1025.961 | 1037.872 | 1049.672 | 1061.459 | 1073.22 | 1084.965 | 1096.7 | 1108.4 | 1120.088 | 1131.764 | 1143.43 | 1155.083
Consumer Transformation | Dem_BB002a | Number | SEPD | Botley Wood |  | 2170.783 | 2200.92 | 2231.041 | 2261.156 | 2292.166 | 2323.193 | 2354.233 | 2403.105 | 2436.152 | 2469.201 | 2502.265 | 2535.34 | 2568.431 | 2601.529 | 2634.386 | 2667.253 | 2700.178 | 2733.118 | 2766.069 | 2799.16 | 2832.257 | 2865.32 | 2898.381 | 2931.451 | 2964.551 | 2997.658 | 3030.775 | 3063.905 | 3097.04
Consumer Transformation | Dem_BB002a | Number | SEPD | Bramley |  | 3933.897 | 3988.749 | 4043.58 | 4098.405 | 4152.056 | 4205.67 | 4259.239 | 4344.982 | 4402.021 | 4459.045 | 4516.025 | 4572.954 | 4629.838 | 4686.667 | 4744.034 | 4801.376 | 4858.776 | 4916.159 | 4973.515 | 5030.434 | 5087.301 | 5144.048 | 5200.731 | 5257.372 | 5313.914 | 5370.407 | 5426.857 | 5483.266 | 5539.624
Consumer Transformation | Dem_BB002a | Number | SEPD | Chickerell |  | 2141.222 | 2169.556 | 2197.836 | 2226.07 | 2254.609 | 2283.111 | 2311.573 | 2357.476 | 2387.783 | 2418.076 | 2448.329 | 2478.537 | 2508.705 | 2538.825 | 2569.706 | 2600.567 | 2631.457 | 2662.331 | 2693.186 | 2723.527 | 2753.829 | 2784.055 | 2814.234 | 2844.38 | 2874.374 | 2904.328 | 2934.246 | 2964.128 | 2993.97
Consumer Transformation | Dem_BB002a | Number | SEPD | Cowley |  | 10617.338 | 10757.376 | 10897.138 | 11036.659 | 11184.965 | 11333.273 | 11481.56 | 11716.712 | 11874.594 | 12032.471 | 12190.338 | 12348.17 | 12505.992 | 12663.768 | 12820.876 | 12977.964 | 13135.264 | 13292.568 | 13449.852 | 13607.668 | 13765.437 | 13922.971 | 14080.423 | 14237.849 | 14395.392 | 14552.9 | 14710.387 | 14867.864 | 15025.295
Consumer Transformation | Dem_BB002a | Number | SEPD | Ealing |  | 7183.007 | 7280.52 | 7377.923 | 7475.242 | 7572.327 | 7669.323 | 7766.216 | 7921.749 | 8024.92 | 8128.048 | 8231.074 | 8333.983 | 8436.79 | 8539.473 | 8643.515 | 8747.497 | 8851.575 | 8955.609 | 9059.582 | 9162.584 | 9265.477 | 9368.135 | 9470.661 | 9573.093 | 9675.222 | 9777.244 | 9879.167 | 9981 | 10082.719
Consumer Transformation | Dem_BB002a | Number | SEPD | Fawley |  | 2719.42 | 2757.173 | 2794.908 | 2832.633 | 2871.481 | 2910.35 | 2949.234 | 3010.458 | 3051.857 | 3093.259 | 3134.68 | 3176.114 | 3217.568 | 3259.031 | 3300.192 | 3341.366 | 3382.612 | 3423.878 | 3465.156 | 3506.611 | 3548.072 | 3589.492 | 3630.908 | 3672.337 | 3713.802 | 3755.276 | 3796.763 | 3838.266 | 3879.775
Consumer Transformation | Dem_BB002a | Number | SEPD | Fleet |  | 19434.585 | 19676.619 | 19917.752 | 20158.047 | 20432.111 | 20706.263 | 20980.461 | 21413.501 | 21705.433 | 21997.381 | 22289.399 | 22581.443 | 22873.556 | 23165.675 | 23455.954 | 23746.268 | 24037.042 | 24327.893 | 24618.78 | 24911.067 | 25203.346 | 25495.277 | 25787.136 | 26079.03 | 26371.193 | 26663.374 | 26955.595 | 27247.875 | 27540.152
Consumer Transformation | Dem_BB002a | Number | SEPD | Iver 132kV |  | 4734.825 | 4796.271 | 4857.567 | 4918.727 | 4987.993 | 5057.345 | 5126.772 | 5235.095 | 5309.005 | 5382.94 | 5456.957 | 5531.048 | 5605.223 | 5679.465 | 5752.024 | 5824.627 | 5897.376 | 5970.179 | 6043.025 | 6117.231 | 6191.492 | 6265.726 | 6339.999 | 6414.337 | 6488.964 | 6563.655 | 6638.417 | 6713.255 | 6788.153
Consumer Transformation | Dem_BB002a | Number | SEPD | Iver 66kV |  | 1799.755 | 1823.111 | 1846.41 | 1869.658 | 1895.986 | 1922.348 | 1948.738 | 1989.912 | 2018.006 | 2046.11 | 2074.244 | 2102.407 | 2130.602 | 2158.822 | 2186.402 | 2213.999 | 2241.652 | 2269.325 | 2297.015 | 2325.221 | 2353.449 | 2381.665 | 2409.897 | 2438.154 | 2466.52 | 2494.911 | 2523.329 | 2551.776 | 2580.245
Consumer Transformation | Dem_BB002a | Number | SEPD | Laleham |  | 2652.8 | 2687.227 | 2721.569 | 2755.836 | 2794.644 | 2833.5 | 2872.398 | 2933.088 | 2974.498 | 3015.922 | 3057.392 | 3098.903 | 3140.461 | 3182.057 | 3222.71 | 3263.388 | 3304.147 | 3344.937 | 3385.751 | 3427.326 | 3468.933 | 3510.524 | 3552.137 | 3593.787 | 3635.598 | 3677.446 | 3719.333 | 3761.263 | 3803.226
Consumer Transformation | Dem_BB002a | Number | SEPD | Lovedean |  | 9643.934 | 9777.818 | 9911.637 | 10045.424 | 10183.19 | 10321.032 | 10458.928 | 10676.05 | 10822.861 | 10969.687 | 11116.579 | 11263.519 | 11410.525 | 11557.568 | 11703.538 | 11849.554 | 11995.827 | 12142.168 | 12288.555 | 12435.567 | 12582.601 | 12729.487 | 12876.363 | 13023.283 | 13170.33 | 13317.412 | 13464.539 | 13611.721 | 13758.926
Consumer Transformation | Dem_BB002a | Number | SEPD | Mannington |  | 13377.629 | 13554.645 | 13731.33 | 13907.729 | 14086.03 | 14264.104 | 14441.922 | 14728.707 | 14918.055 | 15107.319 | 15296.33 | 15485.058 | 15673.534 | 15861.713 | 16054.646 | 16247.46 | 16440.445 | 16633.339 | 16826.113 | 17015.672 | 17204.987 | 17393.827 | 17582.379 | 17770.717 | 17958.108 | 18145.254 | 18332.168 | 18518.866 | 18705.304
Consumer Transformation | Dem_BB002a | Number | SEPD | Melksham |  | 7942.504 | 8053.327 | 8164.113 | 8274.888 | 8382.822 | 8490.67 | 8598.415 | 8771.1 | 8885.826 | 9000.519 | 9115.113 | 9229.59 | 9343.969 | 9458.222 | 9574.076 | 9689.878 | 9805.802 | 9921.692 | 10037.53 | 10152.364 | 10267.093 | 10381.579 | 10495.934 | 10610.203 | 10724.141 | 10837.979 | 10951.724 | 11065.385 | 11178.936
Consumer Transformation | Dem_BB002a | Number | SEPD | Minety |  | 4537 | 4600.306 | 4663.59 | 4726.868 | 4788.523 | 4850.129 | 4911.677 | 5010.32 | 5075.855 | 5141.371 | 5206.83 | 5272.223 | 5337.56 | 5402.825 | 5469.004 | 5535.154 | 5601.373 | 5667.573 | 5733.743 | 5799.34 | 5864.876 | 5930.274 | 5995.597 | 6060.871 | 6125.956 | 6190.984 | 6255.958 | 6320.885 | 6385.749
Consumer Transformation | Dem_BB002a | Number | SEPD | North Hyde |  | 2212.239 | 2240.948 | 2269.587 | 2298.163 | 2330.526 | 2362.929 | 2395.367 | 2445.979 | 2480.511 | 2515.056 | 2549.639 | 2584.256 | 2618.912 | 2653.6 | 2687.502 | 2721.424 | 2755.414 | 2789.43 | 2823.465 | 2858.136 | 2892.833 | 2927.517 | 2962.22 | 2996.953 | 3031.82 | 3066.718 | 3101.649 | 3136.615 | 3171.609
Consumer Transformation | Dem_BB002a | Number | SEPD | Nursling |  | 6803.011 | 6897.455 | 6991.853 | 7086.229 | 7183.412 | 7280.648 | 7377.923 | 7531.084 | 7634.648 | 7738.221 | 7841.842 | 7945.495 | 8049.197 | 8152.923 | 8255.893 | 8358.895 | 8462.08 | 8565.311 | 8668.575 | 8772.28 | 8876.001 | 8979.617 | 9083.226 | 9186.866 | 9290.596 | 9394.35 | 9498.136 | 9601.961 | 9705.803
Consumer Transformation | Dem_BB002a | Number | SHEPD | Abernethy |  | 178.407 | 184.521 | 190.735 | 197.05 | 199.781 | 202.514 | 205.25 | 209.541 | 212.453 | 215.365 | 218.28 | 221.197 | 224.116 | 227.036 | 229.941 | 232.849 | 235.762 | 238.678 | 241.596 | 244.53 | 247.466 | 250.4 | 253.335 | 256.272 | 259.209 | 262.147 | 265.088 | 268.03 | 270.974
Consumer Transformation | Dem_BB002a | Number | SHEPD | Alness |  | 322.845 | 351.702 | 381.235 | 411.443 | 416.646 | 421.84 | 427.025 | 435.429 | 440.951 | 446.469 | 451.977 | 457.475 | 462.964 | 468.442 | 474.07 | 479.693 | 485.32 | 490.942 | 496.559 | 502.06 | 507.552 | 513.027 | 518.492 | 523.949 | 529.382 | 534.806 | 540.221 | 545.627 | 551.024
Consumer Transformation | Dem_BB002a | Number | SHEPD | Arbroath |  | 340.967 | 352.652 | 364.528 | 376.596 | 381.815 | 387.039 | 392.267 | 400.468 | 406.033 | 411.6 | 417.171 | 422.745 | 428.323 | 433.904 | 439.457 | 445.014 | 450.582 | 456.154 | 461.73 | 467.339 | 472.95 | 478.558 | 484.167 | 489.78 | 495.393 | 501.008 | 506.628 | 512.251 | 517.877
Consumer Transformation | Dem_BB002a | Number | SHEPD | Ardkinglas |  | 0 | 0 | 0 | 0 | 0 | 0 | 0 | 0 | 0 | 0 | 0 | 0 | 0 | 0 | 0 | 0 | 0 | 0 | 0 | 0 | 0 | 0 | 0 | 0 | 0 | 0 | 0 | 0 | 0
Consumer Transformation | Dem_BB002a | Number | SHEPD | Ardmore |  | 392.486 | 417.215 | 442.476 | 468.272 | 474.429 | 480.583 | 486.732 | 496.559 | 503.107 | 509.653 | 516.194 | 522.731 | 529.263 | 535.79 | 542.405 | 549.018 | 555.639 | 562.259 | 568.878 | 575.431 | 581.979 | 588.514 | 595.043 | 601.568 | 608.08 | 614.587 | 621.09 | 627.589 | 634.084
Consumer Transformation | Dem_BB002a | Number | SHEPD | Beauly |  | 294.358 | 312.903 | 331.849 | 351.195 | 355.813 | 360.428 | 365.04 | 372.41 | 377.321 | 382.23 | 387.136 | 392.039 | 396.938 | 401.833 | 406.794 | 411.753 | 416.719 | 421.684 | 426.648 | 431.563 | 436.474 | 441.375 | 446.271 | 451.165 | 456.049 | 460.929 | 465.806 | 470.681 | 475.551
Consumer Transformation | Dem_BB002a | Number | SHEPD | Berryburn |  | 0 | 0 | 0 | 0 | 0 | 0 | 0 | 0 | 0 | 0 | 0 | 0 | 0 | 0 | 0 | 0 | 0 | 0 | 0 | 0 | 0 | 0 | 0 | 0 | 0 | 0 | 0 | 0 | 0
Consumer Transformation | Dem_BB002a | Number | SHEPD | Boat of Garten |  | 166.624 | 177.122 | 187.846 | 198.797 | 201.411 | 204.024 | 206.634 | 210.806 | 213.586 | 216.365 | 219.142 | 221.917 | 224.69 | 227.461 | 230.269 | 233.077 | 235.888 | 238.698 | 241.508 | 244.29 | 247.07 | 249.844 | 252.616 | 255.386 | 258.151 | 260.913 | 263.674 | 266.433 | 269.19
Consumer Transformation | Dem_BB002a | Number | SHEPD | Braco West |  | 427.884 | 442.548 | 457.451 | 472.595 | 479.146 | 485.701 | 492.262 | 502.553 | 509.537 | 516.523 | 523.514 | 530.509 | 537.509 | 544.513 | 551.481 | 558.454 | 565.442 | 572.435 | 579.432 | 586.47 | 593.512 | 600.549 | 607.588 | 614.632 | 621.675 | 628.723 | 635.774 | 642.831 | 649.891
Consumer Transformation | Dem_BB002a | Number | SHEPD | Bridge of Dun |  | 317.1 | 327.967 | 339.012 | 350.235 | 355.089 | 359.947 | 364.809 | 372.436 | 377.612 | 382.789 | 387.97 | 393.154 | 398.341 | 403.532 | 408.696 | 413.864 | 419.042 | 424.224 | 429.41 | 434.626 | 439.845 | 445.06 | 450.276 | 455.496 | 460.716 | 465.939 | 471.165 | 476.394 | 481.626
Consumer Transformation | Dem_BB002a | Number | SHEPD | Broadford-Skye |  | 100.493 | 106.825 | 113.293 | 119.898 | 121.474 | 123.05 | 124.624 | 127.14 | 128.817 | 130.493 | 132.168 | 133.842 | 135.514 | 137.185 | 138.879 | 140.572 | 142.267 | 143.963 | 145.657 | 147.335 | 149.012 | 150.685 | 152.356 | 154.027 | 155.694 | 157.361 | 159.026 | 160.69 | 162.353
Consumer Transformation | Dem_BB002a | Number | SHEPD | Brora |  | 64.832 | 70.627 | 76.558 | 82.624 | 83.669 | 84.712 | 85.753 | 87.441 | 88.55 | 89.658 | 90.764 | 91.868 | 92.97 | 94.07 | 95.2 | 96.33 | 97.46 | 98.589 | 99.716 | 100.821 | 101.924 | 103.024 | 104.121 | 105.217 | 106.308 | 107.397 | 108.485 | 109.57 | 110.654
Consumer Transformation | Dem_BB002a | Number | SHEPD | Burghmuir |  | 758.166 | 784.148 | 810.555 | 837.389 | 848.995 | 860.611 | 872.235 | 890.471 | 902.846 | 915.224 | 927.611 | 940.005 | 952.409 | 964.819 | 977.166 | 989.522 | 1001.903 | 1014.294 | 1026.692 | 1039.163 | 1051.64 | 1064.109 | 1076.582 | 1089.063 | 1101.543 | 1114.03 | 1126.525 | 1139.029 | 1151.538
Consumer Transformation | Dem_BB002a | Number | SHEPD | Carradale |  | 217.641 | 231.272 | 245.197 | 259.415 | 262.682 | 265.942 | 269.196 | 274.48 | 277.945 | 281.408 | 284.865 | 288.315 | 291.759 | 295.195 | 298.736 | 302.274 | 305.813 | 309.35 | 312.883 | 316.334 | 319.778 | 323.212 | 326.639 | 330.06 | 333.464 | 336.862 | 340.254 | 343.641 | 347.021
Consumer Transformation | Dem_BB002a | Number | SHEPD | Cassley |  | 8.095 | 8.819 | 9.559 | 10.317 | 10.447 | 10.578 | 10.708 | 10.918 | 11.057 | 11.195 | 11.333 | 11.471 | 11.609 | 11.746 | 11.887 | 12.028 | 12.169 | 12.31 | 12.451 | 12.589 | 12.727 | 12.864 | 13.001 | 13.138 | 13.274 | 13.41 | 13.546 | 13.682 | 13.817
Consumer Transformation | Dem_BB002a | Number | SHEPD | Ceannacroc |  | 14.962 | 15.905 | 16.868 | 17.851 | 18.086 | 18.321 | 18.555 | 18.93 | 19.179 | 19.429 | 19.678 | 19.927 | 20.176 | 20.425 | 20.677 | 20.929 | 21.182 | 21.434 | 21.687 | 21.936 | 22.186 | 22.435 | 22.684 | 22.933 | 23.181 | 23.429 | 23.677 | 23.925 | 24.172
Consumer Transformation | Dem_BB002a | Number | SHEPD | Charleston |  | 128.387 | 132.787 | 137.259 | 141.803 | 143.768 | 145.735 | 147.704 | 150.792 | 152.887 | 154.983 | 157.081 | 159.18 | 161.28 | 163.382 | 165.473 | 167.565 | 169.661 | 171.76 | 173.859 | 175.971 | 178.084 | 180.195 | 182.308 | 184.421 | 186.534 | 188.649 | 190.765 | 192.882 | 195.001
Consumer Transformation | Dem_BB002a | Number | SHEPD | Clachan |  | 40.458 | 42.992 | 45.581 | 48.224 | 48.831 | 49.437 | 50.042 | 51.024 | 51.668 | 52.312 | 52.955 | 53.596 | 54.236 | 54.875 | 55.533 | 56.191 | 56.849 | 57.506 | 58.163 | 58.805 | 59.445 | 60.083 | 60.72 | 61.356 | 61.989 | 62.621 | 63.251 | 63.881 | 64.509
Consumer Transformation | Dem_BB002a | Number | SHEPD | Clayhills |  | 140.259 | 145.255 | 150.336 | 155.5 | 157.659 | 159.821 | 161.983 | 165.374 | 167.677 | 169.98 | 172.285 | 174.591 | 176.899 | 179.209 | 181.504 | 183.801 | 186.102 | 188.406 | 190.71 | 193.031 | 195.352 | 197.672 | 199.993 | 202.316 | 204.639 | 206.964 | 209.291 | 211.619 | 213.948
Consumer Transformation | Dem_BB002a | Number | SHEPD | Coupar Angus |  | 261.103 | 270.051 | 279.145 | 288.386 | 292.383 | 296.384 | 300.387 | 306.667 | 310.929 | 315.191 | 319.457 | 323.726 | 327.997 | 332.271 | 336.524 | 340.779 | 345.043 | 349.31 | 353.58 | 357.875 | 362.171 | 366.466 | 370.761 | 375.059 | 379.357 | 383.658 | 387.961 | 392.267 | 396.575
Consumer Transformation | Dem_BB002a | Number | SHEPD | Craigiebuckler |  | 411.147 | 425.794 | 440.686 | 455.824 | 462.154 | 468.49 | 474.83 | 484.769 | 491.519 | 498.27 | 505.026 | 511.787 | 518.553 | 525.323 | 532.051 | 538.783 | 545.53 | 552.282 | 559.038 | 565.839 | 572.645 | 579.446 | 586.249 | 593.058 | 599.869 | 606.684 | 613.504 | 620.328 | 627.157
Consumer Transformation | Dem_BB002a | Number | SHEPD | Dallas |  | 0 | 0 | 0 | 0 | 0 | 0 | 0 | 0 | 0 | 0 | 0 | 0 | 0 | 0 | 0 | 0 | 0 | 0 | 0 | 0 | 0 | 0 | 0 | 0 | 0 | 0 | 0 | 0 | 0
Consumer Transformation | Dem_BB002a | Number | SHEPD | Dounreay |  | 73.936 | 80.544 | 87.308 | 94.226 | 95.417 | 96.607 | 97.794 | 99.719 | 100.983 | 102.247 | 103.509 | 104.768 | 106.025 | 107.279 | 108.568 | 109.856 | 111.145 | 112.432 | 113.718 | 114.978 | 116.236 | 117.49 | 118.742 | 119.991 | 121.235 | 122.478 | 123.718 | 124.956 | 126.192
Consumer Transformation | Dem_BB002a | Number | SHEPD | Dudhope |  | 755.076 | 780.952 | 807.251 | 833.975 | 845.535 | 857.104 | 868.68 | 886.841 | 899.166 | 911.493 | 923.83 | 936.174 | 948.527 | 960.886 | 973.183 | 985.489 | 997.819 | 1010.16 | 1022.508 | 1034.928 | 1047.354 | 1059.772 | 1072.194 | 1084.624 | 1097.053 | 1109.489 | 1121.933 | 1134.386 | 1146.845
Consumer Transformation | Dem_BB002a | Number | SHEPD | Dunbeath |  | 0.045 | 0.049 | 0.053 | 0.057 | 0.058 | 0.059 | 0.059 | 0.06 | 0.061 | 0.062 | 0.063 | 0.064 | 0.064 | 0.065 | 0.066 | 0.067 | 0.067 | 0.068 | 0.069 | 0.07 | 0.07 | 0.071 | 0.072 | 0.073 | 0.074 | 0.074 | 0.075 | 0.076 | 0.077
Consumer Transformation | Dem_BB002a | Number | SHEPD | Dunoon |  | 97.306 | 98.999 | 100.702 | 102.414 | 103.875 | 105.339 | 106.805 | 109.081 | 110.642 | 112.203 | 113.766 | 115.332 | 116.9 | 118.469 | 120.018 | 121.568 | 123.123 | 124.679 | 126.237 | 127.815 | 129.395 | 130.975 | 132.556 | 134.14 | 135.725 | 137.312 | 138.9 | 140.491 | 142.084
Consumer Transformation | Dem_BB002a | Number | SHEPD | Dunvegan |  | 54.306 | 57.728 | 61.223 | 64.792 | 65.644 | 66.496 | 67.347 | 68.706 | 69.612 | 70.518 | 71.423 | 72.328 | 73.232 | 74.135 | 75.05 | 75.965 | 76.881 | 77.797 | 78.713 | 79.619 | 80.525 | 81.43 | 82.333 | 83.236 | 84.137 | 85.037 | 85.937 | 86.836 | 87.735
Consumer Transformation | Dem_BB002a | Number | SHEPD | Dyce |  | 376.833 | 390.257 | 403.906 | 417.781 | 423.583 | 429.389 | 435.2 | 444.31 | 450.496 | 456.684 | 462.877 | 469.073 | 475.275 | 481.479 | 487.646 | 493.816 | 500 | 506.188 | 512.38 | 518.614 | 524.852 | 531.085 | 537.321 | 543.561 | 549.803 | 556.05 | 562.3 | 568.555 | 574.814
Consumer Transformation | Dem_BB002a | Number | SHEPD | Elgin |  | 450.624 | 479.016 | 508.019 | 537.635 | 544.705 | 551.77 | 558.83 | 570.113 | 577.63 | 585.146 | 592.657 | 600.162 | 607.662 | 615.155 | 622.75 | 630.342 | 637.944 | 645.545 | 653.145 | 660.668 | 668.186 | 675.689 | 683.185 | 690.676 | 698.153 | 705.624 | 713.09 | 720.552 | 728.009
Consumer Transformation | Dem_BB002a | Number | SHEPD | Fasnakyle |  | 7.232 | 7.688 | 8.153 | 8.629 | 8.742 | 8.855 | 8.969 | 9.15 | 9.271 | 9.391 | 9.512 | 9.632 | 9.752 | 9.873 | 9.995 | 10.116 | 10.239 | 10.36 | 10.482 | 10.603 | 10.724 | 10.844 | 10.965 | 11.085 | 11.205 | 11.325 | 11.445 | 11.564 | 11.684
Consumer Transformation | Dem_BB002a | Number | SHEPD | Fetteresso |  | 0 | 0 | 0 | 0 | 0 | 0 | 0 | 0 | 0 | 0 | 0 | 0 | 0 | 0 | 0 | 0 | 0 | 0 | 0 | 0 | 0 | 0 | 0 | 0 | 0 | 0 | 0 | 0 | 0
Consumer Transformation | Dem_BB002a | Number | SHEPD | Fiddes |  | 190.752 | 197.548 | 204.457 | 211.48 | 214.417 | 217.356 | 220.298 | 224.909 | 228.041 | 231.173 | 234.308 | 237.444 | 240.584 | 243.724 | 246.846 | 249.969 | 253.099 | 256.232 | 259.366 | 262.522 | 265.679 | 268.835 | 271.991 | 275.15 | 278.31 | 281.472 | 284.636 | 287.802 | 290.97
Consumer Transformation | Dem_BB002a | Number | SHEPD | Finstown |  | 0 | 0 | 0 | 0 | 0 | 0 | 0 | 0 | 0 | 0 | 0 | 0 | 0 | 0 | 0 | 0 | 0 | 0 | 0 | 0 | 0 | 0 | 0 | 0 | 0 | 0 | 0 | 0 | 0
Consumer Transformation | Dem_BB002a | Number | SHEPD | Fort Augustus |  | 34.373 | 36.538 | 38.751 | 41.01 | 41.549 | 42.088 | 42.627 | 43.487 | 44.061 | 44.634 | 45.207 | 45.779 | 46.351 | 46.923 | 47.502 | 48.081 | 48.661 | 49.241 | 49.821 | 50.395 | 50.968 | 51.54 | 52.112 | 52.684 | 53.254 | 53.824 | 54.393 | 54.962 | 55.531
Consumer Transformation | Dem_BB002a | Number | SHEPD | Fort William |  | 221.106 | 235.037 | 249.268 | 263.8 | 267.268 | 270.735 | 274.199 | 279.735 | 283.424 | 287.112 | 290.797 | 294.479 | 298.159 | 301.836 | 305.563 | 309.288 | 313.018 | 316.748 | 320.476 | 324.168 | 327.857 | 331.538 | 335.216 | 338.892 | 342.56 | 346.226 | 349.89 | 353.551 | 357.21
Consumer Transformation | Dem_BB002a | Number | SHEPD | Fraserburgh |  | 216.743 | 224.465 | 232.315 | 240.296 | 243.633 | 246.973 | 250.315 | 255.554 | 259.113 | 262.672 | 266.233 | 269.798 | 273.364 | 276.933 | 280.48 | 284.029 | 287.586 | 291.145 | 294.707 | 298.292 | 301.88 | 305.465 | 309.052 | 312.641 | 316.231 | 319.824 | 323.419 | 327.017 | 330.617
Consumer Transformation | Dem_BB002a | Number | SHEPD | Glenfarclas |  | 0 | 0 | 0 | 0 | 0 | 0 | 0 | 0 | 0 | 0 | 0 | 0 | 0 | 0 | 0 | 0 | 0 | 0 | 0 | 0 | 0 | 0 | 0 | 0 | 0 | 0 | 0 | 0 | 0
Consumer Transformation | Dem_BB002a | Number | SHEPD | Grudie Bridge |  | 19.794 | 21.041 | 22.315 | 23.616 | 23.926 | 24.237 | 24.547 | 25.042 | 25.373 | 25.703 | 26.033 | 26.362 | 26.692 | 27.021 | 27.354 | 27.688 | 28.022 | 28.356 | 28.689 | 29.02 | 29.35 | 29.68 | 30.009 | 30.338 | 30.666 | 30.995 | 31.323 | 31.65 | 31.978
Consumer Transformation | Dem_BB002a | Number | SHEPD | Inverness |  | 831.561 | 883.953 | 937.475 | 992.128 | 1005.173 | 1018.211 | 1031.24 | 1052.06 | 1065.933 | 1079.802 | 1093.662 | 1107.511 | 1121.351 | 1135.18 | 1149.194 | 1163.205 | 1177.233 | 1191.26 | 1205.283 | 1219.167 | 1233.04 | 1246.886 | 1260.718 | 1274.543 | 1288.339 | 1302.126 | 1315.904 | 1329.675 | 1343.434
Consumer Transformation | Dem_BB002a | Number | SHEPD | Keith |  | 357.849 | 380.395 | 403.427 | 426.946 | 432.56 | 438.171 | 443.777 | 452.737 | 458.707 | 464.675 | 470.64 | 476.599 | 482.555 | 488.506 | 494.537 | 500.566 | 506.603 | 512.639 | 518.674 | 524.648 | 530.618 | 536.577 | 542.529 | 548.479 | 554.416 | 560.349 | 566.278 | 572.204 | 578.125
Consumer Transformation | Dem_BB002a | Number | SHEPD | Killin |  | 81.879 | 84.685 | 87.537 | 90.435 | 91.688 | 92.943 | 94.198 | 96.167 | 97.504 | 98.84 | 100.178 | 101.517 | 102.856 | 104.197 | 105.53 | 106.864 | 108.201 | 109.54 | 110.879 | 112.225 | 113.573 | 114.92 | 116.267 | 117.614 | 118.962 | 120.311 | 121.66 | 123.01 | 124.361
Consumer Transformation | Dem_BB002a | Number | SHEPD | Kinlochleven |  | 19.85 | 21.101 | 22.379 | 23.683 | 23.995 | 24.306 | 24.617 | 25.114 | 25.445 | 25.776 | 26.107 | 26.438 | 26.768 | 27.098 | 27.433 | 27.767 | 28.102 | 28.437 | 28.772 | 29.103 | 29.434 | 29.765 | 30.095 | 30.425 | 30.754 | 31.084 | 31.412 | 31.741 | 32.07
Consumer Transformation | Dem_BB002a | Number | SHEPD | Kintore |  | 719.02 | 744.634 | 770.677 | 797.152 | 808.222 | 819.301 | 830.389 | 847.771 | 859.575 | 871.382 | 883.197 | 895.021 | 906.853 | 918.693 | 930.459 | 942.232 | 954.031 | 965.838 | 977.653 | 989.548 | 1001.449 | 1013.344 | 1025.242 | 1037.148 | 1049.059 | 1060.977 | 1072.904 | 1084.839 | 1096.781
Consumer Transformation | Dem_BB002a | Number | SHEPD | Lairg |  | 10.606 | 11.554 | 12.524 | 13.517 | 13.688 | 13.858 | 14.029 | 14.305 | 14.486 | 14.667 | 14.848 | 15.029 | 15.209 | 15.389 | 15.574 | 15.759 | 15.944 | 16.128 | 16.313 | 16.494 | 16.674 | 16.854 | 17.033 | 17.213 | 17.391 | 17.569 | 17.747 | 17.925 | 18.102
Consumer Transformation | Dem_BB002a | Number | SHEPD | Lunanhead |  | 298.02 | 308.233 | 318.613 | 329.161 | 333.723 | 338.289 | 342.858 | 350.026 | 354.891 | 359.756 | 364.625 | 369.497 | 374.373 | 379.251 | 384.104 | 388.961 | 393.828 | 398.699 | 403.572 | 408.474 | 413.379 | 418.28 | 423.183 | 428.089 | 432.995 | 437.903 | 442.814 | 447.729 | 452.647
Consumer Transformation | Dem_BB002a | Number | SHEPD | Lyndhurst |  | 261.734 | 270.704 | 279.82 | 289.083 | 293.09 | 297.1 | 301.113 | 307.408 | 311.68 | 315.954 | 320.23 | 324.509 | 328.791 | 333.075 | 337.337 | 341.603 | 345.877 | 350.155 | 354.435 | 358.74 | 363.047 | 367.352 | 371.658 | 375.966 | 380.275 | 384.585 | 388.899 | 393.215 | 397.534
Consumer Transformation | Dem_BB002a | Number | SHEPD | Macduff |  | 172.218 | 183.068 | 194.153 | 205.471 | 208.173 | 210.873 | 213.572 | 217.884 | 220.757 | 223.629 | 226.499 | 229.368 | 232.234 | 235.098 | 238 | 240.902 | 243.807 | 246.712 | 249.616 | 252.492 | 255.365 | 258.232 | 261.097 | 263.96 | 266.817 | 269.673 | 272.526 | 275.378 | 278.228
Consumer Transformation | Dem_BB002a | Number | SHEPD | Milton of Craigie |  | 381.622 | 394.7 | 407.992 | 421.498 | 427.341 | 433.188 | 439.038 | 448.217 | 454.446 | 460.677 | 466.912 | 473.15 | 479.394 | 485.64 | 491.855 | 498.074 | 504.307 | 510.543 | 516.784 | 523.061 | 529.342 | 535.618 | 541.896 | 548.178 | 554.46 | 560.746 | 567.035 | 573.328 | 579.625
Consumer Transformation | Dem_BB002a | Number | SHEPD | Mybster |  | 96.483 | 105.107 | 113.932 | 122.96 | 124.515 | 126.067 | 127.617 | 130.129 | 131.779 | 133.428 | 135.074 | 136.717 | 138.357 | 139.994 | 141.676 | 143.357 | 145.038 | 146.718 | 148.397 | 150.041 | 151.682 | 153.319 | 154.952 | 156.583 | 158.206 | 159.827 | 161.446 | 163.061 | 164.674
Consumer Transformation | Dem_BB002a | Number | SHEPD | Nairn |  | 264.916 | 281.606 | 298.657 | 316.068 | 320.224 | 324.378 | 328.528 | 335.161 | 339.581 | 343.999 | 348.415 | 352.827 | 357.236 | 361.641 | 366.106 | 370.569 | 375.038 | 379.507 | 383.974 | 388.397 | 392.817 | 397.228 | 401.635 | 406.039 | 410.434 | 414.826 | 419.216 | 423.603 | 427.986
Consumer Transformation | Dem_BB002a | Number | SHEPD | Orrin |  | 0 | 0 | 0 | 0 | 0 | 0 | 0 | 0 | 0 | 0 | 0 | 0 | 0 | 0 | 0 | 0 | 0 | 0 | 0 | 0 | 0 | 0 | 0 | 0 | 0 | 0 | 0 | 0 | 0
Consumer Transformation | Dem_BB002a | Number | SHEPD | Persley |  | 545.322 | 564.748 | 584.5 | 604.579 | 612.975 | 621.377 | 629.786 | 642.969 | 651.922 | 660.876 | 669.838 | 678.805 | 687.779 | 696.758 | 705.682 | 714.611 | 723.559 | 732.514 | 741.475 | 750.497 | 759.523 | 768.544 | 777.567 | 786.597 | 795.631 | 804.67 | 813.716 | 822.768 | 831.824
Consumer Transformation | Dem_BB002a | Number | SHEPD | Peterhead Grange |  | 39.077 | 40.469 | 41.885 | 43.324 | 43.925 | 44.527 | 45.13 | 46.075 | 46.716 | 47.358 | 48 | 48.643 | 49.286 | 49.929 | 50.569 | 51.209 | 51.85 | 52.491 | 53.134 | 53.78 | 54.427 | 55.073 | 55.72 | 56.367 | 57.014 | 57.662 | 58.31 | 58.959 | 59.608
Consumer Transformation | Dem_BB002a | Number | SHEPD | Peterhead Shell |  | 99.878 | 103.436 | 107.054 | 110.732 | 112.269 | 113.808 | 115.349 | 117.763 | 119.403 | 121.043 | 122.684 | 124.327 | 125.97 | 127.615 | 129.249 | 130.885 | 132.524 | 134.164 | 135.805 | 137.457 | 139.11 | 140.763 | 142.415 | 144.069 | 145.724 | 147.379 | 149.036 | 150.694 | 152.353
Consumer Transformation | Dem_BB002a | Number | SHEPD | Port Ann |  | 177.042 | 188.131 | 199.458 | 211.024 | 213.681 | 216.333 | 218.98 | 223.278 | 226.097 | 228.914 | 231.726 | 234.533 | 237.334 | 240.129 | 243.01 | 245.887 | 248.767 | 251.644 | 254.518 | 257.325 | 260.127 | 262.92 | 265.707 | 268.49 | 271.26 | 274.024 | 276.783 | 279.538 | 282.287
Consumer Transformation | Dem_BB002a | Number | SHEPD | Quoich |  | 0.528 | 0.561 | 0.595 | 0.63 | 0.638 | 0.647 | 0.655 | 0.668 | 0.677 | 0.686 | 0.694 | 0.703 | 0.712 | 0.721 | 0.73 | 0.739 | 0.747 | 0.756 | 0.765 | 0.774 | 0.783 | 0.792 | 0.8 | 0.809 | 0.818 | 0.827 | 0.836 | 0.844 | 0.853
Consumer Transformation | Dem_BB002a | Number | SHEPD | Rannoch |  | 13.081 | 13.53 | 13.985 | 14.448 | 14.648 | 14.849 | 15.049 | 15.364 | 15.578 | 15.791 | 16.005 | 16.219 | 16.433 | 16.647 | 16.86 | 17.073 | 17.287 | 17.5 | 17.714 | 17.93 | 18.145 | 18.36 | 18.575 | 18.791 | 19.006 | 19.221 | 19.437 | 19.653 | 19.868
Consumer Transformation | Dem_BB002a | Number | SHEPD | Redmoss |  | 463.711 | 480.23 | 497.026 | 514.1 | 521.239 | 528.385 | 535.535 | 546.745 | 554.358 | 561.972 | 569.593 | 577.218 | 584.849 | 592.484 | 600.072 | 607.666 | 615.274 | 622.889 | 630.509 | 638.181 | 645.856 | 653.527 | 661.2 | 668.878 | 676.56 | 684.247 | 691.938 | 699.636 | 707.337
Consumer Transformation | Dem_BB002a | Number | SHEPD | Rothienorman |  | 155.197 | 162.381 | 169.704 | 177.167 | 179.574 | 181.982 | 184.39 | 188.194 | 190.758 | 193.322 | 195.886 | 198.451 | 201.016 | 203.582 | 206.151 | 208.721 | 211.295 | 213.871 | 216.447 | 219.024 | 221.601 | 224.175 | 226.748 | 229.322 | 231.894 | 234.467 | 237.04 | 239.614 | 242.188
Consumer Transformation | Dem_BB002a | Number | SHEPD | Shin |  | 12.847 | 13.995 | 15.17 | 16.372 | 16.579 | 16.786 | 16.992 | 17.327 | 17.547 | 17.766 | 17.985 | 18.204 | 18.423 | 18.641 | 18.865 | 19.088 | 19.312 | 19.536 | 19.759 | 19.978 | 20.197 | 20.415 | 20.632 | 20.849 | 21.066 | 21.281 | 21.497 | 21.712 | 21.927
Consumer Transformation | Dem_BB002a | Number | SHEPD | Sloy |  | 28.795 | 30.599 | 32.441 | 34.322 | 34.755 | 35.186 | 35.617 | 36.316 | 36.774 | 37.232 | 37.69 | 38.146 | 38.602 | 39.056 | 39.525 | 39.993 | 40.461 | 40.929 | 41.397 | 41.853 | 42.309 | 42.763 | 43.217 | 43.669 | 44.12 | 44.569 | 45.018 | 45.466 | 45.913
Consumer Transformation | Dem_BB002a | Number | SHEPD | St Fergus Gas Terminal |  | 53.353 | 55.254 | 57.187 | 59.151 | 59.972 | 60.795 | 61.617 | 62.907 | 63.783 | 64.659 | 65.536 | 66.413 | 67.291 | 68.17 | 69.043 | 69.916 | 70.792 | 71.668 | 72.545 | 73.427 | 74.31 | 75.193 | 76.076 | 76.959 | 77.843 | 78.728 | 79.613 | 80.498 | 81.384
Consumer Transformation | Dem_BB002a | Number | SHEPD | St Fillans |  | 41.858 | 43.292 | 44.75 | 46.231 | 46.872 | 47.514 | 48.155 | 49.162 | 49.845 | 50.529 | 51.213 | 51.897 | 52.582 | 53.267 | 53.948 | 54.631 | 55.314 | 55.998 | 56.683 | 57.371 | 58.06 | 58.748 | 59.437 | 60.126 | 60.815 | 61.505 | 62.194 | 62.885 | 63.575
Consumer Transformation | Dem_BB002a | Number | SHEPD | Strichen |  | 198.385 | 205.452 | 212.637 | 219.942 | 222.996 | 226.053 | 229.112 | 233.908 | 237.165 | 240.423 | 243.683 | 246.945 | 250.21 | 253.476 | 256.723 | 259.971 | 263.226 | 266.484 | 269.744 | 273.026 | 276.31 | 279.591 | 282.874 | 286.159 | 289.445 | 292.734 | 296.025 | 299.318 | 302.612
Consumer Transformation | Dem_BB002a | Number | SHEPD | Tarland |  | 223.396 | 231.354 | 239.446 | 247.672 | 251.111 | 254.553 | 257.998 | 263.399 | 267.066 | 270.734 | 274.405 | 278.079 | 281.755 | 285.434 | 289.089 | 292.747 | 296.413 | 300.082 | 303.752 | 307.448 | 311.146 | 314.841 | 318.538 | 322.237 | 325.938 | 329.641 | 333.346 | 337.055 | 340.765
Consumer Transformation | Dem_BB002a | Number | SHEPD | Taynuilt |  | 303.875 | 322.907 | 342.348 | 362.2 | 366.761 | 371.313 | 375.857 | 383.234 | 388.072 | 392.907 | 397.734 | 402.551 | 407.359 | 412.157 | 417.101 | 422.04 | 426.982 | 431.92 | 436.853 | 441.671 | 446.48 | 451.275 | 456.059 | 460.836 | 465.589 | 470.333 | 475.069 | 479.798 | 484.517
Consumer Transformation | Dem_BB002a | Number | SHEPD | Thurso |  | 419.098 | 456.559 | 494.896 | 534.11 | 540.864 | 547.607 | 554.338 | 565.248 | 572.415 | 579.578 | 586.729 | 593.866 | 600.991 | 608.102 | 615.409 | 622.708 | 630.012 | 637.311 | 644.602 | 651.743 | 658.873 | 665.981 | 673.075 | 680.158 | 687.211 | 694.252 | 701.282 | 708.3 | 715.306
Consumer Transformation | Dem_BB002a | Number | SHEPD | Tummel Bridge |  | 194.498 | 201.164 | 207.938 | 214.822 | 217.799 | 220.779 | 223.761 | 228.439 | 231.614 | 234.789 | 237.967 | 241.147 | 244.329 | 247.512 | 250.68 | 253.85 | 257.026 | 260.204 | 263.385 | 266.584 | 269.785 | 272.984 | 276.184 | 279.386 | 282.587 | 285.791 | 288.996 | 292.204 | 295.413
Consumer Transformation | Dem_BB002a | Number | SHEPD | Willowdale |  | 311.895 | 323.006 | 334.303 | 345.787 | 350.589 | 355.395 | 360.204 | 367.744 | 372.864 | 377.986 | 383.111 | 388.24 | 393.373 | 398.508 | 403.612 | 408.719 | 413.837 | 418.959 | 424.084 | 429.244 | 434.406 | 439.566 | 444.727 | 449.892 | 455.058 | 460.228 | 465.402 | 470.579 | 475.759
Consumer Transformation | Dem_BB002a | Number | SHEPD | Woodhill |  | 499.33 | 517.118 | 535.203 | 553.589 | 561.277 | 568.971 | 576.671 | 588.742 | 596.939 | 605.138 | 613.344 | 621.555 | 629.772 | 637.994 | 646.165 | 654.341 | 662.535 | 670.735 | 678.94 | 687.2 | 695.465 | 703.725 | 711.988 | 720.256 | 728.528 | 736.805 | 745.087 | 753.376 | 761.669
Consumer Transformation | Dem_BB002a | Number | SPD | Ayr |  | 455.467 | 463.505 | 471.588 | 479.718 | 486.521 | 493.334 | 500.156 | 510.774 | 518.036 | 525.302 | 532.576 | 539.86 | 547.153 | 554.453 | 561.672 | 568.899 | 576.143 | 583.396 | 590.657 | 598.012 | 605.375 | 612.738 | 620.107 | 627.485 | 634.867 | 642.257 | 649.656 | 657.064 | 664.48
Consumer Transformation | Dem_BB002a | Number | SPD | Bainsford |  | 251.492 | 255.87 | 260.27 | 264.695 | 268.472 | 272.255 | 276.043 | 281.928 | 285.961 | 289.996 | 294.036 | 298.083 | 302.135 | 306.192 | 310.194 | 314.201 | 318.218 | 322.24 | 326.267 | 330.346 | 334.429 | 338.513 | 342.6 | 346.693 | 350.789 | 354.89 | 358.997 | 363.108 | 367.225
Consumer Transformation | Dem_BB002a | Number | SPD | Bathgate |  | 376.098 | 382.644 | 389.225 | 395.841 | 401.49 | 407.147 | 412.813 | 421.613 | 427.644 | 433.678 | 439.721 | 445.772 | 451.832 | 457.899 | 463.884 | 469.876 | 475.884 | 481.899 | 487.921 | 494.021 | 500.127 | 506.234 | 512.347 | 518.467 | 524.593 | 530.726 | 536.867 | 543.016 | 549.171
Consumer Transformation | Dem_BB002a | Number | SPD | Berwick |  | 178.198 | 181.343 | 184.505 | 187.686 | 190.348 | 193.013 | 195.682 | 199.836 | 202.678 | 205.52 | 208.366 | 211.216 | 214.069 | 216.926 | 219.75 | 222.577 | 225.412 | 228.249 | 231.09 | 233.968 | 236.848 | 239.729 | 242.612 | 245.499 | 248.387 | 251.278 | 254.173 | 257.071 | 259.973
Consumer Transformation | Dem_BB002a | Number | SPD | Bonnybridge |  | 625.143 | 636.024 | 646.962 | 657.96 | 667.349 | 676.752 | 686.169 | 700.797 | 710.821 | 720.851 | 730.896 | 740.953 | 751.026 | 761.111 | 771.059 | 781.02 | 791.005 | 801.003 | 811.013 | 821.152 | 831.302 | 841.453 | 851.613 | 861.786 | 871.968 | 882.162 | 892.369 | 902.59 | 912.822
Consumer Transformation | Dem_BB002a | Number | SPD | Braehead Park |  | 330.191 | 336.019 | 341.879 | 347.772 | 352.704 | 357.644 | 362.589 | 370.287 | 375.551 | 380.818 | 386.092 | 391.372 | 396.659 | 401.952 | 407.185 | 412.424 | 417.676 | 422.934 | 428.198 | 433.53 | 438.868 | 444.205 | 449.548 | 454.896 | 460.248 | 465.605 | 470.969 | 476.34 | 481.716
Consumer Transformation | Dem_BB002a | Number | SPD | Broxburn |  | 575.543 | 585.701 | 595.915 | 606.188 | 614.785 | 623.394 | 632.015 | 645.432 | 654.609 | 663.789 | 672.982 | 682.186 | 691.401 | 700.627 | 709.749 | 718.881 | 728.035 | 737.2 | 746.374 | 755.669 | 764.973 | 774.277 | 783.589 | 792.912 | 802.24 | 811.579 | 820.928 | 830.289 | 839.66
Consumer Transformation | Dem_BB002a | Number | SPD | Carntyne |  | 222.244 | 226.167 | 230.111 | 234.078 | 237.397 | 240.722 | 244.05 | 249.232 | 252.775 | 256.32 | 259.87 | 263.424 | 266.982 | 270.545 | 274.067 | 277.594 | 281.128 | 284.667 | 288.21 | 291.799 | 295.392 | 298.985 | 302.58 | 306.18 | 309.783 | 313.389 | 316.999 | 320.614 | 324.232
Consumer Transformation | Dem_BB002a | Number | SPD | Carsfad |  | 0 | 0 | 0 | 0 | 0 | 0 | 0 | 0 | 0 | 0 | 0 | 0 | 0 | 0 | 0 | 0 | 0 | 0 | 0 | 0 | 0 | 0 | 0 | 0 | 0 | 0 | 0 | 0 | 0
Consumer Transformation | Dem_BB002a | Number | SPD | Chapelcross |  | 433.134 | 255.651 | 260.11 | 264.594 | 268.346 | 272.104 | 275.867 | 281.723 | 285.729 | 289.736 | 293.748 | 297.766 | 301.788 | 305.815 | 309.797 | 313.782 | 317.778 | 321.779 | 325.783 | 329.84 | 333.901 | 337.962 | 342.027 | 346.096 | 350.168 | 354.244 | 358.325 | 362.411 | 366.501
Consumer Transformation | Dem_BB002a | Number | SPD | Charlotte Street |  | 221.619 | 225.53 | 229.463 | 233.419 | 236.729 | 240.044 | 243.364 | 248.53 | 252.064 | 255.599 | 259.139 | 262.683 | 266.231 | 269.783 | 273.296 | 276.812 | 280.337 | 283.866 | 287.399 | 290.978 | 294.561 | 298.143 | 301.729 | 305.319 | 308.911 | 312.507 | 316.107 | 319.711 | 323.32
Consumer Transformation | Dem_BB002a | Number | SPD | Clyde’s Mill |  | 736.802 | 749.806 | 762.882 | 776.033 | 787.039 | 798.06 | 809.096 | 826.272 | 838.02 | 849.773 | 861.542 | 873.324 | 885.121 | 896.932 | 908.61 | 920.3 | 932.019 | 943.752 | 955.497 | 967.396 | 979.307 | 991.218 | 1003.139 | 1015.074 | 1027.016 | 1038.971 | 1050.94 | 1062.924 | 1074.921 | GSP also referred to as Westburn Road
Consumer Transformation | Dem_BB002a | Number | SPD | Coatbridge |  | 622.11 | 633.09 | 644.13 | 655.234 | 664.527 | 673.833 | 683.15 | 697.653 | 707.573 | 717.496 | 727.433 | 737.381 | 747.342 | 757.314 | 767.174 | 777.045 | 786.94 | 796.846 | 806.763 | 816.809 | 826.867 | 836.923 | 846.988 | 857.066 | 867.149 | 877.243 | 887.349 | 897.468 | 907.597
Consumer Transformation | Dem_BB002a | Number | SPD | Cockenzie |  | 513.552 | 522.616 | 531.73 | 540.896 | 548.567 | 556.249 | 563.941 | 575.913 | 584.101 | 592.293 | 600.496 | 608.708 | 616.931 | 625.163 | 633.302 | 641.451 | 649.619 | 657.797 | 665.983 | 674.276 | 682.579 | 690.88 | 699.189 | 707.508 | 715.832 | 724.164 | 732.507 | 740.86 | 749.221
Consumer Transformation | Dem_BB002a | Number | SPD | Coylton |  | 412.841 | 420.127 | 427.454 | 434.823 | 440.99 | 447.165 | 453.348 | 462.973 | 469.555 | 476.141 | 482.735 | 489.336 | 495.947 | 502.564 | 509.108 | 515.658 | 522.224 | 528.798 | 535.379 | 542.046 | 548.72 | 555.394 | 562.074 | 568.761 | 575.452 | 582.151 | 588.857 | 595.572 | 602.294
Consumer Transformation | Dem_BB002a | Number | SPD | Crookston A |  | 137.891 | 140.694 | 143.521 | 146.373 | 148.906 | 151.454 | 154.018 | 157.766 | 160.493 | 163.226 | 165.975 | 168.739 | 171.518 | 174.313 | 176.92 | 179.539 | 182.171 | 184.814 | 187.468 | 190.269 | 193.085 | 195.911 | 198.749 | 201.602 | 204.485 | 207.383 | 210.294 | 213.22 | 216.16
Consumer Transformation | Dem_BB002a | Number | SPD | Crookston B |  | 98.783 | 100.791 | 102.817 | 104.859 | 106.674 | 108.5 | 110.336 | 113.021 | 114.975 | 116.933 | 118.902 | 120.882 | 122.873 | 124.875 | 126.743 | 128.619 | 130.505 | 132.398 | 134.299 | 136.306 | 138.323 | 140.348 | 142.381 | 144.425 | 146.49 | 148.566 | 150.652 | 152.748 | 154.854
Consumer Transformation | Dem_BB002a | Number | SPD | Cumbernauld |  | 339.611 | 345.523 | 351.465 | 357.44 | 362.54 | 367.649 | 372.765 | 380.711 | 386.157 | 391.606 | 397.062 | 402.526 | 407.998 | 413.477 | 418.881 | 424.292 | 429.717 | 435.149 | 440.586 | 446.094 | 451.608 | 457.123 | 462.643 | 468.169 | 473.701 | 479.239 | 484.784 | 490.336 | 495.895
Consumer Transformation | Dem_BB002a | Number | SPD | Cupar |  | 418.284 | 425.565 | 432.884 | 440.242 | 446.525 | 452.817 | 459.118 | 468.905 | 475.612 | 482.323 | 489.044 | 495.774 | 502.513 | 509.261 | 515.918 | 522.582 | 529.263 | 535.953 | 542.65 | 549.434 | 556.226 | 563.018 | 569.816 | 576.623 | 583.436 | 590.257 | 597.086 | 603.925 | 610.771
Consumer Transformation | Dem_BB002a | Number | SPD | Currie |  | 170.142 | 173.145 | 176.165 | 179.201 | 181.743 | 184.288 | 186.836 | 190.803 | 193.516 | 196.23 | 198.947 | 201.668 | 204.392 | 207.119 | 209.816 | 212.516 | 215.222 | 217.931 | 220.643 | 223.391 | 226.142 | 228.892 | 231.645 | 234.401 | 237.158 | 239.919 | 242.683 | 245.45 | 248.221
Consumer Transformation | Dem_BB002a | Number | SPD | Dalmarnock |  | 319.183 | 324.816 | 330.481 | 336.177 | 340.945 | 345.72 | 350.5 | 357.941 | 363.03 | 368.122 | 373.22 | 378.324 | 383.435 | 388.551 | 393.61 | 398.674 | 403.751 | 408.834 | 413.922 | 419.076 | 424.236 | 429.396 | 434.56 | 439.73 | 444.903 | 450.082 | 455.267 | 460.459 | 465.656
Consumer Transformation | Dem_BB002a | Number | SPD | Devol Moor |  | 198.496 | 202 | 205.522 | 209.065 | 212.03 | 215 | 217.972 | 222.6 | 225.765 | 228.931 | 232.102 | 235.276 | 238.454 | 241.636 | 244.782 | 247.931 | 251.088 | 254.249 | 257.413 | 260.619 | 263.828 | 267.037 | 270.248 | 273.464 | 276.681 | 279.901 | 283.126 | 286.355 | 289.586
Consumer Transformation | Dem_BB002a | Number | SPD | Devonside |  | 594 | 604.339 | 614.733 | 625.182 | 634.104 | 643.039 | 651.987 | 665.885 | 675.41 | 684.941 | 694.485 | 704.041 | 713.612 | 723.194 | 732.648 | 742.111 | 751.599 | 761.1 | 770.611 | 780.244 | 789.889 | 799.534 | 809.188 | 818.855 | 828.529 | 838.216 | 847.914 | 857.626 | 867.348
Consumer Transformation | Dem_BB002a | Number | SPD | Dewar Place |  | 362.011 | 368.4 | 374.825 | 381.286 | 386.694 | 392.109 | 397.531 | 405.971 | 411.743 | 417.517 | 423.299 | 429.088 | 434.885 | 440.687 | 446.425 | 452.169 | 457.927 | 463.692 | 469.462 | 475.308 | 481.161 | 487.013 | 492.87 | 498.734 | 504.601 | 510.475 | 516.356 | 522.244 | 528.138
Consumer Transformation | Dem_BB002a | Number | SPD | Drumchapel |  | 928.506 | 944.668 | 960.914 | 977.248 | 991.193 | 1005.16 | 1019.147 | 1040.872 | 1055.762 | 1070.659 | 1085.578 | 1100.516 | 1115.476 | 1130.455 | 1145.232 | 1160.025 | 1174.856 | 1189.706 | 1204.573 | 1219.632 | 1234.708 | 1249.785 | 1264.875 | 1279.985 | 1295.108 | 1310.25 | 1325.41 | 1340.59 | 1355.788
Consumer Transformation | Dem_BB002a | Number | SPD | Drumcross |  | 183.662 | 186.859 | 190.073 | 193.304 | 196.062 | 198.825 | 201.591 | 205.889 | 208.834 | 211.781 | 214.732 | 217.687 | 220.646 | 223.609 | 226.532 | 229.458 | 232.391 | 235.329 | 238.27 | 241.248 | 244.23 | 247.213 | 250.198 | 253.186 | 256.178 | 259.173 | 262.172 | 265.174 | 268.18
Consumer Transformation | Dem_BB002a | Number | SPD | Dumfries 11 |  | 0 | 0 | 0 | 0 | 0 | 0 | 0 | 0 | 0 | 0 | 0 | 0 | 0 | 0 | 0 | 0 | 0 | 0 | 0 | 0 | 0 | 0 | 0 | 0 | 0 | 0 | 0 | 0 | 0
Consumer Transformation | Dem_BB002a | Number | SPD | Dumfries 33 |  | 584.023 | 613.899 | 644.377 | 675.457 | 684.203 | 692.941 | 701.669 | 715.694 | 724.987 | 734.277 | 743.558 | 752.827 | 762.086 | 771.333 | 780.775 | 790.213 | 799.661 | 809.105 | 818.546 | 827.876 | 837.197 | 846.498 | 855.787 | 865.068 | 874.317 | 883.557 | 892.788 | 902.012 | 911.226
Consumer Transformation | Dem_BB002a | Number | SPD | Dumfries ICI |  | 99.685 | 104.785 | 109.987 | 115.292 | 116.784 | 118.276 | 119.766 | 122.159 | 123.746 | 125.331 | 126.915 | 128.498 | 130.078 | 131.656 | 133.268 | 134.879 | 136.492 | 138.104 | 139.715 | 141.308 | 142.899 | 144.486 | 146.071 | 147.656 | 149.234 | 150.811 | 152.387 | 153.962 | 155.534
Consumer Transformation | Dem_BB002a | Number | SPD | Dunbar |  | 0 | 0 | 0 | 0 | 0 | 0 | 0 | 0 | 0 | 0 | 0 | 0 | 0 | 0 | 0 | 0 | 0 | 0 | 0 | 0 | 0 | 0 | 0 | 0 | 0 | 0 | 0 | 0 | 0
Consumer Transformation | Dem_BB002a | Number | SPD | Dunbar A |  | 165.239 | 168.155 | 171.088 | 174.037 | 176.505 | 178.977 | 181.452 | 185.304 | 187.938 | 190.574 | 193.213 | 195.856 | 198.502 | 201.15 | 203.769 | 206.391 | 209.019 | 211.65 | 214.284 | 216.953 | 219.624 | 222.295 | 224.969 | 227.645 | 230.323 | 233.005 | 235.689 | 238.376 | 241.067
Consumer Transformation | Dem_BB002a | Number | SPD | Dunbar B |  | 67.492 | 68.683 | 69.881 | 71.085 | 72.094 | 73.103 | 74.114 | 75.687 | 76.764 | 77.84 | 78.918 | 79.997 | 81.078 | 82.16 | 83.23 | 84.301 | 85.374 | 86.449 | 87.525 | 88.615 | 89.706 | 90.797 | 91.889 | 92.982 | 94.076 | 95.171 | 96.267 | 97.365 | 98.464
Consumer Transformation | Dem_BB002a | Number | SPD | Dunfermline |  | 420.931 | 428.257 | 435.623 | 443.028 | 449.35 | 455.681 | 462.022 | 471.871 | 478.621 | 485.375 | 492.138 | 498.91 | 505.692 | 512.483 | 519.182 | 525.888 | 532.612 | 539.344 | 546.084 | 552.91 | 559.745 | 566.58 | 573.421 | 580.271 | 587.127 | 593.991 | 600.864 | 607.746 | 614.635
Consumer Transformation | Dem_BB002a | Number | SPD | Earlstoun |  | 0 | 0 | 0 | 0 | 0 | 0 | 0 | 0 | 0 | 0 | 0 | 0 | 0 | 0 | 0 | 0 | 0 | 0 | 0 | 0 | 0 | 0 | 0 | 0 | 0 | 0 | 0 | 0 | 0
Consumer Transformation | Dem_BB002a | Number | SPD | East Kilbride |  | 573.226 | 583.343 | 593.516 | 603.747 | 612.31 | 620.884 | 629.47 | 642.833 | 651.973 | 661.117 | 670.272 | 679.439 | 688.617 | 697.806 | 706.891 | 715.986 | 725.103 | 734.232 | 743.369 | 752.626 | 761.893 | 771.16 | 780.434 | 789.719 | 799.01 | 808.311 | 817.623 | 826.946 | 836.28
Consumer Transformation | Dem_BB002a | Number | SPD | East Kilbride South |  | 554.202 | 563.984 | 573.819 | 583.711 | 591.989 | 600.279 | 608.58 | 621.499 | 630.336 | 639.176 | 648.028 | 656.89 | 665.764 | 674.648 | 683.432 | 692.225 | 701.039 | 709.865 | 718.699 | 727.649 | 736.608 | 745.567 | 754.534 | 763.511 | 772.493 | 781.486 | 790.488 | 799.503 | 808.526
Consumer Transformation | Dem_BB002a | Number | SPD | Easterhouse |  | 897.893 | 913.74 | 929.675 | 945.701 | 959.113 | 972.544 | 985.992 | 1006.924 | 1021.241 | 1035.564 | 1049.905 | 1064.263 | 1078.64 | 1093.032 | 1107.264 | 1121.51 | 1135.791 | 1150.09 | 1164.403 | 1178.903 | 1193.418 | 1207.933 | 1222.46 | 1237.005 | 1251.557 | 1266.126 | 1280.712 | 1295.317 | 1309.936
Consumer Transformation | Dem_BB002a | Number | SPD | Eccles |  | 290.717 | 295.848 | 301.007 | 306.196 | 310.539 | 314.887 | 319.242 | 326.019 | 330.654 | 335.292 | 339.935 | 344.584 | 349.239 | 353.899 | 358.507 | 363.119 | 367.743 | 372.372 | 377.007 | 381.702 | 386.401 | 391.101 | 395.804 | 400.514 | 405.225 | 409.943 | 414.665 | 419.394 | 424.127
Consumer Transformation | Dem_BB002a | Number | SPD | Elderslie |  | 538.706 | 548.214 | 557.774 | 567.389 | 575.436 | 583.494 | 591.563 | 604.121 | 612.711 | 621.304 | 629.908 | 638.523 | 647.148 | 655.783 | 664.322 | 672.869 | 681.437 | 690.016 | 698.603 | 707.303 | 716.011 | 724.72 | 733.436 | 742.162 | 750.893 | 759.634 | 768.385 | 777.147 | 785.918
Consumer Transformation | Dem_BB002a | Number | SPD | Erskine |  | 299.551 | 304.837 | 310.154 | 315.5 | 319.975 | 324.455 | 328.942 | 335.925 | 340.701 | 345.48 | 350.264 | 355.054 | 359.851 | 364.652 | 369.4 | 374.153 | 378.917 | 383.687 | 388.462 | 393.3 | 398.142 | 402.985 | 407.831 | 412.683 | 417.538 | 422.399 | 427.265 | 432.137 | 437.014
Consumer Transformation | Dem_BB002a | Number | SPD | Finnieston |  | 153.278 | 155.946 | 158.628 | 161.325 | 163.627 | 165.932 | 168.241 | 171.828 | 174.286 | 176.745 | 179.208 | 181.674 | 184.143 | 186.616 | 189.055 | 191.497 | 193.946 | 196.397 | 198.851 | 201.337 | 203.826 | 206.315 | 208.806 | 211.301 | 213.797 | 216.297 | 218.799 | 221.305 | 223.814
Consumer Transformation | Dem_BB002a | Number | SPD | Galashiels |  | 317.828 | 323.437 | 329.078 | 334.75 | 339.498 | 344.252 | 349.013 | 356.422 | 361.489 | 366.559 | 371.636 | 376.718 | 381.807 | 386.902 | 391.939 | 396.982 | 402.037 | 407.098 | 412.165 | 417.297 | 422.435 | 427.573 | 432.715 | 437.864 | 443.015 | 448.172 | 453.335 | 458.504 | 463.679
Consumer Transformation | Dem_BB002a | Number | SPD | Giffnock |  | 930.299 | 946.718 | 963.228 | 979.832 | 993.728 | 1007.644 | 1021.578 | 1043.265 | 1058.099 | 1072.938 | 1087.797 | 1102.673 | 1117.569 | 1132.481 | 1147.226 | 1161.987 | 1176.783 | 1191.598 | 1206.427 | 1221.451 | 1236.49 | 1251.529 | 1266.58 | 1281.649 | 1296.727 | 1311.822 | 1326.935 | 1342.066 | 1357.213
Consumer Transformation | Dem_BB002a | Number | SPD | Glenlee |  | 0 | 0 | 0 | 0 | 0 | 0 | 0 | 0 | 0 | 0 | 0 | 0 | 0 | 0 | 0 | 0 | 0 | 0 | 0 | 0 | 0 | 0 | 0 | 0 | 0 | 0 | 0 | 0 | 0
Consumer Transformation | Dem_BB002a | Number | SPD | Glenluce |  | 161.357 | 164.205 | 167.069 | 169.949 | 172.359 | 174.773 | 177.19 | 180.951 | 183.524 | 186.098 | 188.675 | 191.255 | 193.839 | 196.425 | 198.983 | 201.543 | 204.109 | 206.679 | 209.251 | 211.857 | 214.465 | 217.074 | 219.684 | 222.298 | 224.913 | 227.532 | 230.153 | 232.777 | 235.404
Consumer Transformation | Dem_BB002a | Number | SPD | Glenniston |  | 243.786 | 248.03 | 252.295 | 256.584 | 260.245 | 263.912 | 267.585 | 273.289 | 277.198 | 281.109 | 285.027 | 288.949 | 292.877 | 296.809 | 300.689 | 304.573 | 308.467 | 312.366 | 316.27 | 320.223 | 324.182 | 328.14 | 332.102 | 336.07 | 340.04 | 344.016 | 347.996 | 351.982 | 355.972
Consumer Transformation | Dem_BB002a | Number | SPD | Glenrothes |  | 366.5 | 372.879 | 379.292 | 385.74 | 391.244 | 396.757 | 402.278 | 410.853 | 416.731 | 422.611 | 428.499 | 434.396 | 440.301 | 446.213 | 452.046 | 457.885 | 463.739 | 469.601 | 475.469 | 481.413 | 487.364 | 493.315 | 499.272 | 505.236 | 511.205 | 517.182 | 523.166 | 529.158 | 535.157
Consumer Transformation | Dem_BB002a | Number | SPD | Gorgie |  | 366.475 | 372.943 | 379.447 | 385.988 | 391.462 | 396.944 | 402.433 | 410.976 | 416.82 | 422.665 | 428.519 | 434.379 | 440.247 | 446.121 | 451.93 | 457.745 | 463.573 | 469.409 | 475.251 | 481.169 | 487.094 | 493.018 | 498.947 | 504.884 | 510.823 | 516.77 | 522.723 | 528.684 | 534.651
Consumer Transformation | Dem_BB002a | Number | SPD | Govan |  | 337.117 | 343.067 | 349.05 | 355.067 | 360.103 | 365.145 | 370.195 | 378.054 | 383.429 | 388.806 | 394.191 | 399.582 | 404.979 | 410.383 | 415.726 | 421.075 | 426.437 | 431.806 | 437.179 | 442.624 | 448.073 | 453.523 | 458.977 | 464.438 | 469.902 | 475.372 | 480.848 | 486.332 | 491.821
Consumer Transformation | Dem_BB002a | Number | SPD | Grangemouth A |  | 188.461 | 190.873 | 193.279 | 195.678 | 198.73 | 201.793 | 204.867 | 209.505 | 212.777 | 216.053 | 219.34 | 222.639 | 225.949 | 229.27 | 232.457 | 235.652 | 238.86 | 242.077 | 245.301 | 248.636 | 251.981 | 255.332 | 258.692 | 262.063 | 265.452 | 268.852 | 272.261 | 275.682 | 279.112
Consumer Transformation | Dem_BB002a | Number | SPD | Grangemouth C |  | 136.159 | 137.901 | 139.639 | 141.372 | 143.577 | 145.79 | 148.011 | 151.363 | 153.726 | 156.093 | 158.468 | 160.851 | 163.242 | 165.642 | 167.945 | 170.253 | 172.571 | 174.894 | 177.224 | 179.633 | 182.05 | 184.471 | 186.899 | 189.334 | 191.783 | 194.239 | 196.702 | 199.173 | 201.652
Consumer Transformation | Dem_BB002a | Number | SPD | Haggs Road |  | 470.146 | 478.443 | 486.787 | 495.178 | 502.201 | 509.234 | 516.275 | 527.236 | 534.732 | 542.231 | 549.741 | 557.259 | 564.787 | 572.323 | 579.774 | 587.234 | 594.712 | 602.198 | 609.693 | 617.285 | 624.886 | 632.486 | 640.092 | 647.708 | 655.328 | 662.956 | 670.594 | 678.241 | 685.895
Consumer Transformation | Dem_BB002a | Number | SPD | Hawick |  | 264.807 | 269.48 | 274.18 | 278.906 | 282.862 | 286.823 | 290.789 | 296.962 | 301.185 | 305.409 | 309.638 | 313.873 | 318.113 | 322.357 | 326.555 | 330.756 | 334.968 | 339.185 | 343.406 | 347.682 | 351.963 | 356.244 | 360.528 | 364.818 | 369.11 | 373.406 | 377.708 | 382.015 | 386.327
Consumer Transformation | Dem_BB002a | Number | SPD | Helensburgh |  | 249.242 | 253.581 | 257.942 | 262.326 | 266.07 | 269.819 | 273.573 | 279.405 | 283.402 | 287.401 | 291.406 | 295.415 | 299.431 | 303.452 | 307.419 | 311.39 | 315.371 | 319.357 | 323.348 | 327.39 | 331.437 | 335.484 | 339.535 | 343.591 | 347.651 | 351.715 | 355.785 | 359.859 | 363.939
Consumer Transformation | Dem_BB002a | Number | SPD | Hunterston Farm |  | 57.189 | 58.199 | 59.214 | 60.235 | 61.089 | 61.944 | 62.801 | 64.134 | 65.046 | 65.958 | 66.872 | 67.786 | 68.702 | 69.618 | 70.525 | 71.432 | 72.342 | 73.253 | 74.164 | 75.088 | 76.012 | 76.937 | 77.862 | 78.789 | 79.715 | 80.643 | 81.572 | 82.503 | 83.434
Consumer Transformation | Dem_BB002a | Number | SPD | Inverkeithing |  | 596.148 | 606.524 | 616.955 | 627.443 | 636.396 | 645.364 | 654.344 | 668.293 | 677.853 | 687.417 | 696.996 | 706.587 | 716.192 | 725.809 | 735.297 | 744.795 | 754.317 | 763.852 | 773.397 | 783.065 | 792.745 | 802.425 | 812.114 | 821.815 | 831.525 | 841.247 | 850.98 | 860.727 | 870.484
Consumer Transformation | Dem_BB002a | Number | SPD | Johnstone |  | 554.821 | 564.613 | 574.459 | 584.362 | 592.649 | 600.949 | 609.259 | 622.193 | 631.039 | 639.889 | 648.751 | 657.623 | 666.507 | 675.4 | 684.194 | 692.997 | 701.821 | 710.657 | 719.501 | 728.461 | 737.43 | 746.399 | 755.375 | 764.363 | 773.355 | 782.357 | 791.37 | 800.394 | 809.428
Consumer Transformation | Dem_BB002a | Number | SPD | Kaimes |  | 1183.719 | 1204.611 | 1225.618 | 1246.746 | 1264.428 | 1282.134 | 1299.863 | 1327.459 | 1346.333 | 1365.215 | 1384.121 | 1403.05 | 1422.003 | 1440.978 | 1459.739 | 1478.521 | 1497.348 | 1516.198 | 1535.067 | 1554.183 | 1573.319 | 1592.454 | 1611.606 | 1630.78 | 1649.966 | 1669.173 | 1688.402 | 1707.655 | 1726.928
Consumer Transformation | Dem_BB002a | Number | SPD | Kendoon |  | 0 | 0 | 0 | 0 | 0 | 0 | 0 | 0 | 0 | 0 | 0 | 0 | 0 | 0 | 0 | 0 | 0 | 0 | 0 | 0 | 0 | 0 | 0 | 0 | 0 | 0 | 0 | 0 | 0
Consumer Transformation | Dem_BB002a | Number | SPD | Kilbowie 11 |  | 84.05 | 84.938 | 85.818 | 86.689 | 87.96 | 89.233 | 90.509 | 92.473 | 93.832 | 95.191 | 96.553 | 97.918 | 99.286 | 100.656 | 101.998 | 103.341 | 104.689 | 106.039 | 107.391 | 108.77 | 110.151 | 111.533 | 112.917 | 114.303 | 115.692 | 117.082 | 118.476 | 119.872 | 121.27
Consumer Transformation | Dem_BB002a | Number | SPD | Kilbowie 33 |  | 200.885 | 203.007 | 205.109 | 207.192 | 210.229 | 213.272 | 216.322 | 221.017 | 224.264 | 227.512 | 230.768 | 234.03 | 237.299 | 240.574 | 243.78 | 246.992 | 250.213 | 253.439 | 256.671 | 259.966 | 263.267 | 266.57 | 269.878 | 273.192 | 276.51 | 279.834 | 283.165 | 286.501 | 289.843
Consumer Transformation | Dem_BB002a | Number | SPD | Killermont |  | 809.325 | 823.412 | 837.574 | 851.811 | 863.966 | 876.141 | 888.332 | 907.269 | 920.247 | 933.232 | 946.236 | 959.257 | 972.297 | 985.353 | 998.233 | 1011.127 | 1024.055 | 1036.999 | 1049.957 | 1063.083 | 1076.224 | 1089.366 | 1102.519 | 1115.69 | 1128.872 | 1142.069 | 1155.284 | 1168.516 | 1181.762
Consumer Transformation | Dem_BB002a | Number | SPD | Kilmarnock South |  | 483.204 | 491.732 | 500.308 | 508.932 | 516.15 | 523.378 | 530.615 | 541.88 | 549.584 | 557.292 | 565.01 | 572.737 | 580.474 | 588.219 | 595.878 | 603.545 | 611.23 | 618.925 | 626.627 | 634.431 | 642.242 | 650.053 | 657.871 | 665.698 | 673.53 | 681.37 | 689.22 | 697.079 | 704.947
Consumer Transformation | Dem_BB002a | Number | SPD | Kilmarnock Town |  | 614.868 | 625.72 | 636.632 | 647.606 | 656.791 | 665.988 | 675.198 | 689.532 | 699.335 | 709.143 | 718.964 | 728.797 | 738.642 | 748.498 | 758.243 | 767.999 | 777.778 | 787.57 | 797.371 | 807.301 | 817.241 | 827.18 | 837.128 | 847.088 | 857.054 | 867.031 | 877.019 | 887.02 | 897.031
Consumer Transformation | Dem_BB002a | Number | SPD | Kilwinning |  | 716.911 | 729.564 | 742.287 | 755.082 | 765.791 | 776.515 | 787.253 | 803.966 | 815.397 | 826.832 | 838.283 | 849.747 | 861.226 | 872.718 | 884.08 | 895.455 | 906.858 | 918.274 | 929.702 | 941.28 | 952.869 | 964.458 | 976.057 | 987.67 | 999.29 | 1010.922 | 1022.568 | 1034.229 | 1045.901
Consumer Transformation | Dem_BB002a | Number | SPD | Lesmahagow |  | 0 | 0 | 0 | 95.023 | 96.371 | 97.72 | 99.071 | 101.175 | 102.613 | 104.052 | 105.493 | 106.936 | 108.38 | 109.827 | 111.257 | 112.688 | 114.123 | 115.56 | 116.998 | 118.455 | 119.913 | 121.372 | 122.831 | 124.293 | 125.755 | 127.219 | 128.684 | 130.152 | 131.621
Consumer Transformation | Dem_BB002a | Number | SPD | Leven |  | 418.971 | 426.264 | 433.595 | 440.965 | 447.258 | 453.56 | 459.871 | 469.674 | 476.393 | 483.115 | 489.847 | 496.587 | 503.338 | 510.097 | 516.764 | 523.44 | 530.132 | 536.833 | 543.541 | 550.336 | 557.139 | 563.942 | 570.752 | 577.57 | 584.394 | 591.226 | 598.067 | 604.916 | 611.774
Consumer Transformation | Dem_BB002a | Number | SPD | Linnmill |  | 693.994 | 706.242 | 718.559 | 635.922 | 644.941 | 653.973 | 663.016 | 677.091 | 686.718 | 696.349 | 705.993 | 715.648 | 725.315 | 734.994 | 744.563 | 754.143 | 763.746 | 773.361 | 782.985 | 792.736 | 802.496 | 812.257 | 822.025 | 831.805 | 841.591 | 851.388 | 861.196 | 871.017 | 880.847
Consumer Transformation | Dem_BB002a | Number | SPD | Livingston East |  | 517.049 | 526.174 | 535.35 | 544.579 | 552.302 | 560.036 | 567.78 | 579.834 | 588.078 | 596.326 | 604.584 | 612.852 | 621.131 | 629.419 | 637.614 | 645.818 | 654.042 | 662.275 | 670.517 | 678.867 | 687.226 | 695.584 | 703.95 | 712.325 | 720.705 | 729.095 | 737.494 | 745.904 | 754.322
Consumer Transformation | Dem_BB002a | Number | SPD | Maybole |  | 137.39 | 139.815 | 142.253 | 144.705 | 146.757 | 148.812 | 150.87 | 154.073 | 156.264 | 158.455 | 160.65 | 162.847 | 165.046 | 167.249 | 169.426 | 171.606 | 173.791 | 175.979 | 178.169 | 180.388 | 182.609 | 184.83 | 187.053 | 189.278 | 191.505 | 193.734 | 195.966 | 198.201 | 200.438
Consumer Transformation | Dem_BB002a | Number | SPD | Moffat |  | 0 | 185.127 | 188.355 | 191.602 | 194.32 | 197.041 | 199.765 | 204.006 | 206.907 | 209.809 | 212.714 | 215.623 | 218.536 | 221.452 | 224.335 | 227.222 | 230.115 | 233.012 | 235.912 | 238.85 | 241.791 | 244.731 | 247.675 | 250.621 | 253.57 | 256.522 | 259.477 | 262.436 | 265.398
Consumer Transformation | Dem_BB002a | Number | SPD | Newarthill |  | 1060.457 | 1079.173 | 1097.993 | 1116.921 | 1132.761 | 1148.624 | 1164.507 | 1189.229 | 1206.137 | 1223.053 | 1239.991 | 1256.949 | 1273.929 | 1290.927 | 1307.735 | 1324.561 | 1341.427 | 1358.314 | 1375.219 | 1392.344 | 1409.488 | 1426.63 | 1443.788 | 1460.965 | 1478.153 | 1495.36 | 1512.587 | 1529.835 | 1547.101
Consumer Transformation | Dem_BB002a | Number | SPD | Newton Stewart |  | 74.992 | 76.316 | 77.646 | 78.985 | 80.105 | 81.227 | 82.35 | 84.098 | 85.294 | 86.49 | 87.688 | 88.887 | 90.088 | 91.29 | 92.479 | 93.668 | 94.861 | 96.055 | 97.251 | 98.462 | 99.674 | 100.887 | 102.1 | 103.315 | 104.53 | 105.747 | 106.965 | 108.185 | 109.406
Consumer Transformation | Dem_BB002a | Number | SPD | Paisley |  | 222.969 | 226.904 | 230.861 | 234.841 | 238.171 | 241.507 | 244.846 | 250.044 | 253.599 | 257.156 | 260.717 | 264.283 | 267.853 | 271.427 | 274.961 | 278.499 | 282.045 | 285.596 | 289.15 | 292.751 | 296.355 | 299.96 | 303.567 | 307.179 | 310.793 | 314.41 | 318.033 | 321.659 | 325.29
Consumer Transformation | Dem_BB002a | Number | SPD | Partick |  | 417.125 | 424.385 | 431.684 | 439.022 | 445.287 | 451.561 | 457.845 | 467.605 | 474.294 | 480.986 | 487.688 | 494.399 | 501.12 | 507.849 | 514.487 | 521.133 | 527.796 | 534.467 | 541.146 | 547.911 | 554.684 | 561.457 | 568.236 | 575.024 | 581.818 | 588.62 | 595.431 | 602.251 | 609.078
Consumer Transformation | Dem_BB002a | Number | SPD | Port Dundas |  | 306.943 | 312.286 | 317.656 | 323.056 | 327.666 | 332.283 | 336.907 | 344.089 | 349.011 | 353.935 | 358.867 | 363.805 | 368.751 | 373.703 | 378.587 | 383.478 | 388.381 | 393.29 | 398.204 | 403.182 | 408.166 | 413.15 | 418.139 | 423.134 | 428.133 | 433.139 | 438.15 | 443.169 | 448.192
Consumer Transformation | Dem_BB002a | Number | SPD | Portobello |  | 1001.713 | 1019.392 | 1037.17 | 1055.049 | 1070.012 | 1084.996 | 1099.999 | 1123.351 | 1139.323 | 1155.302 | 1171.302 | 1187.32 | 1203.359 | 1219.416 | 1235.293 | 1251.186 | 1267.119 | 1283.07 | 1299.038 | 1315.215 | 1331.409 | 1347.602 | 1363.809 | 1380.035 | 1396.27 | 1412.524 | 1428.796 | 1445.089 | 1461.399
Consumer Transformation | Dem_BB002a | Number | SPD | Ravenscraig |  | 60.048 | 61.107 | 62.173 | 63.245 | 64.142 | 65.04 | 65.939 | 67.339 | 68.297 | 69.254 | 70.214 | 71.174 | 72.135 | 73.098 | 74.049 | 75.002 | 75.957 | 76.913 | 77.871 | 78.84 | 79.811 | 80.782 | 81.753 | 82.726 | 83.699 | 84.674 | 85.649 | 86.626 | 87.603
Consumer Transformation | Dem_BB002a | Number | SPD | Redhouse |  | 341.269 | 347.21 | 353.181 | 359.185 | 364.31 | 369.444 | 374.584 | 382.569 | 388.042 | 393.517 | 399.001 | 404.491 | 409.99 | 415.495 | 420.926 | 426.364 | 431.815 | 437.273 | 442.737 | 448.272 | 453.813 | 459.354 | 464.901 | 470.455 | 476.013 | 481.578 | 487.15 | 492.73 | 498.316
Consumer Transformation | Dem_BB002a | Number | SPD | Saltcoats A |  | 74.595 | 76.055 | 77.527 | 79.011 | 80.296 | 81.586 | 82.883 | 84.814 | 86.194 | 87.576 | 88.964 | 90.358 | 91.758 | 93.164 | 94.491 | 95.821 | 97.157 | 98.497 | 99.842 | 101.255 | 102.673 | 104.095 | 105.523 | 106.955 | 108.399 | 109.849 | 111.304 | 112.765 | 114.231
Consumer Transformation | Dem_BB002a | Number | SPD | Saltcoats B |  | 132.525 | 135.12 | 137.735 | 140.37 | 142.653 | 144.946 | 147.249 | 150.681 | 153.132 | 155.587 | 158.053 | 160.53 | 163.017 | 165.515 | 167.872 | 170.235 | 172.609 | 174.99 | 177.379 | 179.889 | 182.409 | 184.936 | 187.471 | 190.016 | 192.582 | 195.157 | 197.742 | 200.337 | 202.942
Consumer Transformation | Dem_BB002a | Number | SPD | Shrubhill |  | 556.074 | 565.888 | 575.757 | 585.682 | 593.988 | 602.306 | 610.635 | 623.599 | 632.465 | 641.335 | 650.217 | 659.109 | 668.013 | 676.926 | 685.74 | 694.563 | 703.407 | 712.262 | 721.126 | 730.106 | 739.096 | 748.085 | 757.082 | 766.089 | 775.102 | 784.125 | 793.158 | 802.203 | 811.257
Consumer Transformation | Dem_BB002a | Number | SPD | Sighthill |  | 991.376 | 1008.873 | 1026.467 | 1044.162 | 1058.97 | 1073.8 | 1088.648 | 1111.76 | 1127.567 | 1143.381 | 1159.215 | 1175.068 | 1190.942 | 1206.833 | 1222.546 | 1238.275 | 1254.044 | 1269.83 | 1285.634 | 1301.643 | 1317.67 | 1333.696 | 1349.736 | 1365.795 | 1381.862 | 1397.948 | 1414.053 | 1430.178 | 1446.319
Consumer Transformation | Dem_BB002a | Number | SPD | Spango Valley |  | 277.672 | 282.573 | 287.501 | 292.457 | 296.604 | 300.758 | 304.917 | 311.39 | 315.817 | 320.247 | 324.682 | 329.122 | 333.568 | 338.019 | 342.42 | 346.826 | 351.242 | 355.664 | 360.09 | 364.574 | 369.063 | 373.552 | 378.044 | 382.542 | 387.043 | 391.548 | 396.059 | 400.575 | 405.096
Consumer Transformation | Dem_BB002a | Number | SPD | St Andrews Cross |  | 345.481 | 351.579 | 357.71 | 363.876 | 369.037 | 374.205 | 379.379 | 387.433 | 392.942 | 398.452 | 403.971 | 409.495 | 415.027 | 420.565 | 426.041 | 431.522 | 437.017 | 442.519 | 448.026 | 453.605 | 459.19 | 464.775 | 470.364 | 475.961 | 481.56 | 487.166 | 492.778 | 498.397 | 504.022
Consumer Transformation | Dem_BB002a | Number | SPD | Stirling |  | 397.104 | 404.016 | 410.964 | 417.95 | 423.914 | 429.887 | 435.869 | 445.161 | 451.528 | 457.9 | 464.28 | 470.669 | 477.067 | 483.473 | 489.793 | 496.12 | 502.463 | 508.814 | 515.172 | 521.612 | 528.06 | 534.508 | 540.962 | 547.424 | 553.892 | 560.368 | 566.852 | 573.344 | 579.844
Consumer Transformation | Dem_BB002a | Number | SPD | Strathaven |  | 555.372 | 565.174 | 575.03 | 584.942 | 593.238 | 601.546 | 609.864 | 622.811 | 631.666 | 640.525 | 649.396 | 658.276 | 667.169 | 676.071 | 684.874 | 693.685 | 702.519 | 711.362 | 720.215 | 729.184 | 738.162 | 747.14 | 756.126 | 765.122 | 774.123 | 783.134 | 792.156 | 801.19 | 810.232
Consumer Transformation | Dem_BB002a | Number | SPD | Strathleven |  | 346.398 | 352.428 | 358.489 | 364.582 | 369.785 | 374.996 | 380.214 | 388.319 | 393.874 | 399.431 | 404.997 | 410.57 | 416.151 | 421.739 | 427.252 | 432.771 | 438.304 | 443.844 | 449.391 | 455.009 | 460.633 | 466.258 | 471.888 | 477.525 | 483.167 | 488.815 | 494.471 | 500.135 | 505.804
Consumer Transformation | Dem_BB002a | Number | SPD | Telford Road |  | 418.448 | 425.833 | 433.259 | 440.728 | 446.979 | 453.238 | 459.505 | 469.26 | 475.932 | 482.607 | 489.291 | 495.982 | 502.682 | 509.39 | 516.022 | 522.661 | 529.317 | 535.98 | 542.65 | 549.408 | 556.173 | 562.937 | 569.707 | 576.485 | 583.268 | 590.057 | 596.855 | 603.661 | 610.474
Consumer Transformation | Dem_BB002a | Number | SPD | Tongland |  | 188.165 | 191.485 | 194.825 | 198.183 | 200.994 | 203.809 | 206.627 | 211.013 | 214.014 | 217.015 | 220.021 | 223.029 | 226.042 | 229.058 | 232.041 | 235.026 | 238.019 | 241.015 | 244.015 | 247.054 | 250.096 | 253.137 | 256.182 | 259.23 | 262.279 | 265.332 | 268.389 | 271.45 | 274.513
Consumer Transformation | Dem_BB002a | Number | SPD | West George Street |  | 162.968 | 165.805 | 168.656 | 171.523 | 173.971 | 176.422 | 178.877 | 182.69 | 185.304 | 187.918 | 190.537 | 193.159 | 195.785 | 198.414 | 201.007 | 203.604 | 206.207 | 208.813 | 211.423 | 214.066 | 216.712 | 219.358 | 222.007 | 224.659 | 227.313 | 229.97 | 232.631 | 235.296 | 237.963
Consumer Transformation | Dem_BB002a | Number | SPD | Westfield |  | 390.441 | 397.237 | 404.069 | 410.937 | 416.801 | 422.675 | 428.556 | 437.692 | 443.953 | 450.217 | 456.49 | 462.772 | 469.063 | 475.361 | 481.575 | 487.796 | 494.032 | 500.277 | 506.529 | 512.861 | 519.2 | 525.54 | 531.886 | 538.24 | 544.599 | 550.966 | 557.341 | 563.724 | 570.115
Consumer Transformation | Dem_BB002a | Number | SPD | Whitehouse |  | 742.646 | 755.753 | 768.933 | 782.188 | 793.281 | 804.39 | 815.513 | 832.826 | 844.667 | 856.513 | 868.375 | 880.251 | 892.142 | 904.046 | 915.817 | 927.6 | 939.412 | 951.238 | 963.076 | 975.069 | 987.075 | 999.08 | 1011.095 | 1023.125 | 1035.162 | 1047.212 | 1059.276 | 1071.355 | 1083.446
Consumer Transformation | Dem_BB002a | Number | SPD | Wishaw |  | 855.893 | 870.998 | 886.188 | 901.464 | 914.249 | 927.052 | 939.871 | 959.824 | 973.471 | 987.124 | 1000.794 | 1014.481 | 1028.185 | 1041.904 | 1055.47 | 1069.05 | 1082.663 | 1096.293 | 1109.936 | 1123.758 | 1137.595 | 1151.43 | 1165.278 | 1179.142 | 1193.014 | 1206.902 | 1220.805 | 1234.727 | 1248.662
Consumer Transformation | Dem_BB002a | Number | SPM | Birkenhead |  | 4079.3 | 4129.999 | 4180.505 | 4230.833 | 4284.466 | 4338.014 | 4391.468 | 4478.035 | 4534.957 | 4591.847 | 4648.644 | 4705.338 | 4761.937 | 4818.43 | 4876.461 | 4934.442 | 4992.46 | 5050.437 | 5108.362 | 5165.294 | 5222.138 | 5278.822 | 5335.405 | 5391.908 | 5448.088 | 5504.178 | 5560.183 | 5616.107 | 5671.937
Consumer Transformation | Dem_BB002a | Number | SPM | Capenhurst |  | 4154.341 | 4205.972 | 4257.408 | 4308.661 | 4363.281 | 4417.814 | 4472.251 | 4560.411 | 4618.38 | 4676.317 | 4734.158 | 4791.895 | 4849.536 | 4907.068 | 4966.166 | 5025.214 | 5084.299 | 5143.342 | 5202.333 | 5260.312 | 5318.201 | 5375.929 | 5433.552 | 5491.095 | 5548.308 | 5605.43 | 5662.465 | 5719.418 | 5776.276
Consumer Transformation | Dem_BB002a | Number | SPM | Carrington |  | 4426.409 | 4479.172 | 4531.664 | 4583.9 | 4642.487 | 4700.993 | 4759.41 | 4853.732 | 4915.938 | 4978.113 | 5040.2 | 5102.189 | 5164.089 | 5225.886 | 5289.016 | 5352.096 | 5415.222 | 5478.307 | 5541.341 | 5603.409 | 5665.389 | 5727.204 | 5788.915 | 5850.548 | 5911.868 | 5973.099 | 6034.246 | 6095.314 | 6156.288
Consumer Transformation | Dem_BB002a | Number | SPM | Connah's Quay |  | 3109.672 | 3162.123 | 3214.811 | 3267.746 | 3319.146 | 3370.746 | 3422.539 | 3500.485 | 3555.609 | 3610.805 | 3666.206 | 3721.807 | 3777.613 | 3833.614 | 3887.227 | 3940.984 | 3994.955 | 4049.077 | 4103.343 | 4159.05 | 4214.919 | 4270.893 | 4327.018 | 4383.312 | 4440.259 | 4497.383 | 4554.685 | 4612.171 | 4669.828
Consumer Transformation | Dem_BB002a | Number | SPM | Fiddlers Ferry |  | 5376.761 | 5444.268 | 5511.54 | 5578.596 | 5649.325 | 5719.942 | 5790.435 | 5904.591 | 5979.657 | 6054.682 | 6129.583 | 6204.35 | 6278.992 | 6353.494 | 6429.909 | 6506.255 | 6582.648 | 6658.984 | 6735.249 | 6810.255 | 6885.143 | 6959.82 | 7034.362 | 7108.797 | 7182.81 | 7256.704 | 7330.484 | 7404.157 | 7477.705
Consumer Transformation | Dem_BB002a | Number | SPM | Frodsham |  | 4673.188 | 4731.267 | 4789.127 | 4846.781 | 4908.223 | 4969.566 | 5030.803 | 5129.973 | 5195.182 | 5260.354 | 5325.42 | 5390.367 | 5455.207 | 5519.924 | 5586.404 | 5652.826 | 5719.291 | 5785.708 | 5852.066 | 5917.287 | 5982.406 | 6047.343 | 6112.163 | 6176.893 | 6241.251 | 6305.507 | 6369.665 | 6433.732 | 6497.69
Consumer Transformation | Dem_BB002a | Number | SPM | Kirkby (_D) |  | 2812.76 | 2848.075 | 2883.267 | 2918.346 | 2955.347 | 2992.289 | 3029.166 | 3088.885 | 3128.155 | 3167.403 | 3206.586 | 3245.699 | 3284.747 | 3323.721 | 3363.696 | 3403.635 | 3443.599 | 3483.533 | 3523.43 | 3562.668 | 3601.844 | 3640.91 | 3679.905 | 3718.845 | 3757.563 | 3796.22 | 3834.817 | 3873.357 | 3911.833
Consumer Transformation | Dem_BB002a | Number | SPM | Legacy |  | 4009.944 | 4077.163 | 4144.676 | 4212.496 | 4275.563 | 4338.802 | 4402.207 | 4499.139 | 4566.628 | 4634.179 | 4701.907 | 4769.801 | 4837.872 | 4906.106 | 4972.455 | 5038.932 | 5105.628 | 5172.46 | 5239.42 | 5307.413 | 5375.539 | 5443.725 | 5512.031 | 5580.48 | 5649.503 | 5718.673 | 5787.994 | 5857.472 | 5927.092
Consumer Transformation | Dem_BB002a | Number | SPM | Lister Drive |  | 8989.841 | 9102.71 | 9215.188 | 9327.304 | 9445.561 | 9563.631 | 9681.495 | 9872.361 | 9997.87 | 10123.311 | 10248.544 | 10373.552 | 10498.353 | 10622.918 | 10750.684 | 10878.333 | 11006.06 | 11133.691 | 11261.206 | 11386.614 | 11511.826 | 11636.684 | 11761.316 | 11885.771 | 12009.519 | 12133.068 | 12256.427 | 12379.607 | 12502.578
Consumer Transformation | Dem_BB002a | Number | SPM | Pentir |  | 2120.784 | 2156.702 | 2192.787 | 2229.044 | 2264.485 | 2300.073 | 2335.803 | 2389.394 | 2427.421 | 2465.501 | 2503.731 | 2542.109 | 2580.637 | 2619.308 | 2656.229 | 2693.254 | 2730.433 | 2767.722 | 2805.117 | 2843.516 | 2882.034 | 2920.63 | 2959.337 | 2998.167 | 3037.508 | 3076.977 | 3116.577 | 3156.311 | 3196.171
Consumer Transformation | Dem_BB002a | Number | SPM | Rainhill |  | 1864.256 | 1887.662 | 1910.987 | 1934.237 | 1958.76 | 1983.245 | 2007.686 | 2047.267 | 2073.294 | 2099.307 | 2125.278 | 2151.201 | 2177.081 | 2202.913 | 2229.408 | 2255.879 | 2282.366 | 2308.834 | 2335.277 | 2361.283 | 2387.249 | 2413.141 | 2438.987 | 2464.795 | 2490.457 | 2516.078 | 2541.66 | 2567.204 | 2592.705
Consumer Transformation | Dem_BB002a | Number | SPM | St. Asaph |  | 592.145 | 602.174 | 612.249 | 622.372 | 632.268 | 642.205 | 652.181 | 667.144 | 677.761 | 688.394 | 699.068 | 709.783 | 720.541 | 731.338 | 741.647 | 751.985 | 762.366 | 772.777 | 783.218 | 793.94 | 804.694 | 815.471 | 826.278 | 837.12 | 848.104 | 859.124 | 870.181 | 881.275 | 892.404
Consumer Transformation | Dem_BB002a | Number | SPM | Trawsfynydd |  | 2583.266 | 2627.483 | 2671.914 | 2716.569 | 2757.797 | 2799.152 | 2840.627 | 2903.756 | 2947.901 | 2992.094 | 3036.416 | 3080.862 | 3125.437 | 3170.132 | 3213.562 | 3257.089 | 3300.77 | 3344.554 | 3388.434 | 3432.84 | 3477.343 | 3521.895 | 3566.535 | 3611.277 | 3656.455 | 3701.741 | 3747.135 | 3792.642 | 3838.252
Consumer Transformation | Dem_BB002a | Number | SPM | Wylfa |  | 510.394 | 520.696 | 531.083 | 541.558 | 550.936 | 560.37 | 569.859 | 583.732 | 593.829 | 603.947 | 614.123 | 624.356 | 634.648 | 644.995 | 654.666 | 664.377 | 674.14 | 683.944 | 693.789 | 704.016 | 714.288 | 724.597 | 734.95 | 745.351 | 755.954 | 766.607 | 777.311 | 788.066 | 798.871
Consumer Transformation | Dem_BB002a | Number | SPN | Beddington (_J) |  | 10597.432 | 10739.756 | 10881.877 | 11023.828 | 11184.123 | 11344.744 | 11505.668 | 11754.059 | 11925.362 | 12096.761 | 12268.487 | 12440.519 | 12612.878 | 12785.531 | 12952.479 | 13119.612 | 13287.167 | 13454.93 | 13622.881 | 13795.23 | 13967.823 | 14140.47 | 14313.325 | 14486.446 | 14660.621 | 14835.068 | 15009.799 | 15184.824 | 15360.109
Consumer Transformation | Dem_BB002a | Number | SPN | Bolney |  | 15343.794 | 15558.883 | 15773.927 | 15988.976 | 16205.812 | 16422.704 | 16639.616 | 16982.488 | 17213.431 | 17444.374 | 17675.357 | 17906.345 | 18137.372 | 18368.389 | 18598.669 | 18828.979 | 19059.657 | 19290.399 | 19521.172 | 19752.263 | 19983.331 | 20214.107 | 20444.81 | 20675.525 | 20906.284 | 21137.037 | 21367.803 | 21598.597 | 21829.369
Consumer Transformation | Dem_BB002a | Number | SPN | Canterbury |  | 2347.388 | 2378.644 | 2409.847 | 2441.005 | 2474.882 | 2508.789 | 2542.719 | 2595.924 | 2632.047 | 2668.177 | 2704.335 | 2740.515 | 2776.723 | 2812.95 | 2848.78 | 2884.629 | 2920.548 | 2956.491 | 2992.452 | 3028.636 | 3064.833 | 3101.004 | 3137.181 | 3173.377 | 3209.643 | 3245.926 | 3282.23 | 3318.558 | 3354.9
Consumer Transformation | Dem_BB002a | Number | SPN | Chessington |  | 8684.681 | 8801.317 | 8917.786 | 9034.116 | 9165.479 | 9297.109 | 9428.988 | 9632.546 | 9772.931 | 9913.393 | 10054.125 | 10195.106 | 10336.356 | 10477.846 | 10614.661 | 10751.628 | 10888.941 | 11026.425 | 11164.061 | 11305.303 | 11446.744 | 11588.23 | 11729.886 | 11871.76 | 12014.498 | 12157.459 | 12300.652 | 12444.086 | 12587.734
Consumer Transformation | Dem_BB002a | Number | SPN | Kemsley |  | 2225.99 | 2253.932 | 2281.777 | 2309.531 | 2340.79 | 2372.055 | 2403.321 | 2452.778 | 2486.066 | 2519.356 | 2552.65 | 2585.942 | 2619.239 | 2652.533 | 2685.758 | 2718.988 | 2752.269 | 2785.56 | 2818.854 | 2852.117 | 2885.376 | 2918.589 | 2951.79 | 2984.99 | 3018.221 | 3051.449 | 3084.677 | 3117.908 | 3151.133
Consumer Transformation | Dem_BB002a | Number | SPN | Kingsnorth |  | 5607.007 | 5681.208 | 5755.271 | 5829.213 | 5909.066 | 5988.96 | 6068.883 | 6194.773 | 6279.864 | 6364.962 | 6450.097 | 6535.256 | 6620.451 | 6705.665 | 6790.272 | 6874.904 | 6959.684 | 7044.5 | 7129.341 | 7214.538 | 7299.746 | 7384.866 | 7469.978 | 7555.113 | 7640.33 | 7725.564 | 7810.822 | 7896.11 | 7981.41
Consumer Transformation | Dem_BB002a | Number | SPN | Littlebrook (_J) |  | 2999.086 | 3039.364 | 3079.584 | 3119.757 | 3165.12 | 3210.576 | 3256.118 | 3326.413 | 3374.892 | 3423.398 | 3471.997 | 3520.682 | 3569.46 | 3618.321 | 3665.567 | 3712.866 | 3760.284 | 3807.762 | 3855.292 | 3904.067 | 3952.911 | 4001.77 | 4050.688 | 4099.682 | 4148.974 | 4198.342 | 4247.791 | 4297.324 | 4346.93
Consumer Transformation | Dem_BB002a | Number | SPN | Ninfield |  | 7033.182 | 7131.773 | 7230.343 | 7328.916 | 7428.308 | 7527.725 | 7627.152 | 7784.315 | 7890.173 | 7996.031 | 8101.907 | 8207.786 | 8313.683 | 8419.574 | 8525.129 | 8630.697 | 8736.433 | 8842.199 | 8947.979 | 9053.905 | 9159.82 | 9265.602 | 9371.35 | 9477.103 | 9582.877 | 9688.648 | 9794.425 | 9900.215 | 10005.995
Consumer Transformation | Dem_BB002a | Number | SPN | Northfleet East |  | 4450.045 | 4508.936 | 4567.716 | 4626.401 | 4689.776 | 4753.185 | 4816.616 | 4916.53 | 4984.063 | 5051.602 | 5119.17 | 5186.757 | 5254.373 | 5322.004 | 5389.153 | 5456.322 | 5523.607 | 5590.922 | 5658.257 | 5725.875 | 5793.501 | 5861.057 | 5928.607 | 5996.175 | 6063.807 | 6131.454 | 6199.12 | 6266.809 | 6334.508
Consumer Transformation | Dem_BB002a | Number | SPN | Richborough |  | 3538.045 | 3585.155 | 3632.185 | 3679.148 | 3730.209 | 3781.313 | 3832.454 | 3912.646 | 3967.092 | 4021.548 | 4076.046 | 4130.577 | 4185.151 | 4239.754 | 4293.758 | 4347.79 | 4401.928 | 4456.102 | 4510.304 | 4564.84 | 4619.398 | 4673.915 | 4728.442 | 4782.998 | 4837.659 | 4892.347 | 4947.065 | 5001.818 | 5056.595
Consumer Transformation | Dem_BB002a | Number | SPN | Sellindge |  | 3787.674 | 3846.141 | 3904.747 | 3963.503 | 4016.425 | 4069.337 | 4122.234 | 4206.306 | 4262.625 | 4318.939 | 4375.239 | 4431.518 | 4487.783 | 4544.022 | 4600.48 | 4656.933 | 4713.465 | 4769.999 | 4826.529 | 4882.799 | 4939.043 | 4995.194 | 5051.308 | 5107.404 | 5163.444 | 5219.462 | 5275.462 | 5331.447 | 5387.406
Consumer Transformation | Dem_BB002a | Number | SPN | West Weybridge |  | 6321.131 | 6406.024 | 6490.796 | 6575.466 | 6671.079 | 6766.886 | 6862.873 | 7011.033 | 7113.211 | 7215.447 | 7317.878 | 7420.491 | 7523.299 | 7626.283 | 7725.863 | 7825.555 | 7925.497 | 8025.565 | 8125.743 | 8228.546 | 8331.493 | 8434.474 | 8537.578 | 8640.84 | 8744.732 | 8848.786 | 8953.009 | 9057.407 | 9161.961
Consumer Transformation | Dem_BB002a | Number | South Wales | Aberthaw |  | 4482.305 | 4549.368 | 4616.536 | 4683.823 | 4756.69 | 4829.823 | 4903.211 | 5014.037 | 5092.147 | 5170.345 | 5248.815 | 5327.548 | 5406.553 | 5485.815 | 5561.671 | 5637.711 | 5714.037 | 5790.557 | 5867.261 | 5946.38 | 6025.717 | 6105.191 | 6184.869 | 6264.775 | 6345.383 | 6426.225 | 6507.306 | 6588.631 | 6670.184
Consumer Transformation | Dem_BB002a | Number | South Wales | Alpha Steel (Uskmouth) |  | 262.673 | 266.603 | 270.539 | 274.482 | 278.753 | 283.038 | 287.339 | 293.834 | 298.411 | 302.994 | 307.592 | 312.206 | 316.836 | 321.481 | 325.926 | 330.382 | 334.855 | 339.34 | 343.835 | 348.471 | 353.12 | 357.778 | 362.447 | 367.13 | 371.854 | 376.591 | 381.343 | 386.108 | 390.888
Consumer Transformation | Dem_BB002a | Number | South Wales | Cardiff East |  | 1684.492 | 1709.695 | 1734.937 | 1760.224 | 1787.608 | 1815.092 | 1842.672 | 1884.322 | 1913.676 | 1943.063 | 1972.553 | 2002.142 | 2031.832 | 2061.62 | 2090.127 | 2118.704 | 2147.388 | 2176.145 | 2204.971 | 2234.704 | 2264.52 | 2294.387 | 2324.331 | 2354.36 | 2384.654 | 2415.035 | 2445.506 | 2476.068 | 2506.717
Consumer Transformation | Dem_BB002a | Number | South Wales | Grange |  | 357.861 | 363.304 | 368.758 | 374.224 | 379.808 | 385.406 | 391.019 | 399.609 | 405.584 | 411.563 | 417.558 | 423.568 | 429.592 | 435.63 | 441.544 | 447.469 | 453.415 | 459.373 | 465.343 | 471.365 | 477.398 | 483.436 | 489.485 | 495.546 | 501.635 | 507.737 | 513.851 | 519.979 | 526.118
Consumer Transformation | Dem_BB002a | Number | South Wales | Imperial Park |  | 97.055 | 98.7 | 100.353 | 102.014 | 103.631 | 105.255 | 106.886 | 109.334 | 111.069 | 112.807 | 114.551 | 116.302 | 118.06 | 119.824 | 121.513 | 123.208 | 124.909 | 126.615 | 128.326 | 130.079 | 131.838 | 133.601 | 135.368 | 137.141 | 138.934 | 140.733 | 142.537 | 144.348 | 146.164
Consumer Transformation | Dem_BB002a | Number | South Wales | Pembroke |  | 1910.068 | 1942.449 | 1974.979 | 2007.666 | 2039.499 | 2071.462 | 2103.551 | 2151.722 | 2185.873 | 2220.071 | 2254.403 | 2288.863 | 2323.458 | 2358.179 | 2391.425 | 2424.765 | 2458.244 | 2491.823 | 2525.496 | 2560.005 | 2594.619 | 2629.302 | 2664.084 | 2698.974 | 2734.262 | 2769.662 | 2805.178 | 2840.811 | 2876.555
Consumer Transformation | Dem_BB002a | Number | South Wales | Pyle |  | 1527.234 | 1550.464 | 1573.739 | 1597.066 | 1620.895 | 1644.788 | 1668.742 | 1705.401 | 1730.898 | 1756.418 | 1782.002 | 1807.648 | 1833.358 | 1859.127 | 1884.365 | 1909.653 | 1935.026 | 1960.454 | 1985.932 | 2011.631 | 2037.379 | 2063.149 | 2088.961 | 2114.826 | 2140.815 | 2166.855 | 2192.949 | 2219.099 | 2245.299
Consumer Transformation | Dem_BB002a | Number | South Wales | Rassau |  | 3437.318 | 3495.589 | 3554.13 | 3612.952 | 3670.239 | 3727.759 | 3785.505 | 3872.192 | 3933.65 | 3995.192 | 4056.975 | 4118.989 | 4181.245 | 4243.728 | 4303.557 | 4363.556 | 4423.804 | 4484.231 | 4544.829 | 4606.93 | 4669.22 | 4731.636 | 4794.228 | 4857.016 | 4920.518 | 4984.224 | 5048.137 | 5112.262 | 5176.587
Consumer Transformation | Dem_BB002a | Number | South Wales | Swansea North |  | 8634.348 | 8780.721 | 8927.773 | 9075.532 | 9219.432 | 9363.919 | 9508.974 | 9726.726 | 9881.107 | 10035.697 | 10190.89 | 10346.668 | 10503.049 | 10660.005 | 10810.29 | 10961.005 | 11112.344 | 11264.134 | 11416.352 | 11572.348 | 11728.817 | 11885.601 | 12042.828 | 12200.548 | 12360.063 | 12520.088 | 12680.635 | 12841.713 | 13003.292
Consumer Transformation | Dem_BB002a | Number | South Wales | Upper Boat 132kV |  | 2561.273 | 2599.594 | 2637.975 | 2676.424 | 2718.062 | 2759.851 | 2801.786 | 2865.115 | 2909.748 | 2954.432 | 2999.271 | 3044.26 | 3089.405 | 3134.697 | 3178.043 | 3221.494 | 3265.107 | 3308.832 | 3352.663 | 3397.872 | 3443.207 | 3488.62 | 3534.149 | 3579.809 | 3625.87 | 3672.065 | 3718.396 | 3764.867 | 3811.468
Consumer Transformation | Dem_BB002a | Number | South Wales | Upper Boat 33kV |  | 803.676 | 815.7 | 827.743 | 839.808 | 852.873 | 865.986 | 879.144 | 899.015 | 913.02 | 927.041 | 941.111 | 955.228 | 969.393 | 983.605 | 997.206 | 1010.84 | 1024.525 | 1038.245 | 1051.998 | 1066.184 | 1080.409 | 1094.659 | 1108.945 | 1123.272 | 1137.725 | 1152.22 | 1166.758 | 1181.339 | 1195.962
Consumer Transformation | Dem_BB002a | Number | South Wales | Uskmouth |  | 3990.28 | 4049.982 | 4109.777 | 4169.677 | 4234.546 | 4299.651 | 4364.983 | 4463.644 | 4533.18 | 4602.794 | 4672.65 | 4742.74 | 4813.073 | 4883.634 | 4951.164 | 5018.857 | 5086.804 | 5154.925 | 5223.209 | 5293.643 | 5364.271 | 5435.021 | 5505.952 | 5577.087 | 5648.847 | 5720.815 | 5792.996 | 5865.393 | 5937.995
Consumer Transformation | Dem_BB002a | Number | South Western | Abham |  | 8469.326 | 8590.704 | 8712.13 | 8833.634 | 8943.72 | 9053.577 | 9163.188 | 9341.828 | 9458.555 | 9575.202 | 9691.601 | 9807.732 | 9923.614 | 10039.22 | 10159.38 | 10279.416 | 10399.511 | 10519.501 | 10639.366 | 10755.908 | 10872.219 | 10988.151 | 11103.824 | 11219.285 | 11333.827 | 11448.132 | 11562.208 | 11676.064 | 11789.674
Consumer Transformation | Dem_BB002a | Number | South Western | Alverdiscott |  | 4067.836 | 4126.134 | 4184.456 | 4242.814 | 4295.689 | 4348.453 | 4401.1 | 4486.901 | 4542.965 | 4598.991 | 4654.898 | 4710.676 | 4766.334 | 4821.86 | 4879.573 | 4937.226 | 4994.909 | 5052.54 | 5110.111 | 5166.087 | 5221.951 | 5277.634 | 5333.192 | 5388.648 | 5443.663 | 5498.563 | 5553.354 | 5608.04 | 5662.607
Consumer Transformation | Dem_BB002a | Number | South Western | Axminster |  | 3179.895 | 3221.972 | 3263.97 | 3305.901 | 3348.283 | 3390.612 | 3432.88 | 3501.049 | 3546.058 | 3591.046 | 3635.974 | 3680.836 | 3725.637 | 3770.367 | 3816.228 | 3862.061 | 3907.933 | 3953.785 | 3999.608 | 4044.666 | 4089.667 | 4134.555 | 4179.374 | 4224.142 | 4268.686 | 4313.171 | 4357.601 | 4401.979 | 4446.296
Consumer Transformation | Dem_BB002a | Number | South Western | Bridgewater |  | 3909.779 | 3968.656 | 4027.635 | 4086.729 | 4137.692 | 4188.55 | 4239.295 | 4321.978 | 4376.017 | 4430.021 | 4483.911 | 4537.678 | 4591.331 | 4644.857 | 4700.493 | 4756.073 | 4811.682 | 4867.243 | 4922.747 | 4976.665 | 5030.476 | 5084.112 | 5137.629 | 5191.046 | 5244.061 | 5296.966 | 5349.766 | 5402.464 | 5455.048
Consumer Transformation | Dem_BB002a | Number | South Western | Exeter |  | 5528.209 | 5607.436 | 5686.695 | 5766.004 | 5837.861 | 5909.569 | 5981.115 | 6097.719 | 6173.911 | 6250.051 | 6326.028 | 6401.83 | 6477.471 | 6552.93 | 6631.363 | 6709.714 | 6788.104 | 6866.425 | 6944.665 | 7020.736 | 7096.656 | 7172.329 | 7247.833 | 7323.198 | 7397.963 | 7472.574 | 7547.035 | 7621.353 | 7695.509
Consumer Transformation | Dem_BB002a | Number | South Western | Indian Queens |  | 7529.17 | 7637.074 | 7745.021 | 7853.037 | 7950.903 | 8048.566 | 8146.009 | 8304.818 | 8408.587 | 8512.286 | 8615.764 | 8719.004 | 8822.022 | 8924.795 | 9031.616 | 9138.327 | 9245.091 | 9351.761 | 9458.32 | 9561.925 | 9665.325 | 9768.388 | 9871.22 | 9973.864 | 10075.691 | 10177.308 | 10278.72 | 10379.938 | 10480.936
Consumer Transformation | Dem_BB002a | Number | South Western | Landulph |  | 2880.829 | 2922.116 | 2963.419 | 3004.748 | 3042.193 | 3079.561 | 3116.845 | 3177.609 | 3217.314 | 3256.991 | 3296.584 | 3336.086 | 3375.503 | 3414.826 | 3455.699 | 3496.528 | 3537.379 | 3578.193 | 3618.965 | 3658.607 | 3698.17 | 3737.604 | 3776.95 | 3816.224 | 3855.185 | 3894.066 | 3932.869 | 3971.597 | 4010.241
Consumer Transformation | Dem_BB002a | Number | South Western | Seabank |  | 4287.954 | 4346.554 | 4405.099 | 4463.603 | 4520.06 | 4576.424 | 4632.685 | 4723.874 | 4783.785 | 4843.663 | 4903.438 | 4963.102 | 5022.663 | 5082.107 | 5143.49 | 5204.824 | 5266.202 | 5327.54 | 5388.829 | 5448.785 | 5508.645 | 5568.335 | 5627.915 | 5687.409 | 5746.499 | 5805.491 | 5864.39 | 5923.2 | 5981.908
Consumer Transformation | Dem_BB002a | Number | South Western | Taunton |  | 2448.384 | 2483.845 | 2519.332 | 2554.851 | 2586.507 | 2618.092 | 2649.6 | 2701.062 | 2734.617 | 2768.147 | 2801.6 | 2834.971 | 2868.264 | 2901.473 | 2936.068 | 2970.625 | 3005.195 | 3039.732 | 3074.229 | 3107.71 | 3141.12 | 3174.416 | 3207.633 | 3240.784 | 3273.65 | 3306.444 | 3339.166 | 3371.82 | 3404.397
Consumer Transformation | Dem_BB002a | Number | West Midlands | Bishops Wood |  | 10117.734 | 10256.628 | 10395.41 | 10534.115 | 10676.82 | 10819.557 | 10962.305 | 11188.029 | 11340.01 | 11491.994 | 11644 | 11796.005 | 11948.033 | 12100.048 | 12250.875 | 12401.701 | 12552.748 | 12703.815 | 12854.881 | 13007.411 | 13159.935 | 13312.274 | 13464.574 | 13616.889 | 13769.394 | 13921.906 | 14074.438 | 14227 | 14379.559
Consumer Transformation | Dem_BB002a | Number | West Midlands | Bushbury |  | 3160.098 | 3203.479 | 3246.826 | 3290.148 | 3334.719 | 3379.3 | 3423.885 | 3494.386 | 3541.855 | 3589.324 | 3636.801 | 3684.277 | 3731.76 | 3779.24 | 3826.348 | 3873.456 | 3920.632 | 3967.816 | 4014.999 | 4062.639 | 4110.277 | 4157.857 | 4205.425 | 4252.999 | 4300.631 | 4348.265 | 4395.906 | 4443.556 | 4491.205
Consumer Transformation | Dem_BB002a | Number | West Midlands | Bustleholme |  | 3846.785 | 3898.394 | 3949.927 | 4001.397 | 4056.027 | 4110.68 | 4165.349 | 4251.561 | 4309.764 | 4367.973 | 4426.202 | 4484.442 | 4542.703 | 4600.971 | 4658.574 | 4716.183 | 4773.881 | 4831.594 | 4889.313 | 4947.609 | 5005.91 | 5064.147 | 5122.375 | 5180.616 | 5238.96 | 5297.315 | 5355.684 | 5414.072 | 5472.466
Consumer Transformation | Dem_BB002a | Number | West Midlands | Cellarhead |  | 8374.504 | 8484.746 | 8594.764 | 8704.587 | 8821.188 | 8937.781 | 9054.347 | 9239.403 | 9363.512 | 9487.614 | 9611.698 | 9735.744 | 9859.771 | 9983.753 | 10107.536 | 10231.303 | 10355.235 | 10479.167 | 10603.083 | 10727.335 | 10851.545 | 10975.567 | 11099.521 | 11223.45 | 11347.385 | 11471.287 | 11595.167 | 11719.033 | 11842.857
Consumer Transformation | Dem_BB002a | Number | West Midlands | Feckenham |  | 7711.825 | 7815.288 | 7918.599 | 8021.784 | 8131.302 | 8240.868 | 8350.465 | 8523.298 | 8639.981 | 8756.675 | 8873.409 | 8990.166 | 9106.964 | 9223.776 | 9339.255 | 9454.746 | 9570.418 | 9686.117 | 9801.829 | 9918.698 | 10035.575 | 10152.326 | 10269.059 | 10385.817 | 10502.783 | 10619.769 | 10736.784 | 10853.837 | 10970.901
Consumer Transformation | Dem_BB002a | Number | West Midlands | Hams Hall |  | 4168.486 | 4224.411 | 4280.254 | 4336.029 | 4395.227 | 4454.451 | 4513.691 | 4607.113 | 4670.184 | 4733.26 | 4796.359 | 4859.47 | 4922.603 | 4985.744 | 5048.164 | 5110.59 | 5173.114 | 5235.654 | 5298.199 | 5361.371 | 5424.547 | 5487.654 | 5550.752 | 5613.864 | 5677.087 | 5740.322 | 5803.572 | 5866.843 | 5930.12
Consumer Transformation | Dem_BB002a | Number | West Midlands | Iron Acton |  | 11799.524 | 11951.068 | 12102.192 | 12252.936 | 12409.468 | 12565.786 | 12721.864 | 12973.912 | 13140.112 | 13306.231 | 13472.111 | 13637.727 | 13803.105 | 13968.206 | 14137.266 | 14306.2 | 14475.263 | 14644.224 | 14813.06 | 14979.508 | 15145.732 | 15311.527 | 15477.059 | 15642.392 | 15806.875 | 15971.132 | 16135.175 | 16299.018 | 16462.621
Consumer Transformation | Dem_BB002a | Number | West Midlands | Ironbridge |  | 2845.864 | 2883.327 | 2920.714 | 2958.034 | 2997.658 | 3037.28 | 3076.892 | 3139.778 | 3181.954 | 3224.127 | 3266.293 | 3308.447 | 3350.595 | 3392.727 | 3434.792 | 3476.85 | 3518.966 | 3561.081 | 3603.19 | 3645.414 | 3687.624 | 3729.77 | 3771.892 | 3814.007 | 3856.123 | 3898.228 | 3940.325 | 3982.418 | 4024.497
Consumer Transformation | Dem_BB002a | Number | West Midlands | Kitwell |  | 2945.812 | 2986.252 | 3026.659 | 3067.043 | 3108.592 | 3150.15 | 3191.712 | 3257.432 | 3301.682 | 3345.933 | 3390.19 | 3434.447 | 3478.71 | 3522.97 | 3566.884 | 3610.797 | 3654.775 | 3698.758 | 3742.742 | 3787.151 | 3831.559 | 3875.913 | 3920.256 | 3964.603 | 4009.005 | 4053.41 | 4097.82 | 4142.239 | 4186.657
Consumer Transformation | Dem_BB002a | Number | West Midlands | Nechells |  | 14847.112 | 15046.303 | 15245.201 | 15443.857 | 15654.707 | 15865.647 | 16076.647 | 16409.391 | 16634.035 | 16858.698 | 17083.439 | 17308.225 | 17533.088 | 17757.98 | 17980.306 | 18202.653 | 18425.348 | 18648.098 | 18870.87 | 19095.871 | 19320.888 | 19545.661 | 19770.4 | 19995.188 | 20220.375 | 20445.601 | 20670.883 | 20896.238 | 21121.615
Consumer Transformation | Dem_BB002a | Number | West Midlands | Ocker Hill |  | 2506.857 | 2541.271 | 2575.656 | 2610.023 | 2645.381 | 2680.747 | 2716.115 | 2772.042 | 2809.699 | 2847.356 | 2885.018 | 2922.68 | 2960.347 | 2998.012 | 3035.382 | 3072.752 | 3110.177 | 3147.607 | 3185.036 | 3222.828 | 3260.619 | 3298.364 | 3336.099 | 3373.838 | 3411.624 | 3449.411 | 3487.204 | 3525.004 | 3562.803
Consumer Transformation | Dem_BB002a | Number | West Midlands | Oldbury |  | 3646.118 | 3696.17 | 3746.183 | 3796.168 | 3847.595 | 3899.033 | 3950.474 | 4031.819 | 4086.588 | 4141.358 | 4196.136 | 4250.914 | 4305.7 | 4360.482 | 4414.835 | 4469.188 | 4523.621 | 4578.061 | 4632.5 | 4687.467 | 4742.432 | 4797.331 | 4852.215 | 4907.104 | 4962.062 | 5017.023 | 5071.991 | 5126.969 | 5181.947
Consumer Transformation | Dem_BB002a | Number | West Midlands | Penn |  | 2600.929 | 2633.267 | 2665.484 | 2697.587 | 2734.873 | 2772.188 | 2809.525 | 2868.154 | 2907.904 | 2947.661 | 2987.445 | 3027.249 | 3067.079 | 3106.927 | 3146.087 | 3185.256 | 3224.493 | 3263.746 | 3303.01 | 3343.027 | 3383.061 | 3423.068 | 3463.083 | 3503.122 | 3543.269 | 3583.438 | 3623.633 | 3663.855 | 3704.097
Consumer Transformation | Dem_BB002a | Number | West Midlands | Rugeley |  | 1975.562 | 2001.568 | 2027.521 | 2053.429 | 2080.935 | 2108.44 | 2135.938 | 2179.593 | 2208.871 | 2238.147 | 2267.418 | 2296.681 | 2325.939 | 2355.186 | 2384.387 | 2413.584 | 2442.82 | 2472.056 | 2501.288 | 2530.599 | 2559.9 | 2589.157 | 2618.398 | 2647.634 | 2676.87 | 2706.099 | 2735.322 | 2764.542 | 2793.753
Consumer Transformation | Dem_BB002a | Number | West Midlands | Shrewsbury |  | 2460.26 | 2492.647 | 2524.968 | 2557.231 | 2591.486 | 2625.739 | 2659.984 | 2714.349 | 2750.81 | 2787.269 | 2823.722 | 2860.164 | 2896.601 | 2933.024 | 2969.39 | 3005.75 | 3042.158 | 3078.567 | 3114.971 | 3151.474 | 3187.964 | 3224.4 | 3260.814 | 3297.223 | 3333.632 | 3370.032 | 3406.425 | 3442.815 | 3479.192
Consumer Transformation | Dem_BB002a | Number | West Midlands | Walham |  | 5795.736 | 5877.39 | 5959.04 | 6040.702 | 6122.864 | 6205.053 | 6287.257 | 6417.062 | 6504.582 | 6592.108 | 6679.655 | 6767.211 | 6854.789 | 6942.369 | 7029.127 | 7115.889 | 7202.784 | 7289.695 | 7376.612 | 7464.709 | 7552.817 | 7640.832 | 7728.837 | 7816.865 | 7905.106 | 7993.368 | 8081.656 | 8169.977 | 8258.311
Consumer Transformation | Dem_BB002a | Number | West Midlands | Willenhall |  | 4514.737 | 4576.714 | 4638.642 | 4700.534 | 4764.212 | 4827.904 | 4891.601 | 4992.324 | 5060.141 | 5127.959 | 5195.787 | 5263.615 | 5331.453 | 5399.285 | 5466.587 | 5533.889 | 5601.289 | 5668.698 | 5736.107 | 5804.169 | 5872.228 | 5940.205 | 6008.164 | 6076.13 | 6144.181 | 6212.235 | 6280.298 | 6348.374 | 6416.449
Consumer Transformation | Dem_BB003 | GWh | ENW | Bredbury |  | 1298.371 | 1192.133 | 1178.405 | 1185.69 | 1176.794 | 1207.952 | 1245.347 | 1292.416 | 1348.813 | 1418.738 | 1499.502 | 1591.548 | 1681.067 | 1776.903 | 1876.153 | 1967.714 | 2046.764 | 2114.894 | 2170.374 | 2219.912 | 2249.566 | 2257.626 | 2258.875 | 2253.849 | 2252.808 | 2254.355 | 2256.17 | 2253.19 | 2242.471
Consumer Transformation | Dem_BB003 | GWh | ENW | Harker |  | 1556.211 | 1439.71 | 1424.376 | 1451.097 | 1479.012 | 1513.923 | 1554.948 | 1605.946 | 1667.956 | 1736.202 | 1827.284 | 1931.911 | 2034.078 | 2146.296 | 2249.373 | 2350.459 | 2435.852 | 2507.622 | 2570.739 | 2619.254 | 2648.331 | 2652.874 | 2651.09 | 2651.289 | 2654.305 | 2655.368 | 2655.381 | 2649.184 | 2629.17
Consumer Transformation | Dem_BB003 | GWh | ENW | Heysham (Barrow WF) |  | 23.56 | 22.367 | 23.179 | 25.244 | 28.334 | 31.091 | 34.239 | 37.842 | 42.018 | 47.183 | 52.743 | 58.626 | 64.123 | 69.98 | 76.082 | 81.108 | 85.322 | 88.818 | 92.337 | 95.16 | 96.009 | 95.54 | 94.679 | 94.311 | 94.553 | 94.198 | 93.958 | 93.498 | 93.299
Consumer Transformation | Dem_BB003 | GWh | ENW | Heysham (NGET) |  | 367.399 | 343.025 | 342.641 | 352.013 | 363.365 | 378.926 | 398.239 | 422.184 | 448.659 | 476.974 | 512.592 | 552.413 | 591.959 | 632.072 | 671.672 | 714.244 | 752.753 | 787.43 | 811.837 | 830.18 | 848.149 | 857.462 | 863.112 | 859.673 | 853.51 | 856.697 | 860.419 | 862.436 | 863.062
Consumer Transformation | Dem_BB003 | GWh | ENW | Hutton |  | 774.183 | 720.24 | 715.775 | 733.823 | 752.552 | 775.233 | 801.536 | 833.4 | 871.733 | 912.46 | 967.178 | 1028.867 | 1088.535 | 1154.044 | 1211.928 | 1269.198 | 1317.208 | 1357.129 | 1394.206 | 1421.587 | 1435.967 | 1436.067 | 1432.54 | 1432.577 | 1436.382 | 1435.836 | 1434.94 | 1430.629 | 1420.14
Consumer Transformation | Dem_BB003 | GWh | ENW | Kearsley 132kV |  | 2148.818 | 1951.279 | 1923.61 | 1955.032 | 2006.359 | 2054.425 | 2112.402 | 2186.228 | 2275.47 | 2391.027 | 2520.513 | 2669.065 | 2813.714 | 2968.895 | 3136.278 | 3285.938 | 3415.299 | 3526.981 | 3616.788 | 3697.029 | 3746.536 | 3760.845 | 3764.034 | 3755.459 | 3747.211 | 3750.068 | 3753.228 | 3748.494 | 3729.974
Consumer Transformation | Dem_BB003 | GWh | ENW | Kearsley 33kV |  | 384.864 | 356.422 | 357.356 | 371.989 | 394.865 | 414.993 | 438.147 | 465.408 | 497.566 | 538.842 | 583.485 | 632.049 | 678.165 | 727.643 | 780.563 | 824.46 | 861.503 | 892.485 | 921.753 | 946.822 | 956.604 | 955.19 | 950.521 | 948.15 | 949.483 | 947.796 | 946.66 | 943.35 | 939.372
Consumer Transformation | Dem_BB003 | GWh | ENW | Kirkby (_G) |  | 161.154 | 154.328 | 157.454 | 165.38 | 179.725 | 194.606 | 213.258 | 236.019 | 260.235 | 288.758 | 320.376 | 354.839 | 389.209 | 422.822 | 460.176 | 498.689 | 534.479 | 567.49 | 589.254 | 606.657 | 624.822 | 635.762 | 642.931 | 638.645 | 630.828 | 634.67 | 639.496 | 643.191 | 648.064
Consumer Transformation | Dem_BB003 | GWh | ENW | Macclesfield |  | 424.671 | 397.309 | 395.502 | 405.001 | 416.454 | 429.429 | 445.133 | 464.527 | 487.557 | 514.246 | 546.975 | 584.271 | 621.205 | 662.82 | 702.172 | 742.209 | 777.124 | 807.615 | 833.133 | 852.152 | 867.508 | 874.253 | 877.735 | 878.977 | 878.894 | 881.98 | 885.045 | 886.333 | 884.235
Consumer Transformation | Dem_BB003 | GWh | ENW | Ormonde |  | 69.713 | 65.247 | 65.779 | 68.714 | 72.778 | 77.014 | 82.011 | 87.955 | 94.746 | 102.674 | 111.813 | 121.768 | 131.337 | 141.344 | 151.527 | 160.992 | 169.242 | 176.373 | 182.389 | 187.115 | 189.925 | 190.524 | 190.352 | 189.674 | 189.248 | 189.284 | 189.455 | 189.23 | 188.986
Consumer Transformation | Dem_BB003 | GWh | ENW | Padiham |  | 953.188 | 887.797 | 887.584 | 915.449 | 959.438 | 1004.742 | 1059.442 | 1125.962 | 1200.725 | 1290.062 | 1392.372 | 1505.316 | 1615.786 | 1728.861 | 1848.399 | 1962.765 | 2064.385 | 2154.145 | 2222.465 | 2277.769 | 2319.231 | 2335.673 | 2342.705 | 2333.383 | 2320.828 | 2325.299 | 2331.359 | 2332.477 | 2331.043
Consumer Transformation | Dem_BB003 | GWh | ENW | Penwortham East |  | 1588.28 | 1449.596 | 1426.073 | 1445.092 | 1471.997 | 1497.21 | 1526.454 | 1563.96 | 1612.304 | 1676.624 | 1751.849 | 1839.865 | 1925.223 | 2020.675 | 2120.292 | 2204.787 | 2274.904 | 2332.832 | 2385.555 | 2434.798 | 2456.804 | 2457.161 | 2452.592 | 2452.571 | 2457.654 | 2456.723 | 2454.517 | 2446.621 | 2424.47
Consumer Transformation | Dem_BB003 | GWh | ENW | Penwortham West |  | 1095.138 | 1005.425 | 993.233 | 1010.279 | 1035.621 | 1061.884 | 1093.54 | 1133.402 | 1180.677 | 1239.319 | 1308.169 | 1386.971 | 1464.255 | 1546.502 | 1632.949 | 1712.875 | 1782.279 | 1842.382 | 1889.974 | 1932.145 | 1959.6 | 1968.683 | 1971.994 | 1968.346 | 1965.357 | 1967.898 | 1970.4 | 1968.573 | 1958.827
Consumer Transformation | Dem_BB003 | GWh | ENW | Robin Rigg |  | 40.629 | 40.577 | 45.161 | 54.092 | 68.018 | 79.387 | 92.263 | 106.804 | 123.544 | 144.107 | 166.013 | 188.779 | 209.892 | 232.254 | 255.441 | 274.141 | 289.738 | 302.5 | 316.077 | 326.64 | 329.048 | 326.363 | 322.186 | 320.653 | 321.931 | 320.132 | 318.909 | 316.913 | 316.646
Consumer Transformation | Dem_BB003 | GWh | ENW | Rochdale |  | 981.022 | 900.061 | 889.378 | 906.582 | 933.225 | 956.958 | 984.592 | 1018.702 | 1060.565 | 1115.923 | 1178.098 | 1248.824 | 1317.2 | 1392.102 | 1472.11 | 1539.904 | 1597.054 | 1644.968 | 1687.833 | 1726.753 | 1745.1 | 1746.571 | 1743.557 | 1742.141 | 1744.076 | 1743.653 | 1742.947 | 1738.237 | 1726.18
Consumer Transformation | Dem_BB003 | GWh | ENW | South Manchester |  | 1347.371 | 1249.502 | 1241.838 | 1267.93 | 1305.777 | 1354.044 | 1413.19 | 1486.552 | 1569.1 | 1666.355 | 1781.01 | 1909.615 | 2036.561 | 2166.204 | 2300.924 | 2434.892 | 2554.571 | 2660.948 | 2738.429 | 2806.523 | 2859.048 | 2882.931 | 2895.945 | 2885.323 | 2876.9 | 2884.448 | 2893.316 | 2896.092 | 2892.399
Consumer Transformation | Dem_BB003 | GWh | ENW | Stalybridge |  | 1488.613 | 1354.575 | 1336.692 | 1361.386 | 1397.715 | 1429.472 | 1466.695 | 1513.445 | 1572.757 | 1651.92 | 1739.575 | 1840.299 | 1937.466 | 2047.73 | 2162.792 | 2261.492 | 2344.328 | 2413.805 | 2477.815 | 2533.16 | 2560.728 | 2563.719 | 2559.686 | 2559.72 | 2562.257 | 2562.378 | 2562.151 | 2556.497 | 2540.045
Consumer Transformation | Dem_BB003 | GWh | ENW | Stanah |  | 548.873 | 505.691 | 501.576 | 512.922 | 530.108 | 547.497 | 568.336 | 594.046 | 624 | 660.77 | 703.227 | 750.967 | 797.557 | 846.617 | 898.322 | 946.034 | 987.623 | 1023.716 | 1052.553 | 1077.524 | 1093.525 | 1098.568 | 1099.992 | 1097.213 | 1095.128 | 1096.357 | 1097.84 | 1096.934 | 1092.911
Consumer Transformation | Dem_BB003 | GWh | ENW | Walney 2 |  | 150.502 | 139.483 | 140.022 | 146.037 | 155.253 | 163.446 | 172.846 | 183.905 | 196.93 | 213.373 | 231.361 | 250.887 | 269.403 | 289.222 | 310.158 | 327.648 | 342.386 | 354.688 | 366.379 | 376.294 | 380.075 | 379.35 | 377.327 | 376.328 | 376.988 | 376.231 | 375.7 | 374.31 | 372.71
Consumer Transformation | Dem_BB003 | GWh | ENW | Washway Farm |  | 572.908 | 524.573 | 516.321 | 523.424 | 533.893 | 542.955 | 553.466 | 566.899 | 584.305 | 608.235 | 635.662 | 667.822 | 699.143 | 734.734 | 772.297 | 803.892 | 830.162 | 851.921 | 871.928 | 890.478 | 899.204 | 899.992 | 898.88 | 899.664 | 901.52 | 901.67 | 901.306 | 898.862 | 891.013
Consumer Transformation | Dem_BB003 | GWh | ENW | Whitegate |  | 1112.745 | 1014.533 | 1000.655 | 1017.347 | 1044.224 | 1069.106 | 1098.88 | 1136.547 | 1182.202 | 1241.685 | 1308.66 | 1385.471 | 1460.304 | 1540.997 | 1627.853 | 1704.707 | 1770.811 | 1827.535 | 1874.101 | 1916.025 | 1940.725 | 1947.205 | 1948.162 | 1944.734 | 1942.135 | 1943.451 | 1944.725 | 1941.797 | 1931.12
Consumer Transformation | Dem_BB003 | GWh | EPN | Amersham Main |  | 286.606 | 277.292 | 283.083 | 296.316 | 312.055 | 334.451 | 362.572 | 396.966 | 434.345 | 476.18 | 525.022 | 578.795 | 632.625 | 688.274 | 743.061 | 804.231 | 860.557 | 912.233 | 948.413 | 978.017 | 1007.251 | 1024.996 | 1036.661 | 1033.058 | 1025.348 | 1032.4 | 1040.72 | 1047.326 | 1054.674
Consumer Transformation | Dem_BB003 | GWh | EPN | Braintree |  | 877.44 | 817.461 | 815.528 | 837.419 | 854.285 | 884.336 | 921.121 | 966.793 | 1019.451 | 1071.448 | 1142.78 | 1223.413 | 1302.991 | 1388.599 | 1460.163 | 1543.89 | 1617.719 | 1682.762 | 1733.848 | 1770.441 | 1802.488 | 1816.503 | 1823.633 | 1821.389 | 1817.092 | 1822.333 | 1828.037 | 1830.092 | 1826.89
Consumer Transformation | Dem_BB003 | GWh | EPN | Bramford |  | 3115.434 | 2851.003 | 2814.111 | 2861.191 | 2905.084 | 2965.836 | 3037.965 | 3129.74 | 3243.649 | 3373.269 | 3540.071 | 3733.425 | 3921.623 | 4129.809 | 4321.419 | 4509.827 | 4669.012 | 4803.29 | 4920.109 | 5019.623 | 5075.245 | 5084.727 | 5081.738 | 5079.399 | 5086.428 | 5088.02 | 5088.141 | 5077.008 | 5040.553
Consumer Transformation | Dem_BB003 | GWh | EPN | Brimsdown |  | 1343.333 | 1224.013 | 1207.213 | 1225.403 | 1243.091 | 1267.927 | 1296.691 | 1333.038 | 1380.562 | 1443.248 | 1514.499 | 1597.035 | 1676.391 | 1768.311 | 1860.587 | 1939.936 | 2005.433 | 2059.444 | 2111.926 | 2159.253 | 2179.332 | 2178.928 | 2173.199 | 2174.834 | 2181.8 | 2180.918 | 2179.36 | 2173.123 | 2156.327
Consumer Transformation | Dem_BB003 | GWh | EPN | Burwell Main |  | 1196.888 | 1117.781 | 1114.775 | 1143.635 | 1168.423 | 1209.956 | 1260.217 | 1322.096 | 1393.541 | 1467.15 | 1565.247 | 1675.707 | 1784.34 | 1900.76 | 2001.566 | 2113.805 | 2212.121 | 2298.018 | 2366.92 | 2418.168 | 2458.65 | 2474.343 | 2481.226 | 2478.162 | 2474.661 | 2480.25 | 2486.318 | 2487.15 | 2480.51
Consumer Transformation | Dem_BB003 | GWh | EPN | Clacton |  | 282.544 | 263.225 | 267.008 | 282.839 | 305.47 | 325.958 | 349.016 | 375.493 | 407.076 | 446.922 | 490.024 | 536.078 | 579.011 | 625.756 | 673.908 | 712.29 | 743.727 | 769.075 | 796.555 | 819.418 | 824.335 | 818.581 | 810.104 | 808.251 | 812.381 | 808.83 | 805.907 | 801.044 | 796.765
Consumer Transformation | Dem_BB003 | GWh | EPN | Eaton Socon |  | 838.883 | 791.223 | 796.77 | 825.731 | 857.385 | 902.892 | 958.466 | 1026.093 | 1101.675 | 1184.349 | 1285.141 | 1396.398 | 1505.92 | 1619.783 | 1725.776 | 1841.443 | 1945.011 | 2037.361 | 2107.33 | 2162.216 | 2207.846 | 2229.182 | 2240.343 | 2233.225 | 2222.755 | 2230.11 | 2239.229 | 2243.956 | 2247.141
Consumer Transformation | Dem_BB003 | GWh | EPN | Elstree |  | 2013.407 | 1831.085 | 1802.457 | 1825.17 | 1847.473 | 1879.58 | 1916.859 | 1964.816 | 2028.084 | 2112.341 | 2208.92 | 2321.884 | 2430.768 | 2555.981 | 2682.206 | 2790.917 | 2880.6 | 2954.496 | 3024.788 | 3089.919 | 3117.682 | 3117.296 | 3109.946 | 3111.373 | 3119.765 | 3118.389 | 3115.754 | 3106.305 | 3080.203
Consumer Transformation | Dem_BB003 | GWh | EPN | Loudwater |  | 212.603 | 196.478 | 195.352 | 199.481 | 202.198 | 207.756 | 214.553 | 223.133 | 233.758 | 246.311 | 261.227 | 278.433 | 295.402 | 315.475 | 334.11 | 353.095 | 369.561 | 383.95 | 396.457 | 406.308 | 413.773 | 417.125 | 418.781 | 419.754 | 419.928 | 421.513 | 423.14 | 424.025 | 423.43
Consumer Transformation | Dem_BB003 | GWh | EPN | Mill Hill |  | 625.848 | 595.665 | 601.414 | 621.18 | 643.697 | 681.844 | 729.505 | 788.026 | 851.757 | 924.763 | 1009.404 | 1102.912 | 1196.205 | 1290.986 | 1386.795 | 1490.51 | 1585.593 | 1672.356 | 1732.493 | 1784.161 | 1831.778 | 1859.301 | 1877.034 | 1869.057 | 1856.082 | 1866.363 | 1878.615 | 1887.461 | 1896.302
Consumer Transformation | Dem_BB003 | GWh | EPN | Norwich Main |  | 1617.879 | 1509.856 | 1506.927 | 1546.937 | 1574.05 | 1632.144 | 1703.758 | 1792.813 | 1893.117 | 1984.024 | 2117.844 | 2268.651 | 2417.919 | 2572.778 | 2696.079 | 2851.372 | 2989.667 | 3112.433 | 3203.475 | 3265.727 | 3326.606 | 3354.626 | 3370.102 | 3361.143 | 3349.183 | 3358.811 | 3369.57 | 3373.368 | 3368.088
Consumer Transformation | Dem_BB003 | GWh | EPN | Pelham |  | 1115.993 | 1029.198 | 1024.957 | 1054.777 | 1090.614 | 1129.595 | 1174.799 | 1229.219 | 1295.402 | 1376.541 | 1469.814 | 1573.764 | 1673.335 | 1784.304 | 1892.719 | 1990.24 | 2072.175 | 2140.716 | 2205.885 | 2259.764 | 2284.344 | 2284.451 | 2277.377 | 2276.394 | 2281.124 | 2279.824 | 2278.913 | 2273.04 | 2261.231
Consumer Transformation | Dem_BB003 | GWh | EPN | Rayleigh |  | 1959.689 | 1802.522 | 1787.431 | 1828.021 | 1881.699 | 1938.894 | 2006.72 | 2090.32 | 2190.413 | 2317.353 | 2460.901 | 2622.961 | 2780.294 | 2951.207 | 3127.652 | 3287.713 | 3425.219 | 3542.999 | 3643.343 | 3734.7 | 3784.785 | 3796.886 | 3797.002 | 3791.788 | 3791.674 | 3794.39 | 3797.593 | 3792.606 | 3775.567
Consumer Transformation | Dem_BB003 | GWh | EPN | Rye House |  | 1559.007 | 1425.965 | 1407.934 | 1430.863 | 1453.428 | 1484.513 | 1520.476 | 1565.502 | 1623.418 | 1698.121 | 1784.61 | 1884.323 | 1980.357 | 2090.449 | 2199.181 | 2294.509 | 2373.422 | 2438.572 | 2501.304 | 2557.07 | 2581.236 | 2580.964 | 2574.386 | 2576.099 | 2583.526 | 2582.554 | 2580.782 | 2573.322 | 2553.445
Consumer Transformation | Dem_BB003 | GWh | EPN | Sheringham Shoal |  | 723.214 | 665.272 | 659.486 | 674.778 | 691.073 | 710.463 | 733.019 | 760.659 | 794.393 | 832.57 | 880.801 | 935.36 | 987.872 | 1045.58 | 1098.532 | 1149.084 | 1191.376 | 1226.56 | 1259.138 | 1285.369 | 1297.829 | 1297.46 | 1293.782 | 1292.905 | 1295.713 | 1294.738 | 1293.606 | 1289.498 | 1280.246
Consumer Transformation | Dem_BB003 | GWh | EPN | Sundon |  | 2705.791 | 2463.674 | 2430.553 | 2470.996 | 2516.671 | 2571.422 | 2634.409 | 2713.109 | 2814.348 | 2946.379 | 3097.003 | 3269.935 | 3435.384 | 3622.878 | 3810.863 | 3971.483 | 4103.61 | 4211.836 | 4317.28 | 4411.987 | 4448.289 | 4442.177 | 4425.797 | 4425.326 | 4436.924 | 4431.733 | 4425.427 | 4409.227 | 4372.843
Consumer Transformation | Dem_BB003 | GWh | EPN | Tilbury |  | 968.114 | 870.526 | 854.697 | 866.364 | 880.955 | 892.929 | 906.484 | 924.454 | 950.392 | 987.49 | 1027.982 | 1076.06 | 1121.752 | 1177.044 | 1233.815 | 1279.035 | 1315.135 | 1343.942 | 1374.782 | 1403.541 | 1412.681 | 1409.23 | 1402.979 | 1404.919 | 1410.418 | 1408.481 | 1405.85 | 1400.253 | 1386.669
Consumer Transformation | Dem_BB003 | GWh | EPN | Tottenham |  | 1332.241 | 1224.293 | 1210.878 | 1231.659 | 1256.576 | 1288.091 | 1326.106 | 1374.044 | 1432.059 | 1507.424 | 1592.191 | 1689.492 | 1784.956 | 1890.146 | 2002.811 | 2104.221 | 2192.081 | 2268.2 | 2330.694 | 2391.461 | 2427.662 | 2440.706 | 2445.898 | 2444.173 | 2446.301 | 2450.953 | 2455.617 | 2455.21 | 2445.307
Consumer Transformation | Dem_BB003 | GWh | EPN | Walpole (_A) |  | 2041.379 | 1873.311 | 1855.663 | 1887.796 | 1903.179 | 1953.223 | 2010.673 | 2081.069 | 2169.899 | 2273.826 | 2401.538 | 2546.389 | 2684.593 | 2841.164 | 2984.898 | 3116.476 | 3224.461 | 3312.564 | 3400.939 | 3470.673 | 3498.234 | 3490.955 | 3475.155 | 3475.588 | 3486.565 | 3481.509 | 3475.843 | 3462.349 | 3434.718
Consumer Transformation | Dem_BB003 | GWh | EPN | Warley |  | 1039.698 | 959.251 | 952.971 | 975.367 | 1005.303 | 1038.721 | 1079.22 | 1129.46 | 1188.333 | 1263.19 | 1346.433 | 1440.37 | 1532.508 | 1631.797 | 1735.663 | 1833.56 | 1919.502 | 1994.848 | 2054.864 | 2109.32 | 2145.57 | 2160.119 | 2166.602 | 2162.919 | 2157.758 | 2162.715 | 2168.39 | 2169.69 | 2165.367
Consumer Transformation | Dem_BB003 | GWh | EPN | Watford South |  | 1042.411 | 957.673 | 950.503 | 970.039 | 991.897 | 1023.709 | 1062.421 | 1110.755 | 1167.698 | 1237.138 | 1316.707 | 1406.744 | 1494.886 | 1590.096 | 1685.875 | 1779.234 | 1861.087 | 1932.844 | 1990.057 | 2040.288 | 2074.584 | 2088.051 | 2093.773 | 2089.829 | 2085.898 | 2090.295 | 2095.438 | 2096.446 | 2092.131
Consumer Transformation | Dem_BB003 | GWh | EPN | West Thurrock |  | 194.304 | 179.746 | 178.083 | 181.443 | 185.902 | 190.92 | 197.143 | 205.032 | 214.271 | 225.97 | 239.306 | 254.633 | 269.912 | 286.462 | 304.323 | 321.303 | 336.379 | 349.782 | 359.879 | 369.782 | 376.965 | 380.574 | 382.772 | 382.397 | 382.098 | 383.544 | 385.051 | 385.789 | 385.14
Consumer Transformation | Dem_BB003 | GWh | EPN | Wymondley |  | 1063.518 | 984.389 | 980.786 | 1004.584 | 1025.495 | 1062.69 | 1106.469 | 1159.6 | 1223.198 | 1299.121 | 1387.922 | 1487.106 | 1582.792 | 1688.068 | 1789.605 | 1885.369 | 1967.094 | 2036.63 | 2098.889 | 2149.771 | 2177.559 | 2182.288 | 2179.664 | 2177.647 | 2178.829 | 2179.52 | 2180.761 | 2177.368 | 2168.586
Consumer Transformation | Dem_BB003 | GWh | East Midlands | Berkswell |  | 1268.571 | 1182.546 | 1179.38 | 1209.887 | 1242.295 | 1288.744 | 1343.657 | 1410.177 | 1488.588 | 1583.094 | 1693.359 | 1816.455 | 1936.058 | 2066.21 | 2194.545 | 2315.815 | 2420.291 | 2509.956 | 2587.444 | 2653.639 | 2691.812 | 2701.632 | 2702.124 | 2699.619 | 2701.009 | 2703.827 | 2707.264 | 2704.851 | 2695.359
Consumer Transformation | Dem_BB003 | GWh | East Midlands | Bicker Fen |  | 557.845 | 524.192 | 526.593 | 546.072 | 561.946 | 586.14 | 615.229 | 650.555 | 691.629 | 730.756 | 785.462 | 846.491 | 906.154 | 971.858 | 1023.755 | 1085.043 | 1138.379 | 1184.737 | 1224.259 | 1249.248 | 1270.364 | 1277.838 | 1280.25 | 1280.067 | 1279.128 | 1281.99 | 1285.292 | 1286.022 | 1283.906
Consumer Transformation | Dem_BB003 | GWh | East Midlands | Chesterfield |  | 1992.1 | 1832.85 | 1815.153 | 1852.907 | 1909.687 | 1964.833 | 2030.615 | 2112.192 | 2209.599 | 2334.889 | 2475.793 | 2635.617 | 2791.57 | 2960.88 | 3137.265 | 3298.305 | 3437.354 | 3557.143 | 3656.998 | 3743.592 | 3796.834 | 3812.69 | 3816.446 | 3812.07 | 3806.775 | 3811.425 | 3816.331 | 3813.042 | 3796.436
Consumer Transformation | Dem_BB003 | GWh | East Midlands | Coventry |  | 1889.618 | 1737.997 | 1725.142 | 1764.748 | 1811.617 | 1869.486 | 1938.047 | 2022.331 | 2123.055 | 2245.617 | 2388.037 | 2548.319 | 2703.529 | 2872.017 | 3038.974 | 3195.364 | 3329.493 | 3444.215 | 3542.827 | 3628.576 | 3676.162 | 3686.384 | 3684.842 | 3679.24 | 3679.649 | 3681.402 | 3683.837 | 3678.362 | 3662.13
Consumer Transformation | Dem_BB003 | GWh | East Midlands | Drakelow |  | 714.167 | 661.506 | 656.862 | 672.211 | 688.83 | 708.582 | 732.08 | 761.088 | 796.166 | 837.298 | 887.518 | 944.664 | 1000.51 | 1062.978 | 1121.793 | 1179.44 | 1228.834 | 1271.121 | 1308.029 | 1338.35 | 1357.235 | 1362.724 | 1363.866 | 1364.406 | 1365.568 | 1367.655 | 1369.657 | 1368.761 | 1362.521
Consumer Transformation | Dem_BB003 | GWh | East Midlands | East Claydon (_B) |  | 1536.378 | 1414.714 | 1402.983 | 1424.697 | 1434.561 | 1476.746 | 1526.309 | 1587.287 | 1661.749 | 1754.428 | 1860.895 | 1981.189 | 2097.226 | 2225.695 | 2353.103 | 2469.222 | 2567.629 | 2650.817 | 2725.695 | 2790.278 | 2823.141 | 2827.519 | 2823.373 | 2821.133 | 2823.393 | 2823.541 | 2823.901 | 2818.195 | 2803.193
Consumer Transformation | Dem_BB003 | GWh | East Midlands | Enderby |  | 1931.69 | 1783.502 | 1764.934 | 1798.504 | 1843.509 | 1890.96 | 1947.531 | 2018.051 | 2102.843 | 2210.429 | 2335.197 | 2477.87 | 2617.737 | 2770.546 | 2926.251 | 3070.672 | 3194.989 | 3301.735 | 3390.88 | 3473.069 | 3521.395 | 3536.162 | 3540.523 | 3538.625 | 3539.788 | 3544.776 | 3549.326 | 3546.078 | 3527.716
Consumer Transformation | Dem_BB003 | GWh | East Midlands | Grendon |  | 2701.556 | 2490.928 | 2474.535 | 2531.815 | 2599.309 | 2686.668 | 2789.337 | 2914.457 | 3063.724 | 3249.325 | 3461.218 | 3698.433 | 3927.405 | 4174.957 | 4424.247 | 4651.589 | 4845.711 | 5010.706 | 5155.113 | 5280.68 | 5345.68 | 5355.477 | 5348.591 | 5339.877 | 5339.024 | 5339.071 | 5340.096 | 5329.345 | 5303.633
Consumer Transformation | Dem_BB003 | GWh | East Midlands | Ratcliffe |  | 1847.429 | 1701.888 | 1684.239 | 1716.856 | 1761.571 | 1807.792 | 1862.914 | 1931.637 | 2014.56 | 2122.456 | 2244.172 | 2383.155 | 2519.119 | 2668.252 | 2823.892 | 2965.067 | 3086.633 | 3191.109 | 3278.791 | 3358.936 | 3406.147 | 3420.546 | 3424.511 | 3422.471 | 3420.628 | 3425.374 | 3429.931 | 3427.099 | 3410.546
Consumer Transformation | Dem_BB003 | GWh | East Midlands | Staythorpe |  | 943.744 | 881.433 | 879.417 | 905.923 | 935.244 | 968.453 | 1006.956 | 1053.084 | 1108.637 | 1172.284 | 1250.911 | 1338.735 | 1423.513 | 1518.138 | 1605.215 | 1688.264 | 1758.148 | 1816.625 | 1872.006 | 1914.795 | 1936.666 | 1938.126 | 1933.726 | 1934.809 | 1939.929 | 1940.006 | 1940.02 | 1935.628 | 1924.698
Consumer Transformation | Dem_BB003 | GWh | East Midlands | Stoke Bardolph |  | 679.196 | 628.842 | 623.915 | 637.314 | 654.52 | 673.179 | 695.85 | 724.195 | 757.942 | 800.542 | 849.169 | 904.73 | 959.609 | 1020.36 | 1082.463 | 1141.858 | 1193.79 | 1239.239 | 1276.119 | 1308.441 | 1331.207 | 1340.977 | 1345.914 | 1345.87 | 1343.719 | 1347.692 | 1351.747 | 1353.1 | 1349.538
Consumer Transformation | Dem_BB003 | GWh | East Midlands | Walpole (_B) |  | 2231.271 | 2043.653 | 2013.502 | 2038.147 | 2049.051 | 2081.638 | 2118.96 | 2166.878 | 2230.997 | 2306.394 | 2405.248 | 2521.815 | 2634.465 | 2765.828 | 2883.575 | 2993.032 | 3081.813 | 3153.497 | 3225.35 | 3284.275 | 3309.253 | 3305.269 | 3295.236 | 3300.622 | 3313.216 | 3311.075 | 3306.614 | 3294.533 | 3261.256
Consumer Transformation | Dem_BB003 | GWh | East Midlands | West Burton |  | 807.514 | 750.549 | 744.59 | 760.336 | 777.318 | 797.639 | 822.208 | 852.947 | 889.863 | 933.83 | 987.435 | 1049.063 | 1110.03 | 1178.227 | 1243.057 | 1308.175 | 1364.691 | 1413.763 | 1454.463 | 1488.551 | 1512.786 | 1522.628 | 1527.441 | 1528.587 | 1527.766 | 1531.999 | 1535.993 | 1536.799 | 1530.836
Consumer Transformation | Dem_BB003 | GWh | East Midlands | Willington |  | 2031.163 | 1871.793 | 1856.634 | 1897.805 | 1947.173 | 2005.634 | 2074.686 | 2159.643 | 2261.709 | 2386.734 | 2532.849 | 2697.906 | 2858.025 | 3032.842 | 3206.105 | 3367.328 | 3505.128 | 3622.53 | 3724.431 | 3813.805 | 3862.496 | 3872.548 | 3870.809 | 3866.857 | 3869.461 | 3871.491 | 3873.739 | 3867.521 | 3848.118
Consumer Transformation | Dem_BB003 | GWh | IDNO - Refer to Comment Field | Tynemouth 2 |  | 250.652 | 226.825 | 223.93 | 228.216 | 235.057 | 241.477 | 249.209 | 258.974 | 270.713 | 285.549 | 302.156 | 321.04 | 339.327 | 358.896 | 379.708 | 398.511 | 414.78 | 428.842 | 440.247 | 449.822 | 455.873 | 457.487 | 457.649 | 456.344 | 454.795 | 455.001 | 455.336 | 454.741 | 452.836 | Note: TYNE2 is operated by an IDNO allocated to GSP Group/licence area F
Consumer Transformation | Dem_BB003 | GWh | LPN | Acton Lane 22kV |  | 151.576 | 141.981 | 141.794 | 144.405 | 145.195 | 150.983 | 157.969 | 166.526 | 176.371 | 187.318 | 200.801 | 215.875 | 230.635 | 246.383 | 261.529 | 276.904 | 290.404 | 302.23 | 311.708 | 319.873 | 325.425 | 327.579 | 328.467 | 327.831 | 328.118 | 328.85 | 329.708 | 329.893 | 329.389
Consumer Transformation | Dem_BB003 | GWh | LPN | Barking |  | 433.899 | 402.948 | 400.56 | 409.427 | 420.358 | 434.167 | 450.832 | 471.431 | 495.568 | 526.299 | 560.764 | 599.702 | 637.993 | 679.512 | 724.157 | 765.058 | 800.923 | 832.314 | 857.508 | 881.623 | 896.903 | 903.14 | 906.057 | 905.051 | 905.304 | 907.618 | 910.142 | 910.801 | 908.815
Consumer Transformation | Dem_BB003 | GWh | LPN | Barking West |  | 900.724 | 827.93 | 817.321 | 829.876 | 845.21 | 863.139 | 884.613 | 911.925 | 945.653 | 990.261 | 1041.012 | 1099.88 | 1157.715 | 1222.237 | 1291.086 | 1352.126 | 1404.489 | 1449.408 | 1487.158 | 1524.425 | 1545.467 | 1552.312 | 1554.74 | 1554.812 | 1557.629 | 1560.207 | 1562.416 | 1561.286 | 1552.662
Consumer Transformation | Dem_BB003 | GWh | LPN | Beddington (_C) |  | 470.309 | 444.418 | 447.422 | 462.4 | 484.026 | 511.257 | 545.471 | 587.696 | 633.647 | 688.706 | 750.23 | 818.392 | 886.569 | 955.643 | 1029.423 | 1106.26 | 1176.941 | 1241.641 | 1285.758 | 1325.561 | 1361.698 | 1383.108 | 1397.192 | 1391.013 | 1380.582 | 1388.605 | 1398.102 | 1405.1 | 1411.995
Consumer Transformation | Dem_BB003 | GWh | LPN | Canal Bank |  | 115.862 | 107.432 | 106.593 | 108.576 | 110.42 | 113.626 | 117.565 | 122.516 | 128.276 | 134.555 | 142.634 | 151.873 | 161.021 | 170.858 | 180.167 | 189.932 | 198.539 | 206.119 | 211.969 | 217.133 | 220.965 | 222.676 | 223.616 | 223.346 | 223.519 | 224.181 | 224.852 | 225.07 | 224.482
Consumer Transformation | Dem_BB003 | GWh | LPN | City Road |  | 2650.307 | 2494.817 | 2466.824 | 2501.041 | 2533.428 | 2580.74 | 2635.788 | 2704.21 | 2788.402 | 2891.128 | 3026.614 | 3185.373 | 3343.818 | 3522.557 | 3697.067 | 3859.705 | 3997.082 | 4112.423 | 4213.812 | 4311.214 | 4365.037 | 4381.044 | 4387.856 | 4399.588 | 4423.836 | 4432.842 | 4437.829 | 4431.829 | 4394.064
Consumer Transformation | Dem_BB003 | GWh | LPN | Greenford |  | 132.981 | 123.54 | 122.709 | 125.129 | 127.432 | 131.345 | 136.185 | 142.257 | 149.254 | 156.75 | 166.473 | 177.568 | 188.584 | 200.355 | 211.431 | 223.307 | 233.838 | 243.178 | 250.238 | 256.414 | 261.256 | 263.579 | 264.926 | 264.536 | 264.62 | 265.516 | 266.459 | 266.873 | 266.391
Consumer Transformation | Dem_BB003 | GWh | LPN | Hackney 132kV |  | 565.536 | 524.117 | 518.352 | 526.672 | 536.316 | 548.668 | 563.412 | 581.9 | 604.406 | 634.036 | 667.983 | 707.164 | 745.778 | 788.712 | 834.53 | 875.286 | 910.352 | 940.469 | 965.729 | 990.632 | 1004.909 | 1009.836 | 1011.831 | 1012.231 | 1014.418 | 1016.431 | 1018.168 | 1017.667 | 1012.235
Consumer Transformation | Dem_BB003 | GWh | LPN | Hackney 66kV |  | 655.612 | 603.412 | 595.993 | 605.103 | 615.854 | 629.395 | 645.721 | 666.483 | 691.869 | 725.2 | 763.151 | 807.125 | 850.427 | 898.513 | 949.922 | 996.056 | 1035.899 | 1070.299 | 1098.624 | 1126.575 | 1143.159 | 1149.189 | 1151.792 | 1151.67 | 1153.272 | 1155.598 | 1157.705 | 1157.376 | 1151.688
Consumer Transformation | Dem_BB003 | GWh | LPN | Hurst |  | 1107.551 | 1008.259 | 992.699 | 1006.298 | 1021.884 | 1039.32 | 1059.885 | 1086.551 | 1121.574 | 1168.531 | 1222.022 | 1284.893 | 1345.985 | 1416.736 | 1488.823 | 1551.985 | 1604.775 | 1648.978 | 1689.532 | 1727.165 | 1745.928 | 1749.04 | 1747.806 | 1749.343 | 1753.069 | 1754.041 | 1754.332 | 1750.916 | 1738.089
Consumer Transformation | Dem_BB003 | GWh | LPN | Islington |  | 1220.328 | 1128.622 | 1115.731 | 1132.46 | 1150.265 | 1176.187 | 1207.846 | 1248.189 | 1296.591 | 1356.654 | 1428.36 | 1511.56 | 1594.195 | 1685.079 | 1779.06 | 1868.338 | 1946.241 | 2014.233 | 2068.029 | 2120.045 | 2154.64 | 2169.584 | 2177.769 | 2177.511 | 2180.023 | 2186.128 | 2191.832 | 2192.928 | 2183.693
Consumer Transformation | Dem_BB003 | GWh | LPN | Littlebrook (_C) |  | 618.086 | 570.904 | 562.998 | 571.432 | 579.83 | 588.217 | 597.644 | 609.61 | 626.433 | 649.433 | 676.953 | 709.71 | 741.675 | 781.193 | 819.808 | 852.564 | 879.031 | 900.37 | 923.027 | 943.366 | 951.937 | 952.114 | 950.381 | 954.759 | 960.78 | 961.488 | 961.294 | 958.916 | 949.642
Consumer Transformation | Dem_BB003 | GWh | LPN | Lodge Road |  | 1022.778 | 955.932 | 948.168 | 963.783 | 976.496 | 1002.423 | 1034.093 | 1073.823 | 1120.161 | 1171.137 | 1237.964 | 1314.798 | 1391.369 | 1474.296 | 1552.985 | 1634.793 | 1706.629 | 1769.599 | 1818.617 | 1862.717 | 1894.948 | 1909.562 | 1917.997 | 1917.602 | 1921.012 | 1927.103 | 1932.909 | 1934.559 | 1927.473
Consumer Transformation | Dem_BB003 | GWh | LPN | New Cross |  | 1440.011 | 1340.845 | 1327.454 | 1348.867 | 1375.219 | 1410.498 | 1452.857 | 1505.663 | 1567.895 | 1648.595 | 1741.632 | 1848.19 | 1953.657 | 2067.102 | 2191.677 | 2302.971 | 2399.911 | 2484.046 | 2550.862 | 2620.181 | 2661.037 | 2676.955 | 2684.837 | 2683.073 | 2688.338 | 2694.453 | 2700.11 | 2699.715 | 2687.178
Consumer Transformation | Dem_BB003 | GWh | LPN | Perivale |  | 116.589 | 108.453 | 107.816 | 110.017 | 112.088 | 115.692 | 120.143 | 125.725 | 132.123 | 138.956 | 147.809 | 157.877 | 167.877 | 178.526 | 188.54 | 199.321 | 208.914 | 217.421 | 223.829 | 229.416 | 233.827 | 235.968 | 237.207 | 236.831 | 236.864 | 237.691 | 238.572 | 238.969 | 238.628
Consumer Transformation | Dem_BB003 | GWh | LPN | Redbridge |  | 490.421 | 451.051 | 446.206 | 453.978 | 463.351 | 475.083 | 489.238 | 507.04 | 528.572 | 556.536 | 588.012 | 624.098 | 659.511 | 698.525 | 740.299 | 777.878 | 810.42 | 838.605 | 861.783 | 884.314 | 897.691 | 902.476 | 904.367 | 903.762 | 904.618 | 906.339 | 908.045 | 907.886 | 904.205
Consumer Transformation | Dem_BB003 | GWh | LPN | St John's Wood |  | 2521.1 | 2376.713 | 2351.963 | 2383.571 | 2408.216 | 2456.368 | 2512.371 | 2581.561 | 2666.18 | 2769.203 | 2903.774 | 3060.597 | 3216.762 | 3392.343 | 3564.08 | 3723.85 | 3858.929 | 3972.438 | 4072.43 | 4167.804 | 4220.13 | 4235.245 | 4241.131 | 4251.72 | 4274.844 | 4283.192 | 4287.924 | 4282.067 | 4246.755
Consumer Transformation | Dem_BB003 | GWh | LPN | West Ham |  | 1074.825 | 989.972 | 977.38 | 991.466 | 1008.048 | 1029.168 | 1054.959 | 1088.081 | 1128.36 | 1181.003 | 1241.418 | 1311.804 | 1381.607 | 1458.902 | 1541.709 | 1617.498 | 1683.446 | 1740.892 | 1786.672 | 1832.281 | 1861.432 | 1873.744 | 1880.311 | 1880.157 | 1881.838 | 1886.819 | 1891.424 | 1892.091 | 1883.691
Consumer Transformation | Dem_BB003 | GWh | LPN | Willesden 132kV |  | 933.973 | 870.133 | 862.931 | 878.038 | 891.965 | 916.007 | 945.494 | 982.622 | 1025.86 | 1073.04 | 1134.812 | 1205.791 | 1276.475 | 1352.822 | 1425.027 | 1500.813 | 1567.533 | 1626.209 | 1671.452 | 1711.896 | 1742.089 | 1756.021 | 1764.099 | 1763.135 | 1765.514 | 1771.186 | 1776.723 | 1778.531 | 1772.759
Consumer Transformation | Dem_BB003 | GWh | LPN | Willesden 66kV |  | 254.659 | 238.663 | 237.741 | 242.168 | 244.852 | 253.306 | 263.57 | 276.243 | 290.837 | 306.907 | 327.245 | 350.213 | 372.895 | 397.179 | 420.376 | 444.318 | 465.393 | 483.909 | 498.462 | 511.193 | 520.298 | 524.212 | 526.21 | 525.571 | 526.165 | 527.649 | 529.234 | 529.712 | 528.565
Consumer Transformation | Dem_BB003 | GWh | LPN | Wimbledon North |  | 490.539 | 453.897 | 450.605 | 458.838 | 467.395 | 482.673 | 500.85 | 523.174 | 549.49 | 583.308 | 620.988 | 663.329 | 704.559 | 748.673 | 796.991 | 839.336 | 876.032 | 907.699 | 933.835 | 959.842 | 973.765 | 977.802 | 978.614 | 976.708 | 978.143 | 979.181 | 980.443 | 979.578 | 975.95
Consumer Transformation | Dem_BB003 | GWh | LPN | Wimbledon South |  | 2014.645 | 1857.009 | 1835.378 | 1863.592 | 1900.025 | 1947.111 | 2004.539 | 2077.373 | 2163.246 | 2273.772 | 2399.933 | 2544.988 | 2688.433 | 2841.632 | 3010.922 | 3164.486 | 3299.249 | 3417.316 | 3507.85 | 3602.363 | 3661.214 | 3686.04 | 3699.133 | 3693.231 | 3695.843 | 3704.668 | 3713.509 | 3714.464 | 3700.487
Consumer Transformation | Dem_BB003 | GWh | NPgN | Blyth 132kV |  | 241.479 | 225.318 | 225.705 | 233.338 | 243.367 | 254.865 | 268.658 | 285.362 | 304.369 | 325.85 | 351.633 | 380.092 | 407.823 | 436.834 | 465.492 | 493.842 | 518.78 | 540.599 | 558.067 | 570.896 | 580.576 | 583.928 | 584.97 | 583.21 | 580.702 | 581.586 | 582.824 | 582.824 | 582.107
Consumer Transformation | Dem_BB003 | GWh | NPgN | Blyth 66kV |  | 2091.459 | 1879.312 | 1838.017 | 1852.368 | 1869.105 | 1883.012 | 1898.345 | 1921.094 | 1957.561 | 2009.528 | 2071.815 | 2149.01 | 2222.603 | 2311.108 | 2399.394 | 2469.434 | 2523.633 | 2565.285 | 2610.46 | 2652.91 | 2663.787 | 2653.913 | 2641.148 | 2643.97 | 2653.097 | 2647.727 | 2639.884 | 2626.007 | 2591.983
Consumer Transformation | Dem_BB003 | GWh | NPgN | Fourstones |  | 106.001 | 99.038 | 98.619 | 101.25 | 104.258 | 107.813 | 111.946 | 116.899 | 122.793 | 129.45 | 137.845 | 147.226 | 156.306 | 166.172 | 175.499 | 184.285 | 191.712 | 197.931 | 203.6 | 207.982 | 210.277 | 210.415 | 209.967 | 209.881 | 210.244 | 210.198 | 210.135 | 209.563 | 208.231
Consumer Transformation | Dem_BB003 | GWh | NPgN | Hart Moor |  | 399.629 | 362.644 | 358.223 | 365.314 | 376.832 | 387.33 | 400.004 | 415.971 | 435.035 | 459.06 | 486.081 | 516.782 | 546.601 | 578.404 | 612.27 | 643.067 | 669.792 | 692.971 | 711.572 | 727.201 | 737.384 | 740.381 | 740.994 | 738.962 | 736.37 | 736.916 | 737.664 | 736.891 | 733.955
Consumer Transformation | Dem_BB003 | GWh | NPgN | Hawthorn Pit |  | 391.832 | 354.373 | 350.86 | 358.774 | 371.98 | 384.708 | 400.378 | 420.118 | 442.966 | 470.859 | 502.076 | 537.219 | 571.494 | 607.087 | 645.227 | 681.547 | 713.8 | 742.397 | 763.755 | 780.963 | 794.528 | 800.069 | 802.503 | 799.016 | 793.646 | 794.989 | 796.881 | 797.238 | 796.4
Consumer Transformation | Dem_BB003 | GWh | NPgN | Knaresborough |  | 692.443 | 638.87 | 633.613 | 647.472 | 663.702 | 683.553 | 707.294 | 736.694 | 771.379 | 809.805 | 858.673 | 914.023 | 968.021 | 1025.929 | 1080.57 | 1135.159 | 1182.281 | 1222.825 | 1256.311 | 1281.811 | 1299.323 | 1304.126 | 1304.966 | 1302.958 | 1301.438 | 1302.632 | 1303.883 | 1302.277 | 1296.004
Consumer Transformation | Dem_BB003 | GWh | NPgN | Lackenby |  | 742.807 | 670.477 | 660.149 | 671.665 | 689.295 | 703.974 | 721.19 | 743.063 | 770.826 | 807.494 | 848.359 | 895.37 | 940.43 | 990.362 | 1042.855 | 1087.414 | 1124.643 | 1155.706 | 1183.842 | 1208.854 | 1220.138 | 1219.934 | 1216.724 | 1214.961 | 1214.923 | 1213.774 | 1212.514 | 1208.64 | 1199.771
Consumer Transformation | Dem_BB003 | GWh | NPgN | Norton |  | 1883.811 | 1733.57 | 1717.286 | 1754.9 | 1813.194 | 1867.57 | 1931.962 | 2011.294 | 2105.687 | 2225.861 | 2362.153 | 2516.008 | 2665.597 | 2826.421 | 2997.253 | 3148.99 | 3279.503 | 3391.3 | 3485.28 | 3565.801 | 3612.921 | 3624.133 | 3624.353 | 3618.594 | 3613.649 | 3615.893 | 3618.412 | 3612.915 | 3595.171
Consumer Transformation | Dem_BB003 | GWh | NPgN | Offerton |  | 210.661 | 192.178 | 189.915 | 193.509 | 199.27 | 204.807 | 211.535 | 220.011 | 230.026 | 242.569 | 256.832 | 273.076 | 288.956 | 305.817 | 323.778 | 340.406 | 354.951 | 367.641 | 377.551 | 385.882 | 391.756 | 393.854 | 394.657 | 393.646 | 392.098 | 392.654 | 393.294 | 393.115 | 391.698
Consumer Transformation | Dem_BB003 | GWh | NPgN | Osbaldwick |  | 1281.849 | 1185.874 | 1178.661 | 1207.552 | 1244.724 | 1287.75 | 1338.879 | 1401.4 | 1474.419 | 1558.992 | 1661.451 | 1776.205 | 1887.76 | 2006.017 | 2122.128 | 2233.838 | 2330.405 | 2413.454 | 2482.346 | 2537.093 | 2571.833 | 2580.411 | 2580.765 | 2575.308 | 2571.55 | 2573.129 | 2575.202 | 2571.552 | 2560.492
Consumer Transformation | Dem_BB003 | GWh | NPgN | Poppleton |  | 178.379 | 166.764 | 166.143 | 170.199 | 174.31 | 180.235 | 187.51 | 196.556 | 206.927 | 217.616 | 231.887 | 248.076 | 264.143 | 281.425 | 296.958 | 314.175 | 329.426 | 342.914 | 353.326 | 360.51 | 367.369 | 370.607 | 372.44 | 372.118 | 370.73 | 372.004 | 373.341 | 373.926 | 373.295
Consumer Transformation | Dem_BB003 | GWh | NPgN | Saltholme |  | 1008.577 | 915.212 | 895.792 | 902.451 | 910.611 | 916.875 | 923.531 | 933.284 | 949.267 | 973.988 | 1003.427 | 1040.086 | 1075.468 | 1118.312 | 1162.58 | 1196.393 | 1222.474 | 1242.336 | 1264.231 | 1286.668 | 1292.285 | 1288.03 | 1282.649 | 1285.652 | 1292.165 | 1290.298 | 1286.859 | 1280.308 | 1262.709
Consumer Transformation | Dem_BB003 | GWh | NPgN | South Shields |  | 290.573 | 264.197 | 260.616 | 264.801 | 271.519 | 278.339 | 286.744 | 297.538 | 310.275 | 326.123 | 344.28 | 365.142 | 385.64 | 407.309 | 430.43 | 452.298 | 471.566 | 488.516 | 501.253 | 511.917 | 520.158 | 523.549 | 525.205 | 523.741 | 521.118 | 522.104 | 523.196 | 523.233 | 521.506
Consumer Transformation | Dem_BB003 | GWh | NPgN | Spennymoor |  | 936.733 | 860.049 | 856.027 | 881.334 | 919.793 | 956.382 | 999.787 | 1052.595 | 1114.204 | 1189.466 | 1274.773 | 1369.404 | 1460.718 | 1557.031 | 1657.631 | 1749.082 | 1828.303 | 1896.581 | 1953.491 | 1999.206 | 2026.835 | 2032.829 | 2031.735 | 2025.401 | 2018.781 | 2019.088 | 2020.396 | 2017.354 | 2010.946
Consumer Transformation | Dem_BB003 | GWh | NPgN | Stella North |  | 862.117 | 801.652 | 796.114 | 814.132 | 839.939 | 867.485 | 900.415 | 940.838 | 987.689 | 1043.871 | 1110.809 | 1186.163 | 1260.045 | 1338.172 | 1418.189 | 1493.868 | 1559.816 | 1616.991 | 1662.876 | 1700.855 | 1726.582 | 1735.139 | 1738.136 | 1735.114 | 1731.792 | 1734.375 | 1737.114 | 1735.96 | 1728.969
Consumer Transformation | Dem_BB003 | GWh | NPgN | Stella South |  | 860.001 | 785.805 | 776.815 | 792.281 | 814.689 | 836.605 | 862.57 | 894.925 | 934.043 | 982.335 | 1038.627 | 1102.592 | 1164.567 | 1231.64 | 1300.226 | 1362.469 | 1415.62 | 1460.875 | 1499.482 | 1531.811 | 1550.223 | 1553.568 | 1552.489 | 1549.924 | 1548.479 | 1548.706 | 1548.973 | 1545.855 | 1537.109
Consumer Transformation | Dem_BB003 | GWh | NPgN | Tynemouth 1 |  | 603.742 | 554.048 | 546.752 | 555.389 | 568.611 | 581.771 | 597.644 | 617.786 | 641.94 | 672.722 | 708.433 | 749.589 | 790.049 | 833.626 | 879.911 | 922.178 | 958.81 | 990.489 | 1015.752 | 1037.664 | 1052.378 | 1057.412 | 1059.418 | 1058.068 | 1055.681 | 1057.253 | 1058.682 | 1057.812 | 1052.22
Consumer Transformation | Dem_BB003 | GWh | NPgN | West Boldon |  | 911.753 | 832.151 | 822.717 | 838.751 | 864.214 | 888.817 | 918.577 | 955.969 | 1000.177 | 1055.616 | 1118.517 | 1189.989 | 1259.751 | 1333.89 | 1412.876 | 1485.488 | 1548.843 | 1603.985 | 1647.566 | 1684.213 | 1709.292 | 1717.756 | 1720.605 | 1716.262 | 1710.022 | 1712.13 | 1714.625 | 1713.543 | 1707.179
Consumer Transformation | Dem_BB003 | GWh | NPgY | Bradford West |  | 1659.07 | 1530.451 | 1519.093 | 1552.669 | 1603.436 | 1658.617 | 1724.601 | 1805.681 | 1900.102 | 2018.514 | 2152.23 | 2302.138 | 2448.236 | 2602.364 | 2766.498 | 2916.212 | 3046.705 | 3159.953 | 3251.136 | 3331.225 | 3381.212 | 3396.793 | 3400.885 | 3392.358 | 3387.029 | 3390.828 | 3395.617 | 3393.056 | 3381.685
Consumer Transformation | Dem_BB003 | GWh | NPgY | Camblesforth |  | 143.849 | 132.94 | 132.266 | 135.878 | 139.943 | 144.452 | 149.802 | 156.355 | 164.262 | 172.98 | 183.999 | 196.441 | 208.523 | 222.088 | 234.362 | 246.674 | 257.186 | 266.144 | 274.184 | 279.653 | 283.433 | 284.319 | 284.268 | 284.354 | 284.188 | 284.48 | 284.789 | 284.502 | 283.271
Consumer Transformation | Dem_BB003 | GWh | NPgY | Creyke Beck |  | 2015.172 | 1849.994 | 1830.976 | 1868.883 | 1920.655 | 1974.604 | 2038.686 | 2118.201 | 2213.023 | 2325.703 | 2461.505 | 2615.508 | 2765.141 | 2925.35 | 3083.446 | 3233.089 | 3361.444 | 3471.082 | 3562.901 | 3637.933 | 3683.219 | 3692.741 | 3691.742 | 3685.161 | 3681.981 | 3683.225 | 3684.514 | 3677.594 | 3657.103
Consumer Transformation | Dem_BB003 | GWh | NPgY | Drax |  | 525.977 | 479.416 | 471.368 | 477.168 | 482.488 | 488.832 | 496.274 | 506.212 | 519.738 | 535.647 | 556.759 | 582.123 | 606.876 | 636.063 | 662.511 | 687.642 | 708.289 | 725.269 | 741.403 | 753.697 | 760.622 | 761.191 | 760.286 | 761.705 | 763.088 | 763.312 | 762.971 | 760.947 | 753.745
Consumer Transformation | Dem_BB003 | GWh | NPgY | Elland |  | 1299.779 | 1195.173 | 1186.531 | 1215.847 | 1262.772 | 1307.131 | 1360.078 | 1425.057 | 1501.045 | 1596.441 | 1703.548 | 1823.419 | 1939.917 | 2063.357 | 2194.607 | 2313.661 | 2417.174 | 2506.827 | 2579.99 | 2643.808 | 2682.709 | 2694.002 | 2696.08 | 2689.285 | 2685.178 | 2687.641 | 2691.016 | 2688.631 | 2679.846
Consumer Transformation | Dem_BB003 | GWh | NPgY | Ferrybridge A |  | 381.939 | 347.837 | 345.19 | 353.184 | 363.609 | 376.281 | 391.184 | 409.397 | 431.383 | 459.453 | 490.199 | 524.516 | 557.353 | 593.139 | 630.672 | 663.362 | 691.176 | 714.783 | 735.877 | 753.268 | 762.139 | 762.925 | 761.182 | 759.528 | 758.546 | 758.106 | 757.977 | 756.267 | 753.068
Consumer Transformation | Dem_BB003 | GWh | NPgY | Ferrybridge B (_M) |  | 431.084 | 411.895 | 420.749 | 436.837 | 451.804 | 489.914 | 535.578 | 589.857 | 650.084 | 722.63 | 802.034 | 887.428 | 970.022 | 1053.877 | 1143.648 | 1228.005 | 1303.228 | 1369.82 | 1421.998 | 1462.791 | 1491.85 | 1502.334 | 1505.283 | 1496.818 | 1487.147 | 1489.338 | 1493.623 | 1494.896 | 1499.321
Consumer Transformation | Dem_BB003 | GWh | NPgY | Grimsby West |  | 924.178 | 840.078 | 827.267 | 840.076 | 857.949 | 875.068 | 895.251 | 921.047 | 953.461 | 994.676 | 1043.003 | 1099.008 | 1153.211 | 1212.926 | 1272.574 | 1326.527 | 1371.896 | 1409.959 | 1443.331 | 1472.763 | 1487.727 | 1489.157 | 1487.078 | 1485.601 | 1485.935 | 1485.538 | 1484.77 | 1480.7 | 1469.465
Consumer Transformation | Dem_BB003 | GWh | NPgY | Jordanthorpe |  | 183.247 | 167.71 | 166.584 | 170.611 | 175.833 | 181.268 | 187.976 | 196.43 | 206.641 | 219.192 | 233.328 | 249.481 | 265.368 | 283.508 | 301.647 | 319.443 | 335.058 | 348.846 | 360.235 | 369.038 | 376.172 | 379.496 | 381.191 | 381.376 | 380.007 | 381.397 | 382.922 | 383.794 | 383.677
Consumer Transformation | Dem_BB003 | GWh | NPgY | Keadby |  | 1220.511 | 1120.387 | 1109.713 | 1134.439 | 1167.433 | 1200.208 | 1238.942 | 1286.871 | 1344.946 | 1414.753 | 1497.947 | 1592.365 | 1683.928 | 1784.599 | 1883.657 | 1975.98 | 2054.623 | 2121.451 | 2179.985 | 2227.395 | 2254.898 | 2260.181 | 2258.793 | 2257.152 | 2257.089 | 2258.101 | 2259.095 | 2255.186 | 2242.92
Consumer Transformation | Dem_BB003 | GWh | NPgY | Kirkstall B |  | 953.542 | 881.863 | 873.017 | 885.416 | 899.978 | 925.924 | 957.213 | 996.204 | 1041.702 | 1098.941 | 1164.76 | 1239.464 | 1312.871 | 1390.298 | 1472.78 | 1549.076 | 1615.788 | 1673.883 | 1719.287 | 1760.004 | 1787.044 | 1796.869 | 1801.016 | 1797.263 | 1794.367 | 1797.349 | 1800.466 | 1799.649 | 1792.413
Consumer Transformation | Dem_BB003 | GWh | NPgY | Neepsend |  | 308.88 | 283.603 | 281.227 | 287.306 | 296.399 | 306.312 | 318.08 | 332.531 | 349.543 | 371.41 | 395.612 | 422.718 | 448.967 | 476.744 | 506.092 | 532.485 | 555.287 | 574.895 | 591.13 | 605.39 | 613.49 | 615.334 | 615.208 | 613.561 | 612.392 | 612.588 | 612.951 | 611.972 | 609.422
Consumer Transformation | Dem_BB003 | GWh | NPgY | Norton Lees |  | 219.806 | 201.231 | 199.387 | 203.383 | 209.903 | 217.055 | 225.825 | 236.802 | 249.357 | 265.08 | 282.599 | 302.316 | 321.672 | 341.542 | 362.623 | 383.002 | 401.142 | 417.217 | 429.047 | 439.276 | 447.018 | 450.32 | 451.944 | 450.12 | 447.589 | 448.493 | 449.626 | 449.839 | 449.112
Consumer Transformation | Dem_BB003 | GWh | NPgY | Pitsmoor |  | 191.253 | 178.015 | 176.253 | 179.306 | 184.067 | 189.189 | 195.382 | 203.099 | 212.002 | 223.403 | 236.551 | 251.53 | 266.383 | 281.99 | 298.468 | 314.085 | 327.825 | 339.85 | 349.006 | 357.26 | 363.142 | 365.604 | 366.934 | 366.373 | 365.411 | 366.297 | 367.16 | 367.19 | 365.683
Consumer Transformation | Dem_BB003 | GWh | NPgY | Saltend North |  | 293.616 | 270.931 | 268.49 | 274.409 | 282.327 | 290.34 | 299.815 | 311.491 | 325.511 | 342.288 | 362.496 | 385.417 | 407.74 | 432.072 | 456.051 | 478.55 | 497.778 | 514.151 | 528.273 | 539.798 | 546.658 | 548.163 | 548.084 | 547.703 | 547.714 | 548.09 | 548.431 | 547.543 | 544.503
Consumer Transformation | Dem_BB003 | GWh | NPgY | Sheffield City |  | 303.069 | 285.248 | 282.486 | 287.082 | 294.011 | 301.455 | 310.349 | 321.335 | 334.056 | 350.611 | 370.141 | 392.523 | 414.874 | 438.618 | 463.656 | 486.992 | 507.353 | 525.005 | 538.806 | 551.596 | 560.237 | 563.745 | 565.713 | 565.671 | 565.333 | 566.786 | 568.004 | 567.86 | 564.65
Consumer Transformation | Dem_BB003 | GWh | NPgY | Skelton Grange |  | 2259.518 | 2059.922 | 2030.256 | 2055.908 | 2090.235 | 2137.812 | 2194.971 | 2267.799 | 2355.997 | 2469.425 | 2598.832 | 2747.701 | 2892.794 | 3048.057 | 3213.09 | 3361.603 | 3489.465 | 3599.342 | 3687.994 | 3768.902 | 3816.837 | 3829.505 | 3831.637 | 3823.525 | 3819.746 | 3822.018 | 3824.158 | 3818 | 3796.167
Consumer Transformation | Dem_BB003 | GWh | NPgY | Templeborough |  | 34.699 | 34.359 | 35.33 | 37.172 | 40.236 | 43.723 | 48.181 | 53.656 | 59.4 | 65.979 | 73.456 | 81.664 | 89.995 | 98.238 | 106.852 | 116.609 | 125.778 | 134.336 | 139.82 | 144.025 | 149.138 | 152.567 | 155 | 154.197 | 152.006 | 153.36 | 154.939 | 156.273 | 157.812
Consumer Transformation | Dem_BB003 | GWh | NPgY | Thorpe Marsh |  | 508.794 | 481.278 | 487.028 | 508.193 | 535.154 | 569.497 | 610.699 | 660.03 | 715.013 | 775.928 | 848.822 | 928.108 | 1005.205 | 1084.032 | 1161.152 | 1239.34 | 1308.722 | 1369.852 | 1417.82 | 1453.296 | 1480.257 | 1489.974 | 1493.079 | 1486.574 | 1479.46 | 1481.808 | 1485.601 | 1486.268 | 1487.375
Consumer Transformation | Dem_BB003 | GWh | NPgY | Thurcroft |  | 921.241 | 836.35 | 826.167 | 842.931 | 867.847 | 890.237 | 916.645 | 949.649 | 990.656 | 1044.202 | 1103.41 | 1170.847 | 1235.781 | 1308.081 | 1382.89 | 1448.579 | 1504.14 | 1551.119 | 1593.239 | 1629.464 | 1648.121 | 1650.549 | 1648.122 | 1646.513 | 1646.046 | 1645.947 | 1645.95 | 1642.513 | 1633.41
Consumer Transformation | Dem_BB003 | GWh | NPgY | West Melton |  | 2318.547 | 2111.996 | 2079.83 | 2111.68 | 2159.597 | 2202.616 | 2252.548 | 2315.698 | 2395.983 | 2504.69 | 2626.844 | 2768.055 | 2904.286 | 3055.692 | 3214.025 | 3348.249 | 3459.994 | 3552.617 | 3637.251 | 3715.314 | 3749.51 | 3749.255 | 3740.657 | 3738.659 | 3743.423 | 3741.065 | 3737.478 | 3725.369 | 3694.539
Consumer Transformation | Dem_BB003 | GWh | NPgY | Wincobank |  | 156.695 | 144.483 | 142.379 | 144.379 | 147.023 | 149.455 | 152.266 | 155.858 | 160.536 | 166.915 | 174.39 | 183.193 | 191.831 | 201.832 | 212.075 | 220.933 | 228.287 | 234.383 | 240.089 | 245.276 | 247.882 | 248.305 | 248.196 | 248.742 | 249.428 | 249.658 | 249.704 | 249.169 | 247.01
Consumer Transformation | Dem_BB003 | GWh | SEPD | Acton Lane 66kV |  | 96.088 | 89.611 | 89.029 | 90.736 | 92.304 | 95.09 | 98.486 | 102.721 | 107.633 | 113.039 | 119.988 | 127.895 | 135.722 | 144.149 | 152.18 | 160.478 | 167.775 | 174.177 | 179.193 | 183.63 | 186.823 | 188.202 | 188.942 | 188.782 | 189.031 | 189.576 | 190.123 | 190.275 | 189.72
Consumer Transformation | Dem_BB003 | GWh | SEPD | Botley Wood |  | 632.729 | 580.764 | 575.089 | 586.773 | 600.27 | 615.949 | 634.79 | 658.45 | 687.286 | 723.134 | 764.628 | 812.162 | 858.62 | 910.499 | 962.873 | 1011.854 | 1054.048 | 1090.436 | 1121.32 | 1148.543 | 1165.416 | 1170.988 | 1172.735 | 1172.52 | 1172.272 | 1174.283 | 1176.313 | 1175.964 | 1171.19
Consumer Transformation | Dem_BB003 | GWh | SEPD | Bramley |  | 2427.34 | 2230.062 | 2209.202 | 2254.592 | 2295.648 | 2356.298 | 2424.63 | 2507.199 | 2612.781 | 2742.207 | 2896.764 | 3071.445 | 3237.23 | 3427.063 | 3606.928 | 3761.297 | 3885.824 | 3985.242 | 4091.866 | 4180.054 | 4206.308 | 4190.109 | 4164.649 | 4167.828 | 4189.446 | 4180.567 | 4170.499 | 4150.622 | 4112.753
Consumer Transformation | Dem_BB003 | GWh | SEPD | Chickerell |  | 361.285 | 337.177 | 335.911 | 344.526 | 353.639 | 366.129 | 381.12 | 399.495 | 420.707 | 444.78 | 474.504 | 507.88 | 540.625 | 575.374 | 609.279 | 642.965 | 672.417 | 698.039 | 718.63 | 735.768 | 747.552 | 751.761 | 753.397 | 752.189 | 750.607 | 751.989 | 753.493 | 753.364 | 750.955
Consumer Transformation | Dem_BB003 | GWh | SEPD | Cowley |  | 2117.524 | 1955.396 | 1937.192 | 1972.617 | 2003.145 | 2056.275 | 2120.11 | 2200.018 | 2295.277 | 2401.392 | 2537.334 | 2692.798 | 2845.18 | 3010.573 | 3161.715 | 3317.526 | 3451.967 | 3567.742 | 3663.195 | 3741.685 | 3793.948 | 3810.21 | 3815.169 | 3811.797 | 3811.384 | 3816.567 | 3821.46 | 3818.06 | 3798.849
Consumer Transformation | Dem_BB003 | GWh | SEPD | Ealing |  | 801.09 | 746.818 | 742.793 | 758.259 | 772.919 | 798.1 | 828.755 | 866.779 | 910.78 | 959.18 | 1020.665 | 1090.327 | 1159.16 | 1233.004 | 1303.405 | 1376.174 | 1440.211 | 1496.448 | 1540.542 | 1579.247 | 1607.002 | 1618.914 | 1625.018 | 1623.045 | 1624.817 | 1629.315 | 1634.075 | 1635.441 | 1631.502
Consumer Transformation | Dem_BB003 | GWh | SEPD | Fawley |  | 776.024 | 714.456 | 706.826 | 720.133 | 735.841 | 753.736 | 775.161 | 802.094 | 834.935 | 876.174 | 924.328 | 979.711 | 1034.006 | 1094.396 | 1155.734 | 1212.681 | 1261.638 | 1303.722 | 1339.284 | 1371.362 | 1390.857 | 1397.19 | 1399.276 | 1399.279 | 1399.499 | 1401.846 | 1404.006 | 1403.215 | 1396.329
Consumer Transformation | Dem_BB003 | GWh | SEPD | Fleet |  | 2904.148 | 2687.687 | 2679.351 | 2748.537 | 2829.255 | 2943.944 | 3082.032 | 3251.094 | 3445.07 | 3673.039 | 3939.494 | 4235.881 | 4524.644 | 4826.061 | 5124.807 | 5420.181 | 5679.714 | 5906.78 | 6086.125 | 6239.558 | 6341.462 | 6376.626 | 6387.935 | 6367.151 | 6349.583 | 6358.296 | 6370.374 | 6369.088 | 6357.092
Consumer Transformation | Dem_BB003 | GWh | SEPD | Iver 132kV |  | 1239.68 | 1143.895 | 1131.132 | 1145.532 | 1153.125 | 1179.468 | 1210.822 | 1250.286 | 1299.123 | 1361.089 | 1433.457 | 1516.97 | 1598.7 | 1690.699 | 1782.558 | 1867.625 | 1940.187 | 2002.067 | 2055.843 | 2104.229 | 2132.172 | 2140.102 | 2141.87 | 2142.817 | 2145.647 | 2148.633 | 2151.148 | 2149.08 | 2137.01
Consumer Transformation | Dem_BB003 | GWh | SEPD | Iver 66kV |  | 615.275 | 567.004 | 562.842 | 570.336 | 568.87 | 585.108 | 604.416 | 628.375 | 658.129 | 694.994 | 737.185 | 785.2 | 831.738 | 885.178 | 937.265 | 985.885 | 1027.295 | 1062.644 | 1094.741 | 1121.537 | 1137.014 | 1140.976 | 1141.001 | 1141.691 | 1143.143 | 1144.579 | 1146.134 | 1145.457 | 1141.074
Consumer Transformation | Dem_BB003 | GWh | SEPD | Laleham |  | 1002.097 | 916.621 | 903.837 | 916.463 | 927.947 | 944.768 | 964.612 | 990.135 | 1023.363 | 1066.316 | 1116.646 | 1175.659 | 1233.162 | 1300.151 | 1365.977 | 1425.702 | 1475.737 | 1517.735 | 1556.435 | 1590.923 | 1609.172 | 1612.829 | 1612.319 | 1614.558 | 1618.448 | 1619.922 | 1620.746 | 1618.16 | 1606.878
Consumer Transformation | Dem_BB003 | GWh | SEPD | Lovedean |  | 2176.165 | 2006.905 | 1989.949 | 2028.408 | 2069.685 | 2131.047 | 2204.428 | 2295.41 | 2403.604 | 2538.683 | 2693.731 | 2869.367 | 3040.756 | 3226.118 | 3417.372 | 3594.226 | 3747.244 | 3879.315 | 3988.591 | 4087.266 | 4146.346 | 4164.433 | 4169.084 | 4163.279 | 4159.725 | 4164.974 | 4170.701 | 4167.538 | 4150.514
Consumer Transformation | Dem_BB003 | GWh | SEPD | Mannington |  | 2591.096 | 2397.219 | 2383.932 | 2443.241 | 2508.529 | 2594.212 | 2696.039 | 2820.703 | 2966.958 | 3137.138 | 3342.356 | 3572.449 | 3796.028 | 4034.529 | 4269.5 | 4494.233 | 4688.266 | 4855.071 | 4994.49 | 5111.335 | 5181.646 | 5199.143 | 5199.911 | 5189.964 | 5182.816 | 5186.338 | 5190.887 | 5184.021 | 5162.268
Consumer Transformation | Dem_BB003 | GWh | SEPD | Melksham |  | 1906.718 | 1756.965 | 1743.4 | 1782.367 | 1821.397 | 1876.309 | 1941.419 | 2021.723 | 2117.488 | 2226.235 | 2361.377 | 2514.07 | 2662.187 | 2822.228 | 2973.803 | 3121.527 | 3247.971 | 3355.801 | 3448.079 | 3523.371 | 3567.567 | 3576.367 | 3574.543 | 3569.384 | 3568.452 | 3569.724 | 3571.217 | 3564.843 | 3546.215
Consumer Transformation | Dem_BB003 | GWh | SEPD | Minety |  | 1563.351 | 1442.458 | 1430.108 | 1449.028 | 1445.278 | 1484.187 | 1529.7 | 1585.851 | 1655.419 | 1737.659 | 1837.415 | 1950.844 | 2060.209 | 2183.219 | 2300.153 | 2408.849 | 2500.074 | 2576.466 | 2647.536 | 2705.992 | 2735.334 | 2737.61 | 2732.202 | 2732.341 | 2737.027 | 2736.802 | 2736.319 | 2729.9 | 2712.78
Consumer Transformation | Dem_BB003 | GWh | SEPD | North Hyde |  | 588.951 | 546.813 | 541.905 | 551.464 | 560.057 | 573.647 | 589.863 | 610.137 | 635.1 | 666.191 | 703.067 | 745.594 | 787.482 | 835.381 | 882.241 | 926.776 | 964.943 | 997.692 | 1026.269 | 1051.145 | 1066.781 | 1072.268 | 1074.399 | 1076.067 | 1077.88 | 1080.389 | 1082.624 | 1082.6 | 1077.474
Consumer Transformation | Dem_BB003 | GWh | SEPD | Nursling |  | 1210.835 | 1129.776 | 1126.277 | 1156.211 | 1192.47 | 1236.195 | 1288.513 | 1352.361 | 1426.797 | 1518.059 | 1623.148 | 1740.914 | 1856.241 | 1980.817 | 2108.548 | 2228.872 | 2333.835 | 2425.131 | 2500.281 | 2566.467 | 2608.765 | 2624.043 | 2629.738 | 2626.941 | 2624.461 | 2629.848 | 2635.879 | 2636.342 | 2629.715
Consumer Transformation | Dem_BB003 | GWh | SHEPD | Abernethy |  | 170.366 | 155.49 | 153.492 | 156.142 | 159.785 | 163.48 | 167.892 | 173.461 | 180.34 | 188.909 | 198.926 | 210.463 | 221.718 | 234.364 | 247.611 | 259.518 | 269.654 | 278.286 | 285.983 | 295.817 | 300.026 | 301.39 | 301.792 | 302.346 | 307.725 | 308.496 | 309.202 | 309.318 | 308.028
Consumer Transformation | Dem_BB003 | GWh | SHEPD | Alness |  | 120.867 | 111.889 | 110.618 | 112.467 | 113.509 | 115.565 | 118.008 | 121.141 | 125.107 | 129.08 | 134.962 | 141.936 | 148.829 | 156.979 | 165.355 | 172.926 | 179.3 | 184.687 | 189.73 | 197.678 | 200.642 | 201.834 | 202.424 | 203.497 | 209.814 | 210.675 | 211.406 | 211.722 | 210.681
Consumer Transformation | Dem_BB003 | GWh | SHEPD | Arbroath |  | 129.356 | 121.382 | 120.99 | 123.868 | 127.798 | 132.619 | 138.599 | 146.032 | 154.302 | 163.065 | 174.39 | 187.184 | 199.984 | 213.403 | 225.161 | 239.228 | 251.85 | 263.156 | 271.591 | 280.652 | 287.084 | 290.665 | 292.987 | 293.103 | 297.221 | 298.957 | 300.757 | 302.001 | 302.272
Consumer Transformation | Dem_BB003 | GWh | SHEPD | Ardkinglas |  | 0 | 0 | 0 | 0 | 0 | 0 | 0 | 0 | 0 | 0 | 0 | 0 | 0 | 0 | 0 | 0 | 0 | 0 | 0 | 0 | 0 | 0 | 0 | 0 | 0 | 0 | 0 | 0 | 0
Consumer Transformation | Dem_BB003 | GWh | SHEPD | Ardmore |  | 127.268 | 117.453 | 116.654 | 119.367 | 122.23 | 126.031 | 130.666 | 136.45 | 143.196 | 149.899 | 159.116 | 169.593 | 179.894 | 191.049 | 200.442 | 211.279 | 220.72 | 228.969 | 235.725 | 242.897 | 247.093 | 248.861 | 249.734 | 249.879 | 253.733 | 254.591 | 255.47 | 255.853 | 255.324
Consumer Transformation | Dem_BB003 | GWh | SHEPD | Beauly |  | 113.849 | 105.559 | 104.518 | 106.391 | 108.143 | 110.766 | 113.94 | 117.958 | 122.709 | 127.473 | 134.261 | 142.11 | 149.896 | 158.46 | 165.69 | 173.918 | 181.052 | 187.235 | 192.335 | 197.888 | 201.118 | 202.513 | 203.261 | 203.622 | 206.772 | 207.506 | 208.173 | 208.419 | 207.59
Consumer Transformation | Dem_BB003 | GWh | SHEPD | Berryburn |  | 0 | 0 | 0 | 0 | 0 | 0 | 0 | 0 | 0 | 0 | 0 | 0 | 0 | 0 | 0 | 0 | 0 | 0 | 0 | 0 | 0 | 0 | 0 | 0 | 0 | 0 | 0 | 0 | 0
Consumer Transformation | Dem_BB003 | GWh | SHEPD | Boat of Garten |  | 90.501 | 84.721 | 84.508 | 87.058 | 90.301 | 93.615 | 97.431 | 101.992 | 107.412 | 113.698 | 121.418 | 129.999 | 138.289 | 147.418 | 156.024 | 164.085 | 170.872 | 176.522 | 181.911 | 187.228 | 189.401 | 189.56 | 189.16 | 189.366 | 191.761 | 191.845 | 191.924 | 191.566 | 190.518
Consumer Transformation | Dem_BB003 | GWh | SHEPD | Braco West |  | 107.613 | 102.945 | 103.999 | 107.252 | 110.413 | 116.993 | 124.917 | 134.415 | 145.014 | 156.858 | 171.047 | 186.6 | 201.854 | 217.842 | 232.914 | 248.939 | 263.135 | 275.682 | 285.809 | 296.396 | 302.7 | 305.552 | 306.952 | 306.809 | 311.277 | 312.593 | 314.121 | 315.048 | 315.648
Consumer Transformation | Dem_BB003 | GWh | SHEPD | Bridge of Dun |  | 109.547 | 102.851 | 102.917 | 106.107 | 110.637 | 115.519 | 121.392 | 128.536 | 136.657 | 145.949 | 157.078 | 169.471 | 181.661 | 194.705 | 207.575 | 220.627 | 232.119 | 242.233 | 250.485 | 260.073 | 265.339 | 267.773 | 269.042 | 269.265 | 273.987 | 275.209 | 276.519 | 277.311 | 277.431
Consumer Transformation | Dem_BB003 | GWh | SHEPD | Broadford-Skye |  | 60.556 | 56.187 | 55.659 | 56.812 | 58.143 | 59.614 | 61.324 | 63.421 | 65.981 | 68.915 | 72.696 | 77.002 | 81.197 | 85.897 | 90.22 | 94.389 | 97.88 | 100.794 | 103.513 | 106.334 | 107.554 | 107.743 | 107.651 | 107.854 | 109.256 | 109.381 | 109.454 | 109.286 | 108.547
Consumer Transformation | Dem_BB003 | GWh | SHEPD | Brora |  | 29.513 | 27.524 | 27.359 | 28.028 | 28.692 | 29.486 | 30.385 | 31.477 | 32.829 | 34.352 | 36.331 | 38.568 | 40.746 | 43.255 | 45.863 | 48.076 | 49.917 | 51.445 | 52.972 | 55.009 | 55.679 | 55.798 | 55.745 | 55.964 | 57.366 | 57.477 | 57.567 | 57.532 | 57.202
Consumer Transformation | Dem_BB003 | GWh | SHEPD | Burghmuir |  | 162.082 | 153.613 | 153.93 | 158.313 | 164.206 | 171.931 | 181.532 | 193.365 | 206.237 | 219.122 | 236.309 | 255.49 | 274.707 | 294.251 | 309.228 | 329.932 | 348.705 | 365.667 | 377.782 | 388.318 | 397.76 | 403.134 | 406.647 | 406.083 | 409.262 | 411.642 | 414.224 | 416.011 | 416.876
Consumer Transformation | Dem_BB003 | GWh | SHEPD | Carradale |  | 74.628 | 69.794 | 69.763 | 72.19 | 74.842 | 77.647 | 80.839 | 84.621 | 89.209 | 94.204 | 100.646 | 107.794 | 114.645 | 122.413 | 130.02 | 136.675 | 142.164 | 146.675 | 151.336 | 156.758 | 158.401 | 158.332 | 157.769 | 158.186 | 161.685 | 161.743 | 161.781 | 161.456 | 160.578
Consumer Transformation | Dem_BB003 | GWh | SHEPD | Cassley |  | 5.493 | 5.362 | 5.625 | 6.226 | 7.11 | 7.863 | 8.716 | 9.666 | 10.783 | 12.18 | 13.681 | 15.261 | 16.736 | 18.33 | 20.026 | 21.347 | 22.421 | 23.306 | 24.273 | 25.161 | 25.343 | 25.17 | 24.884 | 24.85 | 25.14 | 25.038 | 24.963 | 24.824 | 24.749
Consumer Transformation | Dem_BB003 | GWh | SHEPD | Ceannacroc |  | 5.446 | 5.108 | 5.147 | 5.369 | 5.652 | 5.947 | 6.291 | 6.699 | 7.172 | 7.699 | 8.346 | 9.04 | 9.713 | 10.44 | 11.119 | 11.775 | 12.334 | 12.812 | 13.251 | 13.679 | 13.859 | 13.888 | 13.859 | 13.859 | 14.032 | 14.047 | 14.06 | 14.045 | 14.014
Consumer Transformation | Dem_BB003 | GWh | SHEPD | Charleston |  | 82.04 | 75.287 | 74.695 | 76.294 | 78.567 | 81.064 | 84.143 | 88.024 | 92.546 | 97.934 | 104.188 | 111.319 | 118.369 | 126.138 | 134.786 | 142.844 | 149.959 | 156.265 | 161.371 | 168.879 | 172.552 | 174.499 | 175.659 | 176.064 | 180.673 | 181.73 | 182.822 | 183.639 | 183.864
Consumer Transformation | Dem_BB003 | GWh | SHEPD | Clachan |  | 14.458 | 13.393 | 13.266 | 13.537 | 13.725 | 14.029 | 14.377 | 14.812 | 15.354 | 15.895 | 16.692 | 17.614 | 18.511 | 19.557 | 20.557 | 21.457 | 22.209 | 22.821 | 23.448 | 24.263 | 24.531 | 24.578 | 24.553 | 24.656 | 25.27 | 25.319 | 25.338 | 25.323 | 25.146
Consumer Transformation | Dem_BB003 | GWh | SHEPD | Clayhills |  | 104.467 | 98.907 | 98.015 | 99.679 | 101.768 | 104.104 | 106.854 | 110.207 | 114.195 | 119.058 | 125.291 | 132.502 | 139.701 | 147.737 | 155.522 | 163.049 | 169.47 | 174.924 | 179.691 | 185.116 | 187.872 | 188.933 | 189.499 | 190.215 | 193.036 | 193.704 | 194.223 | 194.283 | 193.055
Consumer Transformation | Dem_BB003 | GWh | SHEPD | Coupar Angus |  | 84.257 | 80.181 | 81.224 | 85.012 | 90.438 | 96.115 | 102.836 | 110.803 | 119.846 | 130.59 | 142.821 | 156.136 | 169.055 | 182.896 | 197.435 | 210.863 | 222.589 | 232.776 | 241.643 | 251.982 | 256.797 | 258.568 | 259.115 | 259.251 | 264.292 | 265.18 | 266.23 | 266.782 | 267.129
Consumer Transformation | Dem_BB003 | GWh | SHEPD | Craigiebuckler |  | 97.598 | 91.503 | 92.075 | 95.425 | 100.172 | 105.763 | 112.679 | 121.152 | 130.506 | 140.509 | 152.765 | 166.329 | 179.763 | 193.7 | 206.71 | 221.529 | 234.899 | 246.953 | 256.022 | 266.342 | 273.109 | 276.863 | 279.155 | 278.972 | 283.876 | 285.645 | 287.639 | 289.159 | 290.422
Consumer Transformation | Dem_BB003 | GWh | SHEPD | Dallas |  | 0 | 0 | 0 | 0 | 0 | 0 | 0 | 0 | 0 | 0 | 0 | 0 | 0 | 0 | 0 | 0 | 0 | 0 | 0 | 0 | 0 | 0 | 0 | 0 | 0 | 0 | 0 | 0 | 0
Consumer Transformation | Dem_BB003 | GWh | SHEPD | Dounreay |  | 48.437 | 44.409 | 43.656 | 44.117 | 44.371 | 44.817 | 45.328 | 46.027 | 47.032 | 48.177 | 49.84 | 51.887 | 53.897 | 56.351 | 58.879 | 60.993 | 62.702 | 64.087 | 65.507 | 67.644 | 68.32 | 68.443 | 68.44 | 68.794 | 70.435 | 70.58 | 70.641 | 70.563 | 69.909
Consumer Transformation | Dem_BB003 | GWh | SHEPD | Dudhope |  | 154.918 | 148.24 | 148.59 | 152.652 | 158.036 | 165.208 | 174.111 | 185.056 | 196.915 | 208.83 | 224.885 | 242.861 | 260.956 | 279.452 | 293.91 | 313.539 | 331.352 | 347.42 | 358.921 | 369.345 | 378.47 | 383.773 | 387.347 | 387.149 | 390.716 | 393.179 | 395.759 | 397.566 | 398.232
Consumer Transformation | Dem_BB003 | GWh | SHEPD | Dunbeath |  | 0.232 | 0.209 | 0.204 | 0.21 | 0.209 | 0.207 | 0.21 | 0.209 | 0.21 | 0.212 | 0.222 | 0.237 | 0.239 | 0.246 | 0.257 | 0.261 | 0.264 | 0.275 | 0.275 | 0.279 | 0.28 | 0.276 | 0.276 | 0.277 | 0.28 | 0.28 | 0.281 | 0.273 | 0.273
Consumer Transformation | Dem_BB003 | GWh | SHEPD | Dunoon |  | 41.737 | 39.358 | 39.343 | 40.48 | 42.224 | 44.061 | 46.275 | 48.97 | 51.996 | 55.502 | 59.682 | 64.358 | 68.961 | 73.802 | 78.228 | 83.099 | 87.411 | 91.209 | 94.202 | 97.119 | 99.072 | 99.979 | 100.474 | 100.45 | 101.399 | 101.815 | 102.26 | 102.507 | 102.47
Consumer Transformation | Dem_BB003 | GWh | SHEPD | Dunvegan |  | 21.291 | 19.858 | 19.896 | 20.623 | 21.559 | 22.541 | 23.686 | 25.039 | 26.633 | 28.418 | 30.599 | 32.998 | 35.31 | 37.815 | 40.138 | 42.413 | 44.341 | 45.986 | 47.499 | 48.97 | 49.626 | 49.729 | 49.651 | 49.654 | 50.295 | 50.337 | 50.392 | 50.341 | 50.191
Consumer Transformation | Dem_BB003 | GWh | SHEPD | Dyce |  | 112.37 | 106.516 | 106.975 | 110.533 | 115.512 | 121.216 | 128.168 | 136.614 | 146.013 | 156.384 | 169.111 | 183.225 | 197.207 | 211.93 | 225.875 | 241.007 | 254.491 | 266.488 | 275.887 | 286.44 | 292.928 | 296.272 | 298.225 | 298.357 | 303.381 | 305.023 | 306.788 | 307.996 | 308.565
Consumer Transformation | Dem_BB003 | GWh | SHEPD | Elgin |  | 180.267 | 167.246 | 165.61 | 168.591 | 171.457 | 175.589 | 180.596 | 186.905 | 194.383 | 201.96 | 212.697 | 225.109 | 237.415 | 250.959 | 262.484 | 275.431 | 286.616 | 296.274 | 304.331 | 313.074 | 318.051 | 320.128 | 321.212 | 321.821 | 326.737 | 327.84 | 328.83 | 329.141 | 327.73
Consumer Transformation | Dem_BB003 | GWh | SHEPD | Fasnakyle |  | 6.72 | 6.222 | 6.214 | 6.447 | 6.767 | 7.049 | 7.368 | 7.74 | 8.19 | 8.762 | 9.402 | 10.106 | 10.775 | 11.51 | 12.245 | 12.852 | 13.358 | 13.769 | 14.194 | 14.598 | 14.707 | 14.651 | 14.545 | 14.544 | 14.691 | 14.658 | 14.63 | 14.568 | 14.471
Consumer Transformation | Dem_BB003 | GWh | SHEPD | Fetteresso |  | 0 | 0 | 0 | 0 | 0 | 0 | 0 | 0 | 0 | 0 | 0 | 0 | 0 | 0 | 0 | 0 | 0 | 0 | 0 | 0 | 0 | 0 | 0 | 0 | 0 | 0 | 0 | 0 | 0
Consumer Transformation | Dem_BB003 | GWh | SHEPD | Fiddes |  | 50.848 | 48.754 | 49.319 | 51.383 | 54.311 | 57.567 | 61.5 | 66.22 | 71.457 | 77.269 | 84.292 | 91.991 | 99.588 | 107.561 | 115.163 | 123.28 | 130.501 | 136.916 | 142.013 | 147.603 | 150.964 | 152.622 | 153.525 | 153.539 | 156.106 | 156.9 | 157.796 | 158.387 | 158.79
Consumer Transformation | Dem_BB003 | GWh | SHEPD | Finstown |  | 0 | 0 | 0 | 0 | 0 | 0 | 0 | 0 | 0 | 0 | 0 | 0 | 0 | 0 | 0 | 0 | 0 | 0 | 0 | 0 | 0 | 0 | 0 | 0 | 0 | 0 | 0 | 0 | 0
Consumer Transformation | Dem_BB003 | GWh | SHEPD | Fort Augustus |  | 22.664 | 21.189 | 21.104 | 21.69 | 22.447 | 23.209 | 24.071 | 25.104 | 26.343 | 27.82 | 29.609 | 31.62 | 33.556 | 35.7 | 37.751 | 39.61 | 41.164 | 42.445 | 43.701 | 44.939 | 45.403 | 45.397 | 45.266 | 45.327 | 45.884 | 45.885 | 45.877 | 45.763 | 45.465
Consumer Transformation | Dem_BB003 | GWh | SHEPD | Fort William |  | 116.806 | 109.167 | 108.491 | 111.105 | 114.191 | 117.611 | 121.583 | 126.401 | 132.165 | 138.69 | 147.045 | 156.491 | 165.681 | 175.874 | 185.259 | 194.412 | 202.14 | 208.627 | 214.615 | 220.735 | 223.487 | 224.023 | 223.928 | 224.324 | 227.326 | 227.647 | 227.896 | 227.624 | 226.294
Consumer Transformation | Dem_BB003 | GWh | SHEPD | Fraserburgh |  | 73.724 | 69.353 | 69.114 | 70.749 | 72.972 | 75.643 | 78.948 | 83.041 | 87.627 | 92.605 | 98.943 | 106.116 | 113.304 | 120.927 | 128.033 | 135.998 | 143.123 | 149.494 | 154.329 | 160.003 | 163.669 | 165.717 | 167.037 | 167.254 | 170.142 | 171.184 | 172.244 | 172.979 | 173.117
Consumer Transformation | Dem_BB003 | GWh | SHEPD | Glenfarclas |  | 0 | 0 | 0 | 0 | 0 | 0 | 0 | 0 | 0 | 0 | 0 | 0 | 0 | 0 | 0 | 0 | 0 | 0 | 0 | 0 | 0 | 0 | 0 | 0 | 0 | 0 | 0 | 0 | 0
Consumer Transformation | Dem_BB003 | GWh | SHEPD | Grudie Bridge |  | 78.957 | 73.23 | 72.724 | 74.741 | 77.626 | 79.993 | 82.581 | 85.589 | 89.434 | 94.589 | 100.357 | 106.791 | 112.854 | 119.761 | 126.882 | 132.301 | 136.601 | 139.916 | 143.8 | 147.421 | 148.033 | 147.078 | 145.837 | 146.057 | 147.373 | 146.915 | 146.396 | 145.506 | 143.979
Consumer Transformation | Dem_BB003 | GWh | SHEPD | Inverness |  | 247.027 | 227.161 | 225.001 | 229.155 | 232.715 | 238.893 | 246.596 | 256.494 | 267.96 | 278.489 | 294.07 | 312.094 | 330.012 | 349.359 | 364.745 | 384.279 | 401.528 | 416.813 | 428.61 | 441.639 | 450.197 | 454.605 | 457.302 | 457.645 | 465.24 | 467.398 | 469.571 | 470.881 | 470.249
Consumer Transformation | Dem_BB003 | GWh | SHEPD | Keith |  | 167.034 | 155.858 | 154.363 | 157.119 | 159.854 | 163.588 | 168.031 | 173.572 | 180.202 | 187.24 | 197.026 | 208.332 | 219.539 | 231.985 | 242.882 | 254.487 | 264.394 | 272.85 | 280.167 | 288.052 | 292.226 | 293.74 | 294.435 | 295.17 | 299.527 | 300.39 | 301.104 | 301.156 | 299.467
Consumer Transformation | Dem_BB003 | GWh | SHEPD | Killin |  | 16.361 | 17.256 | 18.502 | 19.669 | 20.032 | 22.898 | 26.195 | 29.943 | 34.27 | 40.147 | 45.963 | 52.116 | 57.959 | 64.528 | 73.74 | 79.945 | 85.257 | 89.771 | 94.347 | 101.66 | 103.699 | 104.224 | 104.131 | 104.59 | 109.259 | 109.661 | 110.186 | 110.525 | 111.044
Consumer Transformation | Dem_BB003 | GWh | SHEPD | Kinlochleven |  | 24.578 | 22.865 | 22.538 | 22.846 | 23.185 | 23.551 | 23.941 | 24.428 | 25.081 | 25.921 | 27.006 | 28.293 | 29.545 | 31.015 | 32.414 | 33.636 | 34.604 | 35.383 | 36.198 | 37.047 | 37.333 | 37.309 | 37.217 | 37.361 | 37.802 | 37.822 | 37.792 | 37.669 | 37.243
Consumer Transformation | Dem_BB003 | GWh | SHEPD | Kintore |  | 243.385 | 228.905 | 228.41 | 234.216 | 242.179 | 251.578 | 263.131 | 277.395 | 293.366 | 310.855 | 332.851 | 357.636 | 382.355 | 408.567 | 433.125 | 460.315 | 484.576 | 506.19 | 522.834 | 542.082 | 554.272 | 560.869 | 565.007 | 565.597 | 575.237 | 578.559 | 581.979 | 584.334 | 584.838
Consumer Transformation | Dem_BB003 | GWh | SHEPD | Lairg |  | 15.04 | 14.1 | 14.115 | 14.659 | 15.424 | 16.083 | 16.81 | 17.641 | 18.672 | 19.994 | 21.477 | 23.097 | 24.626 | 26.345 | 28.15 | 29.54 | 30.662 | 31.547 | 32.553 | 33.551 | 33.754 | 33.574 | 33.295 | 33.342 | 33.766 | 33.678 | 33.593 | 33.413 | 33.151
Consumer Transformation | Dem_BB003 | GWh | SHEPD | Lunanhead |  | 124.28 | 116.91 | 117.11 | 120.987 | 126.492 | 132.224 | 139.027 | 147.191 | 156.575 | 167.651 | 180.644 | 195.024 | 209.06 | 224.19 | 239.389 | 254.002 | 266.687 | 277.692 | 287.144 | 297.804 | 303.084 | 305.047 | 305.768 | 306.042 | 311.103 | 312.088 | 313.175 | 313.63 | 313.355
Consumer Transformation | Dem_BB003 | GWh | SHEPD | Lyndhurst |  | 97.661 | 91.077 | 90.985 | 93.43 | 96.824 | 101.006 | 106.22 | 112.687 | 119.884 | 127.589 | 137.206 | 148 | 158.745 | 170.006 | 180.432 | 192.409 | 203.184 | 212.899 | 220.156 | 228.59 | 234.163 | 237.327 | 239.341 | 239.355 | 243.497 | 245.028 | 246.677 | 247.914 | 248.613
Consumer Transformation | Dem_BB003 | GWh | SHEPD | Macduff |  | 109.976 | 102.089 | 100.846 | 102.41 | 104.011 | 106.028 | 108.378 | 111.327 | 114.996 | 119.154 | 124.784 | 131.353 | 137.819 | 145.138 | 151.764 | 158.295 | 163.772 | 168.33 | 172.519 | 177.026 | 179.089 | 179.562 | 179.635 | 180.135 | 182.579 | 182.902 | 183.083 | 182.851 | 181.438
Consumer Transformation | Dem_BB003 | GWh | SHEPD | Milton of Craigie |  | 198.188 | 184.94 | 184.531 | 189.311 | 195.705 | 203.801 | 213.747 | 226.027 | 239.748 | 254.152 | 272.675 | 293.406 | 313.925 | 335.206 | 352.484 | 374.148 | 393.49 | 410.7 | 423.704 | 435.374 | 444.372 | 448.831 | 451.395 | 450.825 | 454.562 | 456.477 | 458.581 | 459.798 | 459.907
Consumer Transformation | Dem_BB003 | GWh | SHEPD | Mybster |  | 44.773 | 41.878 | 41.911 | 43.439 | 45.251 | 47.086 | 49.174 | 51.632 | 54.604 | 58.092 | 62.277 | 66.904 | 71.321 | 76.304 | 81.513 | 85.825 | 89.402 | 92.343 | 95.375 | 99.013 | 100.093 | 100.054 | 99.691 | 99.924 | 102.102 | 102.131 | 102.169 | 101.976 | 101.488
Consumer Transformation | Dem_BB003 | GWh | SHEPD | Nairn |  | 121.897 | 113.721 | 113.03 | 115.741 | 118.871 | 122.483 | 126.732 | 131.916 | 138.067 | 144.824 | 153.626 | 163.585 | 173.305 | 184.022 | 193.697 | 203.503 | 211.852 | 218.923 | 225.269 | 231.807 | 234.968 | 235.802 | 235.926 | 236.293 | 239.579 | 240.032 | 240.432 | 240.307 | 239.117
Consumer Transformation | Dem_BB003 | GWh | SHEPD | Orrin |  | 0 | 0 | 0 | 0 | 0 | 0 | 0 | 0 | 0 | 0 | 0 | 0 | 0 | 0 | 0 | 0 | 0 | 0 | 0 | 0 | 0 | 0 | 0 | 0 | 0 | 0 | 0 | 0 | 0
Consumer Transformation | Dem_BB003 | GWh | SHEPD | Persley |  | 171.927 | 161.888 | 162.045 | 166.806 | 173.407 | 181.114 | 190.55 | 202.097 | 215.018 | 229.199 | 246.744 | 266.338 | 285.773 | 306.298 | 325.631 | 346.812 | 365.717 | 382.545 | 395.616 | 410.48 | 419.741 | 424.601 | 427.516 | 427.751 | 434.958 | 437.351 | 439.899 | 441.646 | 442.326
Consumer Transformation | Dem_BB003 | GWh | SHEPD | Peterhead Grange |  | 78.654 | 72.905 | 71.705 | 72.474 | 73.376 | 74.238 | 75.182 | 76.394 | 78.087 | 80.452 | 83.439 | 87.041 | 90.584 | 94.772 | 98.944 | 102.41 | 105.191 | 107.38 | 109.661 | 112.227 | 113.075 | 112.999 | 112.78 | 113.26 | 114.606 | 114.662 | 114.571 | 114.188 | 112.828
Consumer Transformation | Dem_BB003 | GWh | SHEPD | Peterhead Shell |  | 29.242 | 27.606 | 27.937 | 29.222 | 31.092 | 33.061 | 35.431 | 38.26 | 41.434 | 45.037 | 49.263 | 53.861 | 58.353 | 63.063 | 67.627 | 72.295 | 76.41 | 80.024 | 83.014 | 86.184 | 87.927 | 88.646 | 88.928 | 88.85 | 90.201 | 90.523 | 90.907 | 91.13 | 91.326
Consumer Transformation | Dem_BB003 | GWh | SHEPD | Port Ann |  | 99.482 | 92.333 | 91.467 | 93.427 | 95.331 | 97.551 | 100.036 | 103.033 | 106.882 | 111.309 | 117.101 | 123.722 | 130.096 | 137.522 | 144.823 | 150.967 | 155.929 | 159.895 | 164.183 | 169.211 | 170.591 | 170.329 | 169.685 | 170.288 | 173.555 | 173.548 | 173.432 | 172.912 | 171.393
Consumer Transformation | Dem_BB003 | GWh | SHEPD | Quoich |  | 1.125 | 1.073 | 1.13 | 1.25 | 1.455 | 1.616 | 1.795 | 1.998 | 2.234 | 2.539 | 2.852 | 3.186 | 3.502 | 3.834 | 4.182 | 4.455 | 4.674 | 4.853 | 5.056 | 5.221 | 5.248 | 5.197 | 5.125 | 5.11 | 5.149 | 5.115 | 5.093 | 5.057 | 5.039
Consumer Transformation | Dem_BB003 | GWh | SHEPD | Rannoch |  | 9.157 | 9.37 | 10.039 | 11.049 | 12.194 | 13.86 | 15.729 | 17.823 | 20.262 | 23.439 | 26.722 | 30.144 | 33.341 | 36.83 | 40.897 | 43.853 | 46.3 | 48.304 | 50.505 | 52.872 | 53.373 | 53.078 | 52.54 | 52.505 | 53.515 | 53.357 | 53.265 | 53.061 | 53.017
Consumer Transformation | Dem_BB003 | GWh | SHEPD | Redmoss |  | 163.804 | 154.642 | 154.311 | 158.148 | 163.357 | 169.535 | 177.109 | 186.434 | 196.896 | 208.403 | 222.94 | 239.336 | 255.711 | 273.112 | 289.471 | 307.427 | 323.403 | 337.601 | 348.614 | 361.332 | 369.311 | 373.588 | 376.276 | 376.796 | 383.195 | 385.38 | 387.592 | 389.084 | 389.213
Consumer Transformation | Dem_BB003 | GWh | SHEPD | Rothienorman |  | 60.291 | 56.495 | 56.177 | 57.408 | 58.919 | 60.788 | 63.061 | 65.876 | 69.101 | 72.594 | 77.146 | 82.321 | 87.472 | 93.028 | 98.105 | 103.648 | 108.518 | 112.795 | 116.224 | 120.092 | 122.403 | 123.528 | 124.191 | 124.393 | 126.399 | 126.983 | 127.554 | 127.873 | 127.654
Consumer Transformation | Dem_BB003 | GWh | SHEPD | Shin |  | 7.093 | 6.824 | 7.044 | 7.637 | 8.481 | 9.211 | 10.042 | 10.991 | 12.102 | 13.456 | 14.951 | 16.548 | 18.033 | 19.654 | 21.369 | 22.722 | 23.839 | 24.743 | 25.73 | 26.687 | 26.905 | 26.75 | 26.5 | 26.482 | 26.864 | 26.779 | 26.72 | 26.594 | 26.504
Consumer Transformation | Dem_BB003 | GWh | SHEPD | Sloy |  | 8.198 | 8.14 | 8.427 | 8.673 | 8.344 | 9.149 | 10.061 | 11.105 | 12.312 | 13.721 | 15.329 | 17.03 | 18.634 | 20.372 | 22.14 | 23.624 | 24.859 | 25.858 | 26.939 | 27.998 | 28.274 | 28.156 | 27.925 | 27.904 | 28.399 | 28.334 | 28.302 | 28.198 | 28.152
Consumer Transformation | Dem_BB003 | GWh | SHEPD | St Fergus Gas Terminal |  | 22.341 | 21.212 | 21.148 | 21.649 | 22.325 | 23.109 | 24.056 | 25.207 | 26.511 | 27.99 | 29.859 | 31.968 | 34.069 | 36.33 | 38.482 | 40.752 | 42.748 | 44.508 | 45.914 | 47.529 | 48.477 | 48.959 | 49.25 | 49.354 | 50.165 | 50.42 | 50.661 | 50.808 | 50.736
Consumer Transformation | Dem_BB003 | GWh | SHEPD | St Fillans |  | 8.548 | 8.503 | 8.823 | 9.447 | 10.465 | 11.299 | 12.318 | 13.528 | 14.931 | 17.12 | 19.065 | 21.218 | 23.361 | 26.002 | 31.117 | 34.154 | 36.86 | 39.283 | 41.489 | 47.007 | 48.789 | 49.958 | 50.726 | 51.419 | 55.875 | 56.676 | 57.511 | 58.304 | 59.006
Consumer Transformation | Dem_BB003 | GWh | SHEPD | Strichen |  | 79.224 | 74.393 | 74.287 | 76.361 | 79.237 | 82.42 | 86.251 | 90.929 | 96.244 | 102.284 | 109.666 | 117.911 | 126.049 | 134.742 | 143.073 | 151.722 | 159.318 | 165.992 | 171.431 | 177.483 | 180.938 | 182.512 | 183.335 | 183.492 | 186.371 | 187.153 | 187.975 | 188.422 | 188.325
Consumer Transformation | Dem_BB003 | GWh | SHEPD | Tarland |  | 61.916 | 59.867 | 61.796 | 66.289 | 72.892 | 79.506 | 87.252 | 96.299 | 106.493 | 118.426 | 131.903 | 146.326 | 160.162 | 174.724 | 189.213 | 202.96 | 214.909 | 225.25 | 234.426 | 243.496 | 247.75 | 248.802 | 248.632 | 248.224 | 251.59 | 251.971 | 252.617 | 252.761 | 253.231
Consumer Transformation | Dem_BB003 | GWh | SHEPD | Taynuilt |  | 130.056 | 120.893 | 119.867 | 122.468 | 124.698 | 127.655 | 131.01 | 135.102 | 140.256 | 145.826 | 153.47 | 162.239 | 170.722 | 180.592 | 190.143 | 198.525 | 205.375 | 210.928 | 216.726 | 223.875 | 226.081 | 226.112 | 225.59 | 226.458 | 231.493 | 231.708 | 231.778 | 231.334 | 229.565
Consumer Transformation | Dem_BB003 | GWh | SHEPD | Thurso |  | 124.949 | 116.593 | 115.954 | 118.54 | 119.983 | 123.27 | 127.167 | 131.98 | 137.812 | 143.63 | 151.845 | 161.288 | 170.563 | 181.262 | 192.331 | 202.413 | 211.003 | 218.346 | 225.131 | 235.446 | 239.379 | 240.979 | 241.705 | 242.853 | 250.825 | 251.927 | 252.937 | 253.481 | 252.79
Consumer Transformation | Dem_BB003 | GWh | SHEPD | Tummel Bridge |  | 46.585 | 45.183 | 46.484 | 49.587 | 54.03 | 58.489 | 63.647 | 69.608 | 76.493 | 85.334 | 94.669 | 104.703 | 114.299 | 124.862 | 137.719 | 147.646 | 156.152 | 163.42 | 170.396 | 179.867 | 183.056 | 183.866 | 183.755 | 184.154 | 189.528 | 190.053 | 190.721 | 191.032 | 191.404
Consumer Transformation | Dem_BB003 | GWh | SHEPD | Willowdale |  | 113.703 | 107.869 | 107.538 | 110.002 | 113.28 | 117.25 | 122.125 | 128.144 | 134.876 | 142.269 | 151.775 | 162.543 | 173.372 | 184.918 | 195.738 | 207.697 | 218.343 | 227.81 | 235.106 | 243.637 | 249.075 | 252.08 | 254.049 | 254.557 | 258.965 | 260.539 | 262.09 | 263.135 | 263.092
Consumer Transformation | Dem_BB003 | GWh | SHEPD | Woodhill |  | 145.803 | 136.458 | 136.365 | 140.11 | 145.305 | 151.54 | 159.29 | 168.88 | 179.547 | 190.998 | 205.34 | 221.43 | 237.463 | 254.301 | 269.934 | 287.753 | 303.77 | 318.163 | 328.988 | 341.566 | 349.816 | 354.452 | 357.397 | 357.519 | 363.766 | 366.029 | 368.446 | 370.243 | 371.154
Consumer Transformation | Dem_BB003 | GWh | SPD | Ayr |  | 175.997 | 165.657 | 165.024 | 168.766 | 174.454 | 181.007 | 189.129 | 199.199 | 210.348 | 222.664 | 238.121 | 255.557 | 273.048 | 291.147 | 306.478 | 325.444 | 342.504 | 357.801 | 368.972 | 379.39 | 387.917 | 392.634 | 395.708 | 395.543 | 398.462 | 400.622 | 402.863 | 404.309 | 404.409
Consumer Transformation | Dem_BB003 | GWh | SPD | Bainsford |  | 65.875 | 62.66 | 63.315 | 65.9 | 70.044 | 74.441 | 79.842 | 86.409 | 93.56 | 101.514 | 110.999 | 121.397 | 131.707 | 142.224 | 151.621 | 162.73 | 172.766 | 181.82 | 188.533 | 194.983 | 199.861 | 202.501 | 204.091 | 203.723 | 205.6 | 206.76 | 208.086 | 209.045 | 209.879
Consumer Transformation | Dem_BB003 | GWh | SPD | Bathgate |  | 137.692 | 130.715 | 131.981 | 137.652 | 146.52 | 155.318 | 165.849 | 178.44 | 192.519 | 208.896 | 227.897 | 248.668 | 268.942 | 290.086 | 309.836 | 330.712 | 349.152 | 365.356 | 378.514 | 390.908 | 398.597 | 401.717 | 403.01 | 402.468 | 406.086 | 407.379 | 408.957 | 409.714 | 410.137
Consumer Transformation | Dem_BB003 | GWh | SPD | Berwick |  | 148.67 | 140.003 | 138.955 | 141.779 | 145.747 | 149.847 | 154.638 | 160.464 | 167.331 | 175.773 | 186.076 | 197.783 | 209.327 | 221.93 | 233.668 | 245.324 | 255.28 | 263.73 | 271.106 | 278.139 | 281.988 | 283.122 | 283.481 | 283.977 | 286.413 | 287.018 | 287.488 | 287.29 | 285.572
Consumer Transformation | Dem_BB003 | GWh | SPD | Bonnybridge |  | 234.04 | 219.029 | 219.62 | 227.187 | 239.132 | 251.267 | 265.984 | 283.858 | 303.877 | 326.859 | 353.873 | 383.7 | 412.988 | 443.453 | 471.311 | 502.084 | 529.436 | 553.669 | 572.653 | 590.853 | 603.038 | 608.621 | 611.47 | 610.608 | 616.026 | 618.402 | 621.15 | 622.731 | 623.464
Consumer Transformation | Dem_BB003 | GWh | SPD | Braehead Park |  | 117.981 | 111.388 | 111.222 | 113.657 | 116.868 | 121.758 | 127.817 | 135.296 | 143.523 | 152.577 | 163.854 | 176.494 | 189.141 | 202.159 | 213.177 | 226.882 | 239.239 | 250.349 | 258.433 | 265.896 | 272.056 | 275.469 | 277.679 | 277.445 | 279.441 | 280.972 | 282.609 | 283.694 | 284.013
Consumer Transformation | Dem_BB003 | GWh | SPD | Broxburn |  | 197.732 | 186.925 | 187.944 | 194.4 | 203.95 | 215.012 | 228.449 | 244.698 | 262.74 | 283.109 | 307.389 | 334.126 | 360.444 | 387.594 | 411.555 | 439.099 | 463.665 | 485.487 | 502.345 | 517.466 | 528.448 | 533.611 | 536.331 | 535.426 | 539.108 | 541.262 | 543.758 | 545.198 | 545.967
Consumer Transformation | Dem_BB003 | GWh | SPD | Carntyne |  | 80.113 | 75.111 | 75.188 | 77.469 | 80.985 | 84.831 | 89.532 | 95.296 | 101.696 | 108.877 | 117.529 | 127.137 | 136.629 | 146.433 | 154.947 | 164.991 | 173.964 | 181.973 | 188.044 | 193.534 | 197.691 | 199.737 | 200.901 | 200.591 | 201.95 | 202.821 | 203.804 | 204.392 | 204.624
Consumer Transformation | Dem_BB003 | GWh | SPD | Carsfad |  | 0 | 0 | 0 | 0 | 0 | 0 | 0 | 0 | 0 | 0 | 0 | 0 | 0 | 0 | 0 | 0 | 0 | 0 | 0 | 0 | 0 | 0 | 0 | 0 | 0 | 0 | 0 | 0 | 0
Consumer Transformation | Dem_BB003 | GWh | SPD | Chapelcross |  | 171.766 | 94.357 | 94.609 | 97.728 | 102.555 | 107.487 | 113.441 | 120.644 | 128.68 | 137.872 | 148.906 | 161.12 | 173.17 | 185.714 | 196.886 | 209.441 | 220.573 | 230.4 | 238.116 | 245.132 | 250.039 | 252.269 | 253.439 | 253.221 | 255.084 | 256.051 | 257.127 | 257.668 | 257.665
Consumer Transformation | Dem_BB003 | GWh | SPD | Charlotte Street |  | 231.555 | 219.07 | 217.085 | 220.875 | 225.986 | 231.318 | 237.455 | 244.91 | 253.837 | 265.119 | 279.174 | 295.317 | 311.323 | 329.096 | 345.833 | 361.924 | 375.523 | 386.906 | 397.145 | 407.153 | 412.304 | 413.674 | 414.089 | 415.314 | 419.163 | 420.04 | 420.583 | 420.073 | 416.804
Consumer Transformation | Dem_BB003 | GWh | SPD | Clyde’s Mill |  | 255.909 | 241.034 | 240.72 | 246.909 | 256.434 | 267.346 | 280.858 | 297.572 | 315.933 | 336.111 | 361.183 | 389.282 | 417.381 | 446.25 | 470.666 | 501.117 | 528.595 | 553.317 | 571.27 | 587.817 | 601.528 | 609.13 | 614.051 | 613.436 | 617.802 | 621.216 | 624.858 | 627.304 | 628.137 | GSP also referred to as Westburn Road
Consumer Transformation | Dem_BB003 | GWh | SPD | Coatbridge |  | 222.507 | 209.24 | 208.992 | 214.593 | 223.316 | 232.9 | 244.724 | 259.304 | 275.402 | 293.216 | 315.193 | 339.787 | 364.3 | 389.563 | 411.102 | 437.492 | 461.231 | 482.524 | 498.179 | 512.585 | 524.177 | 530.424 | 534.341 | 533.786 | 537.565 | 540.338 | 543.318 | 545.254 | 545.842
Consumer Transformation | Dem_BB003 | GWh | SPD | Cockenzie |  | 180.267 | 169.807 | 170.316 | 175.718 | 183.796 | 193.078 | 204.381 | 218.143 | 233.412 | 250.58 | 271.202 | 294.006 | 316.511 | 339.738 | 360.049 | 383.769 | 404.97 | 423.851 | 438.253 | 451.255 | 460.945 | 465.673 | 468.292 | 467.562 | 470.768 | 472.769 | 475.039 | 476.393 | 477.012
Consumer Transformation | Dem_BB003 | GWh | SPD | Coylton |  | 184.564 | 173.633 | 174.537 | 181.413 | 192.118 | 202.388 | 214.587 | 229.179 | 245.716 | 265.111 | 287.637 | 312.327 | 336.327 | 361.527 | 384.722 | 408.935 | 430.122 | 448.538 | 463.918 | 477.638 | 485.856 | 488.589 | 489.313 | 488.611 | 492.045 | 493.068 | 494.371 | 494.648 | 494.325
Consumer Transformation | Dem_BB003 | GWh | SPD | Crookston A |  | 110.904 | 101.135 | 100.698 | 103.267 | 107.457 | 112.267 | 118.172 | 125.474 | 133.751 | 143.907 | 155.033 | 167.391 | 179.464 | 191.908 | 203.564 | 216.318 | 227.698 | 237.84 | 245.522 | 252.707 | 257.757 | 260.053 | 261.183 | 260.341 | 261.285 | 262.118 | 263.151 | 263.729 | 264.09
Consumer Transformation | Dem_BB003 | GWh | SPD | Crookston B |  | 91.437 | 83.24 | 82.866 | 84.993 | 88.324 | 92.202 | 96.908 | 102.702 | 109.356 | 117.609 | 126.596 | 136.552 | 146.219 | 156.285 | 165.841 | 175.848 | 184.677 | 192.459 | 198.609 | 204.307 | 207.955 | 209.352 | 209.85 | 209.211 | 210.031 | 210.478 | 211.093 | 211.314 | 211.366
Consumer Transformation | Dem_BB003 | GWh | SPD | Cumbernauld |  | 154.973 | 146.797 | 147.152 | 152.098 | 159.804 | 167.319 | 176.295 | 187.091 | 199.264 | 213.566 | 230.461 | 249.142 | 267.481 | 286.821 | 304.87 | 323.833 | 340.492 | 355.06 | 366.95 | 378.391 | 385.439 | 388.314 | 389.629 | 389.544 | 393.202 | 394.501 | 395.922 | 396.517 | 396.188
Consumer Transformation | Dem_BB003 | GWh | SPD | Cupar |  | 199.234 | 188.35 | 189.671 | 197.408 | 209.221 | 220.813 | 234.499 | 250.759 | 269.245 | 291.29 | 316.588 | 344.232 | 371.049 | 399.37 | 426.382 | 453.335 | 476.792 | 497.084 | 514.459 | 530.68 | 539.541 | 542.227 | 542.675 | 542.145 | 546.937 | 547.979 | 549.322 | 549.511 | 549.041
Consumer Transformation | Dem_BB003 | GWh | SPD | Currie |  | 41.773 | 39.627 | 40.24 | 42.021 | 44.623 | 47.873 | 51.848 | 56.645 | 61.898 | 67.709 | 74.555 | 82.008 | 89.322 | 96.749 | 103.22 | 110.917 | 117.866 | 124.1 | 128.794 | 132.904 | 136.076 | 137.652 | 138.501 | 138.064 | 138.913 | 139.535 | 140.313 | 140.845 | 141.449
Consumer Transformation | Dem_BB003 | GWh | SPD | Dalmarnock |  | 133.013 | 124.37 | 123.747 | 126.494 | 130.673 | 135.414 | 141.266 | 148.531 | 156.651 | 165.72 | 176.989 | 189.711 | 202.4 | 215.598 | 226.883 | 240.53 | 252.74 | 263.629 | 271.725 | 279.268 | 285.182 | 288.299 | 290.257 | 290.084 | 292.17 | 293.578 | 295.035 | 295.918 | 295.842
Consumer Transformation | Dem_BB003 | GWh | SPD | Devol Moor |  | 101.129 | 95.455 | 95.002 | 97.127 | 100.279 | 103.697 | 107.825 | 112.892 | 118.622 | 125.234 | 133.442 | 142.71 | 151.949 | 161.709 | 170.338 | 180.067 | 188.639 | 196.174 | 202.071 | 207.626 | 211.538 | 213.38 | 214.465 | 214.59 | 216.297 | 217.172 | 218.03 | 218.425 | 217.916
Consumer Transformation | Dem_BB003 | GWh | SPD | Devonside |  | 206.681 | 193.502 | 193.417 | 198.931 | 207.664 | 217.078 | 228.693 | 243.008 | 258.862 | 276.617 | 298.06 | 321.979 | 345.738 | 370.297 | 392.1 | 417.838 | 440.993 | 461.761 | 477.181 | 492.337 | 503.67 | 509.755 | 513.5 | 512.94 | 517.681 | 520.403 | 523.393 | 525.415 | 526.389
Consumer Transformation | Dem_BB003 | GWh | SPD | Dewar Place |  | 213.547 | 201.766 | 200.31 | 204.031 | 209.278 | 215.292 | 222.536 | 231.473 | 241.682 | 253.617 | 268.677 | 285.886 | 303.102 | 321.512 | 337.852 | 356.008 | 371.922 | 385.811 | 396.813 | 407.36 | 414.637 | 418.041 | 420.101 | 420.701 | 424.245 | 425.949 | 427.501 | 428.116 | 426.5
Consumer Transformation | Dem_BB003 | GWh | SPD | Drumchapel |  | 240.405 | 222.82 | 223.203 | 230.001 | 241.094 | 253.855 | 269.968 | 290.018 | 311.842 | 335.379 | 363.809 | 395.425 | 426.939 | 458.777 | 486.045 | 521.142 | 553.279 | 582.66 | 603.136 | 623.23 | 640.15 | 650.258 | 656.868 | 655.191 | 660.971 | 665.353 | 670.339 | 674.275 | 677.767
Consumer Transformation | Dem_BB003 | GWh | SPD | Drumcross |  | 76.311 | 71.204 | 70.815 | 72.377 | 74.812 | 77.501 | 80.827 | 84.966 | 89.61 | 94.848 | 101.269 | 108.536 | 115.795 | 123.369 | 130.073 | 137.972 | 145.037 | 151.363 | 156.065 | 160.772 | 164.278 | 166.155 | 167.353 | 167.304 | 168.887 | 169.759 | 170.669 | 171.245 | 171.289
Consumer Transformation | Dem_BB003 | GWh | SPD | Dumfries 11 |  | 0 | 0 | 0 | 0 | 0 | 0 | 0 | 0 | 0 | 0 | 0 | 0 | 0 | 0 | 0 | 0 | 0 | 0 | 0 | 0 | 0 | 0 | 0 | 0 | 0 | 0 | 0 | 0 | 0
Consumer Transformation | Dem_BB003 | GWh | SPD | Dumfries 33 |  | 140.582 | 131.725 | 131.733 | 135.489 | 140.217 | 146.399 | 154.069 | 163.548 | 174.015 | 184.455 | 198.381 | 213.941 | 229.429 | 245.346 | 257.751 | 274.305 | 289.205 | 302.585 | 312.396 | 321.253 | 328.511 | 332.405 | 334.822 | 334.351 | 337.268 | 338.973 | 340.84 | 342.066 | 342.549
Consumer Transformation | Dem_BB003 | GWh | SPD | Dumfries ICI |  | 106.811 | 97.605 | 96.188 | 97.767 | 99.882 | 101.82 | 104.024 | 106.793 | 110.367 | 114.873 | 120.327 | 126.639 | 132.71 | 139.589 | 146.019 | 151.849 | 156.611 | 160.464 | 164.288 | 167.952 | 169.274 | 169.046 | 168.482 | 168.679 | 170.067 | 169.952 | 169.747 | 169.15 | 167.593
Consumer Transformation | Dem_BB003 | GWh | SPD | Dunbar |  | 0 | 0 | 0 | 0 | 0 | 0 | 0 | 0 | 0 | 0 | 0 | 0 | 0 | 0 | 0 | 0 | 0 | 0 | 0 | 0 | 0 | 0 | 0 | 0 | 0 | 0 | 0 | 0 | 0
Consumer Transformation | Dem_BB003 | GWh | SPD | Dunbar A |  | 58.477 | 55.49 | 55.901 | 57.97 | 61.012 | 64.485 | 68.664 | 73.695 | 79.289 | 85.672 | 93.223 | 101.501 | 109.621 | 118.028 | 125.552 | 133.957 | 141.421 | 148.016 | 153.221 | 157.871 | 161.089 | 162.493 | 163.172 | 162.904 | 164.038 | 164.622 | 165.304 | 165.656 | 165.834
Consumer Transformation | Dem_BB003 | GWh | SPD | Dunbar B |  | 23.885 | 22.665 | 22.833 | 23.678 | 24.92 | 26.339 | 28.046 | 30.101 | 32.386 | 34.993 | 38.077 | 41.458 | 44.775 | 48.209 | 51.282 | 54.715 | 57.764 | 60.457 | 62.583 | 64.482 | 65.797 | 66.371 | 66.648 | 66.538 | 67.001 | 67.24 | 67.519 | 67.662 | 67.735
Consumer Transformation | Dem_BB003 | GWh | SPD | Dunfermline |  | 129.761 | 121.113 | 121.335 | 125.181 | 131.332 | 138.014 | 146.273 | 156.446 | 167.663 | 180.112 | 195.022 | 211.561 | 227.953 | 244.769 | 259.627 | 277.418 | 293.497 | 307.992 | 318.637 | 328.995 | 336.91 | 341.219 | 343.849 | 343.236 | 346.309 | 348.177 | 350.31 | 351.826 | 352.919
Consumer Transformation | Dem_BB003 | GWh | SPD | Earlstoun |  | 0 | 0 | 0 | 0 | 0 | 0 | 0 | 0 | 0 | 0 | 0 | 0 | 0 | 0 | 0 | 0 | 0 | 0 | 0 | 0 | 0 | 0 | 0 | 0 | 0 | 0 | 0 | 0 | 0
Consumer Transformation | Dem_BB003 | GWh | SPD | East Kilbride |  | 181.222 | 169.654 | 169.375 | 173.709 | 180.495 | 188.382 | 198.27 | 210.562 | 224.013 | 238.527 | 256.606 | 276.878 | 297.173 | 317.844 | 334.967 | 357.216 | 377.437 | 395.772 | 408.713 | 420.598 | 430.994 | 437.016 | 440.994 | 440.277 | 443.229 | 445.876 | 448.751 | 450.833 | 451.942
Consumer Transformation | Dem_BB003 | GWh | SPD | East Kilbride South |  | 109.233 | 103.319 | 104.085 | 107.54 | 113.178 | 120.068 | 128.871 | 139.83 | 151.435 | 163.32 | 178.291 | 194.902 | 211.667 | 228.214 | 241.193 | 260.163 | 277.826 | 294.179 | 304.897 | 314.555 | 324.42 | 330.849 | 335.352 | 334.324 | 336.349 | 339.147 | 342.293 | 344.897 | 347.332
Consumer Transformation | Dem_BB003 | GWh | SPD | Easterhouse |  | 285.957 | 269.178 | 270.273 | 279.43 | 293.691 | 309.219 | 328.244 | 351.452 | 377.057 | 405.515 | 439.787 | 477.65 | 515.087 | 553.472 | 586.658 | 626.412 | 662.152 | 694.138 | 718.088 | 739.645 | 756.403 | 764.955 | 769.901 | 768.447 | 773.584 | 777.197 | 781.333 | 783.989 | 785.685
Consumer Transformation | Dem_BB003 | GWh | SPD | Eccles |  | 87.78 | 83.225 | 83.944 | 87.201 | 92.201 | 97.7 | 104.406 | 112.512 | 121.428 | 131.415 | 143.312 | 156.369 | 169.234 | 182.408 | 193.963 | 207.485 | 219.61 | 230.435 | 238.678 | 246.029 | 251.541 | 254.244 | 255.72 | 255.196 | 256.913 | 258.037 | 259.348 | 260.177 | 260.811
Consumer Transformation | Dem_BB003 | GWh | SPD | Elderslie |  | 121.083 | 114.158 | 114.816 | 117.964 | 122.268 | 129.402 | 138.435 | 149.648 | 161.654 | 174.194 | 189.766 | 207.037 | 224.372 | 241.613 | 255.457 | 274.778 | 292.623 | 309.029 | 320.11 | 330.068 | 339.668 | 345.65 | 349.706 | 348.674 | 350.779 | 353.356 | 356.266 | 358.61 | 360.744
Consumer Transformation | Dem_BB003 | GWh | SPD | Erskine |  | 79.751 | 75.96 | 76.544 | 78.161 | 79.188 | 83.948 | 89.846 | 97.062 | 104.899 | 113.389 | 123.697 | 135.052 | 146.334 | 157.733 | 167.334 | 179.528 | 190.627 | 200.676 | 207.904 | 214.364 | 219.856 | 222.941 | 224.866 | 224.304 | 225.74 | 227.043 | 228.549 | 229.651 | 230.623
Consumer Transformation | Dem_BB003 | GWh | SPD | Finnieston |  | 95.754 | 90.299 | 89.599 | 91.253 | 93.629 | 96.23 | 99.353 | 103.219 | 107.66 | 112.939 | 119.536 | 127.082 | 134.62 | 142.749 | 150.209 | 158.189 | 165.166 | 171.249 | 176.127 | 181.097 | 184.285 | 185.758 | 186.637 | 186.97 | 188.869 | 189.631 | 190.321 | 190.592 | 189.852
Consumer Transformation | Dem_BB003 | GWh | SPD | Galashiels |  | 128.605 | 121.685 | 121.879 | 125.611 | 131.229 | 137.319 | 144.68 | 153.605 | 163.575 | 174.964 | 188.675 | 203.894 | 218.913 | 234.57 | 248.468 | 264.161 | 278.082 | 290.379 | 299.998 | 308.764 | 314.953 | 317.798 | 319.316 | 319.067 | 321.414 | 322.661 | 324.022 | 324.722 | 324.675
Consumer Transformation | Dem_BB003 | GWh | SPD | Giffnock |  | 229.16 | 214.22 | 215.421 | 222.787 | 234.356 | 248.096 | 265.274 | 286.467 | 309.463 | 334.092 | 364.028 | 397.087 | 429.959 | 462.986 | 490.317 | 526.185 | 558.977 | 588.85 | 609.85 | 628.592 | 645.226 | 654.827 | 660.941 | 658.903 | 662.829 | 666.829 | 671.491 | 675.032 | 678.364
Consumer Transformation | Dem_BB003 | GWh | SPD | Glenlee |  | 0 | 0 | 0 | 0 | 0 | 0 | 0 | 0 | 0 | 0 | 0 | 0 | 0 | 0 | 0 | 0 | 0 | 0 | 0 | 0 | 0 | 0 | 0 | 0 | 0 | 0 | 0 | 0 | 0
Consumer Transformation | Dem_BB003 | GWh | SPD | Glenluce |  | 76.767 | 72.411 | 72.457 | 74.749 | 78.274 | 81.763 | 85.927 | 90.952 | 96.644 | 103.286 | 111.194 | 119.956 | 128.552 | 137.607 | 145.827 | 154.652 | 162.394 | 169.145 | 174.659 | 179.672 | 182.884 | 184.15 | 184.694 | 184.602 | 185.977 | 186.525 | 187.12 | 187.317 | 187.05
Consumer Transformation | Dem_BB003 | GWh | SPD | Glenniston |  | 75.992 | 71.077 | 71.123 | 73.211 | 76.541 | 80.212 | 84.781 | 90.428 | 96.629 | 103.49 | 111.782 | 121.026 | 130.223 | 139.661 | 147.932 | 157.993 | 167.113 | 175.343 | 181.313 | 187.184 | 191.779 | 194.358 | 195.991 | 195.695 | 197.495 | 198.638 | 199.906 | 200.824 | 201.425
Consumer Transformation | Dem_BB003 | GWh | SPD | Glenrothes |  | 112.697 | 105.588 | 105.634 | 108.655 | 113.475 | 118.859 | 125.574 | 133.875 | 142.974 | 152.989 | 165.167 | 178.752 | 192.317 | 206.199 | 218.322 | 233.226 | 246.745 | 258.981 | 267.797 | 276.488 | 283.397 | 287.348 | 289.899 | 289.496 | 292.194 | 293.96 | 295.909 | 297.344 | 298.255
Consumer Transformation | Dem_BB003 | GWh | SPD | Gorgie |  | 100.634 | 94.704 | 94.776 | 97.322 | 101.333 | 106.178 | 112.282 | 119.884 | 128.097 | 136.806 | 147.731 | 159.938 | 172.214 | 184.604 | 194.681 | 208.305 | 220.789 | 232.183 | 240.029 | 247.199 | 253.826 | 257.857 | 260.615 | 260.119 | 261.838 | 263.621 | 265.565 | 267.055 | 268.059
Consumer Transformation | Dem_BB003 | GWh | SPD | Govan |  | 128.326 | 121.02 | 120.853 | 123.995 | 128.754 | 134.132 | 140.742 | 148.85 | 157.845 | 167.886 | 180.278 | 194.144 | 207.97 | 222.277 | 234.595 | 249.391 | 262.643 | 274.486 | 283.321 | 291.478 | 297.856 | 301.197 | 303.264 | 303.059 | 305.271 | 306.776 | 308.367 | 309.358 | 309.479
Consumer Transformation | Dem_BB003 | GWh | SPD | Grangemouth A |  | 158.61 | 146.087 | 144.769 | 147.836 | 152.693 | 157.433 | 163.129 | 170.214 | 178.495 | 188.709 | 200.481 | 213.803 | 226.859 | 240.814 | 253.895 | 267.438 | 279.224 | 289.475 | 297.818 | 305.963 | 310.878 | 312.724 | 313.494 | 313.326 | 315.483 | 316.248 | 317.049 | 317.202 | 316.257
Consumer Transformation | Dem_BB003 | GWh | SPD | Grangemouth C |  | 112.449 | 103.745 | 103.021 | 105.53 | 109.491 | 113.307 | 117.859 | 123.458 | 129.976 | 138.019 | 147.213 | 157.518 | 167.579 | 178.316 | 188.462 | 198.782 | 207.76 | 215.543 | 221.976 | 228.177 | 231.777 | 233.018 | 233.426 | 233.244 | 234.839 | 235.335 | 235.877 | 235.928 | 235.289
Consumer Transformation | Dem_BB003 | GWh | SPD | Haggs Road |  | 131.267 | 123.177 | 123.517 | 127.344 | 133.373 | 140.302 | 148.943 | 159.598 | 171.216 | 183.754 | 199.133 | 216.199 | 233.209 | 250.443 | 264.809 | 283.342 | 300.223 | 315.526 | 326.404 | 336.232 | 344.764 | 349.634 | 352.771 | 351.973 | 354.24 | 356.324 | 358.684 | 360.415 | 361.706
Consumer Transformation | Dem_BB003 | GWh | SPD | Hawick |  | 87.139 | 82.141 | 82.41 | 85.094 | 89.223 | 93.788 | 99.379 | 106.204 | 113.726 | 122.113 | 132.242 | 143.444 | 154.543 | 165.934 | 175.793 | 187.582 | 198.165 | 207.625 | 214.728 | 221.139 | 226.105 | 228.635 | 230.115 | 229.734 | 231.3 | 232.379 | 233.602 | 234.383 | 234.812
Consumer Transformation | Dem_BB003 | GWh | SPD | Helensburgh |  | 77.518 | 72.105 | 71.908 | 73.694 | 76.59 | 79.889 | 84.044 | 89.243 | 94.948 | 101.144 | 108.754 | 117.315 | 125.898 | 134.649 | 142.171 | 151.73 | 160.44 | 168.358 | 173.919 | 179.478 | 184.081 | 186.812 | 188.646 | 188.369 | 190.104 | 191.34 | 192.672 | 193.693 | 194.318
Consumer Transformation | Dem_BB003 | GWh | SPD | Hunterston Farm |  | 15.622 | 14.605 | 14.6 | 14.977 | 15.584 | 16.302 | 17.215 | 18.359 | 19.594 | 20.896 | 22.537 | 24.373 | 26.218 | 28.081 | 29.574 | 31.633 | 33.523 | 35.258 | 36.445 | 37.517 | 38.537 | 39.169 | 39.6 | 39.515 | 39.767 | 40.048 | 40.348 | 40.584 | 40.747
Consumer Transformation | Dem_BB003 | GWh | SPD | Inverkeithing |  | 139.697 | 131.1 | 131.607 | 135.672 | 142.373 | 150.173 | 160.062 | 172.367 | 185.591 | 199.629 | 216.893 | 236.099 | 255.413 | 274.795 | 291.193 | 312.996 | 333.1 | 351.575 | 364.159 | 376.618 | 387.625 | 394.537 | 399.283 | 398.417 | 402.132 | 405.216 | 408.664 | 411.449 | 413.861
Consumer Transformation | Dem_BB003 | GWh | SPD | Johnstone |  | 164.118 | 158.923 | 161.522 | 164.748 | 163.692 | 175.755 | 190.314 | 207.721 | 226.892 | 248.546 | 273.84 | 301.298 | 328.142 | 355.611 | 380.16 | 407.928 | 432.755 | 454.812 | 472.052 | 487.169 | 497.881 | 502.683 | 504.944 | 503.611 | 506.909 | 508.788 | 511.177 | 512.59 | 514.191
Consumer Transformation | Dem_BB003 | GWh | SPD | Kaimes |  | 354.29 | 332.398 | 333.176 | 343.299 | 358.875 | 377.125 | 399.767 | 427.63 | 458.156 | 491.481 | 532.117 | 577.212 | 622.037 | 667.683 | 706.199 | 754.617 | 798.48 | 838.08 | 866.722 | 892.611 | 914.236 | 926.154 | 933.574 | 931.631 | 937.697 | 942.784 | 948.532 | 952.565 | 955.342
Consumer Transformation | Dem_BB003 | GWh | SPD | Kendoon |  | 0 | 0 | 0 | 0 | 0 | 0 | 0 | 0 | 0 | 0 | 0 | 0 | 0 | 0 | 0 | 0 | 0 | 0 | 0 | 0 | 0 | 0 | 0 | 0 | 0 | 0 | 0 | 0 | 0
Consumer Transformation | Dem_BB003 | GWh | SPD | Kilbowie 11 |  | 22.2 | 20.86 | 21.007 | 21.768 | 23.045 | 24.418 | 26.145 | 28.264 | 30.571 | 33.169 | 36.19 | 39.543 | 42.878 | 46.274 | 49.49 | 53.237 | 56.667 | 59.795 | 62.025 | 64.483 | 66.303 | 67.396 | 68.102 | 67.988 | 68.873 | 69.369 | 69.929 | 70.385 | 70.799
Consumer Transformation | Dem_BB003 | GWh | SPD | Kilbowie 33 |  | 82.673 | 76.207 | 75.707 | 77.353 | 80.09 | 83.026 | 86.713 | 91.369 | 96.572 | 102.581 | 109.662 | 117.686 | 125.683 | 134.027 | 141.902 | 150.894 | 159.005 | 166.335 | 171.658 | 177.669 | 181.911 | 184.36 | 185.944 | 185.825 | 188.123 | 189.256 | 190.472 | 191.364 | 191.784
Consumer Transformation | Dem_BB003 | GWh | SPD | Killermont |  | 214.647 | 200.393 | 201.292 | 208.086 | 218.955 | 231.272 | 246.623 | 265.556 | 286.216 | 308.826 | 335.911 | 365.869 | 395.623 | 425.825 | 452.195 | 484.817 | 514.513 | 541.483 | 560.818 | 579.61 | 594.655 | 603.246 | 608.638 | 607.223 | 612.625 | 616.326 | 620.584 | 623.824 | 626.694
Consumer Transformation | Dem_BB003 | GWh | SPD | Kilmarnock South |  | 139.988 | 132.106 | 132.314 | 136.129 | 142.125 | 149.025 | 157.64 | 168.284 | 179.856 | 192.312 | 207.791 | 225.057 | 242.357 | 259.911 | 274.48 | 293.424 | 310.671 | 326.327 | 337.385 | 347.479 | 356.341 | 361.524 | 364.944 | 364.343 | 366.816 | 369.099 | 371.604 | 373.435 | 374.59
Consumer Transformation | Dem_BB003 | GWh | SPD | Kilmarnock Town |  | 227.717 | 214.98 | 214.68 | 220.239 | 228.773 | 238.294 | 250.026 | 264.466 | 280.413 | 298.114 | 320.075 | 344.682 | 369.27 | 394.665 | 416.398 | 442.845 | 466.6 | 487.866 | 503.583 | 518.11 | 529.709 | 535.96 | 539.918 | 539.566 | 543.527 | 546.353 | 549.337 | 551.241 | 551.586
Consumer Transformation | Dem_BB003 | GWh | SPD | Kilwinning |  | 141.164 | 134.338 | 135.468 | 140.043 | 147.457 | 156.519 | 168.068 | 182.401 | 197.555 | 213.119 | 232.752 | 254.53 | 276.53 | 298.263 | 315.406 | 340.259 | 363.364 | 384.741 | 398.824 | 411.528 | 424.405 | 432.779 | 438.665 | 437.438 | 440.175 | 443.855 | 447.956 | 451.352 | 454.452
Consumer Transformation | Dem_BB003 | GWh | SPD | Lesmahagow |  | 0 | 0 | 0 | 29.994 | 32.339 | 34.642 | 37.386 | 40.651 | 44.298 | 48.515 | 53.36 | 58.607 | 63.693 | 68.958 | 73.789 | 78.928 | 83.461 | 87.436 | 90.701 | 93.552 | 95.331 | 95.964 | 96.143 | 95.898 | 96.527 | 96.749 | 97.064 | 97.186 | 97.345
Consumer Transformation | Dem_BB003 | GWh | SPD | Leven |  | 139.972 | 131.175 | 131.507 | 135.792 | 142.567 | 149.789 | 158.653 | 169.488 | 181.492 | 195.028 | 211.13 | 228.977 | 246.611 | 264.814 | 281.147 | 300.029 | 316.982 | 332.146 | 343.598 | 354.682 | 362.722 | 366.848 | 369.243 | 368.698 | 372.036 | 373.831 | 375.87 | 377.224 | 378.053
Consumer Transformation | Dem_BB003 | GWh | SPD | Linnmill |  | 227.595 | 215.765 | 219.205 | 200.732 | 216.421 | 231.833 | 250.202 | 272.048 | 296.457 | 324.679 | 357.102 | 392.215 | 426.254 | 461.486 | 493.818 | 528.21 | 558.546 | 585.149 | 606.997 | 626.077 | 637.983 | 642.217 | 643.422 | 641.778 | 645.991 | 647.476 | 649.583 | 650.397 | 651.462
Consumer Transformation | Dem_BB003 | GWh | SPD | Livingston East |  | 171.365 | 164.412 | 166.925 | 174.745 | 186.291 | 199.04 | 214.255 | 232.32 | 252.415 | 275.592 | 302.537 | 331.781 | 360.297 | 389.806 | 416.786 | 445.783 | 471.415 | 493.93 | 512.239 | 528.385 | 538.772 | 542.792 | 544.287 | 543.243 | 547.035 | 548.603 | 550.608 | 551.486 | 552.248
Consumer Transformation | Dem_BB003 | GWh | SPD | Maybole |  | 78.733 | 75.197 | 76.07 | 79.71 | 85.201 | 90.39 | 96.404 | 103.447 | 111.507 | 121.281 | 132.386 | 144.412 | 155.988 | 168.283 | 180.147 | 191.364 | 200.994 | 209.172 | 216.617 | 223.183 | 226.297 | 226.716 | 226.26 | 226.046 | 227.753 | 227.84 | 228.046 | 227.743 | 227.22
Consumer Transformation | Dem_BB003 | GWh | SPD | Moffat |  | 0 | 68.327 | 68.51 | 70.769 | 74.264 | 77.835 | 82.147 | 87.363 | 93.182 | 99.838 | 107.828 | 116.673 | 125.399 | 134.483 | 142.573 | 151.664 | 159.725 | 166.842 | 172.429 | 177.51 | 181.063 | 182.678 | 183.525 | 183.367 | 184.716 | 185.416 | 186.195 | 186.587 | 186.585
Consumer Transformation | Dem_BB003 | GWh | SPD | Newarthill |  | 311.035 | 292.218 | 294.589 | 306.744 | 326.279 | 346.027 | 370.138 | 399.378 | 431.646 | 467.645 | 510.313 | 557.091 | 603.084 | 650.104 | 691.139 | 739.512 | 782.948 | 821.784 | 851.218 | 877.349 | 897.087 | 906.709 | 911.883 | 909.565 | 915.366 | 919.241 | 923.933 | 926.905 | 929.567
Consumer Transformation | Dem_BB003 | GWh | SPD | Newton Stewart |  | 49.79 | 47.315 | 47.644 | 49.703 | 52.872 | 55.682 | 58.937 | 62.745 | 67.141 | 72.514 | 78.658 | 85.347 | 91.801 | 98.702 | 105.362 | 111.623 | 116.968 | 121.476 | 125.623 | 129.322 | 131.036 | 131.243 | 130.981 | 130.921 | 131.941 | 131.992 | 132.086 | 131.877 | 131.436
Consumer Transformation | Dem_BB003 | GWh | SPD | Paisley |  | 111.419 | 105.054 | 104.492 | 106.253 | 108.177 | 111.787 | 116.186 | 121.616 | 127.75 | 134.76 | 143.495 | 153.385 | 163.241 | 173.642 | 182.738 | 193.196 | 202.453 | 210.609 | 216.908 | 222.831 | 227.142 | 229.247 | 230.517 | 230.599 | 232.397 | 233.389 | 234.366 | 234.851 | 234.387
Consumer Transformation | Dem_BB003 | GWh | SPD | Partick |  | 151.638 | 142.172 | 141.838 | 145.415 | 151.006 | 157.249 | 164.989 | 174.57 | 185.183 | 197.036 | 211.532 | 227.789 | 244.029 | 260.831 | 275.675 | 293.391 | 309.334 | 323.65 | 334.186 | 344.662 | 352.634 | 357.042 | 359.846 | 359.611 | 363.016 | 365.034 | 367.18 | 368.648 | 369.166
Consumer Transformation | Dem_BB003 | GWh | SPD | Port Dundas |  | 133.013 | 124.781 | 124.473 | 127.718 | 132.673 | 138.014 | 144.524 | 152.504 | 161.474 | 171.789 | 184.221 | 198.131 | 211.921 | 226.374 | 239.495 | 254.157 | 267.175 | 278.702 | 287.629 | 296.412 | 302.452 | 305.386 | 307.061 | 306.973 | 309.852 | 311.196 | 312.625 | 313.425 | 313.347
Consumer Transformation | Dem_BB003 | GWh | SPD | Portobello |  | 345.172 | 324.24 | 323.857 | 332.209 | 344.895 | 359.856 | 378.408 | 401.33 | 426.582 | 454.324 | 488.609 | 526.971 | 565.255 | 604.564 | 637.813 | 679.225 | 716.592 | 750.194 | 774.648 | 797.099 | 815.6 | 825.788 | 832.254 | 831.22 | 836.996 | 841.494 | 846.359 | 849.626 | 850.904
Consumer Transformation | Dem_BB003 | GWh | SPD | Ravenscraig |  | 24.771 | 23.418 | 23.668 | 24.777 | 26.525 | 28.166 | 30.095 | 32.388 | 34.983 | 38.028 | 41.532 | 45.338 | 49.026 | 52.893 | 56.48 | 60.173 | 63.397 | 66.207 | 68.573 | 70.663 | 71.883 | 72.246 | 72.311 | 72.187 | 72.684 | 72.814 | 73 | 73.026 | 73.023
Consumer Transformation | Dem_BB003 | GWh | SPD | Redhouse |  | 160.167 | 149.018 | 147.904 | 150.893 | 155.481 | 160.512 | 166.716 | 174.479 | 183.269 | 193.31 | 205.644 | 219.661 | 233.635 | 248.356 | 261.476 | 276.581 | 290.026 | 301.967 | 311.005 | 320.104 | 326.622 | 329.988 | 332.061 | 332.073 | 335.193 | 336.759 | 338.363 | 339.298 | 338.998
Consumer Transformation | Dem_BB003 | GWh | SPD | Saltcoats A |  | 135.51 | 122.736 | 120.586 | 122.072 | 124.306 | 126.315 | 128.668 | 131.76 | 135.795 | 141.298 | 147.509 | 154.818 | 161.897 | 169.934 | 178.07 | 185.277 | 191.261 | 196.247 | 200.834 | 205.983 | 208.099 | 208.385 | 208.187 | 208.397 | 210.406 | 210.533 | 210.579 | 210.177 | 208.588
Consumer Transformation | Dem_BB003 | GWh | SPD | Saltcoats B |  | 130.937 | 119.479 | 117.936 | 119.879 | 123.03 | 126.089 | 129.818 | 134.57 | 140.244 | 147.518 | 155.715 | 165.137 | 174.391 | 184.462 | 194.583 | 204.506 | 213.137 | 220.651 | 226.769 | 233.742 | 237.598 | 239.194 | 239.979 | 240.052 | 242.637 | 243.382 | 244.128 | 244.406 | 243.691
Consumer Transformation | Dem_BB003 | GWh | SPD | Shrubhill |  | 202.081 | 190.948 | 190.519 | 195.028 | 201.802 | 209.867 | 219.855 | 232.218 | 245.803 | 260.749 | 279.505 | 300.607 | 321.784 | 343.612 | 362.048 | 385.063 | 405.82 | 424.473 | 438.002 | 450.587 | 461.029 | 466.894 | 470.749 | 470.519 | 473.996 | 476.685 | 479.476 | 481.347 | 481.722
Consumer Transformation | Dem_BB003 | GWh | SPD | Sighthill |  | 348.533 | 328.775 | 328.655 | 337.267 | 350.089 | 365.507 | 384.515 | 407.912 | 433.689 | 462.189 | 497.365 | 536.658 | 575.847 | 616.187 | 650.601 | 692.787 | 730.759 | 764.815 | 789.869 | 812.874 | 831.436 | 841.473 | 847.781 | 846.913 | 852.949 | 857.415 | 862.219 | 865.362 | 866.409
Consumer Transformation | Dem_BB003 | GWh | SPD | Spango Valley |  | 118.858 | 112.053 | 111.752 | 114.548 | 118.787 | 123.397 | 129.02 | 135.919 | 143.634 | 152.369 | 163.141 | 175.231 | 187.267 | 199.839 | 210.794 | 223.573 | 234.948 | 245.035 | 252.73 | 259.866 | 265.195 | 267.864 | 269.462 | 269.401 | 271.43 | 272.64 | 273.907 | 274.603 | 274.416
Consumer Transformation | Dem_BB003 | GWh | SPD | St Andrews Cross |  | 119.369 | 112.337 | 112.119 | 114.888 | 119.153 | 124.092 | 130.242 | 137.871 | 146.234 | 155.386 | 166.812 | 179.644 | 192.492 | 205.702 | 216.78 | 230.778 | 243.445 | 254.851 | 263.06 | 270.648 | 277.048 | 280.662 | 283.034 | 282.761 | 284.768 | 286.394 | 288.121 | 289.305 | 289.713
Consumer Transformation | Dem_BB003 | GWh | SPD | Stirling |  | 217.246 | 203.83 | 202.3 | 205.924 | 210.927 | 217.227 | 224.885 | 234.398 | 245.258 | 257.936 | 273.637 | 291.543 | 309.421 | 328.478 | 345.739 | 364.846 | 381.7 | 396.499 | 408.066 | 419.781 | 427.699 | 431.57 | 433.914 | 434.349 | 438.612 | 440.516 | 442.337 | 443.242 | 442.125
Consumer Transformation | Dem_BB003 | GWh | SPD | Strathaven |  | 197.241 | 184.05 | 183.19 | 187.253 | 193.576 | 200.952 | 210.199 | 221.781 | 234.548 | 248.407 | 265.798 | 285.436 | 305.131 | 325.346 | 342.095 | 363.703 | 383.273 | 400.961 | 413.507 | 425.159 | 435.205 | 440.981 | 444.818 | 444.297 | 447.341 | 449.921 | 452.653 | 454.547 | 455.181
Consumer Transformation | Dem_BB003 | GWh | SPD | Strathleven |  | 149.916 | 142.011 | 142.694 | 147.129 | 152.964 | 160.915 | 170.417 | 181.82 | 194.677 | 209.732 | 227.301 | 246.631 | 265.528 | 285.368 | 303.911 | 323.347 | 340.447 | 355.411 | 367.658 | 379.301 | 386.4 | 389.195 | 390.338 | 390.008 | 393.542 | 394.738 | 396.131 | 396.707 | 396.669
Consumer Transformation | Dem_BB003 | GWh | SPD | Telford Road |  | 91.437 | 85.786 | 86.338 | 89.232 | 93.816 | 99.463 | 106.614 | 115.459 | 124.947 | 134.902 | 147.177 | 160.755 | 174.355 | 187.881 | 198.777 | 213.887 | 227.832 | 240.646 | 249.336 | 257.11 | 264.546 | 269.131 | 272.204 | 271.333 | 272.93 | 274.882 | 277.112 | 278.899 | 280.618
Consumer Transformation | Dem_BB003 | GWh | SPD | Tongland |  | 113.601 | 106.332 | 105.422 | 107.386 | 110.272 | 113.361 | 117.102 | 121.745 | 127.102 | 133.368 | 141.189 | 150.128 | 159.02 | 168.549 | 176.988 | 186.334 | 194.508 | 201.645 | 207.318 | 212.729 | 216.394 | 218.032 | 218.962 | 219.167 | 220.91 | 221.703 | 222.435 | 222.69 | 221.864
Consumer Transformation | Dem_BB003 | GWh | SPD | West George Street |  | 174.786 | 165.822 | 164.128 | 166.611 | 169.888 | 173.374 | 177.384 | 182.295 | 188.199 | 195.756 | 205.375 | 216.562 | 227.762 | 240.281 | 252.218 | 263.684 | 273.388 | 281.524 | 288.746 | 296.262 | 300.19 | 301.489 | 302.135 | 303.3 | 306.581 | 307.443 | 307.995 | 307.782 | 305.282
Consumer Transformation | Dem_BB003 | GWh | SPD | Westfield |  | 102.835 | 96.424 | 96.903 | 100.232 | 105.618 | 111.557 | 118.959 | 128.084 | 138.018 | 148.882 | 161.949 | 176.403 | 190.785 | 205.384 | 218.13 | 233.916 | 248.29 | 261.34 | 270.685 | 279.798 | 287.108 | 291.308 | 293.984 | 293.364 | 296.021 | 297.86 | 299.95 | 301.537 | 302.897
Consumer Transformation | Dem_BB003 | GWh | SPD | Whitehouse |  | 166.584 | 158.145 | 159.258 | 164.494 | 172.733 | 182.857 | 195.619 | 211.386 | 228.23 | 245.929 | 267.984 | 292.416 | 316.965 | 341.469 | 361.313 | 388.604 | 413.756 | 436.836 | 452.548 | 466.727 | 480.188 | 488.53 | 494.219 | 492.985 | 496.144 | 499.789 | 503.872 | 507.101 | 509.902
Consumer Transformation | Dem_BB003 | GWh | SPD | Wishaw |  | 255.233 | 238.809 | 238.604 | 244.948 | 255.036 | 266.663 | 281.255 | 299.433 | 319.243 | 340.488 | 366.931 | 396.522 | 426.163 | 456.234 | 480.969 | 513.581 | 543.318 | 570.353 | 589.27 | 606.56 | 621.988 | 631.062 | 637.093 | 635.899 | 640.061 | 644.024 | 648.388 | 651.59 | 653.596
Consumer Transformation | Dem_BB003 | GWh | SPM | Birkenhead |  | 909.846 | 834.148 | 826.989 | 845.86 | 875.109 | 903.775 | 938.397 | 981.403 | 1031.602 | 1093.108 | 1163.556 | 1242.942 | 1320.431 | 1402.381 | 1487.142 | 1567.514 | 1637.847 | 1699.244 | 1747.819 | 1787.634 | 1815.578 | 1825.313 | 1828.715 | 1823.937 | 1817.214 | 1819.779 | 1822.944 | 1822.307 | 1816.949
Consumer Transformation | Dem_BB003 | GWh | SPM | Capenhurst |  | 1333.102 | 1220.3 | 1202.017 | 1219.349 | 1244.05 | 1267.727 | 1295.415 | 1330.611 | 1375.018 | 1433.384 | 1501.508 | 1580.739 | 1657.845 | 1743.551 | 1831.955 | 1909.217 | 1973.999 | 2028.143 | 2076.225 | 2119.239 | 2140.995 | 2143.533 | 2141.29 | 2141.22 | 2143.185 | 2143.403 | 2142.672 | 2137.022 | 2119.621
Consumer Transformation | Dem_BB003 | GWh | SPM | Carrington |  | 1296.287 | 1182.24 | 1166.706 | 1186.899 | 1216.142 | 1245.056 | 1279.335 | 1322.491 | 1375.495 | 1442.732 | 1520.219 | 1609.048 | 1695.192 | 1789.567 | 1887.141 | 1974.417 | 2048.67 | 2111.72 | 2165.965 | 2214.695 | 2240.871 | 2245.815 | 2244.595 | 2242.036 | 2243.882 | 2244.548 | 2245.039 | 2240.661 | 2227.094
Consumer Transformation | Dem_BB003 | GWh | SPM | Connah's Quay |  | 978.026 | 892.351 | 879.28 | 892.476 | 908.68 | 926.776 | 948.397 | 976.147 | 1010.475 | 1055.038 | 1106.531 | 1166.335 | 1224.711 | 1288.379 | 1351.985 | 1411.316 | 1461.875 | 1504.883 | 1540.777 | 1575.73 | 1594.4 | 1598.751 | 1599.083 | 1597.319 | 1592.224 | 1593.064 | 1593.509 | 1590.43 | 1579.535
Consumer Transformation | Dem_BB003 | GWh | SPM | Fiddlers Ferry |  | 1457.433 | 1343.167 | 1330.689 | 1359.298 | 1403.088 | 1445.344 | 1494.705 | 1554.975 | 1627.296 | 1721.961 | 1827.503 | 1946.265 | 2061.12 | 2185.115 | 2318.388 | 2432.395 | 2529.363 | 2611.344 | 2683.151 | 2747.564 | 2779.499 | 2783.52 | 2779.669 | 2775.845 | 2777.225 | 2776.984 | 2776.766 | 2770.183 | 2753.892
Consumer Transformation | Dem_BB003 | GWh | SPM | Frodsham |  | 956.774 | 888.201 | 888.774 | 918.154 | 961.975 | 1008.57 | 1064.01 | 1130.835 | 1207.249 | 1300.37 | 1405.047 | 1520.092 | 1631.456 | 1747.458 | 1868.38 | 1980.672 | 2078.917 | 2164.349 | 2233.976 | 2290.433 | 2326.373 | 2336.474 | 2337.542 | 2329.297 | 2321.538 | 2323.239 | 2326.511 | 2324.799 | 2321.034
Consumer Transformation | Dem_BB003 | GWh | SPM | Kirkby (_D) |  | 896.509 | 820.351 | 810.243 | 825.532 | 849.852 | 871.136 | 896.263 | 927.618 | 965.914 | 1016.297 | 1072.721 | 1137.13 | 1199.659 | 1268.071 | 1341.209 | 1404.673 | 1458.738 | 1504.66 | 1544.256 | 1579.567 | 1598.62 | 1602.329 | 1601.575 | 1599.967 | 1599.693 | 1600.31 | 1600.794 | 1597.747 | 1588.23
Consumer Transformation | Dem_BB003 | GWh | SPM | Legacy |  | 1284.256 | 1182.785 | 1171.838 | 1197.357 | 1224.094 | 1257.242 | 1296.168 | 1344.245 | 1402.364 | 1468.614 | 1552.123 | 1646.976 | 1738.863 | 1838.876 | 1930.291 | 2020.18 | 2096.205 | 2160.202 | 2216.749 | 2263.609 | 2288.416 | 2291.085 | 2287.755 | 2285.707 | 2283.27 | 2282.97 | 2282.328 | 2276.489 | 2261.111
Consumer Transformation | Dem_BB003 | GWh | SPM | Lister Drive |  | 1318.656 | 1218.991 | 1213.216 | 1244.736 | 1299.333 | 1352.612 | 1417.709 | 1497.98 | 1588.37 | 1700.664 | 1825.78 | 1965.197 | 2102.307 | 2242.512 | 2396.44 | 2541.848 | 2671.856 | 2787.535 | 2872.586 | 2945.659 | 3002.09 | 3027.371 | 3040.494 | 3028.252 | 3011.804 | 3019.447 | 3028.975 | 3032.277 | 3030.99
Consumer Transformation | Dem_BB003 | GWh | SPM | Pentir |  | 513.163 | 472.461 | 468.044 | 477.807 | 487.385 | 500.753 | 516.728 | 536.667 | 560.276 | 586.233 | 619.73 | 657.842 | 695.029 | 734.645 | 769.983 | 807.03 | 838.912 | 866.239 | 888.69 | 907.808 | 919.484 | 922.399 | 922.713 | 921.067 | 918.136 | 918.685 | 919.196 | 917.655 | 912.479
Consumer Transformation | Dem_BB003 | GWh | SPM | Rainhill |  | 1525.648 | 1383.119 | 1358.963 | 1377.628 | 1405.259 | 1426.865 | 1451.253 | 1482.644 | 1525.523 | 1585.926 | 1653.673 | 1733.275 | 1809.408 | 1897.584 | 1990.113 | 2063.579 | 2122.702 | 2169.977 | 2218.234 | 2263.459 | 2278.056 | 2272.438 | 2262.797 | 2264.393 | 2272.107 | 2268.726 | 2264.002 | 2254.065 | 2230.634
Consumer Transformation | Dem_BB003 | GWh | SPM | St. Asaph |  | 172.029 | 158.915 | 158.617 | 164.071 | 171.137 | 178.15 | 186.276 | 195.99 | 207.496 | 221.091 | 237.088 | 254.72 | 271.552 | 289.622 | 306.914 | 322.845 | 336.27 | 347.481 | 357.905 | 366.694 | 370.379 | 370.015 | 368.523 | 367.751 | 367.672 | 367.138 | 366.717 | 365.444 | 363.442
Consumer Transformation | Dem_BB003 | GWh | SPM | Trawsfynydd |  | 476.781 | 444.149 | 445.106 | 461.367 | 477.339 | 498.787 | 524.123 | 554.59 | 589.734 | 625.416 | 672.648 | 724.699 | 774.889 | 827.705 | 872.175 | 920.485 | 962.045 | 997.555 | 1028.097 | 1051.08 | 1064.599 | 1066.519 | 1064.839 | 1061.959 | 1059.413 | 1059.127 | 1059.296 | 1057.083 | 1053.058
Consumer Transformation | Dem_BB003 | GWh | SPM | Wylfa |  | 206.858 | 191.09 | 189.356 | 193.435 | 197.32 | 202.442 | 208.461 | 215.91 | 224.924 | 234.898 | 247.921 | 262.761 | 277.19 | 293.016 | 306.972 | 321.119 | 333.063 | 343.104 | 352.024 | 359.235 | 363.198 | 363.704 | 363.273 | 363.159 | 362.83 | 362.863 | 362.815 | 361.924 | 359.369
Consumer Transformation | Dem_BB003 | GWh | SPN | Beddington (_J) |  | 1816.123 | 1667.668 | 1654.212 | 1688.836 | 1738.344 | 1796.327 | 1867.318 | 1956.099 | 2058.694 | 2188.4 | 2332.29 | 2494.655 | 2654.197 | 2821.812 | 3000.86 | 3171.059 | 3321.922 | 3455.384 | 3556.341 | 3650.73 | 3716.276 | 3744.646 | 3758.824 | 3747.513 | 3735.488 | 3744.444 | 3755.084 | 3758.227 | 3752.875
Consumer Transformation | Dem_BB003 | GWh | SPN | Bolney |  | 3449.564 | 3168.771 | 3137.512 | 3198.848 | 3273.839 | 3367.875 | 3479.71 | 3618.463 | 3783.53 | 3990.882 | 4228.526 | 4497.529 | 4758.979 | 5037.906 | 5330.207 | 5594.556 | 5822.244 | 6017.6 | 6179.109 | 6324.892 | 6407.548 | 6427.418 | 6428.158 | 6414.795 | 6403.824 | 6407.058 | 6410.88 | 6400.557 | 6368.404
Consumer Transformation | Dem_BB003 | GWh | SPN | Canterbury |  | 843.892 | 776.469 | 767.45 | 781.274 | 797.018 | 813.907 | 834.014 | 859.495 | 891.606 | 932.632 | 980.613 | 1036.367 | 1091.058 | 1154.032 | 1216.257 | 1274.013 | 1323.113 | 1364.926 | 1402.025 | 1434.752 | 1454.109 | 1459.946 | 1461.54 | 1463.563 | 1465.894 | 1468.448 | 1470.552 | 1469.581 | 1461.308
Consumer Transformation | Dem_BB003 | GWh | SPN | Chessington |  | 904.912 | 842.486 | 842.246 | 864.856 | 895.343 | 936.21 | 986.72 | 1049.082 | 1118.916 | 1204.686 | 1299.87 | 1405.852 | 1510.647 | 1618.959 | 1734.41 | 1848.787 | 1951.973 | 2044.783 | 2112.152 | 2173.402 | 2221.656 | 2246.364 | 2260.772 | 2252.408 | 2240.997 | 2249.635 | 2260.084 | 2266.253 | 2270.338
Consumer Transformation | Dem_BB003 | GWh | SPN | Kemsley |  | 555.254 | 513.457 | 511.434 | 525.61 | 540.966 | 559.031 | 580.696 | 607.384 | 639.488 | 677.339 | 722.125 | 772.73 | 822.116 | 877.761 | 929.949 | 981.96 | 1026.893 | 1065.769 | 1099.49 | 1125.867 | 1143.819 | 1149.959 | 1151.8 | 1152.122 | 1151.153 | 1153.538 | 1156.162 | 1156.525 | 1153.616
Consumer Transformation | Dem_BB003 | GWh | SPN | Kingsnorth |  | 805.423 | 745.808 | 743.356 | 763.363 | 788.899 | 818.986 | 855.993 | 901.944 | 954.643 | 1017.746 | 1090.259 | 1171.77 | 1252.194 | 1337.756 | 1423.55 | 1510.588 | 1588.133 | 1657.134 | 1709.631 | 1754.674 | 1789.786 | 1806.469 | 1815.565 | 1811.414 | 1803.869 | 1809.884 | 1816.869 | 1820.382 | 1820.444
Consumer Transformation | Dem_BB003 | GWh | SPN | Littlebrook (_J) |  | 55.236 | 62.869 | 69.192 | 77.095 | 86.968 | 99.747 | 116.266 | 136.473 | 157.753 | 181.129 | 208.036 | 237.492 | 267.636 | 299.029 | 330.409 | 367.62 | 402.808 | 435.932 | 457.827 | 475.25 | 496.224 | 511.118 | 521.853 | 520.426 | 514.197 | 520.648 | 528.059 | 534.836 | 543.08
Consumer Transformation | Dem_BB003 | GWh | SPN | Ninfield |  | 1750.711 | 1610.811 | 1599.909 | 1639.264 | 1688.85 | 1745.068 | 1811.8 | 1893.696 | 1990.913 | 2111.836 | 2249.284 | 2403.572 | 2553.089 | 2714.312 | 2881.939 | 3033.846 | 3164.754 | 3277.21 | 3372.423 | 3456.444 | 3503.938 | 3515.514 | 3515.468 | 3509.159 | 3504.196 | 3506.476 | 3509.626 | 3505.277 | 3491.49
Consumer Transformation | Dem_BB003 | GWh | SPN | Northfleet East |  | 1751.871 | 1607.577 | 1590.971 | 1623.359 | 1663.201 | 1706.509 | 1756.812 | 1818.76 | 1895.953 | 1996.138 | 2109.478 | 2238.361 | 2362.555 | 2502.023 | 2643.574 | 2766.987 | 2870.342 | 2956.612 | 3037.173 | 3109.317 | 3141.985 | 3143.647 | 3136.785 | 3136.722 | 3143.109 | 3142.393 | 3141.267 | 3133.184 | 3112.451
Consumer Transformation | Dem_BB003 | GWh | SPN | Richborough |  | 17.788 | 35.017 | 48.407 | 64.587 | 85.871 | 111.319 | 142.633 | 179.685 | 219.304 | 263.974 | 313.865 | 366.868 | 419.239 | 472.66 | 526.33 | 584.42 | 638.077 | 687.294 | 723.128 | 750.965 | 777.279 | 792.581 | 801.771 | 797.442 | 789.656 | 795.47 | 803.137 | 809.581 | 820.475
Consumer Transformation | Dem_BB003 | GWh | SPN | Sellindge |  | 465.437 | 443.704 | 452.017 | 476.408 | 503.362 | 536.82 | 576.616 | 623.867 | 677.891 | 737.877 | 809.449 | 887.357 | 962.804 | 1044.207 | 1119.586 | 1196.56 | 1263.901 | 1322.578 | 1372.889 | 1410.664 | 1436.135 | 1444.293 | 1445.718 | 1443.203 | 1441.413 | 1443.954 | 1447.79 | 1448.749 | 1450.068
Consumer Transformation | Dem_BB003 | GWh | SPN | West Weybridge |  | 1610.743 | 1477.307 | 1462.455 | 1490.272 | 1524.462 | 1566.664 | 1616.502 | 1678.265 | 1753.62 | 1851.861 | 1961.116 | 2085.13 | 2205.27 | 2337.816 | 2476.366 | 2598.736 | 2703.075 | 2791.872 | 2869.568 | 2941.066 | 2978.152 | 2985.713 | 2984.203 | 2981.578 | 2983.981 | 2985.509 | 2987.19 | 2982.491 | 2967.398
Consumer Transformation | Dem_BB003 | GWh | South Wales | Aberthaw |  | 793.426 | 726.903 | 719.599 | 733.965 | 758.314 | 782.489 | 811.937 | 848.766 | 891.243 | 952.769 | 1014.329 | 1083.711 | 1151.814 | 1222.075 | 1302.593 | 1374.677 | 1438.601 | 1495.071 | 1537.031 | 1584.759 | 1612.274 | 1623.791 | 1629.422 | 1623.299 | 1609.428 | 1612.593 | 1616.433 | 1616.925 | 1613.604
Consumer Transformation | Dem_BB003 | GWh | South Wales | Alpha Steel (Uskmouth) |  | 9.268 | 11.408 | 15.208 | 21.349 | 31.21 | 39.645 | 49.296 | 60.223 | 72.566 | 88.355 | 104.433 | 121.054 | 136.558 | 152.616 | 170.105 | 184.265 | 196.34 | 206.495 | 216.455 | 225.012 | 227.586 | 226.491 | 224.181 | 222.715 | 222.583 | 221.604 | 221.121 | 220.128 | 220.726
Consumer Transformation | Dem_BB003 | GWh | South Wales | Cardiff East |  | 529.449 | 487.507 | 483.434 | 495.086 | 513.229 | 529.671 | 548.741 | 571.84 | 599.621 | 638.96 | 679.848 | 725.56 | 769.569 | 817.006 | 869.278 | 912.553 | 949.235 | 980.124 | 1007.667 | 1036.349 | 1047.962 | 1048.776 | 1046.56 | 1044.79 | 1043.152 | 1042.622 | 1042.189 | 1039.363 | 1033.352
Consumer Transformation | Dem_BB003 | GWh | South Wales | Grange |  | 297.819 | 268.393 | 264.006 | 268.314 | 274.581 | 279.844 | 285.801 | 293.333 | 303.374 | 317.947 | 333.226 | 350.84 | 367.507 | 386.488 | 406.658 | 422.489 | 435.279 | 445.526 | 456.018 | 466.654 | 469.531 | 467.972 | 465.457 | 465.159 | 465.65 | 464.592 | 463.413 | 461.196 | 456.849
Consumer Transformation | Dem_BB003 | GWh | South Wales | Imperial Park |  | 64.598 | 58.532 | 57.419 | 58.046 | 58.729 | 59.357 | 60.06 | 61.005 | 62.405 | 64.415 | 66.743 | 69.557 | 72.256 | 75.489 | 78.714 | 81.328 | 83.384 | 85.003 | 86.735 | 88.515 | 89.02 | 88.788 | 88.418 | 88.589 | 88.883 | 88.767 | 88.576 | 88.176 | 87.146
Consumer Transformation | Dem_BB003 | GWh | South Wales | Pembroke |  | 784.43 | 722.843 | 713.596 | 725.408 | 739.561 | 755.299 | 773.714 | 796.784 | 825.216 | 861.77 | 905.06 | 955.007 | 1003.753 | 1057.15 | 1109.863 | 1158.248 | 1199.045 | 1233.255 | 1263.163 | 1292.014 | 1305.996 | 1308.059 | 1307.128 | 1306.849 | 1305.499 | 1305.829 | 1305.609 | 1302.312 | 1292.015
Consumer Transformation | Dem_BB003 | GWh | South Wales | Pyle |  | 553.972 | 504.614 | 496.744 | 503.995 | 514.68 | 524.499 | 535.884 | 550.328 | 568.805 | 596.028 | 624.733 | 657.984 | 690.099 | 725.782 | 764.389 | 796.234 | 822.782 | 844.827 | 864.817 | 886.281 | 894.669 | 894.878 | 893.086 | 892.559 | 891.564 | 891.097 | 890.328 | 887.533 | 880.218
Consumer Transformation | Dem_BB003 | GWh | South Wales | Rassau |  | 841.518 | 774.491 | 768.095 | 786.182 | 809.628 | 834.766 | 864.472 | 900.979 | 944.231 | 997.944 | 1059.863 | 1129.535 | 1197.052 | 1268.926 | 1339.899 | 1406.811 | 1464.22 | 1513.212 | 1554.546 | 1592.691 | 1612.602 | 1616.379 | 1615.376 | 1611.995 | 1606.39 | 1606.59 | 1606.967 | 1603.719 | 1595.285
Consumer Transformation | Dem_BB003 | GWh | South Wales | Swansea North |  | 2471.499 | 2274.662 | 2254.137 | 2304.31 | 2368.772 | 2439.01 | 2521.779 | 2623.581 | 2744.809 | 2896.206 | 3071.104 | 3268.317 | 3459.422 | 3663.397 | 3865.135 | 4053.726 | 4214.929 | 4351.959 | 4468.588 | 4576.527 | 4631.345 | 4640.33 | 4636.188 | 4627.355 | 4613.49 | 4613.431 | 4613.528 | 4603.11 | 4576.505
Consumer Transformation | Dem_BB003 | GWh | South Wales | Upper Boat 132kV |  | 784.768 | 713.566 | 703.821 | 716.687 | 737.783 | 755.856 | 777.151 | 803.848 | 836.586 | 884.277 | 933.169 | 988.87 | 1042.672 | 1100.736 | 1165.302 | 1219.421 | 1265.498 | 1304.61 | 1337.929 | 1374.248 | 1390.116 | 1392.586 | 1391.223 | 1388.33 | 1383.771 | 1383.549 | 1383.361 | 1380.134 | 1371.821
Consumer Transformation | Dem_BB003 | GWh | South Wales | Upper Boat 33kV |  | 206.088 | 190.769 | 191.386 | 199.761 | 213.487 | 224.706 | 237.658 | 252.905 | 270.789 | 295.112 | 320.146 | 347.331 | 373.185 | 400.658 | 430.818 | 455.612 | 476.666 | 494.399 | 510.722 | 526.649 | 532.564 | 532.213 | 529.972 | 528.352 | 527.538 | 526.73 | 526.262 | 524.596 | 522.705
Consumer Transformation | Dem_BB003 | GWh | South Wales | Uskmouth |  | 960.733 | 878.284 | 867.348 | 882.898 | 908.436 | 932.42 | 961.136 | 997.157 | 1040.097 | 1102.783 | 1166.599 | 1239.176 | 1309.982 | 1384.97 | 1469.503 | 1542.625 | 1606.116 | 1661.059 | 1704.79 | 1753.751 | 1778.557 | 1786.231 | 1788.434 | 1783.923 | 1774.361 | 1776.029 | 1777.918 | 1775.946 | 1767.88
Consumer Transformation | Dem_BB003 | GWh | South Western | Abham |  | 1018.654 | 947.645 | 947.672 | 977.047 | 1003.25 | 1045.943 | 1097.493 | 1160.527 | 1231.998 | 1303.445 | 1399.02 | 1505.158 | 1608.711 | 1715.616 | 1810.762 | 1915.06 | 2006.848 | 2087.223 | 2149.964 | 2196.588 | 2232.261 | 2244.512 | 2248.517 | 2240.661 | 2233.982 | 2236.887 | 2240.935 | 2240.206 | 2235.568
Consumer Transformation | Dem_BB003 | GWh | South Western | Alverdiscott |  | 903.308 | 840.127 | 840.474 | 868.306 | 897.247 | 936.118 | 981.85 | 1036.826 | 1100.706 | 1170.485 | 1257.597 | 1353.716 | 1446.286 | 1544.322 | 1636.156 | 1726.185 | 1803.481 | 1869.403 | 1926.612 | 1971.479 | 1996.516 | 1999.82 | 1996.422 | 1991.459 | 1991.305 | 1990.789 | 1991.068 | 1986.895 | 1979.158
Consumer Transformation | Dem_BB003 | GWh | South Western | Axminster |  | 692.561 | 640.063 | 637.767 | 655.486 | 675.702 | 701.774 | 733.027 | 771.278 | 815.425 | 865.693 | 926.378 | 993.99 | 1059.719 | 1128.571 | 1196.166 | 1262.621 | 1320.642 | 1371.067 | 1411.623 | 1444.878 | 1466.719 | 1473.266 | 1474.624 | 1470.18 | 1465.76 | 1467.102 | 1469.076 | 1467.902 | 1463.737
Consumer Transformation | Dem_BB003 | GWh | South Western | Bridgewater |  | 790.878 | 735.04 | 735.76 | 760.568 | 786.881 | 822.146 | 863.811 | 913.979 | 971.992 | 1035.64 | 1114.359 | 1201.121 | 1284.771 | 1372.895 | 1456.026 | 1537.958 | 1608.664 | 1669.312 | 1721.002 | 1760.057 | 1783.653 | 1787.727 | 1785.556 | 1780.491 | 1776.985 | 1776.866 | 1777.609 | 1774.417 | 1768.554
Consumer Transformation | Dem_BB003 | GWh | South Western | Exeter |  | 1389.855 | 1276.087 | 1261.668 | 1284.729 | 1304.676 | 1335.477 | 1371.881 | 1417.579 | 1473.26 | 1534.304 | 1614.689 | 1706.976 | 1796.611 | 1894.222 | 1984.017 | 2072.38 | 2147.151 | 2210.161 | 2264.819 | 2309.766 | 2334.875 | 2338.255 | 2335.883 | 2333.718 | 2335.621 | 2335.659 | 2335.154 | 2329.364 | 2312.716
Consumer Transformation | Dem_BB003 | GWh | South Western | Indian Queens |  | 1750.802 | 1607.031 | 1594.288 | 1630.568 | 1662.641 | 1713.243 | 1774.134 | 1850.051 | 1939.05 | 2030.594 | 2153.06 | 2291.602 | 2426.355 | 2568.448 | 2695.757 | 2830.343 | 2946.895 | 3047.478 | 3128.612 | 3191.053 | 3233.855 | 3245.103 | 3246.446 | 3237.822 | 3232.406 | 3234.144 | 3236.467 | 3231.786 | 3216.894
Consumer Transformation | Dem_BB003 | GWh | South Western | Landulph |  | 886.707 | 805.436 | 796.24 | 812.568 | 828.259 | 849.444 | 874.613 | 906.3 | 945.001 | 987.271 | 1041.448 | 1103.263 | 1162.753 | 1227.354 | 1286.663 | 1345.1 | 1394.589 | 1436.414 | 1472.798 | 1502.007 | 1517.998 | 1519.417 | 1516.709 | 1513.696 | 1513.423 | 1512.605 | 1511.87 | 1507.9 | 1498.491
Consumer Transformation | Dem_BB003 | GWh | South Western | Seabank |  | 1450.651 | 1325.776 | 1308.355 | 1330.249 | 1356.896 | 1387.665 | 1423.663 | 1468.812 | 1524.822 | 1597.397 | 1680.664 | 1776.162 | 1868.449 | 1969.642 | 2074.922 | 2166.333 | 2243.234 | 2307.656 | 2364.805 | 2417.266 | 2442.017 | 2443.814 | 2439.632 | 2437.174 | 2437.127 | 2436.239 | 2434.869 | 2427.979 | 2410.144
Consumer Transformation | Dem_BB003 | GWh | South Western | Taunton |  | 567.667 | 523.979 | 521.743 | 536.561 | 552.395 | 572.215 | 595.508 | 623.798 | 657.309 | 694.613 | 741.042 | 792.831 | 842.72 | 896.426 | 946.702 | 995.395 | 1036.874 | 1072.007 | 1103.086 | 1127.413 | 1140.685 | 1142.042 | 1139.868 | 1137.858 | 1137.796 | 1137.424 | 1137.282 | 1134.624 | 1128.972
Consumer Transformation | Dem_BB003 | GWh | West Midlands | Bishops Wood |  | 2046.337 | 1894.362 | 1887.639 | 1938.633 | 1996.545 | 2071.913 | 2162.114 | 2272.448 | 2400.855 | 2548.655 | 2726.013 | 2924.085 | 3116.808 | 3322.129 | 3518.862 | 3714.772 | 3885.243 | 4033.065 | 4154.602 | 4254.578 | 4319.23 | 4338.857 | 4343.061 | 4333.516 | 4327.168 | 4332.14 | 4338.715 | 4336.114 | 4323.831
Consumer Transformation | Dem_BB003 | GWh | West Midlands | Bushbury |  | 715.515 | 656.421 | 651.2 | 666.587 | 682.641 | 701.452 | 724.161 | 752.657 | 787.503 | 827.473 | 876.371 | 932.336 | 986.997 | 1049.038 | 1105.966 | 1163.736 | 1213.468 | 1256.391 | 1293.516 | 1322.752 | 1342.772 | 1349.566 | 1351.669 | 1352.125 | 1351.927 | 1354.54 | 1357.271 | 1357.365 | 1352.716
Consumer Transformation | Dem_BB003 | GWh | West Midlands | Bustleholme |  | 1182.887 | 1067.498 | 1053.739 | 1074.772 | 1100.729 | 1127.049 | 1158.5 | 1198.521 | 1248.729 | 1310.207 | 1381.318 | 1462.946 | 1541.513 | 1629.727 | 1715.229 | 1795.383 | 1863.351 | 1921.098 | 1972.263 | 2015.916 | 2039.633 | 2043.637 | 2041.439 | 2039.061 | 2039.044 | 2039.244 | 2039.699 | 2036.119 | 2025.653
Consumer Transformation | Dem_BB003 | GWh | West Midlands | Cellarhead |  | 2448.863 | 2236.998 | 2212.889 | 2259.471 | 2319.054 | 2380.652 | 2453.224 | 2543.45 | 2654.151 | 2790.824 | 2950.107 | 3131.26 | 3306.14 | 3498.968 | 3688.714 | 3863.332 | 4011.192 | 4136.092 | 4247.105 | 4341.167 | 4390.477 | 4396.776 | 4390.613 | 4386.208 | 4386.128 | 4385.887 | 4385.625 | 4375.882 | 4349.974
Consumer Transformation | Dem_BB003 | GWh | West Midlands | Feckenham |  | 1444.828 | 1344.15 | 1345.453 | 1386.619 | 1432.748 | 1498.201 | 1575.689 | 1668.983 | 1777.37 | 1907.102 | 2055.812 | 2219.779 | 2378.161 | 2547.094 | 2715.294 | 2874.204 | 3011.893 | 3130.627 | 3231.729 | 3317.234 | 3366.157 | 3377.81 | 3376.734 | 3368.548 | 3366.462 | 3368.426 | 3372.285 | 3368.981 | 3361.454
Consumer Transformation | Dem_BB003 | GWh | West Midlands | Hams Hall |  | 1558.657 | 1425.935 | 1408.175 | 1429.299 | 1446.953 | 1479.1 | 1516.584 | 1563.577 | 1623.144 | 1698.672 | 1786.745 | 1888.061 | 1985.788 | 2096.288 | 2205.334 | 2302.644 | 2383.826 | 2451.421 | 2514.41 | 2570.45 | 2596.295 | 2597.506 | 2592.167 | 2592.396 | 2598.126 | 2597.501 | 2596.271 | 2589.348 | 2570.582
Consumer Transformation | Dem_BB003 | GWh | West Midlands | Iron Acton |  | 2440.453 | 2258.274 | 2244.543 | 2289.112 | 2329.527 | 2408.706 | 2502.956 | 2618.541 | 2754.627 | 2923.279 | 3115.769 | 3331.704 | 3541.602 | 3766.429 | 3999.166 | 4213.09 | 4398.269 | 4557.989 | 4690.847 | 4807.716 | 4876.641 | 4895.652 | 4898.291 | 4888.865 | 4880.734 | 4885.187 | 4890.858 | 4885.992 | 4867.957
Consumer Transformation | Dem_BB003 | GWh | West Midlands | Ironbridge |  | 891.673 | 818.313 | 809.599 | 825.727 | 843.172 | 862.521 | 885.591 | 914.716 | 951.261 | 995.497 | 1048.7 | 1110.215 | 1170.297 | 1239.481 | 1304.898 | 1367.891 | 1421.411 | 1466.992 | 1507.807 | 1541.115 | 1561.739 | 1567.551 | 1568.599 | 1570.447 | 1571.405 | 1573.796 | 1575.879 | 1574.749 | 1566.492
Consumer Transformation | Dem_BB003 | GWh | West Midlands | Kitwell |  | 1428.247 | 1281.363 | 1258.162 | 1274.751 | 1292.169 | 1310.613 | 1332.527 | 1362.088 | 1402.547 | 1452.993 | 1513.26 | 1584.975 | 1653.762 | 1734.217 | 1809.88 | 1879.421 | 1936.652 | 1983.974 | 2028.698 | 2066.886 | 2084.968 | 2084.856 | 2080.011 | 2080.017 | 2082.627 | 2081.399 | 2079.522 | 2073.46 | 2056.495
Consumer Transformation | Dem_BB003 | GWh | West Midlands | Nechells |  | 1548.288 | 1442.892 | 1441.781 | 1482.242 | 1529.942 | 1595.697 | 1675.752 | 1773.919 | 1884.988 | 2012.727 | 2164.282 | 2332.941 | 2498.611 | 2670.811 | 2839.728 | 3013.339 | 3167.692 | 3304.384 | 3408.406 | 3496.907 | 3562.875 | 3591.337 | 3605.237 | 3593.76 | 3581.58 | 3590.685 | 3601.898 | 3605.76 | 3604.026
Consumer Transformation | Dem_BB003 | GWh | West Midlands | Ocker Hill |  | 413.013 | 380.958 | 378.404 | 387.595 | 396.704 | 407.756 | 421.214 | 438.128 | 458.667 | 481.709 | 510.48 | 543.511 | 576.019 | 613.108 | 646.557 | 681.685 | 712.166 | 738.719 | 761.207 | 778.587 | 791.758 | 797.178 | 799.656 | 800.398 | 800.038 | 802.365 | 804.736 | 805.59 | 803.507
Consumer Transformation | Dem_BB003 | GWh | West Midlands | Oldbury |  | 386.04 | 361.717 | 362.866 | 375.476 | 388.973 | 405.936 | 426.726 | 452.244 | 481.522 | 513.26 | 552.671 | 596.773 | 640.289 | 687.596 | 730.535 | 777.535 | 819.259 | 856.298 | 885.599 | 907.84 | 926.653 | 935.6 | 940.365 | 939.452 | 936.69 | 940.238 | 944.289 | 946.589 | 947.261
Consumer Transformation | Dem_BB003 | GWh | West Midlands | Penn |  | 1094.816 | 986.614 | 969.216 | 982.094 | 997.751 | 1012.149 | 1029.328 | 1052.405 | 1083.731 | 1124.781 | 1172.226 | 1228.727 | 1283.386 | 1347.567 | 1410.514 | 1467.274 | 1514.479 | 1553.933 | 1590.339 | 1622.422 | 1639.015 | 1641.317 | 1639.625 | 1640.604 | 1642.617 | 1643.038 | 1642.88 | 1639.42 | 1627.085
Consumer Transformation | Dem_BB003 | GWh | West Midlands | Rugeley |  | 886.841 | 803.746 | 790.663 | 801.983 | 814.088 | 826.419 | 840.978 | 860.194 | 886.195 | 919.218 | 958.73 | 1005.627 | 1051.048 | 1104.732 | 1155.799 | 1202.521 | 1241.151 | 1273.212 | 1303.661 | 1329.563 | 1342.772 | 1344.172 | 1342.405 | 1344.195 | 1346.489 | 1346.864 | 1346.618 | 1343.593 | 1332.91
Consumer Transformation | Dem_BB003 | GWh | West Midlands | Shrewsbury |  | 372.243 | 347.646 | 347.951 | 359.122 | 371.778 | 387.008 | 405.543 | 428.264 | 454.61 | 484.534 | 520.498 | 560.794 | 600.434 | 643.82 | 684.574 | 727.097 | 764.591 | 797.654 | 824.42 | 845.004 | 861.367 | 868.61 | 872.15 | 871.569 | 868.859 | 871.71 | 874.942 | 876.513 | 876.322
Consumer Transformation | Dem_BB003 | GWh | West Midlands | Walham |  | 1550.58 | 1423.269 | 1407.233 | 1429.98 | 1450.008 | 1484.701 | 1526.381 | 1579.087 | 1643.314 | 1720.265 | 1813.222 | 1920.21 | 2024.815 | 2140.206 | 2251.67 | 2359.872 | 2452.803 | 2532.604 | 2599.543 | 2657.394 | 2693.43 | 2704.151 | 2706.906 | 2705.216 | 2704.856 | 2708.239 | 2711.384 | 2708.802 | 2694.77
Consumer Transformation | Dem_BB003 | GWh | West Midlands | Willenhall |  | 478.09 | 446.942 | 448.741 | 464.708 | 482.21 | 504.919 | 532.939 | 567.426 | 606.374 | 647.969 | 699.724 | 757.401 | 814.373 | 874.79 | 929.728 | 991.299 | 1046.485 | 1095.882 | 1133.297 | 1161.717 | 1187.113 | 1199.783 | 1206.879 | 1204.023 | 1198.429 | 1203.134 | 1208.731 | 1212.101 | 1214.149
Consumer Transformation | Dem_BB004 | GWh | ENW | Bredbury |  | 8.119 | 13.031 | 15.533 | 17.958 | 23.638 | 30.893 | 41.83 | 55.856 | 71.73 | 89.104 | 105.512 | 121.725 | 137.817 | 156.64 | 178.617 | 199.689 | 220.477 | 240.867 | 260.329 | 278.795 | 291.795 | 301.193 | 307.51 | 311.925 | 317.031 | 320.544 | 324.114 | 327.612 | 328.38
Consumer Transformation | Dem_BB004 | GWh | ENW | Harker |  | 9.44 | 15.151 | 18.059 | 20.879 | 22.814 | 29.815 | 40.372 | 53.907 | 69.228 | 81.267 | 96.233 | 111.019 | 125.695 | 142.862 | 157.444 | 176.017 | 194.342 | 212.314 | 229.47 | 241.219 | 252.468 | 260.599 | 266.065 | 269.885 | 272.463 | 275.484 | 278.552 | 281.557 | 282.217
Consumer Transformation | Dem_BB004 | GWh | ENW | Heysham (Barrow WF) |  | 0.169 | 0.271 | 0.322 | 0.374 | 0.451 | 0.589 | 0.798 | 1.065 | 1.367 | 1.671 | 1.977 | 2.282 | 2.583 | 2.937 | 3.326 | 3.72 | 4.106 | 4.487 | 4.848 | 5.157 | 5.398 | 5.571 | 5.688 | 5.77 | 5.828 | 5.893 | 5.959 | 6.023 | 6.037
Consumer Transformation | Dem_BB004 | GWh | ENW | Heysham (NGET) |  | 5.395 | 8.66 | 10.323 | 11.935 | 14.41 | 18.832 | 25.499 | 34.049 | 43.726 | 53.42 | 63.256 | 72.976 | 82.623 | 93.908 | 106.413 | 118.967 | 131.351 | 143.499 | 155.093 | 164.931 | 172.623 | 178.183 | 181.918 | 184.531 | 186.409 | 188.474 | 190.573 | 192.629 | 193.08
Consumer Transformation | Dem_BB004 | GWh | ENW | Hutton |  | 4.931 | 7.912 | 9.432 | 10.906 | 10.957 | 14.319 | 19.389 | 25.89 | 33.247 | 37.749 | 44.7 | 51.568 | 58.387 | 66.36 | 71.385 | 79.805 | 88.113 | 96.262 | 104.04 | 108.571 | 113.635 | 117.294 | 119.755 | 121.474 | 122.958 | 124.321 | 125.707 | 127.063 | 127.36
Consumer Transformation | Dem_BB004 | GWh | ENW | Kearsley 132kV |  | 12.966 | 20.808 | 24.804 | 28.677 | 39.388 | 51.476 | 69.701 | 93.071 | 119.522 | 150.563 | 178.291 | 205.685 | 232.875 | 264.681 | 305.149 | 341.148 | 376.664 | 411.497 | 444.748 | 476.262 | 498.471 | 514.528 | 525.317 | 532.861 | 538.829 | 544.802 | 550.868 | 556.812 | 558.115
Consumer Transformation | Dem_BB004 | GWh | ENW | Kearsley 33kV |  | 2.03 | 3.26 | 3.887 | 4.493 | 6.17 | 8.065 | 10.92 | 14.581 | 18.725 | 23.589 | 27.933 | 32.226 | 36.485 | 41.467 | 47.808 | 53.449 | 59.012 | 64.469 | 69.68 | 74.617 | 78.096 | 80.611 | 82.302 | 83.484 | 84.42 | 85.354 | 86.306 | 87.236 | 87.441
Consumer Transformation | Dem_BB004 | GWh | ENW | Kirkby (_G) |  | 4.424 | 7.101 | 8.464 | 9.786 | 13.522 | 17.672 | 23.93 | 31.952 | 41.034 | 51.788 | 61.325 | 70.748 | 80.1 | 91.039 | 105.023 | 117.413 | 129.637 | 141.625 | 153.069 | 163.925 | 171.568 | 177.095 | 180.809 | 183.404 | 185.427 | 187.481 | 189.569 | 191.614 | 192.063
Consumer Transformation | Dem_BB004 | GWh | ENW | Macclesfield |  | 3.09 | 4.96 | 5.914 | 6.837 | 8.666 | 11.324 | 15.334 | 20.476 | 26.296 | 32.36 | 38.319 | 44.206 | 50.05 | 56.887 | 63.978 | 71.526 | 78.973 | 86.276 | 93.247 | 99.079 | 103.699 | 107.039 | 109.284 | 110.854 | 111.893 | 113.133 | 114.393 | 115.626 | 115.898
Consumer Transformation | Dem_BB004 | GWh | ENW | Ormonde |  | 0.766 | 1.229 | 1.464 | 1.693 | 2.044 | 2.672 | 3.617 | 4.83 | 6.203 | 7.578 | 8.973 | 10.352 | 11.72 | 13.32 | 15.095 | 16.875 | 18.633 | 20.355 | 22 | 23.396 | 24.487 | 25.277 | 25.807 | 26.177 | 26.442 | 26.737 | 27.033 | 27.325 | 27.39
Consumer Transformation | Dem_BB004 | GWh | ENW | Padiham |  | 10.866 | 17.438 | 20.786 | 24.033 | 31.954 | 41.76 | 56.545 | 75.502 | 96.963 | 120.777 | 143.019 | 164.994 | 186.806 | 212.318 | 242.967 | 271.631 | 299.908 | 327.644 | 354.118 | 377.461 | 395.064 | 407.789 | 416.341 | 422.318 | 425.852 | 430.571 | 435.366 | 440.064 | 441.094
Consumer Transformation | Dem_BB004 | GWh | ENW | Penwortham East |  | 5.845 | 9.381 | 11.183 | 12.929 | 17.002 | 22.22 | 30.087 | 40.175 | 51.593 | 64.203 | 76.026 | 87.708 | 99.303 | 112.865 | 129.258 | 144.507 | 159.552 | 174.307 | 188.392 | 201.337 | 210.726 | 217.514 | 222.076 | 225.264 | 228.002 | 230.529 | 233.097 | 235.611 | 236.165
Consumer Transformation | Dem_BB004 | GWh | ENW | Penwortham West |  | 7.435 | 11.932 | 14.223 | 16.444 | 21.625 | 28.261 | 38.266 | 51.095 | 65.617 | 81.657 | 96.694 | 111.553 | 126.299 | 143.548 | 164.399 | 183.792 | 202.927 | 221.694 | 239.607 | 256.072 | 268.013 | 276.645 | 282.448 | 286.503 | 289.987 | 293.2 | 296.465 | 299.664 | 300.367
Consumer Transformation | Dem_BB004 | GWh | ENW | Robin Rigg |  | 0.376 | 0.603 | 0.719 | 0.831 | 0.909 | 1.187 | 1.609 | 2.148 | 2.757 | 3.237 | 3.833 | 4.423 | 5.007 | 5.691 | 6.272 | 7.012 | 7.742 | 8.457 | 9.14 | 9.609 | 10.057 | 10.38 | 10.598 | 10.751 | 10.853 | 10.972 | 11.096 | 11.215 | 11.242
Consumer Transformation | Dem_BB004 | GWh | ENW | Rochdale |  | 4.289 | 6.883 | 8.203 | 9.484 | 13.026 | 17.024 | 23.052 | 30.78 | 39.528 | 49.793 | 58.964 | 68.023 | 77.016 | 87.533 | 100.918 | 112.821 | 124.567 | 136.088 | 147.083 | 157.507 | 164.85 | 170.162 | 173.73 | 176.223 | 178.197 | 180.174 | 182.18 | 184.144 | 184.576
Consumer Transformation | Dem_BB004 | GWh | ENW | South Manchester |  | 14.451 | 23.195 | 27.648 | 31.966 | 42.076 | 54.987 | 74.456 | 99.42 | 127.677 | 158.602 | 187.808 | 216.666 | 245.309 | 278.811 | 317.93 | 355.435 | 392.44 | 428.731 | 463.374 | 496.241 | 519.381 | 536.112 | 547.356 | 555.215 | 564.303 | 570.556 | 576.911 | 583.134 | 584.5
Consumer Transformation | Dem_BB004 | GWh | ENW | Stalybridge |  | 5.456 | 8.757 | 10.438 | 12.068 | 17.065 | 22.303 | 30.199 | 40.324 | 51.784 | 65.884 | 78.017 | 90.005 | 101.903 | 115.819 | 133.893 | 149.687 | 165.271 | 180.555 | 195.145 | 209.126 | 218.878 | 225.928 | 230.668 | 233.978 | 236.141 | 238.76 | 241.417 | 244.022 | 244.594
Consumer Transformation | Dem_BB004 | GWh | ENW | Stanah |  | 4.243 | 6.809 | 8.118 | 9.386 | 12.342 | 16.129 | 21.839 | 29.162 | 37.45 | 46.604 | 55.187 | 63.666 | 72.083 | 81.928 | 93.827 | 104.896 | 115.818 | 126.527 | 136.752 | 146.148 | 152.963 | 157.89 | 161.202 | 163.516 | 165.504 | 167.339 | 169.202 | 171.028 | 171.428
Consumer Transformation | Dem_BB004 | GWh | ENW | Walney 2 |  | 0.837 | 1.343 | 1.601 | 1.851 | 2.433 | 3.181 | 4.305 | 5.75 | 7.383 | 9.189 | 10.88 | 12.552 | 14.213 | 16.153 | 18.5 | 20.682 | 22.834 | 24.947 | 26.963 | 28.814 | 30.159 | 31.131 | 31.784 | 32.239 | 32.632 | 32.992 | 33.361 | 33.72 | 33.799
Consumer Transformation | Dem_BB004 | GWh | ENW | Washway Farm |  | 1.892 | 3.037 | 3.621 | 4.186 | 5.785 | 7.559 | 10.236 | 13.667 | 17.551 | 22.153 | 26.231 | 30.261 | 34.263 | 38.941 | 44.922 | 50.222 | 55.451 | 60.58 | 65.474 | 70.118 | 73.388 | 75.752 | 77.339 | 78.451 | 79.315 | 80.194 | 81.088 | 81.961 | 82.154
Consumer Transformation | Dem_BB004 | GWh | ENW | Whitegate |  | 6.286 | 10.088 | 12.025 | 13.905 | 19.097 | 24.958 | 33.794 | 45.125 | 57.949 | 72.999 | 86.442 | 99.724 | 112.908 | 128.328 | 147.95 | 165.402 | 182.622 | 199.511 | 215.632 | 230.912 | 241.68 | 249.464 | 254.696 | 258.353 | 261.246 | 264.141 | 267.083 | 269.964 | 270.598
Consumer Transformation | Dem_BB004 | GWh | EPN | Amersham Main |  | 6.695 | 10.745 | 12.807 | 14.807 | 19.181 | 25.067 | 33.941 | 45.322 | 58.203 | 72.994 | 86.435 | 99.716 | 112.898 | 128.318 | 146.635 | 163.933 | 181 | 197.739 | 213.716 | 229.817 | 240.533 | 248.281 | 253.487 | 257.127 | 260.737 | 263.626 | 266.562 | 269.438 | 270.068
Consumer Transformation | Dem_BB004 | GWh | EPN | Braintree |  | 10.044 | 16.123 | 19.218 | 22.219 | 23.778 | 31.076 | 42.078 | 56.185 | 72.155 | 85.535 | 101.288 | 116.85 | 132.298 | 150.366 | 165.523 | 185.05 | 204.315 | 223.209 | 241.245 | 255.472 | 267.386 | 275.999 | 281.786 | 285.832 | 289.254 | 292.461 | 295.717 | 298.908 | 299.608
Consumer Transformation | Dem_BB004 | GWh | EPN | Bramford |  | 18.565 | 29.797 | 35.518 | 41.063 | 44.725 | 58.45 | 79.145 | 105.68 | 135.716 | 162.23 | 192.106 | 221.622 | 250.921 | 285.189 | 316.267 | 353.578 | 390.388 | 426.49 | 460.952 | 490.23 | 513.09 | 529.616 | 540.724 | 548.487 | 556.441 | 562.608 | 568.874 | 575.012 | 576.358
Consumer Transformation | Dem_BB004 | GWh | EPN | Brimsdown |  | 4.14 | 6.647 | 7.923 | 9.159 | 11.79 | 15.408 | 20.864 | 27.858 | 35.776 | 44.979 | 53.262 | 61.446 | 69.569 | 79.071 | 90.625 | 101.316 | 111.864 | 122.209 | 132.084 | 142.281 | 148.916 | 153.713 | 156.937 | 159.19 | 161.598 | 163.389 | 165.209 | 166.992 | 167.382
Consumer Transformation | Dem_BB004 | GWh | EPN | Burwell Main |  | 12.367 | 19.848 | 23.659 | 27.353 | 30.132 | 39.38 | 53.321 | 71.199 | 91.435 | 108.736 | 128.76 | 148.545 | 168.18 | 191.151 | 210.759 | 235.622 | 260.152 | 284.209 | 307.175 | 325.357 | 340.53 | 351.497 | 358.87 | 364.022 | 368.5 | 372.585 | 376.735 | 380.798 | 381.691
Consumer Transformation | Dem_BB004 | GWh | EPN | Clacton |  | 0.868 | 1.393 | 1.662 | 1.921 | 2.093 | 2.734 | 3.702 | 4.942 | 6.348 | 7.588 | 8.985 | 10.366 | 11.735 | 13.338 | 14.791 | 16.536 | 18.258 | 19.947 | 21.559 | 22.927 | 23.998 | 24.77 | 25.29 | 25.652 | 26.024 | 26.313 | 26.605 | 26.894 | 26.956
Consumer Transformation | Dem_BB004 | GWh | EPN | Eaton Socon |  | 12.482 | 20.035 | 23.881 | 27.611 | 33.002 | 43.128 | 58.398 | 77.978 | 100.14 | 122.637 | 145.222 | 167.535 | 189.684 | 215.589 | 242.052 | 270.605 | 298.778 | 326.408 | 352.784 | 376.609 | 394.17 | 406.869 | 415.4 | 421.366 | 426.286 | 431.011 | 435.81 | 440.511 | 441.543
Consumer Transformation | Dem_BB004 | GWh | EPN | Elstree |  | 6.49 | 10.419 | 12.419 | 14.357 | 18.598 | 24.305 | 32.911 | 43.946 | 56.437 | 70.777 | 83.812 | 96.69 | 109.471 | 124.422 | 142.184 | 158.957 | 175.506 | 191.735 | 207.229 | 222.841 | 233.231 | 240.745 | 245.792 | 249.321 | 252.822 | 255.623 | 258.47 | 261.258 | 261.871
Consumer Transformation | Dem_BB004 | GWh | EPN | Loudwater |  | 1.232 | 1.979 | 2.357 | 2.726 | 3.531 | 4.615 | 6.248 | 8.344 | 10.715 | 13.438 | 15.913 | 18.358 | 20.785 | 23.622 | 26.995 | 30.181 | 33.322 | 36.404 | 39.345 | 42.309 | 44.281 | 45.709 | 46.666 | 47.336 | 48.001 | 48.533 | 49.074 | 49.603 | 49.72
Consumer Transformation | Dem_BB004 | GWh | EPN | Mill Hill |  | 11.821 | 18.973 | 22.616 | 26.148 | 33.871 | 44.265 | 59.938 | 80.033 | 102.781 | 128.899 | 152.636 | 176.09 | 199.369 | 226.596 | 258.943 | 289.491 | 319.629 | 349.188 | 377.405 | 405.834 | 424.76 | 438.441 | 447.635 | 454.063 | 460.437 | 465.539 | 470.723 | 475.802 | 476.917
Consumer Transformation | Dem_BB004 | GWh | EPN | Norwich Main |  | 22.529 | 36.16 | 43.102 | 49.833 | 51.821 | 67.722 | 91.7 | 122.444 | 157.245 | 184.142 | 218.052 | 251.556 | 284.81 | 323.709 | 353.792 | 395.53 | 436.707 | 477.094 | 515.646 | 544.202 | 569.578 | 587.926 | 600.256 | 608.874 | 616.515 | 623.348 | 630.29 | 637.09 | 638.581
Consumer Transformation | Dem_BB004 | GWh | EPN | Pelham |  | 5.541 | 8.89 | 10.598 | 12.253 | 14.481 | 18.926 | 25.627 | 34.218 | 43.943 | 53.81 | 63.719 | 73.51 | 83.227 | 94.594 | 106.248 | 118.783 | 131.149 | 143.278 | 154.855 | 165.223 | 172.927 | 178.498 | 182.241 | 184.857 | 186.922 | 188.993 | 191.097 | 193.159 | 193.613
Consumer Transformation | Dem_BB004 | GWh | EPN | Rayleigh |  | 12.295 | 19.732 | 23.52 | 27.193 | 34.597 | 45.212 | 61.221 | 81.747 | 104.979 | 131.944 | 156.242 | 180.248 | 204.076 | 231.947 | 265.683 | 297.027 | 327.948 | 358.276 | 387.227 | 416.534 | 435.958 | 450 | 459.437 | 466.034 | 472.072 | 477.303 | 482.62 | 487.827 | 488.97
Consumer Transformation | Dem_BB004 | GWh | EPN | Rye House |  | 5.402 | 8.67 | 10.335 | 11.949 | 14.763 | 19.293 | 26.123 | 34.882 | 44.795 | 55.644 | 65.89 | 76.015 | 86.064 | 97.817 | 111.003 | 124.098 | 137.018 | 149.69 | 161.786 | 173.546 | 181.638 | 187.49 | 191.421 | 194.17 | 196.682 | 198.862 | 201.077 | 203.246 | 203.721
Consumer Transformation | Dem_BB004 | GWh | EPN | Sheringham Shoal |  | 4.25 | 6.823 | 8.133 | 9.403 | 9.779 | 12.779 | 17.303 | 23.106 | 29.671 | 34.746 | 41.145 | 47.468 | 53.743 | 61.082 | 66.759 | 74.636 | 82.406 | 90.026 | 97.3 | 102.688 | 107.478 | 110.939 | 113.267 | 114.893 | 116.334 | 117.624 | 118.934 | 120.216 | 120.498
Consumer Transformation | Dem_BB004 | GWh | EPN | Sundon |  | 9.089 | 14.588 | 17.39 | 20.105 | 24.918 | 32.564 | 44.094 | 58.877 | 75.611 | 93.823 | 111.103 | 128.173 | 145.118 | 164.936 | 186.923 | 208.973 | 230.729 | 252.067 | 272.435 | 291.737 | 305.34 | 315.177 | 321.785 | 326.406 | 330.156 | 333.815 | 337.532 | 341.174 | 341.973
Consumer Transformation | Dem_BB004 | GWh | EPN | Tilbury |  | 1.567 | 2.514 | 2.997 | 3.464 | 4.765 | 6.228 | 8.433 | 11.261 | 14.461 | 18.796 | 22.257 | 25.676 | 29.07 | 33.04 | 38.652 | 43.212 | 47.71 | 52.123 | 56.334 | 61.035 | 63.883 | 65.94 | 67.323 | 68.289 | 69.096 | 69.862 | 70.641 | 71.401 | 71.57
Consumer Transformation | Dem_BB004 | GWh | EPN | Tottenham |  | 8.019 | 12.869 | 15.339 | 17.735 | 23.624 | 30.875 | 41.806 | 55.823 | 71.688 | 91.231 | 108.034 | 124.632 | 141.109 | 160.381 | 186.491 | 208.493 | 230.199 | 251.486 | 271.807 | 294.621 | 308.361 | 318.294 | 324.968 | 329.634 | 335.805 | 339.528 | 343.309 | 347.013 | 347.825
Consumer Transformation | Dem_BB004 | GWh | EPN | Walpole (_A) |  | 8.454 | 13.57 | 16.177 | 18.702 | 18.963 | 24.783 | 33.558 | 44.809 | 57.545 | 66.697 | 78.978 | 91.113 | 103.159 | 117.248 | 127.008 | 141.992 | 156.774 | 171.273 | 185.113 | 194.443 | 203.509 | 210.065 | 214.47 | 217.549 | 219.748 | 222.185 | 224.658 | 227.083 | 227.615
Consumer Transformation | Dem_BB004 | GWh | EPN | Warley |  | 8.249 | 13.242 | 15.784 | 18.249 | 24.184 | 31.605 | 42.793 | 57.142 | 73.382 | 93.347 | 110.537 | 127.521 | 144.38 | 164.097 | 189.187 | 211.505 | 233.526 | 255.121 | 275.737 | 297.148 | 311.004 | 321.022 | 327.753 | 332.461 | 336.37 | 340.096 | 343.885 | 347.594 | 348.408
Consumer Transformation | Dem_BB004 | GWh | EPN | Watford South |  | 8.329 | 13.367 | 15.934 | 18.422 | 23.864 | 31.186 | 42.228 | 56.387 | 72.413 | 90.814 | 107.539 | 124.063 | 140.463 | 159.646 | 182.436 | 203.958 | 225.192 | 246.017 | 265.896 | 285.926 | 299.26 | 308.9 | 315.377 | 319.906 | 324.396 | 327.991 | 331.644 | 335.222 | 336.007
Consumer Transformation | Dem_BB004 | GWh | EPN | West Thurrock |  | 1.598 | 2.566 | 3.058 | 3.536 | 4.711 | 6.156 | 8.336 | 11.13 | 14.294 | 18.19 | 21.539 | 24.848 | 28.135 | 31.976 | 37.182 | 41.569 | 45.896 | 50.141 | 54.193 | 58.741 | 61.481 | 63.462 | 64.792 | 65.723 | 66.953 | 67.694 | 68.448 | 69.187 | 69.35
Consumer Transformation | Dem_BB004 | GWh | EPN | Wymondley |  | 6.841 | 10.981 | 13.09 | 15.135 | 17.888 | 23.376 | 31.653 | 42.265 | 54.279 | 66.463 | 78.703 | 90.796 | 102.799 | 116.839 | 131.235 | 146.717 | 161.992 | 176.972 | 191.271 | 204.078 | 213.594 | 220.474 | 225.097 | 228.329 | 230.88 | 233.439 | 236.038 | 238.585 | 239.143
Consumer Transformation | Dem_BB004 | GWh | East Midlands | Berkswell |  | 9.038 | 14.507 | 17.291 | 19.991 | 24.542 | 32.073 | 43.428 | 57.988 | 74.469 | 92.046 | 108.995 | 125.742 | 142.366 | 161.81 | 183.091 | 204.69 | 225.999 | 246.9 | 266.85 | 285.865 | 299.196 | 308.833 | 315.309 | 319.836 | 324.093 | 327.684 | 331.333 | 334.909 | 335.694
Consumer Transformation | Dem_BB004 | GWh | East Midlands | Bicker Fen |  | 6.401 | 10.276 | 12.248 | 14.16 | 14.074 | 18.392 | 24.905 | 33.255 | 42.707 | 49.048 | 58.081 | 67.004 | 75.862 | 86.222 | 92.741 | 103.682 | 114.476 | 125.063 | 135.168 | 141.575 | 148.179 | 152.951 | 156.159 | 158.401 | 160.053 | 161.826 | 163.629 | 165.393 | 165.781
Consumer Transformation | Dem_BB004 | GWh | East Midlands | Chesterfield |  | 12.146 | 19.494 | 23.237 | 26.866 | 36.671 | 47.923 | 64.891 | 86.648 | 111.272 | 140.464 | 166.331 | 191.888 | 217.255 | 246.927 | 282.901 | 316.275 | 349.202 | 381.496 | 412.322 | 441.302 | 461.881 | 476.76 | 486.757 | 493.747 | 498.439 | 503.963 | 509.575 | 515.073 | 516.28
Consumer Transformation | Dem_BB004 | GWh | East Midlands | Coventry |  | 12.492 | 20.051 | 23.9 | 27.632 | 33.921 | 44.33 | 60.027 | 80.151 | 102.931 | 127.226 | 150.654 | 173.803 | 196.779 | 223.654 | 253.071 | 282.925 | 312.378 | 341.268 | 368.843 | 395.125 | 413.551 | 426.872 | 435.824 | 442.082 | 447.964 | 452.928 | 457.973 | 462.914 | 463.998
Consumer Transformation | Dem_BB004 | GWh | East Midlands | Drakelow |  | 4.509 | 7.238 | 8.627 | 9.973 | 11.741 | 15.343 | 20.776 | 27.743 | 35.628 | 43.511 | 51.525 | 59.442 | 67.3 | 76.491 | 85.871 | 96 | 105.995 | 115.797 | 125.154 | 133.586 | 139.815 | 144.319 | 147.344 | 149.46 | 151.248 | 152.924 | 154.628 | 156.295 | 156.662
Consumer Transformation | Dem_BB004 | GWh | East Midlands | East Claydon (_B) |  | 7.981 | 12.809 | 15.27 | 17.654 | 21.878 | 28.592 | 38.716 | 51.696 | 66.389 | 82.38 | 97.552 | 112.539 | 127.417 | 144.818 | 164.124 | 183.485 | 202.588 | 221.321 | 239.206 | 256.152 | 268.098 | 276.733 | 282.537 | 286.594 | 289.886 | 293.099 | 296.362 | 299.561 | 300.263
Consumer Transformation | Dem_BB004 | GWh | East Midlands | Enderby |  | 11.458 | 18.389 | 21.921 | 25.343 | 33.137 | 43.305 | 58.638 | 78.297 | 100.551 | 126.196 | 149.436 | 172.397 | 195.186 | 221.844 | 253.473 | 283.377 | 312.877 | 341.812 | 369.432 | 397.023 | 415.536 | 428.92 | 437.916 | 444.203 | 450.08 | 455.067 | 460.136 | 465.1 | 466.19
Consumer Transformation | Dem_BB004 | GWh | East Midlands | Grendon |  | 16.857 | 27.059 | 32.254 | 37.29 | 46.263 | 60.46 | 81.866 | 109.314 | 140.383 | 174.381 | 206.496 | 238.224 | 269.716 | 306.552 | 347.299 | 388.271 | 428.693 | 468.338 | 506.181 | 541.545 | 566.799 | 585.057 | 597.326 | 605.902 | 611.864 | 618.645 | 625.535 | 632.283 | 633.765
Consumer Transformation | Dem_BB004 | GWh | East Midlands | Ratcliffe |  | 10.654 | 17.098 | 20.381 | 23.564 | 31.335 | 40.95 | 55.449 | 74.04 | 95.084 | 120.604 | 142.813 | 164.757 | 186.537 | 212.012 | 243.969 | 272.75 | 301.146 | 328.995 | 355.578 | 382.368 | 400.197 | 413.09 | 421.752 | 427.807 | 432.039 | 436.825 | 441.69 | 446.455 | 447.502
Consumer Transformation | Dem_BB004 | GWh | East Midlands | Staythorpe |  | 5.448 | 8.743 | 10.421 | 12.049 | 12.874 | 16.825 | 22.781 | 30.419 | 39.066 | 45.954 | 54.418 | 62.778 | 71.077 | 80.786 | 88.302 | 98.72 | 108.996 | 119.077 | 128.699 | 135.61 | 141.933 | 146.506 | 149.579 | 151.726 | 153.175 | 154.873 | 156.598 | 158.288 | 158.658
Consumer Transformation | Dem_BB004 | GWh | East Midlands | Stoke Bardolph |  | 4.716 | 7.57 | 9.024 | 10.432 | 13.874 | 18.131 | 24.551 | 32.782 | 42.1 | 53.398 | 63.232 | 72.947 | 82.591 | 93.869 | 108.019 | 120.763 | 133.333 | 145.664 | 157.436 | 169.296 | 177.191 | 182.899 | 186.733 | 189.415 | 191.288 | 193.408 | 195.561 | 197.67 | 198.134
Consumer Transformation | Dem_BB004 | GWh | East Midlands | Walpole (_B) |  | 7.847 | 12.594 | 15.012 | 17.356 | 17.599 | 22.997 | 31.141 | 41.581 | 53.399 | 61.893 | 73.291 | 84.551 | 95.729 | 108.803 | 117.862 | 131.765 | 145.484 | 158.938 | 171.78 | 180.438 | 188.852 | 194.935 | 199.023 | 201.881 | 203.923 | 206.183 | 208.478 | 210.728 | 211.221
Consumer Transformation | Dem_BB004 | GWh | East Midlands | West Burton |  | 5.489 | 8.813 | 10.504 | 12.144 | 14.884 | 19.451 | 26.338 | 35.169 | 45.164 | 56.047 | 66.368 | 76.566 | 86.688 | 98.526 | 111.646 | 124.818 | 137.812 | 150.558 | 162.723 | 174.18 | 182.301 | 188.173 | 192.12 | 194.878 | 196.884 | 199.066 | 201.283 | 203.454 | 203.93
Consumer Transformation | Dem_BB004 | GWh | East Midlands | Willington |  | 12.507 | 20.076 | 23.931 | 27.668 | 33.964 | 44.388 | 60.103 | 80.254 | 103.065 | 127.389 | 150.848 | 174.026 | 197.031 | 223.942 | 253.395 | 283.288 | 312.78 | 341.705 | 369.317 | 395.633 | 414.082 | 427.42 | 436.383 | 442.648 | 448.539 | 453.51 | 458.561 | 463.507 | 464.593
Consumer Transformation | Dem_BB004 | GWh | IDNO - Refer to Comment Field | Tynemouth 2 |  | 1.636 | 2.624 | 3.129 | 3.616 | 4.871 | 6.366 | 8.62 | 11.509 | 14.78 | 18.522 | 21.934 | 25.304 | 28.649 | 32.563 | 37.441 | 41.86 | 46.217 | 50.492 | 54.571 | 58.265 | 60.981 | 62.946 | 64.266 | 65.189 | 65.755 | 66.482 | 67.222 | 67.949 | 68.107 | Note: TYNE2 is operated by an IDNO allocated to GSP Group/licence area F
Consumer Transformation | Dem_BB004 | GWh | LPN | Acton Lane 22kV |  | 1.449 | 2.326 | 2.774 | 3.206 | 3.927 | 5.132 | 6.949 | 9.278 | 11.915 | 14.5 | 17.17 | 19.809 | 22.427 | 25.49 | 28.772 | 32.166 | 35.516 | 38.8 | 41.934 | 45.042 | 47.143 | 48.662 | 49.682 | 50.395 | 51.511 | 52.081 | 52.66 | 53.229 | 53.355
Consumer Transformation | Dem_BB004 | GWh | LPN | Barking |  | 3.287 | 5.275 | 6.288 | 7.269 | 9.684 | 12.656 | 17.136 | 22.882 | 29.386 | 37.396 | 44.283 | 51.087 | 57.842 | 65.74 | 76.444 | 85.462 | 94.359 | 103.085 | 111.415 | 120.768 | 126.399 | 130.471 | 133.206 | 135.119 | 137.65 | 139.174 | 140.725 | 142.243 | 142.576
Consumer Transformation | Dem_BB004 | GWh | LPN | Barking West |  | 4.601 | 7.385 | 8.802 | 10.176 | 13.556 | 17.716 | 23.989 | 32.032 | 41.135 | 52.349 | 61.99 | 71.514 | 80.97 | 92.028 | 107.01 | 119.635 | 132.089 | 144.304 | 155.965 | 169.056 | 176.94 | 182.64 | 186.469 | 189.148 | 192.688 | 194.823 | 196.993 | 199.119 | 199.584
Consumer Transformation | Dem_BB004 | GWh | LPN | Beddington (_C) |  | 8.582 | 13.775 | 16.421 | 18.984 | 25.46 | 33.273 | 45.054 | 60.159 | 77.257 | 98.006 | 116.054 | 133.886 | 151.586 | 172.288 | 198.576 | 222.003 | 245.113 | 267.783 | 289.42 | 312.002 | 326.551 | 337.07 | 344.139 | 349.081 | 353.934 | 357.857 | 361.842 | 365.746 | 366.603
Consumer Transformation | Dem_BB004 | GWh | LPN | Canal Bank |  | 1.032 | 1.656 | 1.972 | 2.282 | 2.794 | 3.65 | 4.942 | 6.599 | 8.475 | 10.314 | 12.212 | 14.088 | 15.952 | 18.13 | 20.464 | 22.878 | 25.259 | 27.596 | 29.825 | 32.037 | 33.531 | 34.61 | 35.335 | 35.844 | 36.637 | 37.043 | 37.454 | 37.859 | 37.948
Consumer Transformation | Dem_BB004 | GWh | LPN | City Road |  | 11.944 | 19.17 | 22.85 | 26.419 | 32.35 | 42.278 | 57.246 | 76.439 | 98.164 | 119.455 | 141.453 | 163.189 | 184.761 | 209.995 | 237.034 | 264.998 | 292.586 | 319.643 | 345.473 | 371.073 | 388.378 | 400.888 | 409.295 | 415.171 | 424.357 | 429.06 | 433.837 | 438.519 | 439.547
Consumer Transformation | Dem_BB004 | GWh | LPN | Greenford |  | 1.306 | 2.098 | 2.5 | 2.891 | 3.54 | 4.626 | 6.263 | 8.364 | 10.741 | 13.07 | 15.477 | 17.856 | 20.217 | 22.978 | 25.937 | 28.997 | 32.015 | 34.974 | 37.802 | 40.602 | 42.496 | 43.864 | 44.785 | 45.427 | 46.434 | 46.948 | 47.471 | 47.982 | 48.094
Consumer Transformation | Dem_BB004 | GWh | LPN | Hackney 132kV |  | 2.998 | 4.811 | 5.735 | 6.631 | 8.833 | 11.545 | 15.632 | 20.873 | 26.806 | 34.114 | 40.395 | 46.602 | 52.763 | 59.97 | 69.733 | 77.959 | 86.076 | 94.035 | 101.633 | 110.164 | 115.302 | 119.016 | 121.512 | 123.257 | 125.563 | 126.956 | 128.369 | 129.754 | 130.059
Consumer Transformation | Dem_BB004 | GWh | LPN | Hackney 66kV |  | 3.638 | 5.839 | 6.96 | 8.046 | 10.719 | 14.008 | 18.967 | 25.327 | 32.524 | 41.391 | 49.014 | 56.545 | 64.021 | 72.764 | 84.611 | 94.592 | 104.44 | 114.098 | 123.317 | 133.668 | 139.902 | 144.408 | 147.438 | 149.554 | 152.353 | 154.043 | 155.758 | 157.439 | 157.807
Consumer Transformation | Dem_BB004 | GWh | LPN | Hurst |  | 3.884 | 6.235 | 7.433 | 8.593 | 11.525 | 15.061 | 20.393 | 27.23 | 34.969 | 44.361 | 52.529 | 60.601 | 68.612 | 77.983 | 89.882 | 100.485 | 110.946 | 121.207 | 131.001 | 141.222 | 147.807 | 152.569 | 155.767 | 158.005 | 160.201 | 161.977 | 163.781 | 165.547 | 165.935
Consumer Transformation | Dem_BB004 | GWh | LPN | Islington |  | 8.075 | 12.961 | 15.449 | 17.862 | 23.13 | 30.228 | 40.931 | 54.654 | 70.187 | 88.045 | 104.259 | 120.278 | 136.178 | 154.777 | 178.307 | 199.342 | 220.095 | 240.449 | 259.878 | 280.899 | 293.998 | 303.468 | 309.832 | 314.28 | 320.495 | 324.047 | 327.655 | 331.19 | 331.966
Consumer Transformation | Dem_BB004 | GWh | LPN | Littlebrook (_C) |  | 0.878 | 1.409 | 1.679 | 1.941 | 2.602 | 3.401 | 4.606 | 6.15 | 7.899 | 10.019 | 11.865 | 13.688 | 15.498 | 17.613 | 20.301 | 22.696 | 25.058 | 27.375 | 29.587 | 31.897 | 33.384 | 34.459 | 35.181 | 35.688 | 36.183 | 36.584 | 36.991 | 37.39 | 37.479
Consumer Transformation | Dem_BB004 | GWh | LPN | Lodge Road |  | 8.365 | 13.425 | 16.003 | 18.502 | 22.656 | 29.608 | 40.091 | 53.533 | 68.749 | 83.659 | 99.064 | 114.287 | 129.394 | 147.067 | 166.003 | 185.587 | 204.908 | 223.858 | 241.946 | 259.875 | 271.993 | 280.755 | 286.643 | 290.758 | 297.192 | 300.485 | 303.832 | 307.109 | 307.829
Consumer Transformation | Dem_BB004 | GWh | LPN | New Cross |  | 9.507 | 15.261 | 18.19 | 21.031 | 27.825 | 36.362 | 49.237 | 65.745 | 84.431 | 106.889 | 126.573 | 146.021 | 165.325 | 187.904 | 218.274 | 244.024 | 269.427 | 294.345 | 318.129 | 345.011 | 361.098 | 372.73 | 380.547 | 386.012 | 394.229 | 398.599 | 403.037 | 407.385 | 408.34
Consumer Transformation | Dem_BB004 | GWh | LPN | Perivale |  | 1.191 | 1.911 | 2.278 | 2.633 | 3.224 | 4.214 | 5.706 | 7.619 | 9.785 | 11.907 | 14.099 | 16.264 | 18.416 | 20.931 | 23.626 | 26.412 | 29.162 | 31.858 | 34.434 | 36.986 | 38.71 | 39.957 | 40.794 | 41.38 | 42.296 | 42.764 | 43.241 | 43.706 | 43.809
Consumer Transformation | Dem_BB004 | GWh | LPN | Redbridge |  | 2.947 | 4.732 | 5.64 | 6.522 | 8.687 | 11.353 | 15.372 | 20.525 | 26.36 | 33.545 | 39.723 | 45.827 | 51.885 | 58.97 | 68.571 | 76.661 | 84.643 | 92.47 | 99.941 | 108.33 | 113.382 | 117.033 | 119.488 | 121.204 | 123.473 | 124.842 | 126.232 | 127.593 | 127.892
Consumer Transformation | Dem_BB004 | GWh | LPN | St John's Wood |  | 11.575 | 18.576 | 22.143 | 25.602 | 31.349 | 40.97 | 55.475 | 74.076 | 95.129 | 115.76 | 137.079 | 158.141 | 179.046 | 203.5 | 229.702 | 256.802 | 283.535 | 309.757 | 334.785 | 359.595 | 376.364 | 388.488 | 396.634 | 402.328 | 411.23 | 415.788 | 420.418 | 424.953 | 425.95
Consumer Transformation | Dem_BB004 | GWh | LPN | West Ham |  | 6.462 | 10.371 | 12.362 | 14.293 | 19.04 | 24.883 | 33.693 | 44.989 | 57.776 | 73.527 | 87.068 | 100.445 | 113.724 | 129.256 | 150.3 | 168.031 | 185.524 | 202.681 | 219.058 | 237.446 | 248.519 | 256.523 | 261.904 | 265.663 | 270.638 | 273.638 | 276.684 | 279.669 | 280.325
Consumer Transformation | Dem_BB004 | GWh | LPN | Willesden 132kV |  | 7.965 | 12.784 | 15.237 | 17.618 | 21.572 | 28.193 | 38.173 | 50.973 | 65.461 | 79.657 | 94.328 | 108.82 | 123.206 | 140.033 | 158.064 | 176.712 | 195.108 | 213.152 | 230.375 | 247.446 | 258.986 | 267.327 | 272.933 | 276.853 | 282.977 | 286.114 | 289.3 | 292.422 | 293.106
Consumer Transformation | Dem_BB004 | GWh | LPN | Willesden 66kV |  | 2.368 | 3.799 | 4.528 | 5.236 | 6.411 | 8.379 | 11.345 | 15.149 | 19.455 | 23.676 | 28.035 | 32.342 | 36.618 | 41.62 | 46.978 | 52.521 | 57.988 | 63.351 | 68.469 | 73.543 | 76.973 | 79.452 | 81.12 | 82.284 | 84.105 | 85.035 | 85.983 | 86.91 | 87.114
Consumer Transformation | Dem_BB004 | GWh | LPN | Wimbledon North |  | 3.305 | 5.304 | 6.322 | 7.309 | 9.67 | 12.638 | 17.112 | 22.85 | 29.344 | 37.148 | 43.99 | 50.748 | 57.458 | 65.305 | 75.86 | 84.808 | 93.638 | 102.298 | 110.562 | 119.906 | 125.498 | 129.539 | 132.256 | 134.155 | 137.012 | 138.53 | 140.073 | 141.584 | 141.916
Consumer Transformation | Dem_BB004 | GWh | LPN | Wimbledon South |  | 14.535 | 23.328 | 27.807 | 32.149 | 42.535 | 55.588 | 75.27 | 100.506 | 129.07 | 163.402 | 193.494 | 223.226 | 252.735 | 287.252 | 333.678 | 373.044 | 411.878 | 449.969 | 486.328 | 527.424 | 552.019 | 569.799 | 581.749 | 590.102 | 602.665 | 609.344 | 616.13 | 622.776 | 624.237
Consumer Transformation | Dem_BB004 | GWh | NPgN | Blyth 132kV |  | 2.681 | 4.303 | 5.13 | 5.931 | 7.231 | 9.45 | 12.796 | 17.086 | 21.943 | 26.723 | 31.645 | 36.506 | 41.333 | 46.978 | 53.063 | 59.324 | 65.498 | 71.557 | 77.337 | 81.946 | 85.766 | 88.53 | 90.386 | 91.684 | 92.387 | 93.411 | 94.452 | 95.47 | 95.694
Consumer Transformation | Dem_BB004 | GWh | NPgN | Blyth 66kV |  | 4.017 | 6.45 | 7.687 | 8.889 | 10.837 | 14.164 | 19.178 | 25.608 | 32.885 | 40.049 | 47.425 | 54.713 | 61.945 | 70.406 | 79.525 | 88.907 | 98.162 | 107.241 | 115.905 | 122.811 | 128.538 | 132.679 | 135.461 | 137.406 | 138.46 | 139.994 | 141.553 | 143.08 | 143.415
Consumer Transformation | Dem_BB004 | GWh | NPgN | Fourstones |  | 0.681 | 1.094 | 1.304 | 1.507 | 1.646 | 2.152 | 2.915 | 3.892 | 4.999 | 5.868 | 6.948 | 8.014 | 9.075 | 10.314 | 11.367 | 12.708 | 14.031 | 15.328 | 16.566 | 17.415 | 18.228 | 18.815 | 19.21 | 19.484 | 19.671 | 19.889 | 20.111 | 20.327 | 20.375
Consumer Transformation | Dem_BB004 | GWh | NPgN | Hart Moor |  | 2.714 | 4.357 | 5.194 | 6.004 | 8.087 | 10.569 | 14.312 | 19.109 | 24.54 | 30.755 | 36.419 | 42.015 | 47.569 | 54.065 | 62.167 | 69.501 | 76.736 | 83.833 | 90.607 | 96.74 | 101.251 | 104.511 | 106.703 | 108.235 | 109.174 | 110.383 | 111.614 | 112.818 | 113.081
Consumer Transformation | Dem_BB004 | GWh | NPgN | Hawthorn Pit |  | 3.705 | 5.945 | 7.089 | 8.195 | 11.036 | 14.423 | 19.53 | 26.079 | 33.492 | 41.973 | 49.701 | 57.338 | 64.919 | 73.784 | 84.841 | 94.849 | 104.723 | 114.408 | 123.653 | 132.022 | 138.179 | 142.629 | 145.621 | 147.711 | 148.992 | 150.644 | 152.322 | 153.964 | 154.326
Consumer Transformation | Dem_BB004 | GWh | NPgN | Knaresborough |  | 5.387 | 8.647 | 10.308 | 11.916 | 13.922 | 18.193 | 24.635 | 32.895 | 42.243 | 50.617 | 59.938 | 69.148 | 78.289 | 88.981 | 99.375 | 111.098 | 122.664 | 134.008 | 144.835 | 153.214 | 160.359 | 165.526 | 168.996 | 171.424 | 173.318 | 175.239 | 177.191 | 179.103 | 179.523
Consumer Transformation | Dem_BB004 | GWh | NPgN | Lackenby |  | 3.119 | 5.006 | 5.968 | 6.9 | 9.011 | 11.774 | 15.944 | 21.289 | 27.341 | 34.273 | 40.586 | 46.82 | 53.01 | 60.25 | 69.188 | 77.349 | 85.401 | 93.299 | 100.838 | 107.807 | 112.834 | 116.469 | 118.912 | 120.619 | 121.758 | 123.107 | 124.477 | 125.82 | 126.115
Consumer Transformation | Dem_BB004 | GWh | NPgN | Norton |  | 11.476 | 18.42 | 21.957 | 25.385 | 34.19 | 44.681 | 60.501 | 80.785 | 103.746 | 130.015 | 153.958 | 177.614 | 201.094 | 228.558 | 262.808 | 293.812 | 324.4 | 354.399 | 383.036 | 408.959 | 428.03 | 441.817 | 451.082 | 457.559 | 461.529 | 466.644 | 471.84 | 476.93 | 478.049
Consumer Transformation | Dem_BB004 | GWh | NPgN | Offerton |  | 1.541 | 2.473 | 2.949 | 3.409 | 4.591 | 6 | 8.124 | 10.848 | 13.931 | 17.459 | 20.675 | 23.852 | 27.004 | 30.693 | 35.292 | 39.456 | 43.563 | 47.592 | 51.438 | 54.918 | 57.48 | 59.331 | 60.575 | 61.445 | 61.977 | 62.665 | 63.362 | 64.047 | 64.197
Consumer Transformation | Dem_BB004 | GWh | NPgN | Osbaldwick |  | 10.198 | 16.368 | 19.509 | 22.556 | 27.265 | 35.631 | 48.247 | 64.422 | 82.732 | 100.446 | 118.945 | 137.22 | 155.36 | 176.579 | 198.393 | 221.799 | 244.889 | 267.537 | 289.154 | 306.694 | 320.994 | 331.335 | 338.283 | 343.139 | 346.539 | 350.381 | 354.283 | 358.105 | 358.943
Consumer Transformation | Dem_BB004 | GWh | NPgN | Poppleton |  | 1.902 | 3.055 | 3.641 | 4.21 | 4.919 | 6.428 | 8.703 | 11.621 | 14.925 | 17.883 | 21.177 | 24.431 | 27.66 | 31.438 | 35.11 | 39.252 | 43.338 | 47.347 | 51.172 | 54.133 | 56.658 | 58.483 | 59.708 | 60.566 | 61.236 | 61.914 | 62.604 | 63.279 | 63.428
Consumer Transformation | Dem_BB004 | GWh | NPgN | Saltholme |  | 1.48 | 2.377 | 2.832 | 3.274 | 4.275 | 5.588 | 7.567 | 10.104 | 12.975 | 16.265 | 19.259 | 22.219 | 25.156 | 28.592 | 32.834 | 36.707 | 40.528 | 44.276 | 47.853 | 51.161 | 53.546 | 55.271 | 56.43 | 57.24 | 57.78 | 58.422 | 59.071 | 59.71 | 59.849
Consumer Transformation | Dem_BB004 | GWh | NPgN | South Shields |  | 2.225 | 3.573 | 4.258 | 4.923 | 6.631 | 8.665 | 11.732 | 15.667 | 20.12 | 25.213 | 29.857 | 34.444 | 38.997 | 44.324 | 50.965 | 56.977 | 62.91 | 68.728 | 74.281 | 79.308 | 83.006 | 85.681 | 87.476 | 88.733 | 89.503 | 90.495 | 91.503 | 92.49 | 92.706
Consumer Transformation | Dem_BB004 | GWh | NPgN | Spennymoor |  | 7.43 | 11.926 | 14.215 | 16.435 | 21.202 | 27.71 | 37.519 | 50.098 | 64.337 | 79.827 | 94.527 | 109.052 | 123.468 | 140.331 | 160.324 | 179.236 | 197.897 | 216.198 | 233.667 | 248.522 | 260.112 | 268.49 | 274.12 | 278.056 | 279.778 | 282.879 | 286.03 | 289.115 | 289.793
Consumer Transformation | Dem_BB004 | GWh | NPgN | Stella North |  | 6.739 | 10.815 | 12.89 | 14.904 | 19.262 | 25.172 | 34.084 | 45.512 | 58.446 | 72.139 | 85.423 | 98.55 | 111.576 | 126.815 | 144.306 | 161.331 | 178.125 | 194.598 | 210.322 | 223.884 | 234.323 | 241.872 | 246.944 | 250.489 | 252.915 | 255.718 | 258.565 | 261.355 | 261.968
Consumer Transformation | Dem_BB004 | GWh | NPgN | Stella South |  | 5 | 8.028 | 9.568 | 11.063 | 14.298 | 18.685 | 25.3 | 33.782 | 43.385 | 53.547 | 63.409 | 73.152 | 82.823 | 94.134 | 107.117 | 119.754 | 132.22 | 144.449 | 156.12 | 166.187 | 173.936 | 179.537 | 183.303 | 185.934 | 187.736 | 189.817 | 191.931 | 194.002 | 194.456
Consumer Transformation | Dem_BB004 | GWh | NPgN | Tynemouth 1 |  | 3.738 | 6 | 7.152 | 8.268 | 11.136 | 14.553 | 19.707 | 26.313 | 33.792 | 42.349 | 50.147 | 57.854 | 65.5 | 74.446 | 85.603 | 95.701 | 105.663 | 115.435 | 124.762 | 133.207 | 139.418 | 143.91 | 146.928 | 149.037 | 150.331 | 151.997 | 153.689 | 155.347 | 155.712
Consumer Transformation | Dem_BB004 | GWh | NPgN | West Boldon |  | 6.542 | 10.502 | 12.517 | 14.471 | 19.492 | 25.473 | 34.491 | 46.055 | 59.145 | 74.122 | 87.773 | 101.258 | 114.644 | 130.302 | 149.827 | 167.501 | 184.941 | 202.042 | 218.369 | 233.149 | 244.021 | 251.881 | 257.164 | 260.855 | 263.118 | 266.033 | 268.996 | 271.899 | 272.536
Consumer Transformation | Dem_BB004 | GWh | NPgY | Bradford West |  | 12.39 | 19.885 | 23.703 | 27.404 | 37.346 | 48.805 | 66.086 | 88.242 | 113.322 | 142.074 | 168.238 | 194.087 | 219.745 | 249.756 | 286.638 | 320.452 | 353.814 | 386.533 | 417.767 | 447.302 | 468.161 | 483.242 | 493.376 | 500.46 | 507.123 | 512.742 | 518.452 | 524.046 | 525.274
Consumer Transformation | Dem_BB004 | GWh | NPgY | Camblesforth |  | 0.988 | 1.588 | 1.893 | 2.188 | 2.394 | 3.128 | 4.235 | 5.656 | 7.263 | 8.551 | 10.126 | 11.683 | 13.226 | 15.033 | 16.571 | 18.527 | 20.456 | 22.347 | 24.152 | 25.399 | 26.584 | 27.44 | 28.016 | 28.418 | 28.676 | 28.995 | 29.317 | 29.634 | 29.704
Consumer Transformation | Dem_BB004 | GWh | NPgY | Creyke Beck |  | 13.473 | 21.624 | 25.776 | 29.801 | 36.626 | 47.865 | 64.81 | 86.541 | 111.137 | 135.647 | 160.628 | 185.308 | 209.804 | 238.458 | 268.413 | 300.079 | 331.318 | 361.959 | 391.206 | 415.221 | 434.584 | 448.583 | 457.989 | 464.564 | 469.179 | 474.378 | 479.661 | 484.835 | 485.972
Consumer Transformation | Dem_BB004 | GWh | NPgY | Drax |  | 2 | 3.211 | 3.828 | 4.425 | 4.843 | 6.328 | 8.568 | 11.441 | 14.693 | 17.299 | 20.484 | 23.631 | 26.756 | 30.41 | 33.523 | 37.478 | 41.38 | 45.207 | 48.859 | 51.38 | 53.777 | 55.509 | 56.674 | 57.487 | 58.01 | 58.653 | 59.307 | 59.947 | 60.087
Consumer Transformation | Dem_BB004 | GWh | NPgY | Elland |  | 9.53 | 15.296 | 18.234 | 21.08 | 28.728 | 37.543 | 50.836 | 67.879 | 87.172 | 109.287 | 129.415 | 149.299 | 169.036 | 192.122 | 220.492 | 246.503 | 272.166 | 297.336 | 321.362 | 344.082 | 360.127 | 371.728 | 379.522 | 384.972 | 390.097 | 394.419 | 398.813 | 403.115 | 404.059
Consumer Transformation | Dem_BB004 | GWh | NPgY | Ferrybridge A |  | 2.079 | 3.337 | 3.979 | 4.6 | 6.191 | 8.089 | 10.955 | 14.627 | 18.783 | 23.567 | 27.907 | 32.195 | 36.451 | 41.43 | 47.556 | 53.167 | 58.702 | 64.13 | 69.312 | 73.998 | 77.45 | 79.944 | 81.62 | 82.792 | 83.554 | 84.479 | 85.421 | 86.342 | 86.545
Consumer Transformation | Dem_BB004 | GWh | NPgY | Ferrybridge B (_M) |  | 7.051 | 11.317 | 13.489 | 15.596 | 20.989 | 27.43 | 37.142 | 49.596 | 63.691 | 79.91 | 94.626 | 109.166 | 123.596 | 140.477 | 161.252 | 180.274 | 199.043 | 217.449 | 235.02 | 250.907 | 262.608 | 271.067 | 276.753 | 280.726 | 283.306 | 286.447 | 289.637 | 292.762 | 293.447
Consumer Transformation | Dem_BB004 | GWh | NPgY | Grimsby West |  | 4.368 | 7.012 | 8.359 | 9.665 | 12.247 | 16.006 | 21.674 | 28.94 | 37.165 | 45.934 | 54.392 | 62.749 | 71.044 | 80.747 | 91.211 | 101.971 | 112.587 | 122.999 | 132.937 | 141.627 | 148.232 | 153.007 | 156.214 | 158.458 | 160.09 | 161.864 | 163.666 | 165.432 | 165.821
Consumer Transformation | Dem_BB004 | GWh | NPgY | Jordanthorpe |  | 1.301 | 2.089 | 2.49 | 2.878 | 3.929 | 5.134 | 6.952 | 9.281 | 11.92 | 15.047 | 17.818 | 20.555 | 23.273 | 26.451 | 30.305 | 33.879 | 37.406 | 40.866 | 44.168 | 47.273 | 49.477 | 51.071 | 52.141 | 52.891 | 53.392 | 53.984 | 54.585 | 55.174 | 55.304
Consumer Transformation | Dem_BB004 | GWh | NPgY | Keadby |  | 7.166 | 11.503 | 13.711 | 15.852 | 19.483 | 25.462 | 34.477 | 46.037 | 59.121 | 72.159 | 85.448 | 98.577 | 111.608 | 126.852 | 142.787 | 159.632 | 176.25 | 192.55 | 208.107 | 220.883 | 231.183 | 238.63 | 243.634 | 247.133 | 249.587 | 252.353 | 255.163 | 257.916 | 258.521
Consumer Transformation | Dem_BB004 | GWh | NPgY | Kirkstall B |  | 6.849 | 10.992 | 13.102 | 15.149 | 20.644 | 26.98 | 36.533 | 48.781 | 62.645 | 78.538 | 93.002 | 107.291 | 121.475 | 138.066 | 158.454 | 177.146 | 195.588 | 213.676 | 230.941 | 247.27 | 258.801 | 267.137 | 272.739 | 276.655 | 280.337 | 283.446 | 286.601 | 289.693 | 290.373
Consumer Transformation | Dem_BB004 | GWh | NPgY | Neepsend |  | 2.056 | 3.298 | 3.933 | 4.546 | 6.205 | 8.109 | 10.98 | 14.663 | 18.83 | 23.769 | 28.147 | 32.471 | 36.764 | 41.784 | 47.871 | 53.519 | 59.091 | 64.557 | 69.772 | 74.676 | 78.158 | 80.676 | 82.368 | 83.551 | 84.345 | 85.279 | 86.229 | 87.159 | 87.365
Consumer Transformation | Dem_BB004 | GWh | NPgY | Norton Lees |  | 2.079 | 3.337 | 3.977 | 4.598 | 6.276 | 8.202 | 11.107 | 14.831 | 19.046 | 24.041 | 28.469 | 32.843 | 37.184 | 42.262 | 48.42 | 54.131 | 59.767 | 65.295 | 70.571 | 75.531 | 79.054 | 81.6 | 83.311 | 84.507 | 85.311 | 86.256 | 87.217 | 88.156 | 88.364
Consumer Transformation | Dem_BB004 | GWh | NPgY | Pitsmoor |  | 1.449 | 2.326 | 2.773 | 3.206 | 4.376 | 5.72 | 7.745 | 10.341 | 13.281 | 16.765 | 19.853 | 22.902 | 25.93 | 29.471 | 33.765 | 37.749 | 41.679 | 45.533 | 49.212 | 52.671 | 55.128 | 56.903 | 58.096 | 58.93 | 59.491 | 60.149 | 60.82 | 61.476 | 61.621
Consumer Transformation | Dem_BB004 | GWh | NPgY | Saltend North |  | 1.813 | 2.908 | 3.466 | 4.007 | 4.927 | 6.438 | 8.717 | 11.64 | 14.947 | 18.244 | 21.604 | 24.923 | 28.219 | 32.072 | 36.102 | 40.36 | 44.562 | 48.683 | 52.617 | 55.847 | 58.451 | 60.333 | 61.6 | 62.483 | 63.104 | 63.804 | 64.515 | 65.21 | 65.363
Consumer Transformation | Dem_BB004 | GWh | NPgY | Sheffield City |  | 2.002 | 3.211 | 3.828 | 4.427 | 6.041 | 7.896 | 10.69 | 14.276 | 18.332 | 23.142 | 27.404 | 31.614 | 35.793 | 40.682 | 46.61 | 52.108 | 57.532 | 62.852 | 67.932 | 72.706 | 76.097 | 78.548 | 80.196 | 81.347 | 82.12 | 83.029 | 83.953 | 84.86 | 85.059
Consumer Transformation | Dem_BB004 | GWh | NPgY | Skelton Grange |  | 13.065 | 20.972 | 24.999 | 28.903 | 39.388 | 51.474 | 69.699 | 93.068 | 119.519 | 149.842 | 177.437 | 204.7 | 231.76 | 263.412 | 302.31 | 337.975 | 373.159 | 407.67 | 440.61 | 471.76 | 493.759 | 509.665 | 520.352 | 527.823 | 534.85 | 540.778 | 546.8 | 552.7 | 553.994
Consumer Transformation | Dem_BB004 | GWh | NPgY | Templeborough |  | 1.178 | 1.892 | 2.256 | 2.608 | 3.56 | 4.652 | 6.298 | 8.411 | 10.802 | 13.635 | 16.146 | 18.627 | 21.09 | 23.97 | 27.463 | 30.702 | 33.898 | 37.033 | 40.026 | 42.838 | 44.837 | 46.281 | 47.251 | 47.929 | 48.385 | 48.921 | 49.466 | 50 | 50.116
Consumer Transformation | Dem_BB004 | GWh | NPgY | Thorpe Marsh |  | 7.748 | 12.436 | 14.824 | 17.139 | 20.717 | 27.074 | 36.659 | 48.95 | 62.864 | 76.324 | 90.379 | 104.265 | 118.048 | 134.172 | 150.746 | 168.53 | 186.076 | 203.283 | 219.709 | 233.038 | 243.904 | 251.76 | 257.041 | 260.73 | 263.314 | 266.231 | 269.196 | 272.101 | 272.739
Consumer Transformation | Dem_BB004 | GWh | NPgY | Thurcroft |  | 4.189 | 6.724 | 8.015 | 9.267 | 12.649 | 16.529 | 22.382 | 29.886 | 38.38 | 48.448 | 57.371 | 66.185 | 74.935 | 85.169 | 97.577 | 109.089 | 120.445 | 131.584 | 142.217 | 152.212 | 159.311 | 164.441 | 167.89 | 170.301 | 171.92 | 173.825 | 175.761 | 177.656 | 178.074
Consumer Transformation | Dem_BB004 | GWh | NPgY | West Melton |  | 8.562 | 13.742 | 16.38 | 18.938 | 25.849 | 33.781 | 45.74 | 61.077 | 78.436 | 99.011 | 117.245 | 135.26 | 153.14 | 174.056 | 199.413 | 222.939 | 246.148 | 268.911 | 290.64 | 311.069 | 325.574 | 336.062 | 343.109 | 348.036 | 351.345 | 355.238 | 359.194 | 363.069 | 363.919
Consumer Transformation | Dem_BB004 | GWh | NPgY | Wincobank |  | 0.484 | 0.779 | 0.928 | 1.072 | 1.464 | 1.914 | 2.59 | 3.459 | 4.443 | 5.608 | 6.64 | 7.66 | 8.673 | 9.858 | 11.294 | 12.627 | 13.941 | 15.23 | 16.461 | 17.617 | 18.439 | 19.033 | 19.433 | 19.713 | 19.899 | 20.12 | 20.343 | 20.564 | 20.612
Consumer Transformation | Dem_BB004 | GWh | SEPD | Acton Lane 66kV |  | 0.835 | 1.341 | 1.599 | 1.848 | 2.264 | 2.959 | 4.006 | 5.348 | 6.868 | 8.358 | 9.897 | 11.418 | 12.928 | 14.692 | 16.585 | 18.541 | 20.472 | 22.364 | 24.172 | 25.963 | 27.174 | 28.049 | 28.637 | 29.048 | 29.69 | 30.019 | 30.354 | 30.681 | 30.754
Consumer Transformation | Dem_BB004 | GWh | SEPD | Botley Wood |  | 3.887 | 6.239 | 7.438 | 8.599 | 10.69 | 13.97 | 18.917 | 25.259 | 32.439 | 40.594 | 48.068 | 55.455 | 62.786 | 71.359 | 81.637 | 91.268 | 100.768 | 110.087 | 118.984 | 127.777 | 133.735 | 138.043 | 140.94 | 142.962 | 144.614 | 146.216 | 147.844 | 149.441 | 149.791
Consumer Transformation | Dem_BB004 | GWh | SEPD | Bramley |  | 6.821 | 10.948 | 13.05 | 15.089 | 15.128 | 19.771 | 26.772 | 35.748 | 45.908 | 52.605 | 62.293 | 71.864 | 81.363 | 92.477 | 99.371 | 111.094 | 122.661 | 134.003 | 144.832 | 151.996 | 159.086 | 164.21 | 167.654 | 170.061 | 172.419 | 174.33 | 176.27 | 178.173 | 178.59
Consumer Transformation | Dem_BB004 | GWh | SEPD | Chickerell |  | 3.449 | 5.536 | 6.599 | 7.63 | 8.672 | 11.332 | 15.344 | 20.489 | 26.312 | 32.008 | 37.903 | 43.727 | 49.508 | 56.269 | 63.32 | 70.79 | 78.16 | 85.388 | 92.289 | 98.271 | 102.855 | 106.167 | 108.393 | 109.95 | 110.915 | 112.144 | 113.393 | 114.617 | 114.884
Consumer Transformation | Dem_BB004 | GWh | SEPD | Cowley |  | 15.777 | 25.324 | 30.185 | 34.898 | 39.987 | 52.258 | 70.759 | 94.485 | 121.339 | 146.198 | 173.122 | 199.723 | 226.126 | 257.008 | 285.806 | 319.524 | 352.789 | 385.414 | 416.558 | 443.156 | 463.821 | 478.761 | 488.801 | 495.82 | 502.393 | 507.96 | 513.618 | 519.158 | 520.374
Consumer Transformation | Dem_BB004 | GWh | SEPD | Ealing |  | 7.294 | 11.707 | 13.955 | 16.136 | 19.758 | 25.82 | 34.962 | 46.686 | 59.954 | 72.957 | 86.391 | 99.665 | 112.841 | 128.253 | 144.767 | 161.845 | 178.695 | 195.22 | 210.994 | 226.629 | 237.197 | 244.838 | 249.973 | 253.563 | 259.172 | 262.044 | 264.962 | 267.821 | 268.448
Consumer Transformation | Dem_BB004 | GWh | SEPD | Fawley |  | 4.604 | 7.387 | 8.805 | 10.181 | 12.655 | 16.539 | 22.395 | 29.903 | 38.402 | 48.056 | 56.907 | 65.649 | 74.328 | 84.48 | 96.645 | 108.048 | 119.296 | 130.327 | 140.858 | 151.27 | 158.323 | 163.424 | 166.851 | 169.246 | 171.201 | 173.1 | 175.026 | 176.914 | 177.329
Consumer Transformation | Dem_BB004 | GWh | SEPD | Fleet |  | 28.993 | 46.534 | 55.469 | 64.131 | 78.828 | 103.018 | 139.492 | 186.261 | 239.201 | 295.394 | 349.792 | 403.537 | 456.884 | 519.281 | 586.723 | 655.938 | 724.226 | 791.201 | 855.134 | 914.744 | 957.4 | 988.24 | 1008.964 | 1023.451 | 1035.927 | 1047.407 | 1059.073 | 1070.498 | 1073.006
Consumer Transformation | Dem_BB004 | GWh | SEPD | Iver 132kV |  | 6.117 | 9.816 | 11.7 | 13.526 | 17.522 | 22.899 | 31.008 | 41.404 | 53.171 | 66.683 | 78.963 | 91.096 | 103.139 | 117.225 | 133.958 | 149.761 | 165.353 | 180.644 | 195.241 | 209.95 | 219.74 | 226.819 | 231.575 | 234.899 | 238.197 | 240.838 | 243.518 | 246.145 | 246.723
Consumer Transformation | Dem_BB004 | GWh | SEPD | Iver 66kV |  | 2.898 | 4.651 | 5.544 | 6.409 | 8.303 | 10.85 | 14.692 | 19.617 | 25.194 | 31.596 | 37.414 | 43.162 | 48.869 | 55.543 | 63.472 | 70.96 | 78.347 | 85.593 | 92.508 | 99.479 | 104.117 | 107.471 | 109.724 | 111.299 | 112.862 | 114.114 | 115.383 | 116.629 | 116.901
Consumer Transformation | Dem_BB004 | GWh | SEPD | Laleham |  | 3.687 | 5.918 | 7.055 | 8.157 | 10.565 | 13.809 | 18.696 | 24.965 | 32.061 | 40.209 | 47.614 | 54.93 | 62.191 | 70.684 | 80.774 | 90.304 | 99.705 | 108.925 | 117.727 | 126.596 | 132.5 | 136.767 | 139.636 | 141.639 | 143.628 | 145.22 | 146.836 | 148.422 | 148.768
Consumer Transformation | Dem_BB004 | GWh | SEPD | Lovedean |  | 15.116 | 24.263 | 28.92 | 33.436 | 41.565 | 54.32 | 73.553 | 98.213 | 126.126 | 157.835 | 186.902 | 215.618 | 244.123 | 277.463 | 317.418 | 354.865 | 391.81 | 428.043 | 462.63 | 496.824 | 519.991 | 536.743 | 547.998 | 555.868 | 562.29 | 568.521 | 574.853 | 581.054 | 582.416
Consumer Transformation | Dem_BB004 | GWh | SEPD | Mannington |  | 21.271 | 34.141 | 40.696 | 47.051 | 53.472 | 69.88 | 94.622 | 126.348 | 162.258 | 197.387 | 233.738 | 269.651 | 305.3 | 346.995 | 390.478 | 436.544 | 481.992 | 526.565 | 569.114 | 606.011 | 634.271 | 654.701 | 668.431 | 678.028 | 683.981 | 691.561 | 699.263 | 706.807 | 708.462
Consumer Transformation | Dem_BB004 | GWh | SEPD | Melksham |  | 14.072 | 22.588 | 26.924 | 31.128 | 34.395 | 44.948 | 60.864 | 81.269 | 104.367 | 125.321 | 148.4 | 171.203 | 193.834 | 220.307 | 245.617 | 274.592 | 303.18 | 331.218 | 357.981 | 380.237 | 397.968 | 410.787 | 419.401 | 425.424 | 429.911 | 434.676 | 439.515 | 444.257 | 445.298
Consumer Transformation | Dem_BB004 | GWh | SEPD | Minety |  | 7.883 | 12.654 | 15.083 | 17.439 | 19.268 | 25.18 | 34.096 | 45.527 | 58.466 | 70.205 | 83.133 | 95.907 | 108.586 | 123.416 | 137.594 | 153.826 | 169.841 | 185.548 | 200.54 | 213.008 | 222.94 | 230.122 | 234.947 | 238.322 | 240.834 | 243.504 | 246.215 | 248.872 | 249.454
Consumer Transformation | Dem_BB004 | GWh | SEPD | North Hyde |  | 2.996 | 4.807 | 5.732 | 6.626 | 8.583 | 11.219 | 15.19 | 20.283 | 26.048 | 32.667 | 38.682 | 44.625 | 50.524 | 57.425 | 65.622 | 73.364 | 81.001 | 88.493 | 95.644 | 102.849 | 107.644 | 111.112 | 113.441 | 115.07 | 116.685 | 117.978 | 119.292 | 120.581 | 120.862
Consumer Transformation | Dem_BB004 | GWh | SEPD | Nursling |  | 9.916 | 15.918 | 18.973 | 21.935 | 27.268 | 35.636 | 48.253 | 64.431 | 82.743 | 103.545 | 122.613 | 141.453 | 160.153 | 182.026 | 208.237 | 232.805 | 257.04 | 280.812 | 303.502 | 325.934 | 341.132 | 352.121 | 359.506 | 364.667 | 368.881 | 372.97 | 377.123 | 381.192 | 382.085
Consumer Transformation | Dem_BB004 | GWh | SHEPD | Abernethy |  | 0.947 | 1.521 | 1.811 | 2.095 | 2.567 | 3.354 | 4.542 | 6.064 | 7.788 | 9.272 | 10.98 | 12.667 | 14.342 | 16.301 | 17.194 | 19.224 | 21.225 | 23.188 | 25.06 | 26.003 | 27.215 | 28.092 | 28.681 | 29.092 | 29.371 | 29.698 | 30.028 | 30.352 | 30.423
Consumer Transformation | Dem_BB004 | GWh | SHEPD | Alness |  | 0.789 | 1.266 | 1.508 | 1.743 | 1.519 | 1.985 | 2.687 | 3.588 | 4.609 | 4.914 | 5.819 | 6.714 | 7.602 | 8.639 | 8.548 | 9.557 | 10.551 | 11.526 | 12.458 | 12.915 | 13.518 | 13.954 | 14.246 | 14.451 | 15.076 | 15.243 | 15.414 | 15.58 | 15.616
Consumer Transformation | Dem_BB004 | GWh | SHEPD | Arbroath |  | 1.669 | 2.68 | 3.195 | 3.694 | 4.526 | 5.914 | 8.009 | 10.694 | 13.733 | 16.353 | 19.363 | 22.34 | 25.292 | 28.747 | 30.321 | 33.899 | 37.428 | 40.889 | 44.194 | 45.854 | 47.992 | 49.538 | 50.577 | 51.302 | 51.796 | 52.37 | 52.953 | 53.524 | 53.65
Consumer Transformation | Dem_BB004 | GWh | SHEPD | Ardkinglas |  | 0 | 0 | 0 | 0 | 0 | 0 | 0 | 0 | 0 | 0 | 0 | 0 | 0 | 0 | 0 | 0 | 0 | 0 | 0 | 0 | 0 | 0 | 0 | 0 | 0 | 0 | 0 | 0 | 0
Consumer Transformation | Dem_BB004 | GWh | SHEPD | Ardmore |  | 1.278 | 2.052 | 2.445 | 2.828 | 3.058 | 3.996 | 5.411 | 7.226 | 9.28 | 10.667 | 12.631 | 14.571 | 16.498 | 18.752 | 19.4 | 21.689 | 23.946 | 26.161 | 28.275 | 29.311 | 30.678 | 31.666 | 32.33 | 32.795 | 33.424 | 33.795 | 34.171 | 34.539 | 34.619
Consumer Transformation | Dem_BB004 | GWh | SHEPD | Beauly |  | 0.958 | 1.538 | 1.833 | 2.12 | 2.293 | 2.998 | 4.059 | 5.42 | 6.96 | 8 | 9.473 | 10.928 | 12.373 | 14.062 | 14.55 | 16.265 | 17.959 | 19.621 | 21.206 | 21.983 | 23.008 | 23.749 | 24.248 | 24.596 | 25.067 | 25.344 | 25.627 | 25.904 | 25.965
Consumer Transformation | Dem_BB004 | GWh | SHEPD | Berryburn |  | 0 | 0 | 0 | 0 | 0 | 0 | 0 | 0 | 0 | 0 | 0 | 0 | 0 | 0 | 0 | 0 | 0 | 0 | 0 | 0 | 0 | 0 | 0 | 0 | 0 | 0 | 0 | 0 | 0
Consumer Transformation | Dem_BB004 | GWh | SHEPD | Boat of Garten |  | 0.543 | 0.871 | 1.038 | 1.2 | 1.298 | 1.696 | 2.297 | 3.067 | 3.939 | 4.528 | 5.363 | 6.185 | 7.003 | 7.961 | 8.237 | 9.208 | 10.167 | 11.106 | 12.004 | 12.443 | 13.025 | 13.443 | 13.726 | 13.922 | 14.19 | 14.346 | 14.507 | 14.664 | 14.697
Consumer Transformation | Dem_BB004 | GWh | SHEPD | Braco West |  | 1.513 | 2.429 | 2.895 | 3.346 | 4.1 | 5.359 | 7.256 | 9.688 | 12.442 | 14.814 | 17.541 | 20.236 | 22.913 | 26.042 | 27.468 | 30.71 | 33.905 | 37.04 | 40.033 | 41.539 | 43.476 | 44.876 | 45.817 | 46.476 | 46.921 | 47.441 | 47.97 | 48.487 | 48.601
Consumer Transformation | Dem_BB004 | GWh | SHEPD | Bridge of Dun |  | 1.211 | 1.944 | 2.318 | 2.681 | 3.283 | 4.292 | 5.811 | 7.759 | 9.965 | 11.864 | 14.05 | 16.209 | 18.352 | 20.858 | 22.002 | 24.597 | 27.157 | 29.668 | 32.066 | 33.27 | 34.822 | 35.944 | 36.698 | 37.223 | 37.582 | 37.998 | 38.421 | 38.837 | 38.927
Consumer Transformation | Dem_BB004 | GWh | SHEPD | Broadford-Skye |  | 0.328 | 0.526 | 0.626 | 0.724 | 0.784 | 1.024 | 1.385 | 1.85 | 2.375 | 2.731 | 3.234 | 3.731 | 4.225 | 4.801 | 4.967 | 5.554 | 6.131 | 6.699 | 7.24 | 7.504 | 7.856 | 8.109 | 8.278 | 8.396 | 8.557 | 8.653 | 8.75 | 8.843 | 8.865
Consumer Transformation | Dem_BB004 | GWh | SHEPD | Brora |  | 0.159 | 0.253 | 0.304 | 0.35 | 0.305 | 0.399 | 0.539 | 0.721 | 0.926 | 0.987 | 1.169 | 1.348 | 1.527 | 1.736 | 1.717 | 1.919 | 2.118 | 2.316 | 2.503 | 2.594 | 2.715 | 2.802 | 2.86 | 2.902 | 3.027 | 3.061 | 3.095 | 3.128 | 3.136
Consumer Transformation | Dem_BB004 | GWh | SHEPD | Burghmuir |  | 2.683 | 4.307 | 5.133 | 5.934 | 7.271 | 9.503 | 12.867 | 17.182 | 22.064 | 26.271 | 31.109 | 35.889 | 40.634 | 46.183 | 48.714 | 54.461 | 60.131 | 65.692 | 70.999 | 73.667 | 77.102 | 79.586 | 81.255 | 82.422 | 83.213 | 84.136 | 85.074 | 85.992 | 86.192
Consumer Transformation | Dem_BB004 | GWh | SHEPD | Carradale |  | 0.43 | 0.69 | 0.823 | 0.952 | 0.763 | 0.997 | 1.351 | 1.803 | 2.316 | 2.341 | 2.773 | 3.199 | 3.621 | 4.117 | 3.921 | 4.384 | 4.839 | 5.287 | 5.714 | 5.889 | 6.163 | 6.361 | 6.494 | 6.588 | 6.996 | 7.074 | 7.153 | 7.23 | 7.247
Consumer Transformation | Dem_BB004 | GWh | SHEPD | Cassley |  | 0.02 | 0.031 | 0.037 | 0.044 | 0.037 | 0.05 | 0.067 | 0.089 | 0.116 | 0.124 | 0.146 | 0.168 | 0.19 | 0.216 | 0.214 | 0.24 | 0.264 | 0.289 | 0.312 | 0.323 | 0.338 | 0.35 | 0.358 | 0.362 | 0.378 | 0.382 | 0.386 | 0.39 | 0.392
Consumer Transformation | Dem_BB004 | GWh | SHEPD | Ceannacroc |  | 0.049 | 0.077 | 0.093 | 0.108 | 0.117 | 0.153 | 0.207 | 0.276 | 0.354 | 0.407 | 0.481 | 0.556 | 0.629 | 0.715 | 0.74 | 0.827 | 0.913 | 0.996 | 1.078 | 1.118 | 1.169 | 1.207 | 1.232 | 1.251 | 1.274 | 1.288 | 1.303 | 1.316 | 1.321
Consumer Transformation | Dem_BB004 | GWh | SHEPD | Charleston |  | 0.786 | 1.26 | 1.503 | 1.737 | 2.128 | 2.78 | 3.766 | 5.029 | 6.458 | 7.688 | 9.104 | 10.503 | 11.892 | 13.515 | 14.256 | 15.939 | 17.598 | 19.225 | 20.778 | 21.559 | 22.564 | 23.292 | 23.781 | 24.122 | 24.354 | 24.623 | 24.896 | 25.166 | 25.226
Consumer Transformation | Dem_BB004 | GWh | SHEPD | Clachan |  | 0.079 | 0.128 | 0.153 | 0.177 | 0.141 | 0.186 | 0.251 | 0.336 | 0.43 | 0.436 | 0.516 | 0.595 | 0.673 | 0.766 | 0.729 | 0.814 | 0.9 | 0.982 | 1.063 | 1.095 | 1.145 | 1.183 | 1.206 | 1.224 | 1.301 | 1.315 | 1.329 | 1.343 | 1.348
Consumer Transformation | Dem_BB004 | GWh | SHEPD | Clayhills |  | 0.581 | 0.933 | 1.111 | 1.286 | 1.57 | 2.051 | 2.779 | 3.71 | 4.763 | 5.669 | 6.714 | 7.745 | 8.769 | 9.966 | 10.511 | 11.751 | 12.974 | 14.173 | 15.319 | 15.897 | 16.637 | 17.173 | 17.534 | 17.786 | 17.964 | 18.163 | 18.365 | 18.564 | 18.607
Consumer Transformation | Dem_BB004 | GWh | SHEPD | Coupar Angus |  | 0.978 | 1.571 | 1.874 | 2.166 | 2.654 | 3.468 | 4.696 | 6.271 | 8.053 | 9.588 | 11.355 | 13.098 | 14.83 | 16.856 | 17.78 | 19.877 | 21.946 | 23.976 | 25.913 | 26.888 | 28.141 | 29.048 | 29.657 | 30.082 | 30.372 | 30.708 | 31.049 | 31.385 | 31.458
Consumer Transformation | Dem_BB004 | GWh | SHEPD | Craigiebuckler |  | 1.703 | 2.732 | 3.258 | 3.767 | 4.602 | 6.014 | 8.144 | 10.874 | 13.965 | 16.617 | 19.678 | 22.701 | 25.703 | 29.212 | 30.811 | 34.446 | 38.031 | 41.549 | 44.906 | 46.598 | 48.772 | 50.343 | 51.399 | 52.136 | 52.658 | 53.241 | 53.835 | 54.415 | 54.543
Consumer Transformation | Dem_BB004 | GWh | SHEPD | Dallas |  | 0 | 0 | 0 | 0 | 0 | 0 | 0 | 0 | 0 | 0 | 0 | 0 | 0 | 0 | 0 | 0 | 0 | 0 | 0 | 0 | 0 | 0 | 0 | 0 | 0 | 0 | 0 | 0 | 0
Consumer Transformation | Dem_BB004 | GWh | SHEPD | Dounreay |  | 0.179 | 0.29 | 0.346 | 0.399 | 0.348 | 0.455 | 0.615 | 0.821 | 1.055 | 1.125 | 1.332 | 1.537 | 1.741 | 1.979 | 1.958 | 2.189 | 2.416 | 2.64 | 2.853 | 2.959 | 3.097 | 3.195 | 3.262 | 3.309 | 3.453 | 3.49 | 3.529 | 3.567 | 3.577
Consumer Transformation | Dem_BB004 | GWh | SHEPD | Dudhope |  | 2.504 | 4.017 | 4.789 | 5.537 | 6.784 | 8.867 | 12.006 | 16.031 | 20.587 | 24.512 | 29.027 | 33.487 | 37.914 | 43.093 | 45.453 | 50.816 | 56.106 | 61.294 | 66.249 | 68.738 | 71.942 | 74.261 | 75.817 | 76.905 | 77.645 | 78.506 | 79.38 | 80.236 | 80.425
Consumer Transformation | Dem_BB004 | GWh | SHEPD | Dunbeath |  | 0 | 0 | 0 | 0 | 0 | 0 | 0 | 0 | 0 | 0 | 0 | 0.002 | 0.002 | 0.002 | 0.002 | 0.002 | 0.002 | 0.002 | 0.002 | 0.002 | 0.002 | 0.002 | 0.002 | 0.002 | 0.002 | 0.002 | 0.002 | 0.002 | 0.002
Consumer Transformation | Dem_BB004 | GWh | SHEPD | Dunoon |  | 0.469 | 0.752 | 0.895 | 1.035 | 1.337 | 1.747 | 2.365 | 3.158 | 4.056 | 4.914 | 5.819 | 6.713 | 7.6 | 8.638 | 9.201 | 10.286 | 11.358 | 12.409 | 13.41 | 13.936 | 14.585 | 15.055 | 15.37 | 15.592 | 15.68 | 15.853 | 16.03 | 16.203 | 16.24
Consumer Transformation | Dem_BB004 | GWh | SHEPD | Dunvegan |  | 0.177 | 0.284 | 0.339 | 0.391 | 0.423 | 0.553 | 0.749 | 1 | 1.283 | 1.476 | 1.747 | 2.015 | 2.282 | 2.594 | 2.684 | 3.001 | 3.313 | 3.62 | 3.913 | 4.056 | 4.245 | 4.382 | 4.474 | 4.538 | 4.625 | 4.675 | 4.727 | 4.778 | 4.789
Consumer Transformation | Dem_BB004 | GWh | SHEPD | Dyce |  | 1.562 | 2.504 | 2.986 | 3.452 | 4.218 | 5.513 | 7.464 | 9.967 | 12.799 | 15.23 | 18.036 | 20.807 | 23.557 | 26.775 | 28.239 | 31.571 | 34.858 | 38.08 | 41.157 | 42.71 | 44.701 | 46.141 | 47.108 | 47.785 | 48.262 | 48.798 | 49.341 | 49.874 | 49.99
Consumer Transformation | Dem_BB004 | GWh | SHEPD | Elgin |  | 1.467 | 2.355 | 2.808 | 3.246 | 3.512 | 4.588 | 6.213 | 8.297 | 10.654 | 12.246 | 14.502 | 16.729 | 18.942 | 21.528 | 22.273 | 24.902 | 27.494 | 30.037 | 32.463 | 33.652 | 35.222 | 36.357 | 37.119 | 37.652 | 38.374 | 38.8 | 39.233 | 39.656 | 39.747
Consumer Transformation | Dem_BB004 | GWh | SHEPD | Fasnakyle |  | 0.023 | 0.039 | 0.046 | 0.052 | 0.056 | 0.074 | 0.1 | 0.132 | 0.171 | 0.197 | 0.233 | 0.268 | 0.304 | 0.345 | 0.357 | 0.399 | 0.441 | 0.481 | 0.52 | 0.541 | 0.565 | 0.583 | 0.596 | 0.604 | 0.616 | 0.622 | 0.63 | 0.637 | 0.639
Consumer Transformation | Dem_BB004 | GWh | SHEPD | Fetteresso |  | 0 | 0 | 0 | 0 | 0 | 0 | 0 | 0 | 0 | 0 | 0 | 0 | 0 | 0 | 0 | 0 | 0 | 0 | 0 | 0 | 0 | 0 | 0 | 0 | 0 | 0 | 0 | 0 | 0
Consumer Transformation | Dem_BB004 | GWh | SHEPD | Fiddes |  | 0.791 | 1.268 | 1.511 | 1.748 | 2.135 | 2.791 | 3.778 | 5.046 | 6.478 | 7.71 | 9.129 | 10.532 | 11.924 | 13.554 | 14.294 | 15.98 | 17.645 | 19.277 | 20.833 | 21.62 | 22.628 | 23.357 | 23.847 | 24.188 | 24.431 | 24.702 | 24.977 | 25.246 | 25.305
Consumer Transformation | Dem_BB004 | GWh | SHEPD | Finstown |  | 0 | 0 | 0 | 0 | 0 | 0 | 0 | 0 | 0 | 0 | 0 | 0 | 0 | 0 | 0 | 0 | 0 | 0 | 0 | 0 | 0 | 0 | 0 | 0 | 0 | 0 | 0 | 0 | 0
Consumer Transformation | Dem_BB004 | GWh | SHEPD | Fort Augustus |  | 0.113 | 0.18 | 0.214 | 0.247 | 0.267 | 0.35 | 0.474 | 0.633 | 0.813 | 0.935 | 1.106 | 1.276 | 1.445 | 1.642 | 1.698 | 1.899 | 2.097 | 2.291 | 2.477 | 2.567 | 2.687 | 2.772 | 2.831 | 2.872 | 2.928 | 2.96 | 2.992 | 3.025 | 3.031
Consumer Transformation | Dem_BB004 | GWh | SHEPD | Fort William |  | 0.719 | 1.155 | 1.377 | 1.593 | 1.723 | 2.252 | 3.049 | 4.07 | 5.227 | 6.008 | 7.115 | 8.209 | 9.294 | 10.563 | 10.928 | 12.219 | 13.491 | 14.738 | 15.93 | 16.513 | 17.283 | 17.839 | 18.214 | 18.475 | 18.829 | 19.039 | 19.25 | 19.458 | 19.502
Consumer Transformation | Dem_BB004 | GWh | SHEPD | Fraserburgh |  | 0.899 | 1.441 | 1.718 | 1.985 | 2.427 | 3.17 | 4.293 | 5.733 | 7.363 | 8.76 | 10.373 | 11.967 | 13.55 | 15.401 | 16.243 | 18.159 | 20.049 | 21.903 | 23.672 | 24.565 | 25.711 | 26.54 | 27.096 | 27.484 | 27.759 | 28.068 | 28.38 | 28.686 | 28.754
Consumer Transformation | Dem_BB004 | GWh | SHEPD | Glenfarclas |  | 0 | 0 | 0 | 0 | 0 | 0 | 0 | 0 | 0 | 0 | 0 | 0 | 0 | 0 | 0 | 0 | 0 | 0 | 0 | 0 | 0 | 0 | 0 | 0 | 0 | 0 | 0 | 0 | 0
Consumer Transformation | Dem_BB004 | GWh | SHEPD | Grudie Bridge |  | 0.064 | 0.104 | 0.124 | 0.142 | 0.154 | 0.201 | 0.273 | 0.365 | 0.469 | 0.538 | 0.636 | 0.736 | 0.832 | 0.945 | 0.979 | 1.094 | 1.207 | 1.319 | 1.427 | 1.478 | 1.547 | 1.597 | 1.63 | 1.655 | 1.686 | 1.704 | 1.723 | 1.741 | 1.746
Consumer Transformation | Dem_BB004 | GWh | SHEPD | Inverness |  | 2.709 | 4.348 | 5.181 | 5.99 | 6.48 | 8.468 | 11.465 | 15.31 | 19.661 | 22.599 | 26.76 | 30.873 | 34.954 | 39.728 | 41.103 | 45.952 | 50.736 | 55.428 | 59.907 | 62.101 | 64.997 | 67.091 | 68.498 | 69.481 | 70.816 | 71.599 | 72.397 | 73.178 | 73.349
Consumer Transformation | Dem_BB004 | GWh | SHEPD | Keith |  | 1.165 | 1.871 | 2.23 | 2.577 | 2.789 | 3.643 | 4.934 | 6.588 | 8.461 | 9.725 | 11.516 | 13.285 | 15.041 | 17.096 | 17.687 | 19.775 | 21.833 | 23.852 | 25.78 | 26.725 | 27.971 | 28.871 | 29.477 | 29.9 | 30.474 | 30.812 | 31.155 | 31.491 | 31.565
Consumer Transformation | Dem_BB004 | GWh | SHEPD | Killin |  | 0.118 | 0.189 | 0.226 | 0.261 | 0.319 | 0.417 | 0.565 | 0.755 | 0.969 | 1.154 | 1.366 | 1.576 | 1.784 | 2.028 | 2.139 | 2.391 | 2.64 | 2.884 | 3.117 | 3.234 | 3.386 | 3.494 | 3.568 | 3.619 | 3.655 | 3.694 | 3.735 | 3.775 | 3.784
Consumer Transformation | Dem_BB004 | GWh | SHEPD | Kinlochleven |  | 0.064 | 0.104 | 0.124 | 0.142 | 0.154 | 0.202 | 0.273 | 0.365 | 0.469 | 0.539 | 0.638 | 0.737 | 0.834 | 0.949 | 0.981 | 1.097 | 1.211 | 1.323 | 1.43 | 1.483 | 1.551 | 1.602 | 1.635 | 1.658 | 1.69 | 1.71 | 1.729 | 1.747 | 1.75
Consumer Transformation | Dem_BB004 | GWh | SHEPD | Kintore |  | 2.977 | 4.779 | 5.697 | 6.587 | 8.048 | 10.519 | 14.242 | 19.017 | 24.421 | 29.061 | 34.412 | 39.7 | 44.948 | 51.088 | 53.882 | 60.238 | 66.509 | 72.659 | 78.531 | 81.492 | 85.292 | 88.04 | 89.885 | 91.177 | 92.089 | 93.11 | 94.146 | 95.162 | 95.385
Consumer Transformation | Dem_BB004 | GWh | SHEPD | Lairg |  | 0.026 | 0.043 | 0.049 | 0.057 | 0.05 | 0.065 | 0.088 | 0.119 | 0.151 | 0.161 | 0.191 | 0.22 | 0.249 | 0.284 | 0.281 | 0.314 | 0.346 | 0.378 | 0.41 | 0.424 | 0.444 | 0.458 | 0.468 | 0.475 | 0.495 | 0.501 | 0.507 | 0.512 | 0.512
Consumer Transformation | Dem_BB004 | GWh | SHEPD | Lunanhead |  | 1.157 | 1.857 | 2.213 | 2.559 | 3.136 | 4.097 | 5.548 | 7.408 | 9.512 | 11.327 | 13.413 | 15.473 | 17.519 | 19.911 | 21.003 | 23.481 | 25.925 | 28.324 | 30.612 | 31.762 | 33.242 | 34.313 | 35.033 | 35.537 | 35.878 | 36.275 | 36.68 | 37.074 | 37.162
Consumer Transformation | Dem_BB004 | GWh | SHEPD | Lyndhurst |  | 1.411 | 2.267 | 2.702 | 3.122 | 3.828 | 5.001 | 6.772 | 9.042 | 11.612 | 13.827 | 16.372 | 18.888 | 21.386 | 24.305 | 25.638 | 28.661 | 31.645 | 34.572 | 37.367 | 38.771 | 40.578 | 41.885 | 42.763 | 43.378 | 43.794 | 44.28 | 44.772 | 45.256 | 45.363
Consumer Transformation | Dem_BB004 | GWh | SHEPD | Macduff |  | 0.561 | 0.9 | 1.073 | 1.241 | 1.342 | 1.753 | 2.374 | 3.171 | 4.073 | 4.68 | 5.543 | 6.394 | 7.238 | 8.227 | 8.512 | 9.517 | 10.508 | 11.48 | 12.406 | 12.862 | 13.461 | 13.894 | 14.186 | 14.39 | 14.666 | 14.829 | 14.994 | 15.154 | 15.192
Consumer Transformation | Dem_BB004 | GWh | SHEPD | Milton of Craigie |  | 2.548 | 4.087 | 4.872 | 5.633 | 6.903 | 9.021 | 12.214 | 16.31 | 20.946 | 24.938 | 29.532 | 34.07 | 38.573 | 43.841 | 46.244 | 51.698 | 57.08 | 62.36 | 67.399 | 69.93 | 73.193 | 75.55 | 77.134 | 78.241 | 78.994 | 79.869 | 80.759 | 81.629 | 81.82
Consumer Transformation | Dem_BB004 | GWh | SHEPD | Mybster |  | 0.236 | 0.379 | 0.451 | 0.521 | 0.454 | 0.594 | 0.804 | 1.072 | 1.377 | 1.469 | 1.739 | 2.007 | 2.272 | 2.582 | 2.554 | 2.855 | 3.153 | 3.446 | 3.723 | 3.859 | 4.039 | 4.17 | 4.257 | 4.319 | 4.506 | 4.556 | 4.607 | 4.656 | 4.667
Consumer Transformation | Dem_BB004 | GWh | SHEPD | Nairn |  | 0.863 | 1.385 | 1.65 | 1.908 | 2.065 | 2.697 | 3.652 | 4.878 | 6.264 | 7.199 | 8.525 | 9.835 | 11.135 | 12.655 | 13.094 | 14.639 | 16.163 | 17.658 | 19.086 | 19.785 | 20.707 | 21.373 | 21.822 | 22.135 | 22.559 | 22.81 | 23.064 | 23.312 | 23.367
Consumer Transformation | Dem_BB004 | GWh | SHEPD | Orrin |  | 0 | 0 | 0 | 0 | 0 | 0 | 0 | 0 | 0 | 0 | 0 | 0 | 0 | 0 | 0 | 0 | 0 | 0 | 0 | 0 | 0 | 0 | 0 | 0 | 0 | 0 | 0 | 0 | 0
Consumer Transformation | Dem_BB004 | GWh | SHEPD | Persley |  | 2.258 | 3.625 | 4.321 | 4.995 | 6.104 | 7.977 | 10.801 | 14.422 | 18.522 | 22.041 | 26.099 | 30.11 | 34.09 | 38.746 | 40.865 | 45.686 | 50.442 | 55.107 | 59.56 | 61.805 | 64.687 | 66.771 | 68.171 | 69.151 | 69.843 | 70.616 | 71.403 | 72.173 | 72.342
Consumer Transformation | Dem_BB004 | GWh | SHEPD | Peterhead Grange |  | 0.161 | 0.259 | 0.31 | 0.358 | 0.437 | 0.571 | 0.775 | 1.034 | 1.327 | 1.579 | 1.87 | 2.158 | 2.444 | 2.777 | 2.929 | 3.274 | 3.614 | 3.948 | 4.267 | 4.429 | 4.636 | 4.785 | 4.884 | 4.955 | 5.005 | 5.061 | 5.117 | 5.172 | 5.183
Consumer Transformation | Dem_BB004 | GWh | SHEPD | Peterhead Shell |  | 0.415 | 0.665 | 0.792 | 0.915 | 1.118 | 1.46 | 1.978 | 2.642 | 3.393 | 4.037 | 4.781 | 5.514 | 6.244 | 7.097 | 7.484 | 8.367 | 9.24 | 10.093 | 10.909 | 11.319 | 11.848 | 12.23 | 12.486 | 12.666 | 12.792 | 12.933 | 13.077 | 13.219 | 13.25
Consumer Transformation | Dem_BB004 | GWh | SHEPD | Port Ann |  | 0.351 | 0.562 | 0.67 | 0.774 | 0.62 | 0.811 | 1.098 | 1.467 | 1.884 | 1.905 | 2.256 | 2.602 | 2.946 | 3.349 | 3.188 | 3.565 | 3.937 | 4.301 | 4.649 | 4.79 | 5.012 | 5.174 | 5.282 | 5.358 | 5.691 | 5.755 | 5.819 | 5.881 | 5.895
Consumer Transformation | Dem_BB004 | GWh | SHEPD | Quoich |  | 0.003 | 0.002 | 0.003 | 0.003 | 0.005 | 0.006 | 0.008 | 0.009 | 0.013 | 0.014 | 0.017 | 0.02 | 0.022 | 0.024 | 0.025 | 0.029 | 0.032 | 0.036 | 0.039 | 0.04 | 0.042 | 0.043 | 0.044 | 0.043 | 0.046 | 0.046 | 0.046 | 0.046 | 0.047
Consumer Transformation | Dem_BB004 | GWh | SHEPD | Rannoch |  | 0.015 | 0.025 | 0.029 | 0.033 | 0.04 | 0.053 | 0.073 | 0.097 | 0.124 | 0.148 | 0.175 | 0.202 | 0.229 | 0.259 | 0.274 | 0.307 | 0.339 | 0.371 | 0.401 | 0.415 | 0.435 | 0.449 | 0.458 | 0.464 | 0.469 | 0.473 | 0.479 | 0.485 | 0.485
Consumer Transformation | Dem_BB004 | GWh | SHEPD | Redmoss |  | 1.92 | 3.082 | 3.675 | 4.248 | 5.191 | 6.783 | 9.185 | 12.264 | 15.751 | 18.741 | 22.194 | 25.603 | 28.989 | 32.948 | 34.75 | 38.849 | 42.894 | 46.859 | 50.646 | 52.556 | 55.007 | 56.778 | 57.97 | 58.802 | 59.39 | 60.048 | 60.717 | 61.372 | 61.516
Consumer Transformation | Dem_BB004 | GWh | SHEPD | Rothienorman |  | 0.589 | 0.946 | 1.127 | 1.303 | 1.532 | 2.001 | 2.71 | 3.619 | 4.647 | 5.472 | 6.48 | 7.475 | 8.463 | 9.619 | 10.087 | 11.277 | 12.451 | 13.603 | 14.702 | 15.252 | 15.963 | 16.477 | 16.823 | 17.064 | 17.281 | 17.473 | 17.668 | 17.858 | 17.9
Consumer Transformation | Dem_BB004 | GWh | SHEPD | Shin |  | 0.031 | 0.05 | 0.059 | 0.07 | 0.061 | 0.079 | 0.106 | 0.143 | 0.184 | 0.195 | 0.231 | 0.268 | 0.303 | 0.343 | 0.341 | 0.381 | 0.42 | 0.458 | 0.496 | 0.514 | 0.538 | 0.555 | 0.567 | 0.575 | 0.6 | 0.606 | 0.614 | 0.619 | 0.621
Consumer Transformation | Dem_BB004 | GWh | SHEPD | Sloy |  | 0.056 | 0.091 | 0.109 | 0.127 | 0.101 | 0.131 | 0.179 | 0.239 | 0.306 | 0.31 | 0.367 | 0.424 | 0.479 | 0.545 | 0.518 | 0.579 | 0.64 | 0.699 | 0.757 | 0.78 | 0.816 | 0.842 | 0.86 | 0.872 | 0.925 | 0.935 | 0.947 | 0.956 | 0.958
Consumer Transformation | Dem_BB004 | GWh | SHEPD | St Fergus Gas Terminal |  | 0.22 | 0.356 | 0.422 | 0.489 | 0.597 | 0.781 | 1.057 | 1.411 | 1.812 | 2.156 | 2.554 | 2.946 | 3.335 | 3.791 | 3.999 | 4.471 | 4.935 | 5.392 | 5.827 | 6.048 | 6.329 | 6.532 | 6.67 | 6.766 | 6.834 | 6.909 | 6.985 | 7.062 | 7.078
Consumer Transformation | Dem_BB004 | GWh | SHEPD | St Fillans |  | 0.125 | 0.199 | 0.237 | 0.275 | 0.337 | 0.441 | 0.597 | 0.797 | 1.023 | 1.218 | 1.441 | 1.663 | 1.884 | 2.141 | 2.257 | 2.523 | 2.787 | 3.045 | 3.291 | 3.414 | 3.573 | 3.689 | 3.766 | 3.821 | 3.857 | 3.898 | 3.943 | 3.985 | 3.995
Consumer Transformation | Dem_BB004 | GWh | SHEPD | Strichen |  | 0.822 | 1.318 | 1.572 | 1.818 | 2.22 | 2.901 | 3.93 | 5.248 | 6.738 | 8.019 | 9.495 | 10.954 | 12.401 | 14.095 | 14.867 | 16.621 | 18.35 | 20.047 | 21.668 | 22.484 | 23.533 | 24.291 | 24.8 | 25.156 | 25.408 | 25.691 | 25.976 | 26.257 | 26.318
Consumer Transformation | Dem_BB004 | GWh | SHEPD | Tarland |  | 0.924 | 1.486 | 1.77 | 2.047 | 2.5 | 3.268 | 4.425 | 5.908 | 7.588 | 9.03 | 10.691 | 12.335 | 13.966 | 15.872 | 16.741 | 18.716 | 20.664 | 22.575 | 24.399 | 25.32 | 26.499 | 27.354 | 27.928 | 28.328 | 28.611 | 28.93 | 29.251 | 29.567 | 29.637
Consumer Transformation | Dem_BB004 | GWh | SHEPD | Taynuilt |  | 0.602 | 0.964 | 1.15 | 1.328 | 1.065 | 1.392 | 1.885 | 2.517 | 3.232 | 3.269 | 3.871 | 4.467 | 5.057 | 5.748 | 5.474 | 6.12 | 6.757 | 7.382 | 7.979 | 8.221 | 8.604 | 8.882 | 9.069 | 9.198 | 9.769 | 9.877 | 9.987 | 10.095 | 10.119
Consumer Transformation | Dem_BB004 | GWh | SHEPD | Thurso |  | 1.024 | 1.642 | 1.957 | 2.263 | 1.971 | 2.577 | 3.49 | 4.659 | 5.982 | 6.38 | 7.554 | 8.714 | 9.867 | 11.214 | 11.097 | 12.405 | 13.697 | 14.963 | 16.173 | 16.767 | 17.548 | 18.114 | 18.495 | 18.76 | 19.572 | 19.79 | 20.008 | 20.226 | 20.273
Consumer Transformation | Dem_BB004 | GWh | SHEPD | Tummel Bridge |  | 0.41 | 0.657 | 0.783 | 0.906 | 1.11 | 1.45 | 1.964 | 2.622 | 3.367 | 4.008 | 4.747 | 5.477 | 6.201 | 7.048 | 7.434 | 8.311 | 9.177 | 10.025 | 10.834 | 11.241 | 11.767 | 12.145 | 12.4 | 12.577 | 12.699 | 12.838 | 12.982 | 13.122 | 13.154
Consumer Transformation | Dem_BB004 | GWh | SHEPD | Willowdale |  | 1.293 | 2.073 | 2.471 | 2.858 | 3.492 | 4.563 | 6.178 | 8.249 | 10.593 | 12.606 | 14.928 | 17.221 | 19.497 | 22.16 | 23.372 | 26.131 | 28.85 | 31.518 | 34.065 | 35.349 | 36.998 | 38.191 | 38.991 | 39.55 | 39.947 | 40.389 | 40.839 | 41.278 | 41.375
Consumer Transformation | Dem_BB004 | GWh | SHEPD | Woodhill |  | 2.069 | 3.32 | 3.956 | 4.574 | 5.589 | 7.304 | 9.89 | 13.207 | 16.96 | 20.181 | 23.899 | 27.571 | 31.216 | 35.479 | 37.418 | 41.833 | 46.187 | 50.46 | 54.536 | 56.593 | 59.233 | 61.14 | 62.422 | 63.319 | 63.952 | 64.662 | 65.381 | 66.087 | 66.24
Consumer Transformation | Dem_BB004 | GWh | SPD | Ayr |  | 2.194 | 3.522 | 4.197 | 4.853 | 6.248 | 8.165 | 11.055 | 14.761 | 18.957 | 22.958 | 27.186 | 31.363 | 35.509 | 40.358 | 42.999 | 48.072 | 53.077 | 57.984 | 62.67 | 65.14 | 68.179 | 70.374 | 71.85 | 72.881 | 73.302 | 74.115 | 74.94 | 75.748 | 75.925
Consumer Transformation | Dem_BB004 | GWh | SPD | Bainsford |  | 1.208 | 1.942 | 2.315 | 2.676 | 3.456 | 4.516 | 6.115 | 8.166 | 10.485 | 12.701 | 15.04 | 17.349 | 19.643 | 22.327 | 23.782 | 26.587 | 29.354 | 32.069 | 34.661 | 36.018 | 37.697 | 38.912 | 39.728 | 40.299 | 40.525 | 40.976 | 41.431 | 41.878 | 41.976
Consumer Transformation | Dem_BB004 | GWh | SPD | Bathgate |  | 1.81 | 2.904 | 3.461 | 4.001 | 5.168 | 6.754 | 9.144 | 12.21 | 15.682 | 18.992 | 22.49 | 25.947 | 29.376 | 33.388 | 35.564 | 39.759 | 43.898 | 47.959 | 51.833 | 53.863 | 56.375 | 58.191 | 59.411 | 60.264 | 60.605 | 61.276 | 61.958 | 62.628 | 62.774
Consumer Transformation | Dem_BB004 | GWh | SPD | Berwick |  | 0.858 | 1.378 | 1.642 | 1.898 | 2.444 | 3.194 | 4.325 | 5.776 | 7.417 | 8.982 | 10.637 | 12.271 | 13.893 | 15.791 | 16.823 | 18.808 | 20.766 | 22.687 | 24.519 | 25.485 | 26.675 | 27.533 | 28.111 | 28.514 | 28.678 | 28.997 | 29.319 | 29.636 | 29.706
Consumer Transformation | Dem_BB004 | GWh | SPD | Bonnybridge |  | 3.006 | 4.827 | 5.752 | 6.651 | 8.589 | 11.226 | 15.199 | 20.295 | 26.064 | 31.569 | 37.384 | 43.127 | 48.829 | 55.498 | 59.113 | 66.087 | 72.967 | 79.716 | 86.156 | 89.53 | 93.705 | 96.724 | 98.752 | 100.171 | 100.736 | 101.852 | 102.987 | 104.098 | 104.342
Consumer Transformation | Dem_BB004 | GWh | SPD | Braehead Park |  | 1.59 | 2.552 | 3.042 | 3.518 | 4.529 | 5.919 | 8.015 | 10.702 | 13.743 | 16.643 | 19.708 | 22.736 | 25.741 | 29.257 | 31.172 | 34.85 | 38.477 | 42.037 | 45.434 | 47.223 | 49.426 | 51.017 | 52.088 | 52.836 | 53.141 | 53.729 | 54.328 | 54.913 | 55.042
Consumer Transformation | Dem_BB004 | GWh | SPD | Broxburn |  | 2.773 | 4.45 | 5.305 | 6.132 | 7.894 | 10.317 | 13.97 | 18.653 | 23.956 | 29.011 | 34.354 | 39.631 | 44.87 | 50.998 | 54.335 | 60.746 | 67.069 | 73.272 | 79.192 | 82.314 | 86.152 | 88.927 | 90.791 | 92.096 | 92.626 | 93.652 | 94.695 | 95.717 | 95.942
Consumer Transformation | Dem_BB004 | GWh | SPD | Carntyne |  | 1.07 | 1.718 | 2.049 | 2.369 | 3.049 | 3.984 | 5.395 | 7.203 | 9.25 | 11.203 | 13.265 | 15.303 | 17.326 | 19.693 | 20.981 | 23.456 | 25.898 | 28.293 | 30.58 | 31.785 | 33.267 | 34.339 | 35.058 | 35.563 | 35.767 | 36.164 | 36.567 | 36.961 | 37.047
Consumer Transformation | Dem_BB004 | GWh | SPD | Carsfad |  | 0 | 0 | 0 | 0 | 0 | 0 | 0 | 0 | 0 | 0 | 0 | 0 | 0 | 0 | 0 | 0 | 0 | 0 | 0 | 0 | 0 | 0 | 0 | 0 | 0 | 0 | 0 | 0 | 0
Consumer Transformation | Dem_BB004 | GWh | SPD | Chapelcross |  | 2.087 | 1.942 | 2.315 | 2.677 | 3.446 | 4.503 | 6.097 | 8.142 | 10.456 | 12.663 | 14.994 | 17.299 | 19.586 | 22.26 | 23.717 | 26.515 | 29.275 | 31.983 | 34.566 | 35.929 | 37.604 | 38.816 | 39.63 | 40.198 | 40.431 | 40.878 | 41.333 | 41.78 | 41.877
Consumer Transformation | Dem_BB004 | GWh | SPD | Charlotte Street |  | 1.068 | 1.714 | 2.042 | 2.361 | 3.039 | 3.972 | 5.379 | 7.183 | 9.224 | 11.17 | 13.228 | 15.261 | 17.277 | 19.638 | 20.923 | 23.391 | 25.826 | 28.215 | 30.493 | 31.695 | 33.174 | 34.242 | 34.961 | 35.463 | 35.666 | 36.063 | 36.464 | 36.856 | 36.943
Consumer Transformation | Dem_BB004 | GWh | SPD | Clyde’s Mill |  | 3.549 | 5.696 | 6.79 | 7.852 | 10.107 | 13.208 | 17.884 | 23.88 | 30.668 | 37.138 | 43.978 | 50.736 | 57.443 | 65.288 | 69.559 | 77.766 | 85.861 | 93.802 | 101.38 | 105.377 | 110.291 | 113.844 | 116.231 | 117.899 | 118.579 | 119.894 | 121.229 | 122.537 | 122.823 | GSP also referred to as Westburn Road
Consumer Transformation | Dem_BB004 | GWh | SPD | Coatbridge |  | 2.996 | 4.809 | 5.734 | 6.629 | 8.533 | 11.152 | 15.1 | 20.163 | 25.893 | 31.357 | 37.132 | 42.839 | 48.501 | 55.125 | 58.732 | 65.661 | 72.495 | 79.201 | 85.6 | 88.974 | 93.123 | 96.122 | 98.138 | 99.546 | 100.122 | 101.232 | 102.358 | 103.461 | 103.705
Consumer Transformation | Dem_BB004 | GWh | SPD | Cockenzie |  | 2.473 | 3.971 | 4.733 | 5.472 | 7.044 | 9.205 | 12.465 | 16.644 | 21.374 | 25.886 | 30.653 | 35.363 | 40.037 | 45.506 | 48.482 | 54.203 | 59.846 | 65.38 | 70.663 | 73.447 | 76.873 | 79.349 | 81.013 | 82.177 | 82.649 | 83.566 | 84.496 | 85.408 | 85.609
Consumer Transformation | Dem_BB004 | GWh | SPD | Coylton |  | 1.989 | 3.192 | 3.806 | 4.398 | 5.662 | 7.4 | 10.02 | 13.381 | 17.183 | 20.809 | 24.642 | 28.428 | 32.186 | 36.582 | 38.975 | 43.573 | 48.11 | 52.558 | 56.805 | 59.043 | 61.797 | 63.788 | 65.126 | 66.06 | 66.442 | 67.177 | 67.925 | 68.659 | 68.82
Consumer Transformation | Dem_BB004 | GWh | SPD | Crookston A |  | 1.285 | 2.062 | 2.457 | 2.842 | 3.859 | 5.043 | 6.829 | 9.119 | 11.711 | 14.553 | 17.233 | 19.88 | 22.509 | 25.582 | 27.713 | 30.982 | 34.208 | 37.372 | 40.392 | 42.24 | 44.209 | 45.632 | 46.589 | 47.259 | 47.412 | 47.939 | 48.471 | 48.995 | 49.109
Consumer Transformation | Dem_BB004 | GWh | SPD | Crookston B |  | 0.919 | 1.476 | 1.76 | 2.036 | 2.764 | 3.613 | 4.892 | 6.532 | 8.388 | 10.426 | 12.345 | 14.242 | 16.125 | 18.327 | 19.854 | 22.196 | 24.506 | 26.773 | 28.936 | 30.259 | 31.67 | 32.69 | 33.377 | 33.856 | 33.967 | 34.341 | 34.725 | 35.099 | 35.181
Consumer Transformation | Dem_BB004 | GWh | SPD | Cumbernauld |  | 1.634 | 2.622 | 3.126 | 3.613 | 4.667 | 6.099 | 8.257 | 11.027 | 14.16 | 17.15 | 20.309 | 23.43 | 26.527 | 30.148 | 32.114 | 35.902 | 39.64 | 43.306 | 46.805 | 48.637 | 50.907 | 52.545 | 53.648 | 54.417 | 54.726 | 55.331 | 55.948 | 56.552 | 56.683
Consumer Transformation | Dem_BB004 | GWh | SPD | Cupar |  | 2.012 | 3.229 | 3.85 | 4.451 | 5.748 | 7.511 | 10.171 | 13.58 | 17.44 | 21.123 | 25.013 | 28.857 | 32.672 | 37.134 | 39.553 | 44.219 | 48.822 | 53.337 | 57.648 | 59.905 | 62.698 | 64.718 | 66.076 | 67.025 | 67.403 | 68.15 | 68.908 | 69.652 | 69.816
Consumer Transformation | Dem_BB004 | GWh | SPD | Currie |  | 0.819 | 1.316 | 1.569 | 1.813 | 2.334 | 3.049 | 4.129 | 5.514 | 7.082 | 8.577 | 10.155 | 11.717 | 13.264 | 15.077 | 16.063 | 17.958 | 19.828 | 21.66 | 23.412 | 24.334 | 25.468 | 26.288 | 26.841 | 27.226 | 27.383 | 27.685 | 27.994 | 28.297 | 28.361
Consumer Transformation | Dem_BB004 | GWh | SPD | Dalmarnock |  | 1.539 | 2.467 | 2.942 | 3.401 | 4.378 | 5.721 | 7.748 | 10.344 | 13.285 | 16.088 | 19.052 | 21.979 | 24.884 | 28.282 | 30.133 | 33.688 | 37.195 | 40.634 | 43.919 | 45.65 | 47.778 | 49.316 | 50.352 | 51.074 | 51.368 | 51.938 | 52.516 | 53.083 | 53.207
Consumer Transformation | Dem_BB004 | GWh | SPD | Devol Moor |  | 0.955 | 1.534 | 1.83 | 2.115 | 2.722 | 3.558 | 4.817 | 6.434 | 8.261 | 10.005 | 11.848 | 13.668 | 15.476 | 17.589 | 18.739 | 20.951 | 23.132 | 25.27 | 27.312 | 28.388 | 29.713 | 30.669 | 31.313 | 31.763 | 31.946 | 32.299 | 32.66 | 33.012 | 33.09
Consumer Transformation | Dem_BB004 | GWh | SPD | Devonside |  | 2.857 | 4.585 | 5.466 | 6.321 | 8.162 | 10.666 | 14.443 | 19.285 | 24.766 | 29.997 | 35.521 | 40.979 | 46.395 | 52.733 | 56.168 | 62.794 | 69.331 | 75.744 | 81.865 | 85.071 | 89.037 | 91.906 | 93.833 | 95.18 | 95.718 | 96.778 | 97.856 | 98.912 | 99.143
Consumer Transformation | Dem_BB004 | GWh | SPD | Dewar Place |  | 1.744 | 2.8 | 3.336 | 3.857 | 4.966 | 6.49 | 8.787 | 11.732 | 15.068 | 18.248 | 21.607 | 24.928 | 28.224 | 32.077 | 34.177 | 38.209 | 42.187 | 46.087 | 49.812 | 51.774 | 54.189 | 55.934 | 57.108 | 57.927 | 58.261 | 58.907 | 59.562 | 60.206 | 60.347
Consumer Transformation | Dem_BB004 | GWh | SPD | Drumchapel |  | 4.465 | 7.169 | 8.546 | 9.878 | 12.757 | 16.672 | 22.576 | 30.145 | 38.713 | 46.889 | 55.525 | 64.056 | 72.524 | 82.429 | 87.8 | 98.157 | 108.375 | 118.398 | 127.965 | 132.978 | 139.178 | 143.661 | 146.675 | 148.781 | 149.62 | 151.278 | 152.962 | 154.613 | 154.975
Consumer Transformation | Dem_BB004 | GWh | SPD | Drumcross |  | 0.883 | 1.418 | 1.691 | 1.954 | 2.523 | 3.299 | 4.466 | 5.962 | 7.657 | 9.276 | 10.982 | 12.671 | 14.346 | 16.304 | 17.367 | 19.417 | 21.437 | 23.42 | 25.313 | 26.303 | 27.531 | 28.416 | 29.013 | 29.429 | 29.595 | 29.924 | 30.257 | 30.584 | 30.656
Consumer Transformation | Dem_BB004 | GWh | SPD | Dumfries 11 |  | 0 | 0 | 0 | 0 | 0 | 0 | 0 | 0 | 0 | 0 | 0 | 0 | 0 | 0 | 0 | 0 | 0 | 0 | 0 | 0 | 0 | 0 | 0 | 0 | 0 | 0 | 0 | 0 | 0
Consumer Transformation | Dem_BB004 | GWh | SPD | Dumfries 33 |  | 2.148 | 3.449 | 4.111 | 4.753 | 5.631 | 7.358 | 9.964 | 13.305 | 17.086 | 20.226 | 23.95 | 27.63 | 31.283 | 35.555 | 37.38 | 41.79 | 46.14 | 50.408 | 54.481 | 56.512 | 59.148 | 61.053 | 62.334 | 63.228 | 63.857 | 64.564 | 65.284 | 65.988 | 66.142
Consumer Transformation | Dem_BB004 | GWh | SPD | Dumfries ICI |  | 0.366 | 0.589 | 0.702 | 0.811 | 0.961 | 1.257 | 1.701 | 2.271 | 2.916 | 3.452 | 4.088 | 4.716 | 5.34 | 6.068 | 6.38 | 7.133 | 7.876 | 8.605 | 9.3 | 9.647 | 10.096 | 10.421 | 10.64 | 10.792 | 10.9 | 11.02 | 11.142 | 11.262 | 11.289
Consumer Transformation | Dem_BB004 | GWh | SPD | Dunbar |  | 0 | 0 | 0 | 0 | 0 | 0 | 0 | 0 | 0 | 0 | 0 | 0 | 0 | 0 | 0 | 0 | 0 | 0 | 0 | 0 | 0 | 0 | 0 | 0 | 0 | 0 | 0 | 0 | 0
Consumer Transformation | Dem_BB004 | GWh | SPD | Dunbar A |  | 0.796 | 1.277 | 1.523 | 1.76 | 2.266 | 2.962 | 4.01 | 5.356 | 6.877 | 8.328 | 9.863 | 11.378 | 12.883 | 14.642 | 15.599 | 17.44 | 19.256 | 21.036 | 22.737 | 23.632 | 24.734 | 25.531 | 26.067 | 26.441 | 26.593 | 26.887 | 27.187 | 27.48 | 27.545
Consumer Transformation | Dem_BB004 | GWh | SPD | Dunbar B |  | 0.325 | 0.522 | 0.622 | 0.719 | 0.926 | 1.21 | 1.638 | 2.188 | 2.809 | 3.402 | 4.029 | 4.647 | 5.262 | 5.981 | 6.372 | 7.124 | 7.865 | 8.592 | 9.287 | 9.653 | 10.103 | 10.428 | 10.647 | 10.8 | 10.862 | 10.982 | 11.105 | 11.224 | 11.251
Consumer Transformation | Dem_BB004 | GWh | SPD | Dunfermline |  | 2.025 | 3.25 | 3.873 | 4.479 | 5.783 | 7.559 | 10.235 | 13.666 | 17.55 | 21.257 | 25.171 | 29.039 | 32.877 | 37.369 | 39.803 | 44.499 | 49.132 | 53.676 | 58.012 | 60.284 | 63.095 | 65.127 | 66.494 | 67.449 | 67.829 | 68.58 | 69.343 | 70.093 | 70.257
Consumer Transformation | Dem_BB004 | GWh | SPD | Earlstoun |  | 0 | 0 | 0 | 0 | 0 | 0 | 0 | 0 | 0 | 0 | 0 | 0 | 0 | 0 | 0 | 0 | 0 | 0 | 0 | 0 | 0 | 0 | 0 | 0 | 0 | 0 | 0 | 0 | 0
Consumer Transformation | Dem_BB004 | GWh | SPD | East Kilbride |  | 2.763 | 4.433 | 5.283 | 6.108 | 7.863 | 10.276 | 13.914 | 18.579 | 23.859 | 28.894 | 34.214 | 39.472 | 44.69 | 50.792 | 54.116 | 60.501 | 66.799 | 72.977 | 78.873 | 81.982 | 85.806 | 88.569 | 90.427 | 91.724 | 92.254 | 93.276 | 94.315 | 95.333 | 95.556
Consumer Transformation | Dem_BB004 | GWh | SPD | East Kilbride South |  | 2.67 | 4.286 | 5.108 | 5.906 | 7.602 | 9.935 | 13.452 | 17.961 | 23.067 | 27.935 | 33.079 | 38.162 | 43.207 | 49.107 | 52.321 | 58.494 | 64.583 | 70.555 | 76.256 | 79.262 | 82.957 | 85.63 | 87.425 | 88.681 | 89.192 | 90.18 | 91.184 | 92.169 | 92.385
Consumer Transformation | Dem_BB004 | GWh | SPD | Easterhouse |  | 4.324 | 6.943 | 8.276 | 9.568 | 12.316 | 16.095 | 21.794 | 29.1 | 37.372 | 45.259 | 53.592 | 61.827 | 70.001 | 79.562 | 84.767 | 94.767 | 104.634 | 114.31 | 123.546 | 128.415 | 134.404 | 138.733 | 141.642 | 143.677 | 144.505 | 146.106 | 147.734 | 149.326 | 149.677
Consumer Transformation | Dem_BB004 | GWh | SPD | Eccles |  | 1.401 | 2.247 | 2.679 | 3.097 | 3.988 | 5.211 | 7.056 | 9.423 | 12.1 | 14.653 | 17.352 | 20.019 | 22.665 | 25.76 | 27.445 | 30.684 | 33.878 | 37.01 | 40.002 | 41.579 | 43.516 | 44.919 | 45.861 | 46.519 | 46.787 | 47.307 | 47.832 | 48.348 | 48.463
Consumer Transformation | Dem_BB004 | GWh | SPD | Elderslie |  | 2.596 | 4.166 | 4.966 | 5.74 | 7.389 | 9.657 | 13.075 | 17.459 | 22.423 | 27.153 | 32.154 | 37.094 | 41.999 | 47.734 | 50.858 | 56.857 | 62.777 | 68.582 | 74.124 | 77.045 | 80.639 | 83.236 | 84.981 | 86.201 | 86.698 | 87.658 | 88.635 | 89.591 | 89.801
Consumer Transformation | Dem_BB004 | GWh | SPD | Erskine |  | 1.444 | 2.317 | 2.761 | 3.192 | 4.109 | 5.369 | 7.271 | 9.708 | 12.467 | 15.099 | 17.879 | 20.626 | 23.353 | 26.543 | 28.28 | 31.616 | 34.908 | 38.135 | 41.217 | 42.842 | 44.839 | 46.283 | 47.255 | 47.933 | 48.209 | 48.743 | 49.285 | 49.818 | 49.935
Consumer Transformation | Dem_BB004 | GWh | SPD | Finnieston |  | 0.737 | 1.183 | 1.411 | 1.631 | 2.107 | 2.752 | 3.726 | 4.976 | 6.392 | 7.74 | 9.165 | 10.574 | 11.973 | 13.608 | 14.494 | 16.204 | 17.891 | 19.546 | 21.125 | 21.952 | 22.976 | 23.715 | 24.213 | 24.562 | 24.699 | 24.974 | 25.251 | 25.525 | 25.582
Consumer Transformation | Dem_BB004 | GWh | SPD | Galashiels |  | 1.531 | 2.458 | 2.929 | 3.387 | 4.359 | 5.697 | 7.714 | 10.301 | 13.229 | 16.02 | 18.97 | 21.885 | 24.778 | 28.162 | 30.004 | 33.545 | 37.037 | 40.463 | 43.732 | 45.455 | 47.574 | 49.107 | 50.137 | 50.857 | 51.15 | 51.718 | 52.294 | 52.857 | 52.982
Consumer Transformation | Dem_BB004 | GWh | SPD | Giffnock |  | 4.481 | 7.194 | 8.574 | 9.913 | 12.76 | 16.677 | 22.581 | 30.151 | 38.721 | 46.892 | 55.527 | 64.059 | 72.527 | 82.433 | 87.827 | 98.188 | 108.41 | 118.435 | 128.005 | 133.051 | 139.254 | 143.741 | 146.755 | 148.862 | 149.721 | 151.379 | 153.065 | 154.716 | 155.079
Consumer Transformation | Dem_BB004 | GWh | SPD | Glenlee |  | 0 | 0 | 0 | 0 | 0 | 0 | 0 | 0 | 0 | 0 | 0 | 0 | 0 | 0 | 0 | 0 | 0 | 0 | 0 | 0 | 0 | 0 | 0 | 0 | 0 | 0 | 0 | 0 | 0
Consumer Transformation | Dem_BB004 | GWh | SPD | Glenluce |  | 0.778 | 1.248 | 1.487 | 1.719 | 2.214 | 2.892 | 3.916 | 5.229 | 6.717 | 8.134 | 9.631 | 11.111 | 12.58 | 14.297 | 15.233 | 17.031 | 18.804 | 20.543 | 22.203 | 23.076 | 24.153 | 24.932 | 25.455 | 25.82 | 25.968 | 26.257 | 26.548 | 26.834 | 26.897
Consumer Transformation | Dem_BB004 | GWh | SPD | Glenniston |  | 1.173 | 1.882 | 2.244 | 2.593 | 3.35 | 4.377 | 5.928 | 7.914 | 10.165 | 12.31 | 14.579 | 16.819 | 19.041 | 21.643 | 23.053 | 25.772 | 28.456 | 31.087 | 33.598 | 34.914 | 36.543 | 37.719 | 38.511 | 39.063 | 39.283 | 39.72 | 40.162 | 40.594 | 40.689
Consumer Transformation | Dem_BB004 | GWh | SPD | Glenrothes |  | 1.764 | 2.829 | 3.373 | 3.9 | 5.035 | 6.58 | 8.911 | 11.899 | 15.281 | 18.509 | 21.917 | 25.284 | 28.627 | 32.537 | 34.655 | 38.745 | 42.779 | 46.734 | 50.511 | 52.489 | 54.937 | 56.706 | 57.895 | 58.727 | 59.058 | 59.713 | 60.378 | 61.029 | 61.171
Consumer Transformation | Dem_BB004 | GWh | SPD | Gorgie |  | 1.767 | 2.833 | 3.378 | 3.904 | 5.026 | 6.57 | 8.895 | 11.877 | 15.253 | 18.472 | 21.874 | 25.235 | 28.57 | 32.472 | 34.597 | 38.68 | 42.707 | 46.656 | 50.426 | 52.412 | 54.857 | 56.624 | 57.812 | 58.642 | 58.98 | 59.634 | 60.297 | 60.948 | 61.09
Consumer Transformation | Dem_BB004 | GWh | SPD | Govan |  | 1.623 | 2.607 | 3.107 | 3.593 | 4.623 | 6.043 | 8.182 | 10.926 | 14.031 | 16.992 | 20.122 | 23.213 | 26.283 | 29.872 | 31.826 | 35.581 | 39.285 | 42.918 | 46.386 | 48.215 | 50.463 | 52.089 | 53.181 | 53.944 | 54.254 | 54.856 | 55.466 | 56.065 | 56.197
Consumer Transformation | Dem_BB004 | GWh | SPD | Grangemouth A |  | 1.216 | 1.95 | 2.325 | 2.687 | 3.541 | 4.628 | 6.265 | 8.366 | 10.744 | 13.194 | 15.623 | 18.024 | 20.407 | 23.194 | 24.936 | 27.878 | 30.78 | 33.627 | 36.344 | 37.916 | 39.685 | 40.961 | 41.82 | 42.421 | 42.607 | 43.079 | 43.56 | 44.029 | 44.133
Consumer Transformation | Dem_BB004 | GWh | SPD | Grangemouth C |  | 0.878 | 1.409 | 1.679 | 1.941 | 2.557 | 3.344 | 4.527 | 6.044 | 7.762 | 9.532 | 11.287 | 13.022 | 14.743 | 16.757 | 18.016 | 20.14 | 22.237 | 24.295 | 26.258 | 27.394 | 28.67 | 29.594 | 30.214 | 30.648 | 30.784 | 31.124 | 31.471 | 31.811 | 31.885
Consumer Transformation | Dem_BB004 | GWh | SPD | Haggs Road |  | 2.266 | 3.635 | 4.333 | 5.01 | 6.449 | 8.427 | 11.412 | 15.237 | 19.569 | 23.698 | 28.062 | 32.373 | 36.653 | 41.658 | 44.386 | 49.621 | 54.788 | 59.854 | 64.691 | 67.239 | 70.376 | 72.642 | 74.165 | 75.23 | 75.665 | 76.504 | 77.354 | 78.19 | 78.373
Consumer Transformation | Dem_BB004 | GWh | SPD | Hawick |  | 1.275 | 2.048 | 2.44 | 2.821 | 3.632 | 4.747 | 6.428 | 8.583 | 11.021 | 13.347 | 15.806 | 18.234 | 20.646 | 23.464 | 25 | 27.948 | 30.859 | 33.712 | 36.436 | 37.872 | 39.639 | 40.915 | 41.773 | 42.372 | 42.617 | 43.089 | 43.57 | 44.039 | 44.143
Consumer Transformation | Dem_BB004 | GWh | SPD | Helensburgh |  | 1.198 | 1.925 | 2.295 | 2.652 | 3.425 | 4.475 | 6.06 | 8.092 | 10.392 | 12.587 | 14.904 | 17.195 | 19.468 | 22.127 | 23.568 | 26.349 | 29.093 | 31.782 | 34.351 | 35.695 | 37.361 | 38.563 | 39.373 | 39.939 | 40.163 | 40.609 | 41.061 | 41.504 | 41.6
Consumer Transformation | Dem_BB004 | GWh | SPD | Hunterston Farm |  | 0.277 | 0.442 | 0.527 | 0.61 | 0.785 | 1.025 | 1.389 | 1.853 | 2.38 | 2.882 | 3.413 | 3.938 | 4.458 | 5.067 | 5.4 | 6.035 | 6.664 | 7.28 | 7.87 | 8.179 | 8.56 | 8.835 | 9.021 | 9.151 | 9.205 | 9.306 | 9.409 | 9.511 | 9.533
Consumer Transformation | Dem_BB004 | GWh | SPD | Inverkeithing |  | 2.868 | 4.603 | 5.486 | 6.343 | 8.191 | 10.705 | 14.494 | 19.354 | 24.856 | 30.105 | 35.65 | 41.126 | 46.564 | 52.923 | 56.371 | 63.022 | 69.582 | 76.017 | 82.16 | 85.378 | 89.36 | 92.237 | 94.172 | 95.524 | 96.063 | 97.129 | 98.21 | 99.269 | 99.502
Consumer Transformation | Dem_BB004 | GWh | SPD | Johnstone |  | 2.673 | 4.29 | 5.113 | 5.912 | 7.61 | 9.945 | 13.467 | 17.981 | 23.093 | 27.966 | 33.117 | 38.204 | 43.256 | 49.163 | 52.379 | 58.559 | 64.655 | 70.633 | 76.341 | 79.35 | 83.049 | 85.725 | 87.522 | 88.781 | 89.293 | 90.281 | 91.287 | 92.272 | 92.487
Consumer Transformation | Dem_BB004 | GWh | SPD | Kaimes |  | 5.702 | 9.153 | 10.91 | 12.613 | 16.237 | 21.218 | 28.732 | 38.364 | 49.269 | 59.666 | 70.654 | 81.509 | 92.285 | 104.888 | 111.752 | 124.936 | 137.942 | 150.698 | 162.875 | 169.295 | 177.189 | 182.897 | 186.731 | 189.414 | 190.506 | 192.616 | 194.761 | 196.863 | 197.324
Consumer Transformation | Dem_BB004 | GWh | SPD | Kendoon |  | 0 | 0 | 0 | 0 | 0 | 0 | 0 | 0 | 0 | 0 | 0 | 0 | 0 | 0 | 0 | 0 | 0 | 0 | 0 | 0 | 0 | 0 | 0 | 0 | 0 | 0 | 0 | 0 | 0
Consumer Transformation | Dem_BB004 | GWh | SPD | Kilbowie 11 |  | 0.438 | 0.701 | 0.836 | 0.967 | 1.259 | 1.645 | 2.227 | 2.974 | 3.82 | 4.65 | 5.507 | 6.353 | 7.193 | 8.175 | 8.74 | 9.771 | 10.789 | 11.786 | 12.739 | 13.259 | 13.879 | 14.326 | 14.626 | 14.835 | 14.915 | 15.081 | 15.249 | 15.414 | 15.45
Consumer Transformation | Dem_BB004 | GWh | SPD | Kilbowie 33 |  | 1.045 | 1.677 | 1.999 | 2.312 | 3.008 | 3.931 | 5.323 | 7.109 | 9.128 | 11.114 | 13.162 | 15.185 | 17.191 | 19.54 | 20.89 | 23.355 | 25.787 | 28.17 | 30.447 | 31.693 | 33.17 | 34.239 | 34.958 | 35.459 | 35.648 | 36.045 | 36.446 | 36.838 | 36.925
Consumer Transformation | Dem_BB004 | GWh | SPD | Killermont |  | 3.892 | 6.249 | 7.448 | 8.612 | 11.12 | 14.532 | 19.678 | 26.276 | 33.743 | 40.87 | 48.398 | 55.833 | 63.215 | 71.849 | 76.529 | 85.557 | 94.465 | 103.201 | 111.54 | 115.909 | 121.313 | 125.222 | 127.847 | 129.683 | 130.416 | 131.861 | 133.328 | 134.767 | 135.082
Consumer Transformation | Dem_BB004 | GWh | SPD | Kilmarnock South |  | 2.327 | 3.737 | 4.453 | 5.149 | 6.627 | 8.662 | 11.728 | 15.661 | 20.112 | 24.356 | 28.841 | 33.273 | 37.672 | 42.816 | 45.618 | 51 | 56.309 | 61.515 | 66.487 | 69.107 | 72.33 | 74.66 | 76.226 | 77.32 | 77.766 | 78.627 | 79.503 | 80.361 | 80.549
Consumer Transformation | Dem_BB004 | GWh | SPD | Kilmarnock Town |  | 2.962 | 4.753 | 5.668 | 6.552 | 8.434 | 11.022 | 14.924 | 19.929 | 25.592 | 30.992 | 36.7 | 42.338 | 47.936 | 54.483 | 58.047 | 64.895 | 71.652 | 78.279 | 84.603 | 87.938 | 92.039 | 95.003 | 96.996 | 98.388 | 98.955 | 100.053 | 101.167 | 102.258 | 102.497
Consumer Transformation | Dem_BB004 | GWh | SPD | Kilwinning |  | 3.454 | 5.544 | 6.607 | 7.639 | 9.833 | 12.851 | 17.4 | 23.235 | 29.84 | 36.136 | 42.791 | 49.366 | 55.891 | 63.524 | 67.681 | 75.667 | 83.543 | 91.269 | 98.643 | 102.531 | 107.314 | 110.769 | 113.092 | 114.716 | 115.378 | 116.657 | 117.956 | 119.229 | 119.508
Consumer Transformation | Dem_BB004 | GWh | SPD | Lesmahagow |  | 0 | 0 | 0 | 0.961 | 1.237 | 1.617 | 2.19 | 2.924 | 3.755 | 4.547 | 5.385 | 6.212 | 7.034 | 7.994 | 8.517 | 9.522 | 10.513 | 11.486 | 12.414 | 12.903 | 13.505 | 13.94 | 14.232 | 14.436 | 14.52 | 14.681 | 14.844 | 15.004 | 15.039
Consumer Transformation | Dem_BB004 | GWh | SPD | Leven |  | 2.015 | 3.235 | 3.856 | 4.457 | 5.757 | 7.523 | 10.187 | 13.603 | 17.469 | 21.159 | 25.054 | 28.905 | 32.724 | 37.195 | 39.618 | 44.291 | 48.903 | 53.424 | 57.742 | 60.003 | 62.802 | 64.824 | 66.184 | 67.134 | 67.514 | 68.261 | 69.021 | 69.767 | 69.93
Consumer Transformation | Dem_BB004 | GWh | SPD | Linnmill |  | 3.344 | 5.366 | 6.397 | 6.434 | 8.282 | 10.823 | 14.655 | 19.568 | 25.13 | 30.433 | 36.038 | 41.576 | 47.071 | 53.5 | 57 | 63.724 | 70.359 | 76.867 | 83.077 | 86.352 | 90.378 | 93.289 | 95.245 | 96.613 | 97.17 | 98.246 | 99.341 | 100.412 | 100.647
Consumer Transformation | Dem_BB004 | GWh | SPD | Livingston East |  | 2.491 | 3.998 | 4.765 | 5.51 | 7.092 | 9.269 | 12.55 | 16.758 | 21.521 | 26.063 | 30.861 | 35.604 | 40.311 | 45.815 | 48.814 | 54.572 | 60.253 | 65.826 | 71.143 | 73.948 | 77.397 | 79.89 | 81.565 | 82.735 | 83.213 | 84.134 | 85.072 | 85.99 | 86.192
Consumer Transformation | Dem_BB004 | GWh | SPD | Maybole |  | 0.661 | 1.063 | 1.267 | 1.465 | 1.884 | 2.463 | 3.335 | 4.453 | 5.718 | 6.924 | 8.2 | 9.46 | 10.711 | 12.173 | 12.971 | 14.5 | 16.011 | 17.491 | 18.905 | 19.649 | 20.565 | 21.228 | 21.674 | 21.984 | 22.112 | 22.357 | 22.605 | 22.849 | 22.902
Consumer Transformation | Dem_BB004 | GWh | SPD | Moffat |  | 0 | 1.406 | 1.677 | 1.938 | 2.496 | 3.261 | 4.415 | 5.896 | 7.572 | 9.169 | 10.858 | 12.527 | 14.183 | 16.119 | 17.174 | 19.2 | 21.199 | 23.16 | 25.031 | 26.018 | 27.231 | 28.108 | 28.697 | 29.109 | 29.278 | 29.601 | 29.931 | 30.254 | 30.325
Consumer Transformation | Dem_BB004 | GWh | SPD | Newarthill |  | 5.108 | 8.198 | 9.773 | 11.3 | 14.545 | 19.009 | 25.739 | 34.369 | 44.138 | 53.452 | 63.297 | 73.021 | 82.675 | 93.967 | 100.115 | 111.924 | 123.577 | 135.006 | 145.915 | 151.666 | 158.738 | 163.851 | 167.287 | 169.69 | 170.668 | 172.559 | 174.482 | 176.362 | 176.777
Consumer Transformation | Dem_BB004 | GWh | SPD | Newton Stewart |  | 0.361 | 0.58 | 0.692 | 0.8 | 1.029 | 1.344 | 1.82 | 2.431 | 3.121 | 3.779 | 4.476 | 5.163 | 5.846 | 6.645 | 7.08 | 7.914 | 8.739 | 9.548 | 10.319 | 10.725 | 11.226 | 11.587 | 11.83 | 12 | 12.069 | 12.203 | 12.338 | 12.471 | 12.501
Consumer Transformation | Dem_BB004 | GWh | SPD | Paisley |  | 1.075 | 1.724 | 2.055 | 2.377 | 3.058 | 3.996 | 5.411 | 7.226 | 9.28 | 11.238 | 13.308 | 15.354 | 17.383 | 19.758 | 21.05 | 23.533 | 25.982 | 28.386 | 30.68 | 31.888 | 33.376 | 34.451 | 35.174 | 35.678 | 35.884 | 36.283 | 36.686 | 37.082 | 37.169
Consumer Transformation | Dem_BB004 | GWh | SPD | Partick |  | 2.007 | 3.221 | 3.839 | 4.438 | 5.732 | 7.49 | 10.142 | 13.543 | 17.392 | 21.065 | 24.943 | 28.776 | 32.581 | 37.03 | 39.443 | 44.096 | 48.687 | 53.189 | 57.488 | 59.739 | 62.524 | 64.539 | 65.892 | 66.838 | 67.217 | 67.96 | 68.718 | 69.458 | 69.621
Consumer Transformation | Dem_BB004 | GWh | SPD | Port Dundas |  | 1.477 | 2.369 | 2.825 | 3.266 | 4.218 | 5.511 | 7.464 | 9.965 | 12.798 | 15.501 | 18.356 | 21.175 | 23.974 | 27.248 | 29.024 | 32.448 | 35.826 | 39.14 | 42.302 | 43.958 | 46.01 | 47.492 | 48.487 | 49.184 | 49.461 | 50.009 | 50.567 | 51.112 | 51.232
Consumer Transformation | Dem_BB004 | GWh | SPD | Portobello |  | 4.826 | 7.744 | 9.232 | 10.673 | 13.74 | 17.956 | 24.314 | 32.465 | 41.694 | 50.492 | 59.79 | 68.977 | 78.095 | 88.76 | 94.568 | 105.725 | 116.732 | 127.527 | 137.831 | 143.263 | 149.944 | 154.775 | 158.02 | 160.29 | 161.213 | 163.001 | 164.815 | 166.594 | 166.984
Consumer Transformation | Dem_BB004 | GWh | SPD | Ravenscraig |  | 0.289 | 0.464 | 0.553 | 0.64 | 0.824 | 1.077 | 1.457 | 1.946 | 2.499 | 3.026 | 3.585 | 4.134 | 4.682 | 5.322 | 5.668 | 6.337 | 6.997 | 7.644 | 8.263 | 8.588 | 8.989 | 9.277 | 9.472 | 9.609 | 9.664 | 9.772 | 9.88 | 9.986 | 10.01
Consumer Transformation | Dem_BB004 | GWh | SPD | Redhouse |  | 1.641 | 2.636 | 3.141 | 3.631 | 4.689 | 6.127 | 8.298 | 11.079 | 14.229 | 17.235 | 20.408 | 23.543 | 26.656 | 30.296 | 32.27 | 36.077 | 39.833 | 43.517 | 47.034 | 48.874 | 51.154 | 52.802 | 53.911 | 54.683 | 54.993 | 55.601 | 56.221 | 56.827 | 56.961
Consumer Transformation | Dem_BB004 | GWh | SPD | Saltcoats A |  | 0.507 | 0.812 | 0.968 | 1.119 | 1.488 | 1.944 | 2.631 | 3.514 | 4.512 | 5.559 | 6.583 | 7.594 | 8.599 | 9.773 | 10.524 | 11.764 | 12.99 | 14.191 | 15.337 | 16.004 | 16.75 | 17.291 | 17.653 | 17.905 | 17.966 | 18.165 | 18.369 | 18.566 | 18.609
Consumer Transformation | Dem_BB004 | GWh | SPD | Saltcoats B |  | 0.899 | 1.441 | 1.72 | 1.987 | 2.643 | 3.453 | 4.676 | 6.243 | 8.018 | 9.876 | 11.695 | 13.493 | 15.276 | 17.362 | 18.695 | 20.902 | 23.078 | 25.211 | 27.249 | 28.432 | 29.758 | 30.717 | 31.362 | 31.812 | 31.919 | 32.273 | 32.632 | 32.984 | 33.062
Consumer Transformation | Dem_BB004 | GWh | SPD | Shrubhill |  | 2.678 | 4.299 | 5.125 | 5.925 | 7.627 | 9.968 | 13.498 | 18.023 | 23.144 | 28.029 | 33.192 | 38.291 | 43.353 | 49.273 | 52.497 | 58.69 | 64.8 | 70.794 | 76.514 | 79.53 | 83.238 | 85.919 | 87.72 | 88.981 | 89.493 | 90.485 | 91.493 | 92.48 | 92.696
Consumer Transformation | Dem_BB004 | GWh | SPD | Sighthill |  | 4.775 | 7.665 | 9.137 | 10.564 | 13.598 | 17.772 | 24.063 | 32.131 | 41.262 | 49.971 | 59.173 | 68.265 | 77.29 | 87.845 | 93.593 | 104.635 | 115.527 | 126.211 | 136.41 | 141.786 | 148.396 | 153.178 | 156.391 | 158.635 | 159.55 | 161.317 | 163.114 | 164.874 | 165.261
Consumer Transformation | Dem_BB004 | GWh | SPD | Spango Valley |  | 1.337 | 2.147 | 2.559 | 2.959 | 3.809 | 4.978 | 6.741 | 8.999 | 11.558 | 13.997 | 16.573 | 19.121 | 21.648 | 24.604 | 26.214 | 29.307 | 32.357 | 35.351 | 38.206 | 39.713 | 41.564 | 42.903 | 43.802 | 44.431 | 44.689 | 45.183 | 45.687 | 46.18 | 46.287
Consumer Transformation | Dem_BB004 | GWh | SPD | St Andrews Cross |  | 1.664 | 2.67 | 3.185 | 3.681 | 4.739 | 6.192 | 8.386 | 11.198 | 14.379 | 17.415 | 20.62 | 23.789 | 26.934 | 30.613 | 32.616 | 36.463 | 40.26 | 43.984 | 47.536 | 49.41 | 51.714 | 53.38 | 54.499 | 55.281 | 55.601 | 56.217 | 56.843 | 57.456 | 57.592
Consumer Transformation | Dem_BB004 | GWh | SPD | Stirling |  | 1.91 | 3.066 | 3.655 | 4.224 | 5.457 | 7.13 | 9.656 | 12.892 | 16.556 | 20.054 | 23.747 | 27.396 | 31.017 | 35.252 | 37.55 | 41.979 | 46.35 | 50.636 | 54.728 | 56.872 | 59.524 | 61.442 | 62.73 | 63.63 | 63.99 | 64.699 | 65.418 | 66.124 | 66.28
Consumer Transformation | Dem_BB004 | GWh | SPD | Strathaven |  | 2.676 | 4.293 | 5.118 | 5.918 | 7.618 | 9.956 | 13.48 | 18 | 23.115 | 27.993 | 33.149 | 38.241 | 43.298 | 49.212 | 52.432 | 58.616 | 64.72 | 70.705 | 76.416 | 79.428 | 83.133 | 85.811 | 87.61 | 88.867 | 89.38 | 90.37 | 91.378 | 92.363 | 92.58
Consumer Transformation | Dem_BB004 | GWh | SPD | Strathleven |  | 1.667 | 2.674 | 3.188 | 3.686 | 4.76 | 6.219 | 8.422 | 11.247 | 14.443 | 17.493 | 20.714 | 23.897 | 27.057 | 30.752 | 32.756 | 36.619 | 40.433 | 44.171 | 47.741 | 49.61 | 51.923 | 53.596 | 54.719 | 55.506 | 55.819 | 56.437 | 57.067 | 57.681 | 57.817
Consumer Transformation | Dem_BB004 | GWh | SPD | Telford Road |  | 2.015 | 3.235 | 3.856 | 4.459 | 5.74 | 7.502 | 10.157 | 13.563 | 17.416 | 21.092 | 24.976 | 28.813 | 32.623 | 37.078 | 39.504 | 44.165 | 48.763 | 53.273 | 57.576 | 59.846 | 62.638 | 64.654 | 66.01 | 66.959 | 67.343 | 68.091 | 68.848 | 69.591 | 69.755
Consumer Transformation | Dem_BB004 | GWh | SPD | Tongland |  | 0.906 | 1.455 | 1.735 | 2.004 | 2.581 | 3.373 | 4.567 | 6.098 | 7.831 | 9.484 | 11.231 | 12.957 | 14.67 | 16.673 | 17.764 | 19.859 | 21.927 | 23.954 | 25.89 | 26.911 | 28.166 | 29.074 | 29.683 | 30.109 | 30.282 | 30.619 | 30.958 | 31.294 | 31.367
Consumer Transformation | Dem_BB004 | GWh | SPD | West George Street |  | 0.783 | 1.258 | 1.499 | 1.734 | 2.239 | 2.927 | 3.962 | 5.291 | 6.794 | 8.231 | 9.745 | 11.244 | 12.729 | 14.468 | 15.411 | 17.227 | 19.023 | 20.781 | 22.459 | 23.34 | 24.429 | 25.215 | 25.744 | 26.112 | 26.261 | 26.552 | 26.847 | 27.137 | 27.201
Consumer Transformation | Dem_BB004 | GWh | SPD | Westfield |  | 1.879 | 3.014 | 3.594 | 4.155 | 5.365 | 7.011 | 9.493 | 12.677 | 16.279 | 19.717 | 23.348 | 26.935 | 30.496 | 34.662 | 36.919 | 41.275 | 45.573 | 49.788 | 53.809 | 55.918 | 58.525 | 60.41 | 61.677 | 62.562 | 62.916 | 63.614 | 64.321 | 65.016 | 65.168
Consumer Transformation | Dem_BB004 | GWh | SPD | Whitehouse |  | 3.577 | 5.743 | 6.845 | 7.913 | 10.186 | 13.312 | 18.026 | 24.07 | 30.911 | 37.433 | 44.327 | 51.138 | 57.897 | 65.805 | 70.11 | 78.383 | 86.542 | 94.545 | 102.185 | 106.213 | 111.166 | 114.745 | 117.152 | 118.834 | 119.52 | 120.845 | 122.19 | 123.509 | 123.797
Consumer Transformation | Dem_BB004 | GWh | SPD | Wishaw |  | 4.122 | 6.618 | 7.888 | 9.12 | 11.741 | 15.343 | 20.775 | 27.74 | 35.624 | 43.142 | 51.086 | 58.935 | 66.727 | 75.84 | 80.803 | 90.335 | 99.739 | 108.963 | 117.768 | 122.408 | 128.117 | 132.243 | 135.017 | 136.957 | 137.745 | 139.271 | 140.824 | 142.342 | 142.676
Consumer Transformation | Dem_BB004 | GWh | SPM | Birkenhead |  | 7.346 | 11.79 | 14.054 | 16.248 | 21.383 | 27.944 | 37.836 | 50.523 | 64.883 | 80.831 | 95.716 | 110.424 | 125.021 | 142.096 | 162.019 | 181.132 | 199.99 | 218.485 | 236.139 | 251.737 | 263.475 | 271.963 | 277.666 | 281.653 | 284.178 | 287.326 | 290.526 | 293.66 | 294.35
Consumer Transformation | Dem_BB004 | GWh | SPM | Capenhurst |  | 5.559 | 8.921 | 10.633 | 12.293 | 16.178 | 21.141 | 28.627 | 38.224 | 49.089 | 61.155 | 72.418 | 83.545 | 94.589 | 107.507 | 122.58 | 137.041 | 151.308 | 165.301 | 178.658 | 190.459 | 199.341 | 205.762 | 210.077 | 213.094 | 215.004 | 217.385 | 219.808 | 222.178 | 222.699
Consumer Transformation | Dem_BB004 | GWh | SPM | Carrington |  | 6.749 | 10.834 | 12.914 | 14.931 | 19.654 | 25.684 | 34.778 | 46.437 | 59.636 | 74.081 | 87.723 | 101.202 | 114.58 | 130.229 | 148.501 | 166.02 | 183.303 | 200.254 | 216.437 | 231.788 | 242.596 | 250.411 | 255.662 | 259.332 | 263.577 | 266.499 | 269.468 | 272.374 | 273.013
Consumer Transformation | Dem_BB004 | GWh | SPM | Connah's Quay |  | 5.625 | 9.029 | 10.762 | 12.443 | 14.862 | 19.423 | 26.3 | 35.117 | 45.098 | 56.397 | 66.783 | 77.044 | 87.229 | 99.142 | 112.149 | 125.38 | 138.433 | 151.235 | 163.454 | 175.902 | 184.106 | 190.037 | 194.021 | 196.808 | 196.83 | 199.012 | 201.229 | 203.399 | 203.875
Consumer Transformation | Dem_BB004 | GWh | SPM | Fiddlers Ferry |  | 7.415 | 11.899 | 14.184 | 16.398 | 22.659 | 29.613 | 40.097 | 53.542 | 68.759 | 86.778 | 102.76 | 118.548 | 134.22 | 152.551 | 175.982 | 196.744 | 217.226 | 237.315 | 256.49 | 274.68 | 287.488 | 296.75 | 302.972 | 307.322 | 310.708 | 314.152 | 317.65 | 321.078 | 321.83
Consumer Transformation | Dem_BB004 | GWh | SPM | Frodsham |  | 9.176 | 14.726 | 17.554 | 20.295 | 26.707 | 34.903 | 47.26 | 63.106 | 81.041 | 100.962 | 119.554 | 137.923 | 156.157 | 177.484 | 202.37 | 226.242 | 249.797 | 272.897 | 294.948 | 314.431 | 329.094 | 339.693 | 346.818 | 351.798 | 354.952 | 358.885 | 362.882 | 366.797 | 367.656
Consumer Transformation | Dem_BB004 | GWh | SPM | Kirkby (_D) |  | 4.432 | 7.113 | 8.478 | 9.801 | 13.544 | 17.699 | 23.966 | 32.001 | 41.096 | 51.868 | 61.419 | 70.855 | 80.223 | 91.178 | 105.184 | 117.592 | 129.834 | 141.841 | 153.303 | 164.174 | 171.829 | 177.365 | 181.084 | 183.685 | 185.708 | 187.767 | 189.858 | 191.907 | 192.355
Consumer Transformation | Dem_BB004 | GWh | SPM | Legacy |  | 8.459 | 13.576 | 16.184 | 18.71 | 19.876 | 25.976 | 35.172 | 46.964 | 60.313 | 71.72 | 84.928 | 97.978 | 110.931 | 126.081 | 138.506 | 154.846 | 170.966 | 186.776 | 201.867 | 213.895 | 223.868 | 231.08 | 235.926 | 239.314 | 239.651 | 242.308 | 245.005 | 247.649 | 248.23
Consumer Transformation | Dem_BB004 | GWh | SPM | Lister Drive |  | 14.179 | 22.76 | 27.131 | 31.367 | 43.34 | 56.641 | 76.695 | 102.409 | 131.515 | 165.983 | 196.55 | 226.75 | 256.725 | 291.786 | 336.605 | 376.316 | 415.493 | 453.915 | 490.593 | 525.386 | 549.886 | 567.598 | 579.501 | 587.821 | 594.3 | 600.886 | 607.578 | 614.131 | 615.571
Consumer Transformation | Dem_BB004 | GWh | SPM | Pentir |  | 4.214 | 6.763 | 8.062 | 9.321 | 9.999 | 13.069 | 17.695 | 23.628 | 30.342 | 36.246 | 42.922 | 49.516 | 56.062 | 63.717 | 70.15 | 78.426 | 86.591 | 94.599 | 102.244 | 108.822 | 113.898 | 117.566 | 120.032 | 121.755 | 122.059 | 123.412 | 124.786 | 126.133 | 126.428
Consumer Transformation | Dem_BB004 | GWh | SPM | Rainhill |  | 3.3 | 5.298 | 6.315 | 7.302 | 10.09 | 13.186 | 17.855 | 23.84 | 30.616 | 38.641 | 45.756 | 52.787 | 59.766 | 67.928 | 78.361 | 87.606 | 96.727 | 105.672 | 114.211 | 122.31 | 128.013 | 132.137 | 134.907 | 136.845 | 138.353 | 139.887 | 141.444 | 142.971 | 143.305
Consumer Transformation | Dem_BB004 | GWh | SPM | St. Asaph |  | 1.178 | 1.888 | 2.25 | 2.603 | 2.792 | 3.649 | 4.94 | 6.597 | 8.472 | 10.12 | 11.984 | 13.825 | 15.652 | 17.791 | 19.587 | 21.898 | 24.178 | 26.413 | 28.548 | 30.384 | 31.801 | 32.826 | 33.515 | 33.995 | 34.08 | 34.458 | 34.842 | 35.218 | 35.301
Consumer Transformation | Dem_BB004 | GWh | SPM | Trawsfynydd |  | 5.359 | 8.602 | 10.253 | 11.854 | 11.532 | 15.071 | 20.407 | 27.248 | 34.993 | 40.239 | 47.65 | 54.97 | 62.238 | 70.736 | 75.981 | 84.945 | 93.789 | 102.463 | 110.741 | 116.817 | 122.265 | 126.202 | 128.849 | 130.7 | 131.2 | 132.655 | 134.132 | 135.579 | 135.896
Consumer Transformation | Dem_BB004 | GWh | SPM | Wylfa |  | 1.377 | 2.21 | 2.634 | 3.045 | 3.12 | 4.078 | 5.522 | 7.374 | 9.469 | 11.113 | 13.16 | 15.181 | 17.188 | 19.535 | 21.278 | 23.79 | 26.266 | 28.694 | 31.014 | 32.775 | 34.304 | 35.409 | 36.151 | 36.671 | 36.716 | 37.123 | 37.537 | 37.942 | 38.031
Consumer Transformation | Dem_BB004 | GWh | SPN | Beddington (_J) |  | 16.284 | 26.135 | 31.155 | 36.019 | 48.304 | 63.128 | 85.479 | 114.136 | 146.576 | 185.942 | 220.185 | 254.016 | 287.597 | 326.875 | 376.749 | 421.195 | 465.045 | 508.051 | 549.103 | 591.949 | 619.551 | 639.508 | 652.92 | 662.295 | 671.504 | 678.946 | 686.507 | 693.912 | 695.539
Consumer Transformation | Dem_BB004 | GWh | SPN | Bolney |  | 23.681 | 38.007 | 45.304 | 52.378 | 64.109 | 83.781 | 113.443 | 151.479 | 194.531 | 242.735 | 287.436 | 331.602 | 375.438 | 426.714 | 488.144 | 545.73 | 602.545 | 658.266 | 711.457 | 761.966 | 797.498 | 823.187 | 840.45 | 852.518 | 859.636 | 869.163 | 878.842 | 888.324 | 890.405
Consumer Transformation | Dem_BB004 | GWh | SPN | Canterbury |  | 3.812 | 6.121 | 7.296 | 8.436 | 10.901 | 14.247 | 19.29 | 25.759 | 33.078 | 41.695 | 49.373 | 56.959 | 64.488 | 73.295 | 84.057 | 93.973 | 103.757 | 113.351 | 122.511 | 131.825 | 137.971 | 142.416 | 145.402 | 147.49 | 149.414 | 151.07 | 152.752 | 154.399 | 154.762
Consumer Transformation | Dem_BB004 | GWh | SPN | Chessington |  | 11.524 | 18.497 | 22.05 | 25.493 | 34.188 | 44.679 | 60.497 | 80.782 | 103.741 | 131.603 | 155.838 | 179.782 | 203.55 | 231.349 | 266.649 | 298.106 | 329.141 | 359.579 | 388.633 | 418.958 | 438.495 | 452.618 | 462.111 | 468.745 | 475.264 | 480.53 | 485.881 | 491.125 | 492.275
Consumer Transformation | Dem_BB004 | GWh | SPN | Kemsley |  | 3.851 | 6.181 | 7.367 | 8.518 | 10.296 | 13.455 | 18.219 | 24.329 | 31.243 | 38.661 | 45.782 | 52.816 | 59.798 | 67.963 | 76.761 | 85.817 | 94.75 | 103.513 | 111.878 | 119.527 | 125.101 | 129.131 | 131.838 | 133.732 | 134.91 | 136.407 | 137.926 | 139.413 | 139.74
Consumer Transformation | Dem_BB004 | GWh | SPN | Kingsnorth |  | 8.498 | 13.64 | 16.258 | 18.797 | 24.114 | 31.512 | 42.67 | 56.977 | 73.171 | 91.939 | 108.869 | 125.597 | 142.202 | 161.622 | 184.784 | 206.584 | 228.091 | 249.183 | 269.319 | 289.363 | 302.857 | 312.613 | 319.169 | 323.751 | 327.563 | 331.192 | 334.88 | 338.494 | 339.287
Consumer Transformation | Dem_BB004 | GWh | SPN | Littlebrook (_J) |  | 4.14 | 6.647 | 7.923 | 9.159 | 12.285 | 16.053 | 21.738 | 29.026 | 37.275 | 47.286 | 55.995 | 64.598 | 73.137 | 83.125 | 95.81 | 107.113 | 118.263 | 129.2 | 139.64 | 150.536 | 157.556 | 162.63 | 166.04 | 168.425 | 170.767 | 172.66 | 174.583 | 176.465 | 176.88
Consumer Transformation | Dem_BB004 | GWh | SPN | Ninfield |  | 12.382 | 19.873 | 23.688 | 27.387 | 33.52 | 43.806 | 59.317 | 79.205 | 101.715 | 126.919 | 150.294 | 173.385 | 196.306 | 223.116 | 255.237 | 285.348 | 315.055 | 344.19 | 372.001 | 398.412 | 416.989 | 430.422 | 439.449 | 445.757 | 449.481 | 454.463 | 459.524 | 464.481 | 465.569
Consumer Transformation | Dem_BB004 | GWh | SPN | Northfleet East |  | 7.12 | 11.429 | 13.623 | 15.751 | 20.206 | 26.406 | 35.755 | 47.742 | 61.313 | 77.038 | 91.226 | 105.242 | 119.154 | 135.429 | 154.837 | 173.104 | 191.124 | 208.8 | 225.672 | 242.467 | 253.773 | 261.948 | 267.442 | 271.281 | 274.476 | 277.519 | 280.608 | 283.635 | 284.3
Consumer Transformation | Dem_BB004 | GWh | SPN | Richborough |  | 5.551 | 8.908 | 10.618 | 12.275 | 15.865 | 20.732 | 28.073 | 37.485 | 48.14 | 60.677 | 71.851 | 82.89 | 93.849 | 106.666 | 122.326 | 136.757 | 150.995 | 164.957 | 178.287 | 191.841 | 200.788 | 207.255 | 211.601 | 214.639 | 217.439 | 219.85 | 222.297 | 224.695 | 225.222
Consumer Transformation | Dem_BB004 | GWh | SPN | Sellindge |  | 6.065 | 9.735 | 11.605 | 13.417 | 15.248 | 19.927 | 26.983 | 36.03 | 46.27 | 55.971 | 66.278 | 76.462 | 86.57 | 98.394 | 109.81 | 122.764 | 135.545 | 148.08 | 160.045 | 170.474 | 178.423 | 184.171 | 188.033 | 190.732 | 193.071 | 195.211 | 197.385 | 199.515 | 199.983
Consumer Transformation | Dem_BB004 | GWh | SPN | West Weybridge |  | 8.208 | 13.176 | 15.704 | 18.157 | 24.35 | 31.822 | 43.088 | 57.535 | 73.888 | 93.732 | 110.993 | 128.048 | 144.975 | 164.775 | 189.915 | 212.321 | 234.425 | 256.103 | 276.798 | 298.396 | 312.311 | 322.371 | 329.13 | 333.857 | 338.499 | 342.251 | 346.062 | 349.796 | 350.615
Consumer Transformation | Dem_BB004 | GWh | South Wales | Aberthaw |  | 6.654 | 10.681 | 12.731 | 14.72 | 20.467 | 26.747 | 36.218 | 48.362 | 62.107 | 81.811 | 96.878 | 111.763 | 126.538 | 143.821 | 167.486 | 187.245 | 206.738 | 225.858 | 244.108 | 266.313 | 278.731 | 287.709 | 293.744 | 297.962 | 298.039 | 301.343 | 304.698 | 307.986 | 308.708
Consumer Transformation | Dem_BB004 | GWh | South Wales | Alpha Steel (Uskmouth) |  | 0.389 | 0.626 | 0.746 | 0.863 | 1.2 | 1.568 | 2.122 | 2.835 | 3.639 | 4.794 | 5.677 | 6.55 | 7.415 | 8.429 | 9.815 | 10.974 | 12.115 | 13.236 | 14.305 | 15.607 | 16.335 | 16.86 | 17.215 | 17.462 | 17.467 | 17.66 | 17.856 | 18.049 | 18.091
Consumer Transformation | Dem_BB004 | GWh | South Wales | Cardiff East |  | 2.501 | 4.013 | 4.784 | 5.532 | 7.692 | 10.053 | 13.612 | 18.175 | 23.341 | 30.746 | 36.407 | 42.001 | 47.554 | 54.049 | 62.943 | 70.369 | 77.694 | 84.88 | 91.739 | 100.083 | 104.75 | 108.123 | 110.392 | 111.976 | 112.006 | 113.248 | 114.508 | 115.745 | 116.016
Consumer Transformation | Dem_BB004 | GWh | South Wales | Grange |  | 0.678 | 1.09 | 1.299 | 1.501 | 2.057 | 2.688 | 3.64 | 4.861 | 6.242 | 8.19 | 9.698 | 11.188 | 12.667 | 14.396 | 16.705 | 18.677 | 20.621 | 22.527 | 24.347 | 26.528 | 27.765 | 28.66 | 29.261 | 29.68 | 29.645 | 29.973 | 30.307 | 30.633 | 30.705
Consumer Transformation | Dem_BB004 | GWh | South Wales | Imperial Park |  | 0.128 | 0.205 | 0.244 | 0.282 | 0.331 | 0.432 | 0.586 | 0.783 | 1.005 | 1.245 | 1.475 | 1.702 | 1.927 | 2.19 | 2.462 | 2.752 | 3.039 | 3.319 | 3.588 | 3.85 | 4.028 | 4.159 | 4.245 | 4.306 | 4.304 | 4.352 | 4.401 | 4.448 | 4.458
Consumer Transformation | Dem_BB004 | GWh | South Wales | Pembroke |  | 4.061 | 6.515 | 7.767 | 8.981 | 10.565 | 13.809 | 18.698 | 24.967 | 32.062 | 39.756 | 47.076 | 54.309 | 61.489 | 69.887 | 78.557 | 87.826 | 96.969 | 105.936 | 114.495 | 122.834 | 128.562 | 132.703 | 135.485 | 137.43 | 137.351 | 138.873 | 140.42 | 141.934 | 142.266
Consumer Transformation | Dem_BB004 | GWh | South Wales | Pyle |  | 1.971 | 3.165 | 3.773 | 4.362 | 5.976 | 7.81 | 10.575 | 14.12 | 18.134 | 23.79 | 28.171 | 32.5 | 36.796 | 41.822 | 48.529 | 54.254 | 59.902 | 65.441 | 70.73 | 77.064 | 80.658 | 83.257 | 85.001 | 86.222 | 86.117 | 87.072 | 88.041 | 88.991 | 89.2
Consumer Transformation | Dem_BB004 | GWh | South Wales | Rassau |  | 6.007 | 9.638 | 11.49 | 13.284 | 15.629 | 20.425 | 27.656 | 36.93 | 47.425 | 58.804 | 69.633 | 80.332 | 90.953 | 103.374 | 116.2 | 129.908 | 143.432 | 156.697 | 169.358 | 181.69 | 190.163 | 196.29 | 200.406 | 203.283 | 203.165 | 205.417 | 207.704 | 209.944 | 210.436
Consumer Transformation | Dem_BB004 | GWh | South Wales | Swansea North |  | 16.637 | 26.703 | 31.832 | 36.801 | 43.3 | 56.587 | 76.622 | 102.31 | 131.389 | 162.914 | 192.916 | 222.556 | 251.979 | 286.392 | 321.925 | 359.902 | 397.373 | 434.12 | 469.199 | 503.365 | 526.838 | 543.809 | 555.214 | 563.186 | 562.857 | 569.096 | 575.433 | 581.64 | 583.004
Consumer Transformation | Dem_BB004 | GWh | South Wales | Upper Boat 132kV |  | 3.802 | 6.104 | 7.275 | 8.411 | 11.696 | 15.284 | 20.696 | 27.635 | 35.489 | 46.75 | 55.358 | 63.865 | 72.307 | 82.182 | 95.704 | 106.995 | 118.135 | 129.06 | 139.489 | 152.176 | 159.273 | 164.402 | 167.85 | 170.261 | 170.305 | 172.192 | 174.111 | 175.988 | 176.401
Consumer Transformation | Dem_BB004 | GWh | South Wales | Upper Boat 33kV |  | 1.193 | 1.915 | 2.283 | 2.639 | 3.671 | 4.795 | 6.494 | 8.671 | 11.136 | 14.668 | 17.371 | 20.039 | 22.689 | 25.786 | 30.03 | 33.574 | 37.067 | 40.497 | 43.769 | 47.751 | 49.976 | 51.585 | 52.667 | 53.425 | 53.438 | 54.03 | 54.633 | 55.222 | 55.351
Consumer Transformation | Dem_BB004 | GWh | South Wales | Uskmouth |  | 5.925 | 9.509 | 11.334 | 13.104 | 18.22 | 23.811 | 32.243 | 43.053 | 55.288 | 72.831 | 86.243 | 99.495 | 112.648 | 128.032 | 149.102 | 166.691 | 184.046 | 201.066 | 217.311 | 237.08 | 248.136 | 256.127 | 261.5 | 265.253 | 265.324 | 268.264 | 271.252 | 274.179 | 274.82
Consumer Transformation | Dem_BB004 | GWh | South Western | Abham |  | 13.355 | 21.434 | 25.55 | 29.54 | 30.757 | 40.195 | 54.425 | 72.674 | 93.328 | 109.903 | 130.143 | 150.14 | 169.986 | 193.203 | 213.169 | 238.318 | 263.128 | 287.462 | 310.689 | 328.631 | 343.957 | 355.035 | 362.482 | 367.686 | 371.979 | 376.102 | 380.29 | 384.393 | 385.294
Consumer Transformation | Dem_BB004 | GWh | South Western | Alverdiscott |  | 8.623 | 13.839 | 16.496 | 19.073 | 19.857 | 25.952 | 35.14 | 46.921 | 60.256 | 70.958 | 84.024 | 96.936 | 109.75 | 124.738 | 137.63 | 153.866 | 169.884 | 185.596 | 200.592 | 212.177 | 222.071 | 229.224 | 234.03 | 237.391 | 240.162 | 242.825 | 245.528 | 248.177 | 248.759
Consumer Transformation | Dem_BB004 | GWh | South Western | Axminster |  | 6.936 | 11.134 | 13.27 | 15.342 | 17.437 | 22.787 | 30.856 | 41.201 | 52.91 | 64.366 | 76.22 | 87.932 | 99.555 | 113.152 | 127.331 | 142.352 | 157.172 | 171.708 | 185.583 | 197.614 | 206.83 | 213.491 | 217.969 | 221.099 | 223.04 | 225.511 | 228.023 | 230.482 | 231.022
Consumer Transformation | Dem_BB004 | GWh | South Western | Bridgewater |  | 8.011 | 12.859 | 15.327 | 17.722 | 18.838 | 24.619 | 33.335 | 44.512 | 57.163 | 67.805 | 80.29 | 92.627 | 104.873 | 119.194 | 132.069 | 147.65 | 163.022 | 178.097 | 192.488 | 203.193 | 212.668 | 219.519 | 224.122 | 227.341 | 228.886 | 231.422 | 234 | 236.523 | 237.077
Consumer Transformation | Dem_BB004 | GWh | South Western | Exeter |  | 9.292 | 14.915 | 17.778 | 20.555 | 21.401 | 27.968 | 37.87 | 50.567 | 64.939 | 76.471 | 90.554 | 104.469 | 118.28 | 134.433 | 148.327 | 165.825 | 183.088 | 200.019 | 216.182 | 228.666 | 239.33 | 247.039 | 252.219 | 255.84 | 258.827 | 261.697 | 264.61 | 267.465 | 268.091
Consumer Transformation | Dem_BB004 | GWh | South Western | Indian Queens |  | 16.732 | 26.856 | 32.011 | 37.01 | 38.535 | 50.36 | 68.189 | 91.051 | 116.93 | 137.696 | 163.054 | 188.107 | 212.973 | 242.06 | 267.077 | 298.584 | 329.668 | 360.155 | 389.257 | 411.736 | 430.936 | 444.817 | 454.146 | 460.666 | 466.045 | 471.21 | 476.458 | 481.598 | 482.728
Consumer Transformation | Dem_BB004 | GWh | South Western | Landulph |  | 6.232 | 10.003 | 11.925 | 13.787 | 14.354 | 18.759 | 25.4 | 33.918 | 43.557 | 51.292 | 60.738 | 70.072 | 79.335 | 90.17 | 99.489 | 111.226 | 122.804 | 134.161 | 145.002 | 153.376 | 160.527 | 165.699 | 169.174 | 171.603 | 173.607 | 175.53 | 177.486 | 179.4 | 179.82
Consumer Transformation | Dem_BB004 | GWh | South Western | Seabank |  | 7.11 | 11.412 | 13.603 | 15.727 | 19.103 | 24.965 | 33.806 | 45.14 | 57.968 | 72.229 | 85.53 | 98.672 | 111.716 | 126.974 | 145.049 | 162.161 | 179.043 | 195.6 | 211.405 | 226.109 | 236.653 | 244.275 | 249.399 | 252.98 | 254.626 | 257.448 | 260.316 | 263.124 | 263.74
Consumer Transformation | Dem_BB004 | GWh | South Western | Taunton |  | 4.447 | 7.14 | 8.51 | 9.839 | 10.366 | 13.547 | 18.344 | 24.495 | 31.457 | 37.145 | 43.985 | 50.743 | 57.451 | 65.296 | 72.108 | 80.616 | 89.009 | 97.239 | 105.095 | 111.018 | 116.195 | 119.938 | 122.452 | 124.212 | 125.345 | 126.734 | 128.145 | 129.528 | 129.832
Consumer Transformation | Dem_BB004 | GWh | West Midlands | Bishops Wood |  | 18.406 | 29.542 | 35.213 | 40.712 | 47.925 | 62.631 | 84.806 | 113.24 | 145.425 | 177.609 | 210.317 | 242.631 | 274.708 | 312.225 | 350.513 | 391.865 | 432.661 | 472.672 | 510.866 | 545.278 | 570.706 | 589.089 | 601.442 | 610.079 | 617.378 | 624.219 | 631.171 | 637.98 | 639.476
Consumer Transformation | Dem_BB004 | GWh | West Midlands | Bushbury |  | 4.708 | 7.557 | 9.008 | 10.415 | 12.26 | 16.021 | 21.694 | 28.968 | 37.201 | 45.433 | 53.8 | 62.066 | 70.272 | 79.868 | 89.663 | 100.242 | 110.677 | 120.911 | 130.681 | 139.486 | 145.989 | 150.693 | 153.853 | 156.062 | 157.929 | 159.679 | 161.458 | 163.199 | 163.582
Consumer Transformation | Dem_BB004 | GWh | West Midlands | Bustleholme |  | 6.268 | 10.057 | 11.99 | 13.86 | 17.016 | 22.238 | 30.11 | 40.205 | 51.633 | 63.82 | 75.572 | 87.184 | 98.709 | 112.191 | 126.947 | 141.921 | 156.697 | 171.188 | 185.02 | 198.204 | 207.446 | 214.13 | 218.62 | 221.758 | 224.71 | 227.201 | 229.73 | 232.208 | 232.753
Consumer Transformation | Dem_BB004 | GWh | West Midlands | Cellarhead |  | 13.26 | 21.284 | 25.37 | 29.331 | 35.777 | 46.756 | 63.311 | 84.537 | 108.564 | 133.823 | 158.469 | 182.818 | 206.986 | 235.255 | 265.438 | 296.752 | 327.645 | 357.946 | 386.869 | 412.556 | 431.794 | 445.702 | 455.05 | 461.583 | 465.546 | 470.705 | 475.945 | 481.081 | 482.209
Consumer Transformation | Dem_BB004 | GWh | West Midlands | Feckenham |  | 12.413 | 19.923 | 23.749 | 27.456 | 33.705 | 44.048 | 59.644 | 79.641 | 102.275 | 126.415 | 149.695 | 172.697 | 195.526 | 222.23 | 251.457 | 281.122 | 310.389 | 339.095 | 366.493 | 392.609 | 410.917 | 424.154 | 433.048 | 439.267 | 445.112 | 450.044 | 455.056 | 459.965 | 461.044
Consumer Transformation | Dem_BB004 | GWh | West Midlands | Hams Hall |  | 6.357 | 10.202 | 12.161 | 14.061 | 17.261 | 22.558 | 30.544 | 40.785 | 52.377 | 64.739 | 76.661 | 88.44 | 100.132 | 113.806 | 128.776 | 143.968 | 158.955 | 173.655 | 187.687 | 201.06 | 210.437 | 217.214 | 221.77 | 224.954 | 227.947 | 230.473 | 233.039 | 235.554 | 236.107
Consumer Transformation | Dem_BB004 | GWh | West Midlands | Iron Acton |  | 17.989 | 28.875 | 34.418 | 39.792 | 49.225 | 64.33 | 87.107 | 116.312 | 149.37 | 186.556 | 220.911 | 254.853 | 288.544 | 327.953 | 375.002 | 419.241 | 462.887 | 505.694 | 546.556 | 585.729 | 613.043 | 632.789 | 646.059 | 655.336 | 661.257 | 668.586 | 676.032 | 683.325 | 684.926
Consumer Transformation | Dem_BB004 | GWh | West Midlands | Ironbridge |  | 4.437 | 7.122 | 8.491 | 9.817 | 11.974 | 15.648 | 21.189 | 28.293 | 36.335 | 44.789 | 53.036 | 61.186 | 69.274 | 78.735 | 88.838 | 99.318 | 109.658 | 119.799 | 129.478 | 138.076 | 144.514 | 149.169 | 152.298 | 154.484 | 155.81 | 157.538 | 159.291 | 161.01 | 161.386
Consumer Transformation | Dem_BB004 | GWh | West Midlands | Kitwell |  | 5.308 | 8.517 | 10.153 | 11.739 | 13.819 | 18.06 | 24.454 | 32.653 | 41.934 | 51.213 | 60.645 | 69.963 | 79.212 | 90.029 | 101.07 | 112.993 | 124.758 | 136.295 | 147.307 | 157.23 | 164.563 | 169.863 | 173.426 | 175.916 | 178.021 | 179.993 | 181.997 | 183.96 | 184.393
Consumer Transformation | Dem_BB004 | GWh | West Midlands | Nechells |  | 18.212 | 29.229 | 34.842 | 40.283 | 49.45 | 64.624 | 87.505 | 116.843 | 150.052 | 185.467 | 219.622 | 253.368 | 286.862 | 326.04 | 368.92 | 412.444 | 455.382 | 497.494 | 537.694 | 576.008 | 602.867 | 622.286 | 635.336 | 644.459 | 653.035 | 660.272 | 667.625 | 674.828 | 676.409
Consumer Transformation | Dem_BB004 | GWh | West Midlands | Ocker Hill |  | 2.965 | 4.761 | 5.674 | 6.56 | 7.722 | 10.092 | 13.665 | 18.246 | 23.432 | 28.619 | 33.889 | 39.096 | 44.265 | 50.31 | 56.479 | 63.143 | 69.717 | 76.163 | 82.317 | 87.863 | 91.959 | 94.922 | 96.913 | 98.305 | 99.48 | 100.584 | 101.702 | 102.8 | 103.041
Consumer Transformation | Dem_BB004 | GWh | West Midlands | Oldbury |  | 4.611 | 7.402 | 8.824 | 10.201 | 12.008 | 15.692 | 21.248 | 28.373 | 36.438 | 44.502 | 52.696 | 60.793 | 68.83 | 78.23 | 87.823 | 98.184 | 108.406 | 118.432 | 128.002 | 136.623 | 142.995 | 147.602 | 150.696 | 152.86 | 154.689 | 156.402 | 158.145 | 159.851 | 160.225
Consumer Transformation | Dem_BB004 | GWh | West Midlands | Penn |  | 3.879 | 6.226 | 7.421 | 8.578 | 11.038 | 14.425 | 19.532 | 26.081 | 33.494 | 41.981 | 49.712 | 57.35 | 64.932 | 73.8 | 84.231 | 94.166 | 103.97 | 113.587 | 122.764 | 131.785 | 137.93 | 142.373 | 145.358 | 147.445 | 149.176 | 150.828 | 152.508 | 154.154 | 154.516
Consumer Transformation | Dem_BB004 | GWh | West Midlands | Rugeley |  | 3.044 | 4.887 | 5.825 | 6.735 | 8.216 | 10.737 | 14.538 | 19.413 | 24.93 | 30.731 | 36.39 | 41.982 | 47.532 | 54.023 | 60.955 | 68.146 | 75.24 | 82.199 | 88.839 | 94.739 | 99.156 | 102.351 | 104.497 | 105.997 | 106.908 | 108.091 | 109.295 | 110.476 | 110.734
Consumer Transformation | Dem_BB004 | GWh | West Midlands | Shrewsbury |  | 3.756 | 6.027 | 7.184 | 8.306 | 10.132 | 13.241 | 17.929 | 23.941 | 30.745 | 37.898 | 44.876 | 51.772 | 58.617 | 66.623 | 75.169 | 84.038 | 92.786 | 101.367 | 109.558 | 116.832 | 122.281 | 126.219 | 128.866 | 130.717 | 131.838 | 133.301 | 134.783 | 136.238 | 136.559
Consumer Transformation | Dem_BB004 | GWh | West Midlands | Walham |  | 9.717 | 15.597 | 18.592 | 21.493 | 25.908 | 33.858 | 45.847 | 61.217 | 78.616 | 96.799 | 114.625 | 132.236 | 149.718 | 170.166 | 192.197 | 214.872 | 237.241 | 259.18 | 280.122 | 299.606 | 313.577 | 323.677 | 330.465 | 335.211 | 339.464 | 343.226 | 347.048 | 350.792 | 351.615
Consumer Transformation | Dem_BB004 | GWh | West Midlands | Willenhall |  | 6.79 | 10.898 | 12.99 | 15.019 | 17.681 | 23.106 | 31.287 | 41.777 | 53.651 | 65.523 | 77.59 | 89.511 | 101.346 | 115.187 | 129.312 | 144.567 | 159.617 | 174.378 | 188.47 | 201.165 | 210.546 | 217.327 | 221.885 | 225.071 | 227.764 | 230.287 | 232.853 | 235.366 | 235.916
Consumer Transformation | Dem_BB005 | GWh | ENW | Bredbury |  | 6.179 | 10.345 | 16.533 | 23.161 | 31.728 | 39.976 | 48.015 | 55.964 | 63.842 | 72.246 | 80.059 | 87.774 | 95.402 | 102.822 | 111.34 | 118.775 | 125.471 | 130.431 | 135.025 | 139.868 | 143.191 | 146.396 | 149.334 | 152.138 | 155.711 | 158.63 | 161.595 | 164.655 | 167.849
Consumer Transformation | Dem_BB005 | GWh | ENW | Harker |  | 7.184 | 12.028 | 19.223 | 26.929 | 30.622 | 38.58 | 46.341 | 54.011 | 61.614 | 65.892 | 73.018 | 80.054 | 87.01 | 93.777 | 98.142 | 104.694 | 110.598 | 114.969 | 119.019 | 121.017 | 123.892 | 126.665 | 129.208 | 131.634 | 133.821 | 136.331 | 138.879 | 141.508 | 144.253
Consumer Transformation | Dem_BB005 | GWh | ENW | Heysham (Barrow WF) |  | 0.129 | 0.215 | 0.343 | 0.482 | 0.605 | 0.762 | 0.915 | 1.067 | 1.217 | 1.355 | 1.5 | 1.645 | 1.788 | 1.928 | 2.073 | 2.213 | 2.337 | 2.43 | 2.515 | 2.587 | 2.649 | 2.708 | 2.762 | 2.814 | 2.862 | 2.916 | 2.971 | 3.027 | 3.086
Consumer Transformation | Dem_BB005 | GWh | ENW | Heysham (NGET) |  | 4.105 | 6.875 | 10.988 | 15.393 | 19.341 | 24.368 | 29.269 | 34.115 | 38.917 | 43.313 | 47.996 | 52.622 | 57.194 | 61.643 | 66.332 | 70.761 | 74.751 | 77.706 | 80.442 | 82.744 | 84.71 | 86.606 | 88.344 | 90.003 | 91.556 | 93.271 | 95.015 | 96.814 | 98.692
Consumer Transformation | Dem_BB005 | GWh | ENW | Hutton |  | 3.753 | 6.282 | 10.04 | 14.066 | 14.707 | 18.529 | 22.256 | 25.94 | 29.591 | 30.607 | 33.916 | 37.185 | 40.417 | 43.56 | 44.497 | 47.468 | 50.144 | 52.126 | 53.962 | 54.469 | 55.764 | 57.011 | 58.156 | 59.248 | 60.391 | 61.524 | 62.674 | 63.861 | 65.099
Consumer Transformation | Dem_BB005 | GWh | ENW | Kearsley 132kV |  | 9.867 | 16.519 | 26.402 | 36.986 | 52.867 | 66.609 | 80.006 | 93.251 | 106.378 | 122.077 | 135.281 | 148.316 | 161.204 | 173.742 | 190.213 | 202.915 | 214.355 | 222.829 | 230.677 | 238.935 | 244.612 | 250.088 | 255.106 | 259.897 | 264.648 | 269.61 | 274.648 | 279.849 | 285.277
Consumer Transformation | Dem_BB005 | GWh | ENW | Kearsley 33kV |  | 1.545 | 2.588 | 4.137 | 5.795 | 8.282 | 10.436 | 12.534 | 14.609 | 16.666 | 19.126 | 21.194 | 23.237 | 25.256 | 27.22 | 29.801 | 31.791 | 33.583 | 34.911 | 36.141 | 37.435 | 38.323 | 39.181 | 39.968 | 40.719 | 41.463 | 42.24 | 43.03 | 43.844 | 44.695
Consumer Transformation | Dem_BB005 | GWh | ENW | Kirkby (_G) |  | 3.367 | 5.637 | 9.009 | 12.622 | 18.15 | 22.868 | 27.468 | 32.014 | 36.521 | 41.99 | 46.531 | 51.016 | 55.448 | 59.76 | 65.466 | 69.837 | 73.775 | 76.691 | 79.392 | 82.24 | 84.193 | 86.077 | 87.805 | 89.454 | 91.073 | 92.78 | 94.514 | 96.303 | 98.172
Consumer Transformation | Dem_BB005 | GWh | ENW | Macclesfield |  | 2.352 | 3.938 | 6.295 | 8.818 | 11.631 | 14.654 | 17.602 | 20.515 | 23.404 | 26.237 | 29.075 | 31.877 | 34.646 | 37.342 | 39.881 | 42.544 | 44.942 | 46.719 | 48.364 | 49.707 | 50.888 | 52.027 | 53.071 | 54.068 | 54.957 | 55.987 | 57.033 | 58.113 | 59.24
Consumer Transformation | Dem_BB005 | GWh | ENW | Ormonde |  | 0.583 | 0.976 | 1.558 | 2.183 | 2.744 | 3.457 | 4.152 | 4.839 | 5.521 | 6.144 | 6.808 | 7.465 | 8.113 | 8.744 | 9.41 | 10.037 | 10.604 | 11.023 | 11.411 | 11.737 | 12.016 | 12.286 | 12.532 | 12.767 | 12.987 | 13.231 | 13.478 | 13.733 | 14
Consumer Transformation | Dem_BB005 | GWh | ENW | Padiham |  | 8.269 | 13.844 | 22.126 | 30.996 | 42.889 | 54.037 | 64.905 | 75.649 | 86.299 | 97.927 | 108.517 | 118.975 | 129.314 | 139.37 | 151.452 | 161.566 | 170.674 | 177.422 | 183.67 | 189.368 | 193.867 | 198.207 | 202.185 | 205.981 | 209.159 | 213.08 | 217.062 | 221.172 | 225.462
Consumer Transformation | Dem_BB005 | GWh | ENW | Penwortham East |  | 4.448 | 7.447 | 11.903 | 16.675 | 22.82 | 28.752 | 34.536 | 40.253 | 45.919 | 52.057 | 57.686 | 63.245 | 68.741 | 74.087 | 80.572 | 85.953 | 90.799 | 94.389 | 97.713 | 101.009 | 103.408 | 105.723 | 107.845 | 109.87 | 111.984 | 114.084 | 116.216 | 118.416 | 120.714
Consumer Transformation | Dem_BB005 | GWh | ENW | Penwortham West |  | 5.658 | 9.472 | 15.14 | 21.209 | 29.025 | 36.569 | 43.924 | 51.194 | 58.401 | 66.208 | 73.368 | 80.439 | 87.428 | 94.228 | 102.477 | 109.319 | 115.483 | 120.049 | 124.277 | 128.469 | 131.52 | 134.464 | 137.163 | 139.739 | 142.428 | 145.098 | 147.81 | 150.608 | 153.531
Consumer Transformation | Dem_BB005 | GWh | ENW | Robin Rigg |  | 0.286 | 0.479 | 0.765 | 1.072 | 1.221 | 1.536 | 1.847 | 2.152 | 2.454 | 2.624 | 2.908 | 3.189 | 3.466 | 3.735 | 3.909 | 4.171 | 4.406 | 4.579 | 4.74 | 4.821 | 4.935 | 5.045 | 5.146 | 5.244 | 5.33 | 5.43 | 5.532 | 5.637 | 5.746
Consumer Transformation | Dem_BB005 | GWh | ENW | Rochdale |  | 3.264 | 5.464 | 8.731 | 12.232 | 17.484 | 22.029 | 26.46 | 30.839 | 35.181 | 40.372 | 44.739 | 49.05 | 53.313 | 57.458 | 62.907 | 67.106 | 70.89 | 73.693 | 76.288 | 79.02 | 80.896 | 82.708 | 84.367 | 85.951 | 87.522 | 89.164 | 90.83 | 92.549 | 94.345
Consumer Transformation | Dem_BB005 | GWh | ENW | South Manchester |  | 10.997 | 18.414 | 29.429 | 41.227 | 56.475 | 71.153 | 85.465 | 99.613 | 113.636 | 128.595 | 142.502 | 156.235 | 169.811 | 183.017 | 198.18 | 211.413 | 223.333 | 232.161 | 240.338 | 248.959 | 254.873 | 260.579 | 265.809 | 270.8 | 277.159 | 282.355 | 287.632 | 293.078 | 298.763
Consumer Transformation | Dem_BB005 | GWh | ENW | Stalybridge |  | 4.152 | 6.952 | 11.111 | 15.565 | 22.905 | 28.859 | 34.665 | 40.402 | 46.089 | 53.42 | 59.196 | 64.901 | 70.541 | 76.026 | 83.461 | 89.034 | 94.054 | 97.772 | 101.216 | 104.916 | 107.409 | 109.813 | 112.018 | 114.12 | 115.982 | 118.157 | 120.364 | 122.643 | 125.023
Consumer Transformation | Dem_BB005 | GWh | ENW | Stanah |  | 3.229 | 5.406 | 8.641 | 12.105 | 16.566 | 20.87 | 25.069 | 29.219 | 33.332 | 37.787 | 41.874 | 45.909 | 49.898 | 53.779 | 58.486 | 62.392 | 65.91 | 68.515 | 70.929 | 73.321 | 75.062 | 76.743 | 78.283 | 79.753 | 81.288 | 82.812 | 84.359 | 85.957 | 87.624
Consumer Transformation | Dem_BB005 | GWh | ENW | Walney 2 |  | 0.637 | 1.066 | 1.704 | 2.387 | 3.266 | 4.116 | 4.942 | 5.761 | 6.571 | 7.451 | 8.255 | 9.051 | 9.839 | 10.603 | 11.532 | 12.302 | 12.995 | 13.509 | 13.985 | 14.456 | 14.8 | 15.131 | 15.435 | 15.724 | 16.027 | 16.327 | 16.633 | 16.947 | 17.276
Consumer Transformation | Dem_BB005 | GWh | ENW | Washway Farm |  | 1.44 | 2.411 | 3.854 | 5.399 | 7.764 | 9.781 | 11.75 | 13.694 | 15.621 | 17.961 | 19.903 | 21.821 | 23.718 | 25.562 | 28.002 | 29.872 | 31.557 | 32.804 | 33.959 | 35.177 | 36.013 | 36.819 | 37.558 | 38.263 | 38.956 | 39.686 | 40.428 | 41.193 | 41.992
Consumer Transformation | Dem_BB005 | GWh | ENW | Whitegate |  | 4.783 | 8.009 | 12.8 | 17.933 | 25.632 | 32.295 | 38.79 | 45.213 | 51.576 | 59.188 | 65.589 | 71.91 | 78.159 | 84.237 | 92.224 | 98.381 | 103.928 | 108.037 | 111.842 | 115.846 | 118.598 | 121.253 | 123.686 | 126.009 | 128.312 | 130.718 | 133.161 | 135.682 | 138.315
Consumer Transformation | Dem_BB005 | GWh | EPN | Amersham Main |  | 5.095 | 8.53 | 13.632 | 19.097 | 25.745 | 32.436 | 38.96 | 45.41 | 51.802 | 59.184 | 65.584 | 71.904 | 78.152 | 84.23 | 91.405 | 97.507 | 103.005 | 107.077 | 110.848 | 115.297 | 118.035 | 120.678 | 123.099 | 125.411 | 128.062 | 130.463 | 132.901 | 135.417 | 138.044
Consumer Transformation | Dem_BB005 | GWh | EPN | Braintree |  | 7.644 | 12.799 | 20.456 | 28.656 | 31.915 | 40.212 | 48.299 | 56.294 | 64.22 | 69.352 | 76.854 | 84.259 | 91.581 | 98.703 | 103.178 | 110.067 | 116.273 | 120.869 | 125.127 | 128.168 | 131.213 | 134.15 | 136.842 | 139.411 | 142.068 | 144.732 | 147.437 | 150.228 | 153.143
Consumer Transformation | Dem_BB005 | GWh | EPN | Bramford |  | 14.128 | 23.655 | 37.807 | 52.961 | 60.031 | 75.634 | 90.848 | 105.885 | 120.791 | 131.537 | 145.763 | 159.809 | 173.696 | 187.204 | 197.144 | 210.308 | 222.165 | 230.948 | 239.082 | 245.943 | 251.786 | 257.422 | 262.588 | 267.519 | 273.298 | 278.422 | 283.626 | 288.996 | 294.601
Consumer Transformation | Dem_BB005 | GWh | EPN | Brimsdown |  | 3.151 | 5.277 | 8.434 | 11.813 | 15.825 | 19.938 | 23.949 | 27.913 | 31.841 | 36.469 | 40.414 | 44.308 | 48.158 | 51.904 | 56.491 | 60.262 | 63.661 | 66.177 | 68.508 | 71.381 | 73.077 | 74.713 | 76.212 | 77.643 | 79.369 | 80.858 | 82.369 | 83.929 | 85.556
Consumer Transformation | Dem_BB005 | GWh | EPN | Burwell Main |  | 9.411 | 15.757 | 25.184 | 35.279 | 40.443 | 50.957 | 61.205 | 71.338 | 81.379 | 88.164 | 97.698 | 107.114 | 116.42 | 125.475 | 131.376 | 140.148 | 148.05 | 153.901 | 159.322 | 163.228 | 167.106 | 170.846 | 174.276 | 177.548 | 180.99 | 184.384 | 187.83 | 191.386 | 195.099
Consumer Transformation | Dem_BB005 | GWh | EPN | Clacton |  | 0.661 | 1.106 | 1.769 | 2.477 | 2.809 | 3.537 | 4.25 | 4.952 | 5.65 | 6.152 | 6.817 | 7.474 | 8.124 | 8.755 | 9.22 | 9.836 | 10.391 | 10.802 | 11.182 | 11.502 | 11.776 | 12.039 | 12.281 | 12.512 | 12.782 | 13.022 | 13.265 | 13.517 | 13.778
Consumer Transformation | Dem_BB005 | GWh | EPN | Eaton Socon |  | 9.499 | 15.906 | 25.42 | 35.611 | 44.295 | 55.808 | 67.033 | 78.13 | 89.127 | 99.435 | 110.189 | 120.807 | 131.305 | 141.517 | 150.882 | 160.956 | 170.031 | 176.753 | 182.978 | 188.941 | 193.429 | 197.76 | 201.728 | 205.517 | 209.372 | 213.298 | 217.283 | 221.397 | 225.692
Consumer Transformation | Dem_BB005 | GWh | EPN | Elstree |  | 4.939 | 8.271 | 13.219 | 18.517 | 24.963 | 31.451 | 37.777 | 44.032 | 50.23 | 57.386 | 63.593 | 69.722 | 75.779 | 81.673 | 88.63 | 94.548 | 99.878 | 103.826 | 107.483 | 111.797 | 114.452 | 117.015 | 119.362 | 121.604 | 124.174 | 126.502 | 128.867 | 131.306 | 133.854
Consumer Transformation | Dem_BB005 | GWh | EPN | Loudwater |  | 0.937 | 1.571 | 2.509 | 3.516 | 4.739 | 5.972 | 7.172 | 8.361 | 9.537 | 10.896 | 12.074 | 13.238 | 14.388 | 15.506 | 16.827 | 17.951 | 18.963 | 19.713 | 20.407 | 21.226 | 21.73 | 22.217 | 22.662 | 23.088 | 23.576 | 24.018 | 24.467 | 24.93 | 25.414
Consumer Transformation | Dem_BB005 | GWh | EPN | Mill Hill |  | 8.996 | 15.062 | 24.073 | 33.725 | 45.462 | 57.279 | 68.801 | 80.189 | 91.478 | 104.512 | 115.815 | 126.976 | 138.01 | 148.742 | 161.411 | 172.189 | 181.897 | 189.088 | 195.748 | 203.603 | 208.44 | 213.106 | 217.382 | 221.464 | 226.145 | 230.385 | 234.69 | 239.134 | 243.773
Consumer Transformation | Dem_BB005 | GWh | EPN | Norwich Main |  | 17.144 | 28.707 | 45.88 | 64.272 | 69.554 | 87.632 | 105.258 | 122.681 | 139.952 | 149.304 | 165.45 | 181.393 | 197.156 | 212.489 | 220.535 | 235.261 | 248.525 | 258.35 | 267.45 | 273.021 | 279.506 | 285.763 | 291.499 | 296.972 | 302.803 | 308.481 | 314.246 | 320.196 | 326.407
Consumer Transformation | Dem_BB005 | GWh | EPN | Pelham |  | 4.216 | 7.058 | 11.28 | 15.803 | 19.437 | 24.49 | 29.416 | 34.285 | 39.111 | 43.629 | 48.348 | 53.007 | 57.612 | 62.093 | 66.23 | 70.652 | 74.635 | 77.586 | 80.319 | 82.891 | 84.859 | 86.759 | 88.501 | 90.162 | 91.808 | 93.528 | 95.276 | 97.08 | 98.964
Consumer Transformation | Dem_BB005 | GWh | EPN | Rayleigh |  | 9.356 | 15.665 | 25.036 | 35.072 | 46.436 | 58.505 | 70.273 | 81.905 | 93.434 | 106.981 | 118.55 | 129.974 | 141.269 | 152.255 | 165.612 | 176.671 | 186.631 | 194.009 | 200.843 | 208.971 | 213.935 | 218.724 | 223.114 | 227.303 | 231.86 | 236.207 | 240.621 | 245.177 | 249.934
Consumer Transformation | Dem_BB005 | GWh | EPN | Rye House |  | 4.111 | 6.883 | 11.001 | 15.411 | 19.815 | 24.965 | 29.986 | 34.95 | 39.869 | 45.116 | 49.995 | 54.813 | 59.576 | 64.209 | 69.193 | 73.813 | 77.975 | 81.058 | 83.913 | 87.066 | 89.134 | 91.13 | 92.959 | 94.704 | 96.601 | 98.412 | 100.252 | 102.15 | 104.131
Consumer Transformation | Dem_BB005 | GWh | EPN | Sheringham Shoal |  | 3.234 | 5.416 | 8.657 | 12.128 | 13.125 | 16.536 | 19.862 | 23.15 | 26.408 | 28.173 | 31.22 | 34.228 | 37.203 | 40.095 | 41.614 | 44.393 | 46.896 | 48.75 | 50.466 | 51.518 | 52.742 | 53.922 | 55.005 | 56.038 | 57.138 | 58.209 | 59.297 | 60.42 | 61.592
Consumer Transformation | Dem_BB005 | GWh | EPN | Sundon |  | 6.917 | 11.582 | 18.51 | 25.93 | 33.445 | 42.137 | 50.613 | 58.991 | 67.296 | 76.073 | 84.301 | 92.424 | 100.456 | 108.268 | 116.517 | 124.297 | 131.305 | 136.496 | 141.304 | 146.361 | 149.838 | 153.193 | 156.267 | 159.201 | 162.157 | 165.197 | 168.284 | 171.471 | 174.797
Consumer Transformation | Dem_BB005 | GWh | EPN | Tilbury |  | 1.192 | 1.996 | 3.19 | 4.468 | 6.396 | 8.06 | 9.68 | 11.283 | 12.871 | 15.24 | 16.888 | 18.514 | 20.123 | 21.688 | 24.094 | 25.702 | 27.151 | 28.225 | 29.219 | 30.621 | 31.349 | 32.05 | 32.693 | 33.307 | 33.937 | 34.573 | 35.22 | 35.886 | 36.582
Consumer Transformation | Dem_BB005 | GWh | EPN | Tottenham |  | 6.103 | 10.216 | 16.328 | 22.873 | 31.709 | 39.952 | 47.987 | 55.932 | 63.804 | 73.971 | 81.972 | 89.87 | 97.68 | 105.277 | 116.249 | 124.012 | 131.003 | 136.182 | 140.978 | 147.808 | 151.32 | 154.708 | 157.812 | 160.776 | 164.932 | 168.025 | 171.165 | 174.405 | 177.788
Consumer Transformation | Dem_BB005 | GWh | EPN | Walpole (_A) |  | 6.434 | 10.773 | 17.219 | 24.121 | 25.453 | 32.068 | 38.52 | 44.896 | 51.216 | 54.078 | 59.926 | 65.7 | 71.41 | 76.964 | 79.17 | 84.456 | 89.218 | 92.746 | 96.012 | 97.55 | 99.867 | 102.103 | 104.152 | 106.107 | 107.93 | 109.955 | 112.009 | 114.13 | 116.344
Consumer Transformation | Dem_BB005 | GWh | EPN | Warley |  | 6.278 | 10.512 | 16.8 | 23.537 | 32.46 | 40.896 | 49.121 | 57.253 | 65.312 | 75.686 | 83.871 | 91.953 | 99.945 | 107.717 | 117.929 | 125.803 | 132.897 | 138.15 | 143.016 | 149.076 | 152.617 | 156.034 | 159.165 | 162.154 | 165.209 | 168.306 | 171.452 | 174.698 | 178.086
Consumer Transformation | Dem_BB005 | GWh | EPN | Watford South |  | 6.338 | 10.612 | 16.961 | 23.759 | 32.03 | 40.355 | 48.472 | 56.497 | 64.449 | 73.633 | 81.597 | 89.46 | 97.233 | 104.795 | 113.721 | 121.314 | 128.154 | 133.22 | 137.912 | 143.446 | 146.854 | 150.142 | 153.155 | 156.031 | 159.328 | 162.315 | 165.349 | 168.48 | 171.748
Consumer Transformation | Dem_BB005 | GWh | EPN | West Thurrock |  | 1.216 | 2.037 | 3.255 | 4.56 | 6.323 | 7.966 | 9.568 | 11.151 | 12.722 | 14.749 | 16.343 | 17.918 | 19.476 | 20.99 | 23.177 | 24.725 | 26.119 | 27.152 | 28.108 | 29.47 | 30.17 | 30.846 | 31.465 | 32.056 | 32.884 | 33.5 | 34.127 | 34.773 | 35.448
Consumer Transformation | Dem_BB005 | GWh | EPN | Wymondley |  | 5.206 | 8.718 | 13.934 | 19.52 | 24.009 | 30.249 | 36.333 | 42.347 | 48.309 | 53.889 | 59.717 | 65.472 | 71.161 | 76.695 | 81.805 | 87.267 | 92.188 | 95.832 | 99.207 | 102.384 | 104.816 | 107.162 | 109.313 | 111.365 | 113.398 | 115.524 | 117.682 | 119.911 | 122.236
Consumer Transformation | Dem_BB005 | GWh | East Midlands | Berkswell |  | 6.878 | 11.517 | 18.405 | 25.783 | 32.94 | 41.502 | 49.85 | 58.101 | 66.279 | 74.631 | 82.702 | 90.671 | 98.551 | 106.215 | 114.129 | 121.75 | 128.614 | 133.698 | 138.407 | 143.416 | 146.823 | 150.109 | 153.122 | 155.997 | 159.179 | 162.163 | 165.194 | 168.322 | 171.588
Consumer Transformation | Dem_BB005 | GWh | East Midlands | Bicker Fen |  | 4.871 | 8.158 | 13.037 | 18.262 | 18.89 | 23.8 | 28.588 | 33.32 | 38.01 | 39.769 | 44.069 | 48.316 | 52.514 | 56.598 | 57.81 | 61.67 | 65.147 | 67.723 | 70.108 | 71.027 | 72.715 | 74.342 | 75.835 | 77.259 | 78.61 | 80.084 | 81.581 | 83.125 | 84.738
Consumer Transformation | Dem_BB005 | GWh | East Midlands | Chesterfield |  | 9.243 | 15.476 | 24.734 | 34.65 | 49.22 | 62.013 | 74.486 | 86.816 | 99.035 | 113.89 | 126.206 | 138.368 | 150.391 | 162.088 | 176.345 | 188.12 | 198.727 | 206.583 | 213.859 | 221.397 | 226.656 | 231.731 | 236.381 | 240.82 | 244.81 | 249.4 | 254.061 | 258.871 | 263.893
Consumer Transformation | Dem_BB005 | GWh | East Midlands | Coventry |  | 9.506 | 15.918 | 25.44 | 35.638 | 45.529 | 57.363 | 68.902 | 80.306 | 91.611 | 103.156 | 114.311 | 125.327 | 136.217 | 146.811 | 157.75 | 168.284 | 177.771 | 184.799 | 191.307 | 198.23 | 202.939 | 207.483 | 211.646 | 215.621 | 220.019 | 224.144 | 228.333 | 232.656 | 237.17
Consumer Transformation | Dem_BB005 | GWh | East Midlands | Drakelow |  | 3.431 | 5.746 | 9.183 | 12.863 | 15.758 | 19.854 | 23.848 | 27.797 | 31.709 | 35.279 | 39.096 | 42.863 | 46.587 | 50.21 | 53.527 | 57.101 | 60.321 | 62.705 | 64.913 | 67.019 | 68.611 | 70.146 | 71.554 | 72.898 | 74.286 | 75.679 | 77.093 | 78.553 | 80.077
Consumer Transformation | Dem_BB005 | GWh | East Midlands | East Claydon (_B) |  | 6.073 | 10.169 | 16.254 | 22.769 | 29.365 | 36.997 | 44.44 | 51.796 | 59.087 | 66.794 | 74.019 | 81.15 | 88.203 | 95.062 | 102.306 | 109.137 | 115.29 | 119.847 | 124.069 | 128.509 | 131.562 | 134.507 | 137.207 | 139.783 | 142.379 | 145.048 | 147.758 | 150.557 | 153.477
Consumer Transformation | Dem_BB005 | GWh | East Midlands | Enderby |  | 8.719 | 14.599 | 23.333 | 32.685 | 44.477 | 56.036 | 67.308 | 78.449 | 89.493 | 102.321 | 113.387 | 124.313 | 135.115 | 145.623 | 158.001 | 168.552 | 178.055 | 185.094 | 191.613 | 199.182 | 203.914 | 208.478 | 212.662 | 216.655 | 221.058 | 225.203 | 229.411 | 233.755 | 238.29
Consumer Transformation | Dem_BB005 | GWh | East Midlands | Grendon |  | 12.829 | 21.482 | 34.332 | 48.094 | 62.095 | 78.235 | 93.971 | 109.526 | 124.944 | 141.39 | 156.682 | 171.78 | 186.707 | 201.227 | 216.488 | 230.943 | 243.964 | 253.609 | 262.541 | 271.688 | 278.142 | 284.369 | 290.076 | 295.522 | 300.519 | 306.154 | 311.875 | 317.78 | 323.945
Consumer Transformation | Dem_BB005 | GWh | East Midlands | Ratcliffe |  | 8.107 | 13.574 | 21.694 | 30.392 | 42.059 | 52.99 | 63.648 | 74.184 | 84.627 | 97.786 | 108.361 | 118.804 | 129.127 | 139.169 | 152.077 | 162.231 | 171.379 | 178.153 | 184.428 | 191.83 | 196.386 | 200.784 | 204.813 | 208.658 | 212.197 | 216.175 | 220.215 | 224.385 | 228.737
Consumer Transformation | Dem_BB005 | GWh | East Midlands | Staythorpe |  | 4.146 | 6.941 | 11.093 | 15.54 | 17.28 | 21.771 | 26.15 | 30.478 | 34.769 | 37.26 | 41.29 | 45.268 | 49.202 | 53.029 | 55.043 | 58.719 | 62.028 | 64.481 | 66.752 | 68.034 | 69.65 | 71.21 | 72.639 | 74.003 | 75.233 | 76.643 | 78.076 | 79.554 | 81.097
Consumer Transformation | Dem_BB005 | GWh | East Midlands | Stoke Bardolph |  | 3.589 | 6.01 | 9.605 | 13.455 | 18.621 | 23.462 | 28.181 | 32.846 | 37.47 | 43.295 | 47.978 | 52.601 | 57.172 | 61.618 | 67.333 | 71.83 | 75.879 | 78.878 | 81.657 | 84.934 | 86.952 | 88.898 | 90.682 | 92.385 | 93.952 | 95.713 | 97.502 | 99.347 | 101.275
Consumer Transformation | Dem_BB005 | GWh | East Midlands | Walpole (_B) |  | 5.972 | 9.998 | 15.979 | 22.385 | 23.621 | 29.758 | 35.746 | 41.662 | 47.527 | 50.183 | 55.61 | 60.969 | 66.267 | 71.421 | 73.469 | 78.374 | 82.793 | 86.066 | 89.097 | 90.524 | 92.674 | 94.749 | 96.65 | 98.465 | 100.158 | 102.036 | 103.942 | 105.91 | 107.964
Consumer Transformation | Dem_BB005 | GWh | East Midlands | West Burton |  | 4.177 | 6.996 | 11.181 | 15.663 | 19.978 | 25.17 | 30.232 | 35.237 | 40.197 | 45.444 | 50.358 | 55.211 | 60.008 | 64.674 | 69.594 | 74.242 | 78.427 | 81.528 | 84.4 | 87.384 | 89.46 | 91.462 | 93.298 | 95.049 | 96.7 | 98.513 | 100.354 | 102.254 | 104.238
Consumer Transformation | Dem_BB005 | GWh | East Midlands | Willington |  | 9.518 | 15.938 | 25.472 | 35.685 | 45.587 | 57.438 | 68.989 | 80.41 | 91.73 | 103.288 | 114.458 | 125.487 | 136.392 | 147 | 157.953 | 168.499 | 178 | 185.036 | 191.553 | 198.485 | 203.2 | 207.749 | 211.918 | 215.897 | 220.301 | 224.432 | 228.626 | 232.955 | 237.474
Consumer Transformation | Dem_BB005 | GWh | IDNO - Refer to Comment Field | Tynemouth 2 |  | 1.245 | 2.083 | 3.33 | 4.664 | 6.537 | 8.237 | 9.894 | 11.531 | 13.154 | 15.018 | 16.643 | 18.247 | 19.832 | 21.375 | 23.339 | 24.898 | 26.302 | 27.342 | 28.305 | 29.231 | 29.925 | 30.595 | 31.209 | 31.795 | 32.296 | 32.9 | 33.515 | 34.15 | 34.812 | Note: TYNE2 is operated by an IDNO allocated to GSP Group/licence area F
Consumer Transformation | Dem_BB005 | GWh | LPN | Acton Lane 22kV |  | 1.103 | 1.847 | 2.953 | 4.135 | 5.271 | 6.641 | 7.976 | 9.296 | 10.605 | 11.757 | 13.028 | 14.284 | 15.524 | 16.732 | 17.935 | 19.132 | 20.212 | 21.01 | 21.75 | 22.597 | 23.134 | 23.652 | 24.127 | 24.58 | 25.3 | 25.774 | 26.255 | 26.753 | 27.272
Consumer Transformation | Dem_BB005 | GWh | LPN | Barking |  | 2.502 | 4.188 | 6.693 | 9.375 | 12.998 | 16.377 | 19.67 | 22.927 | 26.154 | 30.321 | 33.6 | 36.838 | 40.04 | 43.153 | 47.651 | 50.833 | 53.699 | 55.822 | 57.787 | 60.588 | 62.027 | 63.416 | 64.688 | 65.903 | 67.607 | 68.874 | 70.162 | 71.49 | 72.877
Consumer Transformation | Dem_BB005 | GWh | LPN | Barking West |  | 3.501 | 5.863 | 9.369 | 13.124 | 18.196 | 22.924 | 27.536 | 32.094 | 36.611 | 42.445 | 47.036 | 51.568 | 56.05 | 60.409 | 66.704 | 71.159 | 75.17 | 78.142 | 80.894 | 84.813 | 86.829 | 88.773 | 90.554 | 92.255 | 94.64 | 96.413 | 98.216 | 100.075 | 102.016
Consumer Transformation | Dem_BB005 | GWh | LPN | Beddington (_C) |  | 6.531 | 10.936 | 17.479 | 24.484 | 34.173 | 43.056 | 51.715 | 60.276 | 68.76 | 79.464 | 88.058 | 96.543 | 104.933 | 113.093 | 123.782 | 132.047 | 139.491 | 145.006 | 150.113 | 156.528 | 160.246 | 163.834 | 167.122 | 170.261 | 173.836 | 177.096 | 180.405 | 183.821 | 187.387
Consumer Transformation | Dem_BB005 | GWh | LPN | Canal Bank |  | 0.785 | 1.315 | 2.099 | 2.943 | 3.75 | 4.724 | 5.673 | 6.612 | 7.543 | 8.363 | 9.266 | 10.159 | 11.042 | 11.901 | 12.756 | 13.608 | 14.375 | 14.944 | 15.469 | 16.073 | 16.455 | 16.822 | 17.16 | 17.483 | 17.994 | 18.332 | 18.674 | 19.028 | 19.397
Consumer Transformation | Dem_BB005 | GWh | LPN | City Road |  | 9.089 | 15.219 | 24.323 | 34.074 | 43.421 | 54.707 | 65.711 | 76.588 | 87.368 | 96.855 | 107.33 | 117.673 | 127.898 | 137.845 | 147.754 | 157.62 | 166.507 | 173.089 | 179.186 | 186.164 | 190.586 | 194.853 | 198.763 | 202.496 | 208.424 | 212.332 | 216.3 | 220.396 | 224.671
Consumer Transformation | Dem_BB005 | GWh | LPN | Greenford |  | 0.994 | 1.666 | 2.661 | 3.729 | 4.751 | 5.986 | 7.19 | 8.381 | 9.56 | 10.598 | 11.744 | 12.876 | 13.995 | 15.083 | 16.168 | 17.247 | 18.219 | 18.939 | 19.607 | 20.37 | 20.854 | 21.32 | 21.749 | 22.157 | 22.806 | 23.234 | 23.668 | 24.115 | 24.583
Consumer Transformation | Dem_BB005 | GWh | LPN | Hackney 132kV |  | 2.282 | 3.82 | 6.105 | 8.552 | 11.856 | 14.939 | 17.944 | 20.914 | 23.858 | 27.66 | 30.65 | 33.604 | 36.524 | 39.365 | 43.468 | 46.37 | 48.985 | 50.921 | 52.714 | 55.268 | 56.581 | 57.848 | 59.009 | 60.117 | 61.671 | 62.828 | 64.001 | 65.213 | 66.479
Consumer Transformation | Dem_BB005 | GWh | LPN | Hackney 66kV |  | 2.769 | 4.636 | 7.408 | 10.378 | 14.387 | 18.126 | 21.771 | 25.376 | 28.947 | 33.56 | 37.19 | 40.774 | 44.317 | 47.764 | 52.742 | 56.263 | 59.436 | 61.785 | 63.961 | 67.06 | 68.653 | 70.19 | 71.599 | 72.944 | 74.829 | 76.233 | 77.657 | 79.127 | 80.662
Consumer Transformation | Dem_BB005 | GWh | LPN | Hurst |  | 2.956 | 4.95 | 7.912 | 11.082 | 15.468 | 19.489 | 23.409 | 27.283 | 31.123 | 35.968 | 39.857 | 43.699 | 47.495 | 51.19 | 56.028 | 59.769 | 63.138 | 65.635 | 67.946 | 70.85 | 72.532 | 74.157 | 75.644 | 77.065 | 78.683 | 80.159 | 81.657 | 83.203 | 84.817
Consumer Transformation | Dem_BB005 | GWh | LPN | Islington |  | 6.145 | 10.289 | 16.445 | 23.037 | 31.046 | 39.115 | 46.983 | 54.76 | 62.468 | 71.387 | 79.108 | 86.731 | 94.267 | 101.599 | 111.147 | 118.569 | 125.254 | 130.205 | 134.791 | 140.924 | 144.272 | 147.502 | 150.462 | 153.287 | 157.412 | 160.364 | 163.36 | 166.453 | 169.682
Consumer Transformation | Dem_BB005 | GWh | LPN | Littlebrook (_C) |  | 0.668 | 1.118 | 1.787 | 2.504 | 3.493 | 4.401 | 5.287 | 6.162 | 7.03 | 8.123 | 9.003 | 9.87 | 10.728 | 11.562 | 12.655 | 13.5 | 14.26 | 14.824 | 15.346 | 16.003 | 16.382 | 16.749 | 17.085 | 17.406 | 17.772 | 18.105 | 18.443 | 18.792 | 19.157
Consumer Transformation | Dem_BB005 | GWh | LPN | Lodge Road |  | 6.366 | 10.658 | 17.034 | 23.863 | 30.409 | 38.313 | 46.019 | 53.637 | 61.188 | 67.831 | 75.166 | 82.411 | 89.571 | 96.538 | 103.477 | 110.387 | 116.611 | 121.221 | 125.49 | 130.377 | 133.473 | 136.462 | 139.2 | 141.814 | 145.967 | 148.704 | 151.482 | 154.35 | 157.345
Consumer Transformation | Dem_BB005 | GWh | LPN | New Cross |  | 7.235 | 12.115 | 19.362 | 27.125 | 37.347 | 47.052 | 56.518 | 65.873 | 75.146 | 86.666 | 96.039 | 105.294 | 114.443 | 123.344 | 136.06 | 145.145 | 153.328 | 159.39 | 165.004 | 173.089 | 177.2 | 181.167 | 184.803 | 188.273 | 193.627 | 197.258 | 200.944 | 204.748 | 208.72
Consumer Transformation | Dem_BB005 | GWh | LPN | Perivale |  | 0.906 | 1.517 | 2.424 | 3.396 | 4.328 | 5.453 | 6.55 | 7.633 | 8.708 | 9.654 | 10.698 | 11.728 | 12.748 | 13.74 | 14.727 | 15.71 | 16.596 | 17.252 | 17.86 | 18.555 | 18.996 | 19.421 | 19.81 | 20.183 | 20.774 | 21.163 | 21.559 | 21.966 | 22.393
Consumer Transformation | Dem_BB005 | GWh | LPN | Redbridge |  | 2.243 | 3.757 | 6.004 | 8.411 | 11.66 | 14.691 | 17.645 | 20.565 | 23.461 | 27.199 | 30.14 | 33.045 | 35.916 | 38.709 | 42.744 | 45.598 | 48.169 | 50.073 | 51.836 | 54.348 | 55.639 | 56.884 | 58.026 | 59.116 | 60.644 | 61.782 | 62.936 | 64.127 | 65.371
Consumer Transformation | Dem_BB005 | GWh | LPN | St John's Wood |  | 8.809 | 14.748 | 23.57 | 33.02 | 42.077 | 53.015 | 63.678 | 74.22 | 84.667 | 93.859 | 104.011 | 114.033 | 123.942 | 133.581 | 143.184 | 152.745 | 161.357 | 167.736 | 173.643 | 180.405 | 184.691 | 188.826 | 192.615 | 196.231 | 201.977 | 205.764 | 209.609 | 213.578 | 217.721
Consumer Transformation | Dem_BB005 | GWh | LPN | West Ham |  | 4.918 | 8.234 | 13.159 | 18.434 | 25.556 | 32.198 | 38.675 | 45.077 | 51.422 | 59.616 | 66.064 | 72.43 | 78.723 | 84.846 | 93.689 | 99.945 | 105.58 | 109.753 | 113.619 | 119.124 | 121.954 | 124.684 | 127.187 | 129.575 | 132.925 | 135.417 | 137.947 | 140.559 | 143.286
Consumer Transformation | Dem_BB005 | GWh | LPN | Willesden 132kV |  | 6.062 | 10.149 | 16.219 | 22.722 | 28.954 | 36.481 | 43.818 | 51.072 | 58.262 | 64.587 | 71.573 | 78.469 | 85.287 | 91.92 | 98.529 | 105.108 | 111.034 | 115.423 | 119.488 | 124.141 | 127.091 | 129.935 | 132.543 | 135.032 | 138.985 | 141.591 | 144.237 | 146.969 | 149.819
Consumer Transformation | Dem_BB005 | GWh | LPN | Willesden 66kV |  | 1.802 | 3.016 | 4.82 | 6.753 | 8.605 | 10.843 | 13.023 | 15.179 | 17.315 | 19.197 | 21.272 | 23.322 | 25.348 | 27.32 | 29.283 | 31.24 | 33 | 34.305 | 35.513 | 36.896 | 37.773 | 38.618 | 39.394 | 40.133 | 41.308 | 42.082 | 42.869 | 43.68 | 44.528
Consumer Transformation | Dem_BB005 | GWh | LPN | Wimbledon North |  | 2.515 | 4.211 | 6.73 | 9.426 | 12.979 | 16.354 | 19.642 | 22.894 | 26.117 | 30.12 | 33.378 | 36.594 | 39.775 | 42.868 | 47.287 | 50.444 | 53.288 | 55.395 | 57.345 | 60.156 | 61.585 | 62.963 | 64.227 | 65.433 | 67.294 | 68.556 | 69.837 | 71.159 | 72.539
Consumer Transformation | Dem_BB005 | GWh | LPN | Wimbledon South |  | 11.061 | 18.52 | 29.599 | 41.464 | 57.091 | 71.931 | 86.399 | 100.701 | 114.875 | 132.488 | 146.816 | 160.965 | 174.952 | 188.558 | 207.997 | 221.886 | 234.395 | 243.661 | 252.243 | 264.603 | 270.889 | 276.953 | 282.511 | 287.816 | 296.001 | 301.551 | 307.186 | 313.002 | 319.075
Consumer Transformation | Dem_BB005 | GWh | NPgN | Blyth 132kV |  | 2.04 | 3.416 | 5.461 | 7.65 | 9.705 | 12.228 | 14.688 | 17.119 | 19.53 | 21.667 | 24.011 | 26.324 | 28.612 | 30.837 | 33.076 | 35.286 | 37.274 | 38.749 | 40.112 | 41.111 | 42.088 | 43.03 | 43.894 | 44.718 | 45.376 | 46.227 | 47.091 | 47.982 | 48.913
Consumer Transformation | Dem_BB005 | GWh | NPgN | Blyth 66kV |  | 3.057 | 5.12 | 8.183 | 11.464 | 14.546 | 18.328 | 22.014 | 25.657 | 29.269 | 32.472 | 35.984 | 39.453 | 42.881 | 46.216 | 49.572 | 52.882 | 55.863 | 58.072 | 60.117 | 61.613 | 63.077 | 64.489 | 65.783 | 67.018 | 68.005 | 69.28 | 70.574 | 71.911 | 73.306
Consumer Transformation | Dem_BB005 | GWh | NPgN | Fourstones |  | 0.518 | 0.868 | 1.388 | 1.944 | 2.21 | 2.785 | 3.346 | 3.899 | 4.449 | 4.758 | 5.272 | 5.779 | 6.282 | 6.77 | 7.086 | 7.559 | 7.985 | 8.3 | 8.592 | 8.737 | 8.945 | 9.145 | 9.329 | 9.503 | 9.662 | 9.842 | 10.027 | 10.216 | 10.415
Consumer Transformation | Dem_BB005 | GWh | NPgN | Hart Moor |  | 2.065 | 3.459 | 5.529 | 7.743 | 10.855 | 13.676 | 16.428 | 19.146 | 21.841 | 24.936 | 27.633 | 30.296 | 32.929 | 35.489 | 38.752 | 41.339 | 43.669 | 45.396 | 46.995 | 48.533 | 49.686 | 50.798 | 51.817 | 52.79 | 53.621 | 54.626 | 55.648 | 56.702 | 57.801
Consumer Transformation | Dem_BB005 | GWh | NPgN | Hawthorn Pit |  | 2.819 | 4.72 | 7.546 | 10.57 | 14.813 | 18.664 | 22.418 | 26.13 | 29.809 | 34.032 | 37.712 | 41.346 | 44.939 | 48.434 | 52.886 | 56.416 | 59.597 | 61.953 | 64.135 | 66.234 | 67.808 | 69.325 | 70.717 | 72.044 | 73.178 | 74.55 | 75.944 | 77.381 | 78.883
Consumer Transformation | Dem_BB005 | GWh | NPgN | Knaresborough |  | 4.1 | 6.865 | 10.972 | 15.369 | 18.686 | 23.542 | 28.277 | 32.959 | 37.597 | 41.041 | 45.479 | 49.862 | 54.194 | 58.409 | 61.945 | 66.081 | 69.807 | 72.566 | 75.122 | 76.866 | 78.692 | 80.454 | 82.068 | 83.61 | 85.126 | 86.722 | 88.343 | 90.016 | 91.762
Consumer Transformation | Dem_BB005 | GWh | NPgN | Lackenby |  | 2.373 | 3.975 | 6.352 | 8.899 | 12.094 | 15.236 | 18.301 | 21.33 | 24.334 | 27.789 | 30.795 | 33.761 | 36.695 | 39.549 | 43.128 | 46.007 | 48.601 | 50.522 | 52.301 | 54.086 | 55.37 | 56.61 | 57.746 | 58.831 | 59.802 | 60.923 | 62.061 | 63.236 | 64.463
Consumer Transformation | Dem_BB005 | GWh | NPgN | Norton |  | 8.733 | 14.623 | 23.371 | 32.74 | 45.89 | 57.817 | 69.446 | 80.942 | 92.336 | 105.417 | 116.818 | 128.075 | 139.204 | 150.03 | 163.82 | 174.759 | 184.612 | 191.909 | 198.669 | 205.171 | 210.045 | 214.747 | 219.056 | 223.17 | 226.681 | 230.932 | 235.247 | 239.701 | 244.351
Consumer Transformation | Dem_BB005 | GWh | NPgN | Offerton |  | 1.173 | 1.963 | 3.139 | 4.397 | 6.162 | 7.765 | 9.326 | 10.869 | 12.399 | 14.156 | 15.687 | 17.199 | 18.693 | 20.148 | 21.999 | 23.468 | 24.791 | 25.771 | 26.679 | 27.552 | 28.207 | 28.838 | 29.417 | 29.969 | 30.44 | 31.011 | 31.591 | 32.189 | 32.814
Consumer Transformation | Dem_BB005 | GWh | NPgN | Osbaldwick |  | 7.761 | 12.994 | 20.766 | 29.091 | 36.596 | 46.106 | 55.381 | 64.547 | 73.634 | 81.442 | 90.251 | 98.947 | 107.546 | 115.91 | 123.667 | 131.926 | 139.364 | 144.873 | 149.975 | 153.865 | 157.52 | 161.046 | 164.278 | 167.363 | 170.204 | 173.396 | 176.636 | 179.98 | 183.471
Consumer Transformation | Dem_BB005 | GWh | NPgN | Poppleton |  | 1.448 | 2.425 | 3.876 | 5.43 | 6.602 | 8.318 | 9.99 | 11.644 | 13.283 | 14.5 | 16.068 | 17.617 | 19.147 | 20.637 | 21.886 | 23.347 | 24.663 | 25.639 | 26.541 | 27.158 | 27.803 | 28.426 | 28.996 | 29.541 | 30.076 | 30.64 | 31.213 | 31.803 | 32.421
Consumer Transformation | Dem_BB005 | GWh | NPgN | Saltholme |  | 1.126 | 1.887 | 3.015 | 4.223 | 5.738 | 7.231 | 8.686 | 10.123 | 11.548 | 13.187 | 14.613 | 16.022 | 17.414 | 18.768 | 20.467 | 21.833 | 23.064 | 23.976 | 24.82 | 25.667 | 26.276 | 26.865 | 27.404 | 27.918 | 28.379 | 28.912 | 29.451 | 30.009 | 30.591
Consumer Transformation | Dem_BB005 | GWh | NPgN | South Shields |  | 1.693 | 2.836 | 4.533 | 6.349 | 8.9 | 11.212 | 13.467 | 15.698 | 17.907 | 20.443 | 22.654 | 24.837 | 26.995 | 29.095 | 31.769 | 33.89 | 35.801 | 37.217 | 38.527 | 39.788 | 40.733 | 41.645 | 42.481 | 43.279 | 43.959 | 44.784 | 45.621 | 46.485 | 47.386
Consumer Transformation | Dem_BB005 | GWh | NPgN | Spennymoor |  | 5.654 | 9.468 | 15.131 | 21.197 | 28.458 | 35.856 | 43.066 | 50.195 | 57.261 | 64.724 | 71.724 | 78.636 | 85.469 | 92.116 | 99.937 | 106.61 | 112.621 | 117.073 | 121.196 | 124.681 | 127.643 | 130.5 | 133.119 | 135.619 | 137.414 | 139.991 | 142.607 | 145.307 | 148.126
Consumer Transformation | Dem_BB005 | GWh | NPgN | Stella North |  | 5.128 | 8.586 | 13.721 | 19.222 | 25.854 | 32.573 | 39.123 | 45.6 | 52.019 | 58.491 | 64.816 | 71.063 | 77.237 | 83.244 | 89.953 | 95.959 | 101.369 | 105.376 | 109.088 | 112.32 | 114.988 | 117.563 | 119.922 | 122.173 | 124.22 | 126.549 | 128.914 | 131.355 | 133.903
Consumer Transformation | Dem_BB005 | GWh | NPgN | Stella South |  | 3.805 | 6.374 | 10.185 | 14.268 | 19.191 | 24.179 | 29.041 | 33.848 | 38.613 | 43.416 | 48.113 | 52.749 | 57.333 | 61.791 | 66.771 | 71.229 | 75.245 | 78.22 | 80.974 | 83.374 | 85.354 | 87.265 | 89.016 | 90.688 | 92.207 | 93.936 | 95.692 | 97.504 | 99.395
Consumer Transformation | Dem_BB005 | GWh | NPgN | Tynemouth 1 |  | 2.845 | 4.763 | 7.612 | 10.664 | 14.947 | 18.832 | 22.62 | 26.364 | 30.075 | 34.337 | 38.05 | 41.717 | 45.342 | 48.868 | 53.36 | 56.923 | 60.132 | 62.509 | 64.71 | 66.829 | 68.416 | 69.948 | 71.352 | 72.691 | 73.836 | 75.22 | 76.625 | 78.076 | 79.591
Consumer Transformation | Dem_BB005 | GWh | NPgN | West Boldon |  | 4.978 | 8.337 | 13.324 | 18.664 | 26.162 | 32.962 | 39.591 | 46.145 | 52.641 | 60.099 | 66.599 | 73.016 | 79.36 | 85.533 | 93.394 | 99.63 | 105.248 | 109.407 | 113.261 | 116.968 | 119.747 | 122.428 | 124.885 | 127.229 | 129.231 | 131.654 | 134.115 | 136.654 | 139.305
Consumer Transformation | Dem_BB005 | GWh | NPgY | Bradford West |  | 9.429 | 15.786 | 25.231 | 35.344 | 50.125 | 63.154 | 75.858 | 88.414 | 100.86 | 115.195 | 127.653 | 139.953 | 152.115 | 163.945 | 178.675 | 190.604 | 201.351 | 209.311 | 216.683 | 224.407 | 229.738 | 234.882 | 239.595 | 244.094 | 249.075 | 253.745 | 258.486 | 263.381 | 268.49
Consumer Transformation | Dem_BB005 | GWh | NPgY | Camblesforth |  | 0.752 | 1.261 | 2.015 | 2.822 | 3.213 | 4.047 | 4.862 | 5.667 | 6.464 | 6.933 | 7.684 | 8.424 | 9.155 | 9.868 | 10.329 | 11.02 | 11.641 | 12.101 | 12.527 | 12.742 | 13.046 | 13.337 | 13.605 | 13.861 | 14.084 | 14.349 | 14.616 | 14.894 | 15.183
Consumer Transformation | Dem_BB005 | GWh | NPgY | Creyke Beck |  | 10.253 | 17.167 | 27.436 | 38.436 | 49.159 | 61.936 | 74.393 | 86.709 | 98.915 | 109.983 | 121.878 | 133.623 | 145.234 | 156.529 | 167.314 | 178.486 | 188.549 | 196.003 | 202.907 | 208.312 | 213.261 | 218.035 | 222.41 | 226.586 | 230.439 | 234.759 | 239.146 | 243.674 | 248.401
Consumer Transformation | Dem_BB005 | GWh | NPgY | Drax |  | 1.522 | 2.549 | 4.074 | 5.708 | 6.5 | 8.189 | 9.835 | 11.463 | 13.077 | 14.026 | 15.543 | 17.04 | 18.521 | 19.961 | 20.896 | 22.292 | 23.549 | 24.48 | 25.342 | 25.777 | 26.39 | 26.981 | 27.522 | 28.039 | 28.492 | 29.026 | 29.569 | 30.129 | 30.713
Consumer Transformation | Dem_BB005 | GWh | NPgY | Elland |  | 7.252 | 12.143 | 19.409 | 27.188 | 38.559 | 48.581 | 58.352 | 68.011 | 77.585 | 88.611 | 98.195 | 107.658 | 117.013 | 126.113 | 137.443 | 146.62 | 154.887 | 161.01 | 166.681 | 172.623 | 176.723 | 180.68 | 184.305 | 187.766 | 191.597 | 195.189 | 198.838 | 202.602 | 206.532
Consumer Transformation | Dem_BB005 | GWh | NPgY | Ferrybridge A |  | 1.582 | 2.649 | 4.235 | 5.932 | 8.309 | 10.467 | 12.574 | 14.656 | 16.717 | 19.109 | 21.175 | 23.215 | 25.233 | 27.196 | 29.644 | 31.624 | 33.406 | 34.727 | 35.95 | 37.124 | 38.006 | 38.857 | 39.637 | 40.381 | 41.038 | 41.807 | 42.589 | 43.395 | 44.237
Consumer Transformation | Dem_BB005 | GWh | NPgY | Ferrybridge B (_M) |  | 5.366 | 8.984 | 14.358 | 20.114 | 28.172 | 35.494 | 42.634 | 49.692 | 56.687 | 64.792 | 71.798 | 78.718 | 85.557 | 92.212 | 100.516 | 107.227 | 113.273 | 117.75 | 121.898 | 125.878 | 128.868 | 131.753 | 134.398 | 136.921 | 139.147 | 141.756 | 144.405 | 147.14 | 149.994
Consumer Transformation | Dem_BB005 | GWh | NPgY | Grimsby West |  | 3.324 | 5.567 | 8.898 | 12.465 | 16.439 | 20.712 | 24.879 | 28.996 | 33.078 | 37.243 | 41.271 | 45.248 | 49.179 | 53.004 | 56.856 | 60.652 | 64.072 | 66.605 | 68.95 | 71.053 | 72.741 | 74.369 | 75.861 | 77.286 | 78.629 | 80.103 | 81.6 | 83.145 | 84.758
Consumer Transformation | Dem_BB005 | GWh | NPgY | Jordanthorpe |  | 0.99 | 1.658 | 2.65 | 3.712 | 5.273 | 6.643 | 7.98 | 9.299 | 10.609 | 12.2 | 13.52 | 14.822 | 16.11 | 17.363 | 18.891 | 20.151 | 21.288 | 22.129 | 22.908 | 23.716 | 24.279 | 24.823 | 25.321 | 25.797 | 26.224 | 26.716 | 27.215 | 27.73 | 28.268
Consumer Transformation | Dem_BB005 | GWh | NPgY | Keadby |  | 5.454 | 9.132 | 14.595 | 20.445 | 26.15 | 32.948 | 39.575 | 46.126 | 52.619 | 58.507 | 64.835 | 71.082 | 77.259 | 83.268 | 89.006 | 94.949 | 100.302 | 104.267 | 107.939 | 110.815 | 113.447 | 115.987 | 118.314 | 120.536 | 122.585 | 124.884 | 127.218 | 129.626 | 132.141
Consumer Transformation | Dem_BB005 | GWh | NPgY | Kirkstall B |  | 5.212 | 8.727 | 13.947 | 19.538 | 27.709 | 34.912 | 41.934 | 48.876 | 55.755 | 63.679 | 70.567 | 77.366 | 84.089 | 90.629 | 98.771 | 105.367 | 111.307 | 115.707 | 119.782 | 124.053 | 127 | 129.843 | 132.449 | 134.935 | 137.688 | 140.271 | 142.892 | 145.597 | 148.422
Consumer Transformation | Dem_BB005 | GWh | NPgY | Neepsend |  | 1.565 | 2.618 | 4.186 | 5.863 | 8.328 | 10.493 | 12.604 | 14.691 | 16.759 | 19.272 | 21.357 | 23.415 | 25.449 | 27.428 | 29.84 | 31.833 | 33.628 | 34.958 | 36.189 | 37.464 | 38.354 | 39.213 | 40 | 40.751 | 41.426 | 42.203 | 42.991 | 43.805 | 44.656
Consumer Transformation | Dem_BB005 | GWh | NPgY | Norton Lees |  | 1.582 | 2.649 | 4.233 | 5.93 | 8.424 | 10.614 | 12.749 | 14.859 | 16.951 | 19.492 | 21.601 | 23.682 | 25.74 | 27.742 | 30.183 | 32.197 | 34.013 | 35.357 | 36.603 | 37.893 | 38.794 | 39.662 | 40.458 | 41.217 | 41.901 | 42.686 | 43.484 | 44.307 | 45.167
Consumer Transformation | Dem_BB005 | GWh | NPgY | Pitsmoor |  | 1.103 | 1.847 | 2.951 | 4.135 | 5.874 | 7.401 | 8.89 | 10.361 | 11.82 | 13.593 | 15.064 | 16.515 | 17.949 | 19.346 | 21.048 | 22.453 | 23.719 | 24.656 | 25.525 | 26.424 | 27.052 | 27.658 | 28.213 | 28.743 | 29.219 | 29.766 | 30.323 | 30.898 | 31.497
Consumer Transformation | Dem_BB005 | GWh | NPgY | Saltend North |  | 1.379 | 2.309 | 3.69 | 5.168 | 6.613 | 8.331 | 10.006 | 11.662 | 13.303 | 14.793 | 16.392 | 17.972 | 19.534 | 21.053 | 22.504 | 24.006 | 25.36 | 26.362 | 27.291 | 28.018 | 28.683 | 29.325 | 29.915 | 30.476 | 30.994 | 31.575 | 32.166 | 32.774 | 33.41
Consumer Transformation | Dem_BB005 | GWh | NPgY | Sheffield City |  | 1.524 | 2.549 | 4.074 | 5.71 | 8.109 | 10.217 | 12.271 | 14.304 | 16.316 | 18.763 | 20.793 | 22.796 | 24.777 | 26.704 | 29.054 | 30.994 | 32.741 | 34.035 | 35.234 | 36.476 | 37.343 | 38.179 | 38.945 | 39.676 | 40.334 | 41.089 | 41.857 | 42.65 | 43.477
Consumer Transformation | Dem_BB005 | GWh | NPgY | Skelton Grange |  | 9.943 | 16.65 | 26.61 | 37.278 | 52.867 | 66.607 | 80.005 | 93.248 | 106.375 | 121.493 | 134.633 | 147.606 | 160.432 | 172.909 | 188.444 | 201.027 | 212.36 | 220.756 | 228.531 | 236.677 | 242.299 | 247.724 | 252.695 | 257.44 | 262.693 | 267.619 | 272.62 | 277.782 | 283.17
Consumer Transformation | Dem_BB005 | GWh | NPgY | Templeborough |  | 0.896 | 1.502 | 2.401 | 3.363 | 4.778 | 6.019 | 7.23 | 8.427 | 9.614 | 11.056 | 12.251 | 13.432 | 14.599 | 15.735 | 17.119 | 18.262 | 19.291 | 20.054 | 20.76 | 21.492 | 22.002 | 22.495 | 22.946 | 23.377 | 23.764 | 24.21 | 24.662 | 25.13 | 25.617
Consumer Transformation | Dem_BB005 | GWh | NPgY | Thorpe Marsh |  | 5.896 | 9.873 | 15.779 | 22.105 | 27.807 | 35.033 | 42.079 | 49.045 | 55.95 | 61.884 | 68.576 | 75.184 | 81.717 | 88.073 | 93.967 | 100.242 | 105.894 | 110.079 | 113.956 | 116.913 | 119.689 | 122.369 | 124.825 | 127.169 | 129.327 | 131.752 | 134.214 | 136.756 | 139.409
Consumer Transformation | Dem_BB005 | GWh | NPgY | Thurcroft |  | 3.188 | 5.338 | 8.531 | 11.952 | 16.977 | 21.388 | 25.691 | 29.944 | 34.159 | 39.282 | 43.531 | 47.725 | 51.873 | 55.907 | 60.824 | 64.886 | 68.544 | 71.254 | 73.763 | 76.363 | 78.178 | 79.927 | 81.531 | 83.062 | 84.439 | 86.022 | 87.63 | 89.289 | 91.021
Consumer Transformation | Dem_BB005 | GWh | NPgY | West Melton |  | 6.516 | 10.91 | 17.436 | 24.425 | 34.695 | 43.712 | 52.504 | 61.196 | 69.81 | 80.279 | 88.961 | 97.534 | 106.009 | 114.254 | 124.304 | 132.604 | 140.08 | 145.617 | 150.746 | 156.06 | 159.767 | 163.344 | 166.622 | 169.751 | 172.564 | 175.8 | 179.085 | 182.475 | 186.015
Consumer Transformation | Dem_BB005 | GWh | NPgY | Wincobank |  | 0.368 | 0.618 | 0.987 | 1.382 | 1.966 | 2.476 | 2.973 | 3.466 | 3.954 | 4.547 | 5.038 | 5.524 | 6.004 | 6.471 | 7.04 | 7.51 | 7.934 | 8.247 | 8.538 | 8.838 | 9.049 | 9.251 | 9.437 | 9.615 | 9.774 | 9.957 | 10.143 | 10.335 | 10.536
Consumer Transformation | Dem_BB005 | GWh | SEPD | Acton Lane 66kV |  | 0.635 | 1.065 | 1.702 | 2.383 | 3.038 | 3.829 | 4.598 | 5.358 | 6.113 | 6.777 | 7.509 | 8.233 | 8.949 | 9.644 | 10.338 | 11.028 | 11.65 | 12.11 | 12.537 | 13.025 | 13.335 | 13.633 | 13.907 | 14.168 | 14.582 | 14.856 | 15.134 | 15.42 | 15.72
Consumer Transformation | Dem_BB005 | GWh | SEPD | Botley Wood |  | 2.958 | 4.953 | 7.917 | 11.09 | 14.348 | 18.077 | 21.714 | 25.308 | 28.872 | 32.914 | 36.472 | 39.988 | 43.463 | 46.842 | 50.888 | 54.286 | 57.346 | 59.613 | 61.713 | 64.104 | 65.627 | 67.096 | 68.444 | 69.728 | 71.028 | 72.359 | 73.711 | 75.108 | 76.565
Consumer Transformation | Dem_BB005 | GWh | SEPD | Bramley |  | 5.191 | 8.692 | 13.891 | 19.461 | 20.305 | 25.584 | 30.731 | 35.818 | 40.859 | 42.653 | 47.266 | 51.82 | 56.322 | 60.704 | 61.943 | 66.079 | 69.805 | 72.563 | 75.12 | 76.255 | 78.067 | 79.815 | 81.417 | 82.946 | 84.684 | 86.272 | 87.884 | 89.548 | 91.285
Consumer Transformation | Dem_BB005 | GWh | SEPD | Chickerell |  | 2.625 | 4.395 | 7.024 | 9.841 | 11.639 | 14.663 | 17.612 | 20.529 | 23.418 | 25.953 | 28.759 | 31.531 | 34.271 | 36.936 | 39.47 | 42.106 | 44.48 | 46.238 | 47.867 | 49.301 | 50.473 | 51.603 | 52.638 | 53.627 | 54.476 | 55.498 | 56.535 | 57.605 | 58.722
Consumer Transformation | Dem_BB005 | GWh | SEPD | Cowley |  | 12.006 | 20.104 | 32.13 | 45.009 | 53.671 | 67.622 | 81.222 | 94.669 | 107.994 | 118.538 | 131.359 | 144.018 | 156.532 | 168.705 | 178.156 | 190.053 | 200.768 | 208.704 | 216.056 | 222.327 | 227.608 | 232.704 | 237.373 | 241.831 | 246.752 | 251.378 | 256.076 | 260.925 | 265.986
Consumer Transformation | Dem_BB005 | GWh | SEPD | Ealing |  | 5.551 | 9.294 | 14.855 | 20.811 | 26.519 | 33.411 | 40.131 | 46.776 | 53.36 | 59.154 | 65.55 | 71.867 | 78.112 | 84.188 | 90.24 | 96.265 | 101.693 | 105.713 | 109.436 | 113.697 | 116.398 | 119.004 | 121.393 | 123.673 | 127.293 | 129.68 | 132.103 | 134.605 | 137.215
Consumer Transformation | Dem_BB005 | GWh | SEPD | Fawley |  | 3.503 | 5.864 | 9.372 | 13.13 | 16.985 | 21.402 | 25.707 | 29.961 | 34.179 | 38.964 | 43.179 | 47.339 | 51.453 | 55.454 | 60.243 | 64.267 | 67.89 | 70.573 | 73.059 | 75.891 | 77.693 | 79.433 | 81.027 | 82.548 | 84.086 | 85.663 | 87.263 | 88.916 | 90.64
Consumer Transformation | Dem_BB005 | GWh | SEPD | Fleet |  | 22.064 | 36.943 | 59.043 | 82.711 | 105.804 | 133.304 | 160.118 | 186.623 | 212.894 | 239.507 | 265.409 | 290.985 | 316.271 | 340.867 | 365.731 | 390.151 | 412.149 | 428.441 | 443.532 | 458.918 | 469.819 | 480.337 | 489.977 | 499.177 | 508.799 | 518.339 | 528.026 | 538.023 | 548.46
Consumer Transformation | Dem_BB005 | GWh | SEPD | Iver 132kV |  | 4.655 | 7.793 | 12.454 | 17.445 | 23.519 | 29.631 | 35.592 | 41.485 | 47.323 | 54.067 | 59.914 | 65.688 | 71.396 | 76.949 | 83.502 | 89.078 | 94.101 | 97.82 | 101.266 | 105.33 | 107.832 | 110.246 | 112.458 | 114.57 | 116.991 | 119.185 | 121.412 | 123.71 | 126.111
Consumer Transformation | Dem_BB005 | GWh | SEPD | Iver 66kV |  | 2.206 | 3.692 | 5.901 | 8.266 | 11.145 | 14.04 | 16.864 | 19.656 | 22.423 | 25.618 | 28.389 | 31.124 | 33.829 | 36.459 | 39.565 | 42.207 | 44.586 | 46.349 | 47.981 | 49.907 | 51.093 | 52.237 | 53.285 | 54.285 | 55.433 | 56.472 | 57.527 | 58.617 | 59.753
Consumer Transformation | Dem_BB005 | GWh | SEPD | Laleham |  | 2.806 | 4.699 | 7.509 | 10.521 | 14.181 | 17.868 | 21.461 | 25.014 | 28.535 | 32.601 | 36.128 | 39.609 | 43.051 | 46.398 | 50.35 | 53.713 | 56.741 | 58.984 | 61.061 | 63.512 | 65.021 | 66.476 | 67.811 | 69.083 | 70.543 | 71.866 | 73.209 | 74.596 | 76.042
Consumer Transformation | Dem_BB005 | GWh | SEPD | Lovedean |  | 11.504 | 19.262 | 30.783 | 43.124 | 55.789 | 70.289 | 84.429 | 98.404 | 112.255 | 127.974 | 141.814 | 155.479 | 168.99 | 182.133 | 197.862 | 211.073 | 222.975 | 231.788 | 239.952 | 249.252 | 255.172 | 260.886 | 266.121 | 271.119 | 276.171 | 281.349 | 286.607 | 292.033 | 297.698
Consumer Transformation | Dem_BB005 | GWh | SEPD | Mannington |  | 16.188 | 27.104 | 43.318 | 60.684 | 71.77 | 90.425 | 108.613 | 126.593 | 144.413 | 160.043 | 177.352 | 194.442 | 211.339 | 227.775 | 243.403 | 259.656 | 274.296 | 285.139 | 295.182 | 304.03 | 311.252 | 318.219 | 324.606 | 330.701 | 335.939 | 342.238 | 348.634 | 355.235 | 362.126
Consumer Transformation | Dem_BB005 | GWh | SEPD | Melksham |  | 10.709 | 17.932 | 28.658 | 40.147 | 46.165 | 58.163 | 69.863 | 81.427 | 92.889 | 101.611 | 112.601 | 123.452 | 134.179 | 144.614 | 153.104 | 163.327 | 172.536 | 179.357 | 185.674 | 190.761 | 195.292 | 199.664 | 203.671 | 207.496 | 211.152 | 215.111 | 219.131 | 223.28 | 227.611
Consumer Transformation | Dem_BB005 | GWh | SEPD | Minety |  | 5.999 | 10.046 | 16.055 | 22.491 | 25.862 | 32.582 | 39.137 | 45.615 | 52.036 | 56.923 | 63.078 | 69.157 | 75.167 | 81.012 | 85.769 | 91.495 | 96.655 | 100.476 | 104.014 | 106.864 | 109.402 | 111.852 | 114.096 | 116.239 | 118.286 | 120.505 | 122.756 | 125.081 | 127.507
Consumer Transformation | Dem_BB005 | GWh | SEPD | North Hyde |  | 2.28 | 3.817 | 6.101 | 8.546 | 11.52 | 14.517 | 17.436 | 20.322 | 23.183 | 26.486 | 29.35 | 32.179 | 34.975 | 37.695 | 40.905 | 43.637 | 46.097 | 47.92 | 49.608 | 51.598 | 52.824 | 54.006 | 55.089 | 56.124 | 57.31 | 58.385 | 59.476 | 60.603 | 61.778
Consumer Transformation | Dem_BB005 | GWh | SEPD | Nursling |  | 7.546 | 12.637 | 20.196 | 28.291 | 36.6 | 46.112 | 55.388 | 64.556 | 73.644 | 83.955 | 93.034 | 101.999 | 110.863 | 119.485 | 129.804 | 138.472 | 146.278 | 152.062 | 157.417 | 163.518 | 167.402 | 171.15 | 174.585 | 177.863 | 181.177 | 184.574 | 188.024 | 191.584 | 195.3
Consumer Transformation | Dem_BB005 | GWh | SHEPD | Abernethy |  | 0.721 | 1.207 | 1.928 | 2.702 | 3.445 | 4.341 | 5.214 | 6.076 | 6.931 | 7.518 | 8.332 | 9.134 | 9.928 | 10.7 | 10.718 | 11.434 | 12.079 | 12.556 | 12.998 | 13.045 | 13.355 | 13.654 | 13.928 | 14.189 | 14.426 | 14.697 | 14.971 | 15.255 | 15.551
Consumer Transformation | Dem_BB005 | GWh | SHEPD | Alness |  | 0.6 | 1.005 | 1.605 | 2.248 | 2.039 | 2.568 | 3.085 | 3.595 | 4.102 | 3.985 | 4.415 | 4.842 | 5.262 | 5.671 | 5.329 | 5.684 | 6.004 | 6.242 | 6.462 | 6.479 | 6.634 | 6.782 | 6.918 | 7.048 | 7.405 | 7.544 | 7.685 | 7.83 | 7.982
Consumer Transformation | Dem_BB005 | GWh | SHEPD | Arbroath |  | 1.27 | 2.128 | 3.401 | 4.764 | 6.074 | 7.653 | 9.193 | 10.715 | 12.223 | 13.259 | 14.692 | 16.109 | 17.508 | 18.87 | 18.901 | 20.163 | 21.3 | 22.142 | 22.922 | 23.005 | 23.551 | 24.078 | 24.561 | 25.022 | 25.44 | 25.917 | 26.401 | 26.901 | 27.423
Consumer Transformation | Dem_BB005 | GWh | SHEPD | Ardkinglas |  | 0 | 0 | 0 | 0 | 0 | 0 | 0 | 0 | 0 | 0 | 0 | 0 | 0 | 0 | 0 | 0 | 0 | 0 | 0 | 0 | 0 | 0 | 0 | 0 | 0 | 0 | 0 | 0 | 0
Consumer Transformation | Dem_BB005 | GWh | SHEPD | Ardmore |  | 0.972 | 1.629 | 2.603 | 3.647 | 4.104 | 5.171 | 6.211 | 7.24 | 8.26 | 8.649 | 9.584 | 10.507 | 11.421 | 12.309 | 12.093 | 12.901 | 13.628 | 14.167 | 14.665 | 14.705 | 15.055 | 15.391 | 15.7 | 15.996 | 16.416 | 16.724 | 17.037 | 17.359 | 17.695
Consumer Transformation | Dem_BB005 | GWh | SHEPD | Beauly |  | 0.729 | 1.221 | 1.951 | 2.734 | 3.078 | 3.879 | 4.659 | 5.431 | 6.195 | 6.486 | 7.188 | 7.88 | 8.565 | 9.231 | 9.07 | 9.675 | 10.22 | 10.625 | 10.999 | 11.029 | 11.29 | 11.543 | 11.775 | 11.996 | 12.312 | 12.542 | 12.777 | 13.019 | 13.272
Consumer Transformation | Dem_BB005 | GWh | SHEPD | Berryburn |  | 0 | 0 | 0 | 0 | 0 | 0 | 0 | 0 | 0 | 0 | 0 | 0 | 0 | 0 | 0 | 0 | 0 | 0 | 0 | 0 | 0 | 0 | 0 | 0 | 0 | 0 | 0 | 0 | 0
Consumer Transformation | Dem_BB005 | GWh | SHEPD | Boat of Garten |  | 0.413 | 0.692 | 1.105 | 1.548 | 1.742 | 2.195 | 2.637 | 3.073 | 3.506 | 3.671 | 4.069 | 4.46 | 4.848 | 5.225 | 5.134 | 5.477 | 5.786 | 6.014 | 6.226 | 6.243 | 6.392 | 6.534 | 6.665 | 6.79 | 6.97 | 7.099 | 7.233 | 7.37 | 7.512
Consumer Transformation | Dem_BB005 | GWh | SHEPD | Braco West |  | 1.152 | 1.928 | 3.081 | 4.315 | 5.502 | 6.934 | 8.328 | 9.707 | 11.073 | 12.011 | 13.309 | 14.592 | 15.861 | 17.094 | 17.122 | 18.266 | 19.295 | 20.058 | 20.764 | 20.839 | 21.335 | 21.812 | 22.25 | 22.668 | 23.046 | 23.478 | 23.917 | 24.369 | 24.842
Consumer Transformation | Dem_BB005 | GWh | SHEPD | Bridge of Dun |  | 0.922 | 1.543 | 2.468 | 3.457 | 4.407 | 5.554 | 6.67 | 7.774 | 8.869 | 9.62 | 10.66 | 11.688 | 12.704 | 13.692 | 13.715 | 14.63 | 15.455 | 16.065 | 16.632 | 16.691 | 17.088 | 17.471 | 17.821 | 18.155 | 18.458 | 18.804 | 19.156 | 19.519 | 19.898
Consumer Transformation | Dem_BB005 | GWh | SHEPD | Broadford-Skye |  | 0.249 | 0.417 | 0.666 | 0.933 | 1.052 | 1.325 | 1.59 | 1.854 | 2.114 | 2.214 | 2.454 | 2.69 | 2.924 | 3.152 | 3.096 | 3.303 | 3.489 | 3.628 | 3.755 | 3.765 | 3.855 | 3.941 | 4.02 | 4.095 | 4.203 | 4.282 | 4.362 | 4.444 | 4.531
Consumer Transformation | Dem_BB005 | GWh | SHEPD | Brora |  | 0.121 | 0.201 | 0.323 | 0.451 | 0.409 | 0.516 | 0.619 | 0.722 | 0.824 | 0.8 | 0.887 | 0.972 | 1.057 | 1.139 | 1.07 | 1.141 | 1.206 | 1.254 | 1.298 | 1.301 | 1.332 | 1.362 | 1.389 | 1.415 | 1.487 | 1.515 | 1.543 | 1.572 | 1.603
Consumer Transformation | Dem_BB005 | GWh | SHEPD | Burghmuir |  | 2.042 | 3.419 | 5.464 | 7.654 | 9.759 | 12.297 | 14.77 | 17.215 | 19.637 | 21.301 | 23.604 | 25.879 | 28.128 | 30.315 | 30.366 | 32.394 | 34.22 | 35.573 | 36.825 | 36.958 | 37.836 | 38.683 | 39.46 | 40.201 | 40.871 | 41.637 | 42.416 | 43.219 | 44.056
Consumer Transformation | Dem_BB005 | GWh | SHEPD | Carradale |  | 0.327 | 0.548 | 0.875 | 1.227 | 1.025 | 1.29 | 1.55 | 1.806 | 2.061 | 1.898 | 2.104 | 2.307 | 2.507 | 2.702 | 2.444 | 2.608 | 2.754 | 2.863 | 2.964 | 2.954 | 3.024 | 3.092 | 3.154 | 3.213 | 3.436 | 3.501 | 3.566 | 3.634 | 3.704
Consumer Transformation | Dem_BB005 | GWh | SHEPD | Cassley |  | 0.016 | 0.025 | 0.04 | 0.057 | 0.05 | 0.064 | 0.077 | 0.09 | 0.103 | 0.1 | 0.111 | 0.121 | 0.132 | 0.142 | 0.133 | 0.143 | 0.15 | 0.156 | 0.162 | 0.162 | 0.166 | 0.17 | 0.174 | 0.177 | 0.186 | 0.189 | 0.193 | 0.196 | 0.2
Consumer Transformation | Dem_BB005 | GWh | SHEPD | Ceannacroc |  | 0.037 | 0.061 | 0.099 | 0.139 | 0.156 | 0.197 | 0.237 | 0.276 | 0.315 | 0.33 | 0.365 | 0.401 | 0.435 | 0.47 | 0.461 | 0.492 | 0.52 | 0.54 | 0.559 | 0.561 | 0.574 | 0.587 | 0.598 | 0.61 | 0.626 | 0.637 | 0.65 | 0.661 | 0.675
Consumer Transformation | Dem_BB005 | GWh | SHEPD | Charleston |  | 0.598 | 1 | 1.599 | 2.24 | 2.857 | 3.598 | 4.323 | 5.039 | 5.747 | 6.233 | 6.908 | 7.573 | 8.232 | 8.872 | 8.887 | 9.48 | 10.015 | 10.411 | 10.777 | 10.816 | 11.073 | 11.321 | 11.548 | 11.765 | 11.962 | 12.185 | 12.413 | 12.648 | 12.894
Consumer Transformation | Dem_BB005 | GWh | SHEPD | Clachan |  | 0.06 | 0.101 | 0.162 | 0.229 | 0.19 | 0.24 | 0.288 | 0.337 | 0.383 | 0.353 | 0.391 | 0.429 | 0.466 | 0.503 | 0.454 | 0.484 | 0.512 | 0.532 | 0.551 | 0.549 | 0.562 | 0.575 | 0.586 | 0.597 | 0.639 | 0.651 | 0.663 | 0.675 | 0.689
Consumer Transformation | Dem_BB005 | GWh | SHEPD | Clayhills |  | 0.442 | 0.741 | 1.182 | 1.658 | 2.108 | 2.654 | 3.189 | 3.717 | 4.24 | 4.597 | 5.094 | 5.585 | 6.07 | 6.542 | 6.552 | 6.99 | 7.383 | 7.675 | 7.945 | 7.975 | 8.164 | 8.347 | 8.515 | 8.675 | 8.823 | 8.989 | 9.156 | 9.33 | 9.511
Consumer Transformation | Dem_BB005 | GWh | SHEPD | Coupar Angus |  | 0.744 | 1.247 | 1.995 | 2.794 | 3.562 | 4.487 | 5.39 | 6.283 | 7.168 | 7.774 | 8.616 | 9.445 | 10.266 | 11.065 | 11.083 | 11.823 | 12.489 | 12.983 | 13.44 | 13.489 | 13.809 | 14.119 | 14.402 | 14.672 | 14.917 | 15.197 | 15.48 | 15.774 | 16.079
Consumer Transformation | Dem_BB005 | GWh | SHEPD | Craigiebuckler |  | 1.296 | 2.169 | 3.468 | 4.858 | 6.176 | 7.782 | 9.348 | 10.895 | 12.429 | 13.474 | 14.931 | 16.369 | 17.792 | 19.175 | 19.206 | 20.488 | 21.643 | 22.499 | 23.291 | 23.378 | 23.934 | 24.469 | 24.96 | 25.429 | 25.863 | 26.348 | 26.84 | 27.348 | 27.879
Consumer Transformation | Dem_BB005 | GWh | SHEPD | Dallas |  | 0 | 0 | 0 | 0 | 0 | 0 | 0 | 0 | 0 | 0 | 0 | 0 | 0 | 0 | 0 | 0 | 0 | 0 | 0 | 0 | 0 | 0 | 0 | 0 | 0 | 0 | 0 | 0 | 0
Consumer Transformation | Dem_BB005 | GWh | SHEPD | Dounreay |  | 0.136 | 0.23 | 0.368 | 0.515 | 0.467 | 0.588 | 0.706 | 0.823 | 0.939 | 0.912 | 1.011 | 1.109 | 1.205 | 1.299 | 1.22 | 1.302 | 1.375 | 1.43 | 1.48 | 1.484 | 1.52 | 1.553 | 1.584 | 1.614 | 1.696 | 1.727 | 1.76 | 1.793 | 1.828
Consumer Transformation | Dem_BB005 | GWh | SHEPD | Dudhope |  | 1.906 | 3.189 | 5.098 | 7.141 | 9.106 | 11.474 | 13.781 | 16.062 | 18.323 | 19.875 | 22.024 | 24.147 | 26.245 | 28.287 | 28.333 | 30.225 | 31.929 | 33.191 | 34.361 | 34.485 | 35.304 | 36.095 | 36.819 | 37.51 | 38.136 | 38.851 | 39.577 | 40.326 | 41.109
Consumer Transformation | Dem_BB005 | GWh | SHEPD | Dunbeath |  | 0 | 0 | 0 | 0 | 0 | 0 | 0 | 0 | 0 | 0 | 0 | 0.001 | 0.001 | 0.001 | 0.001 | 0.001 | 0.001 | 0.001 | 0.001 | 0.001 | 0.001 | 0.001 | 0.001 | 0.001 | 0.001 | 0.001 | 0.001 | 0.001 | 0.001
Consumer Transformation | Dem_BB005 | GWh | SHEPD | Dunoon |  | 0.357 | 0.597 | 0.953 | 1.336 | 1.795 | 2.261 | 2.715 | 3.165 | 3.61 | 3.985 | 4.415 | 4.84 | 5.261 | 5.67 | 5.735 | 6.118 | 6.464 | 6.719 | 6.956 | 6.992 | 7.157 | 7.317 | 7.464 | 7.605 | 7.701 | 7.845 | 7.992 | 8.144 | 8.301
Consumer Transformation | Dem_BB005 | GWh | SHEPD | Dunvegan |  | 0.134 | 0.225 | 0.361 | 0.504 | 0.568 | 0.715 | 0.86 | 1.002 | 1.142 | 1.197 | 1.326 | 1.453 | 1.58 | 1.703 | 1.673 | 1.785 | 1.885 | 1.96 | 2.029 | 2.035 | 2.083 | 2.13 | 2.173 | 2.213 | 2.272 | 2.314 | 2.357 | 2.402 | 2.448
Consumer Transformation | Dem_BB005 | GWh | SHEPD | Dyce |  | 1.189 | 1.988 | 3.179 | 4.452 | 5.661 | 7.133 | 8.567 | 9.986 | 11.392 | 12.348 | 13.685 | 15.004 | 16.307 | 17.576 | 17.603 | 18.778 | 19.837 | 20.62 | 21.347 | 21.427 | 21.936 | 22.427 | 22.877 | 23.307 | 23.704 | 24.149 | 24.6 | 25.066 | 25.552
Consumer Transformation | Dem_BB005 | GWh | SHEPD | Elgin |  | 1.116 | 1.87 | 2.989 | 4.186 | 4.714 | 5.937 | 7.132 | 8.313 | 9.482 | 9.929 | 11.004 | 12.063 | 13.112 | 14.131 | 13.884 | 14.811 | 15.647 | 16.265 | 16.837 | 16.883 | 17.284 | 17.672 | 18.026 | 18.364 | 18.848 | 19.202 | 19.56 | 19.931 | 20.317
Consumer Transformation | Dem_BB005 | GWh | SHEPD | Fasnakyle |  | 0.018 | 0.031 | 0.049 | 0.067 | 0.075 | 0.096 | 0.115 | 0.133 | 0.152 | 0.16 | 0.177 | 0.193 | 0.211 | 0.226 | 0.223 | 0.237 | 0.251 | 0.261 | 0.27 | 0.271 | 0.277 | 0.283 | 0.289 | 0.294 | 0.303 | 0.308 | 0.314 | 0.32 | 0.326
Consumer Transformation | Dem_BB005 | GWh | SHEPD | Fetteresso |  | 0 | 0 | 0 | 0 | 0 | 0 | 0 | 0 | 0 | 0 | 0 | 0 | 0 | 0 | 0 | 0 | 0 | 0 | 0 | 0 | 0 | 0 | 0 | 0 | 0 | 0 | 0 | 0 | 0
Consumer Transformation | Dem_BB005 | GWh | SHEPD | Fiddes |  | 0.602 | 1.006 | 1.608 | 2.254 | 2.865 | 3.612 | 4.337 | 5.056 | 5.766 | 6.251 | 6.927 | 7.594 | 8.254 | 8.897 | 8.91 | 9.505 | 10.042 | 10.439 | 10.806 | 10.846 | 11.104 | 11.353 | 11.58 | 11.797 | 11.999 | 12.225 | 12.453 | 12.688 | 12.934
Consumer Transformation | Dem_BB005 | GWh | SHEPD | Finstown |  | 0 | 0 | 0 | 0 | 0 | 0 | 0 | 0 | 0 | 0 | 0 | 0 | 0 | 0 | 0 | 0 | 0 | 0 | 0 | 0 | 0 | 0 | 0 | 0 | 0 | 0 | 0 | 0 | 0
Consumer Transformation | Dem_BB005 | GWh | SHEPD | Fort Augustus |  | 0.086 | 0.143 | 0.227 | 0.319 | 0.359 | 0.453 | 0.544 | 0.634 | 0.724 | 0.758 | 0.839 | 0.92 | 1 | 1.078 | 1.059 | 1.129 | 1.193 | 1.24 | 1.285 | 1.288 | 1.318 | 1.348 | 1.375 | 1.401 | 1.438 | 1.465 | 1.492 | 1.521 | 1.549
Consumer Transformation | Dem_BB005 | GWh | SHEPD | Fort William |  | 0.548 | 0.917 | 1.466 | 2.054 | 2.312 | 2.914 | 3.5 | 4.078 | 4.652 | 4.872 | 5.399 | 5.92 | 6.433 | 6.934 | 6.812 | 7.268 | 7.677 | 7.981 | 8.262 | 8.284 | 8.481 | 8.671 | 8.845 | 9.011 | 9.248 | 9.422 | 9.598 | 9.779 | 9.968
Consumer Transformation | Dem_BB005 | GWh | SHEPD | Fraserburgh |  | 0.684 | 1.144 | 1.829 | 2.561 | 3.257 | 4.102 | 4.928 | 5.744 | 6.553 | 7.103 | 7.871 | 8.63 | 9.38 | 10.109 | 10.125 | 10.801 | 11.409 | 11.86 | 12.278 | 12.324 | 12.617 | 12.9 | 13.158 | 13.405 | 13.634 | 13.89 | 14.149 | 14.418 | 14.697
Consumer Transformation | Dem_BB005 | GWh | SHEPD | Glenfarclas |  | 0 | 0 | 0 | 0 | 0 | 0 | 0 | 0 | 0 | 0 | 0 | 0 | 0 | 0 | 0 | 0 | 0 | 0 | 0 | 0 | 0 | 0 | 0 | 0 | 0 | 0 | 0 | 0 | 0
Consumer Transformation | Dem_BB005 | GWh | SHEPD | Grudie Bridge |  | 0.049 | 0.083 | 0.132 | 0.184 | 0.207 | 0.26 | 0.314 | 0.366 | 0.417 | 0.436 | 0.483 | 0.53 | 0.576 | 0.62 | 0.61 | 0.651 | 0.687 | 0.714 | 0.74 | 0.741 | 0.759 | 0.776 | 0.792 | 0.807 | 0.828 | 0.843 | 0.859 | 0.875 | 0.893
Consumer Transformation | Dem_BB005 | GWh | SHEPD | Inverness |  | 2.061 | 3.451 | 5.515 | 7.725 | 8.697 | 10.958 | 13.16 | 15.339 | 17.499 | 18.323 | 20.305 | 22.262 | 24.197 | 26.078 | 25.621 | 27.332 | 28.873 | 30.015 | 31.072 | 31.156 | 31.896 | 32.61 | 33.264 | 33.889 | 34.781 | 35.433 | 36.095 | 36.779 | 37.492
Consumer Transformation | Dem_BB005 | GWh | SHEPD | Keith |  | 0.887 | 1.485 | 2.373 | 3.324 | 3.743 | 4.714 | 5.664 | 6.601 | 7.53 | 7.885 | 8.738 | 9.58 | 10.412 | 11.222 | 11.025 | 11.762 | 12.425 | 12.916 | 13.371 | 13.408 | 13.726 | 14.033 | 14.315 | 14.584 | 14.968 | 15.248 | 15.533 | 15.827 | 16.134
Consumer Transformation | Dem_BB005 | GWh | SHEPD | Killin |  | 0.09 | 0.15 | 0.24 | 0.337 | 0.428 | 0.539 | 0.649 | 0.756 | 0.863 | 0.935 | 1.037 | 1.137 | 1.235 | 1.331 | 1.333 | 1.422 | 1.503 | 1.562 | 1.617 | 1.623 | 1.661 | 1.698 | 1.733 | 1.765 | 1.795 | 1.828 | 1.862 | 1.897 | 1.934
Consumer Transformation | Dem_BB005 | GWh | SHEPD | Kinlochleven |  | 0.049 | 0.083 | 0.132 | 0.184 | 0.207 | 0.262 | 0.314 | 0.366 | 0.417 | 0.437 | 0.484 | 0.532 | 0.577 | 0.623 | 0.611 | 0.653 | 0.689 | 0.716 | 0.742 | 0.744 | 0.761 | 0.779 | 0.794 | 0.809 | 0.83 | 0.846 | 0.862 | 0.878 | 0.895
Consumer Transformation | Dem_BB005 | GWh | SHEPD | Kintore |  | 2.266 | 3.794 | 6.064 | 8.495 | 10.803 | 13.611 | 16.348 | 19.054 | 21.736 | 23.563 | 26.111 | 28.627 | 31.114 | 33.535 | 33.587 | 35.829 | 37.849 | 39.346 | 40.732 | 40.884 | 41.855 | 42.792 | 43.651 | 44.47 | 45.23 | 46.078 | 46.939 | 47.827 | 48.756
Consumer Transformation | Dem_BB005 | GWh | SHEPD | Lairg |  | 0.019 | 0.034 | 0.052 | 0.074 | 0.067 | 0.084 | 0.101 | 0.119 | 0.135 | 0.131 | 0.145 | 0.159 | 0.172 | 0.186 | 0.175 | 0.187 | 0.197 | 0.205 | 0.213 | 0.213 | 0.218 | 0.223 | 0.227 | 0.232 | 0.243 | 0.248 | 0.253 | 0.258 | 0.262
Consumer Transformation | Dem_BB005 | GWh | SHEPD | Lunanhead |  | 0.881 | 1.474 | 2.356 | 3.3 | 4.209 | 5.302 | 6.368 | 7.422 | 8.466 | 9.184 | 10.178 | 11.157 | 12.127 | 13.07 | 13.092 | 13.967 | 14.754 | 15.337 | 15.877 | 15.935 | 16.313 | 16.678 | 17.013 | 17.333 | 17.622 | 17.952 | 18.288 | 18.633 | 18.995
Consumer Transformation | Dem_BB005 | GWh | SHEPD | Lyndhurst |  | 1.074 | 1.799 | 2.876 | 4.027 | 5.137 | 6.471 | 7.774 | 9.06 | 10.335 | 11.211 | 12.423 | 13.62 | 14.804 | 15.954 | 15.981 | 17.048 | 18.009 | 18.721 | 19.381 | 19.451 | 19.913 | 20.359 | 20.767 | 21.157 | 21.509 | 21.913 | 22.322 | 22.745 | 23.187
Consumer Transformation | Dem_BB005 | GWh | SHEPD | Macduff |  | 0.427 | 0.715 | 1.143 | 1.601 | 1.801 | 2.269 | 2.726 | 3.177 | 3.625 | 3.795 | 4.206 | 4.611 | 5.011 | 5.4 | 5.306 | 5.661 | 5.98 | 6.216 | 6.435 | 6.453 | 6.606 | 6.753 | 6.889 | 7.019 | 7.203 | 7.339 | 7.476 | 7.616 | 7.765
Consumer Transformation | Dem_BB005 | GWh | SHEPD | Milton of Craigie |  | 1.939 | 3.244 | 5.186 | 7.266 | 9.265 | 11.673 | 14.02 | 16.341 | 18.642 | 20.22 | 22.408 | 24.567 | 26.702 | 28.778 | 28.826 | 30.75 | 32.484 | 33.769 | 34.958 | 35.083 | 35.918 | 36.721 | 37.458 | 38.161 | 38.798 | 39.525 | 40.264 | 41.026 | 41.822
Consumer Transformation | Dem_BB005 | GWh | SHEPD | Mybster |  | 0.179 | 0.301 | 0.48 | 0.672 | 0.609 | 0.768 | 0.922 | 1.074 | 1.225 | 1.191 | 1.319 | 1.447 | 1.573 | 1.695 | 1.592 | 1.698 | 1.795 | 1.866 | 1.931 | 1.936 | 1.982 | 2.027 | 2.067 | 2.106 | 2.213 | 2.255 | 2.297 | 2.34 | 2.386
Consumer Transformation | Dem_BB005 | GWh | SHEPD | Nairn |  | 0.657 | 1.1 | 1.756 | 2.461 | 2.771 | 3.49 | 4.192 | 4.887 | 5.575 | 5.837 | 6.469 | 7.092 | 7.708 | 8.307 | 8.162 | 8.707 | 9.198 | 9.562 | 9.899 | 9.926 | 10.161 | 10.388 | 10.597 | 10.796 | 11.08 | 11.288 | 11.499 | 11.717 | 11.944
Consumer Transformation | Dem_BB005 | GWh | SHEPD | Orrin |  | 0 | 0 | 0 | 0 | 0 | 0 | 0 | 0 | 0 | 0 | 0 | 0 | 0 | 0 | 0 | 0 | 0 | 0 | 0 | 0 | 0 | 0 | 0 | 0 | 0 | 0 | 0 | 0 | 0
Consumer Transformation | Dem_BB005 | GWh | SHEPD | Persley |  | 1.719 | 2.878 | 4.6 | 6.443 | 8.192 | 10.323 | 12.398 | 14.45 | 16.485 | 17.871 | 19.803 | 21.712 | 23.598 | 25.434 | 25.473 | 27.174 | 28.706 | 29.841 | 30.892 | 31.007 | 31.744 | 32.454 | 33.106 | 33.728 | 34.304 | 34.946 | 35.6 | 36.274 | 36.977
Consumer Transformation | Dem_BB005 | GWh | SHEPD | Peterhead Grange |  | 0.123 | 0.206 | 0.33 | 0.462 | 0.586 | 0.739 | 0.889 | 1.036 | 1.181 | 1.281 | 1.419 | 1.556 | 1.692 | 1.823 | 1.826 | 1.947 | 2.057 | 2.138 | 2.213 | 2.222 | 2.275 | 2.326 | 2.372 | 2.417 | 2.458 | 2.505 | 2.551 | 2.599 | 2.65
Consumer Transformation | Dem_BB005 | GWh | SHEPD | Peterhead Shell |  | 0.316 | 0.528 | 0.843 | 1.18 | 1.5 | 1.89 | 2.27 | 2.647 | 3.02 | 3.273 | 3.627 | 3.976 | 4.323 | 4.659 | 4.665 | 4.977 | 5.258 | 5.465 | 5.658 | 5.679 | 5.814 | 5.945 | 6.064 | 6.178 | 6.283 | 6.401 | 6.52 | 6.644 | 6.773
Consumer Transformation | Dem_BB005 | GWh | SHEPD | Port Ann |  | 0.267 | 0.446 | 0.713 | 0.999 | 0.833 | 1.049 | 1.261 | 1.47 | 1.677 | 1.545 | 1.712 | 1.876 | 2.04 | 2.199 | 1.987 | 2.12 | 2.241 | 2.329 | 2.411 | 2.403 | 2.46 | 2.515 | 2.565 | 2.613 | 2.795 | 2.848 | 2.901 | 2.956 | 3.013
Consumer Transformation | Dem_BB005 | GWh | SHEPD | Quoich |  | 0.002 | 0.002 | 0.004 | 0.004 | 0.006 | 0.008 | 0.009 | 0.009 | 0.011 | 0.011 | 0.013 | 0.015 | 0.015 | 0.016 | 0.016 | 0.017 | 0.018 | 0.019 | 0.02 | 0.02 | 0.02 | 0.021 | 0.021 | 0.021 | 0.022 | 0.023 | 0.023 | 0.023 | 0.024
Consumer Transformation | Dem_BB005 | GWh | SHEPD | Rannoch |  | 0.012 | 0.02 | 0.031 | 0.043 | 0.054 | 0.068 | 0.084 | 0.097 | 0.11 | 0.12 | 0.133 | 0.145 | 0.158 | 0.17 | 0.171 | 0.182 | 0.193 | 0.201 | 0.208 | 0.208 | 0.213 | 0.218 | 0.223 | 0.226 | 0.231 | 0.234 | 0.239 | 0.244 | 0.248
Consumer Transformation | Dem_BB005 | GWh | SHEPD | Redmoss |  | 1.461 | 2.447 | 3.912 | 5.479 | 6.967 | 8.777 | 10.543 | 12.288 | 14.019 | 15.196 | 16.84 | 18.462 | 20.067 | 21.627 | 21.661 | 23.108 | 24.41 | 25.374 | 26.268 | 26.367 | 26.993 | 27.597 | 28.152 | 28.68 | 29.17 | 29.716 | 30.272 | 30.845 | 31.444
Consumer Transformation | Dem_BB005 | GWh | SHEPD | Rothienorman |  | 0.448 | 0.751 | 1.2 | 1.681 | 2.056 | 2.59 | 3.111 | 3.626 | 4.136 | 4.437 | 4.916 | 5.39 | 5.858 | 6.314 | 6.288 | 6.708 | 7.086 | 7.366 | 7.626 | 7.652 | 7.833 | 8.009 | 8.169 | 8.323 | 8.488 | 8.647 | 8.809 | 8.975 | 9.149
Consumer Transformation | Dem_BB005 | GWh | SHEPD | Shin |  | 0.023 | 0.04 | 0.063 | 0.09 | 0.081 | 0.102 | 0.122 | 0.144 | 0.163 | 0.158 | 0.176 | 0.193 | 0.21 | 0.225 | 0.212 | 0.227 | 0.239 | 0.248 | 0.258 | 0.258 | 0.264 | 0.27 | 0.275 | 0.281 | 0.295 | 0.3 | 0.306 | 0.311 | 0.317
Consumer Transformation | Dem_BB005 | GWh | SHEPD | Sloy |  | 0.043 | 0.072 | 0.116 | 0.163 | 0.136 | 0.17 | 0.206 | 0.239 | 0.272 | 0.252 | 0.279 | 0.306 | 0.332 | 0.358 | 0.323 | 0.345 | 0.364 | 0.378 | 0.392 | 0.391 | 0.401 | 0.409 | 0.418 | 0.425 | 0.454 | 0.463 | 0.472 | 0.48 | 0.49
Consumer Transformation | Dem_BB005 | GWh | SHEPD | St Fergus Gas Terminal |  | 0.168 | 0.282 | 0.449 | 0.631 | 0.801 | 1.01 | 1.214 | 1.414 | 1.612 | 1.748 | 1.938 | 2.124 | 2.309 | 2.489 | 2.493 | 2.659 | 2.808 | 2.92 | 3.022 | 3.034 | 3.106 | 3.175 | 3.239 | 3.3 | 3.356 | 3.419 | 3.483 | 3.549 | 3.618
Consumer Transformation | Dem_BB005 | GWh | SHEPD | St Fillans |  | 0.095 | 0.158 | 0.253 | 0.355 | 0.453 | 0.571 | 0.685 | 0.798 | 0.91 | 0.988 | 1.093 | 1.199 | 1.304 | 1.405 | 1.407 | 1.501 | 1.586 | 1.649 | 1.707 | 1.713 | 1.753 | 1.793 | 1.829 | 1.863 | 1.894 | 1.929 | 1.966 | 2.003 | 2.042
Consumer Transformation | Dem_BB005 | GWh | SHEPD | Strichen |  | 0.625 | 1.046 | 1.673 | 2.344 | 2.98 | 3.754 | 4.511 | 5.258 | 5.997 | 6.502 | 7.205 | 7.899 | 8.585 | 9.252 | 9.267 | 9.886 | 10.443 | 10.856 | 11.238 | 11.28 | 11.548 | 11.807 | 12.043 | 12.27 | 12.479 | 12.714 | 12.951 | 13.196 | 13.452
Consumer Transformation | Dem_BB005 | GWh | SHEPD | Tarland |  | 0.703 | 1.18 | 1.885 | 2.64 | 3.355 | 4.229 | 5.08 | 5.92 | 6.754 | 7.321 | 8.112 | 8.895 | 9.667 | 10.419 | 10.436 | 11.132 | 11.76 | 12.224 | 12.655 | 12.703 | 13.004 | 13.296 | 13.562 | 13.816 | 14.052 | 14.317 | 14.584 | 14.86 | 15.149
Consumer Transformation | Dem_BB005 | GWh | SHEPD | Taynuilt |  | 0.458 | 0.765 | 1.224 | 1.713 | 1.429 | 1.802 | 2.164 | 2.522 | 2.877 | 2.65 | 2.937 | 3.221 | 3.501 | 3.773 | 3.412 | 3.64 | 3.845 | 3.997 | 4.138 | 4.124 | 4.222 | 4.317 | 4.404 | 4.486 | 4.798 | 4.888 | 4.979 | 5.074 | 5.172
Consumer Transformation | Dem_BB005 | GWh | SHEPD | Thurso |  | 0.779 | 1.304 | 2.083 | 2.918 | 2.646 | 3.334 | 4.005 | 4.668 | 5.325 | 5.173 | 5.732 | 6.284 | 6.83 | 7.361 | 6.917 | 7.378 | 7.795 | 8.103 | 8.389 | 8.412 | 8.611 | 8.805 | 8.981 | 9.15 | 9.613 | 9.793 | 9.976 | 10.165 | 10.362
Consumer Transformation | Dem_BB005 | GWh | SHEPD | Tummel Bridge |  | 0.312 | 0.522 | 0.834 | 1.168 | 1.49 | 1.876 | 2.255 | 2.627 | 2.997 | 3.25 | 3.602 | 3.949 | 4.292 | 4.627 | 4.634 | 4.944 | 5.222 | 5.429 | 5.619 | 5.639 | 5.774 | 5.903 | 6.022 | 6.134 | 6.237 | 6.353 | 6.472 | 6.595 | 6.724
Consumer Transformation | Dem_BB005 | GWh | SHEPD | Willowdale |  | 0.984 | 1.646 | 2.63 | 3.686 | 4.687 | 5.904 | 7.092 | 8.265 | 9.428 | 10.221 | 11.327 | 12.417 | 13.496 | 14.546 | 14.569 | 15.543 | 16.418 | 17.067 | 17.668 | 17.734 | 18.156 | 18.563 | 18.935 | 19.29 | 19.62 | 19.988 | 20.361 | 20.746 | 21.149
Consumer Transformation | Dem_BB005 | GWh | SHEPD | Woodhill |  | 1.574 | 2.635 | 4.211 | 5.899 | 7.502 | 9.451 | 11.352 | 13.232 | 15.095 | 16.363 | 18.134 | 19.881 | 21.609 | 23.289 | 23.324 | 24.882 | 26.284 | 27.324 | 28.286 | 28.392 | 29.067 | 29.717 | 30.313 | 30.883 | 31.41 | 32 | 32.597 | 33.215 | 33.858
Consumer Transformation | Dem_BB005 | GWh | SPD | Ayr |  | 1.67 | 2.796 | 4.468 | 6.259 | 8.386 | 10.565 | 12.69 | 14.79 | 16.872 | 18.615 | 20.628 | 22.615 | 24.581 | 26.492 | 26.803 | 28.593 | 30.205 | 31.399 | 32.505 | 32.68 | 33.457 | 34.206 | 34.892 | 35.547 | 36.002 | 36.678 | 37.363 | 38.07 | 38.809
Consumer Transformation | Dem_BB005 | GWh | SPD | Bainsford |  | 0.92 | 1.542 | 2.464 | 3.451 | 4.639 | 5.843 | 7.019 | 8.181 | 9.332 | 10.298 | 11.412 | 12.51 | 13.598 | 14.656 | 14.824 | 15.814 | 16.705 | 17.365 | 17.978 | 18.07 | 18.499 | 18.913 | 19.293 | 19.655 | 19.904 | 20.278 | 20.656 | 21.048 | 21.456
Consumer Transformation | Dem_BB005 | GWh | SPD | Bathgate |  | 1.378 | 2.306 | 3.684 | 5.16 | 6.936 | 8.74 | 10.496 | 12.234 | 13.957 | 15.399 | 17.065 | 18.71 | 20.335 | 21.917 | 22.168 | 23.649 | 24.982 | 25.97 | 26.884 | 27.023 | 27.664 | 28.284 | 28.851 | 29.393 | 29.766 | 30.324 | 30.891 | 31.476 | 32.086
Consumer Transformation | Dem_BB005 | GWh | SPD | Berwick |  | 0.653 | 1.094 | 1.747 | 2.448 | 3.28 | 4.133 | 4.965 | 5.787 | 6.602 | 7.283 | 8.071 | 8.848 | 9.617 | 10.365 | 10.486 | 11.187 | 11.818 | 12.285 | 12.717 | 12.785 | 13.09 | 13.382 | 13.651 | 13.908 | 14.085 | 14.35 | 14.617 | 14.895 | 15.184
Consumer Transformation | Dem_BB005 | GWh | SPD | Bonnybridge |  | 2.287 | 3.832 | 6.123 | 8.579 | 11.529 | 14.526 | 17.447 | 20.335 | 23.197 | 25.596 | 28.365 | 31.098 | 33.801 | 36.43 | 36.848 | 39.308 | 41.525 | 43.167 | 44.686 | 44.916 | 45.983 | 47.013 | 47.957 | 48.857 | 49.477 | 50.404 | 51.347 | 52.319 | 53.334
Consumer Transformation | Dem_BB005 | GWh | SPD | Braehead Park |  | 1.21 | 2.026 | 3.238 | 4.537 | 6.078 | 7.659 | 9.2 | 10.722 | 12.231 | 13.494 | 14.954 | 16.395 | 17.819 | 19.205 | 19.431 | 20.729 | 21.897 | 22.763 | 23.565 | 23.691 | 24.254 | 24.797 | 25.295 | 25.77 | 26.1 | 26.589 | 27.086 | 27.599 | 28.134
Consumer Transformation | Dem_BB005 | GWh | SPD | Broxburn |  | 2.11 | 3.533 | 5.646 | 7.909 | 10.596 | 13.35 | 16.036 | 18.689 | 21.321 | 23.522 | 26.066 | 28.578 | 31.061 | 33.476 | 33.87 | 36.132 | 38.168 | 39.677 | 41.075 | 41.296 | 42.277 | 43.223 | 44.09 | 44.919 | 45.494 | 46.347 | 47.213 | 48.106 | 49.04
Consumer Transformation | Dem_BB005 | GWh | SPD | Carntyne |  | 0.814 | 1.364 | 2.181 | 3.055 | 4.092 | 5.156 | 6.192 | 7.217 | 8.233 | 9.083 | 10.065 | 11.035 | 11.993 | 12.927 | 13.078 | 13.952 | 14.738 | 15.321 | 15.861 | 15.946 | 16.325 | 16.691 | 17.025 | 17.346 | 17.567 | 17.897 | 18.231 | 18.576 | 18.936
Consumer Transformation | Dem_BB005 | GWh | SPD | Carsfad |  | 0 | 0 | 0 | 0 | 0 | 0 | 0 | 0 | 0 | 0 | 0 | 0 | 0 | 0 | 0 | 0 | 0 | 0 | 0 | 0 | 0 | 0 | 0 | 0 | 0 | 0 | 0 | 0 | 0
Consumer Transformation | Dem_BB005 | GWh | SPD | Chapelcross |  | 1.588 | 1.542 | 2.465 | 3.453 | 4.626 | 5.827 | 6.999 | 8.158 | 9.306 | 10.267 | 11.377 | 12.474 | 13.558 | 14.612 | 14.784 | 15.771 | 16.66 | 17.319 | 17.928 | 18.025 | 18.453 | 18.866 | 19.245 | 19.606 | 19.858 | 20.23 | 20.608 | 20.998 | 21.405
Consumer Transformation | Dem_BB005 | GWh | SPD | Charlotte Street |  | 0.813 | 1.361 | 2.173 | 3.045 | 4.079 | 5.14 | 6.175 | 7.197 | 8.21 | 9.057 | 10.037 | 11.004 | 11.96 | 12.891 | 13.042 | 13.913 | 14.697 | 15.279 | 15.816 | 15.901 | 16.279 | 16.644 | 16.978 | 17.297 | 17.518 | 17.847 | 18.18 | 18.524 | 18.883
Consumer Transformation | Dem_BB005 | GWh | SPD | Clyde’s Mill |  | 2.701 | 4.522 | 7.228 | 10.127 | 13.565 | 17.091 | 20.528 | 23.927 | 27.295 | 30.112 | 33.369 | 36.585 | 39.764 | 42.856 | 43.359 | 46.255 | 48.862 | 50.794 | 52.583 | 52.867 | 54.123 | 55.334 | 56.445 | 57.504 | 58.24 | 59.333 | 60.442 | 61.586 | 62.78 | GSP also referred to as Westburn Road
Consumer Transformation | Dem_BB005 | GWh | SPD | Coatbridge |  | 2.28 | 3.818 | 6.103 | 8.55 | 11.454 | 14.431 | 17.333 | 20.202 | 23.045 | 25.424 | 28.174 | 30.89 | 33.574 | 36.185 | 36.611 | 39.055 | 41.256 | 42.888 | 44.398 | 44.637 | 45.698 | 46.721 | 47.658 | 48.553 | 49.175 | 50.097 | 51.033 | 51.999 | 53.008
Consumer Transformation | Dem_BB005 | GWh | SPD | Cockenzie |  | 1.882 | 3.152 | 5.038 | 7.057 | 9.455 | 11.912 | 14.308 | 16.676 | 19.024 | 20.989 | 23.259 | 25.5 | 27.715 | 29.871 | 30.221 | 32.24 | 34.058 | 35.404 | 36.651 | 36.848 | 37.724 | 38.568 | 39.342 | 40.081 | 40.593 | 41.355 | 42.127 | 42.925 | 43.758
Consumer Transformation | Dem_BB005 | GWh | SPD | Coylton |  | 1.514 | 2.534 | 4.051 | 5.673 | 7.6 | 9.576 | 11.502 | 13.407 | 15.293 | 16.872 | 18.698 | 20.499 | 22.28 | 24.013 | 24.295 | 25.917 | 27.379 | 28.46 | 29.463 | 29.621 | 30.325 | 31.004 | 31.627 | 32.22 | 32.633 | 33.245 | 33.866 | 34.507 | 35.177
Consumer Transformation | Dem_BB005 | GWh | SPD | Crookston A |  | 0.978 | 1.637 | 2.616 | 3.665 | 5.179 | 6.525 | 7.838 | 9.137 | 10.423 | 11.8 | 13.076 | 14.335 | 15.582 | 16.793 | 17.275 | 18.428 | 19.468 | 20.237 | 20.95 | 21.191 | 21.695 | 22.18 | 22.625 | 23.05 | 23.287 | 23.724 | 24.167 | 24.625 | 25.102
Consumer Transformation | Dem_BB005 | GWh | SPD | Crookston B |  | 0.699 | 1.172 | 1.874 | 2.626 | 3.71 | 4.675 | 5.615 | 6.545 | 7.466 | 8.453 | 9.367 | 10.27 | 11.162 | 12.03 | 12.376 | 13.202 | 13.946 | 14.498 | 15.008 | 15.181 | 15.541 | 15.889 | 16.209 | 16.513 | 16.683 | 16.995 | 17.313 | 17.641 | 17.982
Consumer Transformation | Dem_BB005 | GWh | SPD | Cumbernauld |  | 1.243 | 2.082 | 3.327 | 4.66 | 6.264 | 7.892 | 9.477 | 11.048 | 12.603 | 13.905 | 15.41 | 16.895 | 18.363 | 19.79 | 20.018 | 21.355 | 22.558 | 23.451 | 24.276 | 24.401 | 24.981 | 25.54 | 26.053 | 26.541 | 26.879 | 27.382 | 27.894 | 28.422 | 28.973
Consumer Transformation | Dem_BB005 | GWh | SPD | Cupar |  | 1.531 | 2.563 | 4.098 | 5.74 | 7.714 | 9.719 | 11.675 | 13.606 | 15.522 | 17.127 | 18.979 | 20.809 | 22.617 | 24.376 | 24.655 | 26.301 | 27.784 | 28.882 | 29.9 | 30.054 | 30.767 | 31.456 | 32.088 | 32.691 | 33.105 | 33.726 | 34.356 | 35.007 | 35.686
Consumer Transformation | Dem_BB005 | GWh | SPD | Currie |  | 0.624 | 1.045 | 1.67 | 2.338 | 3.132 | 3.946 | 4.74 | 5.525 | 6.303 | 6.954 | 7.706 | 8.449 | 9.182 | 9.897 | 10.013 | 10.682 | 11.284 | 11.729 | 12.143 | 12.208 | 12.498 | 12.778 | 13.034 | 13.279 | 13.449 | 13.701 | 13.957 | 14.222 | 14.497
Consumer Transformation | Dem_BB005 | GWh | SPD | Dalmarnock |  | 1.171 | 1.959 | 3.132 | 4.386 | 5.876 | 7.403 | 8.893 | 10.364 | 11.824 | 13.044 | 14.456 | 15.848 | 17.225 | 18.565 | 18.783 | 20.037 | 21.167 | 22.004 | 22.779 | 22.902 | 23.446 | 23.97 | 24.452 | 24.911 | 25.23 | 25.703 | 26.183 | 26.679 | 27.196
Consumer Transformation | Dem_BB005 | GWh | SPD | Devol Moor |  | 0.727 | 1.218 | 1.948 | 2.728 | 3.654 | 4.604 | 5.53 | 6.446 | 7.353 | 8.112 | 8.99 | 9.855 | 10.713 | 11.546 | 11.681 | 12.461 | 13.164 | 13.684 | 14.166 | 14.242 | 14.581 | 14.907 | 15.206 | 15.492 | 15.691 | 15.984 | 16.283 | 16.591 | 16.914
Consumer Transformation | Dem_BB005 | GWh | SPD | Devonside |  | 2.174 | 3.64 | 5.818 | 8.152 | 10.955 | 13.801 | 16.578 | 19.322 | 22.042 | 24.321 | 26.952 | 29.549 | 32.117 | 34.615 | 35.012 | 37.35 | 39.456 | 41.016 | 42.461 | 42.679 | 43.692 | 44.671 | 45.568 | 46.423 | 47.012 | 47.893 | 48.788 | 49.713 | 50.676
Consumer Transformation | Dem_BB005 | GWh | SPD | Dewar Place |  | 1.327 | 2.223 | 3.551 | 4.974 | 6.665 | 8.398 | 10.086 | 11.755 | 13.411 | 14.795 | 16.395 | 17.975 | 19.537 | 21.056 | 21.304 | 22.727 | 24.008 | 24.957 | 25.836 | 25.975 | 26.592 | 27.187 | 27.733 | 28.253 | 28.615 | 29.152 | 29.696 | 30.259 | 30.846
Consumer Transformation | Dem_BB005 | GWh | SPD | Drumchapel |  | 3.398 | 5.691 | 9.096 | 12.74 | 17.123 | 21.574 | 25.914 | 30.203 | 34.455 | 38.018 | 42.13 | 46.19 | 50.203 | 54.108 | 54.73 | 58.384 | 61.675 | 64.113 | 66.371 | 66.714 | 68.298 | 69.827 | 71.229 | 72.566 | 73.486 | 74.864 | 76.263 | 77.707 | 79.214
Consumer Transformation | Dem_BB005 | GWh | SPD | Drumcross |  | 0.672 | 1.126 | 1.8 | 2.52 | 3.387 | 4.268 | 5.127 | 5.974 | 6.815 | 7.521 | 8.333 | 9.137 | 9.931 | 10.702 | 10.825 | 11.549 | 12.199 | 12.682 | 13.129 | 13.196 | 13.51 | 13.812 | 14.09 | 14.354 | 14.536 | 14.809 | 15.085 | 15.371 | 15.669
Consumer Transformation | Dem_BB005 | GWh | SPD | Dumfries 11 |  | 0 | 0 | 0 | 0 | 0 | 0 | 0 | 0 | 0 | 0 | 0 | 0 | 0 | 0 | 0 | 0 | 0 | 0 | 0 | 0 | 0 | 0 | 0 | 0 | 0 | 0 | 0 | 0 | 0
Consumer Transformation | Dem_BB005 | GWh | SPD | Dumfries 33 |  | 1.635 | 2.738 | 4.376 | 6.13 | 7.558 | 9.521 | 11.437 | 13.331 | 15.207 | 16.399 | 18.172 | 19.924 | 21.655 | 23.339 | 23.301 | 24.856 | 26.258 | 27.296 | 28.258 | 28.352 | 29.025 | 29.675 | 30.271 | 30.839 | 31.364 | 31.952 | 32.549 | 33.165 | 33.808
Consumer Transformation | Dem_BB005 | GWh | SPD | Dumfries ICI |  | 0.279 | 0.468 | 0.747 | 1.046 | 1.29 | 1.626 | 1.953 | 2.275 | 2.596 | 2.799 | 3.102 | 3.4 | 3.696 | 3.983 | 3.977 | 4.243 | 4.482 | 4.659 | 4.824 | 4.84 | 4.955 | 5.065 | 5.167 | 5.264 | 5.354 | 5.454 | 5.555 | 5.66 | 5.77
Consumer Transformation | Dem_BB005 | GWh | SPD | Dunbar |  | 0 | 0 | 0 | 0 | 0 | 0 | 0 | 0 | 0 | 0 | 0 | 0 | 0 | 0 | 0 | 0 | 0 | 0 | 0 | 0 | 0 | 0 | 0 | 0 | 0 | 0 | 0 | 0 | 0
Consumer Transformation | Dem_BB005 | GWh | SPD | Dunbar A |  | 0.606 | 1.014 | 1.621 | 2.27 | 3.042 | 3.832 | 4.603 | 5.366 | 6.121 | 6.753 | 7.484 | 8.205 | 8.918 | 9.611 | 9.724 | 10.374 | 10.958 | 11.391 | 11.793 | 11.856 | 12.138 | 12.409 | 12.659 | 12.896 | 13.061 | 13.306 | 13.555 | 13.811 | 14.079
Consumer Transformation | Dem_BB005 | GWh | SPD | Dunbar B |  | 0.247 | 0.414 | 0.662 | 0.927 | 1.242 | 1.565 | 1.88 | 2.192 | 2.5 | 2.758 | 3.057 | 3.351 | 3.643 | 3.926 | 3.972 | 4.237 | 4.476 | 4.653 | 4.817 | 4.843 | 4.958 | 5.069 | 5.17 | 5.267 | 5.335 | 5.435 | 5.536 | 5.641 | 5.751
Consumer Transformation | Dem_BB005 | GWh | SPD | Dunfermline |  | 1.541 | 2.58 | 4.123 | 5.777 | 7.762 | 9.781 | 11.748 | 13.692 | 15.62 | 17.235 | 19.099 | 20.939 | 22.759 | 24.53 | 24.811 | 26.468 | 27.961 | 29.066 | 30.089 | 30.244 | 30.962 | 31.655 | 32.291 | 32.898 | 33.314 | 33.939 | 34.573 | 35.228 | 35.911
Consumer Transformation | Dem_BB005 | GWh | SPD | Earlstoun |  | 0 | 0 | 0 | 0 | 0 | 0 | 0 | 0 | 0 | 0 | 0 | 0 | 0 | 0 | 0 | 0 | 0 | 0 | 0 | 0 | 0 | 0 | 0 | 0 | 0 | 0 | 0 | 0 | 0
Consumer Transformation | Dem_BB005 | GWh | SPD | East Kilbride |  | 2.102 | 3.519 | 5.623 | 7.878 | 10.554 | 13.297 | 15.971 | 18.615 | 21.235 | 23.427 | 25.96 | 28.463 | 30.936 | 33.341 | 33.733 | 35.986 | 38.014 | 39.518 | 40.909 | 41.129 | 42.107 | 43.049 | 43.913 | 44.737 | 45.311 | 46.16 | 47.023 | 47.914 | 48.843
Consumer Transformation | Dem_BB005 | GWh | SPD | East Kilbride South |  | 2.032 | 3.402 | 5.437 | 7.617 | 10.204 | 12.856 | 15.441 | 17.996 | 20.53 | 22.65 | 25.099 | 27.518 | 29.909 | 32.235 | 32.614 | 34.792 | 36.754 | 38.206 | 39.552 | 39.765 | 40.709 | 41.621 | 42.456 | 43.253 | 43.807 | 44.628 | 45.462 | 46.323 | 47.222
Consumer Transformation | Dem_BB005 | GWh | SPD | Easterhouse |  | 3.291 | 5.512 | 8.809 | 12.34 | 16.53 | 20.827 | 25.016 | 29.157 | 33.262 | 36.696 | 40.664 | 44.583 | 48.457 | 52.226 | 52.839 | 56.368 | 59.546 | 61.9 | 64.08 | 64.425 | 65.955 | 67.431 | 68.785 | 70.077 | 70.974 | 72.304 | 73.656 | 75.05 | 76.506
Consumer Transformation | Dem_BB005 | GWh | SPD | Eccles |  | 1.066 | 1.784 | 2.852 | 3.994 | 5.352 | 6.742 | 8.1 | 9.441 | 10.769 | 11.881 | 13.166 | 14.435 | 15.69 | 16.909 | 17.108 | 18.251 | 19.28 | 20.041 | 20.748 | 20.86 | 21.354 | 21.833 | 22.271 | 22.689 | 22.979 | 23.411 | 23.848 | 24.299 | 24.771
Consumer Transformation | Dem_BB005 | GWh | SPD | Elderslie |  | 1.976 | 3.307 | 5.285 | 7.402 | 9.918 | 12.496 | 15.009 | 17.493 | 19.957 | 22.016 | 24.397 | 26.748 | 29.073 | 31.333 | 31.702 | 33.818 | 35.726 | 37.137 | 38.446 | 38.653 | 39.571 | 40.457 | 41.269 | 42.044 | 42.582 | 43.38 | 44.191 | 45.028 | 45.901
Consumer Transformation | Dem_BB005 | GWh | SPD | Erskine |  | 1.099 | 1.839 | 2.939 | 4.117 | 5.515 | 6.948 | 8.346 | 9.727 | 11.096 | 12.243 | 13.566 | 14.873 | 16.166 | 17.424 | 17.629 | 18.805 | 19.866 | 20.65 | 21.378 | 21.493 | 22.003 | 22.496 | 22.948 | 23.379 | 23.678 | 24.122 | 24.572 | 25.038 | 25.524
Consumer Transformation | Dem_BB005 | GWh | SPD | Finnieston |  | 0.561 | 0.939 | 1.502 | 2.103 | 2.827 | 3.561 | 4.277 | 4.986 | 5.689 | 6.276 | 6.954 | 7.625 | 8.288 | 8.932 | 9.035 | 9.638 | 10.181 | 10.584 | 10.957 | 11.013 | 11.275 | 11.527 | 11.759 | 11.98 | 12.131 | 12.359 | 12.589 | 12.828 | 13.076
Consumer Transformation | Dem_BB005 | GWh | SPD | Galashiels |  | 1.165 | 1.951 | 3.117 | 4.368 | 5.851 | 7.372 | 8.855 | 10.321 | 11.774 | 12.989 | 14.394 | 15.781 | 17.152 | 18.486 | 18.703 | 19.953 | 21.077 | 21.911 | 22.683 | 22.804 | 23.346 | 23.869 | 24.348 | 24.805 | 25.123 | 25.594 | 26.072 | 26.566 | 27.081
Consumer Transformation | Dem_BB005 | GWh | SPD | Giffnock |  | 3.41 | 5.711 | 9.127 | 12.785 | 17.127 | 21.58 | 25.92 | 30.21 | 34.463 | 38.021 | 42.132 | 46.192 | 50.206 | 54.11 | 54.746 | 58.402 | 61.695 | 64.134 | 66.392 | 66.75 | 68.335 | 69.866 | 71.268 | 72.606 | 73.536 | 74.914 | 76.314 | 77.759 | 79.268
Consumer Transformation | Dem_BB005 | GWh | SPD | Glenlee |  | 0 | 0 | 0 | 0 | 0 | 0 | 0 | 0 | 0 | 0 | 0 | 0 | 0 | 0 | 0 | 0 | 0 | 0 | 0 | 0 | 0 | 0 | 0 | 0 | 0 | 0 | 0 | 0 | 0
Consumer Transformation | Dem_BB005 | GWh | SPD | Glenluce |  | 0.592 | 0.991 | 1.583 | 2.218 | 2.971 | 3.743 | 4.495 | 5.239 | 5.978 | 6.595 | 7.308 | 8.012 | 8.708 | 9.385 | 9.496 | 10.13 | 10.701 | 11.124 | 11.516 | 11.577 | 11.852 | 12.118 | 12.361 | 12.593 | 12.754 | 12.994 | 13.236 | 13.487 | 13.748
Consumer Transformation | Dem_BB005 | GWh | SPD | Glenniston |  | 0.892 | 1.494 | 2.388 | 3.345 | 4.497 | 5.664 | 6.804 | 7.93 | 9.047 | 9.981 | 11.062 | 12.128 | 13.181 | 14.207 | 14.37 | 15.329 | 16.194 | 16.834 | 17.426 | 17.516 | 17.932 | 18.334 | 18.702 | 19.053 | 19.294 | 19.656 | 20.023 | 20.402 | 20.798
Consumer Transformation | Dem_BB005 | GWh | SPD | Glenrothes |  | 1.342 | 2.246 | 3.59 | 5.03 | 6.759 | 8.515 | 10.229 | 11.922 | 13.6 | 15.007 | 16.63 | 18.232 | 19.817 | 21.358 | 21.602 | 23.045 | 24.345 | 25.307 | 26.199 | 26.333 | 26.959 | 27.562 | 28.115 | 28.643 | 29.006 | 29.551 | 30.103 | 30.673 | 31.267
Consumer Transformation | Dem_BB005 | GWh | SPD | Gorgie |  | 1.344 | 2.249 | 3.596 | 5.036 | 6.746 | 8.501 | 10.21 | 11.9 | 13.576 | 14.977 | 16.597 | 18.197 | 19.777 | 21.316 | 21.566 | 23.007 | 24.304 | 25.264 | 26.155 | 26.295 | 26.92 | 27.522 | 28.075 | 28.602 | 28.968 | 29.512 | 30.062 | 30.632 | 31.226
Consumer Transformation | Dem_BB005 | GWh | SPD | Govan |  | 1.235 | 2.069 | 3.307 | 4.633 | 6.206 | 7.819 | 9.392 | 10.948 | 12.488 | 13.777 | 15.268 | 16.738 | 18.194 | 19.608 | 19.839 | 21.163 | 22.356 | 23.24 | 24.059 | 24.189 | 24.763 | 25.318 | 25.826 | 26.311 | 26.647 | 27.147 | 27.654 | 28.178 | 28.725
Consumer Transformation | Dem_BB005 | GWh | SPD | Grangemouth A |  | 0.926 | 1.548 | 2.475 | 3.465 | 4.753 | 5.988 | 7.191 | 8.382 | 9.563 | 10.698 | 11.855 | 12.997 | 14.126 | 15.225 | 15.544 | 16.582 | 17.517 | 18.209 | 18.851 | 19.022 | 19.474 | 19.909 | 20.309 | 20.691 | 20.927 | 21.319 | 21.718 | 22.128 | 22.558
Consumer Transformation | Dem_BB005 | GWh | SPD | Grangemouth C |  | 0.668 | 1.118 | 1.787 | 2.504 | 3.433 | 4.327 | 5.196 | 6.056 | 6.908 | 7.728 | 8.564 | 9.39 | 10.205 | 10.999 | 11.23 | 11.979 | 12.655 | 13.156 | 13.619 | 13.743 | 14.069 | 14.384 | 14.673 | 14.948 | 15.119 | 15.403 | 15.691 | 15.988 | 16.298
Consumer Transformation | Dem_BB005 | GWh | SPD | Haggs Road |  | 1.724 | 2.885 | 4.612 | 6.461 | 8.655 | 10.905 | 13.099 | 15.267 | 17.417 | 19.214 | 21.292 | 23.344 | 25.372 | 27.345 | 27.668 | 29.514 | 31.179 | 32.411 | 33.553 | 33.733 | 34.535 | 35.308 | 36.016 | 36.693 | 37.163 | 37.86 | 38.567 | 39.298 | 40.06
Consumer Transformation | Dem_BB005 | GWh | SPD | Hawick |  | 0.97 | 1.626 | 2.598 | 3.639 | 4.874 | 6.142 | 7.378 | 8.6 | 9.809 | 10.822 | 11.993 | 13.148 | 14.292 | 15.402 | 15.583 | 16.624 | 17.562 | 18.255 | 18.898 | 19 | 19.452 | 19.887 | 20.286 | 20.667 | 20.931 | 21.324 | 21.723 | 22.133 | 22.563
Consumer Transformation | Dem_BB005 | GWh | SPD | Helensburgh |  | 0.912 | 1.528 | 2.442 | 3.42 | 4.597 | 5.791 | 6.956 | 8.107 | 9.249 | 10.206 | 11.308 | 12.399 | 13.477 | 14.525 | 14.691 | 15.672 | 16.556 | 17.21 | 17.817 | 17.908 | 18.334 | 18.744 | 19.12 | 19.48 | 19.726 | 20.097 | 20.472 | 20.86 | 21.264
Consumer Transformation | Dem_BB005 | GWh | SPD | Hunterston Farm |  | 0.21 | 0.351 | 0.561 | 0.786 | 1.054 | 1.327 | 1.594 | 1.857 | 2.118 | 2.337 | 2.59 | 2.839 | 3.086 | 3.326 | 3.366 | 3.59 | 3.792 | 3.942 | 4.082 | 4.103 | 4.201 | 4.294 | 4.381 | 4.463 | 4.521 | 4.606 | 4.691 | 4.78 | 4.873
Consumer Transformation | Dem_BB005 | GWh | SPD | Inverkeithing |  | 2.182 | 3.654 | 5.84 | 8.18 | 10.995 | 13.852 | 16.637 | 19.392 | 22.122 | 24.409 | 27.05 | 29.656 | 32.233 | 34.74 | 35.138 | 37.485 | 39.599 | 41.164 | 42.614 | 42.833 | 43.851 | 44.832 | 45.732 | 46.591 | 47.182 | 48.067 | 48.965 | 49.892 | 50.86
Consumer Transformation | Dem_BB005 | GWh | SPD | Johnstone |  | 2.034 | 3.405 | 5.443 | 7.625 | 10.214 | 12.869 | 15.459 | 18.016 | 20.553 | 22.675 | 25.128 | 27.548 | 29.943 | 32.272 | 32.65 | 34.831 | 36.794 | 38.248 | 39.596 | 39.809 | 40.754 | 41.667 | 42.503 | 43.302 | 43.856 | 44.678 | 45.513 | 46.375 | 47.274
Consumer Transformation | Dem_BB005 | GWh | SPD | Kaimes |  | 4.339 | 7.266 | 11.612 | 16.267 | 21.793 | 27.456 | 32.98 | 38.439 | 43.85 | 48.377 | 53.609 | 58.775 | 63.883 | 68.851 | 69.66 | 74.312 | 78.501 | 81.604 | 84.478 | 84.933 | 86.951 | 88.898 | 90.681 | 92.384 | 93.567 | 95.321 | 97.103 | 98.942 | 100.861
Consumer Transformation | Dem_BB005 | GWh | SPD | Kendoon |  | 0 | 0 | 0 | 0 | 0 | 0 | 0 | 0 | 0 | 0 | 0 | 0 | 0 | 0 | 0 | 0 | 0 | 0 | 0 | 0 | 0 | 0 | 0 | 0 | 0 | 0 | 0 | 0 | 0
Consumer Transformation | Dem_BB005 | GWh | SPD | Kilbowie 11 |  | 0.333 | 0.557 | 0.89 | 1.248 | 1.69 | 2.128 | 2.556 | 2.979 | 3.4 | 3.77 | 4.179 | 4.581 | 4.979 | 5.366 | 5.448 | 5.812 | 6.14 | 6.382 | 6.607 | 6.652 | 6.811 | 6.963 | 7.103 | 7.236 | 7.326 | 7.463 | 7.603 | 7.747 | 7.897
Consumer Transformation | Dem_BB005 | GWh | SPD | Kilbowie 33 |  | 0.795 | 1.331 | 2.128 | 2.981 | 4.038 | 5.087 | 6.11 | 7.122 | 8.124 | 9.012 | 9.987 | 10.949 | 11.9 | 12.827 | 13.022 | 13.891 | 14.675 | 15.254 | 15.792 | 15.9 | 16.277 | 16.642 | 16.976 | 17.295 | 17.509 | 17.838 | 18.171 | 18.515 | 18.874
Consumer Transformation | Dem_BB005 | GWh | SPD | Killermont |  | 2.962 | 4.961 | 7.928 | 11.107 | 14.926 | 18.804 | 22.587 | 26.327 | 30.032 | 33.138 | 36.723 | 40.26 | 43.76 | 47.163 | 47.704 | 50.889 | 53.759 | 55.884 | 57.853 | 58.15 | 59.531 | 60.865 | 62.085 | 63.252 | 64.054 | 65.255 | 66.474 | 67.733 | 69.046
Consumer Transformation | Dem_BB005 | GWh | SPD | Kilmarnock South |  | 1.771 | 2.967 | 4.74 | 6.641 | 8.895 | 11.208 | 13.462 | 15.691 | 17.9 | 19.748 | 21.884 | 23.993 | 26.078 | 28.105 | 28.436 | 30.335 | 32.045 | 33.311 | 34.485 | 34.67 | 35.494 | 36.289 | 37.017 | 37.712 | 38.195 | 38.911 | 39.638 | 40.389 | 41.172
Consumer Transformation | Dem_BB005 | GWh | SPD | Kilmarnock Town |  | 2.254 | 3.774 | 6.033 | 8.45 | 11.32 | 14.263 | 17.131 | 19.967 | 22.777 | 25.129 | 27.846 | 30.53 | 33.183 | 35.764 | 36.184 | 38.6 | 40.777 | 42.389 | 43.881 | 44.117 | 45.166 | 46.176 | 47.104 | 47.988 | 48.602 | 49.514 | 50.439 | 51.394 | 52.391
Consumer Transformation | Dem_BB005 | GWh | SPD | Kilwinning |  | 2.628 | 4.401 | 7.033 | 9.853 | 13.198 | 16.629 | 19.973 | 23.28 | 26.558 | 29.299 | 32.468 | 35.597 | 38.69 | 41.699 | 42.189 | 45.006 | 47.543 | 49.423 | 51.163 | 51.439 | 52.661 | 53.84 | 54.92 | 55.951 | 56.668 | 57.731 | 58.81 | 59.924 | 61.086
Consumer Transformation | Dem_BB005 | GWh | SPD | Lesmahagow |  | 0 | 0 | 0 | 1.24 | 1.661 | 2.093 | 2.514 | 2.93 | 3.342 | 3.687 | 4.086 | 4.48 | 4.869 | 5.248 | 5.309 | 5.664 | 5.983 | 6.22 | 6.439 | 6.473 | 6.627 | 6.775 | 6.911 | 7.041 | 7.131 | 7.265 | 7.401 | 7.541 | 7.687
Consumer Transformation | Dem_BB005 | GWh | SPD | Leven |  | 1.533 | 2.568 | 4.105 | 5.748 | 7.727 | 9.734 | 11.694 | 13.629 | 15.548 | 17.156 | 19.01 | 20.843 | 22.653 | 24.416 | 24.696 | 26.344 | 27.83 | 28.93 | 29.949 | 30.103 | 30.818 | 31.508 | 32.141 | 32.744 | 33.16 | 33.781 | 34.412 | 35.064 | 35.744
Consumer Transformation | Dem_BB005 | GWh | SPD | Linnmill |  | 2.545 | 4.26 | 6.809 | 8.298 | 11.116 | 14.005 | 16.821 | 19.606 | 22.366 | 24.675 | 27.344 | 29.98 | 32.584 | 35.119 | 35.531 | 37.903 | 40.04 | 41.624 | 43.09 | 43.322 | 44.351 | 45.344 | 46.253 | 47.122 | 47.725 | 48.62 | 49.529 | 50.466 | 51.445
Consumer Transformation | Dem_BB005 | GWh | SPD | Livingston East |  | 1.896 | 3.174 | 5.072 | 7.106 | 9.519 | 11.994 | 14.405 | 16.79 | 19.154 | 21.132 | 23.416 | 25.673 | 27.904 | 30.074 | 30.428 | 32.459 | 34.289 | 35.645 | 36.9 | 37.099 | 37.98 | 38.831 | 39.61 | 40.353 | 40.871 | 41.636 | 42.415 | 43.218 | 44.056
Consumer Transformation | Dem_BB005 | GWh | SPD | Maybole |  | 0.503 | 0.844 | 1.348 | 1.889 | 2.529 | 3.188 | 3.828 | 4.461 | 5.089 | 5.614 | 6.222 | 6.822 | 7.415 | 7.991 | 8.085 | 8.625 | 9.112 | 9.471 | 9.805 | 9.858 | 10.092 | 10.318 | 10.525 | 10.723 | 10.86 | 11.064 | 11.27 | 11.484 | 11.706
Consumer Transformation | Dem_BB005 | GWh | SPD | Moffat |  | 0 | 1.117 | 1.785 | 2.5 | 3.35 | 4.22 | 5.068 | 5.908 | 6.739 | 7.435 | 8.239 | 9.033 | 9.818 | 10.581 | 10.705 | 11.42 | 12.064 | 12.541 | 12.983 | 13.053 | 13.363 | 13.662 | 13.936 | 14.198 | 14.38 | 14.649 | 14.923 | 15.206 | 15.5
Consumer Transformation | Dem_BB005 | GWh | SPD | Newarthill |  | 3.887 | 6.509 | 10.403 | 14.574 | 19.523 | 24.597 | 29.545 | 34.436 | 39.284 | 43.339 | 48.027 | 52.655 | 57.23 | 61.682 | 62.406 | 66.573 | 70.326 | 73.107 | 75.682 | 76.089 | 77.897 | 79.64 | 81.239 | 82.764 | 83.824 | 85.396 | 86.992 | 88.638 | 90.358
Consumer Transformation | Dem_BB005 | GWh | SPD | Newton Stewart |  | 0.275 | 0.46 | 0.736 | 1.031 | 1.381 | 1.739 | 2.089 | 2.436 | 2.778 | 3.064 | 3.396 | 3.723 | 4.047 | 4.362 | 4.413 | 4.707 | 4.973 | 5.17 | 5.352 | 5.381 | 5.509 | 5.632 | 5.745 | 5.853 | 5.928 | 6.039 | 6.151 | 6.268 | 6.39
Consumer Transformation | Dem_BB005 | GWh | SPD | Paisley |  | 0.818 | 1.368 | 2.188 | 3.065 | 4.104 | 5.171 | 6.211 | 7.24 | 8.26 | 9.112 | 10.098 | 11.072 | 12.033 | 12.969 | 13.121 | 13.998 | 14.786 | 15.371 | 15.913 | 15.998 | 16.379 | 16.745 | 17.081 | 17.402 | 17.625 | 17.956 | 18.291 | 18.637 | 18.999
Consumer Transformation | Dem_BB005 | GWh | SPD | Partick |  | 1.528 | 2.557 | 4.087 | 5.724 | 7.693 | 9.691 | 11.641 | 13.569 | 15.479 | 17.08 | 18.926 | 20.75 | 22.554 | 24.307 | 24.586 | 26.228 | 27.707 | 28.802 | 29.817 | 29.97 | 30.682 | 31.369 | 31.999 | 32.599 | 33.014 | 33.632 | 34.261 | 34.909 | 35.586
Consumer Transformation | Dem_BB005 | GWh | SPD | Port Dundas |  | 1.124 | 1.881 | 3.007 | 4.213 | 5.661 | 7.131 | 8.567 | 9.984 | 11.39 | 12.569 | 13.928 | 15.269 | 16.596 | 17.886 | 18.092 | 19.3 | 20.388 | 21.195 | 21.941 | 22.053 | 22.578 | 23.084 | 23.546 | 23.989 | 24.293 | 24.748 | 25.211 | 25.689 | 26.187
Consumer Transformation | Dem_BB005 | GWh | SPD | Portobello |  | 3.673 | 6.148 | 9.827 | 13.765 | 18.442 | 23.235 | 27.909 | 32.528 | 37.108 | 40.939 | 45.367 | 49.738 | 54.06 | 58.264 | 58.949 | 62.885 | 66.431 | 69.057 | 71.489 | 71.874 | 73.581 | 75.229 | 76.738 | 78.18 | 79.181 | 80.666 | 82.172 | 83.729 | 85.353
Consumer Transformation | Dem_BB005 | GWh | SPD | Ravenscraig |  | 0.22 | 0.368 | 0.588 | 0.825 | 1.106 | 1.393 | 1.672 | 1.95 | 2.224 | 2.454 | 2.72 | 2.981 | 3.241 | 3.493 | 3.533 | 3.769 | 3.982 | 4.139 | 4.286 | 4.308 | 4.411 | 4.509 | 4.6 | 4.687 | 4.747 | 4.836 | 4.926 | 5.019 | 5.117
Consumer Transformation | Dem_BB005 | GWh | SPD | Redhouse |  | 1.249 | 2.092 | 3.343 | 4.682 | 6.293 | 7.929 | 9.525 | 11.101 | 12.664 | 13.974 | 15.485 | 16.977 | 18.452 | 19.887 | 20.115 | 21.459 | 22.669 | 23.565 | 24.395 | 24.52 | 25.103 | 25.665 | 26.18 | 26.671 | 27.01 | 27.516 | 28.03 | 28.561 | 29.115
Consumer Transformation | Dem_BB005 | GWh | SPD | Saltcoats A |  | 0.386 | 0.644 | 1.031 | 1.444 | 1.997 | 2.515 | 3.02 | 3.521 | 4.016 | 4.507 | 4.995 | 5.476 | 5.953 | 6.415 | 6.56 | 6.997 | 7.393 | 7.685 | 7.955 | 8.029 | 8.22 | 8.404 | 8.573 | 8.733 | 8.824 | 8.99 | 9.158 | 9.331 | 9.512
Consumer Transformation | Dem_BB005 | GWh | SPD | Saltcoats B |  | 0.684 | 1.144 | 1.83 | 2.563 | 3.547 | 4.468 | 5.367 | 6.255 | 7.136 | 8.008 | 8.874 | 9.73 | 10.574 | 11.397 | 11.654 | 12.432 | 13.134 | 13.652 | 14.133 | 14.264 | 14.603 | 14.93 | 15.23 | 15.516 | 15.677 | 15.971 | 16.269 | 16.577 | 16.899
Consumer Transformation | Dem_BB005 | GWh | SPD | Shrubhill |  | 2.038 | 3.413 | 5.455 | 7.641 | 10.237 | 12.899 | 15.494 | 18.058 | 20.599 | 22.726 | 25.185 | 27.611 | 30.01 | 32.344 | 32.724 | 34.909 | 36.877 | 38.335 | 39.686 | 39.899 | 40.847 | 41.761 | 42.599 | 43.399 | 43.955 | 44.779 | 45.616 | 46.48 | 47.381
Consumer Transformation | Dem_BB005 | GWh | SPD | Sighthill |  | 3.634 | 6.085 | 9.726 | 13.625 | 18.252 | 22.997 | 27.622 | 32.193 | 36.724 | 40.517 | 44.898 | 49.225 | 53.503 | 57.663 | 58.341 | 62.237 | 65.745 | 68.344 | 70.752 | 71.132 | 72.822 | 74.453 | 75.947 | 77.373 | 78.363 | 79.832 | 81.324 | 82.864 | 84.472
Consumer Transformation | Dem_BB005 | GWh | SPD | Spango Valley |  | 1.017 | 1.704 | 2.724 | 3.817 | 5.112 | 6.441 | 7.737 | 9.017 | 10.286 | 11.349 | 12.575 | 13.788 | 14.985 | 16.151 | 16.34 | 17.432 | 18.414 | 19.143 | 19.816 | 19.924 | 20.397 | 20.853 | 21.271 | 21.671 | 21.949 | 22.36 | 22.778 | 23.209 | 23.659
Consumer Transformation | Dem_BB005 | GWh | SPD | St Andrews Cross |  | 1.266 | 2.12 | 3.39 | 4.748 | 6.36 | 8.013 | 9.626 | 11.219 | 12.798 | 14.12 | 15.646 | 17.154 | 18.644 | 20.095 | 20.331 | 21.688 | 22.912 | 23.817 | 24.655 | 24.788 | 25.377 | 25.945 | 26.466 | 26.963 | 27.309 | 27.82 | 28.34 | 28.877 | 29.438
Consumer Transformation | Dem_BB005 | GWh | SPD | Stirling |  | 1.454 | 2.434 | 3.89 | 5.448 | 7.324 | 9.226 | 11.083 | 12.917 | 14.735 | 16.26 | 18.019 | 19.755 | 21.471 | 23.14 | 23.407 | 24.969 | 26.377 | 27.42 | 28.386 | 28.532 | 29.21 | 29.864 | 30.463 | 31.035 | 31.429 | 32.018 | 32.616 | 33.233 | 33.878
Consumer Transformation | Dem_BB005 | GWh | SPD | Strathaven |  | 2.036 | 3.408 | 5.448 | 7.633 | 10.225 | 12.883 | 15.473 | 18.035 | 20.573 | 22.697 | 25.152 | 27.575 | 29.972 | 32.304 | 32.683 | 34.865 | 36.831 | 38.287 | 39.635 | 39.848 | 40.795 | 41.709 | 42.546 | 43.344 | 43.899 | 44.722 | 45.559 | 46.421 | 47.321
Consumer Transformation | Dem_BB005 | GWh | SPD | Strathleven |  | 1.268 | 2.123 | 3.394 | 4.754 | 6.389 | 8.048 | 9.668 | 11.269 | 12.855 | 14.183 | 15.717 | 17.232 | 18.729 | 20.187 | 20.418 | 21.781 | 23.01 | 23.919 | 24.762 | 24.889 | 25.48 | 26.05 | 26.573 | 27.072 | 27.416 | 27.929 | 28.452 | 28.99 | 29.553
Consumer Transformation | Dem_BB005 | GWh | SPD | Telford Road |  | 1.533 | 2.568 | 4.105 | 5.75 | 7.704 | 9.707 | 11.659 | 13.589 | 15.501 | 17.102 | 18.951 | 20.777 | 22.583 | 24.339 | 24.625 | 26.269 | 27.75 | 28.848 | 29.863 | 30.024 | 30.738 | 31.425 | 32.056 | 32.658 | 33.076 | 33.697 | 34.326 | 34.976 | 35.655
Consumer Transformation | Dem_BB005 | GWh | SPD | Tongland |  | 0.69 | 1.155 | 1.847 | 2.585 | 3.464 | 4.364 | 5.242 | 6.11 | 6.97 | 7.69 | 8.521 | 9.343 | 10.155 | 10.945 | 11.073 | 11.812 | 12.478 | 12.972 | 13.429 | 13.501 | 13.822 | 14.131 | 14.415 | 14.685 | 14.873 | 15.153 | 15.435 | 15.728 | 16.033
Consumer Transformation | Dem_BB005 | GWh | SPD | West George Street |  | 0.596 | 0.999 | 1.596 | 2.236 | 3.005 | 3.787 | 4.548 | 5.301 | 6.047 | 6.673 | 7.394 | 8.108 | 8.812 | 9.497 | 9.606 | 10.247 | 10.825 | 11.253 | 11.649 | 11.709 | 11.988 | 12.256 | 12.502 | 12.736 | 12.898 | 13.14 | 13.385 | 13.639 | 13.903
Consumer Transformation | Dem_BB005 | GWh | SPD | Westfield |  | 1.43 | 2.393 | 3.825 | 5.358 | 7.201 | 9.072 | 10.897 | 12.701 | 14.489 | 15.986 | 17.715 | 19.423 | 21.11 | 22.753 | 23.014 | 24.55 | 25.935 | 26.96 | 27.909 | 28.053 | 28.719 | 29.362 | 29.952 | 30.514 | 30.901 | 31.481 | 32.069 | 32.677 | 33.31
Consumer Transformation | Dem_BB005 | GWh | SPD | Whitehouse |  | 2.722 | 4.559 | 7.286 | 10.206 | 13.672 | 17.225 | 20.692 | 24.117 | 27.511 | 30.351 | 33.634 | 36.875 | 40.078 | 43.196 | 43.703 | 46.622 | 49.25 | 51.197 | 53 | 53.286 | 54.552 | 55.772 | 56.892 | 57.96 | 58.702 | 59.803 | 60.921 | 62.075 | 63.278
Consumer Transformation | Dem_BB005 | GWh | SPD | Wishaw |  | 3.137 | 5.254 | 8.396 | 11.762 | 15.758 | 19.854 | 23.846 | 27.794 | 31.706 | 34.979 | 38.762 | 42.497 | 46.19 | 49.783 | 50.368 | 53.731 | 56.76 | 59.004 | 61.082 | 61.411 | 62.87 | 64.277 | 65.568 | 66.799 | 67.654 | 68.922 | 70.211 | 71.54 | 72.928
Consumer Transformation | Dem_BB005 | GWh | SPM | Birkenhead |  | 5.59 | 9.36 | 14.959 | 20.956 | 28.7 | 36.159 | 43.431 | 50.622 | 57.747 | 65.538 | 72.626 | 79.625 | 86.544 | 93.275 | 100.994 | 107.737 | 113.812 | 118.311 | 122.478 | 126.294 | 129.294 | 132.189 | 134.841 | 137.373 | 139.575 | 142.191 | 144.849 | 147.591 | 150.455
Consumer Transformation | Dem_BB005 | GWh | SPM | Capenhurst |  | 4.23 | 7.082 | 11.318 | 15.855 | 21.714 | 27.357 | 32.86 | 38.298 | 43.69 | 49.585 | 54.948 | 60.243 | 65.478 | 70.57 | 76.41 | 81.512 | 86.108 | 89.512 | 92.665 | 95.552 | 97.821 | 100.011 | 102.019 | 103.934 | 105.6 | 107.579 | 109.591 | 111.665 | 113.831
Consumer Transformation | Dem_BB005 | GWh | SPM | Carrington |  | 5.136 | 8.601 | 13.746 | 19.257 | 26.379 | 33.235 | 39.92 | 46.528 | 53.078 | 60.066 | 66.561 | 72.976 | 79.316 | 85.485 | 92.567 | 98.748 | 104.316 | 108.439 | 112.259 | 116.286 | 119.048 | 121.713 | 124.155 | 126.487 | 129.457 | 131.884 | 134.35 | 136.893 | 139.549
Consumer Transformation | Dem_BB005 | GWh | SPM | Connah's Quay |  | 4.281 | 7.168 | 11.455 | 16.049 | 19.948 | 25.133 | 30.188 | 35.185 | 40.138 | 45.727 | 50.673 | 55.555 | 60.383 | 65.079 | 69.907 | 74.576 | 78.781 | 81.895 | 84.779 | 88.248 | 90.345 | 92.368 | 94.221 | 95.991 | 96.674 | 98.487 | 100.328 | 102.226 | 104.209
Consumer Transformation | Dem_BB005 | GWh | SPM | Fiddlers Ferry |  | 5.643 | 9.446 | 15.098 | 21.15 | 30.413 | 38.318 | 46.025 | 53.646 | 61.197 | 70.361 | 77.97 | 85.484 | 92.912 | 100.137 | 109.697 | 117.023 | 123.621 | 128.508 | 133.034 | 137.804 | 141.077 | 144.236 | 147.13 | 149.893 | 152.606 | 155.467 | 158.372 | 161.371 | 164.501
Consumer Transformation | Dem_BB005 | GWh | SPM | Frodsham |  | 6.983 | 11.69 | 18.685 | 26.175 | 35.847 | 45.164 | 54.247 | 63.229 | 72.129 | 81.86 | 90.713 | 99.455 | 108.097 | 116.504 | 126.146 | 134.569 | 142.156 | 147.776 | 152.98 | 157.747 | 161.494 | 165.109 | 168.423 | 171.586 | 174.336 | 177.604 | 180.923 | 184.349 | 187.925
Consumer Transformation | Dem_BB005 | GWh | SPM | Kirkby (_D) |  | 3.373 | 5.647 | 9.024 | 12.64 | 18.179 | 22.903 | 27.51 | 32.064 | 36.577 | 42.055 | 46.602 | 51.093 | 55.533 | 59.851 | 65.566 | 69.943 | 73.887 | 76.808 | 79.514 | 82.364 | 84.321 | 86.209 | 87.939 | 89.591 | 91.211 | 92.921 | 94.658 | 96.451 | 98.321
Consumer Transformation | Dem_BB005 | GWh | SPM | Legacy |  | 6.438 | 10.778 | 17.226 | 24.131 | 26.678 | 33.612 | 40.372 | 47.056 | 53.68 | 58.151 | 64.44 | 70.651 | 76.79 | 82.762 | 86.337 | 92.102 | 97.295 | 101.141 | 104.702 | 107.309 | 109.857 | 112.317 | 114.571 | 116.723 | 117.705 | 119.913 | 122.153 | 124.466 | 126.881
Consumer Transformation | Dem_BB005 | GWh | SPM | Lister Drive |  | 10.79 | 18.069 | 28.879 | 40.455 | 58.172 | 73.293 | 88.035 | 102.608 | 117.051 | 134.58 | 149.135 | 163.506 | 177.714 | 191.535 | 209.821 | 223.832 | 236.452 | 245.799 | 254.456 | 263.581 | 269.842 | 275.883 | 281.419 | 286.704 | 291.892 | 297.365 | 302.922 | 308.657 | 314.645
Consumer Transformation | Dem_BB005 | GWh | SPM | Pentir |  | 3.207 | 5.369 | 8.582 | 12.022 | 13.421 | 16.911 | 20.312 | 23.674 | 27.005 | 29.388 | 32.567 | 35.705 | 38.808 | 41.825 | 43.728 | 46.648 | 49.278 | 51.226 | 53.031 | 54.595 | 55.892 | 57.143 | 58.29 | 59.385 | 59.95 | 61.074 | 62.215 | 63.393 | 64.623
Consumer Transformation | Dem_BB005 | GWh | SPM | Rainhill |  | 2.512 | 4.206 | 6.722 | 9.418 | 13.542 | 17.063 | 20.495 | 23.887 | 27.249 | 31.33 | 34.718 | 38.064 | 41.372 | 44.59 | 48.846 | 52.108 | 55.046 | 57.222 | 59.238 | 61.362 | 62.819 | 64.225 | 65.514 | 66.745 | 67.953 | 69.227 | 70.52 | 71.856 | 73.249
Consumer Transformation | Dem_BB005 | GWh | SPM | St. Asaph |  | 0.896 | 1.499 | 2.395 | 3.357 | 3.748 | 4.722 | 5.671 | 6.61 | 7.54 | 8.206 | 9.093 | 9.969 | 10.835 | 11.678 | 12.21 | 13.025 | 13.759 | 14.303 | 14.807 | 15.243 | 15.605 | 15.955 | 16.275 | 16.581 | 16.738 | 17.053 | 17.371 | 17.7 | 18.044
Consumer Transformation | Dem_BB005 | GWh | SPM | Trawsfynydd |  | 4.078 | 6.829 | 10.914 | 15.289 | 15.479 | 19.502 | 23.424 | 27.301 | 31.145 | 32.626 | 36.155 | 39.638 | 43.083 | 46.433 | 47.363 | 50.525 | 53.374 | 55.485 | 57.438 | 58.606 | 59.999 | 61.341 | 62.572 | 63.748 | 64.439 | 65.648 | 66.875 | 68.141 | 69.463
Consumer Transformation | Dem_BB005 | GWh | SPM | Wylfa |  | 1.048 | 1.755 | 2.803 | 3.927 | 4.188 | 5.277 | 6.339 | 7.388 | 8.428 | 9.01 | 9.985 | 10.947 | 11.898 | 12.823 | 13.264 | 14.15 | 14.947 | 15.538 | 16.086 | 16.443 | 16.834 | 17.211 | 17.556 | 17.886 | 18.033 | 18.371 | 18.715 | 19.07 | 19.439
Consumer Transformation | Dem_BB005 | GWh | SPN | Beddington (_J) |  | 12.392 | 20.749 | 33.162 | 46.455 | 64.834 | 81.687 | 98.117 | 114.358 | 130.456 | 150.763 | 167.068 | 183.167 | 199.085 | 214.568 | 234.845 | 250.526 | 264.651 | 275.113 | 284.803 | 296.975 | 304.029 | 310.835 | 317.073 | 323.027 | 329.811 | 335.995 | 342.274 | 348.754 | 355.52
Consumer Transformation | Dem_BB005 | GWh | SPN | Bolney |  | 18.021 | 30.173 | 48.223 | 67.553 | 86.047 | 108.412 | 130.217 | 151.773 | 173.137 | 196.812 | 218.096 | 239.113 | 259.891 | 280.104 | 304.282 | 324.6 | 342.901 | 356.456 | 369.011 | 382.271 | 391.352 | 400.113 | 408.143 | 415.807 | 422.213 | 430.13 | 438.167 | 446.464 | 455.125
Consumer Transformation | Dem_BB005 | GWh | SPN | Canterbury |  | 2.901 | 4.86 | 7.766 | 10.88 | 14.632 | 18.435 | 22.143 | 25.809 | 29.441 | 33.806 | 37.463 | 41.072 | 44.641 | 48.112 | 52.396 | 55.895 | 59.047 | 61.381 | 63.543 | 66.135 | 67.706 | 69.222 | 70.611 | 71.937 | 73.385 | 74.761 | 76.158 | 77.6 | 79.106
Consumer Transformation | Dem_BB005 | GWh | SPN | Chessington |  | 8.77 | 14.685 | 23.47 | 32.879 | 45.888 | 57.815 | 69.443 | 80.939 | 92.332 | 106.704 | 118.244 | 129.638 | 140.904 | 151.862 | 166.214 | 177.313 | 187.31 | 194.715 | 201.572 | 210.187 | 215.18 | 219.997 | 224.412 | 228.626 | 233.427 | 237.804 | 242.248 | 246.835 | 251.623
Consumer Transformation | Dem_BB005 | GWh | SPN | Kemsley |  | 2.93 | 4.907 | 7.842 | 10.986 | 13.82 | 17.411 | 20.913 | 24.376 | 27.807 | 31.347 | 34.737 | 38.085 | 41.394 | 44.612 | 47.849 | 51.044 | 53.921 | 56.053 | 58.028 | 59.966 | 61.39 | 62.765 | 64.024 | 65.226 | 66.262 | 67.505 | 68.766 | 70.068 | 71.427
Consumer Transformation | Dem_BB005 | GWh | SPN | Kingsnorth |  | 6.467 | 10.828 | 17.306 | 24.243 | 32.366 | 40.777 | 48.979 | 57.088 | 65.124 | 74.545 | 82.606 | 90.566 | 98.437 | 106.092 | 115.184 | 122.876 | 129.804 | 134.934 | 139.688 | 145.17 | 148.619 | 151.947 | 154.996 | 157.906 | 160.884 | 163.9 | 166.962 | 170.124 | 173.424
Consumer Transformation | Dem_BB005 | GWh | SPN | Littlebrook (_J) |  | 3.151 | 5.277 | 8.434 | 11.813 | 16.489 | 20.773 | 24.952 | 29.083 | 33.176 | 38.34 | 42.487 | 46.581 | 50.628 | 54.565 | 59.723 | 63.711 | 67.302 | 69.963 | 72.427 | 75.522 | 77.316 | 79.047 | 80.633 | 82.148 | 83.873 | 85.446 | 87.042 | 88.69 | 90.411
Consumer Transformation | Dem_BB005 | GWh | SPN | Ninfield |  | 9.423 | 15.777 | 25.214 | 35.321 | 44.99 | 56.685 | 68.088 | 79.358 | 90.529 | 102.907 | 114.037 | 125.025 | 135.89 | 146.458 | 159.101 | 169.724 | 179.294 | 186.381 | 192.945 | 199.879 | 204.627 | 209.208 | 213.407 | 217.413 | 220.764 | 224.904 | 229.106 | 233.444 | 237.972
Consumer Transformation | Dem_BB005 | GWh | SPN | Northfleet East |  | 5.419 | 9.073 | 14.501 | 20.314 | 27.12 | 34.169 | 41.042 | 47.835 | 54.57 | 62.463 | 69.219 | 75.888 | 82.483 | 88.898 | 96.517 | 102.962 | 108.766 | 113.067 | 117.049 | 121.643 | 124.533 | 127.321 | 129.876 | 132.315 | 134.81 | 137.338 | 139.904 | 142.552 | 145.318
Consumer Transformation | Dem_BB005 | GWh | SPN | Richborough |  | 4.224 | 7.072 | 11.302 | 15.832 | 21.294 | 26.827 | 32.223 | 37.557 | 42.846 | 49.197 | 54.518 | 59.771 | 64.965 | 70.018 | 76.252 | 81.343 | 85.929 | 89.326 | 92.472 | 96.245 | 98.532 | 100.737 | 102.758 | 104.688 | 106.796 | 108.799 | 110.832 | 112.93 | 115.121
Consumer Transformation | Dem_BB005 | GWh | SPN | Sellindge |  | 4.616 | 7.728 | 12.353 | 17.304 | 20.466 | 25.785 | 30.973 | 36.1 | 41.182 | 45.382 | 50.289 | 55.136 | 59.927 | 64.588 | 68.45 | 73.02 | 77.137 | 80.186 | 83.011 | 85.525 | 87.556 | 89.517 | 91.313 | 93.028 | 94.827 | 96.606 | 98.411 | 100.274 | 102.22
Consumer Transformation | Dem_BB005 | GWh | SPN | West Weybridge |  | 6.247 | 10.46 | 16.716 | 23.418 | 32.683 | 41.178 | 49.459 | 57.647 | 65.762 | 75.998 | 84.217 | 92.333 | 100.357 | 108.161 | 118.383 | 126.288 | 133.408 | 138.682 | 143.566 | 149.702 | 153.259 | 156.689 | 159.833 | 162.835 | 166.255 | 169.373 | 172.537 | 175.805 | 179.215
Consumer Transformation | Dem_BB005 | GWh | South Wales | Aberthaw |  | 5.064 | 8.48 | 13.551 | 18.985 | 27.471 | 34.611 | 41.574 | 48.456 | 55.276 | 66.333 | 73.508 | 80.591 | 87.594 | 94.407 | 104.402 | 111.373 | 117.652 | 122.304 | 126.611 | 133.607 | 136.78 | 139.842 | 142.649 | 145.328 | 146.383 | 149.128 | 151.914 | 154.791 | 157.794
Consumer Transformation | Dem_BB005 | GWh | South Wales | Alpha Steel (Uskmouth) |  | 0.296 | 0.497 | 0.794 | 1.113 | 1.611 | 2.029 | 2.436 | 2.84 | 3.239 | 3.887 | 4.308 | 4.723 | 5.133 | 5.533 | 6.118 | 6.527 | 6.894 | 7.167 | 7.42 | 7.83 | 8.016 | 8.195 | 8.36 | 8.517 | 8.579 | 8.74 | 8.902 | 9.071 | 9.247
Consumer Transformation | Dem_BB005 | GWh | South Wales | Cardiff East |  | 1.904 | 3.186 | 5.092 | 7.135 | 10.325 | 13.008 | 15.624 | 18.211 | 20.774 | 24.929 | 27.624 | 30.286 | 32.919 | 35.479 | 39.235 | 41.856 | 44.215 | 45.963 | 47.582 | 50.211 | 51.403 | 52.554 | 53.609 | 54.615 | 55.012 | 56.044 | 57.09 | 58.172 | 59.301
Consumer Transformation | Dem_BB005 | GWh | South Wales | Grange |  | 0.516 | 0.865 | 1.383 | 1.936 | 2.761 | 3.479 | 4.178 | 4.87 | 5.555 | 6.64 | 7.358 | 8.067 | 8.769 | 9.45 | 10.413 | 11.109 | 11.735 | 12.198 | 12.628 | 13.309 | 13.625 | 13.93 | 14.21 | 14.476 | 14.56 | 14.833 | 15.11 | 15.396 | 15.695
Consumer Transformation | Dem_BB005 | GWh | South Wales | Imperial Park |  | 0.097 | 0.163 | 0.26 | 0.363 | 0.444 | 0.559 | 0.673 | 0.784 | 0.894 | 1.01 | 1.119 | 1.227 | 1.334 | 1.437 | 1.534 | 1.637 | 1.729 | 1.797 | 1.861 | 1.931 | 1.977 | 2.021 | 2.061 | 2.1 | 2.114 | 2.154 | 2.194 | 2.236 | 2.279
Consumer Transformation | Dem_BB005 | GWh | South Wales | Pembroke |  | 3.09 | 5.173 | 8.268 | 11.583 | 14.181 | 17.868 | 21.462 | 25.015 | 28.536 | 32.234 | 35.72 | 39.162 | 42.565 | 45.875 | 48.968 | 52.239 | 55.184 | 57.365 | 59.385 | 61.625 | 63.089 | 64.501 | 65.795 | 67.03 | 67.46 | 68.725 | 70.01 | 71.335 | 72.719
Consumer Transformation | Dem_BB005 | GWh | South Wales | Pyle |  | 1.5 | 2.513 | 4.016 | 5.626 | 8.021 | 10.106 | 12.138 | 14.148 | 16.14 | 19.289 | 21.375 | 23.435 | 25.471 | 27.453 | 30.25 | 32.27 | 34.089 | 35.437 | 36.685 | 38.662 | 39.581 | 40.467 | 41.279 | 42.054 | 42.297 | 43.09 | 43.895 | 44.726 | 45.594
Consumer Transformation | Dem_BB005 | GWh | South Wales | Rassau |  | 4.571 | 7.651 | 12.23 | 17.133 | 20.977 | 26.43 | 31.746 | 37.002 | 42.209 | 47.679 | 52.835 | 57.927 | 62.961 | 67.857 | 72.433 | 77.269 | 81.626 | 84.853 | 87.841 | 91.152 | 93.318 | 95.407 | 97.322 | 99.149 | 99.785 | 101.656 | 103.556 | 105.516 | 107.563
Consumer Transformation | Dem_BB005 | GWh | South Wales | Swansea North |  | 12.661 | 21.2 | 33.883 | 47.464 | 58.117 | 73.223 | 87.951 | 102.509 | 116.939 | 132.092 | 146.378 | 160.482 | 174.428 | 187.993 | 200.67 | 214.07 | 226.14 | 235.079 | 243.359 | 252.533 | 258.532 | 264.32 | 269.625 | 274.688 | 276.449 | 281.633 | 286.896 | 292.327 | 297.998
Consumer Transformation | Dem_BB005 | GWh | South Wales | Upper Boat 132kV |  | 2.893 | 4.846 | 7.744 | 10.847 | 15.698 | 19.778 | 23.756 | 27.689 | 31.586 | 37.905 | 42.004 | 46.052 | 50.053 | 53.946 | 59.657 | 63.641 | 67.229 | 69.887 | 72.349 | 76.345 | 78.159 | 79.908 | 81.512 | 83.043 | 83.646 | 85.214 | 86.807 | 88.45 | 90.166
Consumer Transformation | Dem_BB005 | GWh | South Wales | Upper Boat 33kV |  | 0.908 | 1.52 | 2.43 | 3.404 | 4.927 | 6.205 | 7.455 | 8.688 | 9.911 | 11.893 | 13.18 | 14.45 | 15.706 | 16.926 | 18.719 | 19.97 | 21.095 | 21.929 | 22.702 | 23.956 | 24.524 | 25.073 | 25.577 | 26.057 | 26.246 | 26.738 | 27.238 | 27.754 | 28.292
Consumer Transformation | Dem_BB005 | GWh | South Wales | Uskmouth |  | 4.509 | 7.549 | 12.064 | 16.9 | 24.456 | 30.812 | 37.01 | 43.136 | 49.208 | 59.052 | 65.438 | 71.745 | 77.979 | 84.043 | 92.942 | 99.148 | 104.738 | 108.878 | 112.713 | 118.941 | 121.766 | 124.492 | 126.99 | 129.374 | 130.315 | 132.758 | 135.239 | 137.8 | 140.472
Consumer Transformation | Dem_BB005 | GWh | South Western | Abham |  | 10.163 | 17.016 | 27.196 | 38.099 | 41.282 | 52.012 | 62.473 | 72.815 | 83.064 | 89.11 | 98.748 | 108.264 | 117.67 | 126.822 | 132.878 | 141.752 | 149.743 | 155.663 | 161.145 | 164.871 | 168.788 | 172.566 | 176.03 | 179.335 | 182.699 | 186.124 | 189.602 | 193.193 | 196.94
Consumer Transformation | Dem_BB005 | GWh | South Western | Alverdiscott |  | 6.562 | 10.986 | 17.559 | 24.599 | 26.653 | 33.581 | 40.335 | 47.012 | 53.63 | 57.533 | 63.755 | 69.899 | 75.973 | 81.881 | 85.791 | 91.519 | 96.679 | 100.502 | 104.041 | 106.447 | 108.976 | 111.415 | 113.651 | 115.785 | 117.956 | 120.168 | 122.414 | 124.732 | 127.151
Consumer Transformation | Dem_BB005 | GWh | South Western | Axminster |  | 5.278 | 8.839 | 14.125 | 19.788 | 23.404 | 29.487 | 35.418 | 41.281 | 47.091 | 52.189 | 57.833 | 63.406 | 68.915 | 74.275 | 79.371 | 84.671 | 89.445 | 92.981 | 96.256 | 99.141 | 101.497 | 103.768 | 105.851 | 107.839 | 109.547 | 111.6 | 113.686 | 115.838 | 118.086
Consumer Transformation | Dem_BB005 | GWh | South Western | Bridgewater |  | 6.097 | 10.209 | 16.315 | 22.857 | 25.284 | 31.857 | 38.264 | 44.598 | 50.876 | 54.977 | 60.921 | 66.792 | 72.597 | 78.241 | 82.325 | 87.822 | 92.774 | 96.441 | 99.837 | 101.94 | 104.361 | 106.698 | 108.839 | 110.883 | 112.418 | 114.526 | 116.666 | 118.874 | 121.18
Consumer Transformation | Dem_BB005 | GWh | South Western | Exeter |  | 7.071 | 11.841 | 18.923 | 26.51 | 28.725 | 36.19 | 43.469 | 50.665 | 57.797 | 62.004 | 68.709 | 75.331 | 81.877 | 88.244 | 92.459 | 98.632 | 104.193 | 108.312 | 112.127 | 114.72 | 117.445 | 120.074 | 122.483 | 124.783 | 127.124 | 129.508 | 131.927 | 134.426 | 137.033
Consumer Transformation | Dem_BB005 | GWh | South Western | Indian Queens |  | 12.733 | 21.321 | 34.074 | 47.733 | 51.722 | 65.165 | 78.271 | 91.228 | 104.07 | 111.645 | 123.719 | 135.641 | 147.427 | 158.893 | 166.481 | 177.598 | 187.61 | 195.026 | 201.896 | 206.564 | 211.471 | 216.205 | 220.544 | 224.685 | 228.9 | 233.191 | 237.55 | 242.047 | 246.743
Consumer Transformation | Dem_BB005 | GWh | South Western | Landulph |  | 4.743 | 7.941 | 12.694 | 17.782 | 19.266 | 24.275 | 29.156 | 33.984 | 38.767 | 41.588 | 46.086 | 50.528 | 54.918 | 59.19 | 62.016 | 66.157 | 69.886 | 72.649 | 75.208 | 76.947 | 78.775 | 80.539 | 82.155 | 83.697 | 85.268 | 86.866 | 88.49 | 90.165 | 91.914
Consumer Transformation | Dem_BB005 | GWh | South Western | Seabank |  | 5.411 | 9.06 | 14.479 | 20.284 | 25.641 | 32.305 | 38.804 | 45.228 | 51.593 | 58.564 | 64.897 | 71.151 | 77.334 | 83.348 | 90.416 | 96.453 | 101.891 | 105.919 | 109.649 | 113.437 | 116.131 | 118.731 | 121.114 | 123.388 | 125.06 | 127.405 | 129.787 | 132.244 | 134.809
Consumer Transformation | Dem_BB005 | GWh | South Western | Taunton |  | 3.384 | 5.668 | 9.058 | 12.689 | 13.914 | 17.53 | 21.056 | 24.543 | 27.997 | 30.117 | 33.374 | 36.59 | 39.77 | 42.862 | 44.948 | 47.95 | 50.654 | 52.655 | 54.51 | 55.697 | 57.02 | 58.296 | 59.466 | 60.583 | 61.564 | 62.718 | 63.89 | 65.1 | 66.363
Consumer Transformation | Dem_BB005 | GWh | West Midlands | Bishops Wood |  | 14.007 | 23.453 | 37.482 | 52.507 | 64.325 | 81.044 | 97.345 | 113.46 | 129.432 | 144.007 | 159.581 | 174.958 | 190.162 | 204.951 | 218.491 | 233.081 | 246.222 | 255.955 | 264.97 | 273.561 | 280.059 | 286.329 | 292.075 | 297.56 | 303.227 | 308.912 | 314.685 | 320.643 | 326.864
Consumer Transformation | Dem_BB005 | GWh | West Midlands | Bushbury |  | 3.583 | 5.999 | 9.589 | 13.433 | 16.455 | 20.731 | 24.901 | 29.024 | 33.11 | 36.838 | 40.822 | 44.755 | 48.645 | 52.427 | 55.891 | 59.624 | 62.985 | 65.474 | 67.78 | 69.979 | 71.64 | 73.245 | 74.715 | 76.117 | 77.567 | 79.022 | 80.499 | 82.022 | 83.614
Consumer Transformation | Dem_BB005 | GWh | West Midlands | Bustleholme |  | 4.77 | 7.984 | 12.762 | 17.876 | 22.838 | 28.775 | 34.562 | 40.284 | 45.954 | 51.746 | 57.341 | 62.867 | 68.33 | 73.644 | 79.132 | 84.415 | 89.174 | 92.699 | 95.964 | 99.437 | 101.799 | 104.079 | 106.167 | 108.16 | 110.367 | 112.437 | 114.537 | 116.706 | 118.97
Consumer Transformation | Dem_BB005 | GWh | West Midlands | Cellarhead |  | 10.091 | 16.897 | 27.005 | 37.829 | 48.02 | 60.502 | 72.672 | 84.701 | 96.624 | 108.505 | 120.24 | 131.828 | 143.283 | 154.426 | 165.46 | 176.508 | 186.459 | 193.83 | 200.657 | 206.975 | 211.892 | 216.635 | 220.983 | 225.132 | 228.654 | 232.941 | 237.294 | 241.787 | 246.478
Consumer Transformation | Dem_BB005 | GWh | West Midlands | Feckenham |  | 9.446 | 15.817 | 25.279 | 35.411 | 45.239 | 56.998 | 68.463 | 79.795 | 91.028 | 102.498 | 113.583 | 124.529 | 135.35 | 145.877 | 156.745 | 167.211 | 176.639 | 183.623 | 190.089 | 196.968 | 201.647 | 206.161 | 210.298 | 214.248 | 218.618 | 222.717 | 226.879 | 231.175 | 235.659
Consumer Transformation | Dem_BB005 | GWh | West Midlands | Hams Hall |  | 4.838 | 8.099 | 12.945 | 18.135 | 23.168 | 29.19 | 35.06 | 40.864 | 46.617 | 52.491 | 58.168 | 63.773 | 69.315 | 74.705 | 80.272 | 85.632 | 90.459 | 94.035 | 97.348 | 100.87 | 103.266 | 105.577 | 107.697 | 109.719 | 111.957 | 114.056 | 116.187 | 118.387 | 120.685
Consumer Transformation | Dem_BB005 | GWh | West Midlands | Iron Acton |  | 13.69 | 22.924 | 36.635 | 51.321 | 66.07 | 83.242 | 99.987 | 116.538 | 132.943 | 151.261 | 167.62 | 183.771 | 199.74 | 215.275 | 233.756 | 249.364 | 263.423 | 273.837 | 283.482 | 293.854 | 300.835 | 307.569 | 313.741 | 319.633 | 324.779 | 330.868 | 337.052 | 343.433 | 350.095
Consumer Transformation | Dem_BB005 | GWh | West Midlands | Ironbridge |  | 3.377 | 5.654 | 9.038 | 12.661 | 16.071 | 20.249 | 24.322 | 28.348 | 32.339 | 36.315 | 40.242 | 44.121 | 47.954 | 51.683 | 55.377 | 59.074 | 62.405 | 64.872 | 67.156 | 69.271 | 70.916 | 72.504 | 73.96 | 75.348 | 76.527 | 77.962 | 79.419 | 80.922 | 82.491
Consumer Transformation | Dem_BB005 | GWh | West Midlands | Kitwell |  | 4.039 | 6.762 | 10.807 | 15.14 | 18.548 | 23.37 | 28.07 | 32.717 | 37.322 | 41.524 | 46.015 | 50.45 | 54.833 | 59.097 | 63.001 | 67.208 | 70.998 | 73.805 | 76.404 | 78.881 | 80.755 | 82.563 | 84.22 | 85.801 | 87.435 | 89.075 | 90.739 | 92.457 | 94.251
Consumer Transformation | Dem_BB005 | GWh | West Midlands | Nechells |  | 13.859 | 23.204 | 37.087 | 51.954 | 66.372 | 83.624 | 100.444 | 117.07 | 133.549 | 150.378 | 166.641 | 182.7 | 198.576 | 214.019 | 229.965 | 245.321 | 259.152 | 269.397 | 278.885 | 288.977 | 295.842 | 302.464 | 308.534 | 314.328 | 320.74 | 326.754 | 332.86 | 339.163 | 345.742
Consumer Transformation | Dem_BB005 | GWh | West Midlands | Ocker Hill |  | 2.256 | 3.78 | 6.04 | 8.46 | 10.364 | 13.059 | 15.685 | 18.282 | 20.855 | 23.205 | 25.714 | 28.191 | 30.641 | 33.025 | 35.206 | 37.557 | 39.675 | 41.243 | 42.695 | 44.08 | 45.127 | 46.137 | 47.063 | 47.947 | 48.86 | 49.777 | 50.706 | 51.667 | 52.669
Consumer Transformation | Dem_BB005 | GWh | West Midlands | Oldbury |  | 3.509 | 5.877 | 9.392 | 13.157 | 16.117 | 20.305 | 24.39 | 28.428 | 32.43 | 36.083 | 39.984 | 43.837 | 47.647 | 51.352 | 54.744 | 58.4 | 61.693 | 64.132 | 66.39 | 68.542 | 70.171 | 71.742 | 73.181 | 74.556 | 75.976 | 77.4 | 78.847 | 80.34 | 81.898
Consumer Transformation | Dem_BB005 | GWh | West Midlands | Penn |  | 2.952 | 4.942 | 7.899 | 11.064 | 14.815 | 18.666 | 22.42 | 26.131 | 29.81 | 34.039 | 37.719 | 41.354 | 44.948 | 48.444 | 52.505 | 56.01 | 59.168 | 61.508 | 63.674 | 66.115 | 67.685 | 69.201 | 70.589 | 71.915 | 73.268 | 74.641 | 76.037 | 77.477 | 78.98
Consumer Transformation | Dem_BB005 | GWh | West Midlands | Rugeley |  | 2.317 | 3.879 | 6.201 | 8.687 | 11.028 | 13.893 | 16.688 | 19.45 | 22.188 | 24.917 | 27.612 | 30.273 | 32.903 | 35.462 | 37.996 | 40.533 | 42.818 | 44.511 | 46.078 | 47.529 | 48.658 | 49.748 | 50.746 | 51.699 | 52.508 | 53.492 | 54.492 | 55.524 | 56.601
Consumer Transformation | Dem_BB005 | GWh | West Midlands | Shrewsbury |  | 2.858 | 4.784 | 7.647 | 10.713 | 13.599 | 17.134 | 20.58 | 23.987 | 27.364 | 30.728 | 34.051 | 37.332 | 40.577 | 43.733 | 46.856 | 49.985 | 52.804 | 54.891 | 56.824 | 58.614 | 60.006 | 61.349 | 62.58 | 63.756 | 64.753 | 65.968 | 67.199 | 68.472 | 69.801
Consumer Transformation | Dem_BB005 | GWh | West Midlands | Walham |  | 7.394 | 12.382 | 19.79 | 27.721 | 34.774 | 43.812 | 52.626 | 61.336 | 69.97 | 78.485 | 86.973 | 95.354 | 103.64 | 111.7 | 119.805 | 127.805 | 135.011 | 140.348 | 145.291 | 150.309 | 153.88 | 157.324 | 160.482 | 163.496 | 166.729 | 169.855 | 173.029 | 176.305 | 179.726
Consumer Transformation | Dem_BB005 | GWh | West Midlands | Willenhall |  | 5.167 | 8.652 | 13.827 | 19.371 | 23.731 | 29.899 | 35.913 | 41.858 | 47.75 | 53.127 | 58.872 | 64.545 | 70.155 | 75.611 | 80.606 | 85.988 | 90.836 | 94.427 | 97.753 | 100.923 | 103.32 | 105.633 | 107.753 | 109.776 | 111.867 | 113.964 | 116.095 | 118.293 | 120.587
Consumer Transformation | Dem_BB006 | GWh | ENW | Bredbury |  | 66.773 | 85.303 | 97.976 | 92.451 | 51.662 | 69.517 | 91.69 | 118.097 | 148.441 | 185.14 | 224.238 | 263.178 | 298.253 | 329.552 | 353.639 | 369.908 | 380.661 | 386.73 | 390.22 | 389.796 | 387.987 | 385.75 | 383.099 | 380.091 | 376.531 | 372.433 | 368.151 | 363.365 | 358.081
Consumer Transformation | Dem_BB006 | GWh | ENW | Harker |  | 6.115 | 10.489 | 18.229 | 31.182 | 52.385 | 70.49 | 92.973 | 119.75 | 150.519 | 187.731 | 227.377 | 266.862 | 302.427 | 334.165 | 358.589 | 375.086 | 385.989 | 392.143 | 395.682 | 395.252 | 393.418 | 391.15 | 388.462 | 385.411 | 381.801 | 377.646 | 373.305 | 368.451 | 363.093
Consumer Transformation | Dem_BB006 | GWh | ENW | Heysham (Barrow WF) |  | 1.665 | 2.706 | 4.447 | 7.222 | 11.603 | 15.613 | 20.594 | 26.525 | 33.34 | 41.583 | 50.364 | 59.11 | 66.988 | 74.018 | 79.428 | 83.082 | 85.497 | 86.86 | 87.644 | 87.549 | 87.142 | 86.64 | 86.044 | 85.369 | 84.569 | 83.649 | 82.687 | 81.612 | 80.425
Consumer Transformation | Dem_BB006 | GWh | ENW | Heysham (NGET) |  | 1.665 | 2.706 | 4.447 | 7.222 | 11.603 | 15.613 | 20.594 | 26.525 | 33.34 | 41.583 | 50.364 | 59.11 | 66.988 | 74.018 | 79.428 | 83.082 | 85.497 | 86.86 | 87.644 | 87.549 | 87.142 | 86.64 | 86.044 | 85.369 | 84.569 | 83.649 | 82.687 | 81.612 | 80.425
Consumer Transformation | Dem_BB006 | GWh | ENW | Hutton |  | 6.115 | 10.489 | 18.229 | 31.182 | 52.385 | 70.49 | 92.973 | 119.75 | 150.519 | 187.731 | 227.377 | 266.862 | 302.427 | 334.165 | 358.589 | 375.086 | 385.989 | 392.143 | 395.682 | 395.252 | 393.418 | 391.15 | 388.462 | 385.411 | 381.801 | 377.646 | 373.305 | 368.451 | 363.093
Consumer Transformation | Dem_BB006 | GWh | ENW | Kearsley 132kV |  | 10.197 | 16.545 | 27.125 | 43.965 | 70.502 | 94.868 | 125.127 | 161.165 | 202.575 | 252.657 | 306.014 | 359.154 | 407.02 | 449.734 | 482.605 | 504.807 | 519.482 | 527.763 | 532.527 | 531.948 | 529.479 | 526.427 | 522.809 | 518.704 | 513.845 | 508.252 | 502.41 | 495.878 | 488.667
Consumer Transformation | Dem_BB006 | GWh | ENW | Kearsley 33kV |  | 10.197 | 16.545 | 27.125 | 43.965 | 70.502 | 94.868 | 125.127 | 161.165 | 202.575 | 252.657 | 306.014 | 359.154 | 407.02 | 449.734 | 482.605 | 504.807 | 519.482 | 527.763 | 532.527 | 531.948 | 529.479 | 526.427 | 522.809 | 518.704 | 513.845 | 508.252 | 502.41 | 495.878 | 488.667
Consumer Transformation | Dem_BB006 | GWh | ENW | Kirkby (_G) |  | 1.707 | 2.882 | 4.929 | 8.315 | 13.807 | 18.578 | 24.504 | 31.561 | 39.67 | 49.478 | 59.927 | 70.333 | 79.707 | 88.072 | 94.509 | 98.857 | 101.73 | 103.352 | 104.285 | 104.172 | 103.688 | 103.09 | 102.382 | 101.578 | 100.626 | 99.531 | 98.387 | 97.108 | 95.696
Consumer Transformation | Dem_BB006 | GWh | ENW | Macclesfield |  | 3.967 | 5.852 | 8.531 | 12.143 | 17.02 | 22.902 | 30.207 | 38.907 | 48.904 | 60.994 | 73.875 | 86.704 | 98.259 | 108.57 | 116.506 | 121.866 | 125.408 | 127.407 | 128.557 | 128.418 | 127.822 | 127.085 | 126.211 | 125.22 | 124.047 | 122.697 | 121.287 | 119.71 | 117.969
Consumer Transformation | Dem_BB006 | GWh | ENW | Ormonde |  | 1.665 | 2.706 | 4.447 | 7.222 | 11.603 | 15.613 | 20.594 | 26.525 | 33.34 | 41.583 | 50.364 | 59.11 | 66.988 | 74.018 | 79.428 | 83.082 | 85.497 | 86.86 | 87.644 | 87.549 | 87.142 | 86.64 | 86.044 | 85.369 | 84.569 | 83.649 | 82.687 | 81.612 | 80.425
Consumer Transformation | Dem_BB006 | GWh | ENW | Padiham |  | 11.418 | 18.499 | 30.282 | 49.005 | 78.475 | 105.596 | 139.278 | 179.391 | 225.484 | 281.229 | 340.62 | 399.771 | 453.049 | 500.594 | 537.183 | 561.895 | 578.229 | 587.447 | 592.749 | 592.105 | 589.357 | 585.959 | 581.933 | 577.363 | 571.955 | 565.73 | 559.226 | 551.955 | 543.93
Consumer Transformation | Dem_BB006 | GWh | ENW | Penwortham East |  | 5.793 | 9.428 | 15.509 | 25.22 | 40.564 | 54.583 | 71.993 | 92.727 | 116.553 | 145.368 | 176.067 | 206.642 | 234.182 | 258.758 | 277.67 | 290.444 | 298.887 | 303.652 | 306.393 | 306.06 | 304.639 | 302.883 | 300.802 | 298.44 | 295.644 | 292.426 | 289.065 | 285.306 | 281.158
Consumer Transformation | Dem_BB006 | GWh | ENW | Penwortham West |  | 4.064 | 6.651 | 11.01 | 18.013 | 29.13 | 39.197 | 51.699 | 66.589 | 83.698 | 104.39 | 126.436 | 148.392 | 168.169 | 185.817 | 199.398 | 208.572 | 214.635 | 218.056 | 220.024 | 219.785 | 218.765 | 217.504 | 216.009 | 214.313 | 212.306 | 209.995 | 207.581 | 204.882 | 201.903
Consumer Transformation | Dem_BB006 | GWh | ENW | Robin Rigg |  | 6.115 | 10.489 | 18.229 | 31.182 | 52.385 | 70.49 | 92.973 | 119.75 | 150.519 | 187.731 | 227.377 | 266.862 | 302.427 | 334.165 | 358.589 | 375.086 | 385.989 | 392.143 | 395.682 | 395.252 | 393.418 | 391.15 | 388.462 | 385.411 | 381.801 | 377.646 | 373.305 | 368.451 | 363.093
Consumer Transformation | Dem_BB006 | GWh | ENW | Rochdale |  | 7.164 | 11.817 | 19.727 | 32.534 | 52.986 | 71.298 | 94.039 | 121.123 | 152.245 | 189.884 | 229.984 | 269.922 | 305.896 | 337.997 | 362.702 | 379.387 | 390.416 | 396.64 | 400.22 | 399.785 | 397.93 | 395.635 | 392.916 | 389.831 | 386.18 | 381.976 | 377.585 | 372.676 | 367.257
Consumer Transformation | Dem_BB006 | GWh | ENW | South Manchester |  | 16.251 | 22.695 | 30.532 | 38.91 | 46.999 | 63.241 | 83.413 | 107.436 | 135.042 | 168.427 | 203.996 | 239.421 | 271.329 | 299.803 | 321.716 | 336.516 | 346.298 | 351.819 | 354.995 | 354.609 | 352.963 | 350.928 | 348.517 | 345.78 | 342.541 | 338.813 | 334.918 | 330.563 | 325.757
Consumer Transformation | Dem_BB006 | GWh | ENW | Stalybridge |  | 12.759 | 20.16 | 32.069 | 50.42 | 78.588 | 105.748 | 139.477 | 179.648 | 225.807 | 281.632 | 341.108 | 400.343 | 453.698 | 501.31 | 537.951 | 562.7 | 579.056 | 588.288 | 593.598 | 592.953 | 590.201 | 586.798 | 582.765 | 578.189 | 572.773 | 566.539 | 560.027 | 552.745 | 544.708
Consumer Transformation | Dem_BB006 | GWh | ENW | Stanah |  | 4.064 | 6.651 | 11.01 | 18.013 | 29.13 | 39.197 | 51.699 | 66.589 | 83.698 | 104.39 | 126.436 | 148.392 | 168.169 | 185.817 | 199.398 | 208.572 | 214.635 | 218.056 | 220.024 | 219.785 | 218.765 | 217.504 | 216.009 | 214.313 | 212.306 | 209.995 | 207.581 | 204.882 | 201.903
Consumer Transformation | Dem_BB006 | GWh | ENW | Walney 2 |  | 4.064 | 6.651 | 11.01 | 18.013 | 29.13 | 39.197 | 51.699 | 66.589 | 83.698 | 104.39 | 126.436 | 148.392 | 168.169 | 185.817 | 199.398 | 208.572 | 214.635 | 218.056 | 220.024 | 219.785 | 218.765 | 217.504 | 216.009 | 214.313 | 212.306 | 209.995 | 207.581 | 204.882 | 201.903
Consumer Transformation | Dem_BB006 | GWh | ENW | Washway Farm |  | 1.707 | 2.882 | 4.929 | 8.315 | 13.807 | 18.578 | 24.504 | 31.561 | 39.67 | 49.478 | 59.927 | 70.333 | 79.707 | 88.072 | 94.509 | 98.857 | 101.73 | 103.352 | 104.285 | 104.172 | 103.688 | 103.09 | 102.382 | 101.578 | 100.626 | 99.531 | 98.387 | 97.108 | 95.696
Consumer Transformation | Dem_BB006 | GWh | ENW | Whitegate |  | 5.095 | 8.411 | 14.051 | 23.19 | 37.792 | 50.853 | 67.073 | 86.39 | 108.588 | 135.434 | 164.035 | 192.52 | 218.178 | 241.075 | 258.695 | 270.596 | 278.462 | 282.901 | 285.454 | 285.144 | 283.821 | 282.185 | 280.245 | 278.045 | 275.44 | 272.442 | 269.311 | 265.809 | 261.944
Consumer Transformation | Dem_BB006 | GWh | EPN | Amersham Main |  | 6.969 | 9.791 | 13.297 | 17.186 | 21.204 | 28.533 | 37.633 | 48.472 | 60.927 | 75.989 | 92.037 | 108.019 | 122.415 | 135.262 | 145.149 | 151.826 | 156.239 | 158.73 | 160.163 | 159.989 | 159.246 | 158.328 | 157.24 | 156.005 | 154.544 | 152.862 | 151.105 | 149.14 | 146.972
Consumer Transformation | Dem_BB006 | GWh | EPN | Braintree |  | 6.418 | 9.938 | 15.429 | 23.639 | 35.916 | 48.329 | 63.743 | 82.102 | 103.198 | 128.711 | 155.892 | 182.964 | 207.348 | 229.108 | 245.853 | 257.164 | 264.639 | 268.858 | 271.285 | 270.99 | 269.732 | 268.177 | 266.334 | 264.243 | 261.768 | 258.919 | 255.942 | 252.614 | 248.941
Consumer Transformation | Dem_BB006 | GWh | EPN | Bramford |  | 14.179 | 22.606 | 36.338 | 57.75 | 90.94 | 122.368 | 161.399 | 207.883 | 261.297 | 325.896 | 394.72 | 463.265 | 525.006 | 580.102 | 622.502 | 651.139 | 670.067 | 680.749 | 686.894 | 686.147 | 682.963 | 679.025 | 674.359 | 669.064 | 662.797 | 655.583 | 648.047 | 639.621 | 630.32
Consumer Transformation | Dem_BB006 | GWh | EPN | Brimsdown |  | 23.702 | 33.002 | 44.194 | 55.926 | 66.82 | 89.912 | 118.591 | 152.746 | 191.994 | 239.459 | 290.028 | 340.393 | 385.759 | 426.242 | 457.396 | 478.438 | 492.346 | 500.195 | 504.709 | 504.161 | 501.821 | 498.928 | 495.499 | 491.608 | 487.003 | 481.703 | 476.166 | 469.975 | 463.141
Consumer Transformation | Dem_BB006 | GWh | EPN | Burwell Main |  | 13.764 | 20.281 | 29.52 | 41.938 | 58.65 | 78.919 | 104.092 | 134.071 | 168.52 | 210.182 | 254.568 | 298.776 | 338.594 | 374.128 | 401.473 | 419.942 | 432.149 | 439.039 | 443.002 | 442.52 | 440.467 | 437.927 | 434.918 | 431.502 | 427.46 | 422.808 | 417.948 | 412.514 | 406.515
Consumer Transformation | Dem_BB006 | GWh | EPN | Clacton |  | 14.179 | 22.606 | 36.338 | 57.75 | 90.94 | 122.368 | 161.399 | 207.883 | 261.297 | 325.896 | 394.72 | 463.265 | 525.006 | 580.102 | 622.502 | 651.139 | 670.067 | 680.749 | 686.894 | 686.147 | 682.963 | 679.025 | 674.359 | 669.064 | 662.797 | 655.583 | 648.047 | 639.621 | 630.32
Consumer Transformation | Dem_BB006 | GWh | EPN | Eaton Socon |  | 16.697 | 24.647 | 35.967 | 51.259 | 71.955 | 96.823 | 127.706 | 164.486 | 206.75 | 257.863 | 312.319 | 366.555 | 415.407 | 459.002 | 492.55 | 515.21 | 530.186 | 538.638 | 543.5 | 542.91 | 540.39 | 537.274 | 533.582 | 529.392 | 524.433 | 518.726 | 512.763 | 506.096 | 498.737
Consumer Transformation | Dem_BB006 | GWh | EPN | Elstree |  | 28.961 | 39.822 | 52.261 | 64.065 | 72.687 | 97.807 | 129.004 | 166.158 | 208.852 | 260.485 | 315.495 | 370.282 | 419.631 | 463.668 | 497.558 | 520.448 | 535.577 | 544.115 | 549.026 | 548.429 | 545.884 | 542.737 | 539.007 | 534.775 | 529.765 | 524 | 517.976 | 511.241 | 503.807
Consumer Transformation | Dem_BB006 | GWh | EPN | Loudwater |  | 5.001 | 6.708 | 8.44 | 9.628 | 9.542 | 12.839 | 16.935 | 21.812 | 27.416 | 34.194 | 41.415 | 48.607 | 55.085 | 60.866 | 65.315 | 68.32 | 70.306 | 71.427 | 72.071 | 71.993 | 71.659 | 71.246 | 70.756 | 70.2 | 69.543 | 68.786 | 67.995 | 67.111 | 66.135
Consumer Transformation | Dem_BB006 | GWh | EPN | Mill Hill |  | 18.24 | 24.369 | 30.455 | 34.313 | 33.118 | 44.563 | 58.777 | 75.705 | 95.157 | 118.683 | 143.746 | 168.709 | 191.193 | 211.257 | 226.698 | 237.127 | 244.02 | 247.911 | 250.148 | 249.876 | 248.717 | 247.283 | 245.583 | 243.655 | 241.373 | 238.746 | 236.001 | 232.933 | 229.546
Consumer Transformation | Dem_BB006 | GWh | EPN | Norwich Main |  | 6.613 | 10.883 | 18.125 | 29.822 | 48.472 | 65.224 | 86.029 | 110.805 | 139.276 | 173.709 | 210.393 | 246.929 | 279.838 | 309.205 | 331.805 | 347.069 | 357.158 | 362.852 | 366.127 | 365.729 | 364.032 | 361.933 | 359.446 | 356.623 | 353.283 | 349.438 | 345.421 | 340.93 | 335.972
Consumer Transformation | Dem_BB006 | GWh | EPN | Pelham |  | 22.989 | 35.193 | 53.872 | 81.256 | 121.478 | 163.461 | 215.598 | 277.692 | 349.044 | 435.336 | 527.272 | 618.835 | 701.309 | 774.907 | 831.545 | 869.8 | 895.084 | 909.354 | 917.561 | 916.564 | 912.311 | 907.051 | 900.817 | 893.744 | 885.372 | 875.736 | 865.669 | 854.414 | 841.99
Consumer Transformation | Dem_BB006 | GWh | EPN | Rayleigh |  | 20.817 | 32.434 | 50.74 | 78.382 | 120.078 | 161.577 | 213.114 | 274.492 | 345.022 | 430.32 | 521.196 | 611.704 | 693.228 | 765.977 | 821.963 | 859.777 | 884.769 | 898.875 | 906.988 | 906.002 | 901.798 | 896.598 | 890.437 | 883.445 | 875.169 | 865.644 | 855.693 | 844.568 | 832.287
Consumer Transformation | Dem_BB006 | GWh | EPN | Rye House |  | 25.809 | 36.352 | 49.558 | 64.419 | 80.147 | 107.846 | 142.244 | 183.212 | 230.287 | 287.219 | 347.875 | 408.285 | 462.699 | 511.256 | 548.624 | 573.863 | 590.544 | 599.959 | 605.374 | 604.716 | 601.91 | 598.44 | 594.327 | 589.66 | 584.137 | 577.779 | 571.137 | 563.711 | 555.515
Consumer Transformation | Dem_BB006 | GWh | EPN | Sheringham Shoal |  | 6.613 | 10.883 | 18.125 | 29.822 | 48.472 | 65.224 | 86.029 | 110.805 | 139.276 | 173.709 | 210.393 | 246.929 | 279.838 | 309.205 | 331.805 | 347.069 | 357.158 | 362.852 | 366.127 | 365.729 | 364.032 | 361.933 | 359.446 | 356.623 | 353.283 | 349.438 | 345.421 | 340.93 | 335.972
Consumer Transformation | Dem_BB006 | GWh | EPN | Sundon |  | 41.908 | 60.529 | 85.667 | 117.349 | 156.882 | 211.101 | 278.434 | 358.625 | 450.771 | 562.213 | 680.942 | 799.191 | 905.702 | 1000.75 | 1073.895 | 1123.299 | 1155.952 | 1174.38 | 1184.98 | 1183.692 | 1178.199 | 1171.406 | 1163.356 | 1154.221 | 1143.409 | 1130.965 | 1117.964 | 1103.428 | 1087.383
Consumer Transformation | Dem_BB006 | GWh | EPN | Tilbury |  | 7.164 | 11.162 | 17.46 | 26.968 | 41.31 | 55.586 | 73.316 | 94.431 | 118.695 | 148.039 | 179.303 | 210.439 | 238.485 | 263.513 | 282.773 | 295.782 | 304.38 | 309.232 | 312.024 | 311.684 | 310.238 | 308.449 | 306.33 | 303.924 | 301.077 | 297.8 | 294.377 | 290.55 | 286.325
Consumer Transformation | Dem_BB006 | GWh | EPN | Tottenham |  | 15.221 | 21.208 | 28.43 | 36.034 | 43.16 | 58.076 | 76.6 | 98.661 | 124.012 | 154.67 | 187.334 | 219.865 | 249.168 | 275.316 | 295.439 | 309.031 | 318.014 | 323.083 | 326 | 325.645 | 324.134 | 322.265 | 320.051 | 317.537 | 314.563 | 311.139 | 307.563 | 303.564 | 299.15
Consumer Transformation | Dem_BB006 | GWh | EPN | Walpole (_A) |  | 67.679 | 92.338 | 119.632 | 143.587 | 157.011 | 211.273 | 278.662 | 358.918 | 451.141 | 562.673 | 681.5 | 799.846 | 906.444 | 1001.569 | 1074.774 | 1124.219 | 1156.898 | 1175.342 | 1185.95 | 1184.661 | 1179.164 | 1172.365 | 1164.308 | 1155.166 | 1144.345 | 1131.891 | 1118.879 | 1104.331 | 1088.274
Consumer Transformation | Dem_BB006 | GWh | EPN | Warley |  | 10.97 | 16.506 | 24.711 | 36.331 | 52.842 | 71.104 | 93.784 | 120.794 | 151.832 | 189.368 | 229.36 | 269.189 | 305.065 | 337.079 | 361.717 | 378.357 | 389.355 | 395.563 | 399.133 | 398.699 | 396.849 | 394.561 | 391.849 | 388.772 | 385.131 | 380.939 | 376.56 | 371.664 | 366.26
Consumer Transformation | Dem_BB006 | GWh | EPN | Watford South |  | 19.254 | 26.633 | 35.29 | 43.93 | 51.131 | 68.802 | 90.747 | 116.883 | 146.916 | 183.237 | 221.934 | 260.473 | 295.188 | 326.166 | 350.005 | 366.107 | 376.749 | 382.755 | 386.21 | 385.79 | 384 | 381.786 | 379.162 | 376.185 | 372.661 | 368.605 | 364.368 | 359.631 | 354.401
Consumer Transformation | Dem_BB006 | GWh | EPN | West Thurrock |  | 0.317 | 0.503 | 0.804 | 1.272 | 1.994 | 2.683 | 3.538 | 4.557 | 5.728 | 7.144 | 8.653 | 10.156 | 11.509 | 12.717 | 13.646 | 14.274 | 14.689 | 14.923 | 15.058 | 15.042 | 14.972 | 14.886 | 14.783 | 14.667 | 14.53 | 14.372 | 14.206 | 14.022 | 13.818
Consumer Transformation | Dem_BB006 | GWh | EPN | Wymondley |  | 35.385 | 49.217 | 65.792 | 83.034 | 98.792 | 132.934 | 175.335 | 225.833 | 283.86 | 354.037 | 428.804 | 503.268 | 570.34 | 630.193 | 676.254 | 707.365 | 727.927 | 739.532 | 746.207 | 745.396 | 741.937 | 737.659 | 732.59 | 726.837 | 720.029 | 712.192 | 704.005 | 694.852 | 684.748
Consumer Transformation | Dem_BB006 | GWh | East Midlands | Berkswell |  | 32.132 | 45.618 | 62.947 | 83.263 | 106.206 | 142.91 | 188.493 | 242.781 | 305.162 | 380.605 | 460.983 | 541.035 | 613.14 | 677.485 | 727.003 | 760.448 | 782.553 | 795.029 | 802.205 | 801.333 | 797.614 | 793.016 | 787.566 | 781.382 | 774.062 | 765.638 | 756.836 | 746.996 | 736.134
Consumer Transformation | Dem_BB006 | GWh | East Midlands | Bicker Fen |  | 6.529 | 10.847 | 18.246 | 30.307 | 49.667 | 66.832 | 88.148 | 113.536 | 142.708 | 177.989 | 215.577 | 253.013 | 286.733 | 316.824 | 339.98 | 355.621 | 365.958 | 371.793 | 375.148 | 374.741 | 373.002 | 370.851 | 368.302 | 365.41 | 361.988 | 358.048 | 353.932 | 349.33 | 344.251
Consumer Transformation | Dem_BB006 | GWh | East Midlands | Chesterfield |  | 16.177 | 25.432 | 40.216 | 62.839 | 97.356 | 131.003 | 172.788 | 222.552 | 279.735 | 348.892 | 422.572 | 495.954 | 562.052 | 621.035 | 666.427 | 697.086 | 717.349 | 728.785 | 735.363 | 734.564 | 731.155 | 726.939 | 721.944 | 716.275 | 709.565 | 701.843 | 693.775 | 684.754 | 674.797
Consumer Transformation | Dem_BB006 | GWh | East Midlands | Coventry |  | 30.59 | 45.049 | 65.526 | 93.007 | 129.933 | 174.838 | 230.604 | 297.02 | 373.338 | 465.636 | 563.971 | 661.907 | 750.122 | 828.842 | 889.422 | 930.34 | 957.383 | 972.646 | 981.425 | 980.359 | 975.809 | 970.183 | 963.516 | 955.95 | 946.995 | 936.688 | 925.921 | 913.882 | 900.593
Consumer Transformation | Dem_BB006 | GWh | East Midlands | Drakelow |  | 6.256 | 9.802 | 15.439 | 24.023 | 37.067 | 49.877 | 65.785 | 84.732 | 106.504 | 132.834 | 160.886 | 188.825 | 213.99 | 236.447 | 253.729 | 265.402 | 273.116 | 277.471 | 279.975 | 279.671 | 278.373 | 276.768 | 274.866 | 272.708 | 270.153 | 267.213 | 264.141 | 260.707 | 256.916
Consumer Transformation | Dem_BB006 | GWh | East Midlands | East Claydon (_B) |  | 87.266 | 117.641 | 149.337 | 173.074 | 177.131 | 238.347 | 314.37 | 404.911 | 508.951 | 634.776 | 768.83 | 902.341 | 1022.599 | 1129.914 | 1212.499 | 1268.28 | 1305.147 | 1325.954 | 1337.922 | 1336.468 | 1330.266 | 1322.596 | 1313.507 | 1303.193 | 1290.986 | 1276.935 | 1262.256 | 1245.844 | 1227.729
Consumer Transformation | Dem_BB006 | GWh | East Midlands | Enderby |  | 10.939 | 17.298 | 27.543 | 43.347 | 67.627 | 90.998 | 120.023 | 154.591 | 194.312 | 242.351 | 293.531 | 344.504 | 390.418 | 431.389 | 462.92 | 484.216 | 498.292 | 506.236 | 510.805 | 510.25 | 507.882 | 504.954 | 501.483 | 497.546 | 492.885 | 487.521 | 481.916 | 475.651 | 468.734
Consumer Transformation | Dem_BB006 | GWh | East Midlands | Grendon |  | 58.332 | 84.067 | 118.603 | 161.778 | 215.09 | 289.425 | 381.741 | 491.685 | 618.021 | 770.81 | 933.592 | 1095.715 | 1241.745 | 1372.058 | 1472.342 | 1540.076 | 1584.844 | 1610.11 | 1624.643 | 1622.877 | 1615.346 | 1606.032 | 1594.995 | 1582.471 | 1567.648 | 1550.586 | 1532.761 | 1512.832 | 1490.835
Consumer Transformation | Dem_BB006 | GWh | East Midlands | Ratcliffe |  | 13.387 | 20.664 | 31.96 | 48.76 | 73.765 | 99.258 | 130.917 | 168.623 | 211.949 | 264.348 | 320.174 | 375.774 | 425.855 | 470.545 | 504.937 | 528.167 | 543.52 | 552.185 | 557.169 | 556.563 | 553.98 | 550.786 | 547.001 | 542.706 | 537.623 | 531.771 | 525.658 | 518.824 | 511.28
Consumer Transformation | Dem_BB006 | GWh | East Midlands | Staythorpe |  | 14.154 | 22.58 | 36.323 | 57.771 | 91.036 | 122.498 | 161.57 | 208.104 | 261.575 | 326.242 | 395.139 | 463.757 | 525.563 | 580.717 | 623.162 | 651.831 | 670.778 | 681.472 | 687.623 | 686.876 | 683.688 | 679.746 | 675.075 | 669.774 | 663.5 | 656.279 | 648.735 | 640.3 | 630.989
Consumer Transformation | Dem_BB006 | GWh | East Midlands | Stoke Bardolph |  | 4.316 | 6.606 | 10.11 | 15.246 | 22.788 | 30.664 | 40.444 | 52.092 | 65.477 | 81.665 | 98.911 | 116.088 | 131.559 | 145.365 | 155.99 | 163.166 | 167.909 | 170.586 | 172.126 | 171.939 | 171.141 | 170.154 | 168.985 | 167.658 | 166.087 | 164.28 | 162.391 | 160.28 | 157.949
Consumer Transformation | Dem_BB006 | GWh | East Midlands | Walpole (_B) |  | 32.352 | 43.653 | 55.505 | 64.511 | 66.398 | 89.344 | 117.842 | 151.781 | 190.781 | 237.946 | 288.196 | 338.243 | 383.322 | 423.549 | 454.506 | 475.416 | 489.235 | 497.035 | 501.521 | 500.976 | 498.651 | 495.776 | 492.369 | 488.503 | 483.927 | 478.66 | 473.158 | 467.006 | 460.215
Consumer Transformation | Dem_BB006 | GWh | East Midlands | West Burton |  | 2.887 | 4.783 | 8.024 | 13.294 | 21.739 | 29.251 | 38.582 | 49.693 | 62.462 | 77.904 | 94.356 | 110.741 | 125.5 | 138.671 | 148.806 | 155.652 | 160.176 | 162.73 | 164.199 | 164.02 | 163.259 | 162.318 | 161.202 | 159.937 | 158.438 | 156.714 | 154.913 | 152.898 | 150.675
Consumer Transformation | Dem_BB006 | GWh | East Midlands | Willington |  | 27.1 | 40.512 | 60.136 | 87.515 | 125.848 | 169.341 | 223.354 | 287.682 | 361.6 | 450.996 | 546.239 | 641.096 | 726.537 | 802.782 | 861.458 | 901.089 | 927.282 | 942.065 | 950.568 | 949.535 | 945.129 | 939.679 | 933.222 | 925.894 | 917.221 | 907.238 | 896.809 | 885.149 | 872.278
Consumer Transformation | Dem_BB006 | GWh | IDNO - Refer to Comment Field | Tynemouth 2 |  | 1.01 | 1.657 | 2.749 | 4.506 | 7.3 | 9.823 | 12.956 | 16.687 | 20.975 | 26.16 | 31.685 | 37.187 | 42.143 | 46.566 | 49.97 | 52.269 | 53.788 | 54.645 | 55.139 | 55.079 | 54.823 | 54.507 | 54.132 | 53.707 | 53.204 | 52.625 | 52.02 | 51.344 | 50.597 | Note: TYNE2 is operated by an IDNO allocated to GSP Group/licence area F
Consumer Transformation | Dem_BB006 | GWh | LPN | Acton Lane 22kV |  | 7.642 | 9.991 | 12.004 | 12.521 | 9.984 | 13.434 | 17.719 | 22.823 | 28.687 | 35.779 | 43.335 | 50.86 | 57.638 | 63.687 | 68.342 | 71.486 | 73.564 | 74.736 | 75.411 | 75.329 | 74.979 | 74.547 | 74.035 | 73.454 | 72.765 | 71.974 | 71.146 | 70.221 | 69.2
Consumer Transformation | Dem_BB006 | GWh | LPN | Barking |  | 6.533 | 9.222 | 12.615 | 16.479 | 20.649 | 27.785 | 36.648 | 47.203 | 59.331 | 74 | 89.627 | 105.191 | 119.21 | 131.721 | 141.348 | 147.851 | 152.149 | 154.574 | 155.969 | 155.8 | 155.077 | 154.183 | 153.123 | 151.921 | 150.498 | 148.86 | 147.149 | 145.235 | 143.123
Consumer Transformation | Dem_BB006 | GWh | LPN | Barking West |  | 6.533 | 9.222 | 12.615 | 16.479 | 20.649 | 27.785 | 36.648 | 47.203 | 59.331 | 74 | 89.627 | 105.191 | 119.21 | 131.721 | 141.348 | 147.851 | 152.149 | 154.574 | 155.969 | 155.8 | 155.077 | 154.183 | 153.123 | 151.921 | 150.498 | 148.86 | 147.149 | 145.235 | 143.123
Consumer Transformation | Dem_BB006 | GWh | LPN | Beddington (_C) |  | 6.024 | 8.49 | 11.584 | 15.077 | 18.794 | 25.289 | 33.355 | 42.961 | 54 | 67.35 | 81.573 | 95.738 | 108.498 | 119.884 | 128.646 | 134.564 | 138.476 | 140.683 | 141.953 | 141.799 | 141.141 | 140.327 | 139.363 | 138.268 | 136.973 | 135.483 | 133.925 | 132.184 | 130.262
Consumer Transformation | Dem_BB006 | GWh | LPN | Canal Bank |  | 1.33 | 1.781 | 2.234 | 2.536 | 2.486 | 3.345 | 4.412 | 5.682 | 7.142 | 8.908 | 10.789 | 12.663 | 14.35 | 15.856 | 17.015 | 17.798 | 18.315 | 18.607 | 18.775 | 18.755 | 18.668 | 18.56 | 18.432 | 18.288 | 18.116 | 17.919 | 17.713 | 17.483 | 17.229
Consumer Transformation | Dem_BB006 | GWh | LPN | City Road |  | 11.045 | 14.09 | 16.137 | 15.121 | 8.186 | 11.015 | 14.528 | 18.712 | 23.52 | 29.335 | 35.53 | 41.7 | 47.257 | 52.217 | 56.033 | 58.611 | 60.315 | 61.276 | 61.829 | 61.762 | 61.475 | 61.121 | 60.701 | 60.224 | 59.66 | 59.011 | 58.332 | 57.574 | 56.737
Consumer Transformation | Dem_BB006 | GWh | LPN | Greenford |  | 1.33 | 1.781 | 2.234 | 2.536 | 2.486 | 3.345 | 4.412 | 5.682 | 7.142 | 8.908 | 10.789 | 12.663 | 14.35 | 15.856 | 17.015 | 17.798 | 18.315 | 18.607 | 18.775 | 18.755 | 18.668 | 18.56 | 18.432 | 18.288 | 18.116 | 17.919 | 17.713 | 17.483 | 17.229
Consumer Transformation | Dem_BB006 | GWh | LPN | Hackney 132kV |  | 5.477 | 7.519 | 9.841 | 12.011 | 13.527 | 18.203 | 24.008 | 30.923 | 38.869 | 48.478 | 58.716 | 68.912 | 78.096 | 86.292 | 92.599 | 96.859 | 99.674 | 101.263 | 102.177 | 102.066 | 101.593 | 101.007 | 100.313 | 99.525 | 98.593 | 97.52 | 96.399 | 95.145 | 93.762
Consumer Transformation | Dem_BB006 | GWh | LPN | Hackney 66kV |  | 5.477 | 7.519 | 9.841 | 12.011 | 13.527 | 18.203 | 24.008 | 30.923 | 38.869 | 48.478 | 58.716 | 68.912 | 78.096 | 86.292 | 92.599 | 96.859 | 99.674 | 101.263 | 102.177 | 102.066 | 101.593 | 101.007 | 100.313 | 99.525 | 98.593 | 97.52 | 96.399 | 95.145 | 93.762
Consumer Transformation | Dem_BB006 | GWh | LPN | Hurst |  | 9.334 | 13.27 | 18.347 | 24.336 | 31.164 | 41.934 | 55.309 | 71.239 | 89.543 | 111.681 | 135.266 | 158.755 | 179.913 | 198.794 | 213.324 | 223.137 | 229.624 | 233.284 | 235.39 | 235.134 | 234.043 | 232.694 | 231.095 | 229.28 | 227.132 | 224.66 | 222.078 | 219.19 | 216.003
Consumer Transformation | Dem_BB006 | GWh | LPN | Islington |  | 10.666 | 14.136 | 17.414 | 19.097 | 17.336 | 23.327 | 30.768 | 39.629 | 49.812 | 62.127 | 75.247 | 88.314 | 100.084 | 110.587 | 118.669 | 124.129 | 127.737 | 129.773 | 130.945 | 130.802 | 130.195 | 129.445 | 128.555 | 127.546 | 126.351 | 124.976 | 123.539 | 121.933 | 120.16
Consumer Transformation | Dem_BB006 | GWh | LPN | Littlebrook (_C) |  | 3.999 | 5.914 | 8.652 | 12.37 | 17.43 | 23.454 | 30.934 | 39.844 | 50.081 | 62.463 | 75.654 | 88.791 | 100.625 | 111.185 | 119.311 | 124.8 | 128.428 | 130.476 | 131.653 | 131.51 | 130.9 | 130.145 | 129.251 | 128.236 | 127.035 | 125.652 | 124.208 | 122.593 | 120.81
Consumer Transformation | Dem_BB006 | GWh | LPN | Lodge Road |  | 15.629 | 20.059 | 23.253 | 22.426 | 13.743 | 18.492 | 24.39 | 31.415 | 39.487 | 49.249 | 59.65 | 70.008 | 79.339 | 87.665 | 94.072 | 98.4 | 101.26 | 102.874 | 103.803 | 103.69 | 103.209 | 102.614 | 101.909 | 101.108 | 100.161 | 99.071 | 97.932 | 96.659 | 95.254
Consumer Transformation | Dem_BB006 | GWh | LPN | New Cross |  | 13.519 | 18.242 | 23.194 | 26.956 | 27.743 | 37.331 | 49.238 | 63.418 | 79.713 | 99.42 | 120.416 | 141.327 | 160.162 | 176.97 | 189.905 | 198.642 | 204.416 | 207.675 | 209.549 | 209.321 | 208.35 | 207.149 | 205.725 | 204.11 | 202.198 | 199.997 | 197.698 | 195.128 | 192.29
Consumer Transformation | Dem_BB006 | GWh | LPN | Perivale |  | 1.33 | 1.781 | 2.234 | 2.536 | 2.486 | 3.345 | 4.412 | 5.682 | 7.142 | 8.908 | 10.789 | 12.663 | 14.35 | 15.856 | 17.015 | 17.798 | 18.315 | 18.607 | 18.775 | 18.755 | 18.668 | 18.56 | 18.432 | 18.288 | 18.116 | 17.919 | 17.713 | 17.483 | 17.229
Consumer Transformation | Dem_BB006 | GWh | LPN | Redbridge |  | 5.594 | 7.82 | 10.537 | 13.461 | 16.317 | 21.956 | 28.96 | 37.3 | 46.884 | 58.475 | 70.824 | 83.123 | 94.202 | 104.087 | 111.695 | 116.834 | 120.23 | 122.147 | 123.249 | 123.115 | 122.544 | 121.837 | 121 | 120.05 | 118.925 | 117.631 | 116.279 | 114.767 | 113.098
Consumer Transformation | Dem_BB006 | GWh | LPN | St John's Wood |  | 26.381 | 33.73 | 38.804 | 36.759 | 20.898 | 28.121 | 37.09 | 47.773 | 60.047 | 74.893 | 90.709 | 106.461 | 120.649 | 133.31 | 143.054 | 149.635 | 153.985 | 156.44 | 157.852 | 157.68 | 156.948 | 156.043 | 154.971 | 153.754 | 152.314 | 150.656 | 148.924 | 146.988 | 144.851
Consumer Transformation | Dem_BB006 | GWh | LPN | West Ham |  | 10.666 | 14.136 | 17.414 | 19.097 | 17.336 | 23.327 | 30.768 | 39.629 | 49.812 | 62.127 | 75.247 | 88.314 | 100.084 | 110.587 | 118.669 | 124.129 | 127.737 | 129.773 | 130.945 | 130.802 | 130.195 | 129.445 | 128.555 | 127.546 | 126.351 | 124.976 | 123.539 | 121.933 | 120.16
Consumer Transformation | Dem_BB006 | GWh | LPN | Willesden 132kV |  | 7.642 | 9.991 | 12.004 | 12.521 | 9.984 | 13.434 | 17.719 | 22.823 | 28.687 | 35.779 | 43.335 | 50.86 | 57.638 | 63.687 | 68.342 | 71.486 | 73.564 | 74.736 | 75.411 | 75.329 | 74.979 | 74.547 | 74.035 | 73.454 | 72.765 | 71.974 | 71.146 | 70.221 | 69.2
Consumer Transformation | Dem_BB006 | GWh | LPN | Willesden 66kV |  | 7.642 | 9.991 | 12.004 | 12.521 | 9.984 | 13.434 | 17.719 | 22.823 | 28.687 | 35.779 | 43.335 | 50.86 | 57.638 | 63.687 | 68.342 | 71.486 | 73.564 | 74.736 | 75.411 | 75.329 | 74.979 | 74.547 | 74.035 | 73.454 | 72.765 | 71.974 | 71.146 | 70.221 | 69.2
Consumer Transformation | Dem_BB006 | GWh | LPN | Wimbledon North |  | 14.263 | 19.273 | 24.565 | 28.674 | 29.763 | 40.049 | 52.823 | 68.037 | 85.519 | 106.661 | 129.186 | 151.62 | 171.827 | 189.859 | 203.736 | 213.108 | 219.303 | 222.799 | 224.81 | 224.566 | 223.524 | 222.235 | 220.708 | 218.975 | 216.924 | 214.563 | 212.096 | 209.338 | 206.294
Consumer Transformation | Dem_BB006 | GWh | LPN | Wimbledon South |  | 14.263 | 19.273 | 24.565 | 28.674 | 29.763 | 40.049 | 52.823 | 68.037 | 85.519 | 106.661 | 129.186 | 151.62 | 171.827 | 189.859 | 203.736 | 213.108 | 219.303 | 222.799 | 224.81 | 224.566 | 223.524 | 222.235 | 220.708 | 218.975 | 216.924 | 214.563 | 212.096 | 209.338 | 206.294
Consumer Transformation | Dem_BB006 | GWh | NPgN | Blyth 132kV |  | 3.828 | 6.039 | 9.591 | 15.053 | 23.423 | 31.518 | 41.571 | 53.544 | 67.302 | 83.94 | 101.667 | 119.322 | 135.224 | 149.415 | 160.336 | 167.712 | 172.587 | 175.339 | 176.921 | 176.729 | 175.909 | 174.895 | 173.693 | 172.329 | 170.715 | 168.857 | 166.916 | 164.745 | 162.35
Consumer Transformation | Dem_BB006 | GWh | NPgN | Blyth 66kV |  | 4.164 | 6.656 | 10.73 | 17.102 | 27.006 | 36.339 | 47.929 | 61.733 | 77.595 | 96.779 | 117.217 | 137.572 | 155.907 | 172.268 | 184.859 | 193.364 | 198.985 | 202.157 | 203.981 | 203.76 | 202.814 | 201.645 | 200.259 | 198.687 | 196.825 | 194.683 | 192.445 | 189.943 | 187.181
Consumer Transformation | Dem_BB006 | GWh | NPgN | Fourstones |  | 1.395 | 2.201 | 3.495 | 5.485 | 8.535 | 11.485 | 15.148 | 19.511 | 24.524 | 30.587 | 37.047 | 43.48 | 49.275 | 54.446 | 58.426 | 61.114 | 62.89 | 63.893 | 64.469 | 64.399 | 64.1 | 63.731 | 63.293 | 62.796 | 62.208 | 61.531 | 60.823 | 60.033 | 59.16
Consumer Transformation | Dem_BB006 | GWh | NPgN | Hart Moor |  | 1.87 | 3.344 | 6.045 | 10.688 | 18.437 | 24.809 | 32.723 | 42.147 | 52.977 | 66.074 | 80.027 | 93.924 | 106.442 | 117.612 | 126.209 | 132.015 | 135.852 | 138.018 | 139.264 | 139.113 | 138.467 | 137.669 | 136.723 | 135.649 | 134.378 | 132.916 | 131.388 | 129.68 | 127.794
Consumer Transformation | Dem_BB006 | GWh | NPgN | Hawthorn Pit |  | 2.244 | 3.862 | 6.735 | 11.556 | 19.462 | 26.188 | 34.541 | 44.489 | 55.92 | 69.744 | 84.473 | 99.142 | 112.355 | 124.146 | 133.22 | 139.349 | 143.399 | 145.686 | 147 | 146.841 | 146.159 | 145.317 | 144.318 | 143.185 | 141.843 | 140.3 | 138.687 | 136.884 | 134.893
Consumer Transformation | Dem_BB006 | GWh | NPgN | Knaresborough |  | 5.143 | 8.171 | 13.082 | 20.706 | 32.48 | 43.705 | 57.645 | 74.247 | 93.324 | 116.396 | 140.977 | 165.458 | 187.51 | 207.187 | 222.331 | 232.559 | 239.319 | 243.134 | 245.329 | 245.062 | 243.925 | 242.519 | 240.852 | 238.961 | 236.722 | 234.146 | 231.454 | 228.445 | 225.123
Consumer Transformation | Dem_BB006 | GWh | NPgN | Lackenby |  | 3.224 | 6.047 | 11.396 | 20.82 | 36.807 | 49.527 | 65.324 | 84.138 | 105.757 | 131.902 | 159.757 | 187.5 | 212.489 | 234.788 | 251.949 | 263.54 | 271.2 | 275.524 | 278.011 | 277.709 | 276.42 | 274.826 | 272.938 | 270.794 | 268.258 | 265.338 | 262.288 | 258.878 | 255.113
Consumer Transformation | Dem_BB006 | GWh | NPgN | Norton |  | 13.501 | 22.607 | 38.341 | 64.167 | 105.844 | 142.424 | 187.852 | 241.954 | 304.124 | 379.31 | 459.414 | 539.193 | 611.053 | 675.179 | 724.528 | 757.86 | 779.89 | 792.323 | 799.475 | 798.606 | 794.9 | 790.316 | 784.885 | 778.722 | 771.428 | 763.032 | 754.26 | 744.454 | 733.629
Consumer Transformation | Dem_BB006 | GWh | NPgN | Offerton |  | 0.845 | 1.461 | 2.558 | 4.403 | 7.434 | 10.004 | 13.194 | 16.995 | 21.361 | 26.642 | 32.269 | 37.872 | 42.92 | 47.424 | 50.89 | 53.231 | 54.779 | 55.652 | 56.154 | 56.093 | 55.833 | 55.511 | 55.129 | 54.696 | 54.184 | 53.594 | 52.978 | 52.289 | 51.529
Consumer Transformation | Dem_BB006 | GWh | NPgN | Osbaldwick |  | 14.895 | 23.112 | 35.975 | 55.272 | 84.215 | 113.319 | 149.464 | 192.511 | 241.976 | 301.798 | 365.532 | 429.009 | 486.184 | 537.206 | 576.47 | 602.991 | 620.519 | 630.411 | 636.101 | 635.41 | 632.461 | 628.814 | 624.493 | 619.589 | 613.786 | 607.105 | 600.127 | 592.324 | 583.711
Consumer Transformation | Dem_BB006 | GWh | NPgN | Poppleton |  | 1.029 | 1.556 | 2.346 | 3.477 | 5.102 | 6.865 | 9.055 | 11.662 | 14.659 | 18.283 | 22.144 | 25.989 | 29.453 | 32.544 | 34.923 | 36.529 | 37.591 | 38.19 | 38.535 | 38.493 | 38.315 | 38.094 | 37.832 | 37.535 | 37.183 | 36.779 | 36.356 | 35.883 | 35.361
Consumer Transformation | Dem_BB006 | GWh | NPgN | Saltholme |  | 0.574 | 1.026 | 1.854 | 3.279 | 5.657 | 7.612 | 10.039 | 12.931 | 16.253 | 20.271 | 24.552 | 28.816 | 32.656 | 36.084 | 38.721 | 40.502 | 41.68 | 42.344 | 42.726 | 42.68 | 42.482 | 42.237 | 41.947 | 41.617 | 41.227 | 40.779 | 40.31 | 39.786 | 39.207
Consumer Transformation | Dem_BB006 | GWh | NPgN | South Shields |  | 0.805 | 1.309 | 2.15 | 3.493 | 5.612 | 7.551 | 9.959 | 12.828 | 16.124 | 20.11 | 24.357 | 28.586 | 32.396 | 35.796 | 38.412 | 40.179 | 41.347 | 42.006 | 42.386 | 42.34 | 42.143 | 41.9 | 41.612 | 41.285 | 40.899 | 40.454 | 39.989 | 39.469 | 38.895
Consumer Transformation | Dem_BB006 | GWh | NPgN | Spennymoor |  | 10.618 | 18.072 | 31.166 | 52.951 | 88.46 | 119.032 | 156.999 | 202.215 | 254.174 | 317.011 | 383.959 | 450.635 | 510.693 | 564.287 | 605.531 | 633.388 | 651.799 | 662.19 | 668.167 | 667.441 | 664.344 | 660.513 | 655.974 | 650.823 | 644.727 | 637.71 | 630.379 | 622.183 | 613.136
Consumer Transformation | Dem_BB006 | GWh | NPgN | Stella North |  | 6.274 | 10.025 | 16.156 | 25.742 | 40.633 | 54.676 | 72.116 | 92.886 | 116.753 | 145.617 | 176.368 | 206.995 | 234.582 | 259.2 | 278.145 | 290.941 | 299.398 | 304.172 | 306.917 | 306.583 | 305.161 | 303.401 | 301.316 | 298.95 | 296.15 | 292.927 | 289.559 | 285.795 | 281.639
Consumer Transformation | Dem_BB006 | GWh | NPgN | Stella South |  | 6.12 | 10.034 | 16.64 | 27.272 | 44.17 | 59.436 | 78.393 | 100.971 | 126.915 | 158.292 | 191.72 | 225.014 | 255.002 | 281.763 | 302.357 | 316.267 | 325.46 | 330.649 | 333.633 | 333.27 | 331.724 | 329.811 | 327.545 | 324.973 | 321.929 | 318.425 | 314.764 | 310.672 | 306.155
Consumer Transformation | Dem_BB006 | GWh | NPgN | Tynemouth 1 |  | 2.357 | 3.866 | 6.413 | 10.514 | 17.033 | 22.92 | 30.23 | 38.937 | 48.942 | 61.041 | 73.932 | 86.771 | 98.335 | 108.654 | 116.596 | 121.96 | 125.505 | 127.506 | 128.657 | 128.517 | 127.921 | 127.183 | 126.309 | 125.317 | 124.143 | 122.792 | 121.381 | 119.802 | 118.06
Consumer Transformation | Dem_BB006 | GWh | NPgN | West Boldon |  | 4.849 | 8.054 | 13.542 | 22.484 | 36.835 | 49.566 | 65.375 | 84.204 | 105.839 | 132.005 | 159.882 | 187.647 | 212.655 | 234.972 | 252.146 | 263.746 | 271.413 | 275.74 | 278.228 | 277.926 | 276.636 | 275.041 | 273.151 | 271.006 | 268.468 | 265.546 | 262.493 | 259.08 | 255.313
Consumer Transformation | Dem_BB006 | GWh | NPgY | Bradford West |  | 24.258 | 35.577 | 51.456 | 72.513 | 100.433 | 135.142 | 178.247 | 229.584 | 288.574 | 359.917 | 435.925 | 511.625 | 579.811 | 640.658 | 687.485 | 719.112 | 740.015 | 751.813 | 758.599 | 757.774 | 754.258 | 749.909 | 744.755 | 738.907 | 731.986 | 724.019 | 715.696 | 706.391 | 696.119
Consumer Transformation | Dem_BB006 | GWh | NPgY | Camblesforth |  | 1.384 | 2.293 | 3.846 | 6.371 | 10.416 | 14.015 | 18.486 | 23.81 | 29.928 | 37.327 | 45.209 | 53.06 | 60.132 | 66.442 | 71.298 | 74.578 | 76.746 | 77.97 | 78.673 | 78.588 | 78.223 | 77.772 | 77.238 | 76.631 | 75.913 | 75.087 | 74.224 | 73.259 | 72.194
Consumer Transformation | Dem_BB006 | GWh | NPgY | Creyke Beck |  | 11.548 | 19.722 | 34.13 | 58.164 | 97.415 | 131.081 | 172.891 | 222.685 | 279.903 | 349.102 | 422.826 | 496.252 | 562.39 | 621.408 | 666.828 | 697.505 | 717.78 | 729.223 | 735.805 | 735.005 | 731.594 | 727.376 | 722.378 | 716.705 | 709.992 | 702.264 | 694.192 | 685.166 | 675.203
Consumer Transformation | Dem_BB006 | GWh | NPgY | Drax |  | 0.993 | 1.604 | 2.616 | 4.219 | 6.735 | 9.063 | 11.954 | 15.397 | 19.353 | 24.137 | 29.235 | 34.312 | 38.885 | 42.965 | 46.106 | 48.227 | 49.628 | 50.42 | 50.875 | 50.819 | 50.584 | 50.292 | 49.946 | 49.554 | 49.09 | 48.556 | 47.998 | 47.373 | 46.685
Consumer Transformation | Dem_BB006 | GWh | NPgY | Elland |  | 12.686 | 20.663 | 34.023 | 55.378 | 89.144 | 119.952 | 158.212 | 203.778 | 256.138 | 319.462 | 386.926 | 454.118 | 514.64 | 568.648 | 610.21 | 638.283 | 656.837 | 667.308 | 673.331 | 672.6 | 669.478 | 665.618 | 661.044 | 655.853 | 649.71 | 642.639 | 635.251 | 626.992 | 617.875
Consumer Transformation | Dem_BB006 | GWh | NPgY | Ferrybridge A |  | 10.924 | 15.587 | 21.668 | 28.963 | 37.483 | 50.437 | 66.524 | 85.683 | 107.699 | 134.325 | 162.692 | 190.944 | 216.392 | 239.101 | 256.577 | 268.381 | 276.182 | 280.585 | 283.117 | 282.81 | 281.497 | 279.874 | 277.951 | 275.768 | 273.185 | 270.212 | 267.106 | 263.633 | 259.8
Consumer Transformation | Dem_BB006 | GWh | NPgY | Ferrybridge B (_M) |  | 49.646 | 66.738 | 84.307 | 96.863 | 97.416 | 131.083 | 172.893 | 222.688 | 279.906 | 349.106 | 422.831 | 496.257 | 562.395 | 621.415 | 666.834 | 697.511 | 717.787 | 729.23 | 735.812 | 735.013 | 731.602 | 727.383 | 722.385 | 716.712 | 709.999 | 702.271 | 694.198 | 685.173 | 675.21
Consumer Transformation | Dem_BB006 | GWh | NPgY | Grimsby West |  | 3.24 | 5.704 | 10.165 | 17.763 | 30.36 | 40.852 | 53.882 | 69.401 | 87.233 | 108.799 | 131.775 | 154.659 | 175.271 | 193.664 | 207.819 | 217.38 | 223.699 | 227.265 | 229.316 | 229.067 | 228.004 | 226.689 | 225.132 | 223.364 | 221.271 | 218.863 | 216.347 | 213.534 | 210.429
Consumer Transformation | Dem_BB006 | GWh | NPgY | Jordanthorpe |  | 2.137 | 3.15 | 4.587 | 6.52 | 9.125 | 12.279 | 16.195 | 20.859 | 26.219 | 32.701 | 39.607 | 46.485 | 52.68 | 58.209 | 62.463 | 65.337 | 67.236 | 68.308 | 68.924 | 68.85 | 68.53 | 68.135 | 67.667 | 67.135 | 66.506 | 65.783 | 65.026 | 64.181 | 63.248
Consumer Transformation | Dem_BB006 | GWh | NPgY | Keadby |  | 8.34 | 14.204 | 24.514 | 41.674 | 69.656 | 93.73 | 123.626 | 159.231 | 200.145 | 249.625 | 302.342 | 354.845 | 402.136 | 444.338 | 476.814 | 498.75 | 513.248 | 521.43 | 526.137 | 525.565 | 523.126 | 520.11 | 516.536 | 512.479 | 507.679 | 502.154 | 496.381 | 489.927 | 482.803
Consumer Transformation | Dem_BB006 | GWh | NPgY | Kirkstall B |  | 21.381 | 28.088 | 34.045 | 36.161 | 30.299 | 40.771 | 53.775 | 69.262 | 87.059 | 108.582 | 131.513 | 154.351 | 174.921 | 193.278 | 207.405 | 216.947 | 223.253 | 226.812 | 228.859 | 228.61 | 227.55 | 226.238 | 224.683 | 222.919 | 220.83 | 218.427 | 215.916 | 213.109 | 210.01
Consumer Transformation | Dem_BB006 | GWh | NPgY | Neepsend |  | 5.231 | 7.649 | 11.017 | 15.443 | 21.251 | 28.595 | 37.716 | 48.578 | 61.06 | 76.155 | 92.238 | 108.255 | 122.683 | 135.558 | 145.466 | 152.158 | 156.581 | 159.077 | 160.513 | 160.338 | 159.594 | 158.674 | 157.584 | 156.346 | 154.882 | 153.196 | 151.435 | 149.466 | 147.293
Consumer Transformation | Dem_BB006 | GWh | NPgY | Norton Lees |  | 2.116 | 3.09 | 4.442 | 6.211 | 8.522 | 11.467 | 15.124 | 19.48 | 24.485 | 30.539 | 36.988 | 43.411 | 49.197 | 54.359 | 58.333 | 61.016 | 62.79 | 63.791 | 64.366 | 64.297 | 63.998 | 63.629 | 63.192 | 62.696 | 62.108 | 61.432 | 60.726 | 59.937 | 59.065
Consumer Transformation | Dem_BB006 | GWh | NPgY | Pitsmoor |  | 0.716 | 1.056 | 1.539 | 2.19 | 3.068 | 4.128 | 5.445 | 7.013 | 8.815 | 10.994 | 13.316 | 15.629 | 17.712 | 19.57 | 21.001 | 21.967 | 22.605 | 22.966 | 23.173 | 23.148 | 23.04 | 22.908 | 22.75 | 22.572 | 22.36 | 22.117 | 21.863 | 21.578 | 21.265
Consumer Transformation | Dem_BB006 | GWh | NPgY | Saltend North |  | 1.706 | 2.957 | 5.193 | 8.962 | 15.167 | 20.409 | 26.919 | 34.671 | 43.58 | 54.354 | 65.833 | 77.265 | 87.562 | 96.751 | 103.823 | 108.599 | 111.756 | 113.538 | 114.563 | 114.438 | 113.907 | 113.25 | 112.472 | 111.589 | 110.544 | 109.34 | 108.084 | 106.678 | 105.127
Consumer Transformation | Dem_BB006 | GWh | NPgY | Sheffield City |  | 0.477 | 0.696 | 1.001 | 1.399 | 1.919 | 2.582 | 3.405 | 4.386 | 5.513 | 6.876 | 8.328 | 9.774 | 11.076 | 12.239 | 13.133 | 13.737 | 14.137 | 14.362 | 14.492 | 14.476 | 14.409 | 14.326 | 14.227 | 14.115 | 13.983 | 13.831 | 13.672 | 13.494 | 13.298
Consumer Transformation | Dem_BB006 | GWh | NPgY | Skelton Grange |  | 31.961 | 42.993 | 54.373 | 62.599 | 63.219 | 85.067 | 112.2 | 144.515 | 181.647 | 226.555 | 274.399 | 322.05 | 364.971 | 403.272 | 432.747 | 452.656 | 465.814 | 473.24 | 477.511 | 476.992 | 474.779 | 472.041 | 468.797 | 465.116 | 460.759 | 455.745 | 450.506 | 444.648 | 438.183
Consumer Transformation | Dem_BB006 | GWh | NPgY | Templeborough |  | 0.081 | 0.139 | 0.242 | 0.413 | 0.694 | 0.934 | 1.232 | 1.587 | 1.995 | 2.488 | 3.013 | 3.537 | 4.008 | 4.428 | 4.752 | 4.971 | 5.115 | 5.197 | 5.244 | 5.238 | 5.214 | 5.184 | 5.148 | 5.108 | 5.06 | 5.005 | 4.947 | 4.883 | 4.812
Consumer Transformation | Dem_BB006 | GWh | NPgY | Thorpe Marsh |  | 16.264 | 24.314 | 36.093 | 52.527 | 75.538 | 101.644 | 134.065 | 172.677 | 217.045 | 270.704 | 327.872 | 384.808 | 436.093 | 481.858 | 517.078 | 540.865 | 556.588 | 565.461 | 570.565 | 569.945 | 567.3 | 564.029 | 560.153 | 555.754 | 550.548 | 544.556 | 538.297 | 531.298 | 523.572
Consumer Transformation | Dem_BB006 | GWh | NPgY | Thurcroft |  | 8.757 | 13.997 | 22.563 | 35.962 | 56.782 | 76.406 | 100.777 | 129.802 | 163.153 | 203.489 | 246.462 | 289.262 | 327.812 | 362.214 | 388.689 | 406.57 | 418.388 | 425.058 | 428.895 | 428.429 | 426.441 | 423.982 | 421.068 | 417.762 | 413.849 | 409.344 | 404.639 | 399.378 | 393.571
Consumer Transformation | Dem_BB006 | GWh | NPgY | West Melton |  | 14.006 | 22.417 | 36.193 | 57.778 | 91.365 | 122.94 | 162.153 | 208.855 | 262.519 | 327.42 | 396.565 | 465.431 | 527.46 | 582.814 | 625.412 | 654.183 | 673.2 | 683.932 | 690.105 | 689.355 | 686.156 | 682.2 | 677.512 | 672.191 | 665.895 | 658.648 | 651.076 | 642.611 | 633.267
Consumer Transformation | Dem_BB006 | GWh | NPgY | Wincobank |  | 0.479 | 0.76 | 1.218 | 1.927 | 3.023 | 4.068 | 5.366 | 6.911 | 8.687 | 10.834 | 13.122 | 15.401 | 17.454 | 19.286 | 20.695 | 21.647 | 22.276 | 22.632 | 22.836 | 22.811 | 22.705 | 22.574 | 22.419 | 22.243 | 22.035 | 21.795 | 21.544 | 21.264 | 20.955
Consumer Transformation | Dem_BB006 | GWh | SEPD | Acton Lane 66kV |  | 1.33 | 1.781 | 2.234 | 2.536 | 2.486 | 3.345 | 4.412 | 5.682 | 7.142 | 8.908 | 10.789 | 12.663 | 14.35 | 15.856 | 17.015 | 17.798 | 18.315 | 18.607 | 18.775 | 18.755 | 18.668 | 18.56 | 18.432 | 18.288 | 18.116 | 17.919 | 17.713 | 17.483 | 17.229
Consumer Transformation | Dem_BB006 | GWh | SEPD | Botley Wood |  | 5.504 | 8.302 | 12.468 | 18.399 | 26.868 | 36.154 | 47.686 | 61.42 | 77.201 | 96.287 | 116.621 | 136.873 | 155.115 | 171.393 | 183.92 | 192.381 | 197.974 | 201.13 | 202.945 | 202.725 | 201.784 | 200.62 | 199.242 | 197.677 | 195.826 | 193.694 | 191.468 | 188.978 | 186.23
Consumer Transformation | Dem_BB006 | GWh | SEPD | Bramley |  | 62.089 | 88.739 | 123.675 | 165.897 | 215.727 | 290.282 | 382.87 | 493.14 | 619.85 | 773.091 | 936.355 | 1098.957 | 1245.42 | 1376.118 | 1476.699 | 1544.634 | 1589.534 | 1614.875 | 1629.45 | 1627.68 | 1620.126 | 1610.785 | 1599.715 | 1587.154 | 1572.287 | 1555.174 | 1537.297 | 1517.309 | 1495.246
Consumer Transformation | Dem_BB006 | GWh | SEPD | Chickerell |  | 3.374 | 5.238 | 8.156 | 12.537 | 19.112 | 25.716 | 33.919 | 43.688 | 54.913 | 68.489 | 82.953 | 97.358 | 110.333 | 121.912 | 130.823 | 136.841 | 140.819 | 143.064 | 144.355 | 144.198 | 143.529 | 142.702 | 141.721 | 140.608 | 139.291 | 137.775 | 136.191 | 134.421 | 132.466
Consumer Transformation | Dem_BB006 | GWh | SEPD | Cowley |  | 24.672 | 34.395 | 46.147 | 58.568 | 70.295 | 94.589 | 124.76 | 160.691 | 201.98 | 251.915 | 305.115 | 358.099 | 405.824 | 448.413 | 481.188 | 503.324 | 517.955 | 526.213 | 530.962 | 530.385 | 527.924 | 524.88 | 521.273 | 517.18 | 512.335 | 506.759 | 500.934 | 494.421 | 487.231
Consumer Transformation | Dem_BB006 | GWh | SEPD | Ealing |  | 12.478 | 16.952 | 21.808 | 25.863 | 27.669 | 37.231 | 49.107 | 63.25 | 79.501 | 99.156 | 120.096 | 140.951 | 159.736 | 176.499 | 189.4 | 198.113 | 203.872 | 207.122 | 208.991 | 208.764 | 207.795 | 206.597 | 205.178 | 203.566 | 201.66 | 199.465 | 197.172 | 194.608 | 191.779
Consumer Transformation | Dem_BB006 | GWh | SEPD | Fawley |  | 4.688 | 7.226 | 11.155 | 16.985 | 25.642 | 34.504 | 45.509 | 58.616 | 73.678 | 91.893 | 111.299 | 130.626 | 148.035 | 163.571 | 175.526 | 183.601 | 188.938 | 191.95 | 193.683 | 193.472 | 192.574 | 191.464 | 190.148 | 188.655 | 186.888 | 184.854 | 182.729 | 180.353 | 177.731
Consumer Transformation | Dem_BB006 | GWh | SEPD | Fleet |  | 62.089 | 88.739 | 123.675 | 165.897 | 215.727 | 290.282 | 382.87 | 493.14 | 619.85 | 773.091 | 936.355 | 1098.957 | 1245.42 | 1376.118 | 1476.699 | 1544.634 | 1589.534 | 1614.875 | 1629.45 | 1627.68 | 1620.126 | 1610.785 | 1599.715 | 1587.154 | 1572.287 | 1555.174 | 1537.297 | 1517.309 | 1495.246
Consumer Transformation | Dem_BB006 | GWh | SEPD | Iver 132kV |  | 32.56 | 42.491 | 50.87 | 52.674 | 41.121 | 55.332 | 72.98 | 93.999 | 118.152 | 147.362 | 178.482 | 209.477 | 237.394 | 262.307 | 281.48 | 294.429 | 302.987 | 307.818 | 310.596 | 310.259 | 308.819 | 307.038 | 304.928 | 302.534 | 299.7 | 296.438 | 293.03 | 289.22 | 285.015
Consumer Transformation | Dem_BB006 | GWh | SEPD | Iver 66kV |  | 32.56 | 42.491 | 50.87 | 52.674 | 41.121 | 55.332 | 72.98 | 93.999 | 118.152 | 147.362 | 178.482 | 209.477 | 237.394 | 262.307 | 281.48 | 294.429 | 302.987 | 307.818 | 310.596 | 310.259 | 308.819 | 307.038 | 304.928 | 302.534 | 299.7 | 296.438 | 293.03 | 289.22 | 285.015
Consumer Transformation | Dem_BB006 | GWh | SEPD | Laleham |  | 12.63 | 17.249 | 22.384 | 26.939 | 29.603 | 39.834 | 52.539 | 67.671 | 85.058 | 106.087 | 128.49 | 150.803 | 170.902 | 188.836 | 202.639 | 211.961 | 218.122 | 221.6 | 223.6 | 223.357 | 222.32 | 221.038 | 219.519 | 217.796 | 215.756 | 213.407 | 210.954 | 208.211 | 205.184
Consumer Transformation | Dem_BB006 | GWh | SEPD | Lovedean |  | 38.294 | 53.291 | 71.298 | 90.097 | 107.412 | 144.533 | 190.634 | 245.538 | 308.628 | 384.928 | 466.218 | 547.179 | 620.103 | 685.179 | 735.259 | 769.084 | 791.44 | 804.057 | 811.315 | 810.433 | 806.672 | 802.021 | 796.51 | 790.255 | 782.853 | 774.332 | 765.431 | 755.479 | 744.494
Consumer Transformation | Dem_BB006 | GWh | SEPD | Mannington |  | 33.323 | 50.801 | 77.355 | 115.979 | 172.302 | 231.849 | 305.8 | 393.873 | 495.077 | 617.471 | 747.87 | 877.742 | 994.722 | 1099.111 | 1179.445 | 1233.705 | 1269.567 | 1289.807 | 1301.449 | 1300.034 | 1294.001 | 1286.54 | 1277.699 | 1267.666 | 1255.792 | 1242.124 | 1227.845 | 1211.881 | 1194.259
Consumer Transformation | Dem_BB006 | GWh | SEPD | Melksham |  | 23.359 | 35.058 | 52.315 | 76.612 | 110.947 | 149.29 | 196.908 | 253.618 | 318.784 | 397.595 | 481.561 | 565.186 | 640.51 | 707.728 | 759.456 | 794.394 | 817.486 | 830.519 | 838.015 | 837.104 | 833.219 | 828.415 | 822.722 | 816.262 | 808.616 | 799.815 | 790.621 | 780.341 | 768.995
Consumer Transformation | Dem_BB006 | GWh | SEPD | Minety |  | 70.947 | 93.133 | 112.736 | 119.422 | 99.351 | 133.687 | 176.328 | 227.112 | 285.468 | 356.042 | 431.232 | 506.117 | 573.569 | 633.761 | 680.083 | 711.37 | 732.049 | 743.719 | 750.432 | 749.616 | 746.138 | 741.836 | 736.738 | 730.953 | 724.106 | 716.225 | 707.991 | 698.786 | 688.625
Consumer Transformation | Dem_BB006 | GWh | SEPD | North Hyde |  | 9.192 | 12.442 | 15.908 | 18.667 | 19.575 | 26.339 | 34.741 | 44.746 | 56.244 | 70.149 | 84.963 | 99.717 | 113.007 | 124.866 | 133.992 | 140.157 | 144.231 | 146.53 | 147.853 | 147.692 | 147.007 | 146.159 | 145.155 | 144.015 | 142.666 | 141.113 | 139.491 | 137.677 | 135.675
Consumer Transformation | Dem_BB006 | GWh | SEPD | Nursling |  | 17.151 | 25.634 | 38.04 | 55.341 | 79.551 | 107.043 | 141.186 | 181.848 | 228.573 | 285.082 | 345.287 | 405.247 | 459.256 | 507.452 | 544.542 | 569.593 | 586.15 | 595.495 | 600.87 | 600.217 | 597.432 | 593.987 | 589.905 | 585.273 | 579.791 | 573.48 | 566.888 | 559.517 | 551.381
Consumer Transformation | Dem_BB006 | GWh | SHEPD | Abernethy |  | 1.247 | 1.903 | 2.902 | 4.359 | 6.488 | 8.73 | 11.514 | 14.831 | 18.641 | 23.25 | 28.16 | 33.05 | 37.454 | 41.385 | 44.41 | 46.453 | 47.803 | 48.565 | 49.004 | 48.95 | 48.723 | 48.442 | 48.109 | 47.732 | 47.284 | 46.77 | 46.232 | 45.631 | 44.968
Consumer Transformation | Dem_BB006 | GWh | SHEPD | Alness |  | 0.203 | 0.337 | 0.568 | 0.944 | 1.547 | 2.082 | 2.746 | 3.537 | 4.446 | 5.546 | 6.717 | 7.883 | 8.934 | 9.871 | 10.593 | 11.08 | 11.402 | 11.584 | 11.689 | 11.676 | 11.622 | 11.555 | 11.475 | 11.385 | 11.279 | 11.156 | 11.028 | 10.884 | 10.726
Consumer Transformation | Dem_BB006 | GWh | SHEPD | Arbroath |  | 0.307 | 0.487 | 0.781 | 1.237 | 1.941 | 2.612 | 3.445 | 4.438 | 5.578 | 6.957 | 8.426 | 9.889 | 11.207 | 12.384 | 13.289 | 13.9 | 14.304 | 14.532 | 14.663 | 14.647 | 14.579 | 14.495 | 14.396 | 14.283 | 14.149 | 13.995 | 13.834 | 13.654 | 13.456
Consumer Transformation | Dem_BB006 | GWh | SHEPD | Ardkinglas |  | 0.098 | 0.157 | 0.253 | 0.403 | 0.635 | 0.855 | 1.128 | 1.453 | 1.826 | 2.277 | 2.758 | 3.237 | 3.669 | 4.054 | 4.35 | 4.55 | 4.682 | 4.757 | 4.8 | 4.795 | 4.773 | 4.745 | 4.712 | 4.675 | 4.632 | 4.581 | 4.529 | 4.47 | 4.405
Consumer Transformation | Dem_BB006 | GWh | SHEPD | Ardmore |  | 0.498 | 0.879 | 1.57 | 2.751 | 4.711 | 6.34 | 8.362 | 10.77 | 13.537 | 16.884 | 20.449 | 24.001 | 27.199 | 30.054 | 32.25 | 33.734 | 34.714 | 35.268 | 35.586 | 35.548 | 35.383 | 35.179 | 34.937 | 34.662 | 34.338 | 33.964 | 33.574 | 33.137 | 32.655
Consumer Transformation | Dem_BB006 | GWh | SHEPD | Beauly |  | 0.178 | 0.296 | 0.499 | 0.829 | 1.361 | 1.831 | 2.415 | 3.11 | 3.91 | 4.876 | 5.906 | 6.931 | 7.855 | 8.68 | 9.314 | 9.742 | 10.026 | 10.185 | 10.277 | 10.266 | 10.219 | 10.16 | 10.09 | 10.011 | 9.917 | 9.809 | 9.696 | 9.57 | 9.431
Consumer Transformation | Dem_BB006 | GWh | SHEPD | Berryburn |  | 0.597 | 0.967 | 1.584 | 2.565 | 4.108 | 5.528 | 7.291 | 9.391 | 11.804 | 14.722 | 17.831 | 20.927 | 23.716 | 26.205 | 28.121 | 29.414 | 30.269 | 30.752 | 31.03 | 30.996 | 30.852 | 30.674 | 30.463 | 30.224 | 29.941 | 29.615 | 29.275 | 28.894 | 28.474
Consumer Transformation | Dem_BB006 | GWh | SHEPD | Boat of Garten |  | 1.167 | 1.941 | 3.269 | 5.435 | 8.916 | 11.997 | 15.823 | 20.381 | 25.617 | 31.951 | 38.698 | 45.418 | 51.471 | 56.873 | 61.029 | 63.837 | 65.693 | 66.74 | 67.342 | 67.269 | 66.957 | 66.571 | 66.113 | 65.594 | 64.98 | 64.273 | 63.534 | 62.708 | 61.796
Consumer Transformation | Dem_BB006 | GWh | SHEPD | Braco West |  | 6.281 | 8.461 | 10.727 | 12.406 | 12.642 | 17.011 | 22.437 | 28.9 | 36.325 | 45.306 | 54.874 | 64.403 | 72.986 | 80.645 | 86.54 | 90.521 | 93.152 | 94.637 | 95.491 | 95.387 | 94.945 | 94.397 | 93.749 | 93.013 | 92.141 | 91.138 | 90.091 | 88.919 | 87.626
Consumer Transformation | Dem_BB006 | GWh | SHEPD | Bridge of Dun |  | 1.269 | 2.012 | 3.216 | 5.079 | 7.951 | 10.699 | 14.112 | 18.176 | 22.846 | 28.495 | 34.512 | 40.505 | 45.904 | 50.721 | 54.428 | 56.932 | 58.587 | 59.521 | 60.058 | 59.993 | 59.715 | 59.37 | 58.962 | 58.499 | 57.951 | 57.321 | 56.662 | 55.925 | 55.112
Consumer Transformation | Dem_BB006 | GWh | SHEPD | Broadford-Skye |  | 0.374 | 0.622 | 1.047 | 1.74 | 2.853 | 3.84 | 5.064 | 6.523 | 8.199 | 10.226 | 12.385 | 14.536 | 16.473 | 18.202 | 19.532 | 20.431 | 21.025 | 21.36 | 21.553 | 21.529 | 21.429 | 21.306 | 21.159 | 20.993 | 20.796 | 20.57 | 20.334 | 20.069 | 19.777
Consumer Transformation | Dem_BB006 | GWh | SHEPD | Brora |  | 0.254 | 0.423 | 0.712 | 1.184 | 1.943 | 2.614 | 3.448 | 4.441 | 5.582 | 6.961 | 8.432 | 9.896 | 11.215 | 12.391 | 13.297 | 13.909 | 14.313 | 14.541 | 14.673 | 14.657 | 14.589 | 14.505 | 14.405 | 14.292 | 14.158 | 14.004 | 13.843 | 13.663 | 13.464
Consumer Transformation | Dem_BB006 | GWh | SHEPD | Burghmuir |  | 0.682 | 1.04 | 1.585 | 2.378 | 3.535 | 4.756 | 6.273 | 8.08 | 10.156 | 12.667 | 15.343 | 18.007 | 20.407 | 22.548 | 24.196 | 25.309 | 26.045 | 26.46 | 26.699 | 26.67 | 26.546 | 26.393 | 26.212 | 26.006 | 25.762 | 25.482 | 25.189 | 24.862 | 24.5
Consumer Transformation | Dem_BB006 | GWh | SHEPD | Carradale |  | 0.979 | 1.718 | 3.052 | 5.321 | 9.077 | 12.213 | 16.109 | 20.749 | 26.08 | 32.527 | 39.397 | 46.238 | 52.4 | 57.899 | 62.131 | 64.99 | 66.879 | 67.945 | 68.558 | 68.484 | 68.166 | 67.773 | 67.307 | 66.779 | 66.153 | 65.433 | 64.681 | 63.84 | 62.912
Consumer Transformation | Dem_BB006 | GWh | SHEPD | Cassley |  | 0.446 | 0.742 | 1.25 | 2.078 | 3.408 | 4.586 | 6.049 | 7.792 | 9.794 | 12.215 | 14.794 | 17.363 | 19.677 | 21.742 | 23.332 | 24.405 | 25.114 | 25.515 | 25.745 | 25.717 | 25.598 | 25.45 | 25.275 | 25.077 | 24.842 | 24.572 | 24.289 | 23.973 | 23.625
Consumer Transformation | Dem_BB006 | GWh | SHEPD | Ceannacroc |  | 0.114 | 0.19 | 0.319 | 0.532 | 0.872 | 1.173 | 1.547 | 1.992 | 2.504 | 3.124 | 3.783 | 4.44 | 5.032 | 5.56 | 5.966 | 6.241 | 6.422 | 6.525 | 6.583 | 6.576 | 6.546 | 6.508 | 6.463 | 6.413 | 6.353 | 6.283 | 6.211 | 6.13 | 6.041
Consumer Transformation | Dem_BB006 | GWh | SHEPD | Charleston |  | 0.639 | 0.946 | 1.386 | 1.984 | 2.801 | 3.769 | 4.971 | 6.403 | 8.048 | 10.038 | 12.158 | 14.269 | 16.171 | 17.868 | 19.174 | 20.056 | 20.639 | 20.968 | 21.157 | 21.134 | 21.036 | 20.915 | 20.771 | 20.608 | 20.415 | 20.193 | 19.96 | 19.701 | 19.414
Consumer Transformation | Dem_BB006 | GWh | SHEPD | Clachan |  | 0.098 | 0.157 | 0.253 | 0.403 | 0.635 | 0.855 | 1.128 | 1.453 | 1.826 | 2.277 | 2.758 | 3.237 | 3.669 | 4.054 | 4.35 | 4.55 | 4.682 | 4.757 | 4.8 | 4.795 | 4.773 | 4.745 | 4.712 | 4.675 | 4.632 | 4.581 | 4.529 | 4.47 | 4.405
Consumer Transformation | Dem_BB006 | GWh | SHEPD | Clayhills |  | 0.178 | 0.275 | 0.427 | 0.652 | 0.989 | 1.331 | 1.755 | 2.261 | 2.842 | 3.544 | 4.293 | 5.039 | 5.71 | 6.309 | 6.77 | 7.082 | 7.288 | 7.404 | 7.471 | 7.463 | 7.428 | 7.385 | 7.334 | 7.277 | 7.209 | 7.13 | 7.048 | 6.957 | 6.855
Consumer Transformation | Dem_BB006 | GWh | SHEPD | Coupar Angus |  | 2.749 | 4.225 | 6.498 | 9.854 | 14.814 | 19.933 | 26.291 | 33.863 | 42.564 | 53.087 | 64.298 | 75.463 | 85.521 | 94.495 | 101.402 | 106.067 | 109.15 | 110.89 | 111.891 | 111.77 | 111.251 | 110.61 | 109.849 | 108.987 | 107.966 | 106.791 | 105.563 | 104.191 | 102.676
Consumer Transformation | Dem_BB006 | GWh | SHEPD | Craigiebuckler |  | 1.256 | 1.944 | 3.018 | 4.623 | 7.023 | 9.45 | 12.464 | 16.053 | 20.178 | 25.167 | 30.481 | 35.774 | 40.542 | 44.797 | 48.071 | 50.283 | 51.744 | 52.569 | 53.044 | 52.986 | 52.74 | 52.436 | 52.076 | 51.667 | 51.183 | 50.626 | 50.044 | 49.393 | 48.675
Consumer Transformation | Dem_BB006 | GWh | SHEPD | Dallas |  | 0.597 | 0.967 | 1.584 | 2.565 | 4.108 | 5.528 | 7.291 | 9.391 | 11.804 | 14.722 | 17.831 | 20.927 | 23.716 | 26.205 | 28.121 | 29.414 | 30.269 | 30.752 | 31.03 | 30.996 | 30.852 | 30.674 | 30.463 | 30.224 | 29.941 | 29.615 | 29.275 | 28.894 | 28.474
Consumer Transformation | Dem_BB006 | GWh | SHEPD | Dounreay |  | 0.01 | 0.016 | 0.027 | 0.045 | 0.074 | 0.1 | 0.131 | 0.169 | 0.213 | 0.265 | 0.321 | 0.377 | 0.427 | 0.472 | 0.507 | 0.53 | 0.545 | 0.554 | 0.559 | 0.558 | 0.556 | 0.553 | 0.549 | 0.544 | 0.539 | 0.533 | 0.527 | 0.521 | 0.513
Consumer Transformation | Dem_BB006 | GWh | SHEPD | Dudhope |  | 0.362 | 0.533 | 0.775 | 1.101 | 1.539 | 2.071 | 2.732 | 3.518 | 4.422 | 5.516 | 6.681 | 7.841 | 8.886 | 9.818 | 10.536 | 11.021 | 11.341 | 11.522 | 11.626 | 11.613 | 11.559 | 11.493 | 11.414 | 11.324 | 11.218 | 11.096 | 10.968 | 10.826 | 10.668
Consumer Transformation | Dem_BB006 | GWh | SHEPD | Dunbeath |  | 0 | 0 | 0 | 0.001 | 0.001 | 0.001 | 0.001 | 0.002 | 0.002 | 0.003 | 0.004 | 0.004 | 0.005 | 0.005 | 0.006 | 0.006 | 0.006 | 0.006 | 0.006 | 0.006 | 0.006 | 0.006 | 0.006 | 0.006 | 0.006 | 0.006 | 0.006 | 0.006 | 0.006
Consumer Transformation | Dem_BB006 | GWh | SHEPD | Dunoon |  | 0.353 | 0.57 | 0.928 | 1.493 | 2.38 | 3.202 | 4.223 | 5.44 | 6.837 | 8.528 | 10.329 | 12.122 | 13.738 | 15.18 | 16.289 | 17.039 | 17.534 | 17.813 | 17.974 | 17.955 | 17.871 | 17.768 | 17.646 | 17.508 | 17.344 | 17.155 | 16.958 | 16.737 | 16.494
Consumer Transformation | Dem_BB006 | GWh | SHEPD | Dunvegan |  | 0.359 | 0.597 | 1.005 | 1.671 | 2.74 | 3.687 | 4.863 | 6.264 | 7.873 | 9.82 | 11.893 | 13.959 | 15.819 | 17.479 | 18.757 | 19.62 | 20.19 | 20.512 | 20.697 | 20.674 | 20.578 | 20.46 | 20.319 | 20.16 | 19.971 | 19.753 | 19.526 | 19.272 | 18.992
Consumer Transformation | Dem_BB006 | GWh | SHEPD | Dyce |  | 1.296 | 2.02 | 3.163 | 4.89 | 7.497 | 10.088 | 13.306 | 17.138 | 21.541 | 26.867 | 32.54 | 38.191 | 43.281 | 47.823 | 51.318 | 53.679 | 55.24 | 56.12 | 56.627 | 56.565 | 56.303 | 55.978 | 55.594 | 55.157 | 54.64 | 54.046 | 53.424 | 52.73 | 51.963
Consumer Transformation | Dem_BB006 | GWh | SHEPD | Elgin |  | 0.292 | 0.499 | 0.867 | 1.481 | 2.485 | 3.344 | 4.411 | 5.681 | 7.141 | 8.907 | 10.788 | 12.661 | 14.348 | 15.854 | 17.013 | 17.795 | 18.313 | 18.605 | 18.773 | 18.752 | 18.665 | 18.558 | 18.43 | 18.285 | 18.114 | 17.917 | 17.711 | 17.481 | 17.226
Consumer Transformation | Dem_BB006 | GWh | SHEPD | Fasnakyle |  | 0.142 | 0.236 | 0.397 | 0.66 | 1.082 | 1.456 | 1.92 | 2.473 | 3.109 | 3.877 | 4.696 | 5.511 | 6.246 | 6.901 | 7.406 | 7.746 | 7.971 | 8.099 | 8.172 | 8.163 | 8.125 | 8.078 | 8.023 | 7.96 | 7.885 | 7.799 | 7.71 | 7.609 | 7.499
Consumer Transformation | Dem_BB006 | GWh | SHEPD | Fetteresso |  | 1.256 | 1.975 | 3.125 | 4.887 | 7.575 | 10.193 | 13.445 | 17.317 | 21.766 | 27.148 | 32.881 | 38.59 | 43.734 | 48.323 | 51.855 | 54.241 | 55.817 | 56.707 | 57.219 | 57.157 | 56.892 | 56.564 | 56.175 | 55.734 | 55.212 | 54.611 | 53.983 | 53.281 | 52.506
Consumer Transformation | Dem_BB006 | GWh | SHEPD | Fiddes |  | 0.895 | 1.413 | 2.245 | 3.526 | 5.489 | 7.386 | 9.742 | 12.548 | 15.772 | 19.671 | 23.825 | 27.962 | 31.689 | 35.014 | 37.573 | 39.302 | 40.444 | 41.089 | 41.46 | 41.415 | 41.223 | 40.985 | 40.703 | 40.384 | 40.005 | 39.57 | 39.115 | 38.607 | 38.045
Consumer Transformation | Dem_BB006 | GWh | SHEPD | Finstown |  | 0 | 0 | 0 | 0 | 0 | 0 | 0 | 0 | 0 | 0 | 0 | 0 | 0 | 0 | 0 | 0 | 0 | 0 | 0 | 0 | 0 | 0 | 0 | 0 | 0 | 0 | 0 | 0 | 0
Consumer Transformation | Dem_BB006 | GWh | SHEPD | Fort Augustus |  | 0.275 | 0.456 | 0.768 | 1.278 | 2.095 | 2.819 | 3.719 | 4.79 | 6.021 | 7.509 | 9.095 | 10.674 | 12.097 | 13.366 | 14.343 | 15.003 | 15.439 | 15.685 | 15.827 | 15.81 | 15.736 | 15.645 | 15.538 | 15.416 | 15.272 | 15.105 | 14.932 | 14.738 | 14.523
Consumer Transformation | Dem_BB006 | GWh | SHEPD | Fort William |  | 0.911 | 1.515 | 2.551 | 4.241 | 6.955 | 9.359 | 12.344 | 15.9 | 19.985 | 24.926 | 30.19 | 35.432 | 40.154 | 44.368 | 47.611 | 49.802 | 51.249 | 52.066 | 52.536 | 52.479 | 52.236 | 51.934 | 51.578 | 51.172 | 50.693 | 50.141 | 49.565 | 48.921 | 48.209
Consumer Transformation | Dem_BB006 | GWh | SHEPD | Fraserburgh |  | 0.187 | 0.295 | 0.469 | 0.735 | 1.145 | 1.541 | 2.033 | 2.618 | 3.291 | 4.104 | 4.971 | 5.834 | 6.612 | 7.306 | 7.84 | 8.2 | 8.439 | 8.573 | 8.651 | 8.641 | 8.601 | 8.552 | 8.493 | 8.426 | 8.347 | 8.256 | 8.162 | 8.055 | 7.938
Consumer Transformation | Dem_BB006 | GWh | SHEPD | Glenfarclas |  | 0.597 | 0.967 | 1.584 | 2.565 | 4.108 | 5.528 | 7.291 | 9.391 | 11.804 | 14.722 | 17.831 | 20.927 | 23.716 | 26.205 | 28.121 | 29.414 | 30.269 | 30.752 | 31.03 | 30.996 | 30.852 | 30.674 | 30.463 | 30.224 | 29.941 | 29.615 | 29.275 | 28.894 | 28.474
Consumer Transformation | Dem_BB006 | GWh | SHEPD | Grudie Bridge |  | 1.252 | 2.081 | 3.504 | 5.825 | 9.554 | 12.856 | 16.957 | 21.84 | 27.452 | 34.239 | 41.47 | 48.671 | 55.158 | 60.946 | 65.401 | 68.41 | 70.398 | 71.52 | 72.166 | 72.088 | 71.753 | 71.339 | 70.849 | 70.293 | 69.634 | 68.876 | 68.085 | 67.199 | 66.222
Consumer Transformation | Dem_BB006 | GWh | SHEPD | Inverness |  | 0.178 | 0.296 | 0.498 | 0.828 | 1.358 | 1.827 | 2.41 | 3.104 | 3.901 | 4.866 | 5.893 | 6.917 | 7.838 | 8.661 | 9.294 | 9.721 | 10.004 | 10.164 | 10.255 | 10.244 | 10.197 | 10.138 | 10.068 | 9.989 | 9.896 | 9.788 | 9.675 | 9.55 | 9.411
Consumer Transformation | Dem_BB006 | GWh | SHEPD | Keith |  | 0.511 | 0.828 | 1.355 | 2.194 | 3.514 | 4.729 | 6.237 | 8.033 | 10.097 | 12.594 | 15.253 | 17.902 | 20.288 | 22.417 | 24.055 | 25.162 | 25.893 | 26.306 | 26.544 | 26.515 | 26.392 | 26.24 | 26.059 | 25.855 | 25.612 | 25.334 | 25.042 | 24.717 | 24.357
Consumer Transformation | Dem_BB006 | GWh | SHEPD | Killin |  | 6.297 | 8.438 | 10.601 | 12.059 | 11.881 | 15.986 | 21.086 | 27.158 | 34.136 | 42.576 | 51.567 | 60.522 | 68.588 | 75.786 | 81.325 | 85.066 | 87.539 | 88.935 | 89.737 | 89.64 | 89.224 | 88.709 | 88.1 | 87.408 | 86.589 | 85.647 | 84.662 | 83.562 | 82.346
Consumer Transformation | Dem_BB006 | GWh | SHEPD | Kinlochleven |  | 0.064 | 0.106 | 0.178 | 0.296 | 0.485 | 0.653 | 0.861 | 1.109 | 1.394 | 1.739 | 2.106 | 2.471 | 2.801 | 3.095 | 3.321 | 3.474 | 3.575 | 3.632 | 3.664 | 3.66 | 3.643 | 3.622 | 3.598 | 3.569 | 3.536 | 3.497 | 3.457 | 3.412 | 3.363
Consumer Transformation | Dem_BB006 | GWh | SHEPD | Kintore |  | 1.11 | 1.745 | 2.762 | 4.318 | 6.694 | 9.007 | 11.88 | 15.301 | 19.233 | 23.988 | 29.053 | 34.099 | 38.643 | 42.698 | 45.819 | 47.927 | 49.32 | 50.106 | 50.559 | 50.504 | 50.269 | 49.98 | 49.636 | 49.246 | 48.785 | 48.254 | 47.699 | 47.079 | 46.395
Consumer Transformation | Dem_BB006 | GWh | SHEPD | Lairg |  | 0.351 | 0.583 | 0.981 | 1.632 | 2.676 | 3.601 | 4.749 | 6.117 | 7.689 | 9.59 | 11.615 | 13.632 | 15.449 | 17.07 | 18.318 | 19.161 | 19.718 | 20.032 | 20.213 | 20.191 | 20.097 | 19.981 | 19.844 | 19.688 | 19.504 | 19.292 | 19.07 | 18.822 | 18.548
Consumer Transformation | Dem_BB006 | GWh | SHEPD | Lunanhead |  | 2.08 | 3.259 | 5.132 | 7.985 | 12.32 | 16.577 | 21.865 | 28.162 | 35.398 | 44.149 | 53.473 | 62.759 | 71.123 | 78.587 | 84.331 | 88.21 | 90.774 | 92.221 | 93.054 | 92.953 | 92.521 | 91.988 | 91.356 | 90.638 | 89.789 | 88.812 | 87.791 | 86.65 | 85.39
Consumer Transformation | Dem_BB006 | GWh | SHEPD | Lyndhurst |  | 0.754 | 1.112 | 1.62 | 2.305 | 3.228 | 4.344 | 5.73 | 7.38 | 9.276 | 11.569 | 14.012 | 16.446 | 18.638 | 20.593 | 22.099 | 23.115 | 23.787 | 24.166 | 24.385 | 24.358 | 24.245 | 24.105 | 23.94 | 23.752 | 23.529 | 23.273 | 23.005 | 22.706 | 22.376
Consumer Transformation | Dem_BB006 | GWh | SHEPD | Macduff |  | 0.324 | 0.511 | 0.813 | 1.277 | 1.989 | 2.676 | 3.529 | 4.546 | 5.714 | 7.126 | 8.631 | 10.13 | 11.48 | 12.685 | 13.612 | 14.238 | 14.652 | 14.886 | 15.02 | 15.004 | 14.934 | 14.848 | 14.746 | 14.63 | 14.493 | 14.335 | 14.171 | 13.986 | 13.783
Consumer Transformation | Dem_BB006 | GWh | SHEPD | Milton of Craigie |  | 1.82 | 2.7 | 3.968 | 5.705 | 8.09 | 10.886 | 14.358 | 18.493 | 23.245 | 28.992 | 35.114 | 41.212 | 46.705 | 51.606 | 55.378 | 57.926 | 59.609 | 60.56 | 61.106 | 61.04 | 60.757 | 60.406 | 59.991 | 59.52 | 58.963 | 58.321 | 57.65 | 56.901 | 56.073
Consumer Transformation | Dem_BB006 | GWh | SHEPD | Mybster |  | 0.818 | 1.36 | 2.289 | 3.805 | 6.241 | 8.398 | 11.077 | 14.267 | 17.933 | 22.366 | 27.09 | 31.794 | 36.031 | 39.812 | 42.722 | 44.688 | 45.987 | 46.72 | 47.141 | 47.09 | 46.872 | 46.601 | 46.281 | 45.918 | 45.488 | 44.993 | 44.475 | 43.897 | 43.259
Consumer Transformation | Dem_BB006 | GWh | SHEPD | Nairn |  | 0.854 | 1.428 | 2.416 | 4.036 | 6.648 | 8.945 | 11.798 | 15.196 | 19.101 | 23.823 | 28.854 | 33.865 | 38.379 | 42.406 | 45.506 | 47.599 | 48.983 | 49.764 | 50.213 | 50.158 | 49.925 | 49.638 | 49.296 | 48.909 | 48.451 | 47.924 | 47.373 | 46.757 | 46.077
Consumer Transformation | Dem_BB006 | GWh | SHEPD | Orrin |  | 0.178 | 0.296 | 0.499 | 0.829 | 1.361 | 1.831 | 2.415 | 3.11 | 3.91 | 4.876 | 5.906 | 6.931 | 7.855 | 8.68 | 9.314 | 9.742 | 10.026 | 10.185 | 10.277 | 10.266 | 10.219 | 10.16 | 10.09 | 10.011 | 9.917 | 9.809 | 9.696 | 9.57 | 9.431
Consumer Transformation | Dem_BB006 | GWh | SHEPD | Persley |  | 1.533 | 2.371 | 3.675 | 5.619 | 8.521 | 11.466 | 15.123 | 19.478 | 24.483 | 30.536 | 36.984 | 43.407 | 49.192 | 54.354 | 58.327 | 61.01 | 62.784 | 63.784 | 64.36 | 64.29 | 63.992 | 63.623 | 63.186 | 62.69 | 62.102 | 61.426 | 60.72 | 59.931 | 59.059
Consumer Transformation | Dem_BB006 | GWh | SHEPD | Peterhead Grange |  | 0.086 | 0.136 | 0.215 | 0.338 | 0.526 | 0.708 | 0.934 | 1.203 | 1.512 | 1.886 | 2.284 | 2.681 | 3.038 | 3.357 | 3.602 | 3.768 | 3.878 | 3.939 | 3.975 | 3.971 | 3.952 | 3.929 | 3.902 | 3.872 | 3.835 | 3.794 | 3.75 | 3.701 | 3.648
Consumer Transformation | Dem_BB006 | GWh | SHEPD | Peterhead Shell |  | 0.745 | 1.176 | 1.869 | 2.934 | 4.567 | 6.146 | 8.106 | 10.441 | 13.123 | 16.368 | 19.824 | 23.267 | 26.368 | 29.135 | 31.265 | 32.703 | 33.654 | 34.19 | 34.499 | 34.461 | 34.301 | 34.103 | 33.869 | 33.603 | 33.288 | 32.926 | 32.548 | 32.124 | 31.657
Consumer Transformation | Dem_BB006 | GWh | SHEPD | Port Ann |  | 0.984 | 1.572 | 2.532 | 4.031 | 6.36 | 8.558 | 11.288 | 14.539 | 18.274 | 22.792 | 27.605 | 32.399 | 36.717 | 40.57 | 43.536 | 45.539 | 46.862 | 47.609 | 48.039 | 47.987 | 47.764 | 47.489 | 47.162 | 46.792 | 46.354 | 45.849 | 45.322 | 44.733 | 44.082
Consumer Transformation | Dem_BB006 | GWh | SHEPD | Quoich |  | 0.1 | 0.167 | 0.282 | 0.468 | 0.767 | 1.032 | 1.361 | 1.753 | 2.204 | 2.749 | 3.329 | 3.908 | 4.428 | 4.893 | 5.251 | 5.492 | 5.652 | 5.742 | 5.794 | 5.788 | 5.761 | 5.727 | 5.688 | 5.643 | 5.591 | 5.53 | 5.466 | 5.395 | 5.317
Consumer Transformation | Dem_BB006 | GWh | SHEPD | Rannoch |  | 2.336 | 3.314 | 4.566 | 6.026 | 7.664 | 10.313 | 13.602 | 17.52 | 22.022 | 27.466 | 33.266 | 39.043 | 44.246 | 48.89 | 52.463 | 54.876 | 56.472 | 57.372 | 57.89 | 57.827 | 57.558 | 57.227 | 56.833 | 56.387 | 55.859 | 55.251 | 54.616 | 53.906 | 53.122
Consumer Transformation | Dem_BB006 | GWh | SHEPD | Redmoss |  | 0.727 | 1.129 | 1.758 | 2.702 | 4.12 | 5.543 | 7.311 | 9.417 | 11.837 | 14.763 | 17.881 | 20.986 | 23.782 | 26.278 | 28.199 | 29.496 | 30.354 | 30.838 | 31.116 | 31.082 | 30.938 | 30.759 | 30.548 | 30.308 | 30.024 | 29.698 | 29.356 | 28.974 | 28.553
Consumer Transformation | Dem_BB006 | GWh | SHEPD | Rothienorman |  | 0.232 | 0.37 | 0.593 | 0.94 | 1.476 | 1.986 | 2.619 | 3.373 | 4.24 | 5.288 | 6.405 | 7.517 | 8.519 | 9.413 | 10.101 | 10.566 | 10.873 | 11.047 | 11.146 | 11.134 | 11.082 | 11.019 | 10.943 | 10.857 | 10.755 | 10.638 | 10.516 | 10.379 | 10.228
Consumer Transformation | Dem_BB006 | GWh | SHEPD | Shin |  | 0.42 | 0.699 | 1.177 | 1.957 | 3.209 | 4.318 | 5.696 | 7.336 | 9.221 | 11.501 | 13.93 | 16.349 | 18.528 | 20.472 | 21.969 | 22.979 | 23.647 | 24.024 | 24.241 | 24.215 | 24.102 | 23.963 | 23.799 | 23.612 | 23.391 | 23.136 | 22.87 | 22.573 | 22.244
Consumer Transformation | Dem_BB006 | GWh | SHEPD | Sloy |  | 2.187 | 2.889 | 3.538 | 3.834 | 3.382 | 4.551 | 6.003 | 7.732 | 9.719 | 12.122 | 14.681 | 17.231 | 19.527 | 21.577 | 23.154 | 24.219 | 24.923 | 25.32 | 25.549 | 25.521 | 25.402 | 25.256 | 25.082 | 24.885 | 24.652 | 24.384 | 24.104 | 23.79 | 23.444
Consumer Transformation | Dem_BB006 | GWh | SHEPD | St Fergus Gas Terminal |  | 0.094 | 0.148 | 0.235 | 0.369 | 0.576 | 0.775 | 1.022 | 1.316 | 1.654 | 2.063 | 2.498 | 2.932 | 3.323 | 3.672 | 3.94 | 4.121 | 4.241 | 4.309 | 4.348 | 4.343 | 4.323 | 4.298 | 4.268 | 4.235 | 4.195 | 4.149 | 4.102 | 4.048 | 3.989
Consumer Transformation | Dem_BB006 | GWh | SHEPD | St Fillans |  | 0.447 | 0.666 | 0.986 | 1.429 | 2.046 | 2.754 | 3.632 | 4.678 | 5.88 | 7.333 | 8.882 | 10.424 | 11.814 | 13.054 | 14.008 | 14.652 | 15.078 | 15.318 | 15.457 | 15.44 | 15.368 | 15.28 | 15.175 | 15.055 | 14.914 | 14.752 | 14.582 | 14.393 | 14.184
Consumer Transformation | Dem_BB006 | GWh | SHEPD | Strichen |  | 0.745 | 1.176 | 1.869 | 2.934 | 4.567 | 6.146 | 8.106 | 10.441 | 13.123 | 16.368 | 19.824 | 23.267 | 26.368 | 29.135 | 31.265 | 32.703 | 33.654 | 34.19 | 34.499 | 34.461 | 34.301 | 34.103 | 33.869 | 33.603 | 33.288 | 32.926 | 32.548 | 32.124 | 31.657
Consumer Transformation | Dem_BB006 | GWh | SHEPD | Tarland |  | 3.364 | 5.311 | 8.44 | 13.258 | 20.647 | 27.783 | 36.644 | 47.198 | 59.325 | 73.992 | 89.618 | 105.18 | 119.198 | 131.707 | 141.334 | 147.836 | 152.133 | 154.558 | 155.953 | 155.784 | 155.061 | 154.167 | 153.107 | 151.905 | 150.482 | 148.844 | 147.133 | 145.22 | 143.109
Consumer Transformation | Dem_BB006 | GWh | SHEPD | Taynuilt |  | 1.16 | 1.851 | 2.977 | 4.735 | 7.461 | 10.039 | 13.241 | 17.054 | 21.436 | 26.736 | 32.382 | 38.006 | 43.071 | 47.591 | 51.069 | 53.419 | 54.971 | 55.848 | 56.352 | 56.291 | 56.029 | 55.706 | 55.324 | 54.889 | 54.375 | 53.783 | 53.165 | 52.474 | 51.711
Consumer Transformation | Dem_BB006 | GWh | SHEPD | Thurso |  | 2.169 | 3.242 | 4.812 | 7.003 | 10.069 | 13.549 | 17.87 | 23.017 | 28.932 | 36.084 | 43.704 | 51.294 | 58.13 | 64.23 | 68.925 | 72.096 | 74.192 | 75.374 | 76.055 | 75.972 | 75.619 | 75.183 | 74.667 | 74.081 | 73.387 | 72.588 | 71.753 | 70.821 | 69.791
Consumer Transformation | Dem_BB006 | GWh | SHEPD | Tummel Bridge |  | 3.207 | 4.841 | 7.28 | 10.759 | 15.737 | 21.175 | 27.93 | 35.974 | 45.217 | 56.395 | 68.305 | 80.167 | 90.851 | 100.385 | 107.722 | 112.678 | 115.953 | 117.802 | 118.865 | 118.736 | 118.185 | 117.504 | 116.696 | 115.78 | 114.695 | 113.447 | 112.143 | 110.685 | 109.075
Consumer Transformation | Dem_BB006 | GWh | SHEPD | Willowdale |  | 0.204 | 0.315 | 0.488 | 0.746 | 1.131 | 1.522 | 2.008 | 2.586 | 3.25 | 4.054 | 4.91 | 5.763 | 6.531 | 7.216 | 7.743 | 8.1 | 8.335 | 8.468 | 8.544 | 8.535 | 8.495 | 8.446 | 8.388 | 8.323 | 8.245 | 8.155 | 8.061 | 7.956 | 7.841
Consumer Transformation | Dem_BB006 | GWh | SHEPD | Woodhill |  | 0.86 | 1.33 | 2.062 | 3.152 | 4.78 | 6.432 | 8.483 | 10.926 | 13.734 | 17.129 | 20.746 | 24.349 | 27.594 | 30.49 | 32.718 | 34.223 | 35.218 | 35.779 | 36.102 | 36.063 | 35.896 | 35.689 | 35.444 | 35.165 | 34.836 | 34.457 | 34.061 | 33.618 | 33.129
Consumer Transformation | Dem_BB006 | GWh | SPD | Ayr |  | 0.247 | 0.4 | 0.655 | 1.06 | 1.697 | 2.284 | 3.012 | 3.88 | 4.876 | 6.082 | 7.366 | 8.646 | 9.798 | 10.826 | 11.617 | 12.152 | 12.505 | 12.704 | 12.819 | 12.805 | 12.746 | 12.672 | 12.585 | 12.486 | 12.369 | 12.235 | 12.094 | 11.937 | 11.763
Consumer Transformation | Dem_BB006 | GWh | SPD | Bainsford |  | 0.781 | 1.283 | 2.135 | 3.509 | 5.698 | 7.667 | 10.112 | 13.025 | 16.372 | 20.419 | 24.731 | 29.026 | 32.894 | 36.346 | 39.003 | 40.797 | 41.983 | 42.653 | 43.038 | 42.991 | 42.791 | 42.545 | 42.252 | 41.92 | 41.528 | 41.076 | 40.604 | 40.076 | 39.493
Consumer Transformation | Dem_BB006 | GWh | SPD | Bathgate |  | 2.602 | 4.25 | 7.019 | 11.457 | 18.489 | 24.879 | 32.815 | 42.265 | 53.125 | 66.259 | 80.252 | 94.188 | 106.741 | 117.942 | 126.563 | 132.385 | 136.234 | 138.406 | 139.655 | 139.503 | 138.856 | 138.055 | 137.106 | 136.03 | 134.755 | 133.289 | 131.757 | 130.044 | 128.153
Consumer Transformation | Dem_BB006 | GWh | SPD | Berwick |  | 0.886 | 1.394 | 2.207 | 3.454 | 5.359 | 7.211 | 9.51 | 12.25 | 15.397 | 19.203 | 23.259 | 27.298 | 30.936 | 34.183 | 36.681 | 38.369 | 39.484 | 40.113 | 40.475 | 40.431 | 40.244 | 40.012 | 39.737 | 39.425 | 39.055 | 38.63 | 38.186 | 37.69 | 37.142
Consumer Transformation | Dem_BB006 | GWh | SPD | Bonnybridge |  | 2.799 | 4.595 | 7.631 | 12.522 | 20.304 | 27.32 | 36.035 | 46.413 | 58.338 | 72.761 | 88.127 | 103.43 | 117.215 | 129.516 | 138.982 | 145.376 | 149.602 | 151.987 | 153.359 | 153.192 | 152.481 | 151.602 | 150.56 | 149.378 | 147.979 | 146.368 | 144.685 | 142.804 | 140.728
Consumer Transformation | Dem_BB006 | GWh | SPD | Braehead Park |  | 1.9 | 2.473 | 2.946 | 3.019 | 2.285 | 3.074 | 4.055 | 5.223 | 6.565 | 8.187 | 9.916 | 11.638 | 13.19 | 14.574 | 15.639 | 16.358 | 16.834 | 17.102 | 17.257 | 17.238 | 17.158 | 17.059 | 16.942 | 16.809 | 16.651 | 16.47 | 16.281 | 16.069 | 15.835
Consumer Transformation | Dem_BB006 | GWh | SPD | Broxburn |  | 3.963 | 5.867 | 8.596 | 12.312 | 17.386 | 23.394 | 30.856 | 39.742 | 49.954 | 62.304 | 75.461 | 88.566 | 100.369 | 110.902 | 119.008 | 124.483 | 128.102 | 130.144 | 131.318 | 131.176 | 130.567 | 129.814 | 128.922 | 127.91 | 126.712 | 125.332 | 123.892 | 122.281 | 120.503
Consumer Transformation | Dem_BB006 | GWh | SPD | Carntyne |  | 0.818 | 1.281 | 2.015 | 3.13 | 4.823 | 6.49 | 8.56 | 11.025 | 13.858 | 17.284 | 20.935 | 24.57 | 27.845 | 30.767 | 33.015 | 34.534 | 35.538 | 36.105 | 36.431 | 36.391 | 36.222 | 36.013 | 35.766 | 35.485 | 35.153 | 34.77 | 34.37 | 33.923 | 33.43
Consumer Transformation | Dem_BB006 | GWh | SPD | Carsfad |  | 0.172 | 0.3 | 0.532 | 0.925 | 1.575 | 2.12 | 2.796 | 3.601 | 4.526 | 5.645 | 6.837 | 8.024 | 9.094 | 10.048 | 10.782 | 11.278 | 11.606 | 11.791 | 11.898 | 11.885 | 11.83 | 11.761 | 11.681 | 11.589 | 11.48 | 11.355 | 11.225 | 11.079 | 10.918
Consumer Transformation | Dem_BB006 | GWh | SPD | Chapelcross |  | 1.459 | 1.45 | 2.516 | 4.298 | 7.214 | 9.707 | 12.803 | 16.49 | 20.727 | 25.851 | 31.31 | 36.747 | 41.645 | 46.015 | 49.379 | 51.65 | 53.152 | 53.999 | 54.486 | 54.427 | 54.175 | 53.862 | 53.492 | 53.072 | 52.575 | 52.003 | 51.405 | 50.736 | 49.999
Consumer Transformation | Dem_BB006 | GWh | SPD | Charlotte Street |  | 0.83 | 1.297 | 2.038 | 3.162 | 4.866 | 6.548 | 8.636 | 11.124 | 13.982 | 17.439 | 21.121 | 24.789 | 28.093 | 31.041 | 33.31 | 34.842 | 35.855 | 36.427 | 36.756 | 36.716 | 36.545 | 36.334 | 36.085 | 35.801 | 35.466 | 35.08 | 34.677 | 34.226 | 33.728
Consumer Transformation | Dem_BB006 | GWh | SPD | Clyde’s Mill |  | 0.864 | 1.372 | 2.195 | 3.472 | 5.442 | 7.323 | 9.659 | 12.441 | 15.638 | 19.504 | 23.622 | 27.725 | 31.42 | 34.717 | 37.254 | 38.968 | 40.101 | 40.74 | 41.108 | 41.063 | 40.873 | 40.637 | 40.358 | 40.041 | 39.666 | 39.234 | 38.783 | 38.279 | 37.722 | GSP also referred to as Westburn Road
Consumer Transformation | Dem_BB006 | GWh | SPD | Coatbridge |  | 0.704 | 1.237 | 2.2 | 3.84 | 6.555 | 8.82 | 11.633 | 14.984 | 18.834 | 23.49 | 28.451 | 33.391 | 37.842 | 41.813 | 44.869 | 46.933 | 48.297 | 49.067 | 49.51 | 49.456 | 49.227 | 48.943 | 48.607 | 48.225 | 47.773 | 47.253 | 46.71 | 46.103 | 45.432
Consumer Transformation | Dem_BB006 | GWh | SPD | Cockenzie |  | 2.758 | 4.116 | 6.096 | 8.848 | 12.684 | 17.068 | 22.512 | 28.996 | 36.446 | 45.456 | 55.056 | 64.616 | 73.228 | 80.913 | 86.827 | 90.821 | 93.461 | 94.951 | 95.808 | 95.704 | 95.26 | 94.711 | 94.06 | 93.321 | 92.447 | 91.441 | 90.39 | 89.214 | 87.917
Consumer Transformation | Dem_BB006 | GWh | SPD | Coylton |  | 2.925 | 4.924 | 8.397 | 14.124 | 23.397 | 31.483 | 41.525 | 53.484 | 67.226 | 83.846 | 101.553 | 119.188 | 135.073 | 149.248 | 160.157 | 167.524 | 172.394 | 175.142 | 176.723 | 176.531 | 175.712 | 174.699 | 173.498 | 172.136 | 170.524 | 168.668 | 166.729 | 164.561 | 162.168
Consumer Transformation | Dem_BB006 | GWh | SPD | Crookston A |  | 2.415 | 3.44 | 4.773 | 6.361 | 8.199 | 11.033 | 14.551 | 18.742 | 23.558 | 29.382 | 35.587 | 41.767 | 47.334 | 52.301 | 56.124 | 58.706 | 60.412 | 61.375 | 61.929 | 61.862 | 61.575 | 61.22 | 60.799 | 60.322 | 59.757 | 59.106 | 58.427 | 57.667 | 56.829
Consumer Transformation | Dem_BB006 | GWh | SPD | Crookston B |  | 2.415 | 3.44 | 4.773 | 6.361 | 8.199 | 11.033 | 14.551 | 18.742 | 23.558 | 29.382 | 35.587 | 41.767 | 47.334 | 52.301 | 56.124 | 58.706 | 60.412 | 61.375 | 61.929 | 61.862 | 61.575 | 61.22 | 60.799 | 60.322 | 59.757 | 59.106 | 58.427 | 57.667 | 56.829
Consumer Transformation | Dem_BB006 | GWh | SPD | Cumbernauld |  | 1.482 | 2.566 | 4.5 | 7.758 | 13.116 | 17.649 | 23.279 | 29.983 | 37.687 | 47.004 | 56.931 | 66.817 | 75.722 | 83.669 | 89.784 | 93.915 | 96.645 | 98.185 | 99.071 | 98.964 | 98.505 | 97.937 | 97.264 | 96.5 | 95.596 | 94.555 | 93.468 | 92.253 | 90.912
Consumer Transformation | Dem_BB006 | GWh | SPD | Cupar |  | 4.401 | 7.038 | 11.352 | 18.105 | 28.602 | 38.487 | 50.763 | 65.383 | 82.183 | 102.501 | 124.147 | 145.706 | 165.125 | 182.453 | 195.789 | 204.796 | 210.749 | 214.109 | 216.042 | 215.807 | 214.805 | 213.567 | 212.099 | 210.434 | 208.463 | 206.194 | 203.824 | 201.173 | 198.248
Consumer Transformation | Dem_BB006 | GWh | SPD | Currie |  | 1.557 | 2.243 | 3.164 | 4.313 | 5.729 | 7.709 | 10.168 | 13.097 | 16.462 | 20.532 | 24.867 | 29.186 | 33.075 | 36.547 | 39.218 | 41.022 | 42.214 | 42.887 | 43.274 | 43.227 | 43.027 | 42.779 | 42.485 | 42.151 | 41.756 | 41.302 | 40.827 | 40.296 | 39.71
Consumer Transformation | Dem_BB006 | GWh | SPD | Dalmarnock |  | 0.394 | 0.617 | 0.972 | 1.514 | 2.338 | 3.146 | 4.149 | 5.344 | 6.718 | 8.378 | 10.148 | 11.91 | 13.497 | 14.914 | 16.004 | 16.74 | 17.227 | 17.501 | 17.659 | 17.64 | 17.558 | 17.457 | 17.337 | 17.201 | 17.04 | 16.854 | 16.661 | 16.444 | 16.205
Consumer Transformation | Dem_BB006 | GWh | SPD | Devol Moor |  | 0.3 | 0.505 | 0.859 | 1.444 | 2.389 | 3.214 | 4.239 | 5.46 | 6.863 | 8.56 | 10.367 | 12.168 | 13.789 | 15.236 | 16.35 | 17.102 | 17.599 | 17.88 | 18.041 | 18.022 | 17.938 | 17.835 | 17.712 | 17.573 | 17.408 | 17.219 | 17.021 | 16.8 | 16.555
Consumer Transformation | Dem_BB006 | GWh | SPD | Devonside |  | 1.182 | 1.941 | 3.226 | 5.298 | 8.597 | 11.568 | 15.257 | 19.652 | 24.701 | 30.808 | 37.314 | 43.794 | 49.63 | 54.838 | 58.847 | 61.554 | 63.343 | 64.353 | 64.934 | 64.863 | 64.562 | 64.19 | 63.749 | 63.248 | 62.656 | 61.974 | 61.261 | 60.465 | 59.586
Consumer Transformation | Dem_BB006 | GWh | SPD | Dewar Place |  | 0.481 | 0.692 | 0.976 | 1.331 | 1.768 | 2.379 | 3.138 | 4.041 | 5.08 | 6.336 | 7.673 | 9.006 | 10.206 | 11.277 | 12.102 | 12.658 | 13.026 | 13.234 | 13.353 | 13.339 | 13.277 | 13.2 | 13.11 | 13.007 | 12.885 | 12.745 | 12.598 | 12.434 | 12.254
Consumer Transformation | Dem_BB006 | GWh | SPD | Drumchapel |  | 1.722 | 2.605 | 3.928 | 5.822 | 8.544 | 11.496 | 15.163 | 19.53 | 24.549 | 30.618 | 37.083 | 43.523 | 49.324 | 54.5 | 58.483 | 61.174 | 62.952 | 63.956 | 64.533 | 64.463 | 64.164 | 63.794 | 63.355 | 62.858 | 62.269 | 61.591 | 60.883 | 60.092 | 59.218
Consumer Transformation | Dem_BB006 | GWh | SPD | Drumcross |  | 0.183 | 0.296 | 0.484 | 0.781 | 1.247 | 1.678 | 2.214 | 2.851 | 3.584 | 4.47 | 5.414 | 6.354 | 7.201 | 7.956 | 8.538 | 8.931 | 9.19 | 9.337 | 9.421 | 9.411 | 9.367 | 9.313 | 9.249 | 9.177 | 9.091 | 8.992 | 8.888 | 8.773 | 8.645
Consumer Transformation | Dem_BB006 | GWh | SPD | Dumfries 11 |  | 0.534 | 0.918 | 1.601 | 2.746 | 4.624 | 6.222 | 8.206 | 10.57 | 13.285 | 16.57 | 20.069 | 23.554 | 26.693 | 29.495 | 31.651 | 33.107 | 34.069 | 34.612 | 34.925 | 34.887 | 34.725 | 34.524 | 34.287 | 34.018 | 33.699 | 33.333 | 32.949 | 32.521 | 32.048
Consumer Transformation | Dem_BB006 | GWh | SPD | Dumfries 33 |  | 0.534 | 0.918 | 1.601 | 2.746 | 4.624 | 6.222 | 8.206 | 10.57 | 13.285 | 16.57 | 20.069 | 23.554 | 26.693 | 29.495 | 31.651 | 33.107 | 34.069 | 34.612 | 34.925 | 34.887 | 34.725 | 34.524 | 34.287 | 34.018 | 33.699 | 33.333 | 32.949 | 32.521 | 32.048
Consumer Transformation | Dem_BB006 | GWh | SPD | Dumfries ICI |  | 0.534 | 0.918 | 1.601 | 2.746 | 4.624 | 6.222 | 8.206 | 10.57 | 13.285 | 16.57 | 20.069 | 23.554 | 26.693 | 29.495 | 31.651 | 33.107 | 34.069 | 34.612 | 34.925 | 34.887 | 34.725 | 34.524 | 34.287 | 34.018 | 33.699 | 33.333 | 32.949 | 32.521 | 32.048
Consumer Transformation | Dem_BB006 | GWh | SPD | Dunbar |  | 0 | 0 | 0 | 0 | 0 | 0 | 0 | 0 | 0 | 0 | 0 | 0 | 0 | 0 | 0 | 0 | 0 | 0 | 0 | 0 | 0 | 0 | 0 | 0 | 0 | 0 | 0 | 0 | 0
Consumer Transformation | Dem_BB006 | GWh | SPD | Dunbar A |  | 1.377 | 2.051 | 3.031 | 4.386 | 6.268 | 8.434 | 11.124 | 14.327 | 18.009 | 22.461 | 27.204 | 31.928 | 36.183 | 39.981 | 42.903 | 44.877 | 46.181 | 46.917 | 47.341 | 47.289 | 47.07 | 46.798 | 46.477 | 46.112 | 45.68 | 45.183 | 44.663 | 44.083 | 43.442
Consumer Transformation | Dem_BB006 | GWh | SPD | Dunbar B |  | 0.562 | 0.838 | 1.238 | 1.791 | 2.56 | 3.445 | 4.543 | 5.852 | 7.356 | 9.174 | 11.112 | 13.041 | 14.779 | 16.33 | 17.524 | 18.33 | 18.863 | 19.163 | 19.336 | 19.315 | 19.226 | 19.115 | 18.984 | 18.834 | 18.658 | 18.455 | 18.243 | 18.006 | 17.744
Consumer Transformation | Dem_BB006 | GWh | SPD | Dunfermline |  | 1.095 | 1.752 | 2.827 | 4.511 | 7.132 | 9.596 | 12.657 | 16.302 | 20.491 | 25.557 | 30.954 | 36.33 | 41.171 | 45.492 | 48.817 | 51.063 | 52.547 | 53.385 | 53.867 | 53.808 | 53.559 | 53.25 | 52.884 | 52.468 | 51.977 | 51.411 | 50.82 | 50.16 | 49.43
Consumer Transformation | Dem_BB006 | GWh | SPD | Earlstoun |  | 0.172 | 0.3 | 0.532 | 0.925 | 1.575 | 2.12 | 2.796 | 3.601 | 4.526 | 5.645 | 6.837 | 8.024 | 9.094 | 10.048 | 10.782 | 11.278 | 11.606 | 11.791 | 11.898 | 11.885 | 11.83 | 11.761 | 11.681 | 11.589 | 11.48 | 11.355 | 11.225 | 11.079 | 10.918
Consumer Transformation | Dem_BB006 | GWh | SPD | East Kilbride |  | 0.457 | 0.724 | 1.155 | 1.819 | 2.842 | 3.824 | 5.044 | 6.496 | 8.165 | 10.184 | 12.335 | 14.476 | 16.406 | 18.127 | 19.452 | 20.347 | 20.939 | 21.273 | 21.465 | 21.441 | 21.342 | 21.219 | 21.073 | 20.907 | 20.712 | 20.486 | 20.251 | 19.987 | 19.697
Consumer Transformation | Dem_BB006 | GWh | SPD | East Kilbride South |  | 0.046 | 0.075 | 0.124 | 0.203 | 0.328 | 0.441 | 0.582 | 0.749 | 0.942 | 1.174 | 1.423 | 1.67 | 1.892 | 2.091 | 2.243 | 2.347 | 2.415 | 2.453 | 2.475 | 2.473 | 2.461 | 2.447 | 2.43 | 2.411 | 2.389 | 2.363 | 2.335 | 2.305 | 2.272
Consumer Transformation | Dem_BB006 | GWh | SPD | Easterhouse |  | 3.076 | 4.905 | 7.887 | 12.539 | 19.752 | 26.579 | 35.056 | 45.153 | 56.754 | 70.785 | 85.734 | 100.622 | 114.032 | 125.999 | 135.209 | 141.429 | 145.54 | 147.86 | 149.195 | 149.033 | 148.341 | 147.486 | 146.472 | 145.322 | 143.961 | 142.394 | 140.757 | 138.927 | 136.907
Consumer Transformation | Dem_BB006 | GWh | SPD | Eccles |  | 1.538 | 2.38 | 3.692 | 5.65 | 8.575 | 11.539 | 15.219 | 19.603 | 24.64 | 30.731 | 37.221 | 43.685 | 49.507 | 54.702 | 58.7 | 61.401 | 63.186 | 64.193 | 64.772 | 64.702 | 64.402 | 64.03 | 63.59 | 63.091 | 62.5 | 61.82 | 61.109 | 60.315 | 59.437
Consumer Transformation | Dem_BB006 | GWh | SPD | Elderslie |  | 2.92 | 3.752 | 4.362 | 4.232 | 2.657 | 3.575 | 4.715 | 6.073 | 7.633 | 9.52 | 11.531 | 13.533 | 15.336 | 16.946 | 18.185 | 19.021 | 19.574 | 19.886 | 20.066 | 20.044 | 19.951 | 19.836 | 19.699 | 19.545 | 19.362 | 19.151 | 18.931 | 18.685 | 18.413
Consumer Transformation | Dem_BB006 | GWh | SPD | Erskine |  | 5.474 | 7.031 | 8.162 | 7.9 | 4.908 | 6.604 | 8.711 | 11.22 | 14.103 | 17.589 | 21.304 | 25.003 | 28.335 | 31.309 | 33.597 | 35.143 | 36.164 | 36.741 | 37.073 | 37.032 | 36.86 | 36.648 | 36.396 | 36.11 | 35.772 | 35.383 | 34.976 | 34.521 | 34.019
Consumer Transformation | Dem_BB006 | GWh | SPD | Finnieston |  | 0.154 | 0.241 | 0.379 | 0.589 | 0.907 | 1.22 | 1.609 | 2.073 | 2.606 | 3.25 | 3.936 | 4.62 | 5.235 | 5.785 | 6.208 | 6.493 | 6.682 | 6.788 | 6.85 | 6.842 | 6.81 | 6.771 | 6.725 | 6.672 | 6.609 | 6.537 | 6.462 | 6.378 | 6.285
Consumer Transformation | Dem_BB006 | GWh | SPD | Galashiels |  | 1.43 | 2.237 | 3.514 | 5.454 | 8.394 | 11.296 | 14.898 | 19.189 | 24.12 | 30.083 | 36.436 | 42.763 | 48.462 | 53.548 | 57.462 | 60.105 | 61.852 | 62.838 | 63.406 | 63.337 | 63.043 | 62.679 | 62.249 | 61.76 | 61.181 | 60.515 | 59.82 | 59.042 | 58.183
Consumer Transformation | Dem_BB006 | GWh | SPD | Giffnock |  | 2.774 | 4.122 | 6.07 | 8.749 | 12.444 | 16.745 | 22.086 | 28.447 | 35.756 | 44.596 | 54.013 | 63.393 | 71.842 | 79.381 | 85.183 | 89.102 | 91.692 | 93.154 | 93.994 | 93.892 | 93.457 | 92.918 | 92.279 | 91.555 | 90.697 | 89.71 | 88.679 | 87.526 | 86.253
Consumer Transformation | Dem_BB006 | GWh | SPD | Glenlee |  | 0.172 | 0.3 | 0.532 | 0.925 | 1.575 | 2.12 | 2.796 | 3.601 | 4.526 | 5.645 | 6.837 | 8.024 | 9.094 | 10.048 | 10.782 | 11.278 | 11.606 | 11.791 | 11.898 | 11.885 | 11.83 | 11.761 | 11.681 | 11.589 | 11.48 | 11.355 | 11.225 | 11.079 | 10.918
Consumer Transformation | Dem_BB006 | GWh | SPD | Glenluce |  | 0.692 | 1.19 | 2.074 | 3.555 | 5.983 | 8.05 | 10.618 | 13.676 | 17.19 | 21.44 | 25.968 | 30.477 | 34.539 | 38.164 | 40.953 | 42.837 | 44.082 | 44.785 | 45.189 | 45.14 | 44.931 | 44.672 | 44.365 | 44.016 | 43.604 | 43.129 | 42.634 | 42.079 | 41.467
Consumer Transformation | Dem_BB006 | GWh | SPD | Glenniston |  | 0.453 | 0.725 | 1.169 | 1.864 | 2.945 | 3.963 | 5.227 | 6.733 | 8.463 | 10.555 | 12.784 | 15.004 | 17.004 | 18.788 | 20.162 | 21.089 | 21.702 | 22.048 | 22.247 | 22.223 | 22.12 | 21.992 | 21.841 | 21.67 | 21.467 | 21.233 | 20.989 | 20.716 | 20.415
Consumer Transformation | Dem_BB006 | GWh | SPD | Glenrothes |  | 0.548 | 0.876 | 1.413 | 2.253 | 3.56 | 4.791 | 6.319 | 8.138 | 10.229 | 12.758 | 15.453 | 18.136 | 20.553 | 22.71 | 24.37 | 25.491 | 26.232 | 26.65 | 26.891 | 26.862 | 26.737 | 26.583 | 26.4 | 26.193 | 25.948 | 25.665 | 25.37 | 25.04 | 24.676
Consumer Transformation | Dem_BB006 | GWh | SPD | Gorgie |  | 0.236 | 0.34 | 0.479 | 0.654 | 0.868 | 1.168 | 1.541 | 1.984 | 2.494 | 3.111 | 3.768 | 4.422 | 5.012 | 5.537 | 5.942 | 6.216 | 6.396 | 6.498 | 6.557 | 6.55 | 6.519 | 6.482 | 6.437 | 6.387 | 6.327 | 6.258 | 6.186 | 6.106 | 6.017
Consumer Transformation | Dem_BB006 | GWh | SPD | Govan |  | 0.666 | 1.042 | 1.637 | 2.541 | 3.912 | 5.264 | 6.943 | 8.943 | 11.24 | 14.019 | 16.98 | 19.928 | 22.584 | 24.954 | 26.778 | 28.01 | 28.824 | 29.284 | 29.548 | 29.516 | 29.379 | 29.21 | 29.009 | 28.781 | 28.512 | 28.201 | 27.877 | 27.515 | 27.115
Consumer Transformation | Dem_BB006 | GWh | SPD | Grangemouth A |  | 0.965 | 1.579 | 2.614 | 4.277 | 6.918 | 9.308 | 12.277 | 15.813 | 19.876 | 24.79 | 30.026 | 35.24 | 39.936 | 44.127 | 47.352 | 49.531 | 50.971 | 51.783 | 52.251 | 52.194 | 51.952 | 51.652 | 51.297 | 50.894 | 50.418 | 49.869 | 49.296 | 48.655 | 47.947
Consumer Transformation | Dem_BB006 | GWh | SPD | Grangemouth C |  | 0.965 | 1.579 | 2.614 | 4.277 | 6.918 | 9.308 | 12.277 | 15.813 | 19.876 | 24.79 | 30.026 | 35.24 | 39.936 | 44.127 | 47.352 | 49.531 | 50.971 | 51.783 | 52.251 | 52.194 | 51.952 | 51.652 | 51.297 | 50.894 | 50.418 | 49.869 | 49.296 | 48.655 | 47.947
Consumer Transformation | Dem_BB006 | GWh | SPD | Haggs Road |  | 0.877 | 1.371 | 2.152 | 3.338 | 5.133 | 6.908 | 9.111 | 11.735 | 14.75 | 18.397 | 22.282 | 26.151 | 29.636 | 32.746 | 35.14 | 36.757 | 37.825 | 38.428 | 38.775 | 38.733 | 38.553 | 38.331 | 38.067 | 37.768 | 37.415 | 37.007 | 36.582 | 36.106 | 35.581
Consumer Transformation | Dem_BB006 | GWh | SPD | Hawick |  | 0.937 | 1.467 | 2.308 | 3.589 | 5.534 | 7.446 | 9.821 | 12.65 | 15.9 | 19.831 | 24.019 | 28.19 | 31.947 | 35.299 | 37.879 | 39.622 | 40.774 | 41.424 | 41.797 | 41.752 | 41.558 | 41.319 | 41.035 | 40.712 | 40.331 | 39.892 | 39.434 | 38.921 | 38.355
Consumer Transformation | Dem_BB006 | GWh | SPD | Helensburgh |  | 0.132 | 0.216 | 0.36 | 0.59 | 0.956 | 1.287 | 1.697 | 2.186 | 2.747 | 3.427 | 4.15 | 4.871 | 5.52 | 6.099 | 6.545 | 6.846 | 7.045 | 7.158 | 7.222 | 7.214 | 7.181 | 7.14 | 7.09 | 7.035 | 6.969 | 6.893 | 6.814 | 6.725 | 6.627
Consumer Transformation | Dem_BB006 | GWh | SPD | Hunterston Farm |  | 0.004 | 0.007 | 0.013 | 0.022 | 0.039 | 0.052 | 0.068 | 0.088 | 0.111 | 0.138 | 0.167 | 0.196 | 0.222 | 0.246 | 0.264 | 0.276 | 0.284 | 0.288 | 0.291 | 0.291 | 0.289 | 0.288 | 0.286 | 0.283 | 0.281 | 0.278 | 0.275 | 0.271 | 0.267
Consumer Transformation | Dem_BB006 | GWh | SPD | Inverkeithing |  | 0.334 | 0.535 | 0.862 | 1.375 | 2.172 | 2.922 | 3.854 | 4.965 | 6.24 | 7.783 | 9.427 | 11.064 | 12.538 | 13.854 | 14.866 | 15.55 | 16.002 | 16.257 | 16.404 | 16.386 | 16.31 | 16.216 | 16.105 | 15.978 | 15.829 | 15.656 | 15.476 | 15.275 | 15.053
Consumer Transformation | Dem_BB006 | GWh | SPD | Johnstone |  | 22.287 | 28.877 | 34.103 | 34.295 | 24.456 | 32.907 | 43.404 | 55.904 | 70.268 | 87.64 | 106.148 | 124.582 | 141.185 | 156.002 | 167.404 | 175.105 | 180.195 | 183.068 | 184.72 | 184.519 | 183.663 | 182.604 | 181.349 | 179.925 | 178.24 | 176.3 | 174.273 | 172.007 | 169.506
Consumer Transformation | Dem_BB006 | GWh | SPD | Kaimes |  | 3.609 | 5.38 | 7.956 | 11.526 | 16.488 | 22.187 | 29.263 | 37.691 | 47.376 | 59.089 | 71.567 | 83.995 | 95.189 | 105.179 | 112.866 | 118.059 | 121.491 | 123.427 | 124.541 | 124.406 | 123.829 | 123.115 | 122.269 | 121.309 | 120.172 | 118.864 | 117.498 | 115.97 | 114.284
Consumer Transformation | Dem_BB006 | GWh | SPD | Kendoon |  | 0.172 | 0.3 | 0.532 | 0.925 | 1.575 | 2.12 | 2.796 | 3.601 | 4.526 | 5.645 | 6.837 | 8.024 | 9.094 | 10.048 | 10.782 | 11.278 | 11.606 | 11.791 | 11.898 | 11.885 | 11.83 | 11.761 | 11.681 | 11.589 | 11.48 | 11.355 | 11.225 | 11.079 | 10.918
Consumer Transformation | Dem_BB006 | GWh | SPD | Kilbowie 11 |  | 0.187 | 0.298 | 0.48 | 0.764 | 1.203 | 1.619 | 2.136 | 2.751 | 3.458 | 4.313 | 5.224 | 6.131 | 6.948 | 7.677 | 8.238 | 8.617 | 8.867 | 9.009 | 9.09 | 9.08 | 9.038 | 8.986 | 8.924 | 8.854 | 8.771 | 8.676 | 8.576 | 8.464 | 8.341
Consumer Transformation | Dem_BB006 | GWh | SPD | Kilbowie 33 |  | 0.187 | 0.298 | 0.48 | 0.764 | 1.203 | 1.619 | 2.136 | 2.751 | 3.458 | 4.313 | 5.224 | 6.131 | 6.948 | 7.677 | 8.238 | 8.617 | 8.867 | 9.009 | 9.09 | 9.08 | 9.038 | 8.986 | 8.924 | 8.854 | 8.771 | 8.676 | 8.576 | 8.464 | 8.341
Consumer Transformation | Dem_BB006 | GWh | SPD | Killermont |  | 2.367 | 3.607 | 5.488 | 8.222 | 12.203 | 16.42 | 21.658 | 27.896 | 35.063 | 43.732 | 52.967 | 62.165 | 70.45 | 77.843 | 83.533 | 87.376 | 89.916 | 91.349 | 92.174 | 92.073 | 91.646 | 91.118 | 90.492 | 89.781 | 88.94 | 87.972 | 86.961 | 85.83 | 84.582
Consumer Transformation | Dem_BB006 | GWh | SPD | Kilmarnock South |  | 0.419 | 0.695 | 1.167 | 1.937 | 3.17 | 4.265 | 5.626 | 7.246 | 9.108 | 11.36 | 13.759 | 16.148 | 18.3 | 20.22 | 21.698 | 22.697 | 23.356 | 23.729 | 23.943 | 23.917 | 23.806 | 23.669 | 23.506 | 23.321 | 23.103 | 22.851 | 22.589 | 22.295 | 21.971
Consumer Transformation | Dem_BB006 | GWh | SPD | Kilmarnock Town |  | 0.714 | 1.199 | 2.038 | 3.419 | 5.65 | 7.602 | 10.027 | 12.915 | 16.233 | 20.246 | 24.522 | 28.78 | 32.616 | 36.039 | 38.673 | 40.452 | 41.628 | 42.292 | 42.674 | 42.627 | 42.429 | 42.185 | 41.895 | 41.566 | 41.176 | 40.728 | 40.26 | 39.737 | 39.159
Consumer Transformation | Dem_BB006 | GWh | SPD | Kilwinning |  | 0.042 | 0.075 | 0.135 | 0.239 | 0.412 | 0.555 | 0.732 | 0.943 | 1.185 | 1.478 | 1.79 | 2.1 | 2.38 | 2.63 | 2.822 | 2.952 | 3.038 | 3.086 | 3.114 | 3.111 | 3.096 | 3.079 | 3.057 | 3.033 | 3.005 | 2.972 | 2.938 | 2.9 | 2.858
Consumer Transformation | Dem_BB006 | GWh | SPD | Lesmahagow |  | 0 | 0 | 0 | 3.525 | 5.681 | 7.645 | 10.083 | 12.987 | 16.324 | 20.36 | 24.659 | 28.941 | 32.798 | 36.24 | 38.889 | 40.678 | 41.861 | 42.528 | 42.912 | 42.865 | 42.666 | 42.42 | 42.129 | 41.798 | 41.406 | 40.956 | 40.485 | 39.959 | 39.378
Consumer Transformation | Dem_BB006 | GWh | SPD | Leven |  | 1.427 | 2.283 | 3.682 | 5.872 | 9.277 | 12.483 | 16.465 | 21.207 | 26.656 | 33.246 | 40.268 | 47.26 | 53.559 | 59.179 | 63.505 | 66.426 | 68.357 | 69.447 | 70.074 | 69.998 | 69.673 | 69.271 | 68.795 | 68.255 | 67.615 | 66.88 | 66.111 | 65.251 | 64.302
Consumer Transformation | Dem_BB006 | GWh | SPD | Linnmill |  | 6.185 | 10.088 | 16.634 | 23.589 | 38.02 | 51.16 | 67.478 | 86.913 | 109.244 | 136.252 | 165.026 | 193.684 | 219.497 | 242.531 | 260.258 | 272.231 | 280.145 | 284.611 | 287.18 | 286.868 | 285.536 | 283.89 | 281.939 | 279.725 | 277.105 | 274.089 | 270.938 | 267.416 | 263.527
Consumer Transformation | Dem_BB006 | GWh | SPD | Livingston East |  | 5.808 | 8.769 | 13.185 | 19.484 | 28.499 | 38.348 | 50.58 | 65.147 | 81.886 | 102.13 | 123.698 | 145.179 | 164.528 | 181.794 | 195.081 | 204.056 | 209.988 | 213.335 | 215.261 | 215.027 | 214.029 | 212.795 | 211.333 | 209.673 | 207.709 | 205.448 | 203.087 | 200.446 | 197.532
Consumer Transformation | Dem_BB006 | GWh | SPD | Maybole |  | 2.243 | 3.631 | 5.938 | 9.601 | 15.363 | 20.672 | 27.266 | 35.118 | 44.142 | 55.055 | 66.681 | 78.261 | 88.691 | 97.999 | 105.161 | 109.999 | 113.197 | 115.001 | 116.039 | 115.913 | 115.375 | 114.71 | 113.922 | 113.027 | 111.969 | 110.75 | 109.477 | 108.053 | 106.482
Consumer Transformation | Dem_BB006 | GWh | SPD | Moffat |  | 0 | 1.05 | 1.822 | 3.112 | 5.224 | 7.029 | 9.271 | 11.941 | 15.009 | 18.72 | 22.673 | 26.61 | 30.157 | 33.321 | 35.757 | 37.402 | 38.489 | 39.103 | 39.456 | 39.413 | 39.23 | 39.004 | 38.736 | 38.431 | 38.071 | 37.657 | 37.224 | 36.74 | 36.206
Consumer Transformation | Dem_BB006 | GWh | SPD | Newarthill |  | 3.555 | 6.2 | 10.952 | 18.998 | 32.279 | 43.435 | 57.289 | 73.788 | 92.748 | 115.677 | 140.106 | 164.437 | 186.352 | 205.908 | 220.958 | 231.123 | 237.841 | 241.633 | 243.814 | 243.549 | 242.419 | 241.021 | 239.365 | 237.485 | 235.261 | 232.7 | 230.025 | 227.034 | 223.733
Consumer Transformation | Dem_BB006 | GWh | SPD | Newton Stewart |  | 0.885 | 1.545 | 2.732 | 4.743 | 8.065 | 10.852 | 14.313 | 18.436 | 23.173 | 28.901 | 35.005 | 41.084 | 46.559 | 51.445 | 55.205 | 57.745 | 59.424 | 60.371 | 60.916 | 60.85 | 60.567 | 60.218 | 59.804 | 59.335 | 58.779 | 58.139 | 57.471 | 56.724 | 55.899
Consumer Transformation | Dem_BB006 | GWh | SPD | Paisley |  | 2.252 | 2.893 | 3.359 | 3.253 | 2.025 | 2.725 | 3.594 | 4.63 | 5.819 | 7.258 | 8.791 | 10.317 | 11.692 | 12.919 | 13.864 | 14.501 | 14.923 | 15.161 | 15.298 | 15.281 | 15.21 | 15.122 | 15.018 | 14.901 | 14.761 | 14.6 | 14.432 | 14.245 | 14.038
Consumer Transformation | Dem_BB006 | GWh | SPD | Partick |  | 0.633 | 0.99 | 1.555 | 2.413 | 3.712 | 4.995 | 6.588 | 8.486 | 10.666 | 13.303 | 16.112 | 18.91 | 21.431 | 23.68 | 25.41 | 26.579 | 27.352 | 27.788 | 28.039 | 28.008 | 27.878 | 27.718 | 27.527 | 27.311 | 27.055 | 26.761 | 26.453 | 26.109 | 25.73
Consumer Transformation | Dem_BB006 | GWh | SPD | Port Dundas |  | 0.982 | 1.537 | 2.417 | 3.754 | 5.782 | 7.781 | 10.263 | 13.218 | 16.615 | 20.722 | 25.098 | 29.457 | 33.383 | 36.886 | 39.582 | 41.403 | 42.607 | 43.286 | 43.676 | 43.629 | 43.427 | 43.176 | 42.879 | 42.543 | 42.144 | 41.686 | 41.206 | 40.671 | 40.079
Consumer Transformation | Dem_BB006 | GWh | SPD | Portobello |  | 2.179 | 3.205 | 4.655 | 6.596 | 9.194 | 12.371 | 16.317 | 21.017 | 26.417 | 32.948 | 39.906 | 46.836 | 53.078 | 58.649 | 62.935 | 65.83 | 67.744 | 68.824 | 69.445 | 69.37 | 69.048 | 68.65 | 68.178 | 67.643 | 67.009 | 66.28 | 65.518 | 64.666 | 63.726
Consumer Transformation | Dem_BB006 | GWh | SPD | Ravenscraig |  | 0.479 | 0.822 | 1.429 | 2.444 | 4.106 | 5.525 | 7.287 | 9.385 | 11.797 | 14.714 | 17.821 | 20.915 | 23.703 | 26.19 | 28.105 | 29.398 | 30.252 | 30.734 | 31.012 | 30.978 | 30.834 | 30.657 | 30.446 | 30.207 | 29.924 | 29.598 | 29.258 | 28.877 | 28.458
Consumer Transformation | Dem_BB006 | GWh | SPD | Redhouse |  | 0.356 | 0.57 | 0.919 | 1.465 | 2.315 | 3.115 | 4.108 | 5.292 | 6.651 | 8.296 | 10.048 | 11.793 | 13.364 | 14.767 | 15.846 | 16.575 | 17.057 | 17.329 | 17.485 | 17.466 | 17.385 | 17.285 | 17.166 | 17.031 | 16.872 | 16.688 | 16.496 | 16.282 | 16.045
Consumer Transformation | Dem_BB006 | GWh | SPD | Saltcoats A |  | 0.653 | 0.997 | 1.519 | 2.279 | 3.389 | 4.56 | 6.014 | 7.747 | 9.737 | 12.144 | 14.709 | 17.263 | 19.564 | 21.617 | 23.197 | 24.265 | 24.97 | 25.368 | 25.597 | 25.569 | 25.451 | 25.304 | 25.13 | 24.933 | 24.699 | 24.43 | 24.149 | 23.835 | 23.489
Consumer Transformation | Dem_BB006 | GWh | SPD | Saltcoats B |  | 0.653 | 0.997 | 1.519 | 2.279 | 3.389 | 4.56 | 6.014 | 7.747 | 9.737 | 12.144 | 14.709 | 17.263 | 19.564 | 21.617 | 23.197 | 24.265 | 24.97 | 25.368 | 25.597 | 25.569 | 25.451 | 25.304 | 25.13 | 24.933 | 24.699 | 24.43 | 24.149 | 23.835 | 23.489
Consumer Transformation | Dem_BB006 | GWh | SPD | Shrubhill |  | 0.613 | 0.884 | 1.246 | 1.698 | 2.256 | 3.035 | 4.004 | 5.157 | 6.482 | 8.084 | 9.791 | 11.492 | 13.023 | 14.39 | 15.441 | 16.152 | 16.621 | 16.886 | 17.039 | 17.02 | 16.941 | 16.844 | 16.728 | 16.596 | 16.441 | 16.262 | 16.075 | 15.866 | 15.635
Consumer Transformation | Dem_BB006 | GWh | SPD | Sighthill |  | 2.926 | 4.216 | 5.944 | 8.102 | 10.762 | 14.482 | 19.101 | 24.602 | 30.923 | 38.568 | 46.713 | 54.825 | 62.132 | 68.652 | 73.67 | 77.059 | 79.299 | 80.563 | 81.291 | 81.202 | 80.825 | 80.359 | 79.807 | 79.18 | 78.439 | 77.585 | 76.693 | 75.696 | 74.595
Consumer Transformation | Dem_BB006 | GWh | SPD | Spango Valley |  | 0.449 | 0.757 | 1.291 | 2.173 | 3.602 | 4.846 | 6.392 | 8.233 | 10.349 | 12.907 | 15.633 | 18.348 | 20.793 | 22.975 | 24.654 | 25.789 | 26.538 | 26.961 | 27.205 | 27.175 | 27.049 | 26.893 | 26.708 | 26.498 | 26.25 | 25.965 | 25.666 | 25.332 | 24.964
Consumer Transformation | Dem_BB006 | GWh | SPD | St Andrews Cross |  | 0.299 | 0.468 | 0.736 | 1.143 | 1.761 | 2.37 | 3.125 | 4.025 | 5.06 | 6.311 | 7.643 | 8.971 | 10.166 | 11.233 | 12.054 | 12.609 | 12.975 | 13.182 | 13.301 | 13.287 | 13.225 | 13.149 | 13.058 | 12.956 | 12.835 | 12.695 | 12.549 | 12.386 | 12.206
Consumer Transformation | Dem_BB006 | GWh | SPD | Stirling |  | 1.511 | 2.009 | 2.486 | 2.751 | 2.551 | 3.433 | 4.527 | 5.831 | 7.33 | 9.142 | 11.072 | 12.995 | 14.727 | 16.272 | 17.462 | 18.265 | 18.796 | 19.095 | 19.268 | 19.247 | 19.158 | 19.047 | 18.916 | 18.768 | 18.592 | 18.39 | 18.178 | 17.942 | 17.681
Consumer Transformation | Dem_BB006 | GWh | SPD | Strathaven |  | 0.151 | 0.247 | 0.41 | 0.671 | 1.085 | 1.46 | 1.926 | 2.481 | 3.119 | 3.89 | 4.711 | 5.529 | 6.266 | 6.924 | 7.43 | 7.772 | 7.997 | 8.125 | 8.198 | 8.189 | 8.151 | 8.104 | 8.049 | 7.985 | 7.911 | 7.825 | 7.735 | 7.634 | 7.523
Consumer Transformation | Dem_BB006 | GWh | SPD | Strathleven |  | 5.42 | 7.579 | 10.218 | 13.064 | 15.858 | 21.338 | 28.144 | 36.25 | 45.564 | 56.829 | 68.83 | 80.782 | 91.548 | 101.156 | 108.549 | 113.543 | 116.844 | 118.706 | 119.778 | 119.648 | 119.092 | 118.406 | 117.592 | 116.669 | 115.576 | 114.318 | 113.004 | 111.535 | 109.913
Consumer Transformation | Dem_BB006 | GWh | SPD | Telford Road |  | 0.787 | 1.133 | 1.598 | 2.179 | 2.894 | 3.894 | 5.136 | 6.615 | 8.315 | 10.37 | 12.56 | 14.741 | 16.706 | 18.459 | 19.809 | 20.72 | 21.322 | 21.662 | 21.858 | 21.834 | 21.732 | 21.607 | 21.459 | 21.29 | 21.091 | 20.861 | 20.621 | 20.353 | 20.057
Consumer Transformation | Dem_BB006 | GWh | SPD | Tongland |  | 0.172 | 0.3 | 0.532 | 0.925 | 1.575 | 2.12 | 2.796 | 3.601 | 4.526 | 5.645 | 6.837 | 8.024 | 9.094 | 10.048 | 10.782 | 11.278 | 11.606 | 11.791 | 11.898 | 11.885 | 11.83 | 11.761 | 11.681 | 11.589 | 11.48 | 11.355 | 11.225 | 11.079 | 10.918
Consumer Transformation | Dem_BB006 | GWh | SPD | West George Street |  | 0.095 | 0.149 | 0.234 | 0.363 | 0.559 | 0.752 | 0.992 | 1.278 | 1.607 | 2.004 | 2.427 | 2.848 | 3.228 | 3.567 | 3.827 | 4.004 | 4.12 | 4.186 | 4.223 | 4.219 | 4.199 | 4.175 | 4.146 | 4.114 | 4.075 | 4.031 | 3.985 | 3.933 | 3.876
Consumer Transformation | Dem_BB006 | GWh | SPD | Westfield |  | 0.846 | 1.353 | 2.183 | 3.481 | 5.499 | 7.4 | 9.76 | 12.571 | 15.801 | 19.708 | 23.87 | 28.015 | 31.748 | 35.08 | 37.644 | 39.376 | 40.521 | 41.167 | 41.538 | 41.493 | 41.3 | 41.062 | 40.78 | 40.46 | 40.081 | 39.645 | 39.189 | 38.679 | 38.117
Consumer Transformation | Dem_BB006 | GWh | SPD | Whitehouse |  | 0.999 | 1.439 | 2.03 | 2.767 | 3.676 | 4.946 | 6.523 | 8.402 | 10.561 | 13.172 | 15.954 | 18.724 | 21.22 | 23.447 | 25.161 | 26.318 | 27.083 | 27.515 | 27.763 | 27.733 | 27.604 | 27.445 | 27.257 | 27.043 | 26.789 | 26.498 | 26.193 | 25.853 | 25.477
Consumer Transformation | Dem_BB006 | GWh | SPD | Wishaw |  | 0.479 | 0.822 | 1.429 | 2.444 | 4.106 | 5.525 | 7.287 | 9.385 | 11.797 | 14.714 | 17.821 | 20.915 | 23.703 | 26.19 | 28.105 | 29.398 | 30.252 | 30.734 | 31.012 | 30.978 | 30.834 | 30.657 | 30.446 | 30.207 | 29.924 | 29.598 | 29.258 | 28.877 | 28.458
Consumer Transformation | Dem_BB006 | GWh | SPM | Birkenhead |  | 5.802 | 9.806 | 16.792 | 28.35 | 47.112 | 63.393 | 83.613 | 107.695 | 135.366 | 168.832 | 204.487 | 239.997 | 271.982 | 300.525 | 322.49 | 337.326 | 347.132 | 352.666 | 355.849 | 355.462 | 353.812 | 351.772 | 349.355 | 346.612 | 343.365 | 339.628 | 335.724 | 331.359 | 326.541
Consumer Transformation | Dem_BB006 | GWh | SPM | Capenhurst |  | 5.549 | 8.867 | 14.291 | 22.774 | 35.954 | 48.38 | 63.811 | 82.189 | 103.308 | 128.848 | 156.058 | 183.158 | 207.568 | 229.351 | 246.115 | 257.437 | 264.92 | 269.144 | 271.573 | 271.278 | 270.019 | 268.462 | 266.617 | 264.524 | 262.046 | 259.194 | 256.214 | 252.883 | 249.206
Consumer Transformation | Dem_BB006 | GWh | SPM | Carrington |  | 9.65 | 14.965 | 23.279 | 35.74 | 54.415 | 73.221 | 96.576 | 124.39 | 156.352 | 195.005 | 236.187 | 277.202 | 314.146 | 347.113 | 372.484 | 389.62 | 400.946 | 407.338 | 411.014 | 410.568 | 408.662 | 406.306 | 403.514 | 400.345 | 396.595 | 392.279 | 387.769 | 382.728 | 377.163
Consumer Transformation | Dem_BB006 | GWh | SPM | Connah's Quay |  | 2.286 | 4.038 | 7.217 | 12.642 | 21.65 | 29.132 | 38.424 | 49.49 | 62.207 | 77.586 | 93.97 | 110.289 | 124.987 | 138.104 | 148.198 | 155.016 | 159.522 | 162.065 | 163.528 | 163.35 | 162.592 | 161.655 | 160.544 | 159.283 | 157.791 | 156.074 | 154.28 | 152.274 | 150.059
Consumer Transformation | Dem_BB006 | GWh | SPM | Fiddlers Ferry |  | 17.946 | 27.608 | 42.519 | 64.569 | 97.216 | 130.814 | 172.538 | 222.231 | 279.332 | 348.389 | 421.963 | 495.238 | 561.241 | 620.139 | 665.465 | 696.08 | 716.314 | 727.733 | 734.302 | 733.504 | 730.1 | 725.89 | 720.902 | 715.241 | 708.542 | 700.83 | 692.774 | 683.766 | 673.824
Consumer Transformation | Dem_BB006 | GWh | SPM | Frodsham |  | 21.449 | 32.655 | 49.636 | 74.271 | 110.104 | 148.156 | 195.413 | 251.693 | 316.364 | 394.577 | 477.905 | 560.895 | 635.647 | 702.354 | 753.69 | 788.363 | 811.279 | 824.213 | 831.652 | 830.748 | 826.893 | 822.126 | 816.476 | 810.065 | 802.477 | 793.743 | 784.618 | 774.417 | 763.156
Consumer Transformation | Dem_BB006 | GWh | SPM | Kirkby (_D) |  | 4.769 | 8.206 | 14.306 | 24.538 | 41.315 | 55.594 | 73.326 | 94.444 | 118.711 | 148.059 | 179.327 | 210.468 | 238.518 | 263.549 | 282.812 | 295.822 | 304.421 | 309.274 | 312.066 | 311.727 | 310.28 | 308.491 | 306.371 | 303.965 | 301.118 | 297.841 | 294.417 | 290.589 | 286.364
Consumer Transformation | Dem_BB006 | GWh | SPM | Legacy |  | 8.213 | 13.937 | 23.962 | 40.601 | 67.675 | 91.063 | 120.108 | 154.7 | 194.45 | 242.523 | 293.739 | 344.748 | 390.694 | 431.695 | 463.248 | 484.559 | 498.644 | 506.594 | 511.166 | 510.611 | 508.241 | 505.311 | 501.838 | 497.898 | 493.234 | 487.866 | 482.257 | 475.987 | 469.066
Consumer Transformation | Dem_BB006 | GWh | SPM | Lister Drive |  | 8.853 | 14.847 | 25.222 | 42.275 | 69.823 | 93.954 | 123.921 | 159.612 | 200.623 | 250.222 | 303.064 | 355.693 | 403.097 | 445.4 | 477.954 | 499.942 | 514.475 | 522.677 | 527.394 | 526.821 | 524.376 | 521.353 | 517.77 | 513.704 | 508.893 | 503.354 | 497.568 | 491.098 | 483.957
Consumer Transformation | Dem_BB006 | GWh | SPM | Pentir |  | 2.029 | 3.613 | 6.505 | 11.466 | 19.731 | 26.55 | 35.019 | 45.104 | 56.694 | 70.71 | 85.643 | 100.515 | 113.911 | 125.865 | 135.064 | 141.278 | 145.385 | 147.703 | 149.036 | 148.874 | 148.183 | 147.328 | 146.316 | 145.167 | 143.807 | 142.242 | 140.607 | 138.779 | 136.761
Consumer Transformation | Dem_BB006 | GWh | SPM | Rainhill |  | 7.089 | 12.038 | 20.712 | 35.117 | 58.565 | 78.805 | 103.941 | 133.877 | 168.277 | 209.878 | 254.201 | 298.344 | 338.106 | 373.588 | 400.894 | 419.336 | 431.526 | 438.405 | 442.362 | 441.882 | 439.831 | 437.295 | 434.29 | 430.88 | 426.844 | 422.198 | 417.345 | 411.918 | 405.929
Consumer Transformation | Dem_BB006 | GWh | SPM | St. Asaph |  | 2.286 | 4.038 | 7.217 | 12.642 | 21.65 | 29.132 | 38.424 | 49.49 | 62.207 | 77.586 | 93.97 | 110.289 | 124.987 | 138.104 | 148.198 | 155.016 | 159.522 | 162.065 | 163.528 | 163.35 | 162.592 | 161.655 | 160.544 | 159.283 | 157.791 | 156.074 | 154.28 | 152.274 | 150.059
Consumer Transformation | Dem_BB006 | GWh | SPM | Trawsfynydd |  | 5.753 | 10.077 | 17.872 | 31.107 | 52.999 | 71.316 | 94.063 | 121.154 | 152.284 | 189.932 | 230.042 | 269.99 | 305.973 | 338.083 | 362.793 | 379.483 | 390.515 | 396.74 | 400.321 | 399.886 | 398.03 | 395.735 | 393.016 | 389.93 | 386.277 | 382.073 | 377.681 | 372.77 | 367.35
Consumer Transformation | Dem_BB006 | GWh | SPM | Wylfa |  | 0.986 | 1.755 | 3.158 | 5.564 | 9.572 | 12.88 | 16.988 | 21.881 | 27.503 | 34.302 | 41.546 | 48.761 | 55.259 | 61.059 | 65.521 | 68.536 | 70.528 | 71.652 | 72.299 | 72.22 | 71.885 | 71.471 | 70.98 | 70.422 | 69.763 | 69.003 | 68.21 | 67.323 | 66.344
Consumer Transformation | Dem_BB006 | GWh | SPN | Beddington (_J) |  | 20.262 | 29.167 | 41.079 | 55.902 | 74.1 | 99.709 | 131.513 | 169.39 | 212.914 | 265.551 | 321.631 | 377.483 | 427.792 | 472.686 | 507.234 | 530.569 | 545.992 | 554.697 | 559.703 | 559.095 | 556.501 | 553.292 | 549.49 | 545.175 | 540.068 | 534.19 | 528.049 | 521.184 | 513.605
Consumer Transformation | Dem_BB006 | GWh | SPN | Bolney |  | 41.131 | 60.395 | 87.495 | 123.559 | 171.566 | 230.859 | 304.495 | 392.191 | 492.963 | 614.835 | 744.678 | 873.994 | 990.475 | 1094.418 | 1174.41 | 1228.438 | 1264.147 | 1284.3 | 1295.892 | 1294.484 | 1288.477 | 1281.048 | 1272.244 | 1262.254 | 1250.431 | 1236.821 | 1222.603 | 1206.707 | 1189.161
Consumer Transformation | Dem_BB006 | GWh | SPN | Canterbury |  | 4.707 | 7.256 | 11.206 | 17.068 | 25.777 | 34.686 | 45.75 | 58.926 | 74.066 | 92.377 | 111.886 | 131.315 | 148.816 | 164.433 | 176.452 | 184.57 | 189.935 | 192.963 | 194.704 | 194.493 | 193.59 | 192.474 | 191.151 | 189.65 | 187.874 | 185.829 | 183.693 | 181.305 | 178.668
Consumer Transformation | Dem_BB006 | GWh | SPN | Chessington |  | 18.167 | 25.153 | 33.379 | 41.649 | 48.662 | 65.479 | 86.364 | 111.238 | 139.82 | 174.387 | 211.214 | 247.892 | 280.93 | 310.411 | 333.1 | 348.424 | 358.552 | 364.268 | 367.556 | 367.156 | 365.452 | 363.345 | 360.848 | 358.015 | 354.661 | 350.801 | 346.769 | 342.26 | 337.283
Consumer Transformation | Dem_BB006 | GWh | SPN | Kemsley |  | 7.083 | 10.926 | 16.884 | 25.735 | 38.895 | 52.337 | 69.031 | 88.912 | 111.757 | 139.387 | 168.823 | 198.139 | 224.546 | 248.111 | 266.245 | 278.494 | 286.589 | 291.158 | 293.786 | 293.467 | 292.105 | 290.421 | 288.425 | 286.16 | 283.48 | 280.394 | 277.171 | 273.567 | 269.589
Consumer Transformation | Dem_BB006 | GWh | SPN | Kingsnorth |  | 6.831 | 10.607 | 16.527 | 25.42 | 38.773 | 52.172 | 68.813 | 88.632 | 111.406 | 138.948 | 168.291 | 197.516 | 223.839 | 247.33 | 265.407 | 277.617 | 285.687 | 290.241 | 292.861 | 292.543 | 291.185 | 289.506 | 287.517 | 285.259 | 282.587 | 279.511 | 276.298 | 272.706 | 268.741
Consumer Transformation | Dem_BB006 | GWh | SPN | Littlebrook (_J) |  | 0.905 | 1.337 | 1.954 | 2.788 | 3.92 | 5.275 | 6.957 | 8.961 | 11.264 | 14.048 | 17.015 | 19.97 | 22.631 | 25.006 | 26.834 | 28.069 | 28.885 | 29.345 | 29.61 | 29.578 | 29.44 | 29.271 | 29.07 | 28.841 | 28.571 | 28.26 | 27.935 | 27.572 | 27.171
Consumer Transformation | Dem_BB006 | GWh | SPN | Ninfield |  | 22.892 | 35.236 | 54.306 | 82.534 | 124.366 | 167.346 | 220.723 | 284.293 | 357.341 | 445.684 | 539.805 | 633.545 | 717.979 | 793.326 | 851.311 | 890.475 | 916.36 | 930.969 | 939.372 | 938.351 | 933.996 | 928.611 | 922.23 | 914.988 | 906.417 | 896.552 | 886.246 | 874.723 | 862.004
Consumer Transformation | Dem_BB006 | GWh | SPN | Northfleet East |  | 24.941 | 37.147 | 54.868 | 79.372 | 113.366 | 152.545 | 201.202 | 259.149 | 325.736 | 406.266 | 492.062 | 577.511 | 654.478 | 723.161 | 776.017 | 811.718 | 835.313 | 848.63 | 856.29 | 855.359 | 851.39 | 846.481 | 840.664 | 834.062 | 826.25 | 817.257 | 807.862 | 797.359 | 785.764
Consumer Transformation | Dem_BB006 | GWh | SPN | Richborough |  | 9.413 | 14.512 | 22.411 | 34.136 | 51.555 | 69.372 | 91.499 | 117.851 | 148.133 | 184.755 | 223.772 | 262.631 | 297.632 | 328.867 | 352.904 | 369.139 | 379.87 | 385.925 | 389.409 | 388.986 | 387.181 | 384.948 | 382.303 | 379.301 | 375.748 | 371.658 | 367.386 | 362.609 | 357.337
Consumer Transformation | Dem_BB006 | GWh | SPN | Sellindge |  | 16.625 | 25.631 | 39.582 | 60.289 | 91.052 | 122.52 | 161.599 | 208.141 | 261.622 | 326.301 | 395.21 | 463.84 | 525.658 | 580.822 | 623.274 | 651.948 | 670.899 | 681.595 | 687.747 | 686.999 | 683.811 | 679.868 | 675.196 | 669.894 | 663.62 | 656.397 | 648.851 | 640.415 | 631.103
Consumer Transformation | Dem_BB006 | GWh | SPN | West Weybridge |  | 29.211 | 41.37 | 56.875 | 74.833 | 94.744 | 127.487 | 168.151 | 216.58 | 272.229 | 339.53 | 411.233 | 482.646 | 546.969 | 604.37 | 648.544 | 678.38 | 698.099 | 709.229 | 715.63 | 714.852 | 711.535 | 707.432 | 702.571 | 697.054 | 690.525 | 683.009 | 675.158 | 666.379 | 656.69
Consumer Transformation | Dem_BB006 | GWh | South Wales | Aberthaw |  | 4.708 | 7.491 | 12.014 | 19.049 | 29.93 | 40.274 | 53.12 | 68.419 | 85.998 | 107.259 | 129.911 | 152.47 | 172.79 | 190.924 | 204.878 | 214.304 | 220.533 | 224.049 | 226.071 | 225.825 | 224.777 | 223.481 | 221.946 | 220.203 | 218.14 | 215.766 | 213.286 | 210.513 | 207.452
Consumer Transformation | Dem_BB006 | GWh | South Wales | Alpha Steel (Uskmouth) |  | 5.067 | 8.317 | 13.812 | 22.665 | 36.751 | 49.452 | 65.225 | 84.01 | 105.596 | 131.702 | 159.515 | 187.216 | 212.167 | 234.432 | 251.567 | 263.14 | 270.789 | 275.106 | 277.589 | 277.287 | 276.001 | 274.409 | 272.524 | 270.384 | 267.851 | 264.936 | 261.89 | 258.485 | 254.726
Consumer Transformation | Dem_BB006 | GWh | South Wales | Cardiff East |  | 6.511 | 10.483 | 17.041 | 27.39 | 43.587 | 58.65 | 77.357 | 99.637 | 125.238 | 156.2 | 189.186 | 222.039 | 251.631 | 278.038 | 298.36 | 312.086 | 321.158 | 326.278 | 329.223 | 328.865 | 327.339 | 325.452 | 323.215 | 320.677 | 317.673 | 314.216 | 310.604 | 306.565 | 302.108
Consumer Transformation | Dem_BB006 | GWh | South Wales | Grange |  | 2.924 | 4.638 | 7.412 | 11.707 | 18.329 | 24.664 | 32.53 | 41.9 | 52.665 | 65.686 | 79.557 | 93.373 | 105.817 | 116.922 | 125.467 | 131.239 | 135.054 | 137.207 | 138.446 | 138.295 | 137.654 | 136.86 | 135.919 | 134.852 | 133.589 | 132.135 | 130.616 | 128.918 | 127.043
Consumer Transformation | Dem_BB006 | GWh | South Wales | Imperial Park |  | 0.185 | 0.309 | 0.523 | 0.874 | 1.439 | 1.937 | 2.554 | 3.29 | 4.135 | 5.158 | 6.247 | 7.332 | 8.309 | 9.181 | 9.852 | 10.305 | 10.604 | 10.773 | 10.871 | 10.859 | 10.808 | 10.746 | 10.672 | 10.589 | 10.489 | 10.375 | 10.256 | 10.123 | 9.975
Consumer Transformation | Dem_BB006 | GWh | South Wales | Pembroke |  | 2.515 | 4.376 | 7.713 | 13.354 | 22.655 | 30.485 | 40.209 | 51.789 | 65.096 | 81.189 | 98.335 | 115.412 | 130.793 | 144.519 | 155.082 | 162.216 | 166.932 | 169.593 | 171.124 | 170.938 | 170.144 | 169.163 | 168.001 | 166.682 | 165.12 | 163.323 | 161.446 | 159.347 | 157.03
Consumer Transformation | Dem_BB006 | GWh | South Wales | Pyle |  | 3.433 | 5.378 | 8.466 | 13.167 | 20.307 | 27.325 | 36.041 | 46.421 | 58.349 | 72.774 | 88.143 | 103.449 | 117.236 | 129.539 | 139.008 | 145.402 | 149.629 | 152.015 | 153.387 | 153.22 | 152.509 | 151.63 | 150.588 | 149.405 | 148.006 | 146.395 | 144.712 | 142.83 | 140.753
Consumer Transformation | Dem_BB006 | GWh | South Wales | Rassau |  | 5.746 | 9.996 | 17.614 | 30.491 | 51.722 | 69.597 | 91.796 | 118.233 | 148.613 | 185.354 | 224.497 | 263.482 | 298.597 | 329.933 | 354.048 | 370.336 | 381.101 | 387.177 | 390.671 | 390.247 | 388.436 | 386.196 | 383.542 | 380.53 | 376.966 | 372.863 | 368.577 | 363.785 | 358.495
Consumer Transformation | Dem_BB006 | GWh | South Wales | Swansea North |  | 18.315 | 30.673 | 52.028 | 87.088 | 143.671 | 193.323 | 254.986 | 328.424 | 412.811 | 514.868 | 623.599 | 731.89 | 829.432 | 916.475 | 983.461 | 1028.705 | 1058.608 | 1075.484 | 1085.191 | 1084.012 | 1078.982 | 1072.76 | 1065.388 | 1057.022 | 1047.121 | 1035.725 | 1023.819 | 1010.507 | 995.813
Consumer Transformation | Dem_BB006 | GWh | South Wales | Upper Boat 132kV |  | 4.048 | 7.16 | 12.813 | 22.472 | 38.516 | 51.827 | 68.358 | 88.046 | 110.669 | 138.029 | 167.178 | 196.209 | 222.359 | 245.694 | 263.652 | 275.781 | 283.797 | 288.322 | 290.924 | 290.608 | 289.259 | 287.592 | 285.615 | 283.373 | 280.718 | 277.663 | 274.471 | 270.902 | 266.963
Consumer Transformation | Dem_BB006 | GWh | South Wales | Upper Boat 33kV |  | 4.048 | 7.16 | 12.813 | 22.472 | 38.516 | 51.827 | 68.358 | 88.046 | 110.669 | 138.029 | 167.178 | 196.209 | 222.359 | 245.694 | 263.652 | 275.781 | 283.797 | 288.322 | 290.924 | 290.608 | 289.259 | 287.592 | 285.615 | 283.373 | 280.718 | 277.663 | 274.471 | 270.902 | 266.963
Consumer Transformation | Dem_BB006 | GWh | South Wales | Uskmouth |  | 5.067 | 8.317 | 13.812 | 22.665 | 36.751 | 49.452 | 65.225 | 84.01 | 105.596 | 131.702 | 159.515 | 187.216 | 212.167 | 234.432 | 251.567 | 263.14 | 270.789 | 275.106 | 277.589 | 277.287 | 276.001 | 274.409 | 272.524 | 270.384 | 267.851 | 264.936 | 261.89 | 258.485 | 254.726
Consumer Transformation | Dem_BB006 | GWh | South Western | Abham |  | 10.993 | 17.694 | 28.752 | 46.195 | 73.488 | 98.885 | 130.425 | 167.989 | 211.153 | 263.355 | 318.97 | 374.361 | 424.254 | 468.776 | 503.039 | 526.181 | 541.477 | 550.109 | 555.074 | 554.471 | 551.898 | 548.716 | 544.945 | 540.666 | 535.602 | 529.772 | 523.682 | 516.873 | 509.358
Consumer Transformation | Dem_BB006 | GWh | South Western | Alverdiscott |  | 17.194 | 26.834 | 42.061 | 65.111 | 99.956 | 134.501 | 177.401 | 228.494 | 287.205 | 358.209 | 433.856 | 509.198 | 577.06 | 637.619 | 684.223 | 715.7 | 736.504 | 748.246 | 754.999 | 754.179 | 750.679 | 746.351 | 741.222 | 735.401 | 728.513 | 720.584 | 712.3 | 703.039 | 692.816
Consumer Transformation | Dem_BB006 | GWh | South Western | Axminster |  | 8.348 | 13.162 | 20.884 | 32.749 | 50.914 | 68.51 | 90.362 | 116.386 | 146.291 | 182.458 | 220.99 | 259.366 | 293.932 | 324.779 | 348.517 | 364.55 | 375.147 | 381.128 | 384.568 | 384.15 | 382.367 | 380.163 | 377.55 | 374.585 | 371.077 | 367.038 | 362.819 | 358.101 | 352.894
Consumer Transformation | Dem_BB006 | GWh | South Western | Bridgewater |  | 15.553 | 24.173 | 37.705 | 58.061 | 88.663 | 119.305 | 157.359 | 202.679 | 254.757 | 317.739 | 384.84 | 451.669 | 511.865 | 565.581 | 606.92 | 634.841 | 653.295 | 663.71 | 669.701 | 668.973 | 665.868 | 662.029 | 657.48 | 652.317 | 646.207 | 639.173 | 631.826 | 623.611 | 614.543
Consumer Transformation | Dem_BB006 | GWh | South Western | Exeter |  | 9.185 | 14.233 | 22.119 | 33.923 | 51.594 | 69.425 | 91.569 | 117.942 | 148.246 | 184.897 | 223.943 | 262.832 | 297.861 | 329.119 | 353.175 | 369.423 | 380.161 | 386.222 | 389.708 | 389.284 | 387.478 | 385.244 | 382.596 | 379.592 | 376.036 | 371.944 | 367.668 | 362.888 | 357.611
Consumer Transformation | Dem_BB006 | GWh | South Western | Indian Queens |  | 10.994 | 18.193 | 30.477 | 50.426 | 82.362 | 110.826 | 146.175 | 188.274 | 236.651 | 295.156 | 357.488 | 419.568 | 475.485 | 525.384 | 563.784 | 589.721 | 606.863 | 616.538 | 622.103 | 621.427 | 618.543 | 614.977 | 610.751 | 605.955 | 600.279 | 593.745 | 586.92 | 579.289 | 570.866
Consumer Transformation | Dem_BB006 | GWh | South Western | Landulph |  | 6.185 | 10.24 | 17.162 | 28.408 | 46.417 | 62.459 | 82.381 | 106.108 | 133.371 | 166.344 | 201.473 | 236.46 | 267.974 | 296.096 | 317.737 | 332.355 | 342.016 | 347.468 | 350.604 | 350.223 | 348.598 | 346.588 | 344.206 | 341.504 | 338.305 | 334.623 | 330.776 | 326.475 | 321.728
Consumer Transformation | Dem_BB006 | GWh | South Western | Seabank |  | 13.508 | 20.236 | 30.12 | 43.979 | 63.477 | 85.414 | 112.658 | 145.104 | 182.388 | 227.479 | 275.518 | 323.364 | 366.459 | 404.917 | 434.512 | 454.502 | 467.714 | 475.17 | 479.459 | 478.938 | 476.715 | 473.967 | 470.709 | 467.013 | 462.639 | 457.603 | 452.343 | 446.462 | 439.97
Consumer Transformation | Dem_BB006 | GWh | South Western | Taunton |  | 7.571 | 12.159 | 19.709 | 31.588 | 50.135 | 67.461 | 88.979 | 114.605 | 144.053 | 179.666 | 217.608 | 255.397 | 289.435 | 319.809 | 343.184 | 358.972 | 369.407 | 375.296 | 378.683 | 378.272 | 376.516 | 374.345 | 371.773 | 368.854 | 365.399 | 361.422 | 357.267 | 352.622 | 347.494
Consumer Transformation | Dem_BB006 | GWh | West Midlands | Bishops Wood |  | 32.021 | 48.055 | 71.703 | 104.995 | 152.033 | 204.575 | 269.827 | 347.539 | 436.837 | 544.834 | 659.893 | 774.487 | 877.706 | 969.815 | 1040.699 | 1088.576 | 1120.219 | 1138.078 | 1148.35 | 1147.102 | 1141.779 | 1135.196 | 1127.395 | 1118.542 | 1108.064 | 1096.004 | 1083.405 | 1069.319 | 1053.77
Consumer Transformation | Dem_BB006 | GWh | West Midlands | Bushbury |  | 5.203 | 8.423 | 13.776 | 22.276 | 35.646 | 47.965 | 63.263 | 81.484 | 102.421 | 127.741 | 154.718 | 181.586 | 205.786 | 227.382 | 244.002 | 255.227 | 262.646 | 266.833 | 269.242 | 268.949 | 267.701 | 266.157 | 264.328 | 262.253 | 259.796 | 256.969 | 254.015 | 250.712 | 247.066
Consumer Transformation | Dem_BB006 | GWh | West Midlands | Bustleholme |  | 8.829 | 14.492 | 24.065 | 39.487 | 64.024 | 86.151 | 113.629 | 146.356 | 183.961 | 229.44 | 277.894 | 326.152 | 369.619 | 408.408 | 438.259 | 458.421 | 471.747 | 479.267 | 483.593 | 483.068 | 480.826 | 478.054 | 474.768 | 471.04 | 466.628 | 461.549 | 456.244 | 450.312 | 443.764
Consumer Transformation | Dem_BB006 | GWh | West Midlands | Cellarhead |  | 21.1 | 34.072 | 55.565 | 89.595 | 142.996 | 192.416 | 253.789 | 326.882 | 410.873 | 512.45 | 620.671 | 728.453 | 825.537 | 912.171 | 978.842 | 1023.873 | 1053.636 | 1070.433 | 1080.095 | 1078.921 | 1073.914 | 1067.722 | 1060.385 | 1052.058 | 1042.204 | 1030.86 | 1019.01 | 1005.761 | 991.137
Consumer Transformation | Dem_BB006 | GWh | West Midlands | Feckenham |  | 48.665 | 69.492 | 96.724 | 129.509 | 167.993 | 226.051 | 298.153 | 384.024 | 482.697 | 602.031 | 729.169 | 855.793 | 969.847 | 1071.626 | 1149.952 | 1202.855 | 1237.82 | 1257.554 | 1268.904 | 1267.525 | 1261.643 | 1254.369 | 1245.749 | 1235.967 | 1224.389 | 1211.063 | 1197.142 | 1181.577 | 1164.395
Consumer Transformation | Dem_BB006 | GWh | West Midlands | Hams Hall |  | 32.58 | 44.522 | 57.832 | 69.716 | 76.829 | 103.381 | 136.356 | 175.627 | 220.754 | 275.33 | 333.474 | 391.384 | 443.545 | 490.092 | 525.913 | 550.108 | 566.098 | 575.123 | 580.314 | 579.684 | 576.994 | 573.667 | 569.724 | 565.251 | 559.956 | 553.862 | 547.495 | 540.376 | 532.519
Consumer Transformation | Dem_BB006 | GWh | West Midlands | Iron Acton |  | 72.671 | 98.769 | 127.137 | 150.941 | 161.801 | 217.718 | 287.162 | 369.867 | 464.903 | 579.838 | 702.29 | 824.246 | 934.096 | 1032.123 | 1107.561 | 1158.514 | 1192.191 | 1211.197 | 1222.129 | 1220.801 | 1215.135 | 1208.129 | 1199.827 | 1190.405 | 1179.255 | 1166.42 | 1153.012 | 1138.02 | 1121.473
Consumer Transformation | Dem_BB006 | GWh | West Midlands | Ironbridge |  | 5.82 | 9.183 | 14.583 | 22.888 | 35.615 | 47.923 | 63.209 | 81.413 | 102.332 | 127.631 | 154.584 | 181.428 | 205.608 | 227.185 | 243.79 | 255.006 | 262.418 | 266.602 | 269.008 | 268.716 | 267.469 | 265.927 | 264.099 | 262.025 | 259.571 | 256.746 | 253.794 | 250.495 | 246.852
Consumer Transformation | Dem_BB006 | GWh | West Midlands | Kitwell |  | 6.708 | 10.619 | 16.93 | 26.68 | 41.677 | 56.081 | 73.969 | 95.272 | 119.752 | 149.357 | 180.899 | 212.313 | 240.609 | 265.859 | 285.291 | 298.415 | 307.09 | 311.985 | 314.801 | 314.459 | 313 | 311.195 | 309.057 | 306.63 | 303.758 | 300.452 | 296.998 | 293.136 | 288.874
Consumer Transformation | Dem_BB006 | GWh | West Midlands | Nechells |  | 25.204 | 36.648 | 52.368 | 72.654 | 98.712 | 132.827 | 175.193 | 225.65 | 283.63 | 353.75 | 428.456 | 502.859 | 569.877 | 629.682 | 675.706 | 706.791 | 727.337 | 738.932 | 745.602 | 744.791 | 741.335 | 737.061 | 731.996 | 726.248 | 719.445 | 711.615 | 703.434 | 694.288 | 684.193
Consumer Transformation | Dem_BB006 | GWh | West Midlands | Ocker Hill |  | 2.124 | 3.565 | 6.061 | 10.166 | 16.801 | 22.607 | 29.818 | 38.405 | 48.274 | 60.208 | 72.923 | 85.586 | 96.993 | 107.171 | 115.005 | 120.295 | 123.792 | 125.766 | 126.901 | 126.763 | 126.175 | 125.447 | 124.585 | 123.607 | 122.449 | 121.116 | 119.724 | 118.167 | 116.449
Consumer Transformation | Dem_BB006 | GWh | West Midlands | Oldbury |  | 3.341 | 5.599 | 9.502 | 15.914 | 26.266 | 35.343 | 46.617 | 60.043 | 75.47 | 94.128 | 114.006 | 133.804 | 151.637 | 167.55 | 179.796 | 188.068 | 193.535 | 196.62 | 198.395 | 198.179 | 197.259 | 196.122 | 194.774 | 193.245 | 191.435 | 189.351 | 187.174 | 184.741 | 182.055
Consumer Transformation | Dem_BB006 | GWh | West Midlands | Penn |  | 3.43 | 5.704 | 9.606 | 15.971 | 26.196 | 35.249 | 46.492 | 59.882 | 75.269 | 93.877 | 113.702 | 133.447 | 151.232 | 167.102 | 179.316 | 187.565 | 193.018 | 196.095 | 197.865 | 197.65 | 196.732 | 195.598 | 194.254 | 192.729 | 190.923 | 188.845 | 186.675 | 184.247 | 181.568
Consumer Transformation | Dem_BB006 | GWh | West Midlands | Rugeley |  | 3.611 | 5.789 | 9.364 | 14.975 | 23.72 | 31.917 | 42.097 | 54.222 | 68.154 | 85.003 | 102.954 | 120.833 | 136.937 | 151.307 | 162.366 | 169.836 | 174.773 | 177.559 | 179.162 | 178.967 | 178.136 | 177.109 | 175.892 | 174.511 | 172.876 | 170.995 | 169.029 | 166.832 | 164.406
Consumer Transformation | Dem_BB006 | GWh | West Midlands | Shrewsbury |  | 4.308 | 6.788 | 10.76 | 16.858 | 26.186 | 35.236 | 46.474 | 59.859 | 75.24 | 93.841 | 113.659 | 133.396 | 151.174 | 167.039 | 179.248 | 187.494 | 192.945 | 196.02 | 197.79 | 197.575 | 196.658 | 195.524 | 194.18 | 192.656 | 190.851 | 188.774 | 186.604 | 184.178 | 181.5
Consumer Transformation | Dem_BB006 | GWh | West Midlands | Walham |  | 21.512 | 29.372 | 38.1 | 45.823 | 50.291 | 67.671 | 89.256 | 114.962 | 144.501 | 180.225 | 218.285 | 256.192 | 290.335 | 320.804 | 344.252 | 360.089 | 370.556 | 376.464 | 379.862 | 379.449 | 377.688 | 375.51 | 372.93 | 370.001 | 366.535 | 362.546 | 358.379 | 353.719 | 348.576
Consumer Transformation | Dem_BB006 | GWh | West Midlands | Willenhall |  | 3.715 | 6.348 | 10.99 | 18.736 | 31.388 | 42.236 | 55.708 | 71.752 | 90.189 | 112.485 | 136.24 | 159.899 | 181.209 | 200.226 | 214.861 | 224.745 | 231.278 | 234.965 | 237.086 | 236.829 | 235.73 | 234.37 | 232.76 | 230.932 | 228.769 | 226.279 | 223.678 | 220.77 | 217.559
Consumer Transformation | Dem_BB007 | GWh | ENW | Bredbury |  | 2.943 | 3.817 | 4.436 | 4.273 | 2.454 | 3.444 | 4.806 | 6.679 | 9.251 | 12.771 | 17.571 | 24.05 | 32.673 | 43.777 | 56.944 | 72.22 | 89.248 | 107.003 | 125.905 | 143.896 | 156.04 | 159.336 | 160.07 | 160.758 | 161.418 | 162.209 | 162.837 | 163.708 | 162.802
Consumer Transformation | Dem_BB007 | GWh | ENW | Harker |  | 0.27 | 0.469 | 0.825 | 1.441 | 2.488 | 3.492 | 4.873 | 6.772 | 9.381 | 12.95 | 17.817 | 24.387 | 33.13 | 44.39 | 57.741 | 73.231 | 90.497 | 108.5 | 127.667 | 145.91 | 158.224 | 161.566 | 162.311 | 163.008 | 163.677 | 164.48 | 165.116 | 165.999 | 165.081
Consumer Transformation | Dem_BB007 | GWh | ENW | Heysham (Barrow WF) |  | 0.073 | 0.121 | 0.201 | 0.334 | 0.551 | 0.773 | 1.079 | 1.5 | 2.078 | 2.868 | 3.946 | 5.402 | 7.338 | 9.832 | 12.79 | 16.221 | 20.045 | 24.033 | 28.278 | 32.319 | 35.047 | 35.787 | 35.952 | 36.106 | 36.255 | 36.432 | 36.573 | 36.769 | 36.565
Consumer Transformation | Dem_BB007 | GWh | ENW | Heysham (NGET) |  | 0.073 | 0.121 | 0.201 | 0.334 | 0.551 | 0.773 | 1.079 | 1.5 | 2.078 | 2.868 | 3.946 | 5.402 | 7.338 | 9.832 | 12.79 | 16.221 | 20.045 | 24.033 | 28.278 | 32.319 | 35.047 | 35.787 | 35.952 | 36.106 | 36.255 | 36.432 | 36.573 | 36.769 | 36.565
Consumer Transformation | Dem_BB007 | GWh | ENW | Hutton |  | 0.27 | 0.469 | 0.825 | 1.441 | 2.488 | 3.492 | 4.873 | 6.772 | 9.381 | 12.95 | 17.817 | 24.387 | 33.13 | 44.39 | 57.741 | 73.231 | 90.497 | 108.5 | 127.667 | 145.91 | 158.224 | 161.566 | 162.311 | 163.008 | 163.677 | 164.48 | 165.116 | 165.999 | 165.081
Consumer Transformation | Dem_BB007 | GWh | ENW | Kearsley 132kV |  | 0.45 | 0.74 | 1.228 | 2.032 | 3.349 | 4.7 | 6.558 | 9.114 | 12.625 | 17.429 | 23.979 | 32.821 | 44.588 | 59.742 | 77.711 | 98.558 | 121.795 | 146.025 | 171.82 | 196.372 | 212.945 | 217.442 | 218.445 | 219.384 | 220.284 | 221.364 | 222.221 | 223.409 | 222.173
Consumer Transformation | Dem_BB007 | GWh | ENW | Kearsley 33kV |  | 0.45 | 0.74 | 1.228 | 2.032 | 3.349 | 4.7 | 6.558 | 9.114 | 12.625 | 17.429 | 23.979 | 32.821 | 44.588 | 59.742 | 77.711 | 98.558 | 121.795 | 146.025 | 171.82 | 196.372 | 212.945 | 217.442 | 218.445 | 219.384 | 220.284 | 221.364 | 222.221 | 223.409 | 222.173
Consumer Transformation | Dem_BB007 | GWh | ENW | Kirkby (_G) |  | 0.075 | 0.129 | 0.223 | 0.384 | 0.656 | 0.92 | 1.284 | 1.785 | 2.472 | 3.413 | 4.696 | 6.427 | 8.732 | 11.699 | 15.218 | 19.301 | 23.851 | 28.596 | 33.648 | 38.456 | 41.701 | 42.582 | 42.778 | 42.962 | 43.138 | 43.35 | 43.518 | 43.75 | 43.508
Consumer Transformation | Dem_BB007 | GWh | ENW | Macclesfield |  | 0.175 | 0.262 | 0.386 | 0.561 | 0.808 | 1.135 | 1.583 | 2.2 | 3.048 | 4.207 | 5.789 | 7.923 | 10.764 | 14.422 | 18.76 | 23.793 | 29.403 | 35.252 | 41.479 | 47.406 | 51.407 | 52.493 | 52.735 | 52.961 | 53.179 | 53.44 | 53.646 | 53.933 | 53.635
Consumer Transformation | Dem_BB007 | GWh | ENW | Ormonde |  | 0.073 | 0.121 | 0.201 | 0.334 | 0.551 | 0.773 | 1.079 | 1.5 | 2.078 | 2.868 | 3.946 | 5.402 | 7.338 | 9.832 | 12.79 | 16.221 | 20.045 | 24.033 | 28.278 | 32.319 | 35.047 | 35.787 | 35.952 | 36.106 | 36.255 | 36.432 | 36.573 | 36.769 | 36.565
Consumer Transformation | Dem_BB007 | GWh | ENW | Padiham |  | 0.503 | 0.828 | 1.371 | 2.265 | 3.727 | 5.231 | 7.3 | 10.145 | 14.053 | 19.4 | 26.69 | 36.533 | 49.63 | 66.498 | 86.499 | 109.704 | 135.569 | 162.538 | 191.251 | 218.58 | 237.026 | 242.033 | 243.149 | 244.193 | 245.195 | 246.398 | 247.351 | 248.674 | 247.298
Consumer Transformation | Dem_BB007 | GWh | ENW | Penwortham East |  | 0.255 | 0.422 | 0.702 | 1.166 | 1.927 | 2.704 | 3.773 | 5.244 | 7.264 | 10.028 | 13.796 | 18.884 | 25.654 | 34.373 | 44.711 | 56.706 | 70.076 | 84.016 | 98.858 | 112.984 | 122.519 | 125.107 | 125.684 | 126.224 | 126.742 | 127.363 | 127.856 | 128.54 | 127.829
Consumer Transformation | Dem_BB007 | GWh | ENW | Penwortham West |  | 0.179 | 0.298 | 0.498 | 0.832 | 1.384 | 1.942 | 2.71 | 3.766 | 5.216 | 7.201 | 9.907 | 13.561 | 18.422 | 24.683 | 32.108 | 40.721 | 50.322 | 60.333 | 70.991 | 81.135 | 87.983 | 89.841 | 90.255 | 90.643 | 91.015 | 91.461 | 91.815 | 92.306 | 91.795
Consumer Transformation | Dem_BB007 | GWh | ENW | Robin Rigg |  | 0.27 | 0.469 | 0.825 | 1.441 | 2.488 | 3.492 | 4.873 | 6.772 | 9.381 | 12.95 | 17.817 | 24.387 | 33.13 | 44.39 | 57.741 | 73.231 | 90.497 | 108.5 | 127.667 | 145.91 | 158.224 | 161.566 | 162.311 | 163.008 | 163.677 | 164.48 | 165.116 | 165.999 | 165.081
Consumer Transformation | Dem_BB007 | GWh | ENW | Rochdale |  | 0.316 | 0.529 | 0.893 | 1.504 | 2.517 | 3.532 | 4.929 | 6.85 | 9.488 | 13.098 | 18.021 | 24.667 | 33.51 | 44.899 | 58.404 | 74.071 | 91.535 | 109.745 | 129.131 | 147.583 | 160.038 | 163.419 | 164.172 | 164.877 | 165.554 | 166.366 | 167.01 | 167.903 | 166.974
Consumer Transformation | Dem_BB007 | GWh | ENW | South Manchester |  | 0.716 | 1.016 | 1.382 | 1.798 | 2.232 | 3.133 | 4.372 | 6.076 | 8.416 | 11.618 | 15.985 | 21.879 | 29.723 | 39.825 | 51.804 | 65.701 | 81.192 | 97.343 | 114.539 | 130.906 | 141.954 | 144.952 | 145.621 | 146.246 | 146.846 | 147.567 | 148.137 | 148.93 | 148.106
Consumer Transformation | Dem_BB007 | GWh | ENW | Stalybridge |  | 0.562 | 0.902 | 1.452 | 2.33 | 3.733 | 5.238 | 7.31 | 10.16 | 14.073 | 19.427 | 26.728 | 36.585 | 49.701 | 66.593 | 86.623 | 109.861 | 135.763 | 162.771 | 191.524 | 218.892 | 237.366 | 242.379 | 243.497 | 244.543 | 245.546 | 246.751 | 247.705 | 249.03 | 247.652
Consumer Transformation | Dem_BB007 | GWh | ENW | Stanah |  | 0.179 | 0.298 | 0.498 | 0.832 | 1.384 | 1.942 | 2.71 | 3.766 | 5.216 | 7.201 | 9.907 | 13.561 | 18.422 | 24.683 | 32.108 | 40.721 | 50.322 | 60.333 | 70.991 | 81.135 | 87.983 | 89.841 | 90.255 | 90.643 | 91.015 | 91.461 | 91.815 | 92.306 | 91.795
Consumer Transformation | Dem_BB007 | GWh | ENW | Walney 2 |  | 0.179 | 0.298 | 0.498 | 0.832 | 1.384 | 1.942 | 2.71 | 3.766 | 5.216 | 7.201 | 9.907 | 13.561 | 18.422 | 24.683 | 32.108 | 40.721 | 50.322 | 60.333 | 70.991 | 81.135 | 87.983 | 89.841 | 90.255 | 90.643 | 91.015 | 91.461 | 91.815 | 92.306 | 91.795
Consumer Transformation | Dem_BB007 | GWh | ENW | Washway Farm |  | 0.075 | 0.129 | 0.223 | 0.384 | 0.656 | 0.92 | 1.284 | 1.785 | 2.472 | 3.413 | 4.696 | 6.427 | 8.732 | 11.699 | 15.218 | 19.301 | 23.851 | 28.596 | 33.648 | 38.456 | 41.701 | 42.582 | 42.778 | 42.962 | 43.138 | 43.35 | 43.518 | 43.75 | 43.508
Consumer Transformation | Dem_BB007 | GWh | ENW | Whitegate |  | 0.225 | 0.376 | 0.636 | 1.072 | 1.795 | 2.519 | 3.515 | 4.886 | 6.767 | 9.342 | 12.853 | 17.593 | 23.901 | 32.024 | 41.656 | 52.831 | 65.287 | 78.275 | 92.102 | 105.263 | 114.147 | 116.557 | 117.095 | 117.598 | 118.08 | 118.66 | 119.119 | 119.756 | 119.093
Consumer Transformation | Dem_BB007 | GWh | EPN | Amersham Main |  | 0.307 | 0.438 | 0.602 | 0.794 | 1.007 | 1.413 | 1.972 | 2.741 | 3.797 | 5.242 | 7.212 | 9.871 | 13.41 | 17.968 | 23.372 | 29.642 | 36.631 | 43.918 | 51.677 | 59.061 | 64.045 | 65.398 | 65.7 | 65.982 | 66.253 | 66.578 | 66.835 | 67.193 | 66.821
Consumer Transformation | Dem_BB007 | GWh | EPN | Braintree |  | 0.283 | 0.445 | 0.699 | 1.093 | 1.706 | 2.394 | 3.341 | 4.643 | 6.431 | 8.879 | 12.215 | 16.72 | 22.714 | 30.434 | 39.588 | 50.208 | 62.046 | 74.389 | 87.53 | 100.038 | 108.48 | 110.772 | 111.282 | 111.76 | 112.219 | 112.769 | 113.206 | 113.811 | 113.181
Consumer Transformation | Dem_BB007 | GWh | EPN | Bramford |  | 0.625 | 1.012 | 1.645 | 2.669 | 4.319 | 6.062 | 8.459 | 11.756 | 16.284 | 22.481 | 30.929 | 42.335 | 57.513 | 77.059 | 100.238 | 127.128 | 157.101 | 188.354 | 221.626 | 253.296 | 274.673 | 280.474 | 281.767 | 282.978 | 284.139 | 285.533 | 286.637 | 288.17 | 286.576
Consumer Transformation | Dem_BB007 | GWh | EPN | Brimsdown |  | 1.045 | 1.477 | 2.001 | 2.585 | 3.174 | 4.454 | 6.216 | 8.638 | 11.965 | 16.518 | 22.726 | 31.107 | 42.259 | 56.621 | 73.652 | 93.41 | 115.433 | 138.397 | 162.845 | 186.114 | 201.821 | 206.084 | 207.034 | 207.924 | 208.777 | 209.801 | 210.613 | 211.739 | 210.567
Consumer Transformation | Dem_BB007 | GWh | EPN | Burwell Main |  | 0.607 | 0.908 | 1.337 | 1.938 | 2.786 | 3.909 | 5.456 | 7.582 | 10.502 | 14.499 | 19.947 | 27.304 | 37.092 | 49.698 | 64.647 | 81.989 | 101.32 | 121.476 | 142.935 | 163.359 | 177.146 | 180.887 | 181.722 | 182.502 | 183.251 | 184.15 | 184.862 | 185.851 | 184.823
Consumer Transformation | Dem_BB007 | GWh | EPN | Clacton |  | 0.625 | 1.012 | 1.645 | 2.669 | 4.319 | 6.062 | 8.459 | 11.756 | 16.284 | 22.481 | 30.929 | 42.335 | 57.513 | 77.059 | 100.238 | 127.128 | 157.101 | 188.354 | 221.626 | 253.296 | 274.673 | 280.474 | 281.767 | 282.978 | 284.139 | 285.533 | 286.637 | 288.17 | 286.576
Consumer Transformation | Dem_BB007 | GWh | EPN | Eaton Socon |  | 0.736 | 1.103 | 1.628 | 2.369 | 3.418 | 4.796 | 6.693 | 9.302 | 12.885 | 17.788 | 24.473 | 33.498 | 45.507 | 60.973 | 79.312 | 100.589 | 124.305 | 149.034 | 175.36 | 200.419 | 217.333 | 221.923 | 222.947 | 223.904 | 224.823 | 225.926 | 226.8 | 228.013 | 226.751
Consumer Transformation | Dem_BB007 | GWh | EPN | Elstree |  | 1.277 | 1.782 | 2.366 | 2.961 | 3.453 | 4.845 | 6.761 | 9.397 | 13.016 | 17.969 | 24.721 | 33.838 | 45.969 | 61.593 | 80.119 | 101.612 | 125.569 | 150.549 | 177.143 | 202.456 | 219.543 | 224.18 | 225.213 | 226.181 | 227.109 | 228.223 | 229.106 | 230.331 | 229.057
Consumer Transformation | Dem_BB007 | GWh | EPN | Loudwater |  | 0.22 | 0.3 | 0.382 | 0.445 | 0.453 | 0.636 | 0.888 | 1.234 | 1.709 | 2.359 | 3.245 | 4.442 | 6.034 | 8.085 | 10.517 | 13.339 | 16.484 | 19.763 | 23.254 | 26.577 | 28.82 | 29.428 | 29.564 | 29.691 | 29.813 | 29.959 | 30.075 | 30.236 | 30.069
Consumer Transformation | Dem_BB007 | GWh | EPN | Mill Hill |  | 0.804 | 1.09 | 1.379 | 1.586 | 1.573 | 2.208 | 3.081 | 4.281 | 5.93 | 8.187 | 11.264 | 15.417 | 20.945 | 28.063 | 36.504 | 46.296 | 57.212 | 68.593 | 80.71 | 92.244 | 100.028 | 102.141 | 102.612 | 103.053 | 103.476 | 103.983 | 104.386 | 104.944 | 104.363
Consumer Transformation | Dem_BB007 | GWh | EPN | Norwich Main |  | 0.292 | 0.487 | 0.821 | 1.378 | 2.302 | 3.231 | 4.509 | 6.266 | 8.68 | 11.983 | 16.486 | 22.566 | 30.655 | 41.074 | 53.428 | 67.761 | 83.738 | 100.396 | 118.131 | 135.011 | 146.406 | 149.498 | 150.187 | 150.832 | 151.451 | 152.194 | 152.783 | 153.6 | 152.75
Consumer Transformation | Dem_BB007 | GWh | EPN | Pelham |  | 1.013 | 1.575 | 2.439 | 3.755 | 5.77 | 8.097 | 11.3 | 15.704 | 21.753 | 30.03 | 41.316 | 56.552 | 76.826 | 102.937 | 133.899 | 169.819 | 209.857 | 251.605 | 296.051 | 338.356 | 366.911 | 374.661 | 376.388 | 378.005 | 379.556 | 381.418 | 382.894 | 384.942 | 382.812
Consumer Transformation | Dem_BB007 | GWh | EPN | Rayleigh |  | 0.918 | 1.451 | 2.297 | 3.623 | 5.704 | 8.004 | 11.17 | 15.523 | 21.502 | 29.684 | 40.84 | 55.9 | 75.941 | 101.75 | 132.356 | 167.862 | 207.439 | 248.706 | 292.64 | 334.457 | 362.683 | 370.343 | 372.051 | 373.649 | 375.182 | 377.023 | 378.481 | 380.506 | 378.4
Consumer Transformation | Dem_BB007 | GWh | EPN | Rye House |  | 1.138 | 1.627 | 2.244 | 2.977 | 3.807 | 5.342 | 7.455 | 10.361 | 14.352 | 19.813 | 27.259 | 37.311 | 50.687 | 67.914 | 88.341 | 112.04 | 138.456 | 166 | 195.324 | 223.235 | 242.075 | 247.188 | 248.328 | 249.394 | 250.418 | 251.646 | 252.619 | 253.971 | 252.565
Consumer Transformation | Dem_BB007 | GWh | EPN | Sheringham Shoal |  | 0.292 | 0.487 | 0.821 | 1.378 | 2.302 | 3.231 | 4.509 | 6.266 | 8.68 | 11.983 | 16.486 | 22.566 | 30.655 | 41.074 | 53.428 | 67.761 | 83.738 | 100.396 | 118.131 | 135.011 | 146.406 | 149.498 | 150.187 | 150.832 | 151.451 | 152.194 | 152.783 | 153.6 | 152.75
Consumer Transformation | Dem_BB007 | GWh | EPN | Sundon |  | 1.847 | 2.709 | 3.879 | 5.423 | 7.452 | 10.457 | 14.593 | 20.281 | 28.093 | 38.782 | 53.357 | 73.034 | 99.217 | 132.937 | 172.923 | 219.311 | 271.019 | 324.935 | 382.334 | 436.968 | 473.846 | 483.854 | 486.085 | 488.173 | 490.176 | 492.58 | 494.486 | 497.131 | 494.38
Consumer Transformation | Dem_BB007 | GWh | EPN | Tilbury |  | 0.316 | 0.499 | 0.79 | 1.246 | 1.962 | 2.754 | 3.843 | 5.34 | 7.397 | 10.212 | 14.05 | 19.231 | 26.125 | 35.004 | 45.533 | 57.748 | 71.364 | 85.56 | 100.674 | 115.06 | 124.771 | 127.406 | 127.994 | 128.543 | 129.071 | 129.704 | 130.206 | 130.902 | 130.178
Consumer Transformation | Dem_BB007 | GWh | EPN | Tottenham |  | 0.671 | 0.949 | 1.287 | 1.665 | 2.05 | 2.877 | 4.015 | 5.58 | 7.729 | 10.669 | 14.679 | 20.092 | 27.296 | 36.572 | 47.573 | 60.335 | 74.56 | 89.393 | 105.184 | 120.214 | 130.36 | 133.113 | 133.727 | 134.301 | 134.852 | 135.514 | 136.038 | 136.766 | 136.009
Consumer Transformation | Dem_BB007 | GWh | EPN | Walpole (_A) |  | 2.983 | 4.132 | 5.416 | 6.636 | 7.458 | 10.466 | 14.605 | 20.298 | 28.116 | 38.814 | 53.401 | 73.094 | 99.298 | 133.046 | 173.064 | 219.491 | 271.241 | 325.201 | 382.647 | 437.326 | 474.234 | 484.25 | 486.483 | 488.573 | 490.577 | 492.984 | 494.891 | 497.538 | 494.785
Consumer Transformation | Dem_BB007 | GWh | EPN | Warley |  | 0.484 | 0.739 | 1.119 | 1.679 | 2.51 | 3.522 | 4.915 | 6.831 | 9.462 | 13.063 | 17.972 | 24.6 | 33.419 | 44.777 | 58.245 | 73.87 | 91.287 | 109.447 | 128.78 | 147.183 | 159.604 | 162.975 | 163.726 | 164.43 | 165.104 | 165.914 | 166.556 | 167.447 | 166.52
Consumer Transformation | Dem_BB007 | GWh | EPN | Watford South |  | 0.849 | 1.192 | 1.598 | 2.03 | 2.429 | 3.408 | 4.756 | 6.61 | 9.156 | 12.64 | 17.39 | 23.803 | 32.337 | 43.327 | 56.359 | 71.478 | 88.331 | 105.903 | 124.611 | 142.417 | 154.436 | 157.698 | 158.425 | 159.106 | 159.759 | 160.542 | 161.163 | 162.025 | 161.129
Consumer Transformation | Dem_BB007 | GWh | EPN | West Thurrock |  | 0.014 | 0.022 | 0.036 | 0.059 | 0.095 | 0.133 | 0.185 | 0.258 | 0.357 | 0.493 | 0.678 | 0.928 | 1.261 | 1.689 | 2.197 | 2.787 | 3.444 | 4.129 | 4.858 | 5.553 | 6.021 | 6.149 | 6.177 | 6.203 | 6.229 | 6.259 | 6.284 | 6.317 | 6.282
Consumer Transformation | Dem_BB007 | GWh | EPN | Wymondley |  | 1.56 | 2.202 | 2.979 | 3.837 | 4.692 | 6.585 | 9.19 | 12.771 | 17.691 | 24.422 | 33.6 | 45.991 | 62.479 | 83.713 | 108.893 | 138.105 | 170.667 | 204.618 | 240.764 | 275.168 | 298.391 | 304.693 | 306.098 | 307.413 | 308.674 | 310.188 | 311.388 | 313.054 | 311.321
Consumer Transformation | Dem_BB007 | GWh | East Midlands | Berkswell |  | 1.416 | 2.041 | 2.85 | 3.848 | 5.045 | 7.079 | 9.879 | 13.73 | 19.018 | 26.255 | 36.122 | 49.442 | 67.168 | 89.995 | 117.065 | 148.469 | 183.474 | 219.973 | 258.832 | 295.818 | 320.783 | 327.558 | 329.069 | 330.482 | 331.838 | 333.466 | 334.756 | 336.546 | 334.684
Consumer Transformation | Dem_BB007 | GWh | East Midlands | Bicker Fen |  | 0.288 | 0.485 | 0.826 | 1.401 | 2.359 | 3.311 | 4.62 | 6.421 | 8.894 | 12.278 | 16.892 | 23.122 | 31.411 | 42.086 | 54.745 | 69.431 | 85.801 | 102.87 | 121.042 | 138.338 | 150.013 | 153.181 | 153.888 | 154.549 | 155.183 | 155.944 | 156.547 | 157.385 | 156.514
Consumer Transformation | Dem_BB007 | GWh | East Midlands | Chesterfield |  | 0.713 | 1.138 | 1.821 | 2.904 | 4.624 | 6.49 | 9.056 | 12.586 | 17.433 | 24.067 | 33.112 | 45.323 | 61.571 | 82.497 | 107.311 | 136.098 | 168.187 | 201.645 | 237.265 | 271.169 | 294.054 | 300.265 | 301.65 | 302.945 | 304.189 | 305.681 | 306.863 | 308.505 | 306.797
Consumer Transformation | Dem_BB007 | GWh | East Midlands | Coventry |  | 1.348 | 2.016 | 2.967 | 4.298 | 6.172 | 8.661 | 12.086 | 16.797 | 23.267 | 32.12 | 44.191 | 60.488 | 82.173 | 110.101 | 143.218 | 181.638 | 224.464 | 269.118 | 316.657 | 361.906 | 392.449 | 400.738 | 402.586 | 404.315 | 405.974 | 407.965 | 409.544 | 411.734 | 409.456
Consumer Transformation | Dem_BB007 | GWh | East Midlands | Drakelow |  | 0.276 | 0.439 | 0.699 | 1.11 | 1.761 | 2.471 | 3.448 | 4.792 | 6.637 | 9.163 | 12.607 | 17.256 | 23.442 | 31.409 | 40.856 | 51.817 | 64.034 | 76.772 | 90.334 | 103.242 | 111.955 | 114.32 | 114.847 | 115.341 | 115.814 | 116.382 | 116.832 | 117.457 | 116.807
Consumer Transformation | Dem_BB007 | GWh | East Midlands | East Claydon (_B) |  | 3.847 | 5.264 | 6.761 | 7.999 | 8.413 | 11.807 | 16.477 | 22.899 | 31.719 | 43.788 | 60.244 | 82.46 | 112.022 | 150.095 | 195.241 | 247.617 | 305.999 | 366.873 | 431.681 | 493.366 | 535.003 | 546.303 | 548.823 | 551.18 | 553.441 | 556.156 | 558.308 | 561.294 | 558.188
Consumer Transformation | Dem_BB007 | GWh | East Midlands | Enderby |  | 0.482 | 0.774 | 1.247 | 2.003 | 3.212 | 4.508 | 6.291 | 8.742 | 12.11 | 16.718 | 23 | 31.482 | 42.769 | 57.305 | 74.541 | 94.538 | 116.827 | 140.068 | 164.811 | 188.362 | 204.259 | 208.573 | 209.535 | 210.435 | 211.298 | 212.335 | 213.156 | 214.296 | 213.111
Consumer Transformation | Dem_BB007 | GWh | East Midlands | Grendon |  | 2.571 | 3.762 | 5.37 | 7.477 | 10.216 | 14.337 | 20.008 | 27.806 | 38.516 | 53.171 | 73.154 | 100.132 | 136.029 | 182.261 | 237.082 | 300.682 | 371.576 | 445.495 | 524.191 | 599.096 | 649.656 | 663.378 | 666.437 | 669.3 | 672.046 | 675.342 | 677.955 | 681.581 | 677.81
Consumer Transformation | Dem_BB007 | GWh | East Midlands | Ratcliffe |  | 0.59 | 0.925 | 1.447 | 2.253 | 3.504 | 4.917 | 6.862 | 9.536 | 13.209 | 18.235 | 25.088 | 34.34 | 46.651 | 62.506 | 81.307 | 103.119 | 127.431 | 152.782 | 179.771 | 205.459 | 222.799 | 227.504 | 228.554 | 229.535 | 230.477 | 231.608 | 232.504 | 233.747 | 232.454
Consumer Transformation | Dem_BB007 | GWh | East Midlands | Staythorpe |  | 0.624 | 1.01 | 1.645 | 2.67 | 4.324 | 6.068 | 8.468 | 11.769 | 16.302 | 22.505 | 30.962 | 42.38 | 57.574 | 77.141 | 100.344 | 127.263 | 157.268 | 188.554 | 221.862 | 253.565 | 274.964 | 280.772 | 282.067 | 283.278 | 284.44 | 285.836 | 286.941 | 288.476 | 286.88
Consumer Transformation | Dem_BB007 | GWh | East Midlands | Stoke Bardolph |  | 0.19 | 0.296 | 0.458 | 0.705 | 1.082 | 1.519 | 2.12 | 2.946 | 4.081 | 5.633 | 7.75 | 10.609 | 14.412 | 19.31 | 25.118 | 31.856 | 39.367 | 47.199 | 55.536 | 63.472 | 68.829 | 70.283 | 70.607 | 70.91 | 71.201 | 71.55 | 71.827 | 72.211 | 71.812
Consumer Transformation | Dem_BB007 | GWh | East Midlands | Walpole (_B) |  | 1.426 | 1.953 | 2.513 | 2.981 | 3.154 | 4.426 | 6.176 | 8.584 | 11.89 | 16.414 | 22.582 | 30.91 | 41.992 | 56.263 | 73.186 | 92.819 | 114.704 | 137.523 | 161.816 | 184.939 | 200.546 | 204.782 | 205.727 | 206.61 | 207.458 | 208.476 | 209.282 | 210.401 | 209.237
Consumer Transformation | Dem_BB007 | GWh | East Midlands | West Burton |  | 0.127 | 0.214 | 0.363 | 0.614 | 1.033 | 1.449 | 2.022 | 2.81 | 3.893 | 5.374 | 7.394 | 10.12 | 13.748 | 18.421 | 23.961 | 30.389 | 37.554 | 45.025 | 52.979 | 60.549 | 65.659 | 67.046 | 67.355 | 67.645 | 67.922 | 68.255 | 68.519 | 68.886 | 68.505
Consumer Transformation | Dem_BB007 | GWh | East Midlands | Willington |  | 1.195 | 1.813 | 2.723 | 4.045 | 5.978 | 8.389 | 11.706 | 16.269 | 22.535 | 31.11 | 42.802 | 58.586 | 79.59 | 106.64 | 138.715 | 175.927 | 217.407 | 260.656 | 306.701 | 350.527 | 380.11 | 388.138 | 389.928 | 391.603 | 393.21 | 395.138 | 396.667 | 398.789 | 396.582
Consumer Transformation | Dem_BB007 | GWh | IDNO - Refer to Comment Field | Tynemouth 2 |  | 0.045 | 0.074 | 0.124 | 0.208 | 0.347 | 0.487 | 0.679 | 0.944 | 1.307 | 1.805 | 2.483 | 3.398 | 4.617 | 6.186 | 8.046 | 10.205 | 12.611 | 15.12 | 17.79 | 20.333 | 22.049 | 22.514 | 22.618 | 22.715 | 22.809 | 22.92 | 23.009 | 23.132 | 23.004 | Note: TYNE2 is operated by an IDNO allocated to GSP Group/licence area F
Consumer Transformation | Dem_BB007 | GWh | LPN | Acton Lane 22kV |  | 0.337 | 0.447 | 0.543 | 0.579 | 0.474 | 0.665 | 0.929 | 1.291 | 1.788 | 2.468 | 3.396 | 4.648 | 6.314 | 8.46 | 11.005 | 13.957 | 17.247 | 20.679 | 24.331 | 27.808 | 30.155 | 30.792 | 30.934 | 31.067 | 31.194 | 31.347 | 31.469 | 31.637 | 31.462
Consumer Transformation | Dem_BB007 | GWh | LPN | Barking |  | 0.288 | 0.413 | 0.571 | 0.762 | 0.981 | 1.376 | 1.921 | 2.669 | 3.698 | 5.105 | 7.023 | 9.613 | 13.059 | 17.497 | 22.76 | 28.866 | 35.672 | 42.769 | 50.324 | 57.515 | 62.368 | 63.686 | 63.979 | 64.254 | 64.518 | 64.834 | 65.085 | 65.433 | 65.071
Consumer Transformation | Dem_BB007 | GWh | LPN | Barking West |  | 0.288 | 0.413 | 0.571 | 0.762 | 0.981 | 1.376 | 1.921 | 2.669 | 3.698 | 5.105 | 7.023 | 9.613 | 13.059 | 17.497 | 22.76 | 28.866 | 35.672 | 42.769 | 50.324 | 57.515 | 62.368 | 63.686 | 63.979 | 64.254 | 64.518 | 64.834 | 65.085 | 65.433 | 65.071
Consumer Transformation | Dem_BB007 | GWh | LPN | Beddington (_C) |  | 0.266 | 0.38 | 0.524 | 0.697 | 0.893 | 1.253 | 1.748 | 2.43 | 3.365 | 4.646 | 6.392 | 8.749 | 11.886 | 15.925 | 20.715 | 26.272 | 32.466 | 38.925 | 45.801 | 52.346 | 56.764 | 57.963 | 58.23 | 58.48 | 58.72 | 59.008 | 59.236 | 59.553 | 59.224
Consumer Transformation | Dem_BB007 | GWh | LPN | Canal Bank |  | 0.059 | 0.08 | 0.101 | 0.117 | 0.118 | 0.166 | 0.231 | 0.321 | 0.445 | 0.614 | 0.845 | 1.157 | 1.572 | 2.106 | 2.74 | 3.475 | 4.294 | 5.148 | 6.058 | 6.923 | 7.508 | 7.666 | 7.702 | 7.735 | 7.766 | 7.805 | 7.835 | 7.877 | 7.833
Consumer Transformation | Dem_BB007 | GWh | LPN | City Road |  | 0.487 | 0.631 | 0.731 | 0.699 | 0.389 | 0.546 | 0.761 | 1.058 | 1.466 | 2.024 | 2.784 | 3.811 | 5.177 | 6.936 | 9.023 | 11.443 | 14.141 | 16.954 | 19.949 | 22.8 | 24.724 | 25.246 | 25.363 | 25.472 | 25.576 | 25.702 | 25.801 | 25.939 | 25.795
Consumer Transformation | Dem_BB007 | GWh | LPN | Greenford |  | 0.059 | 0.08 | 0.101 | 0.117 | 0.118 | 0.166 | 0.231 | 0.321 | 0.445 | 0.614 | 0.845 | 1.157 | 1.572 | 2.106 | 2.74 | 3.475 | 4.294 | 5.148 | 6.058 | 6.923 | 7.508 | 7.666 | 7.702 | 7.735 | 7.766 | 7.805 | 7.835 | 7.877 | 7.833
Consumer Transformation | Dem_BB007 | GWh | LPN | Hackney 132kV |  | 0.241 | 0.336 | 0.446 | 0.555 | 0.643 | 0.902 | 1.258 | 1.749 | 2.422 | 3.344 | 4.601 | 6.298 | 8.555 | 11.463 | 14.911 | 18.911 | 23.369 | 28.018 | 32.968 | 37.678 | 40.858 | 41.721 | 41.914 | 42.094 | 42.266 | 42.474 | 42.638 | 42.866 | 42.629
Consumer Transformation | Dem_BB007 | GWh | LPN | Hackney 66kV |  | 0.241 | 0.336 | 0.446 | 0.555 | 0.643 | 0.902 | 1.258 | 1.749 | 2.422 | 3.344 | 4.601 | 6.298 | 8.555 | 11.463 | 14.911 | 18.911 | 23.369 | 28.018 | 32.968 | 37.678 | 40.858 | 41.721 | 41.914 | 42.094 | 42.266 | 42.474 | 42.638 | 42.866 | 42.629
Consumer Transformation | Dem_BB007 | GWh | LPN | Hurst |  | 0.411 | 0.594 | 0.831 | 1.125 | 1.48 | 2.077 | 2.899 | 4.029 | 5.58 | 7.704 | 10.599 | 14.508 | 19.709 | 26.407 | 34.35 | 43.565 | 53.837 | 64.547 | 75.949 | 86.801 | 94.127 | 96.115 | 96.558 | 96.973 | 97.371 | 97.848 | 98.227 | 98.752 | 98.206
Consumer Transformation | Dem_BB007 | GWh | LPN | Islington |  | 0.47 | 0.633 | 0.788 | 0.883 | 0.823 | 1.156 | 1.613 | 2.241 | 3.104 | 4.286 | 5.896 | 8.071 | 10.964 | 14.69 | 19.109 | 24.235 | 29.949 | 35.906 | 42.249 | 48.287 | 52.362 | 53.468 | 53.714 | 53.945 | 54.166 | 54.432 | 54.643 | 54.935 | 54.631
Consumer Transformation | Dem_BB007 | GWh | LPN | Littlebrook (_C) |  | 0.176 | 0.265 | 0.392 | 0.572 | 0.828 | 1.162 | 1.621 | 2.253 | 3.121 | 4.309 | 5.928 | 8.114 | 11.023 | 14.77 | 19.212 | 24.366 | 30.111 | 36.101 | 42.478 | 48.548 | 52.645 | 53.757 | 54.005 | 54.237 | 54.459 | 54.726 | 54.938 | 55.232 | 54.926
Consumer Transformation | Dem_BB007 | GWh | LPN | Lodge Road |  | 0.689 | 0.898 | 1.053 | 1.036 | 0.653 | 0.916 | 1.278 | 1.777 | 2.461 | 3.397 | 4.674 | 6.398 | 8.691 | 11.645 | 15.148 | 19.211 | 23.741 | 28.464 | 33.492 | 38.278 | 41.508 | 42.385 | 42.581 | 42.763 | 42.939 | 43.149 | 43.316 | 43.548 | 43.307
Consumer Transformation | Dem_BB007 | GWh | LPN | New Cross |  | 0.596 | 0.816 | 1.05 | 1.246 | 1.318 | 1.849 | 2.581 | 3.586 | 4.968 | 6.858 | 9.436 | 12.915 | 17.545 | 23.508 | 30.579 | 38.783 | 47.926 | 57.461 | 67.611 | 77.272 | 83.794 | 85.564 | 85.958 | 86.327 | 86.682 | 87.107 | 87.444 | 87.911 | 87.425
Consumer Transformation | Dem_BB007 | GWh | LPN | Perivale |  | 0.059 | 0.08 | 0.101 | 0.117 | 0.118 | 0.166 | 0.231 | 0.321 | 0.445 | 0.614 | 0.845 | 1.157 | 1.572 | 2.106 | 2.74 | 3.475 | 4.294 | 5.148 | 6.058 | 6.923 | 7.508 | 7.666 | 7.702 | 7.735 | 7.766 | 7.805 | 7.835 | 7.877 | 7.833
Consumer Transformation | Dem_BB007 | GWh | LPN | Redbridge |  | 0.247 | 0.35 | 0.477 | 0.622 | 0.775 | 1.088 | 1.518 | 2.109 | 2.922 | 4.034 | 5.55 | 7.596 | 10.319 | 13.827 | 17.986 | 22.81 | 28.189 | 33.796 | 39.766 | 45.449 | 49.284 | 50.325 | 50.557 | 50.775 | 50.983 | 51.233 | 51.431 | 51.706 | 51.42
Consumer Transformation | Dem_BB007 | GWh | LPN | St John's Wood |  | 1.163 | 1.509 | 1.757 | 1.699 | 0.993 | 1.393 | 1.944 | 2.702 | 3.742 | 5.166 | 7.108 | 9.729 | 13.217 | 17.709 | 23.035 | 29.215 | 36.103 | 43.285 | 50.931 | 58.209 | 63.121 | 64.454 | 64.752 | 65.03 | 65.297 | 65.617 | 65.871 | 66.223 | 65.857
Consumer Transformation | Dem_BB007 | GWh | LPN | West Ham |  | 0.47 | 0.633 | 0.788 | 0.883 | 0.823 | 1.156 | 1.613 | 2.241 | 3.104 | 4.286 | 5.896 | 8.071 | 10.964 | 14.69 | 19.109 | 24.235 | 29.949 | 35.906 | 42.249 | 48.287 | 52.362 | 53.468 | 53.714 | 53.945 | 54.166 | 54.432 | 54.643 | 54.935 | 54.631
Consumer Transformation | Dem_BB007 | GWh | LPN | Willesden 132kV |  | 0.337 | 0.447 | 0.543 | 0.579 | 0.474 | 0.665 | 0.929 | 1.291 | 1.788 | 2.468 | 3.396 | 4.648 | 6.314 | 8.46 | 11.005 | 13.957 | 17.247 | 20.679 | 24.331 | 27.808 | 30.155 | 30.792 | 30.934 | 31.067 | 31.194 | 31.347 | 31.469 | 31.637 | 31.462
Consumer Transformation | Dem_BB007 | GWh | LPN | Willesden 66kV |  | 0.337 | 0.447 | 0.543 | 0.579 | 0.474 | 0.665 | 0.929 | 1.291 | 1.788 | 2.468 | 3.396 | 4.648 | 6.314 | 8.46 | 11.005 | 13.957 | 17.247 | 20.679 | 24.331 | 27.808 | 30.155 | 30.792 | 30.934 | 31.067 | 31.194 | 31.347 | 31.469 | 31.637 | 31.462
Consumer Transformation | Dem_BB007 | GWh | LPN | Wimbledon North |  | 0.629 | 0.862 | 1.112 | 1.325 | 1.414 | 1.984 | 2.769 | 3.848 | 5.33 | 7.358 | 10.123 | 13.856 | 18.823 | 25.22 | 32.806 | 41.607 | 51.417 | 61.645 | 72.535 | 82.9 | 89.896 | 91.795 | 92.218 | 92.614 | 92.994 | 93.451 | 93.812 | 94.314 | 93.792
Consumer Transformation | Dem_BB007 | GWh | LPN | Wimbledon South |  | 0.629 | 0.862 | 1.112 | 1.325 | 1.414 | 1.984 | 2.769 | 3.848 | 5.33 | 7.358 | 10.123 | 13.856 | 18.823 | 25.22 | 32.806 | 41.607 | 51.417 | 61.645 | 72.535 | 82.9 | 89.896 | 91.795 | 92.218 | 92.614 | 92.994 | 93.451 | 93.812 | 94.314 | 93.792
Consumer Transformation | Dem_BB007 | GWh | NPgN | Blyth 132kV |  | 0.169 | 0.27 | 0.434 | 0.696 | 1.113 | 1.561 | 2.179 | 3.028 | 4.194 | 5.79 | 7.966 | 10.904 | 14.813 | 19.848 | 25.818 | 32.744 | 40.464 | 48.514 | 57.084 | 65.241 | 70.747 | 72.241 | 72.574 | 72.886 | 73.185 | 73.544 | 73.828 | 74.223 | 73.813
Consumer Transformation | Dem_BB007 | GWh | NPgN | Blyth 66kV |  | 0.184 | 0.298 | 0.486 | 0.79 | 1.283 | 1.8 | 2.512 | 3.491 | 4.836 | 6.676 | 9.185 | 12.572 | 17.079 | 22.884 | 29.767 | 37.752 | 46.653 | 55.934 | 65.815 | 75.219 | 81.567 | 83.29 | 83.674 | 84.034 | 84.378 | 84.792 | 85.12 | 85.576 | 85.102
Consumer Transformation | Dem_BB007 | GWh | NPgN | Fourstones |  | 0.061 | 0.098 | 0.158 | 0.254 | 0.405 | 0.569 | 0.794 | 1.103 | 1.528 | 2.11 | 2.903 | 3.973 | 5.398 | 7.233 | 9.408 | 11.932 | 14.745 | 17.678 | 20.801 | 23.773 | 25.78 | 26.324 | 26.446 | 26.559 | 26.668 | 26.799 | 26.903 | 27.047 | 26.897
Consumer Transformation | Dem_BB007 | GWh | NPgN | Hart Moor |  | 0.082 | 0.15 | 0.274 | 0.494 | 0.876 | 1.229 | 1.715 | 2.384 | 3.302 | 4.558 | 6.271 | 8.583 | 11.66 | 15.623 | 20.323 | 25.774 | 31.851 | 38.188 | 44.934 | 51.354 | 55.688 | 56.865 | 57.127 | 57.372 | 57.608 | 57.89 | 58.114 | 58.425 | 58.102
Consumer Transformation | Dem_BB007 | GWh | NPgN | Hawthorn Pit |  | 0.099 | 0.173 | 0.305 | 0.534 | 0.924 | 1.297 | 1.81 | 2.516 | 3.485 | 4.811 | 6.619 | 9.06 | 12.308 | 16.491 | 21.452 | 27.206 | 33.621 | 40.309 | 47.43 | 54.207 | 58.782 | 60.024 | 60.3 | 60.559 | 60.808 | 61.106 | 61.343 | 61.671 | 61.329
Consumer Transformation | Dem_BB007 | GWh | NPgN | Knaresborough |  | 0.227 | 0.366 | 0.592 | 0.957 | 1.543 | 2.165 | 3.021 | 4.199 | 5.816 | 8.029 | 11.047 | 15.12 | 20.541 | 27.522 | 35.801 | 45.404 | 56.11 | 67.272 | 79.155 | 90.466 | 98.101 | 100.173 | 100.635 | 101.067 | 101.482 | 101.98 | 102.374 | 102.922 | 102.353
Consumer Transformation | Dem_BB007 | GWh | NPgN | Lackenby |  | 0.142 | 0.271 | 0.516 | 0.962 | 1.748 | 2.453 | 3.424 | 4.758 | 6.591 | 9.099 | 12.518 | 17.135 | 23.277 | 31.189 | 40.57 | 51.453 | 63.584 | 76.234 | 89.7 | 102.518 | 111.17 | 113.518 | 114.042 | 114.531 | 115.001 | 115.565 | 116.012 | 116.633 | 115.988
Consumer Transformation | Dem_BB007 | GWh | NPgN | Norton |  | 0.595 | 1.012 | 1.736 | 2.966 | 5.027 | 7.055 | 9.846 | 13.683 | 18.953 | 26.165 | 35.999 | 49.274 | 66.939 | 89.689 | 116.666 | 147.964 | 182.85 | 219.225 | 257.951 | 294.811 | 319.691 | 326.443 | 327.949 | 329.357 | 330.709 | 332.331 | 333.617 | 335.401 | 333.545
Consumer Transformation | Dem_BB007 | GWh | NPgN | Offerton |  | 0.037 | 0.065 | 0.116 | 0.203 | 0.353 | 0.496 | 0.692 | 0.961 | 1.331 | 1.838 | 2.528 | 3.461 | 4.702 | 6.3 | 8.194 | 10.393 | 12.843 | 15.398 | 18.118 | 20.707 | 22.455 | 22.929 | 23.035 | 23.134 | 23.229 | 23.343 | 23.433 | 23.558 | 23.428
Consumer Transformation | Dem_BB007 | GWh | NPgN | Osbaldwick |  | 0.657 | 1.034 | 1.629 | 2.554 | 4 | 5.614 | 7.834 | 10.887 | 15.08 | 20.818 | 28.642 | 39.205 | 53.26 | 71.361 | 92.825 | 117.727 | 145.484 | 174.426 | 205.238 | 234.566 | 254.362 | 259.734 | 260.932 | 262.053 | 263.128 | 264.419 | 265.442 | 266.861 | 265.385
Consumer Transformation | Dem_BB007 | GWh | NPgN | Poppleton |  | 0.045 | 0.07 | 0.106 | 0.161 | 0.242 | 0.34 | 0.475 | 0.66 | 0.914 | 1.261 | 1.735 | 2.375 | 3.227 | 4.323 | 5.623 | 7.132 | 8.813 | 10.567 | 12.433 | 14.21 | 15.409 | 15.735 | 15.807 | 15.875 | 15.94 | 16.019 | 16.081 | 16.167 | 16.077
Consumer Transformation | Dem_BB007 | GWh | NPgN | Saltholme |  | 0.025 | 0.046 | 0.084 | 0.152 | 0.269 | 0.377 | 0.526 | 0.731 | 1.013 | 1.398 | 1.924 | 2.633 | 3.577 | 4.793 | 6.235 | 7.908 | 9.772 | 11.716 | 13.786 | 15.756 | 17.085 | 17.446 | 17.527 | 17.602 | 17.674 | 17.761 | 17.829 | 17.925 | 17.826
Consumer Transformation | Dem_BB007 | GWh | NPgN | South Shields |  | 0.035 | 0.059 | 0.097 | 0.161 | 0.267 | 0.374 | 0.522 | 0.725 | 1.005 | 1.387 | 1.909 | 2.612 | 3.549 | 4.755 | 6.185 | 7.845 | 9.694 | 11.623 | 13.676 | 15.63 | 16.949 | 17.307 | 17.387 | 17.461 | 17.533 | 17.619 | 17.687 | 17.782 | 17.684
Consumer Transformation | Dem_BB007 | GWh | NPgN | Spennymoor |  | 0.468 | 0.809 | 1.411 | 2.447 | 4.202 | 5.897 | 8.229 | 11.436 | 15.84 | 21.868 | 30.086 | 41.181 | 55.945 | 74.958 | 97.505 | 123.662 | 152.818 | 183.219 | 215.584 | 246.39 | 267.184 | 272.828 | 274.086 | 275.263 | 276.392 | 277.748 | 278.823 | 280.314 | 278.763
Consumer Transformation | Dem_BB007 | GWh | NPgN | Stella North |  | 0.277 | 0.449 | 0.731 | 1.19 | 1.93 | 2.709 | 3.78 | 5.253 | 7.276 | 10.045 | 13.82 | 18.916 | 25.698 | 34.431 | 44.788 | 56.803 | 70.196 | 84.16 | 99.027 | 113.177 | 122.729 | 125.321 | 125.899 | 126.44 | 126.959 | 127.581 | 128.075 | 128.76 | 128.047
Consumer Transformation | Dem_BB007 | GWh | NPgN | Stella South |  | 0.27 | 0.449 | 0.753 | 1.26 | 2.098 | 2.944 | 4.109 | 5.71 | 7.91 | 10.919 | 15.023 | 20.563 | 27.935 | 37.429 | 48.687 | 61.747 | 76.306 | 91.486 | 107.647 | 123.029 | 133.412 | 136.23 | 136.858 | 137.446 | 138.01 | 138.687 | 139.223 | 139.968 | 139.194
Consumer Transformation | Dem_BB007 | GWh | NPgN | Tynemouth 1 |  | 0.104 | 0.173 | 0.29 | 0.486 | 0.809 | 1.135 | 1.584 | 2.202 | 3.05 | 4.211 | 5.793 | 7.93 | 10.772 | 14.433 | 18.775 | 23.811 | 29.425 | 35.279 | 41.511 | 47.443 | 51.447 | 52.533 | 52.776 | 53.002 | 53.22 | 53.481 | 53.688 | 53.975 | 53.676
Consumer Transformation | Dem_BB007 | GWh | NPgN | West Boldon |  | 0.214 | 0.36 | 0.613 | 1.039 | 1.75 | 2.455 | 3.426 | 4.762 | 6.596 | 9.106 | 12.528 | 17.148 | 23.296 | 31.213 | 40.602 | 51.493 | 63.634 | 76.293 | 89.77 | 102.598 | 111.257 | 113.607 | 114.131 | 114.621 | 115.091 | 115.656 | 116.103 | 116.724 | 116.078
Consumer Transformation | Dem_BB007 | GWh | NPgY | Bradford West |  | 1.069 | 1.592 | 2.33 | 3.351 | 4.77 | 6.695 | 9.342 | 12.984 | 17.984 | 24.827 | 34.158 | 46.755 | 63.517 | 85.103 | 110.701 | 140.398 | 173.501 | 208.016 | 244.762 | 279.738 | 303.346 | 309.753 | 311.181 | 312.518 | 313.8 | 315.339 | 316.559 | 318.252 | 316.492
Consumer Transformation | Dem_BB007 | GWh | NPgY | Camblesforth |  | 0.061 | 0.103 | 0.174 | 0.294 | 0.495 | 0.694 | 0.969 | 1.347 | 1.865 | 2.575 | 3.542 | 4.849 | 6.587 | 8.826 | 11.481 | 14.561 | 17.994 | 21.573 | 25.384 | 29.011 | 31.46 | 32.124 | 32.272 | 32.411 | 32.544 | 32.703 | 32.83 | 33.006 | 32.823
Consumer Transformation | Dem_BB007 | GWh | NPgY | Creyke Beck |  | 0.509 | 0.883 | 1.545 | 2.688 | 4.627 | 6.493 | 9.062 | 12.593 | 17.444 | 24.081 | 33.132 | 45.35 | 61.608 | 82.546 | 107.375 | 136.18 | 168.288 | 201.766 | 237.408 | 271.332 | 294.231 | 300.445 | 301.831 | 303.128 | 304.371 | 305.864 | 307.048 | 308.69 | 306.982
Consumer Transformation | Dem_BB007 | GWh | NPgY | Drax |  | 0.044 | 0.072 | 0.118 | 0.195 | 0.32 | 0.449 | 0.627 | 0.871 | 1.206 | 1.665 | 2.291 | 3.136 | 4.26 | 5.707 | 7.424 | 9.416 | 11.636 | 13.95 | 16.415 | 18.76 | 20.344 | 20.773 | 20.869 | 20.959 | 21.045 | 21.148 | 21.23 | 21.343 | 21.225
Consumer Transformation | Dem_BB007 | GWh | NPgY | Elland |  | 0.559 | 0.925 | 1.54 | 2.559 | 4.234 | 5.942 | 8.292 | 11.524 | 15.963 | 22.037 | 30.319 | 41.499 | 56.377 | 75.538 | 98.258 | 124.617 | 153.999 | 184.635 | 217.25 | 248.295 | 269.249 | 274.936 | 276.204 | 277.39 | 278.529 | 279.895 | 280.978 | 282.481 | 280.917
Consumer Transformation | Dem_BB007 | GWh | NPgY | Ferrybridge A |  | 0.482 | 0.697 | 0.981 | 1.339 | 1.78 | 2.498 | 3.487 | 4.846 | 6.712 | 9.266 | 12.748 | 17.449 | 23.705 | 31.762 | 41.315 | 52.398 | 64.752 | 77.634 | 91.348 | 104.401 | 113.212 | 115.603 | 116.136 | 116.635 | 117.114 | 117.688 | 118.143 | 118.775 | 118.118
Consumer Transformation | Dem_BB007 | GWh | NPgY | Ferrybridge B (_M) |  | 2.188 | 2.986 | 3.817 | 4.477 | 4.627 | 6.493 | 9.062 | 12.594 | 17.444 | 24.082 | 33.132 | 45.35 | 61.609 | 82.547 | 107.376 | 136.181 | 168.289 | 201.768 | 237.41 | 271.335 | 294.234 | 300.448 | 301.834 | 303.131 | 304.374 | 305.867 | 307.051 | 308.693 | 306.985
Consumer Transformation | Dem_BB007 | GWh | NPgY | Grimsby West |  | 0.143 | 0.255 | 0.46 | 0.821 | 1.442 | 2.024 | 2.824 | 3.925 | 5.436 | 7.505 | 10.326 | 14.133 | 19.2 | 25.726 | 33.464 | 42.441 | 52.447 | 62.881 | 73.989 | 84.562 | 91.698 | 93.635 | 94.067 | 94.471 | 94.858 | 95.324 | 95.692 | 96.204 | 95.672
Consumer Transformation | Dem_BB007 | GWh | NPgY | Jordanthorpe |  | 0.094 | 0.141 | 0.208 | 0.301 | 0.433 | 0.608 | 0.849 | 1.18 | 1.634 | 2.256 | 3.104 | 4.248 | 5.771 | 7.732 | 10.058 | 12.756 | 15.764 | 18.9 | 22.238 | 25.416 | 27.561 | 28.143 | 28.273 | 28.395 | 28.511 | 28.651 | 28.762 | 28.916 | 28.756
Consumer Transformation | Dem_BB007 | GWh | NPgY | Keadby |  | 0.368 | 0.636 | 1.11 | 1.926 | 3.309 | 4.643 | 6.479 | 9.005 | 12.473 | 17.219 | 23.691 | 32.427 | 44.053 | 59.025 | 76.778 | 97.375 | 120.334 | 144.273 | 169.758 | 194.016 | 210.39 | 214.833 | 215.824 | 216.751 | 217.64 | 218.708 | 219.554 | 220.728 | 219.507
Consumer Transformation | Dem_BB007 | GWh | NPgY | Kirkstall B |  | 0.943 | 1.257 | 1.541 | 1.671 | 1.439 | 2.02 | 2.818 | 3.917 | 5.426 | 7.49 | 10.305 | 14.105 | 19.162 | 25.675 | 33.397 | 42.356 | 52.343 | 62.756 | 73.841 | 84.393 | 91.515 | 93.448 | 93.879 | 94.282 | 94.669 | 95.134 | 95.502 | 96.013 | 95.481
Consumer Transformation | Dem_BB007 | GWh | NPgY | Neepsend |  | 0.231 | 0.342 | 0.499 | 0.714 | 1.009 | 1.417 | 1.977 | 2.747 | 3.805 | 5.253 | 7.228 | 9.893 | 13.44 | 18.007 | 23.423 | 29.707 | 36.711 | 44.014 | 51.79 | 59.19 | 64.185 | 65.541 | 65.843 | 66.126 | 66.397 | 66.723 | 66.981 | 67.339 | 66.967
Consumer Transformation | Dem_BB007 | GWh | NPgY | Norton Lees |  | 0.093 | 0.138 | 0.201 | 0.287 | 0.405 | 0.568 | 0.793 | 1.102 | 1.526 | 2.107 | 2.898 | 3.967 | 5.389 | 7.221 | 9.393 | 11.913 | 14.721 | 17.65 | 20.768 | 23.736 | 25.739 | 26.282 | 26.403 | 26.517 | 26.626 | 26.756 | 26.86 | 27.003 | 26.854
Consumer Transformation | Dem_BB007 | GWh | NPgY | Pitsmoor |  | 0.032 | 0.047 | 0.07 | 0.101 | 0.146 | 0.205 | 0.285 | 0.397 | 0.549 | 0.758 | 1.043 | 1.428 | 1.94 | 2.6 | 3.382 | 4.289 | 5.3 | 6.354 | 7.477 | 8.545 | 9.266 | 9.462 | 9.506 | 9.547 | 9.586 | 9.633 | 9.67 | 9.722 | 9.668
Consumer Transformation | Dem_BB007 | GWh | NPgY | Saltend North |  | 0.075 | 0.132 | 0.235 | 0.414 | 0.72 | 1.011 | 1.411 | 1.961 | 2.716 | 3.749 | 5.159 | 7.061 | 9.592 | 12.852 | 16.718 | 21.203 | 26.202 | 31.414 | 36.964 | 42.246 | 45.811 | 46.778 | 46.994 | 47.196 | 47.39 | 47.622 | 47.806 | 48.062 | 47.796
Consumer Transformation | Dem_BB007 | GWh | NPgY | Sheffield City |  | 0.021 | 0.031 | 0.045 | 0.065 | 0.091 | 0.128 | 0.178 | 0.248 | 0.344 | 0.474 | 0.653 | 0.893 | 1.213 | 1.626 | 2.115 | 2.682 | 3.314 | 3.974 | 4.676 | 5.344 | 5.795 | 5.917 | 5.945 | 5.97 | 5.995 | 6.024 | 6.047 | 6.08 | 6.046
Consumer Transformation | Dem_BB007 | GWh | NPgY | Skelton Grange |  | 1.409 | 1.924 | 2.462 | 2.893 | 3.003 | 4.214 | 5.881 | 8.173 | 11.321 | 15.628 | 21.501 | 29.43 | 39.981 | 53.57 | 69.683 | 88.376 | 109.213 | 130.939 | 154.069 | 176.085 | 190.945 | 194.978 | 195.878 | 196.719 | 197.526 | 198.495 | 199.263 | 200.329 | 199.22
Consumer Transformation | Dem_BB007 | GWh | NPgY | Templeborough |  | 0.004 | 0.006 | 0.011 | 0.019 | 0.033 | 0.046 | 0.065 | 0.09 | 0.124 | 0.172 | 0.236 | 0.323 | 0.439 | 0.588 | 0.765 | 0.97 | 1.199 | 1.438 | 1.692 | 1.934 | 2.097 | 2.141 | 2.151 | 2.16 | 2.169 | 2.18 | 2.188 | 2.2 | 2.188
Consumer Transformation | Dem_BB007 | GWh | NPgY | Thorpe Marsh |  | 0.717 | 1.088 | 1.634 | 2.428 | 3.588 | 5.035 | 7.027 | 9.765 | 13.527 | 18.673 | 25.691 | 35.166 | 47.773 | 64.009 | 83.262 | 105.598 | 130.495 | 156.455 | 184.093 | 210.399 | 228.155 | 232.974 | 234.049 | 235.054 | 236.018 | 237.176 | 238.094 | 239.367 | 238.043
Consumer Transformation | Dem_BB007 | GWh | NPgY | Thurcroft |  | 0.386 | 0.626 | 1.022 | 1.662 | 2.697 | 3.785 | 5.282 | 7.341 | 10.168 | 14.037 | 19.312 | 26.434 | 35.911 | 48.116 | 62.588 | 79.378 | 98.094 | 117.608 | 138.383 | 158.157 | 171.505 | 175.127 | 175.935 | 176.691 | 177.416 | 178.286 | 178.976 | 179.933 | 178.937
Consumer Transformation | Dem_BB007 | GWh | NPgY | West Melton |  | 0.617 | 1.003 | 1.639 | 2.67 | 4.34 | 6.09 | 8.499 | 11.811 | 16.361 | 22.586 | 31.074 | 42.533 | 57.782 | 77.419 | 100.706 | 127.722 | 157.835 | 189.234 | 222.662 | 254.48 | 275.957 | 281.785 | 283.085 | 284.301 | 285.467 | 286.867 | 287.977 | 289.518 | 287.916
Consumer Transformation | Dem_BB007 | GWh | NPgY | Wincobank |  | 0.021 | 0.034 | 0.055 | 0.089 | 0.144 | 0.202 | 0.281 | 0.391 | 0.541 | 0.747 | 1.028 | 1.407 | 1.912 | 2.562 | 3.332 | 4.226 | 5.223 | 6.262 | 7.368 | 8.421 | 9.132 | 9.324 | 9.367 | 9.408 | 9.446 | 9.493 | 9.529 | 9.58 | 9.527
Consumer Transformation | Dem_BB007 | GWh | SEPD | Acton Lane 66kV |  | 0.059 | 0.08 | 0.101 | 0.117 | 0.118 | 0.166 | 0.231 | 0.321 | 0.445 | 0.614 | 0.845 | 1.157 | 1.572 | 2.106 | 2.74 | 3.475 | 4.294 | 5.148 | 6.058 | 6.923 | 7.508 | 7.666 | 7.702 | 7.735 | 7.766 | 7.805 | 7.835 | 7.877 | 7.833
Consumer Transformation | Dem_BB007 | GWh | SEPD | Botley Wood |  | 0.243 | 0.372 | 0.565 | 0.85 | 1.276 | 1.791 | 2.499 | 3.473 | 4.811 | 6.642 | 9.138 | 12.508 | 16.992 | 22.767 | 29.616 | 37.56 | 46.416 | 55.65 | 65.48 | 74.837 | 81.153 | 82.867 | 83.249 | 83.607 | 83.95 | 84.362 | 84.688 | 85.141 | 84.67
Consumer Transformation | Dem_BB007 | GWh | SEPD | Bramley |  | 2.737 | 3.971 | 5.599 | 7.667 | 10.247 | 14.38 | 20.067 | 27.888 | 38.63 | 53.329 | 73.371 | 100.428 | 136.432 | 182.8 | 237.784 | 301.572 | 372.675 | 446.813 | 525.742 | 600.869 | 651.579 | 665.341 | 668.409 | 671.28 | 674.034 | 677.341 | 679.961 | 683.598 | 679.816
Consumer Transformation | Dem_BB007 | GWh | SEPD | Chickerell |  | 0.149 | 0.234 | 0.369 | 0.579 | 0.908 | 1.274 | 1.778 | 2.471 | 3.422 | 4.724 | 6.5 | 8.897 | 12.087 | 16.195 | 21.066 | 26.717 | 33.016 | 39.584 | 46.576 | 53.232 | 57.724 | 58.943 | 59.215 | 59.47 | 59.714 | 60.007 | 60.239 | 60.561 | 60.226
Consumer Transformation | Dem_BB007 | GWh | SEPD | Cowley |  | 1.088 | 1.539 | 2.089 | 2.707 | 3.339 | 4.686 | 6.539 | 9.087 | 12.588 | 17.377 | 23.908 | 32.725 | 44.457 | 59.566 | 77.483 | 98.268 | 121.438 | 145.596 | 171.315 | 195.795 | 212.319 | 216.804 | 217.803 | 218.739 | 219.637 | 220.714 | 221.568 | 222.753 | 221.52
Consumer Transformation | Dem_BB007 | GWh | SEPD | Ealing |  | 0.55 | 0.759 | 0.987 | 1.195 | 1.314 | 1.844 | 2.574 | 3.577 | 4.955 | 6.84 | 9.41 | 12.881 | 17.499 | 23.446 | 30.498 | 38.679 | 47.799 | 57.308 | 67.431 | 77.067 | 83.571 | 85.336 | 85.729 | 86.098 | 86.451 | 86.875 | 87.211 | 87.677 | 87.192
Consumer Transformation | Dem_BB007 | GWh | SEPD | Fawley |  | 0.207 | 0.323 | 0.505 | 0.785 | 1.218 | 1.709 | 2.385 | 3.315 | 4.592 | 6.339 | 8.721 | 11.937 | 16.217 | 21.728 | 28.264 | 35.846 | 44.298 | 53.11 | 62.492 | 71.422 | 77.449 | 79.085 | 79.45 | 79.791 | 80.118 | 80.511 | 80.823 | 81.255 | 80.805
Consumer Transformation | Dem_BB007 | GWh | SEPD | Fleet |  | 2.737 | 3.971 | 5.599 | 7.667 | 10.247 | 14.38 | 20.067 | 27.888 | 38.63 | 53.329 | 73.371 | 100.428 | 136.432 | 182.8 | 237.784 | 301.572 | 372.675 | 446.813 | 525.742 | 600.869 | 651.579 | 665.341 | 668.409 | 671.28 | 674.034 | 677.341 | 679.961 | 683.598 | 679.816
Consumer Transformation | Dem_BB007 | GWh | SEPD | Iver 132kV |  | 1.435 | 1.901 | 2.303 | 2.434 | 1.953 | 2.741 | 3.825 | 5.316 | 7.363 | 10.165 | 13.985 | 19.143 | 26.006 | 34.844 | 45.325 | 57.484 | 71.037 | 85.169 | 100.214 | 114.534 | 124.2 | 126.823 | 127.408 | 127.955 | 128.48 | 129.111 | 129.61 | 130.303 | 129.582
Consumer Transformation | Dem_BB007 | GWh | SEPD | Iver 66kV |  | 1.435 | 1.901 | 2.303 | 2.434 | 1.953 | 2.741 | 3.825 | 5.316 | 7.363 | 10.165 | 13.985 | 19.143 | 26.006 | 34.844 | 45.325 | 57.484 | 71.037 | 85.169 | 100.214 | 114.534 | 124.2 | 126.823 | 127.408 | 127.955 | 128.48 | 129.111 | 129.61 | 130.303 | 129.582
Consumer Transformation | Dem_BB007 | GWh | SEPD | Laleham |  | 0.557 | 0.772 | 1.013 | 1.245 | 1.406 | 1.973 | 2.754 | 3.827 | 5.301 | 7.318 | 10.068 | 13.781 | 18.722 | 25.085 | 32.63 | 41.383 | 51.14 | 61.314 | 72.144 | 82.454 | 89.412 | 91.301 | 91.722 | 92.116 | 92.494 | 92.947 | 93.307 | 93.806 | 93.287
Consumer Transformation | Dem_BB007 | GWh | SEPD | Lovedean |  | 1.688 | 2.385 | 3.228 | 4.164 | 5.102 | 7.16 | 9.992 | 13.886 | 19.234 | 26.553 | 36.532 | 50.004 | 67.93 | 91.017 | 118.394 | 150.155 | 185.558 | 222.471 | 261.771 | 299.177 | 324.426 | 331.278 | 332.806 | 334.235 | 335.606 | 337.253 | 338.557 | 340.368 | 338.485
Consumer Transformation | Dem_BB007 | GWh | SEPD | Mannington |  | 1.469 | 2.273 | 3.502 | 5.36 | 8.184 | 11.485 | 16.028 | 22.274 | 30.854 | 42.594 | 58.601 | 80.212 | 108.969 | 146.003 | 189.919 | 240.867 | 297.657 | 356.872 | 419.913 | 479.916 | 520.419 | 531.41 | 533.861 | 536.154 | 538.354 | 540.995 | 543.088 | 545.993 | 542.971
Consumer Transformation | Dem_BB007 | GWh | SEPD | Melksham |  | 1.03 | 1.569 | 2.369 | 3.541 | 5.27 | 7.395 | 10.32 | 14.343 | 19.867 | 27.427 | 37.734 | 51.649 | 70.166 | 94.013 | 122.29 | 155.096 | 191.664 | 229.793 | 270.386 | 309.023 | 335.102 | 342.18 | 343.758 | 345.235 | 346.651 | 348.352 | 349.699 | 351.57 | 349.624
Consumer Transformation | Dem_BB007 | GWh | SEPD | Minety |  | 3.127 | 4.168 | 5.104 | 5.519 | 4.719 | 6.623 | 9.242 | 12.844 | 17.791 | 24.56 | 33.79 | 46.251 | 62.833 | 84.187 | 109.51 | 138.887 | 171.633 | 205.777 | 242.127 | 276.726 | 300.08 | 306.418 | 307.831 | 309.153 | 310.422 | 311.945 | 313.151 | 314.826 | 313.084
Consumer Transformation | Dem_BB007 | GWh | SEPD | North Hyde |  | 0.405 | 0.557 | 0.72 | 0.863 | 0.93 | 1.305 | 1.821 | 2.531 | 3.505 | 4.839 | 6.657 | 9.113 | 12.38 | 16.587 | 21.576 | 27.364 | 33.816 | 40.543 | 47.705 | 54.522 | 59.123 | 60.372 | 60.65 | 60.91 | 61.16 | 61.46 | 61.698 | 62.028 | 61.685
Consumer Transformation | Dem_BB007 | GWh | SEPD | Nursling |  | 0.756 | 1.147 | 1.722 | 2.558 | 3.779 | 5.303 | 7.4 | 10.284 | 14.245 | 19.665 | 27.056 | 37.033 | 50.31 | 67.409 | 87.684 | 111.207 | 137.426 | 164.765 | 193.871 | 221.574 | 240.274 | 245.349 | 246.48 | 247.539 | 248.554 | 249.774 | 250.74 | 252.081 | 250.686
Consumer Transformation | Dem_BB007 | GWh | SHEPD | Abernethy |  | 0.055 | 0.085 | 0.131 | 0.201 | 0.308 | 0.432 | 0.603 | 0.839 | 1.162 | 1.604 | 2.207 | 3.02 | 4.103 | 5.497 | 7.151 | 9.069 | 11.208 | 13.437 | 15.811 | 18.07 | 19.595 | 20.009 | 20.102 | 20.188 | 20.271 | 20.37 | 20.449 | 20.558 | 20.445
Consumer Transformation | Dem_BB007 | GWh | SHEPD | Alness |  | 0.009 | 0.015 | 0.026 | 0.044 | 0.074 | 0.103 | 0.144 | 0.2 | 0.277 | 0.383 | 0.526 | 0.72 | 0.979 | 1.311 | 1.706 | 2.163 | 2.673 | 3.205 | 3.771 | 4.31 | 4.674 | 4.773 | 4.795 | 4.815 | 4.835 | 4.859 | 4.878 | 4.904 | 4.877
Consumer Transformation | Dem_BB007 | GWh | SHEPD | Arbroath |  | 0.014 | 0.022 | 0.035 | 0.057 | 0.092 | 0.129 | 0.181 | 0.251 | 0.348 | 0.48 | 0.66 | 0.904 | 1.228 | 1.645 | 2.14 | 2.714 | 3.354 | 4.021 | 4.731 | 5.407 | 5.864 | 5.987 | 6.015 | 6.041 | 6.066 | 6.095 | 6.119 | 6.152 | 6.118
Consumer Transformation | Dem_BB007 | GWh | SHEPD | Ardkinglas |  | 0.004 | 0.007 | 0.011 | 0.019 | 0.03 | 0.042 | 0.059 | 0.082 | 0.114 | 0.157 | 0.216 | 0.296 | 0.402 | 0.538 | 0.7 | 0.888 | 1.098 | 1.316 | 1.549 | 1.77 | 1.919 | 1.96 | 1.969 | 1.977 | 1.986 | 1.995 | 2.003 | 2.014 | 2.003
Consumer Transformation | Dem_BB007 | GWh | SHEPD | Ardmore |  | 0.022 | 0.039 | 0.071 | 0.127 | 0.224 | 0.314 | 0.438 | 0.609 | 0.844 | 1.165 | 1.602 | 2.193 | 2.98 | 3.992 | 5.193 | 6.586 | 8.139 | 9.758 | 11.482 | 13.123 | 14.23 | 14.531 | 14.598 | 14.66 | 14.72 | 14.793 | 14.85 | 14.929 | 14.847
Consumer Transformation | Dem_BB007 | GWh | SHEPD | Beauly |  | 0.008 | 0.013 | 0.023 | 0.038 | 0.065 | 0.091 | 0.127 | 0.176 | 0.244 | 0.336 | 0.463 | 0.633 | 0.861 | 1.153 | 1.5 | 1.902 | 2.351 | 2.818 | 3.316 | 3.79 | 4.11 | 4.196 | 4.216 | 4.234 | 4.251 | 4.272 | 4.289 | 4.312 | 4.288
Consumer Transformation | Dem_BB007 | GWh | SHEPD | Berryburn |  | 0.026 | 0.043 | 0.072 | 0.119 | 0.195 | 0.274 | 0.382 | 0.531 | 0.736 | 1.016 | 1.397 | 1.912 | 2.598 | 3.481 | 4.528 | 5.743 | 7.097 | 8.509 | 10.012 | 11.442 | 12.408 | 12.67 | 12.728 | 12.783 | 12.836 | 12.899 | 12.948 | 13.018 | 12.946
Consumer Transformation | Dem_BB007 | GWh | SHEPD | Boat of Garten |  | 0.051 | 0.087 | 0.148 | 0.251 | 0.423 | 0.594 | 0.829 | 1.153 | 1.597 | 2.204 | 3.032 | 4.151 | 5.638 | 7.555 | 9.827 | 12.463 | 15.402 | 18.466 | 21.728 | 24.833 | 26.929 | 27.497 | 27.624 | 27.743 | 27.857 | 27.993 | 28.102 | 28.252 | 28.096
Consumer Transformation | Dem_BB007 | GWh | SHEPD | Braco West |  | 0.277 | 0.379 | 0.486 | 0.573 | 0.6 | 0.843 | 1.176 | 1.634 | 2.264 | 3.125 | 4.3 | 5.885 | 7.995 | 10.713 | 13.935 | 17.673 | 21.84 | 26.185 | 30.81 | 35.213 | 38.185 | 38.991 | 39.171 | 39.339 | 39.501 | 39.694 | 39.848 | 40.061 | 39.839
Consumer Transformation | Dem_BB007 | GWh | SHEPD | Bridge of Dun |  | 0.056 | 0.09 | 0.146 | 0.235 | 0.378 | 0.53 | 0.74 | 1.028 | 1.424 | 1.966 | 2.704 | 3.702 | 5.029 | 6.738 | 8.764 | 11.115 | 13.736 | 16.469 | 19.378 | 22.147 | 24.016 | 24.523 | 24.636 | 24.742 | 24.844 | 24.965 | 25.062 | 25.196 | 25.057
Consumer Transformation | Dem_BB007 | GWh | SHEPD | Broadford-Skye |  | 0.016 | 0.028 | 0.047 | 0.08 | 0.136 | 0.19 | 0.265 | 0.369 | 0.511 | 0.705 | 0.97 | 1.328 | 1.805 | 2.418 | 3.145 | 3.989 | 4.929 | 5.91 | 6.954 | 7.948 | 8.618 | 8.8 | 8.841 | 8.879 | 8.915 | 8.959 | 8.994 | 9.042 | 8.992
Consumer Transformation | Dem_BB007 | GWh | SHEPD | Brora |  | 0.011 | 0.019 | 0.032 | 0.055 | 0.092 | 0.129 | 0.181 | 0.251 | 0.348 | 0.48 | 0.661 | 0.904 | 1.229 | 1.646 | 2.141 | 2.716 | 3.356 | 4.023 | 4.734 | 5.411 | 5.867 | 5.991 | 6.019 | 6.045 | 6.069 | 6.099 | 6.123 | 6.156 | 6.121
Consumer Transformation | Dem_BB007 | GWh | SHEPD | Burghmuir |  | 0.03 | 0.047 | 0.072 | 0.11 | 0.168 | 0.236 | 0.329 | 0.457 | 0.633 | 0.874 | 1.202 | 1.646 | 2.235 | 2.995 | 3.896 | 4.941 | 6.106 | 7.321 | 8.614 | 9.845 | 10.676 | 10.902 | 10.952 | 10.999 | 11.044 | 11.098 | 11.141 | 11.201 | 11.139
Consumer Transformation | Dem_BB007 | GWh | SHEPD | Carradale |  | 0.043 | 0.077 | 0.138 | 0.246 | 0.431 | 0.605 | 0.844 | 1.173 | 1.625 | 2.244 | 3.087 | 4.225 | 5.74 | 7.691 | 10.005 | 12.688 | 15.68 | 18.799 | 22.12 | 25.281 | 27.415 | 27.994 | 28.123 | 28.244 | 28.36 | 28.499 | 28.609 | 28.762 | 28.603
Consumer Transformation | Dem_BB007 | GWh | SHEPD | Cassley |  | 0.02 | 0.033 | 0.057 | 0.096 | 0.162 | 0.227 | 0.317 | 0.441 | 0.61 | 0.843 | 1.159 | 1.587 | 2.156 | 2.888 | 3.757 | 4.765 | 5.888 | 7.06 | 8.307 | 9.494 | 10.295 | 10.512 | 10.561 | 10.606 | 10.65 | 10.702 | 10.743 | 10.801 | 10.741
Consumer Transformation | Dem_BB007 | GWh | SHEPD | Ceannacroc |  | 0.005 | 0.009 | 0.014 | 0.025 | 0.041 | 0.058 | 0.081 | 0.113 | 0.156 | 0.215 | 0.296 | 0.406 | 0.551 | 0.739 | 0.961 | 1.218 | 1.506 | 1.805 | 2.124 | 2.428 | 2.633 | 2.688 | 2.701 | 2.712 | 2.723 | 2.737 | 2.747 | 2.762 | 2.747
Consumer Transformation | Dem_BB007 | GWh | SHEPD | Charleston |  | 0.028 | 0.042 | 0.063 | 0.092 | 0.133 | 0.187 | 0.261 | 0.362 | 0.502 | 0.692 | 0.953 | 1.304 | 1.771 | 2.373 | 3.087 | 3.916 | 4.839 | 5.801 | 6.826 | 7.802 | 8.46 | 8.639 | 8.679 | 8.716 | 8.752 | 8.795 | 8.829 | 8.876 | 8.827
Consumer Transformation | Dem_BB007 | GWh | SHEPD | Clachan |  | 0.004 | 0.007 | 0.011 | 0.019 | 0.03 | 0.042 | 0.059 | 0.082 | 0.114 | 0.157 | 0.216 | 0.296 | 0.402 | 0.538 | 0.7 | 0.888 | 1.098 | 1.316 | 1.549 | 1.77 | 1.919 | 1.96 | 1.969 | 1.977 | 1.986 | 1.995 | 2.003 | 2.014 | 2.003
Consumer Transformation | Dem_BB007 | GWh | SHEPD | Clayhills |  | 0.008 | 0.012 | 0.019 | 0.03 | 0.047 | 0.066 | 0.092 | 0.128 | 0.177 | 0.245 | 0.336 | 0.46 | 0.626 | 0.838 | 1.09 | 1.383 | 1.709 | 2.049 | 2.41 | 2.755 | 2.987 | 3.05 | 3.065 | 3.078 | 3.09 | 3.105 | 3.117 | 3.134 | 3.117
Consumer Transformation | Dem_BB007 | GWh | SHEPD | Coupar Angus |  | 0.121 | 0.189 | 0.294 | 0.455 | 0.704 | 0.987 | 1.378 | 1.915 | 2.653 | 3.662 | 5.038 | 6.896 | 9.369 | 12.553 | 16.328 | 20.708 | 25.591 | 30.682 | 36.102 | 41.261 | 44.743 | 45.688 | 45.898 | 46.096 | 46.285 | 46.512 | 46.692 | 46.941 | 46.682
Consumer Transformation | Dem_BB007 | GWh | SHEPD | Craigiebuckler |  | 0.055 | 0.087 | 0.137 | 0.214 | 0.334 | 0.468 | 0.653 | 0.908 | 1.258 | 1.736 | 2.388 | 3.269 | 4.441 | 5.951 | 7.741 | 9.817 | 12.132 | 14.545 | 17.115 | 19.56 | 21.211 | 21.659 | 21.759 | 21.852 | 21.942 | 22.05 | 22.135 | 22.253 | 22.13
Consumer Transformation | Dem_BB007 | GWh | SHEPD | Dallas |  | 0.026 | 0.043 | 0.072 | 0.119 | 0.195 | 0.274 | 0.382 | 0.531 | 0.736 | 1.016 | 1.397 | 1.912 | 2.598 | 3.481 | 4.528 | 5.743 | 7.097 | 8.509 | 10.012 | 11.442 | 12.408 | 12.67 | 12.728 | 12.783 | 12.836 | 12.899 | 12.948 | 13.018 | 12.946
Consumer Transformation | Dem_BB007 | GWh | SHEPD | Dounreay |  | 0 | 0.001 | 0.001 | 0.002 | 0.004 | 0.005 | 0.007 | 0.01 | 0.013 | 0.018 | 0.025 | 0.034 | 0.047 | 0.063 | 0.082 | 0.103 | 0.128 | 0.153 | 0.18 | 0.206 | 0.224 | 0.228 | 0.229 | 0.23 | 0.231 | 0.232 | 0.233 | 0.235 | 0.233
Consumer Transformation | Dem_BB007 | GWh | SHEPD | Dudhope |  | 0.016 | 0.024 | 0.035 | 0.051 | 0.073 | 0.103 | 0.143 | 0.199 | 0.276 | 0.38 | 0.523 | 0.717 | 0.973 | 1.304 | 1.697 | 2.152 | 2.659 | 3.188 | 3.751 | 4.287 | 4.649 | 4.747 | 4.769 | 4.789 | 4.809 | 4.833 | 4.851 | 4.877 | 4.85
Consumer Transformation | Dem_BB007 | GWh | SHEPD | Dunbeath |  | 0 | 0 | 0 | 0 | 0 | 0 | 0 | 0 | 0 | 0 | 0 | 0 | 0.001 | 0.001 | 0.001 | 0.001 | 0.001 | 0.002 | 0.002 | 0.002 | 0.003 | 0.003 | 0.003 | 0.003 | 0.003 | 0.003 | 0.003 | 0.003 | 0.003
Consumer Transformation | Dem_BB007 | GWh | SHEPD | Dunoon |  | 0.016 | 0.026 | 0.042 | 0.069 | 0.113 | 0.159 | 0.221 | 0.308 | 0.426 | 0.588 | 0.809 | 1.108 | 1.505 | 2.016 | 2.623 | 3.327 | 4.111 | 4.929 | 5.799 | 6.628 | 7.187 | 7.339 | 7.373 | 7.405 | 7.435 | 7.472 | 7.501 | 7.541 | 7.499
Consumer Transformation | Dem_BB007 | GWh | SHEPD | Dunvegan |  | 0.016 | 0.027 | 0.045 | 0.077 | 0.13 | 0.183 | 0.255 | 0.354 | 0.491 | 0.677 | 0.932 | 1.276 | 1.733 | 2.322 | 3.02 | 3.83 | 4.734 | 5.675 | 6.678 | 7.632 | 8.276 | 8.451 | 8.49 | 8.526 | 8.561 | 8.603 | 8.637 | 8.683 | 8.635
Consumer Transformation | Dem_BB007 | GWh | SHEPD | Dyce |  | 0.057 | 0.09 | 0.143 | 0.226 | 0.356 | 0.5 | 0.697 | 0.969 | 1.342 | 1.853 | 2.55 | 3.49 | 4.741 | 6.353 | 8.263 | 10.48 | 12.951 | 15.528 | 18.271 | 20.881 | 22.644 | 23.122 | 23.229 | 23.328 | 23.424 | 23.539 | 23.63 | 23.757 | 23.625
Consumer Transformation | Dem_BB007 | GWh | SHEPD | Elgin |  | 0.013 | 0.022 | 0.039 | 0.068 | 0.118 | 0.166 | 0.231 | 0.321 | 0.445 | 0.614 | 0.845 | 1.157 | 1.572 | 2.106 | 2.739 | 3.474 | 4.294 | 5.148 | 6.057 | 6.923 | 7.507 | 7.665 | 7.701 | 7.734 | 7.765 | 7.804 | 7.834 | 7.876 | 7.832
Consumer Transformation | Dem_BB007 | GWh | SHEPD | Fasnakyle |  | 0.006 | 0.011 | 0.018 | 0.03 | 0.051 | 0.072 | 0.101 | 0.14 | 0.194 | 0.267 | 0.368 | 0.504 | 0.684 | 0.917 | 1.192 | 1.512 | 1.869 | 2.241 | 2.637 | 3.013 | 3.268 | 3.337 | 3.352 | 3.366 | 3.38 | 3.397 | 3.41 | 3.428 | 3.409
Consumer Transformation | Dem_BB007 | GWh | SHEPD | Fetteresso |  | 0.055 | 0.088 | 0.142 | 0.226 | 0.36 | 0.505 | 0.705 | 0.979 | 1.357 | 1.873 | 2.576 | 3.527 | 4.791 | 6.419 | 8.35 | 10.59 | 13.087 | 15.69 | 18.462 | 21.1 | 22.881 | 23.364 | 23.472 | 23.572 | 23.669 | 23.785 | 23.877 | 24.005 | 23.872
Consumer Transformation | Dem_BB007 | GWh | SHEPD | Fiddes |  | 0.039 | 0.063 | 0.102 | 0.163 | 0.261 | 0.366 | 0.511 | 0.71 | 0.983 | 1.357 | 1.867 | 2.555 | 3.471 | 4.651 | 6.05 | 7.673 | 9.482 | 11.369 | 13.377 | 15.289 | 16.579 | 16.929 | 17.007 | 17.08 | 17.15 | 17.234 | 17.301 | 17.394 | 17.297
Consumer Transformation | Dem_BB007 | GWh | SHEPD | Finstown |  | 0 | 0 | 0 | 0 | 0 | 0 | 0 | 0 | 0 | 0 | 0 | 0 | 0 | 0 | 0 | 0 | 0 | 0 | 0 | 0 | 0 | 0 | 0 | 0 | 0 | 0 | 0 | 0 | 0
Consumer Transformation | Dem_BB007 | GWh | SHEPD | Fort Augustus |  | 0.012 | 0.02 | 0.035 | 0.059 | 0.1 | 0.14 | 0.195 | 0.271 | 0.375 | 0.518 | 0.713 | 0.975 | 1.325 | 1.776 | 2.31 | 2.929 | 3.62 | 4.34 | 5.107 | 5.836 | 6.329 | 6.462 | 6.492 | 6.52 | 6.547 | 6.579 | 6.604 | 6.64 | 6.603
Consumer Transformation | Dem_BB007 | GWh | SHEPD | Fort William |  | 0.04 | 0.068 | 0.116 | 0.196 | 0.33 | 0.464 | 0.647 | 0.899 | 1.245 | 1.719 | 2.366 | 3.238 | 4.399 | 5.894 | 7.667 | 9.723 | 12.016 | 14.406 | 16.951 | 19.373 | 21.008 | 21.452 | 21.551 | 21.643 | 21.732 | 21.839 | 21.923 | 22.04 | 21.918
Consumer Transformation | Dem_BB007 | GWh | SHEPD | Fraserburgh |  | 0.008 | 0.013 | 0.021 | 0.034 | 0.054 | 0.076 | 0.107 | 0.148 | 0.205 | 0.283 | 0.39 | 0.533 | 0.724 | 0.97 | 1.262 | 1.601 | 1.979 | 2.372 | 2.791 | 3.19 | 3.459 | 3.532 | 3.549 | 3.564 | 3.578 | 3.596 | 3.61 | 3.629 | 3.609
Consumer Transformation | Dem_BB007 | GWh | SHEPD | Glenfarclas |  | 0.026 | 0.043 | 0.072 | 0.119 | 0.195 | 0.274 | 0.382 | 0.531 | 0.736 | 1.016 | 1.397 | 1.912 | 2.598 | 3.481 | 4.528 | 5.743 | 7.097 | 8.509 | 10.012 | 11.442 | 12.408 | 12.67 | 12.728 | 12.783 | 12.836 | 12.899 | 12.948 | 13.018 | 12.946
Consumer Transformation | Dem_BB007 | GWh | SHEPD | Grudie Bridge |  | 0.055 | 0.093 | 0.159 | 0.269 | 0.454 | 0.637 | 0.889 | 1.235 | 1.711 | 2.362 | 3.249 | 4.448 | 6.042 | 8.096 | 10.531 | 13.356 | 16.505 | 19.789 | 23.284 | 26.612 | 28.857 | 29.467 | 29.603 | 29.73 | 29.852 | 29.998 | 30.115 | 30.276 | 30.108
Consumer Transformation | Dem_BB007 | GWh | SHEPD | Inverness |  | 0.008 | 0.013 | 0.023 | 0.038 | 0.064 | 0.091 | 0.126 | 0.176 | 0.243 | 0.336 | 0.462 | 0.632 | 0.859 | 1.15 | 1.497 | 1.898 | 2.346 | 2.812 | 3.309 | 3.782 | 4.101 | 4.187 | 4.207 | 4.225 | 4.242 | 4.263 | 4.279 | 4.302 | 4.279
Consumer Transformation | Dem_BB007 | GWh | SHEPD | Keith |  | 0.023 | 0.037 | 0.061 | 0.101 | 0.167 | 0.234 | 0.327 | 0.454 | 0.629 | 0.869 | 1.195 | 1.636 | 2.222 | 2.978 | 3.873 | 4.913 | 6.071 | 7.279 | 8.564 | 9.788 | 10.614 | 10.838 | 10.888 | 10.935 | 10.98 | 11.034 | 11.077 | 11.136 | 11.074
Consumer Transformation | Dem_BB007 | GWh | SHEPD | Killin |  | 0.278 | 0.378 | 0.48 | 0.557 | 0.564 | 0.792 | 1.105 | 1.536 | 2.127 | 2.937 | 4.041 | 5.531 | 7.514 | 10.067 | 13.095 | 16.608 | 20.524 | 24.607 | 28.954 | 33.091 | 35.884 | 36.642 | 36.811 | 36.969 | 37.121 | 37.303 | 37.447 | 37.647 | 37.439
Consumer Transformation | Dem_BB007 | GWh | SHEPD | Kinlochleven |  | 0.003 | 0.005 | 0.008 | 0.014 | 0.023 | 0.032 | 0.045 | 0.063 | 0.087 | 0.12 | 0.165 | 0.226 | 0.307 | 0.411 | 0.535 | 0.678 | 0.838 | 1.005 | 1.182 | 1.351 | 1.465 | 1.496 | 1.503 | 1.51 | 1.516 | 1.523 | 1.529 | 1.537 | 1.529
Consumer Transformation | Dem_BB007 | GWh | SHEPD | Kintore |  | 0.049 | 0.078 | 0.125 | 0.2 | 0.318 | 0.446 | 0.623 | 0.865 | 1.199 | 1.655 | 2.277 | 3.116 | 4.233 | 5.672 | 7.378 | 9.357 | 11.563 | 13.864 | 16.313 | 18.644 | 20.217 | 20.644 | 20.739 | 20.829 | 20.914 | 21.017 | 21.098 | 21.211 | 21.093
Consumer Transformation | Dem_BB007 | GWh | SHEPD | Lairg |  | 0.015 | 0.026 | 0.044 | 0.075 | 0.127 | 0.178 | 0.249 | 0.346 | 0.479 | 0.662 | 0.91 | 1.246 | 1.692 | 2.268 | 2.95 | 3.741 | 4.623 | 5.543 | 6.522 | 7.454 | 8.083 | 8.253 | 8.291 | 8.327 | 8.361 | 8.402 | 8.435 | 8.48 | 8.433
Consumer Transformation | Dem_BB007 | GWh | SHEPD | Lunanhead |  | 0.092 | 0.146 | 0.232 | 0.369 | 0.585 | 0.821 | 1.146 | 1.593 | 2.206 | 3.045 | 4.19 | 5.735 | 7.791 | 10.439 | 13.579 | 17.222 | 21.283 | 25.516 | 30.024 | 34.314 | 37.21 | 37.996 | 38.171 | 38.335 | 38.492 | 38.681 | 38.831 | 39.039 | 38.823
Consumer Transformation | Dem_BB007 | GWh | SHEPD | Lyndhurst |  | 0.033 | 0.05 | 0.073 | 0.107 | 0.153 | 0.215 | 0.3 | 0.417 | 0.578 | 0.798 | 1.098 | 1.503 | 2.042 | 2.736 | 3.558 | 4.513 | 5.577 | 6.687 | 7.868 | 8.992 | 9.751 | 9.957 | 10.003 | 10.046 | 10.087 | 10.136 | 10.176 | 10.23 | 10.173
Consumer Transformation | Dem_BB007 | GWh | SHEPD | Macduff |  | 0.014 | 0.023 | 0.037 | 0.059 | 0.094 | 0.133 | 0.185 | 0.257 | 0.356 | 0.492 | 0.676 | 0.926 | 1.258 | 1.685 | 2.192 | 2.78 | 3.435 | 4.119 | 4.846 | 5.539 | 6.006 | 6.133 | 6.161 | 6.188 | 6.213 | 6.244 | 6.268 | 6.301 | 6.266
Consumer Transformation | Dem_BB007 | GWh | SHEPD | Milton of Craigie |  | 0.08 | 0.121 | 0.18 | 0.264 | 0.384 | 0.539 | 0.753 | 1.046 | 1.449 | 2 | 2.751 | 3.766 | 5.116 | 6.855 | 8.917 | 11.309 | 13.976 | 16.756 | 19.716 | 22.533 | 24.435 | 24.951 | 25.066 | 25.174 | 25.277 | 25.401 | 25.499 | 25.636 | 25.494
Consumer Transformation | Dem_BB007 | GWh | SHEPD | Mybster |  | 0.036 | 0.061 | 0.104 | 0.176 | 0.296 | 0.416 | 0.581 | 0.807 | 1.118 | 1.543 | 2.123 | 2.905 | 3.947 | 5.289 | 6.879 | 8.725 | 10.782 | 12.927 | 15.21 | 17.384 | 18.851 | 19.249 | 19.338 | 19.421 | 19.5 | 19.596 | 19.672 | 19.777 | 19.668
Consumer Transformation | Dem_BB007 | GWh | SHEPD | Nairn |  | 0.038 | 0.064 | 0.109 | 0.187 | 0.316 | 0.443 | 0.618 | 0.859 | 1.19 | 1.643 | 2.261 | 3.095 | 4.204 | 5.633 | 7.327 | 9.293 | 11.484 | 13.769 | 16.201 | 18.516 | 20.079 | 20.503 | 20.598 | 20.686 | 20.771 | 20.873 | 20.954 | 21.066 | 20.949
Consumer Transformation | Dem_BB007 | GWh | SHEPD | Orrin |  | 0.008 | 0.013 | 0.023 | 0.038 | 0.065 | 0.091 | 0.127 | 0.176 | 0.244 | 0.336 | 0.463 | 0.633 | 0.861 | 1.153 | 1.5 | 1.902 | 2.351 | 2.818 | 3.316 | 3.79 | 4.11 | 4.196 | 4.216 | 4.234 | 4.251 | 4.272 | 4.289 | 4.312 | 4.288
Consumer Transformation | Dem_BB007 | GWh | SHEPD | Persley |  | 0.068 | 0.106 | 0.166 | 0.26 | 0.405 | 0.568 | 0.793 | 1.102 | 1.526 | 2.106 | 2.898 | 3.967 | 5.389 | 7.22 | 9.392 | 11.912 | 14.72 | 17.648 | 20.766 | 23.733 | 25.736 | 26.28 | 26.401 | 26.514 | 26.623 | 26.754 | 26.857 | 27.001 | 26.851
Consumer Transformation | Dem_BB007 | GWh | SHEPD | Peterhead Grange |  | 0.004 | 0.006 | 0.01 | 0.016 | 0.025 | 0.035 | 0.049 | 0.068 | 0.094 | 0.13 | 0.179 | 0.245 | 0.333 | 0.446 | 0.58 | 0.736 | 0.909 | 1.09 | 1.283 | 1.466 | 1.589 | 1.623 | 1.631 | 1.638 | 1.644 | 1.652 | 1.659 | 1.668 | 1.658
Consumer Transformation | Dem_BB007 | GWh | SHEPD | Peterhead Shell |  | 0.033 | 0.053 | 0.085 | 0.136 | 0.217 | 0.304 | 0.425 | 0.59 | 0.818 | 1.129 | 1.553 | 2.126 | 2.889 | 3.87 | 5.034 | 6.385 | 7.89 | 9.46 | 11.131 | 12.722 | 13.795 | 14.087 | 14.152 | 14.212 | 14.271 | 14.341 | 14.396 | 14.473 | 14.393
Consumer Transformation | Dem_BB007 | GWh | SHEPD | Port Ann |  | 0.043 | 0.07 | 0.115 | 0.186 | 0.302 | 0.424 | 0.592 | 0.822 | 1.139 | 1.572 | 2.163 | 2.961 | 4.022 | 5.389 | 7.01 | 8.891 | 10.987 | 13.173 | 15.5 | 17.715 | 19.21 | 19.615 | 19.706 | 19.791 | 19.872 | 19.969 | 20.046 | 20.154 | 20.042
Consumer Transformation | Dem_BB007 | GWh | SHEPD | Quoich |  | 0.004 | 0.007 | 0.013 | 0.022 | 0.036 | 0.051 | 0.071 | 0.099 | 0.137 | 0.19 | 0.261 | 0.357 | 0.485 | 0.65 | 0.845 | 1.072 | 1.325 | 1.589 | 1.869 | 2.136 | 2.317 | 2.366 | 2.377 | 2.387 | 2.397 | 2.408 | 2.418 | 2.431 | 2.417
Consumer Transformation | Dem_BB007 | GWh | SHEPD | Rannoch |  | 0.103 | 0.148 | 0.207 | 0.279 | 0.364 | 0.511 | 0.713 | 0.991 | 1.372 | 1.895 | 2.607 | 3.568 | 4.847 | 6.494 | 8.448 | 10.714 | 13.24 | 15.874 | 18.678 | 21.347 | 23.149 | 23.638 | 23.747 | 23.849 | 23.947 | 24.064 | 24.157 | 24.286 | 24.152
Consumer Transformation | Dem_BB007 | GWh | SHEPD | Redmoss |  | 0.032 | 0.051 | 0.08 | 0.125 | 0.196 | 0.275 | 0.383 | 0.533 | 0.738 | 1.018 | 1.401 | 1.918 | 2.605 | 3.491 | 4.541 | 5.759 | 7.117 | 8.532 | 10.04 | 11.474 | 12.443 | 12.705 | 12.764 | 12.819 | 12.871 | 12.934 | 12.985 | 13.054 | 12.982
Consumer Transformation | Dem_BB007 | GWh | SHEPD | Rothienorman |  | 0.01 | 0.017 | 0.027 | 0.043 | 0.07 | 0.098 | 0.137 | 0.191 | 0.264 | 0.365 | 0.502 | 0.687 | 0.933 | 1.25 | 1.627 | 2.063 | 2.549 | 3.056 | 3.596 | 4.11 | 4.457 | 4.551 | 4.572 | 4.592 | 4.611 | 4.633 | 4.651 | 4.676 | 4.65
Consumer Transformation | Dem_BB007 | GWh | SHEPD | Shin |  | 0.019 | 0.031 | 0.053 | 0.09 | 0.152 | 0.214 | 0.299 | 0.415 | 0.575 | 0.793 | 1.092 | 1.494 | 2.03 | 2.719 | 3.537 | 4.486 | 5.544 | 6.647 | 7.821 | 8.939 | 9.693 | 9.898 | 9.944 | 9.986 | 10.027 | 10.077 | 10.116 | 10.17 | 10.113
Consumer Transformation | Dem_BB007 | GWh | SHEPD | Sloy |  | 0.096 | 0.129 | 0.16 | 0.177 | 0.161 | 0.225 | 0.315 | 0.437 | 0.606 | 0.836 | 1.15 | 1.575 | 2.139 | 2.866 | 3.728 | 4.728 | 5.843 | 7.006 | 8.243 | 9.421 | 10.216 | 10.432 | 10.48 | 10.525 | 10.568 | 10.62 | 10.661 | 10.718 | 10.659
Consumer Transformation | Dem_BB007 | GWh | SHEPD | St Fergus Gas Terminal |  | 0.004 | 0.007 | 0.011 | 0.017 | 0.027 | 0.038 | 0.054 | 0.074 | 0.103 | 0.142 | 0.196 | 0.268 | 0.364 | 0.488 | 0.634 | 0.805 | 0.994 | 1.192 | 1.403 | 1.603 | 1.738 | 1.775 | 1.783 | 1.791 | 1.798 | 1.807 | 1.814 | 1.824 | 1.814
Consumer Transformation | Dem_BB007 | GWh | SHEPD | St Fillans |  | 0.02 | 0.03 | 0.045 | 0.066 | 0.097 | 0.136 | 0.19 | 0.265 | 0.366 | 0.506 | 0.696 | 0.953 | 1.294 | 1.734 | 2.256 | 2.861 | 3.535 | 4.238 | 4.987 | 5.7 | 6.181 | 6.311 | 6.34 | 6.368 | 6.394 | 6.425 | 6.45 | 6.484 | 6.449
Consumer Transformation | Dem_BB007 | GWh | SHEPD | Strichen |  | 0.033 | 0.053 | 0.085 | 0.136 | 0.217 | 0.304 | 0.425 | 0.59 | 0.818 | 1.129 | 1.553 | 2.126 | 2.889 | 3.87 | 5.034 | 6.385 | 7.89 | 9.46 | 11.131 | 12.722 | 13.795 | 14.087 | 14.152 | 14.212 | 14.271 | 14.341 | 14.396 | 14.473 | 14.393
Consumer Transformation | Dem_BB007 | GWh | SHEPD | Tarland |  | 0.148 | 0.238 | 0.382 | 0.613 | 0.981 | 1.376 | 1.921 | 2.669 | 3.697 | 5.104 | 7.022 | 9.612 | 13.058 | 17.496 | 22.758 | 28.863 | 35.668 | 42.764 | 50.318 | 57.509 | 62.362 | 63.679 | 63.973 | 64.248 | 64.511 | 64.828 | 65.078 | 65.427 | 65.065
Consumer Transformation | Dem_BB007 | GWh | SHEPD | Taynuilt |  | 0.051 | 0.083 | 0.135 | 0.219 | 0.354 | 0.497 | 0.694 | 0.964 | 1.336 | 1.844 | 2.537 | 3.473 | 4.718 | 6.322 | 8.223 | 10.429 | 12.888 | 15.452 | 18.182 | 20.78 | 22.534 | 23.01 | 23.116 | 23.215 | 23.31 | 23.425 | 23.515 | 23.641 | 23.51
Consumer Transformation | Dem_BB007 | GWh | SHEPD | Thurso |  | 0.096 | 0.145 | 0.218 | 0.324 | 0.478 | 0.671 | 0.937 | 1.302 | 1.803 | 2.489 | 3.425 | 4.687 | 6.368 | 8.532 | 11.099 | 14.076 | 17.395 | 20.855 | 24.539 | 28.046 | 30.412 | 31.055 | 31.198 | 31.332 | 31.461 | 31.615 | 31.737 | 31.907 | 31.73
Consumer Transformation | Dem_BB007 | GWh | SHEPD | Tummel Bridge |  | 0.141 | 0.217 | 0.33 | 0.497 | 0.747 | 1.049 | 1.464 | 2.034 | 2.818 | 3.89 | 5.352 | 7.326 | 9.952 | 13.335 | 17.346 | 21.999 | 27.186 | 32.594 | 38.352 | 43.832 | 47.531 | 48.535 | 48.759 | 48.969 | 49.169 | 49.411 | 49.602 | 49.867 | 49.591
Consumer Transformation | Dem_BB007 | GWh | SHEPD | Willowdale |  | 0.009 | 0.014 | 0.022 | 0.034 | 0.054 | 0.075 | 0.105 | 0.146 | 0.203 | 0.28 | 0.385 | 0.527 | 0.715 | 0.959 | 1.247 | 1.581 | 1.954 | 2.343 | 2.757 | 3.151 | 3.417 | 3.489 | 3.505 | 3.52 | 3.534 | 3.552 | 3.565 | 3.585 | 3.565
Consumer Transformation | Dem_BB007 | GWh | SHEPD | Woodhill |  | 0.038 | 0.06 | 0.093 | 0.146 | 0.227 | 0.319 | 0.445 | 0.618 | 0.856 | 1.182 | 1.626 | 2.225 | 3.023 | 4.05 | 5.268 | 6.682 | 8.257 | 9.9 | 11.648 | 13.313 | 14.436 | 14.741 | 14.809 | 14.873 | 14.934 | 15.007 | 15.065 | 15.146 | 15.062
Consumer Transformation | Dem_BB007 | GWh | SPD | Ayr |  | 0.011 | 0.018 | 0.03 | 0.049 | 0.081 | 0.113 | 0.158 | 0.219 | 0.304 | 0.42 | 0.577 | 0.79 | 1.073 | 1.438 | 1.871 | 2.372 | 2.932 | 3.515 | 4.136 | 4.727 | 5.126 | 5.234 | 5.258 | 5.281 | 5.303 | 5.329 | 5.349 | 5.378 | 5.348
Consumer Transformation | Dem_BB007 | GWh | SPD | Bainsford |  | 0.034 | 0.057 | 0.097 | 0.162 | 0.271 | 0.38 | 0.53 | 0.737 | 1.02 | 1.409 | 1.938 | 2.653 | 3.603 | 4.828 | 6.28 | 7.965 | 9.843 | 11.801 | 13.886 | 15.87 | 17.21 | 17.573 | 17.654 | 17.73 | 17.803 | 17.89 | 17.959 | 18.055 | 17.956
Consumer Transformation | Dem_BB007 | GWh | SPD | Bathgate |  | 0.115 | 0.19 | 0.318 | 0.529 | 0.878 | 1.232 | 1.72 | 2.39 | 3.311 | 4.571 | 6.288 | 8.607 | 11.693 | 15.667 | 20.38 | 25.847 | 31.941 | 38.295 | 45.06 | 51.498 | 55.845 | 57.024 | 57.287 | 57.533 | 57.769 | 58.053 | 58.277 | 58.589 | 58.265
Consumer Transformation | Dem_BB007 | GWh | SPD | Berwick |  | 0.039 | 0.062 | 0.1 | 0.16 | 0.255 | 0.357 | 0.498 | 0.693 | 0.96 | 1.325 | 1.823 | 2.495 | 3.389 | 4.541 | 5.907 | 7.491 | 9.257 | 11.099 | 13.059 | 14.926 | 16.185 | 16.527 | 16.603 | 16.675 | 16.743 | 16.825 | 16.89 | 16.98 | 16.887
Consumer Transformation | Dem_BB007 | GWh | SPD | Bonnybridge |  | 0.123 | 0.206 | 0.345 | 0.579 | 0.964 | 1.353 | 1.889 | 2.625 | 3.636 | 5.019 | 6.905 | 9.452 | 12.841 | 17.205 | 22.379 | 28.383 | 35.075 | 42.053 | 49.481 | 56.552 | 61.324 | 62.62 | 62.908 | 63.179 | 63.438 | 63.749 | 63.996 | 64.338 | 63.982
Consumer Transformation | Dem_BB007 | GWh | SPD | Braehead Park |  | 0.084 | 0.111 | 0.133 | 0.14 | 0.109 | 0.152 | 0.213 | 0.295 | 0.409 | 0.565 | 0.777 | 1.064 | 1.445 | 1.936 | 2.518 | 3.194 | 3.947 | 4.732 | 5.568 | 6.363 | 6.901 | 7.046 | 7.079 | 7.109 | 7.138 | 7.173 | 7.201 | 7.24 | 7.2
Consumer Transformation | Dem_BB007 | GWh | SPD | Broxburn |  | 0.175 | 0.263 | 0.389 | 0.569 | 0.826 | 1.159 | 1.617 | 2.248 | 3.113 | 4.298 | 5.913 | 8.094 | 10.995 | 14.732 | 19.163 | 24.304 | 30.034 | 36.009 | 42.37 | 48.424 | 52.511 | 53.62 | 53.868 | 54.099 | 54.321 | 54.587 | 54.798 | 55.092 | 54.787
Consumer Transformation | Dem_BB007 | GWh | SPD | Carntyne |  | 0.036 | 0.057 | 0.091 | 0.145 | 0.229 | 0.321 | 0.449 | 0.624 | 0.864 | 1.192 | 1.64 | 2.245 | 3.05 | 4.087 | 5.316 | 6.742 | 8.332 | 9.99 | 11.754 | 13.434 | 14.568 | 14.875 | 14.944 | 15.008 | 15.07 | 15.144 | 15.202 | 15.284 | 15.199
Consumer Transformation | Dem_BB007 | GWh | SPD | Carsfad |  | 0.008 | 0.013 | 0.024 | 0.043 | 0.075 | 0.105 | 0.147 | 0.204 | 0.282 | 0.389 | 0.536 | 0.733 | 0.996 | 1.335 | 1.736 | 2.202 | 2.721 | 3.263 | 3.839 | 4.387 | 4.758 | 4.858 | 4.881 | 4.901 | 4.922 | 4.946 | 4.965 | 4.991 | 4.964
Consumer Transformation | Dem_BB007 | GWh | SPD | Chapelcross |  | 0.064 | 0.065 | 0.114 | 0.199 | 0.343 | 0.481 | 0.671 | 0.933 | 1.292 | 1.783 | 2.453 | 3.358 | 4.562 | 6.113 | 7.951 | 10.084 | 12.462 | 14.941 | 17.58 | 20.092 | 21.788 | 22.248 | 22.351 | 22.447 | 22.539 | 22.649 | 22.737 | 22.858 | 22.732
Consumer Transformation | Dem_BB007 | GWh | SPD | Charlotte Street |  | 0.037 | 0.058 | 0.092 | 0.146 | 0.231 | 0.324 | 0.453 | 0.629 | 0.871 | 1.203 | 1.655 | 2.265 | 3.077 | 4.123 | 5.364 | 6.803 | 8.406 | 10.079 | 11.859 | 13.554 | 14.698 | 15.008 | 15.077 | 15.142 | 15.204 | 15.279 | 15.338 | 15.42 | 15.335
Consumer Transformation | Dem_BB007 | GWh | SPD | Clyde’s Mill |  | 0.038 | 0.061 | 0.099 | 0.16 | 0.259 | 0.363 | 0.506 | 0.704 | 0.975 | 1.345 | 1.851 | 2.534 | 3.442 | 4.612 | 5.999 | 7.608 | 9.402 | 11.272 | 13.263 | 15.159 | 16.438 | 16.785 | 16.863 | 16.935 | 17.005 | 17.088 | 17.154 | 17.246 | 17.15 | GSP also referred to as Westburn Road
Consumer Transformation | Dem_BB007 | GWh | SPD | Coatbridge |  | 0.031 | 0.055 | 0.1 | 0.177 | 0.311 | 0.437 | 0.61 | 0.847 | 1.174 | 1.62 | 2.229 | 3.051 | 4.145 | 5.554 | 7.225 | 9.163 | 11.324 | 13.576 | 15.974 | 18.257 | 19.798 | 20.216 | 20.309 | 20.397 | 20.48 | 20.581 | 20.66 | 20.771 | 20.656
Consumer Transformation | Dem_BB007 | GWh | SPD | Cockenzie |  | 0.122 | 0.184 | 0.276 | 0.409 | 0.602 | 0.846 | 1.18 | 1.64 | 2.271 | 3.136 | 4.314 | 5.905 | 8.022 | 10.748 | 13.981 | 17.732 | 21.912 | 26.272 | 30.912 | 35.33 | 38.311 | 39.121 | 39.301 | 39.47 | 39.632 | 39.826 | 39.98 | 40.194 | 39.972
Consumer Transformation | Dem_BB007 | GWh | SPD | Coylton |  | 0.129 | 0.22 | 0.38 | 0.653 | 1.111 | 1.56 | 2.176 | 3.025 | 4.19 | 5.784 | 7.957 | 10.892 | 14.797 | 19.826 | 25.789 | 32.707 | 40.419 | 48.459 | 57.02 | 65.168 | 70.667 | 72.16 | 72.493 | 72.804 | 73.103 | 73.462 | 73.746 | 74.14 | 73.73
Consumer Transformation | Dem_BB007 | GWh | SPD | Crookston A |  | 0.106 | 0.154 | 0.216 | 0.294 | 0.389 | 0.547 | 0.763 | 1.06 | 1.468 | 2.027 | 2.789 | 3.817 | 5.185 | 6.948 | 9.037 | 11.462 | 14.164 | 16.982 | 19.981 | 22.837 | 24.764 | 25.287 | 25.404 | 25.513 | 25.618 | 25.743 | 25.843 | 25.981 | 25.837
Consumer Transformation | Dem_BB007 | GWh | SPD | Crookston B |  | 0.106 | 0.154 | 0.216 | 0.294 | 0.389 | 0.547 | 0.763 | 1.06 | 1.468 | 2.027 | 2.789 | 3.817 | 5.185 | 6.948 | 9.037 | 11.462 | 14.164 | 16.982 | 19.981 | 22.837 | 24.764 | 25.287 | 25.404 | 25.513 | 25.618 | 25.743 | 25.843 | 25.981 | 25.837
Consumer Transformation | Dem_BB007 | GWh | SPD | Cumbernauld |  | 0.065 | 0.115 | 0.204 | 0.359 | 0.623 | 0.874 | 1.22 | 1.696 | 2.349 | 3.242 | 4.461 | 6.106 | 8.295 | 11.114 | 14.457 | 18.336 | 22.659 | 27.166 | 31.965 | 36.533 | 39.616 | 40.453 | 40.64 | 40.814 | 40.982 | 41.183 | 41.342 | 41.563 | 41.333
Consumer Transformation | Dem_BB007 | GWh | SPD | Cupar |  | 0.194 | 0.315 | 0.514 | 0.837 | 1.359 | 1.907 | 2.661 | 3.698 | 5.122 | 7.071 | 9.728 | 13.315 | 18.089 | 24.237 | 31.527 | 39.984 | 49.411 | 59.241 | 69.706 | 79.667 | 86.39 | 88.215 | 88.621 | 89.002 | 89.367 | 89.806 | 90.153 | 90.635 | 90.134
Consumer Transformation | Dem_BB007 | GWh | SPD | Currie |  | 0.069 | 0.1 | 0.143 | 0.199 | 0.272 | 0.382 | 0.533 | 0.741 | 1.026 | 1.416 | 1.949 | 2.667 | 3.623 | 4.855 | 6.315 | 8.009 | 9.897 | 11.866 | 13.963 | 15.958 | 17.304 | 17.67 | 17.751 | 17.828 | 17.901 | 17.989 | 18.058 | 18.155 | 18.054
Consumer Transformation | Dem_BB007 | GWh | SPD | Dalmarnock |  | 0.017 | 0.028 | 0.044 | 0.07 | 0.111 | 0.156 | 0.217 | 0.302 | 0.419 | 0.578 | 0.795 | 1.088 | 1.479 | 1.981 | 2.577 | 3.268 | 4.039 | 4.842 | 5.698 | 6.512 | 7.062 | 7.211 | 7.244 | 7.275 | 7.305 | 7.341 | 7.369 | 7.409 | 7.368
Consumer Transformation | Dem_BB007 | GWh | SPD | Devol Moor |  | 0.013 | 0.023 | 0.039 | 0.067 | 0.113 | 0.159 | 0.222 | 0.309 | 0.428 | 0.59 | 0.812 | 1.112 | 1.511 | 2.024 | 2.633 | 3.339 | 4.126 | 4.947 | 5.821 | 6.653 | 7.214 | 7.367 | 7.401 | 7.432 | 7.463 | 7.5 | 7.529 | 7.569 | 7.527
Consumer Transformation | Dem_BB007 | GWh | SPD | Devonside |  | 0.052 | 0.087 | 0.146 | 0.245 | 0.408 | 0.573 | 0.8 | 1.111 | 1.539 | 2.125 | 2.924 | 4.002 | 5.437 | 7.285 | 9.476 | 12.018 | 14.851 | 17.806 | 20.951 | 23.945 | 25.965 | 26.514 | 26.636 | 26.751 | 26.86 | 26.992 | 27.097 | 27.241 | 27.091
Consumer Transformation | Dem_BB007 | GWh | SPD | Dewar Place |  | 0.021 | 0.031 | 0.044 | 0.062 | 0.084 | 0.118 | 0.164 | 0.229 | 0.317 | 0.437 | 0.601 | 0.823 | 1.118 | 1.498 | 1.949 | 2.471 | 3.054 | 3.662 | 4.308 | 4.924 | 5.34 | 5.453 | 5.478 | 5.501 | 5.524 | 5.551 | 5.572 | 5.602 | 5.571
Consumer Transformation | Dem_BB007 | GWh | SPD | Drumchapel |  | 0.076 | 0.117 | 0.178 | 0.269 | 0.406 | 0.569 | 0.795 | 1.104 | 1.53 | 2.112 | 2.906 | 3.977 | 5.403 | 7.24 | 9.417 | 11.943 | 14.759 | 17.696 | 20.822 | 23.797 | 25.805 | 26.35 | 26.472 | 26.585 | 26.694 | 26.825 | 26.929 | 27.073 | 26.923
Consumer Transformation | Dem_BB007 | GWh | SPD | Drumcross |  | 0.008 | 0.013 | 0.022 | 0.036 | 0.059 | 0.083 | 0.116 | 0.161 | 0.223 | 0.308 | 0.424 | 0.581 | 0.789 | 1.057 | 1.375 | 1.744 | 2.155 | 2.583 | 3.04 | 3.474 | 3.767 | 3.847 | 3.865 | 3.881 | 3.897 | 3.916 | 3.931 | 3.952 | 3.931
Consumer Transformation | Dem_BB007 | GWh | SPD | Dumfries 11 |  | 0.024 | 0.041 | 0.072 | 0.127 | 0.22 | 0.308 | 0.43 | 0.598 | 0.828 | 1.143 | 1.573 | 2.153 | 2.924 | 3.918 | 5.096 | 6.464 | 7.988 | 9.577 | 11.268 | 12.879 | 13.966 | 14.26 | 14.326 | 14.388 | 14.447 | 14.518 | 14.574 | 14.652 | 14.571
Consumer Transformation | Dem_BB007 | GWh | SPD | Dumfries 33 |  | 0.024 | 0.041 | 0.072 | 0.127 | 0.22 | 0.308 | 0.43 | 0.598 | 0.828 | 1.143 | 1.573 | 2.153 | 2.924 | 3.918 | 5.096 | 6.464 | 7.988 | 9.577 | 11.268 | 12.879 | 13.966 | 14.26 | 14.326 | 14.388 | 14.447 | 14.518 | 14.574 | 14.652 | 14.571
Consumer Transformation | Dem_BB007 | GWh | SPD | Dumfries ICI |  | 0.024 | 0.041 | 0.072 | 0.127 | 0.22 | 0.308 | 0.43 | 0.598 | 0.828 | 1.143 | 1.573 | 2.153 | 2.924 | 3.918 | 5.096 | 6.464 | 7.988 | 9.577 | 11.268 | 12.879 | 13.966 | 14.26 | 14.326 | 14.388 | 14.447 | 14.518 | 14.574 | 14.652 | 14.571
Consumer Transformation | Dem_BB007 | GWh | SPD | Dunbar |  | 0 | 0 | 0 | 0 | 0 | 0 | 0 | 0 | 0 | 0 | 0 | 0 | 0 | 0 | 0 | 0 | 0 | 0 | 0 | 0 | 0 | 0 | 0 | 0 | 0 | 0 | 0 | 0 | 0
Consumer Transformation | Dem_BB007 | GWh | SPD | Dunbar A |  | 0.061 | 0.092 | 0.137 | 0.203 | 0.298 | 0.418 | 0.583 | 0.81 | 1.122 | 1.549 | 2.132 | 2.918 | 3.964 | 5.311 | 6.908 | 8.762 | 10.827 | 12.981 | 15.275 | 17.457 | 18.93 | 19.33 | 19.419 | 19.503 | 19.583 | 19.679 | 19.755 | 19.861 | 19.751
Consumer Transformation | Dem_BB007 | GWh | SPD | Dunbar B |  | 0.025 | 0.037 | 0.056 | 0.083 | 0.122 | 0.171 | 0.238 | 0.331 | 0.458 | 0.633 | 0.871 | 1.192 | 1.619 | 2.169 | 2.822 | 3.579 | 4.422 | 5.302 | 6.239 | 7.13 | 7.732 | 7.895 | 7.932 | 7.966 | 7.999 | 8.038 | 8.069 | 8.112 | 8.067
Consumer Transformation | Dem_BB007 | GWh | SPD | Dunfermline |  | 0.048 | 0.078 | 0.128 | 0.208 | 0.339 | 0.475 | 0.663 | 0.922 | 1.277 | 1.763 | 2.426 | 3.32 | 4.51 | 6.043 | 7.861 | 9.969 | 12.32 | 14.771 | 17.38 | 19.864 | 21.54 | 21.995 | 22.096 | 22.191 | 22.282 | 22.392 | 22.478 | 22.599 | 22.473
Consumer Transformation | Dem_BB007 | GWh | SPD | Earlstoun |  | 0.008 | 0.013 | 0.024 | 0.043 | 0.075 | 0.105 | 0.147 | 0.204 | 0.282 | 0.389 | 0.536 | 0.733 | 0.996 | 1.335 | 1.736 | 2.202 | 2.721 | 3.263 | 3.839 | 4.387 | 4.758 | 4.858 | 4.881 | 4.901 | 4.922 | 4.946 | 4.965 | 4.991 | 4.964
Consumer Transformation | Dem_BB007 | GWh | SPD | East Kilbride |  | 0.02 | 0.032 | 0.052 | 0.084 | 0.135 | 0.189 | 0.264 | 0.367 | 0.509 | 0.702 | 0.967 | 1.323 | 1.797 | 2.408 | 3.132 | 3.973 | 4.909 | 5.886 | 6.926 | 7.915 | 8.583 | 8.764 | 8.805 | 8.843 | 8.879 | 8.923 | 8.957 | 9.005 | 8.955
Consumer Transformation | Dem_BB007 | GWh | SPD | East Kilbride South |  | 0.002 | 0.003 | 0.006 | 0.009 | 0.016 | 0.022 | 0.03 | 0.042 | 0.059 | 0.081 | 0.111 | 0.153 | 0.207 | 0.278 | 0.361 | 0.458 | 0.566 | 0.679 | 0.799 | 0.913 | 0.99 | 1.011 | 1.015 | 1.02 | 1.024 | 1.029 | 1.033 | 1.039 | 1.033
Consumer Transformation | Dem_BB007 | GWh | SPD | Easterhouse |  | 0.136 | 0.219 | 0.357 | 0.58 | 0.938 | 1.317 | 1.837 | 2.553 | 3.537 | 4.883 | 6.718 | 9.195 | 12.492 | 16.737 | 21.772 | 27.612 | 34.123 | 40.911 | 48.138 | 55.016 | 59.66 | 60.92 | 61.201 | 61.463 | 61.716 | 62.018 | 62.258 | 62.591 | 62.245
Consumer Transformation | Dem_BB007 | GWh | SPD | Eccles |  | 0.068 | 0.107 | 0.167 | 0.261 | 0.407 | 0.572 | 0.798 | 1.109 | 1.536 | 2.12 | 2.917 | 3.992 | 5.423 | 7.266 | 9.452 | 11.988 | 14.814 | 17.761 | 20.899 | 23.885 | 25.901 | 26.448 | 26.57 | 26.684 | 26.794 | 26.925 | 27.029 | 27.174 | 27.023
Consumer Transformation | Dem_BB007 | GWh | SPD | Elderslie |  | 0.129 | 0.168 | 0.197 | 0.196 | 0.126 | 0.177 | 0.247 | 0.343 | 0.476 | 0.657 | 0.904 | 1.237 | 1.68 | 2.251 | 2.928 | 3.714 | 4.589 | 5.502 | 6.474 | 7.399 | 8.024 | 8.193 | 8.231 | 8.266 | 8.3 | 8.341 | 8.373 | 8.418 | 8.371
Consumer Transformation | Dem_BB007 | GWh | SPD | Erskine |  | 0.241 | 0.315 | 0.37 | 0.365 | 0.233 | 0.327 | 0.457 | 0.635 | 0.879 | 1.213 | 1.669 | 2.285 | 3.104 | 4.159 | 5.41 | 6.861 | 8.479 | 10.166 | 11.961 | 13.671 | 14.824 | 15.138 | 15.207 | 15.273 | 15.335 | 15.411 | 15.47 | 15.553 | 15.467
Consumer Transformation | Dem_BB007 | GWh | SPD | Finnieston |  | 0.007 | 0.011 | 0.017 | 0.027 | 0.043 | 0.06 | 0.084 | 0.117 | 0.162 | 0.224 | 0.308 | 0.422 | 0.574 | 0.768 | 1 | 1.268 | 1.567 | 1.878 | 2.21 | 2.526 | 2.739 | 2.797 | 2.81 | 2.822 | 2.833 | 2.847 | 2.858 | 2.874 | 2.858
Consumer Transformation | Dem_BB007 | GWh | SPD | Galashiels |  | 0.063 | 0.1 | 0.159 | 0.252 | 0.399 | 0.56 | 0.781 | 1.085 | 1.503 | 2.075 | 2.855 | 3.908 | 5.309 | 7.113 | 9.253 | 11.735 | 14.502 | 17.387 | 20.458 | 23.381 | 25.354 | 25.89 | 26.009 | 26.121 | 26.228 | 26.357 | 26.459 | 26.6 | 26.453
Consumer Transformation | Dem_BB007 | GWh | SPD | Giffnock |  | 0.122 | 0.184 | 0.275 | 0.404 | 0.591 | 0.829 | 1.158 | 1.609 | 2.228 | 3.076 | 4.232 | 5.793 | 7.87 | 10.545 | 13.716 | 17.396 | 21.498 | 25.774 | 30.327 | 34.661 | 37.586 | 38.38 | 38.557 | 38.723 | 38.881 | 39.072 | 39.223 | 39.433 | 39.215
Consumer Transformation | Dem_BB007 | GWh | SPD | Glenlee |  | 0.008 | 0.013 | 0.024 | 0.043 | 0.075 | 0.105 | 0.147 | 0.204 | 0.282 | 0.389 | 0.536 | 0.733 | 0.996 | 1.335 | 1.736 | 2.202 | 2.721 | 3.263 | 3.839 | 4.387 | 4.758 | 4.858 | 4.881 | 4.901 | 4.922 | 4.946 | 4.965 | 4.991 | 4.964
Consumer Transformation | Dem_BB007 | GWh | SPD | Glenluce |  | 0.031 | 0.053 | 0.094 | 0.164 | 0.284 | 0.399 | 0.557 | 0.773 | 1.071 | 1.479 | 2.035 | 2.785 | 3.784 | 5.07 | 6.594 | 8.363 | 10.335 | 12.391 | 14.58 | 16.664 | 18.07 | 18.452 | 18.537 | 18.617 | 18.693 | 18.785 | 18.857 | 18.958 | 18.853
Consumer Transformation | Dem_BB007 | GWh | SPD | Glenniston |  | 0.02 | 0.032 | 0.053 | 0.086 | 0.14 | 0.196 | 0.274 | 0.381 | 0.527 | 0.728 | 1.002 | 1.371 | 1.863 | 2.496 | 3.247 | 4.117 | 5.088 | 6.1 | 7.178 | 8.204 | 8.896 | 9.084 | 9.126 | 9.165 | 9.203 | 9.248 | 9.284 | 9.333 | 9.282
Consumer Transformation | Dem_BB007 | GWh | SPD | Glenrothes |  | 0.024 | 0.039 | 0.064 | 0.104 | 0.169 | 0.237 | 0.331 | 0.46 | 0.638 | 0.88 | 1.211 | 1.657 | 2.252 | 3.017 | 3.924 | 4.977 | 6.15 | 7.374 | 8.676 | 9.916 | 10.753 | 10.98 | 11.031 | 11.078 | 11.124 | 11.178 | 11.221 | 11.281 | 11.219
Consumer Transformation | Dem_BB007 | GWh | SPD | Gorgie |  | 0.01 | 0.015 | 0.022 | 0.03 | 0.041 | 0.058 | 0.081 | 0.112 | 0.155 | 0.215 | 0.295 | 0.404 | 0.549 | 0.736 | 0.957 | 1.214 | 1.5 | 1.798 | 2.116 | 2.418 | 2.622 | 2.677 | 2.69 | 2.701 | 2.712 | 2.726 | 2.736 | 2.751 | 2.736
Consumer Transformation | Dem_BB007 | GWh | SPD | Govan |  | 0.029 | 0.047 | 0.074 | 0.117 | 0.186 | 0.261 | 0.364 | 0.506 | 0.701 | 0.967 | 1.33 | 1.821 | 2.474 | 3.315 | 4.312 | 5.469 | 6.758 | 8.102 | 9.534 | 10.896 | 11.816 | 12.065 | 12.121 | 12.173 | 12.223 | 12.283 | 12.33 | 12.396 | 12.328
Consumer Transformation | Dem_BB007 | GWh | SPD | Grangemouth A |  | 0.043 | 0.071 | 0.118 | 0.198 | 0.329 | 0.461 | 0.643 | 0.894 | 1.239 | 1.71 | 2.353 | 3.22 | 4.375 | 5.862 | 7.625 | 9.67 | 11.95 | 14.328 | 16.859 | 19.268 | 20.894 | 21.335 | 21.434 | 21.526 | 21.614 | 21.72 | 21.804 | 21.921 | 21.799
Consumer Transformation | Dem_BB007 | GWh | SPD | Grangemouth C |  | 0.043 | 0.071 | 0.118 | 0.198 | 0.329 | 0.461 | 0.643 | 0.894 | 1.239 | 1.71 | 2.353 | 3.22 | 4.375 | 5.862 | 7.625 | 9.67 | 11.95 | 14.328 | 16.859 | 19.268 | 20.894 | 21.335 | 21.434 | 21.526 | 21.614 | 21.72 | 21.804 | 21.921 | 21.799
Consumer Transformation | Dem_BB007 | GWh | SPD | Haggs Road |  | 0.039 | 0.061 | 0.097 | 0.154 | 0.244 | 0.342 | 0.478 | 0.664 | 0.919 | 1.269 | 1.746 | 2.39 | 3.247 | 4.35 | 5.658 | 7.176 | 8.868 | 10.632 | 12.511 | 14.298 | 15.505 | 15.833 | 15.906 | 15.974 | 16.039 | 16.118 | 16.181 | 16.267 | 16.177
Consumer Transformation | Dem_BB007 | GWh | SPD | Hawick |  | 0.041 | 0.066 | 0.105 | 0.166 | 0.263 | 0.369 | 0.515 | 0.715 | 0.991 | 1.368 | 1.882 | 2.576 | 3.5 | 4.689 | 6.099 | 7.736 | 9.56 | 11.461 | 13.486 | 15.413 | 16.714 | 17.067 | 17.146 | 17.219 | 17.29 | 17.375 | 17.442 | 17.535 | 17.438
Consumer Transformation | Dem_BB007 | GWh | SPD | Helensburgh |  | 0.006 | 0.01 | 0.016 | 0.027 | 0.045 | 0.064 | 0.089 | 0.124 | 0.171 | 0.236 | 0.325 | 0.445 | 0.605 | 0.81 | 1.054 | 1.337 | 1.652 | 1.98 | 2.33 | 2.663 | 2.888 | 2.949 | 2.963 | 2.975 | 2.988 | 3.002 | 3.014 | 3.03 | 3.013
Consumer Transformation | Dem_BB007 | GWh | SPD | Hunterston Farm |  | 0 | 0 | 0.001 | 0.001 | 0.002 | 0.003 | 0.004 | 0.005 | 0.007 | 0.01 | 0.013 | 0.018 | 0.024 | 0.033 | 0.042 | 0.054 | 0.067 | 0.08 | 0.094 | 0.107 | 0.116 | 0.119 | 0.119 | 0.12 | 0.12 | 0.121 | 0.121 | 0.122 | 0.121
Consumer Transformation | Dem_BB007 | GWh | SPD | Inverkeithing |  | 0.015 | 0.024 | 0.039 | 0.064 | 0.103 | 0.145 | 0.202 | 0.281 | 0.389 | 0.537 | 0.739 | 1.011 | 1.374 | 1.84 | 2.394 | 3.036 | 3.752 | 4.498 | 5.293 | 6.049 | 6.56 | 6.698 | 6.729 | 6.758 | 6.786 | 6.819 | 6.845 | 6.882 | 6.844
Consumer Transformation | Dem_BB007 | GWh | SPD | Johnstone |  | 0.982 | 1.292 | 1.544 | 1.585 | 1.162 | 1.63 | 2.275 | 3.162 | 4.379 | 6.046 | 8.318 | 11.385 | 15.466 | 20.723 | 26.956 | 34.187 | 42.248 | 50.652 | 59.6 | 68.117 | 73.865 | 75.425 | 75.773 | 76.099 | 76.411 | 76.786 | 77.083 | 77.495 | 77.066
Consumer Transformation | Dem_BB007 | GWh | SPD | Kaimes |  | 0.159 | 0.241 | 0.36 | 0.533 | 0.783 | 1.099 | 1.534 | 2.132 | 2.953 | 4.076 | 5.608 | 7.676 | 10.428 | 13.972 | 18.174 | 23.05 | 28.484 | 34.151 | 40.183 | 45.925 | 49.801 | 50.853 | 51.088 | 51.307 | 51.517 | 51.77 | 51.97 | 52.248 | 51.959
Consumer Transformation | Dem_BB007 | GWh | SPD | Kendoon |  | 0.008 | 0.013 | 0.024 | 0.043 | 0.075 | 0.105 | 0.147 | 0.204 | 0.282 | 0.389 | 0.536 | 0.733 | 0.996 | 1.335 | 1.736 | 2.202 | 2.721 | 3.263 | 3.839 | 4.387 | 4.758 | 4.858 | 4.881 | 4.901 | 4.922 | 4.946 | 4.965 | 4.991 | 4.964
Consumer Transformation | Dem_BB007 | GWh | SPD | Kilbowie 11 |  | 0.008 | 0.013 | 0.022 | 0.035 | 0.057 | 0.08 | 0.112 | 0.156 | 0.215 | 0.297 | 0.409 | 0.56 | 0.761 | 1.02 | 1.326 | 1.682 | 2.079 | 2.493 | 2.933 | 3.352 | 3.635 | 3.712 | 3.729 | 3.745 | 3.76 | 3.779 | 3.793 | 3.813 | 3.792
Consumer Transformation | Dem_BB007 | GWh | SPD | Kilbowie 33 |  | 0.008 | 0.013 | 0.022 | 0.035 | 0.057 | 0.08 | 0.112 | 0.156 | 0.215 | 0.297 | 0.409 | 0.56 | 0.761 | 1.02 | 1.326 | 1.682 | 2.079 | 2.493 | 2.933 | 3.352 | 3.635 | 3.712 | 3.729 | 3.745 | 3.76 | 3.779 | 3.793 | 3.813 | 3.792
Consumer Transformation | Dem_BB007 | GWh | SPD | Killermont |  | 0.104 | 0.161 | 0.248 | 0.38 | 0.58 | 0.813 | 1.135 | 1.578 | 2.185 | 3.017 | 4.15 | 5.681 | 7.718 | 10.341 | 13.451 | 17.059 | 21.081 | 25.275 | 29.74 | 33.99 | 36.858 | 37.637 | 37.81 | 37.973 | 38.128 | 38.315 | 38.464 | 38.669 | 38.455
Consumer Transformation | Dem_BB007 | GWh | SPD | Kilmarnock South |  | 0.018 | 0.031 | 0.053 | 0.089 | 0.151 | 0.211 | 0.295 | 0.41 | 0.568 | 0.784 | 1.078 | 1.476 | 2.005 | 2.686 | 3.494 | 4.431 | 5.476 | 6.565 | 7.725 | 8.829 | 9.574 | 9.776 | 9.821 | 9.864 | 9.904 | 9.953 | 9.991 | 10.045 | 9.989
Consumer Transformation | Dem_BB007 | GWh | SPD | Kilmarnock Town |  | 0.031 | 0.054 | 0.092 | 0.158 | 0.268 | 0.377 | 0.526 | 0.73 | 1.012 | 1.397 | 1.921 | 2.63 | 3.573 | 4.787 | 6.227 | 7.898 | 9.76 | 11.702 | 13.769 | 15.736 | 17.064 | 17.425 | 17.505 | 17.58 | 17.652 | 17.739 | 17.807 | 17.903 | 17.804
Consumer Transformation | Dem_BB007 | GWh | SPD | Kilwinning |  | 0.002 | 0.003 | 0.006 | 0.011 | 0.02 | 0.027 | 0.038 | 0.053 | 0.074 | 0.102 | 0.14 | 0.192 | 0.261 | 0.349 | 0.454 | 0.576 | 0.712 | 0.854 | 1.005 | 1.148 | 1.245 | 1.272 | 1.277 | 1.283 | 1.288 | 1.295 | 1.3 | 1.307 | 1.299
Consumer Transformation | Dem_BB007 | GWh | SPD | Lesmahagow |  | 0 | 0 | 0 | 0.163 | 0.27 | 0.379 | 0.528 | 0.734 | 1.017 | 1.404 | 1.932 | 2.645 | 3.593 | 4.814 | 6.262 | 7.942 | 9.814 | 11.767 | 13.846 | 15.824 | 17.159 | 17.522 | 17.603 | 17.678 | 17.751 | 17.838 | 17.907 | 18.003 | 17.903
Consumer Transformation | Dem_BB007 | GWh | SPD | Leven |  | 0.063 | 0.102 | 0.167 | 0.271 | 0.441 | 0.618 | 0.863 | 1.199 | 1.661 | 2.293 | 3.155 | 4.319 | 5.867 | 7.861 | 10.226 | 12.969 | 16.027 | 19.215 | 22.609 | 25.84 | 28.021 | 28.613 | 28.745 | 28.868 | 28.987 | 29.129 | 29.241 | 29.398 | 29.235
Consumer Transformation | Dem_BB007 | GWh | SPD | Linnmill |  | 0.273 | 0.451 | 0.753 | 1.09 | 1.806 | 2.534 | 3.537 | 4.915 | 6.808 | 9.399 | 12.931 | 17.7 | 24.045 | 32.217 | 41.908 | 53.15 | 65.681 | 78.748 | 92.659 | 105.899 | 114.836 | 117.262 | 117.803 | 118.309 | 118.794 | 119.377 | 119.839 | 120.48 | 119.813
Consumer Transformation | Dem_BB007 | GWh | SPD | Livingston East |  | 0.256 | 0.392 | 0.597 | 0.9 | 1.354 | 1.9 | 2.651 | 3.684 | 5.103 | 7.045 | 9.693 | 13.267 | 18.024 | 24.149 | 31.413 | 39.84 | 49.233 | 59.027 | 69.454 | 79.379 | 86.078 | 87.896 | 88.301 | 88.68 | 89.044 | 89.481 | 89.827 | 90.308 | 89.808
Consumer Transformation | Dem_BB007 | GWh | SPD | Maybole |  | 0.099 | 0.162 | 0.269 | 0.444 | 0.73 | 1.024 | 1.429 | 1.986 | 2.751 | 3.798 | 5.225 | 7.152 | 9.716 | 13.018 | 16.933 | 21.476 | 26.54 | 31.819 | 37.44 | 42.79 | 46.401 | 47.381 | 47.6 | 47.804 | 48.001 | 48.236 | 48.423 | 48.682 | 48.412
Consumer Transformation | Dem_BB007 | GWh | SPD | Moffat |  | 0 | 0.047 | 0.082 | 0.144 | 0.248 | 0.348 | 0.486 | 0.675 | 0.935 | 1.291 | 1.777 | 2.432 | 3.304 | 4.426 | 5.758 | 7.302 | 9.024 | 10.819 | 12.73 | 14.549 | 15.777 | 16.111 | 16.185 | 16.254 | 16.321 | 16.401 | 16.465 | 16.553 | 16.461
Consumer Transformation | Dem_BB007 | GWh | SPD | Newarthill |  | 0.157 | 0.277 | 0.496 | 0.878 | 1.533 | 2.152 | 3.003 | 4.173 | 5.78 | 7.98 | 10.978 | 15.027 | 20.414 | 27.352 | 35.579 | 45.124 | 55.763 | 66.857 | 78.667 | 89.908 | 97.496 | 99.555 | 100.014 | 100.443 | 100.856 | 101.35 | 101.742 | 102.287 | 101.721
Consumer Transformation | Dem_BB007 | GWh | SPD | Newton Stewart |  | 0.039 | 0.069 | 0.124 | 0.219 | 0.383 | 0.538 | 0.75 | 1.043 | 1.444 | 1.994 | 2.743 | 3.754 | 5.1 | 6.834 | 8.889 | 11.274 | 13.932 | 16.704 | 19.655 | 22.463 | 24.359 | 24.873 | 24.988 | 25.095 | 25.198 | 25.322 | 25.42 | 25.556 | 25.414
Consumer Transformation | Dem_BB007 | GWh | SPD | Paisley |  | 0.099 | 0.129 | 0.152 | 0.15 | 0.096 | 0.135 | 0.188 | 0.262 | 0.363 | 0.501 | 0.689 | 0.943 | 1.281 | 1.716 | 2.232 | 2.831 | 3.499 | 4.195 | 4.936 | 5.641 | 6.117 | 6.246 | 6.275 | 6.302 | 6.328 | 6.359 | 6.384 | 6.418 | 6.382
Consumer Transformation | Dem_BB007 | GWh | SPD | Partick |  | 0.028 | 0.044 | 0.07 | 0.112 | 0.176 | 0.247 | 0.345 | 0.48 | 0.665 | 0.918 | 1.263 | 1.728 | 2.348 | 3.146 | 4.092 | 5.189 | 6.413 | 7.689 | 9.047 | 10.34 | 11.212 | 11.449 | 11.502 | 11.551 | 11.599 | 11.655 | 11.7 | 11.763 | 11.698
Consumer Transformation | Dem_BB007 | GWh | SPD | Port Dundas |  | 0.043 | 0.069 | 0.109 | 0.173 | 0.275 | 0.385 | 0.538 | 0.748 | 1.035 | 1.429 | 1.967 | 2.692 | 3.657 | 4.9 | 6.374 | 8.083 | 9.989 | 11.977 | 14.092 | 16.106 | 17.465 | 17.834 | 17.916 | 17.993 | 18.067 | 18.156 | 18.226 | 18.323 | 18.222
Consumer Transformation | Dem_BB007 | GWh | SPD | Portobello |  | 0.096 | 0.143 | 0.211 | 0.305 | 0.437 | 0.613 | 0.855 | 1.189 | 1.646 | 2.273 | 3.127 | 4.28 | 5.815 | 7.791 | 10.134 | 12.853 | 15.883 | 19.043 | 22.407 | 25.608 | 27.77 | 28.356 | 28.487 | 28.609 | 28.727 | 28.867 | 28.979 | 29.134 | 28.973
Consumer Transformation | Dem_BB007 | GWh | SPD | Ravenscraig |  | 0.021 | 0.037 | 0.065 | 0.113 | 0.195 | 0.274 | 0.382 | 0.531 | 0.735 | 1.015 | 1.396 | 1.911 | 2.597 | 3.479 | 4.526 | 5.74 | 7.093 | 8.504 | 10.006 | 11.436 | 12.401 | 12.663 | 12.721 | 12.776 | 12.828 | 12.891 | 12.941 | 13.01 | 12.938
Consumer Transformation | Dem_BB007 | GWh | SPD | Redhouse |  | 0.016 | 0.025 | 0.042 | 0.068 | 0.11 | 0.154 | 0.215 | 0.299 | 0.415 | 0.572 | 0.787 | 1.078 | 1.464 | 1.962 | 2.552 | 3.236 | 3.999 | 4.795 | 5.642 | 6.448 | 6.992 | 7.14 | 7.173 | 7.203 | 7.233 | 7.268 | 7.296 | 7.336 | 7.295
Consumer Transformation | Dem_BB007 | GWh | SPD | Saltcoats A |  | 0.029 | 0.045 | 0.069 | 0.105 | 0.161 | 0.226 | 0.315 | 0.438 | 0.607 | 0.838 | 1.153 | 1.578 | 2.143 | 2.872 | 3.735 | 4.737 | 5.854 | 7.019 | 8.259 | 9.439 | 10.236 | 10.452 | 10.5 | 10.545 | 10.588 | 10.64 | 10.681 | 10.739 | 10.679
Consumer Transformation | Dem_BB007 | GWh | SPD | Saltcoats B |  | 0.029 | 0.045 | 0.069 | 0.105 | 0.161 | 0.226 | 0.315 | 0.438 | 0.607 | 0.838 | 1.153 | 1.578 | 2.143 | 2.872 | 3.735 | 4.737 | 5.854 | 7.019 | 8.259 | 9.439 | 10.236 | 10.452 | 10.5 | 10.545 | 10.588 | 10.64 | 10.681 | 10.739 | 10.679
Consumer Transformation | Dem_BB007 | GWh | SPD | Shrubhill |  | 0.027 | 0.04 | 0.056 | 0.078 | 0.107 | 0.15 | 0.21 | 0.292 | 0.404 | 0.558 | 0.767 | 1.05 | 1.427 | 1.911 | 2.486 | 3.153 | 3.897 | 4.672 | 5.498 | 6.283 | 6.813 | 6.957 | 6.989 | 7.019 | 7.048 | 7.083 | 7.11 | 7.148 | 7.109
Consumer Transformation | Dem_BB007 | GWh | SPD | Sighthill |  | 0.129 | 0.189 | 0.269 | 0.374 | 0.511 | 0.717 | 1.001 | 1.391 | 1.927 | 2.66 | 3.66 | 5.01 | 6.806 | 9.12 | 11.863 | 15.045 | 18.592 | 22.291 | 26.228 | 29.976 | 32.506 | 33.193 | 33.346 | 33.489 | 33.626 | 33.791 | 33.922 | 34.104 | 33.915
Consumer Transformation | Dem_BB007 | GWh | SPD | Spango Valley |  | 0.02 | 0.034 | 0.058 | 0.1 | 0.171 | 0.24 | 0.335 | 0.466 | 0.645 | 0.89 | 1.225 | 1.677 | 2.278 | 3.052 | 3.97 | 5.035 | 6.222 | 7.46 | 8.778 | 10.032 | 10.878 | 11.108 | 11.159 | 11.207 | 11.253 | 11.309 | 11.352 | 11.413 | 11.35
Consumer Transformation | Dem_BB007 | GWh | SPD | St Andrews Cross |  | 0.013 | 0.021 | 0.033 | 0.053 | 0.084 | 0.117 | 0.164 | 0.228 | 0.315 | 0.435 | 0.599 | 0.82 | 1.114 | 1.492 | 1.941 | 2.462 | 3.042 | 3.647 | 4.292 | 4.905 | 5.319 | 5.431 | 5.456 | 5.48 | 5.502 | 5.529 | 5.551 | 5.58 | 5.549
Consumer Transformation | Dem_BB007 | GWh | SPD | Stirling |  | 0.067 | 0.09 | 0.113 | 0.127 | 0.121 | 0.17 | 0.237 | 0.33 | 0.457 | 0.631 | 0.868 | 1.188 | 1.613 | 2.162 | 2.812 | 3.566 | 4.407 | 5.283 | 6.217 | 7.105 | 7.705 | 7.867 | 7.904 | 7.938 | 7.97 | 8.009 | 8.04 | 8.083 | 8.039
Consumer Transformation | Dem_BB007 | GWh | SPD | Strathaven |  | 0.007 | 0.011 | 0.019 | 0.031 | 0.052 | 0.072 | 0.101 | 0.14 | 0.194 | 0.268 | 0.369 | 0.505 | 0.686 | 0.92 | 1.196 | 1.517 | 1.875 | 2.248 | 2.645 | 3.023 | 3.278 | 3.348 | 3.363 | 3.377 | 3.391 | 3.408 | 3.421 | 3.439 | 3.42
Consumer Transformation | Dem_BB007 | GWh | SPD | Strathleven |  | 0.239 | 0.339 | 0.463 | 0.604 | 0.753 | 1.057 | 1.475 | 2.05 | 2.84 | 3.92 | 5.393 | 7.382 | 10.029 | 13.437 | 17.479 | 22.168 | 27.395 | 32.844 | 38.646 | 44.169 | 47.896 | 48.908 | 49.134 | 49.345 | 49.547 | 49.79 | 49.983 | 50.25 | 49.972
Consumer Transformation | Dem_BB007 | GWh | SPD | Telford Road |  | 0.035 | 0.051 | 0.072 | 0.101 | 0.137 | 0.193 | 0.269 | 0.374 | 0.518 | 0.715 | 0.984 | 1.347 | 1.83 | 2.452 | 3.19 | 4.045 | 4.999 | 5.994 | 7.052 | 8.06 | 8.74 | 8.925 | 8.966 | 9.005 | 9.042 | 9.086 | 9.121 | 9.17 | 9.119
Consumer Transformation | Dem_BB007 | GWh | SPD | Tongland |  | 0.008 | 0.013 | 0.024 | 0.043 | 0.075 | 0.105 | 0.147 | 0.204 | 0.282 | 0.389 | 0.536 | 0.733 | 0.996 | 1.335 | 1.736 | 2.202 | 2.721 | 3.263 | 3.839 | 4.387 | 4.758 | 4.858 | 4.881 | 4.901 | 4.922 | 4.946 | 4.965 | 4.991 | 4.964
Consumer Transformation | Dem_BB007 | GWh | SPD | West George Street |  | 0.004 | 0.007 | 0.011 | 0.017 | 0.027 | 0.037 | 0.052 | 0.072 | 0.1 | 0.138 | 0.19 | 0.26 | 0.354 | 0.474 | 0.616 | 0.782 | 0.966 | 1.158 | 1.363 | 1.557 | 1.689 | 1.724 | 1.732 | 1.74 | 1.747 | 1.756 | 1.762 | 1.772 | 1.762
Consumer Transformation | Dem_BB007 | GWh | SPD | Westfield |  | 0.037 | 0.061 | 0.099 | 0.161 | 0.261 | 0.367 | 0.512 | 0.711 | 0.985 | 1.359 | 1.87 | 2.56 | 3.478 | 4.66 | 6.062 | 7.688 | 9.5 | 11.39 | 13.402 | 15.317 | 16.61 | 16.961 | 17.039 | 17.112 | 17.183 | 17.267 | 17.334 | 17.426 | 17.33
Consumer Transformation | Dem_BB007 | GWh | SPD | Whitehouse |  | 0.044 | 0.064 | 0.092 | 0.128 | 0.175 | 0.245 | 0.342 | 0.475 | 0.658 | 0.909 | 1.25 | 1.711 | 2.325 | 3.115 | 4.051 | 5.138 | 6.35 | 7.613 | 8.958 | 10.238 | 11.102 | 11.336 | 11.389 | 11.438 | 11.484 | 11.541 | 11.585 | 11.647 | 11.583
Consumer Transformation | Dem_BB007 | GWh | SPD | Wishaw |  | 0.021 | 0.037 | 0.065 | 0.113 | 0.195 | 0.274 | 0.382 | 0.531 | 0.735 | 1.015 | 1.396 | 1.911 | 2.597 | 3.479 | 4.526 | 5.74 | 7.093 | 8.504 | 10.006 | 11.436 | 12.401 | 12.663 | 12.721 | 12.776 | 12.828 | 12.891 | 12.941 | 13.01 | 12.938
Consumer Transformation | Dem_BB007 | GWh | SPM | Birkenhead |  | 0.256 | 0.439 | 0.76 | 1.31 | 2.238 | 3.14 | 4.382 | 6.09 | 8.436 | 11.646 | 16.023 | 21.932 | 29.795 | 39.921 | 51.929 | 65.859 | 81.387 | 97.578 | 114.815 | 131.221 | 142.296 | 145.301 | 145.971 | 146.598 | 147.2 | 147.922 | 148.494 | 149.288 | 148.462
Consumer Transformation | Dem_BB007 | GWh | SPM | Capenhurst |  | 0.245 | 0.397 | 0.647 | 1.053 | 1.708 | 2.397 | 3.344 | 4.648 | 6.438 | 8.888 | 12.228 | 16.738 | 22.738 | 30.466 | 39.63 | 50.262 | 62.112 | 74.468 | 87.623 | 100.144 | 108.596 | 110.889 | 111.401 | 111.879 | 112.338 | 112.889 | 113.326 | 113.932 | 113.302
Consumer Transformation | Dem_BB007 | GWh | SPM | Carrington |  | 0.425 | 0.67 | 1.054 | 1.652 | 2.585 | 3.627 | 5.062 | 7.035 | 9.744 | 13.452 | 18.507 | 25.332 | 34.414 | 46.11 | 59.979 | 76.069 | 94.004 | 112.705 | 132.614 | 151.564 | 164.355 | 167.826 | 168.6 | 169.324 | 170.019 | 170.853 | 171.514 | 172.432 | 171.477
Consumer Transformation | Dem_BB007 | GWh | SPM | Connah's Quay |  | 0.101 | 0.181 | 0.327 | 0.584 | 1.028 | 1.443 | 2.014 | 2.799 | 3.877 | 5.352 | 7.363 | 10.079 | 13.692 | 18.345 | 23.863 | 30.265 | 37.401 | 44.841 | 52.762 | 60.302 | 65.391 | 66.772 | 67.08 | 67.368 | 67.645 | 67.976 | 68.239 | 68.604 | 68.225
Consumer Transformation | Dem_BB007 | GWh | SPM | Fiddlers Ferry |  | 0.791 | 1.235 | 1.925 | 2.984 | 4.618 | 6.48 | 9.043 | 12.568 | 17.408 | 24.032 | 33.064 | 45.257 | 61.482 | 82.378 | 107.156 | 135.902 | 167.944 | 201.354 | 236.923 | 270.778 | 293.63 | 299.832 | 301.214 | 302.508 | 303.75 | 305.239 | 306.42 | 308.059 | 306.355
Consumer Transformation | Dem_BB007 | GWh | SPM | Frodsham |  | 0.946 | 1.461 | 2.247 | 3.432 | 5.23 | 7.339 | 10.242 | 14.234 | 19.716 | 27.218 | 37.448 | 51.257 | 69.633 | 93.299 | 121.362 | 153.919 | 190.209 | 228.048 | 268.333 | 306.676 | 332.558 | 339.582 | 341.148 | 342.613 | 344.019 | 345.707 | 347.044 | 348.9 | 346.97
Consumer Transformation | Dem_BB007 | GWh | SPM | Kirkby (_D) |  | 0.21 | 0.367 | 0.648 | 1.134 | 1.962 | 2.754 | 3.843 | 5.341 | 7.398 | 10.213 | 14.052 | 19.234 | 26.129 | 35.009 | 45.539 | 57.756 | 71.373 | 85.572 | 100.688 | 115.076 | 124.788 | 127.423 | 128.011 | 128.561 | 129.088 | 129.722 | 130.223 | 130.92 | 130.196
Consumer Transformation | Dem_BB007 | GWh | SPM | Legacy |  | 0.362 | 0.624 | 1.085 | 1.876 | 3.214 | 4.511 | 6.295 | 8.749 | 12.118 | 16.729 | 23.017 | 31.505 | 42.799 | 57.345 | 74.594 | 94.605 | 116.91 | 140.167 | 164.928 | 188.495 | 204.403 | 208.721 | 209.683 | 210.584 | 211.448 | 212.485 | 213.307 | 214.448 | 213.261
Consumer Transformation | Dem_BB007 | GWh | SPM | Lister Drive |  | 0.39 | 0.664 | 1.142 | 1.954 | 3.316 | 4.654 | 6.495 | 9.026 | 12.503 | 17.261 | 23.747 | 32.505 | 44.158 | 59.166 | 76.962 | 97.608 | 120.622 | 144.617 | 170.164 | 194.48 | 210.893 | 215.347 | 216.34 | 217.269 | 218.161 | 219.231 | 220.079 | 221.256 | 220.032
Consumer Transformation | Dem_BB007 | GWh | SPM | Pentir |  | 0.089 | 0.162 | 0.295 | 0.53 | 0.937 | 1.315 | 1.835 | 2.551 | 3.533 | 4.878 | 6.711 | 9.186 | 12.479 | 16.72 | 21.749 | 27.583 | 34.086 | 40.867 | 48.086 | 54.958 | 59.596 | 60.855 | 61.135 | 61.398 | 61.65 | 61.952 | 62.192 | 62.524 | 62.178
Consumer Transformation | Dem_BB007 | GWh | SPM | Rainhill |  | 0.312 | 0.539 | 0.938 | 1.623 | 2.782 | 3.904 | 5.448 | 7.571 | 10.487 | 14.478 | 19.919 | 27.264 | 37.038 | 49.626 | 64.553 | 81.871 | 101.174 | 121.301 | 142.728 | 163.124 | 176.89 | 180.626 | 181.459 | 182.239 | 182.987 | 183.884 | 184.596 | 185.583 | 184.556
Consumer Transformation | Dem_BB007 | GWh | SPM | St. Asaph |  | 0.101 | 0.181 | 0.327 | 0.584 | 1.028 | 1.443 | 2.014 | 2.799 | 3.877 | 5.352 | 7.363 | 10.079 | 13.692 | 18.345 | 23.863 | 30.265 | 37.401 | 44.841 | 52.762 | 60.302 | 65.391 | 66.772 | 67.08 | 67.368 | 67.645 | 67.976 | 68.239 | 68.604 | 68.225
Consumer Transformation | Dem_BB007 | GWh | SPM | Trawsfynydd |  | 0.254 | 0.451 | 0.809 | 1.438 | 2.517 | 3.533 | 4.93 | 6.852 | 9.491 | 13.102 | 18.026 | 24.673 | 33.518 | 44.91 | 58.418 | 74.09 | 91.558 | 109.772 | 129.164 | 147.621 | 160.079 | 163.46 | 164.214 | 164.919 | 165.596 | 166.408 | 167.052 | 167.945 | 167.016
Consumer Transformation | Dem_BB007 | GWh | SPM | Wylfa |  | 0.043 | 0.079 | 0.143 | 0.257 | 0.455 | 0.638 | 0.89 | 1.237 | 1.714 | 2.366 | 3.255 | 4.456 | 6.053 | 8.111 | 10.55 | 13.381 | 16.536 | 19.825 | 23.327 | 26.661 | 28.911 | 29.521 | 29.657 | 29.785 | 29.907 | 30.054 | 30.17 | 30.331 | 30.164
Consumer Transformation | Dem_BB007 | GWh | SPN | Beddington (_J) |  | 0.893 | 1.305 | 1.86 | 2.584 | 3.52 | 4.939 | 6.893 | 9.579 | 13.269 | 18.318 | 25.202 | 34.496 | 46.863 | 62.79 | 81.677 | 103.588 | 128.011 | 153.477 | 180.588 | 206.394 | 223.812 | 228.539 | 229.593 | 230.579 | 231.526 | 232.661 | 233.561 | 234.811 | 233.511
Consumer Transformation | Dem_BB007 | GWh | SPN | Bolney |  | 1.813 | 2.703 | 3.961 | 5.71 | 8.149 | 11.436 | 15.959 | 22.179 | 30.722 | 42.412 | 58.351 | 79.87 | 108.503 | 145.38 | 189.108 | 239.839 | 296.386 | 355.348 | 418.12 | 477.868 | 518.197 | 529.142 | 531.582 | 533.865 | 536.056 | 538.685 | 540.769 | 543.662 | 540.653
Consumer Transformation | Dem_BB007 | GWh | SPN | Canterbury |  | 0.207 | 0.325 | 0.507 | 0.789 | 1.224 | 1.718 | 2.398 | 3.332 | 4.616 | 6.372 | 8.767 | 12 | 16.302 | 21.843 | 28.413 | 36.035 | 44.531 | 53.39 | 62.821 | 71.798 | 77.858 | 79.502 | 79.869 | 80.212 | 80.541 | 80.936 | 81.249 | 81.684 | 81.232
Consumer Transformation | Dem_BB007 | GWh | SPN | Chessington |  | 0.801 | 1.126 | 1.511 | 1.925 | 2.311 | 3.244 | 4.527 | 6.291 | 8.714 | 12.029 | 16.55 | 22.654 | 30.775 | 41.234 | 53.637 | 68.026 | 84.064 | 100.788 | 118.592 | 135.538 | 146.977 | 150.081 | 150.773 | 151.421 | 152.042 | 152.788 | 153.379 | 154.199 | 153.346
Consumer Transformation | Dem_BB007 | GWh | SPN | Kemsley |  | 0.312 | 0.489 | 0.764 | 1.189 | 1.847 | 2.593 | 3.618 | 5.028 | 6.965 | 9.615 | 13.229 | 18.107 | 24.598 | 32.958 | 42.872 | 54.373 | 67.192 | 80.559 | 94.79 | 108.335 | 117.478 | 119.959 | 120.513 | 121.03 | 121.527 | 122.123 | 122.595 | 123.251 | 122.569
Consumer Transformation | Dem_BB007 | GWh | SPN | Kingsnorth |  | 0.301 | 0.475 | 0.748 | 1.175 | 1.842 | 2.584 | 3.607 | 5.012 | 6.943 | 9.585 | 13.187 | 18.05 | 24.521 | 32.855 | 42.737 | 54.202 | 66.981 | 80.306 | 94.492 | 107.994 | 117.108 | 119.582 | 120.133 | 120.649 | 121.144 | 121.738 | 122.209 | 122.863 | 122.183
Consumer Transformation | Dem_BB007 | GWh | SPN | Littlebrook (_J) |  | 0.04 | 0.06 | 0.088 | 0.129 | 0.186 | 0.261 | 0.365 | 0.507 | 0.702 | 0.969 | 1.333 | 1.825 | 2.479 | 3.322 | 4.321 | 5.48 | 6.772 | 8.119 | 9.554 | 10.919 | 11.84 | 12.09 | 12.146 | 12.198 | 12.248 | 12.308 | 12.356 | 12.422 | 12.353
Consumer Transformation | Dem_BB007 | GWh | SPN | Ninfield |  | 1.009 | 1.577 | 2.459 | 3.814 | 5.907 | 8.29 | 11.569 | 16.077 | 22.27 | 30.744 | 42.298 | 57.896 | 78.652 | 105.383 | 137.081 | 173.855 | 214.846 | 257.586 | 303.088 | 346.399 | 375.633 | 383.566 | 385.335 | 386.99 | 388.578 | 390.484 | 391.995 | 394.092 | 391.911
Consumer Transformation | Dem_BB007 | GWh | SPN | Northfleet East |  | 1.099 | 1.662 | 2.484 | 3.668 | 5.385 | 7.557 | 10.545 | 14.656 | 20.3 | 28.025 | 38.557 | 52.776 | 71.696 | 96.063 | 124.957 | 158.479 | 195.844 | 234.804 | 276.282 | 315.762 | 342.41 | 349.642 | 351.254 | 352.763 | 354.211 | 355.948 | 357.325 | 359.236 | 357.249
Consumer Transformation | Dem_BB007 | GWh | SPN | Richborough |  | 0.415 | 0.649 | 1.015 | 1.578 | 2.449 | 3.437 | 4.796 | 6.665 | 9.232 | 12.745 | 17.534 | 24 | 32.605 | 43.686 | 56.826 | 72.07 | 89.063 | 106.78 | 125.643 | 143.597 | 155.715 | 159.004 | 159.738 | 160.424 | 161.082 | 161.872 | 162.498 | 163.367 | 162.463
Consumer Transformation | Dem_BB007 | GWh | SPN | Sellindge |  | 0.733 | 1.147 | 1.792 | 2.786 | 4.325 | 6.069 | 8.47 | 11.771 | 16.305 | 22.509 | 30.968 | 42.388 | 57.584 | 77.155 | 100.362 | 127.285 | 157.296 | 188.588 | 221.902 | 253.61 | 275.014 | 280.822 | 282.117 | 283.329 | 284.492 | 285.887 | 286.993 | 288.528 | 286.932
Consumer Transformation | Dem_BB007 | GWh | SPN | West Weybridge |  | 1.288 | 1.851 | 2.575 | 3.458 | 4.5 | 6.315 | 8.813 | 12.248 | 16.966 | 23.421 | 32.223 | 44.106 | 59.919 | 80.283 | 104.431 | 132.446 | 163.673 | 196.234 | 230.898 | 263.893 | 286.164 | 292.208 | 293.555 | 294.816 | 296.026 | 297.478 | 298.629 | 300.226 | 298.565
Consumer Transformation | Dem_BB007 | GWh | South Wales | Aberthaw |  | 0.208 | 0.335 | 0.544 | 0.88 | 1.422 | 1.995 | 2.784 | 3.869 | 5.36 | 7.399 | 10.179 | 13.933 | 18.929 | 25.362 | 32.99 | 41.84 | 51.705 | 61.991 | 72.942 | 83.365 | 90.4 | 92.31 | 92.736 | 93.134 | 93.516 | 93.975 | 94.338 | 94.843 | 94.318
Consumer Transformation | Dem_BB007 | GWh | South Wales | Alpha Steel (Uskmouth) |  | 0.223 | 0.372 | 0.625 | 1.047 | 1.746 | 2.45 | 3.419 | 4.751 | 6.581 | 9.085 | 12.499 | 17.109 | 23.242 | 31.141 | 40.508 | 51.375 | 63.488 | 76.118 | 89.564 | 102.363 | 111.001 | 113.346 | 113.868 | 114.358 | 114.827 | 115.39 | 115.836 | 116.456 | 115.812
Consumer Transformation | Dem_BB007 | GWh | South Wales | Cardiff East |  | 0.287 | 0.469 | 0.772 | 1.266 | 2.07 | 2.905 | 4.054 | 5.635 | 7.805 | 10.775 | 14.824 | 20.291 | 27.565 | 36.934 | 48.043 | 60.931 | 75.297 | 90.277 | 106.224 | 121.403 | 131.649 | 134.429 | 135.049 | 135.629 | 136.186 | 136.854 | 137.383 | 138.118 | 137.354
Consumer Transformation | Dem_BB007 | GWh | South Wales | Grange |  | 0.129 | 0.208 | 0.336 | 0.541 | 0.871 | 1.222 | 1.705 | 2.37 | 3.282 | 4.531 | 6.234 | 8.533 | 11.592 | 15.532 | 20.203 | 25.623 | 31.664 | 37.963 | 44.67 | 51.053 | 55.361 | 56.531 | 56.791 | 57.035 | 57.269 | 57.55 | 57.773 | 58.082 | 57.76
Consumer Transformation | Dem_BB007 | GWh | South Wales | Imperial Park |  | 0.008 | 0.014 | 0.024 | 0.04 | 0.068 | 0.096 | 0.134 | 0.186 | 0.258 | 0.356 | 0.489 | 0.67 | 0.91 | 1.22 | 1.586 | 2.012 | 2.486 | 2.981 | 3.507 | 4.009 | 4.347 | 4.439 | 4.459 | 4.478 | 4.497 | 4.519 | 4.536 | 4.561 | 4.535
Consumer Transformation | Dem_BB007 | GWh | South Wales | Pembroke |  | 0.111 | 0.196 | 0.349 | 0.617 | 1.076 | 1.51 | 2.107 | 2.929 | 4.057 | 5.601 | 7.705 | 10.547 | 14.328 | 19.198 | 24.972 | 31.671 | 39.138 | 46.924 | 55.213 | 63.103 | 68.428 | 69.874 | 70.196 | 70.497 | 70.787 | 71.134 | 71.409 | 71.791 | 71.394
Consumer Transformation | Dem_BB007 | GWh | South Wales | Pyle |  | 0.151 | 0.241 | 0.383 | 0.609 | 0.965 | 1.354 | 1.889 | 2.625 | 3.636 | 5.02 | 6.907 | 9.454 | 12.843 | 17.208 | 22.384 | 28.388 | 35.081 | 42.06 | 49.49 | 56.562 | 61.336 | 62.631 | 62.92 | 63.19 | 63.45 | 63.761 | 64.007 | 64.35 | 63.994
Consumer Transformation | Dem_BB007 | GWh | South Wales | Rassau |  | 0.253 | 0.447 | 0.797 | 1.409 | 2.457 | 3.448 | 4.811 | 6.686 | 9.262 | 12.786 | 17.591 | 24.078 | 32.71 | 43.827 | 57.01 | 72.304 | 89.351 | 107.126 | 126.05 | 144.062 | 156.22 | 159.52 | 160.255 | 160.944 | 161.604 | 162.397 | 163.025 | 163.897 | 162.99
Consumer Transformation | Dem_BB007 | GWh | South Wales | Swansea North |  | 0.807 | 1.373 | 2.356 | 4.025 | 6.824 | 9.577 | 13.364 | 18.573 | 25.727 | 35.516 | 48.864 | 66.884 | 90.862 | 121.742 | 158.361 | 200.843 | 248.197 | 297.571 | 350.137 | 400.17 | 433.943 | 443.108 | 445.151 | 447.063 | 448.898 | 451.1 | 452.845 | 455.267 | 452.748
Consumer Transformation | Dem_BB007 | GWh | South Wales | Upper Boat 132kV |  | 0.178 | 0.32 | 0.58 | 1.039 | 1.829 | 2.567 | 3.583 | 4.979 | 6.897 | 9.521 | 13.1 | 17.931 | 24.359 | 32.637 | 42.454 | 53.843 | 66.538 | 79.775 | 93.867 | 107.28 | 116.334 | 118.791 | 119.339 | 119.851 | 120.343 | 120.933 | 121.401 | 122.05 | 121.375
Consumer Transformation | Dem_BB007 | GWh | South Wales | Upper Boat 33kV |  | 0.178 | 0.32 | 0.58 | 1.039 | 1.829 | 2.567 | 3.583 | 4.979 | 6.897 | 9.521 | 13.1 | 17.931 | 24.359 | 32.637 | 42.454 | 53.843 | 66.538 | 79.775 | 93.867 | 107.28 | 116.334 | 118.791 | 119.339 | 119.851 | 120.343 | 120.933 | 121.401 | 122.05 | 121.375
Consumer Transformation | Dem_BB007 | GWh | South Wales | Uskmouth |  | 0.223 | 0.372 | 0.625 | 1.047 | 1.746 | 2.45 | 3.419 | 4.751 | 6.581 | 9.085 | 12.499 | 17.109 | 23.242 | 31.141 | 40.508 | 51.375 | 63.488 | 76.118 | 89.564 | 102.363 | 111.001 | 113.346 | 113.868 | 114.358 | 114.827 | 115.39 | 115.836 | 116.456 | 115.812
Consumer Transformation | Dem_BB007 | GWh | South Western | Abham |  | 0.485 | 0.792 | 1.302 | 2.135 | 3.491 | 4.898 | 6.836 | 9.5 | 13.159 | 18.167 | 24.994 | 34.211 | 46.476 | 62.271 | 81.001 | 102.731 | 126.952 | 152.208 | 179.095 | 204.687 | 221.961 | 226.649 | 227.694 | 228.672 | 229.611 | 230.737 | 231.63 | 232.869 | 231.58
Consumer Transformation | Dem_BB007 | GWh | South Western | Alverdiscott |  | 0.758 | 1.201 | 1.904 | 3.009 | 4.748 | 6.663 | 9.298 | 12.922 | 17.899 | 24.71 | 33.996 | 46.533 | 63.215 | 84.7 | 110.176 | 139.732 | 172.678 | 207.029 | 243.601 | 278.41 | 301.906 | 308.283 | 309.705 | 311.035 | 312.311 | 313.843 | 315.057 | 316.742 | 314.99
Consumer Transformation | Dem_BB007 | GWh | South Western | Axminster |  | 0.368 | 0.589 | 0.946 | 1.514 | 2.418 | 3.394 | 4.736 | 6.582 | 9.117 | 12.586 | 17.316 | 23.702 | 32.199 | 43.143 | 56.119 | 71.174 | 87.955 | 105.453 | 124.081 | 141.812 | 153.78 | 157.028 | 157.752 | 158.429 | 159.079 | 159.86 | 160.478 | 161.337 | 160.444
Consumer Transformation | Dem_BB007 | GWh | South Western | Bridgewater |  | 0.686 | 1.082 | 1.707 | 2.683 | 4.211 | 5.91 | 8.248 | 11.462 | 15.877 | 21.918 | 30.155 | 41.276 | 56.073 | 75.13 | 97.729 | 123.946 | 153.169 | 183.639 | 216.079 | 246.956 | 267.797 | 273.454 | 274.715 | 275.895 | 277.027 | 278.386 | 279.463 | 280.957 | 279.403
Consumer Transformation | Dem_BB007 | GWh | South Western | Exeter |  | 0.405 | 0.637 | 1.001 | 1.568 | 2.451 | 3.439 | 4.799 | 6.67 | 9.239 | 12.754 | 17.548 | 24.019 | 32.63 | 43.719 | 56.87 | 72.126 | 89.131 | 106.862 | 125.739 | 143.707 | 155.835 | 159.126 | 159.86 | 160.547 | 161.206 | 161.996 | 162.623 | 163.493 | 162.588
Consumer Transformation | Dem_BB007 | GWh | South Western | Indian Queens |  | 0.485 | 0.814 | 1.38 | 2.33 | 3.912 | 5.49 | 7.661 | 10.647 | 14.748 | 20.36 | 28.012 | 38.342 | 52.088 | 69.791 | 90.783 | 115.136 | 142.283 | 170.587 | 200.722 | 229.404 | 248.764 | 254.018 | 255.19 | 256.286 | 257.338 | 258.6 | 259.6 | 260.989 | 259.545
Consumer Transformation | Dem_BB007 | GWh | South Western | Landulph |  | 0.273 | 0.458 | 0.777 | 1.313 | 2.205 | 3.094 | 4.318 | 6.001 | 8.312 | 11.475 | 15.787 | 21.609 | 29.356 | 39.333 | 51.163 | 64.888 | 80.188 | 96.14 | 113.123 | 129.287 | 140.198 | 143.16 | 143.82 | 144.438 | 145.03 | 145.742 | 146.305 | 147.088 | 146.274
Consumer Transformation | Dem_BB007 | GWh | South Western | Seabank |  | 0.595 | 0.906 | 1.364 | 2.033 | 3.015 | 4.231 | 5.905 | 8.206 | 11.367 | 15.692 | 21.589 | 29.551 | 40.144 | 53.788 | 69.967 | 88.736 | 109.658 | 131.473 | 154.697 | 176.803 | 191.724 | 195.774 | 196.677 | 197.521 | 198.332 | 199.305 | 200.076 | 201.146 | 200.033
Consumer Transformation | Dem_BB007 | GWh | South Western | Taunton |  | 0.334 | 0.544 | 0.892 | 1.46 | 2.381 | 3.342 | 4.664 | 6.481 | 8.978 | 12.394 | 17.051 | 23.339 | 31.707 | 42.483 | 55.261 | 70.085 | 86.61 | 103.839 | 122.182 | 139.642 | 151.427 | 154.625 | 155.338 | 156.005 | 156.645 | 157.414 | 158.023 | 158.868 | 157.989
Consumer Transformation | Dem_BB007 | GWh | West Midlands | Bishops Wood |  | 1.412 | 2.15 | 3.246 | 4.852 | 7.221 | 10.134 | 14.142 | 19.654 | 27.224 | 37.583 | 51.708 | 70.776 | 96.15 | 128.828 | 167.577 | 212.532 | 262.642 | 314.89 | 370.515 | 423.461 | 459.198 | 468.897 | 471.059 | 473.083 | 475.024 | 477.354 | 479.201 | 481.764 | 479.098
Consumer Transformation | Dem_BB007 | GWh | West Midlands | Bushbury |  | 0.229 | 0.377 | 0.624 | 1.03 | 1.693 | 2.376 | 3.316 | 4.608 | 6.383 | 8.812 | 12.123 | 16.594 | 22.543 | 30.205 | 39.29 | 49.83 | 61.579 | 73.829 | 86.871 | 99.284 | 107.663 | 109.937 | 110.444 | 110.919 | 111.374 | 111.92 | 112.353 | 112.954 | 112.329
Consumer Transformation | Dem_BB007 | GWh | West Midlands | Bustleholme |  | 0.389 | 0.649 | 1.09 | 1.825 | 3.041 | 4.268 | 5.956 | 8.277 | 11.465 | 15.827 | 21.775 | 29.805 | 40.491 | 54.252 | 70.57 | 89.501 | 110.604 | 132.607 | 156.031 | 178.328 | 193.378 | 197.462 | 198.372 | 199.225 | 200.042 | 201.023 | 201.801 | 202.88 | 201.758
Consumer Transformation | Dem_BB007 | GWh | West Midlands | Cellarhead |  | 0.93 | 1.525 | 2.516 | 4.141 | 6.792 | 9.532 | 13.302 | 18.486 | 25.606 | 35.349 | 48.634 | 66.57 | 90.435 | 121.17 | 157.617 | 199.9 | 247.031 | 296.174 | 348.493 | 398.291 | 431.905 | 441.027 | 443.061 | 444.964 | 446.789 | 448.981 | 450.718 | 453.129 | 450.621
Consumer Transformation | Dem_BB007 | GWh | West Midlands | Feckenham |  | 2.145 | 3.11 | 4.379 | 5.985 | 7.979 | 11.198 | 15.627 | 21.717 | 30.082 | 41.529 | 57.136 | 78.206 | 106.244 | 142.352 | 185.17 | 234.844 | 290.214 | 347.948 | 409.412 | 467.916 | 507.405 | 518.122 | 520.511 | 522.747 | 524.892 | 527.466 | 529.507 | 532.339 | 529.394
Consumer Transformation | Dem_BB007 | GWh | West Midlands | Hams Hall |  | 1.436 | 1.992 | 2.618 | 3.222 | 3.649 | 5.121 | 7.147 | 9.932 | 13.758 | 18.993 | 26.13 | 35.767 | 48.589 | 65.103 | 84.684 | 107.402 | 132.725 | 159.129 | 187.238 | 213.994 | 232.054 | 236.955 | 238.048 | 239.07 | 240.051 | 241.229 | 242.162 | 243.457 | 242.11
Consumer Transformation | Dem_BB007 | GWh | West Midlands | Iron Acton |  | 3.203 | 4.42 | 5.756 | 6.976 | 7.685 | 10.785 | 15.051 | 20.917 | 28.973 | 39.998 | 55.03 | 75.324 | 102.327 | 137.105 | 178.344 | 226.187 | 279.516 | 335.121 | 394.32 | 450.667 | 488.701 | 499.022 | 501.324 | 503.477 | 505.543 | 508.023 | 509.988 | 512.716 | 509.879
Consumer Transformation | Dem_BB007 | GWh | West Midlands | Ironbridge |  | 0.257 | 0.411 | 0.66 | 1.058 | 1.692 | 2.374 | 3.313 | 4.604 | 6.377 | 8.804 | 12.113 | 16.58 | 22.524 | 30.179 | 39.256 | 49.787 | 61.525 | 73.765 | 86.795 | 99.198 | 107.57 | 109.842 | 110.349 | 110.823 | 111.277 | 111.823 | 112.256 | 112.856 | 112.232
Consumer Transformation | Dem_BB007 | GWh | West Midlands | Kitwell |  | 0.296 | 0.475 | 0.766 | 1.233 | 1.98 | 2.778 | 3.877 | 5.388 | 7.463 | 10.303 | 14.175 | 19.402 | 26.358 | 35.316 | 45.939 | 58.262 | 71.999 | 86.322 | 101.571 | 116.085 | 125.882 | 128.54 | 129.133 | 129.688 | 130.22 | 130.859 | 131.365 | 132.068 | 131.337
Consumer Transformation | Dem_BB007 | GWh | West Midlands | Nechells |  | 1.111 | 1.64 | 2.371 | 3.358 | 4.689 | 6.58 | 9.182 | 12.761 | 17.676 | 24.402 | 33.573 | 45.954 | 62.428 | 83.645 | 108.805 | 137.993 | 170.528 | 204.452 | 240.568 | 274.945 | 298.149 | 304.446 | 305.85 | 307.163 | 308.424 | 309.937 | 311.136 | 312.8 | 311.069
Consumer Transformation | Dem_BB007 | GWh | West Midlands | Ocker Hill |  | 0.094 | 0.16 | 0.274 | 0.47 | 0.798 | 1.12 | 1.563 | 2.172 | 3.008 | 4.153 | 5.714 | 7.821 | 10.625 | 14.236 | 18.518 | 23.486 | 29.024 | 34.798 | 40.945 | 46.795 | 50.745 | 51.816 | 52.055 | 52.279 | 52.493 | 52.751 | 52.955 | 53.238 | 52.944
Consumer Transformation | Dem_BB007 | GWh | West Midlands | Oldbury |  | 0.147 | 0.251 | 0.43 | 0.735 | 1.248 | 1.751 | 2.443 | 3.396 | 4.703 | 6.493 | 8.933 | 12.228 | 16.611 | 22.257 | 28.951 | 36.718 | 45.375 | 54.402 | 64.012 | 73.159 | 79.333 | 81.009 | 81.383 | 81.732 | 82.067 | 82.47 | 82.789 | 83.232 | 82.771
Consumer Transformation | Dem_BB007 | GWh | West Midlands | Penn |  | 0.151 | 0.255 | 0.435 | 0.738 | 1.244 | 1.746 | 2.437 | 3.386 | 4.691 | 6.476 | 8.909 | 12.195 | 16.567 | 22.197 | 28.874 | 36.62 | 45.254 | 54.257 | 63.841 | 72.964 | 79.121 | 80.793 | 81.165 | 81.514 | 81.848 | 82.25 | 82.568 | 83.01 | 82.55
Consumer Transformation | Dem_BB007 | GWh | West Midlands | Rugeley |  | 0.159 | 0.259 | 0.424 | 0.692 | 1.127 | 1.581 | 2.206 | 3.066 | 4.247 | 5.864 | 8.067 | 11.042 | 15.001 | 20.099 | 26.145 | 33.159 | 40.976 | 49.128 | 57.807 | 66.067 | 71.643 | 73.156 | 73.493 | 73.809 | 74.112 | 74.475 | 74.763 | 75.163 | 74.747
Consumer Transformation | Dem_BB007 | GWh | West Midlands | Shrewsbury |  | 0.19 | 0.304 | 0.487 | 0.779 | 1.244 | 1.745 | 2.436 | 3.385 | 4.689 | 6.473 | 8.906 | 12.19 | 16.561 | 22.189 | 28.863 | 36.606 | 45.237 | 54.236 | 63.817 | 72.936 | 79.091 | 80.762 | 81.134 | 81.483 | 81.817 | 82.219 | 82.537 | 82.978 | 82.519
Consumer Transformation | Dem_BB007 | GWh | West Midlands | Walham |  | 0.948 | 1.314 | 1.725 | 2.118 | 2.389 | 3.352 | 4.678 | 6.501 | 9.006 | 12.432 | 17.104 | 23.412 | 31.805 | 42.615 | 55.433 | 70.303 | 86.879 | 104.162 | 122.562 | 140.076 | 151.898 | 155.106 | 155.821 | 156.491 | 157.133 | 157.903 | 158.514 | 159.362 | 158.48
Consumer Transformation | Dem_BB007 | GWh | West Midlands | Willenhall |  | 0.164 | 0.284 | 0.498 | 0.866 | 1.491 | 2.092 | 2.92 | 4.058 | 5.621 | 7.759 | 10.675 | 14.612 | 19.851 | 26.598 | 34.598 | 43.879 | 54.225 | 65.012 | 76.496 | 87.427 | 94.805 | 96.808 | 97.254 | 97.672 | 98.073 | 98.554 | 98.935 | 99.464 | 98.914
Consumer Transformation | Dem_BB008 | GWh | ENW | Bredbury |  | 1224.951 | 1098.792 | 1066.519 | 1064.488 | 1061.741 | 1056.383 | 1048.296 | 1041.343 | 1036.639 | 1034.967 | 1041.706 | 1058.346 | 1074.535 | 1096.662 | 1123.199 | 1150.993 | 1171.248 | 1186.927 | 1194.055 | 1201.002 | 1202.022 | 1195.606 | 1189.085 | 1180.638 | 1175.814 | 1174.765 | 1174.246 | 1169.185 | 1161.461
Consumer Transformation | Dem_BB008 | GWh | ENW | Harker |  | 1529.521 | 1395.671 | 1359.312 | 1359.597 | 1359.021 | 1356.339 | 1350.441 | 1345.74 | 1343.276 | 1345.255 | 1360.333 | 1388.174 | 1415.923 | 1451.201 | 1492.008 | 1534.686 | 1566.933 | 1592.444 | 1605.604 | 1618.264 | 1622.311 | 1615.72 | 1608.867 | 1599.221 | 1594.874 | 1595.022 | 1595.666 | 1589.795 | 1579.886
Consumer Transformation | Dem_BB008 | GWh | ENW | Heysham (Barrow WF) |  | 21.823 | 19.759 | 19.215 | 19.205 | 19.176 | 19.108 | 19.002 | 18.909 | 18.853 | 18.853 | 19.027 | 19.382 | 19.726 | 20.192 | 20.715 | 21.28 | 21.703 | 22.034 | 22.2 | 22.354 | 22.395 | 22.295 | 22.196 | 22.051 | 21.979 | 21.971 | 21.973 | 21.887 | 21.751
Consumer Transformation | Dem_BB008 | GWh | ENW | Heysham (NGET) |  | 356.077 | 322.657 | 314.006 | 314.057 | 313.595 | 312.605 | 310.91 | 309.559 | 308.879 | 309.081 | 312.136 | 318.206 | 324.244 | 332.392 | 341.413 | 351.283 | 358.765 | 364.76 | 367.963 | 370.673 | 371.885 | 370.676 | 369.296 | 367.178 | 365.716 | 365.884 | 366.204 | 365.114 | 363.225
Consumer Transformation | Dem_BB008 | GWh | ENW | Hutton |  | 758.015 | 693.739 | 676.096 | 676.538 | 676.484 | 675.512 | 672.96 | 671.005 | 670.127 | 671.474 | 679.562 | 694.03 | 708.491 | 726.775 | 747.705 | 769.685 | 786.402 | 799.682 | 806.687 | 813.312 | 815.658 | 812.613 | 809.397 | 804.743 | 802.654 | 802.913 | 803.403 | 800.597 | 795.74
Consumer Transformation | Dem_BB008 | GWh | ENW | Kearsley 132kV |  | 2110.631 | 1889.365 | 1833.127 | 1829.187 | 1823.714 | 1813.801 | 1799.159 | 1786.498 | 1777.795 | 1774.072 | 1784.527 | 1811.95 | 1838.52 | 1875.252 | 1918.957 | 1965.28 | 1998.811 | 2024.629 | 2036.046 | 2047.013 | 2048.142 | 2036.707 | 2025.157 | 2010.383 | 2001.816 | 1999.673 | 1998.474 | 1989.583 | 1976.211
Consumer Transformation | Dem_BB008 | GWh | ENW | Kearsley 33kV |  | 371.58 | 336.281 | 326.981 | 326.712 | 326.233 | 325.112 | 323.186 | 321.573 | 320.56 | 320.564 | 323.442 | 329.362 | 335.209 | 342.857 | 351.852 | 361.26 | 368.252 | 373.732 | 376.404 | 379.013 | 379.643 | 377.862 | 376.032 | 373.576 | 372.334 | 372.192 | 372.183 | 370.695 | 368.302
Consumer Transformation | Dem_BB008 | GWh | ENW | Kirkby (_G) |  | 152.238 | 137.777 | 134.266 | 134.563 | 134.58 | 134.181 | 133.55 | 133.137 | 133.14 | 133.506 | 135.071 | 138.037 | 141.034 | 145.453 | 150.043 | 155.301 | 159.455 | 162.962 | 165.14 | 166.489 | 167.794 | 167.958 | 167.869 | 167.289 | 166.279 | 166.755 | 167.339 | 167.34 | 167.114
Consumer Transformation | Dem_BB008 | GWh | ENW | Macclesfield |  | 414.708 | 381.495 | 373.113 | 374.834 | 375.83 | 375.825 | 375.284 | 375.324 | 376.438 | 378.166 | 384.302 | 394.406 | 404.736 | 419.236 | 434.012 | 450.909 | 464.51 | 476.044 | 483.503 | 488.293 | 492.955 | 494.096 | 494.438 | 493.239 | 492.305 | 494.223 | 496.416 | 496.811 | 496.455
Consumer Transformation | Dem_BB008 | GWh | ENW | Ormonde |  | 66.849 | 60.579 | 58.942 | 58.939 | 58.852 | 58.663 | 58.339 | 58.072 | 57.932 | 57.96 | 58.519 | 59.643 | 60.749 | 62.233 | 63.899 | 65.691 | 67.048 | 68.129 | 68.685 | 69.184 | 69.368 | 69.104 | 68.819 | 68.408 | 68.155 | 68.166 | 68.198 | 67.97 | 67.585
Consumer Transformation | Dem_BB008 | GWh | ENW | Padiham |  | 922.75 | 836.267 | 813.448 | 813.028 | 811.813 | 809.226 | 804.652 | 800.878 | 798.611 | 798.867 | 806.383 | 821.523 | 836.494 | 856.088 | 878.966 | 902.96 | 920.899 | 935.017 | 942.073 | 949.119 | 951.053 | 946.884 | 942.547 | 936.576 | 933.483 | 933.305 | 933.48 | 929.929 | 924.143
Consumer Transformation | Dem_BB008 | GWh | ENW | Penwortham East |  | 1567.202 | 1417.394 | 1377.739 | 1376.128 | 1373.706 | 1368.749 | 1360.287 | 1353.088 | 1348.315 | 1347.78 | 1359.264 | 1383.458 | 1407.245 | 1437.995 | 1474.651 | 1512.672 | 1540.663 | 1562.339 | 1572.434 | 1583.032 | 1584.629 | 1576.212 | 1567.829 | 1557.029 | 1552.184 | 1551.012 | 1550.383 | 1543.508 | 1532.733
Consumer Transformation | Dem_BB008 | GWh | ENW | Penwortham West |  | 1075.344 | 972.563 | 945.497 | 944.581 | 942.919 | 939.531 | 933.796 | 928.955 | 925.85 | 925.622 | 933.655 | 950.474 | 967.038 | 988.668 | 1014.165 | 1040.829 | 1060.563 | 1075.952 | 1083.328 | 1090.809 | 1092.345 | 1086.944 | 1081.472 | 1074.241 | 1070.704 | 1070.12 | 1069.941 | 1065.475 | 1058.41
Consumer Transformation | Dem_BB008 | GWh | ENW | Robin Rigg |  | 34.828 | 31.553 | 30.693 | 30.681 | 30.641 | 30.547 | 30.374 | 30.234 | 30.148 | 30.164 | 30.451 | 31.026 | 31.601 | 32.358 | 33.224 | 34.145 | 34.846 | 35.395 | 35.676 | 35.928 | 36.018 | 35.872 | 35.721 | 35.503 | 35.375 | 35.377 | 35.391 | 35.262 | 35.055
Consumer Transformation | Dem_BB008 | GWh | ENW | Rochdale |  | 964.015 | 873.675 | 849.688 | 849.059 | 847.955 | 845.237 | 840.429 | 836.405 | 833.896 | 834.052 | 841.782 | 857.43 | 872.888 | 892.905 | 916.523 | 941.102 | 959.391 | 973.694 | 980.677 | 987.601 | 989.217 | 984.506 | 979.722 | 973.318 | 970.279 | 969.89 | 969.841 | 965.889 | 959.539
Consumer Transformation | Dem_BB008 | GWh | ENW | South Manchester |  | 1305.647 | 1182.017 | 1149.323 | 1148.324 | 1146.772 | 1142.887 | 1136.159 | 1130.519 | 1126.961 | 1127.02 | 1137.182 | 1158.039 | 1178.612 | 1205.406 | 1237.261 | 1270.255 | 1294.773 | 1313.949 | 1323.272 | 1332.548 | 1334.691 | 1328.316 | 1321.826 | 1313.144 | 1308.909 | 1308.35 | 1308.271 | 1302.95 | 1294.434
Consumer Transformation | Dem_BB008 | GWh | ENW | Stalybridge |  | 1462.856 | 1316.215 | 1279.474 | 1279.026 | 1276.361 | 1270.8 | 1262.367 | 1255.558 | 1251.918 | 1250.899 | 1261.225 | 1283.905 | 1306.329 | 1338.094 | 1372.532 | 1411.264 | 1440.514 | 1464.026 | 1476.563 | 1485.794 | 1490.661 | 1485.976 | 1480.436 | 1471.787 | 1466.28 | 1466.942 | 1468.384 | 1464.359 | 1457.484
Consumer Transformation | Dem_BB008 | GWh | ENW | Stanah |  | 536.494 | 485.193 | 471.711 | 471.281 | 470.444 | 468.758 | 465.899 | 463.496 | 461.97 | 461.874 | 465.902 | 474.316 | 482.615 | 493.48 | 506.244 | 519.629 | 529.554 | 537.303 | 541.05 | 544.809 | 545.643 | 543.006 | 540.314 | 536.737 | 534.937 | 534.682 | 534.626 | 532.437 | 528.961
Consumer Transformation | Dem_BB008 | GWh | ENW | Walney 2 |  | 145.178 | 131.344 | 127.688 | 127.559 | 127.342 | 126.896 | 126.119 | 125.469 | 125.051 | 125.018 | 126.11 | 128.382 | 130.62 | 133.528 | 136.97 | 140.557 | 143.212 | 145.273 | 146.252 | 147.259 | 147.457 | 146.712 | 145.958 | 144.977 | 144.511 | 144.427 | 144.39 | 143.783 | 142.81
Consumer Transformation | Dem_BB008 | GWh | ENW | Washway Farm |  | 565.952 | 513.993 | 500.217 | 500.142 | 499.743 | 498.359 | 495.796 | 493.726 | 492.58 | 493.027 | 498.04 | 507.782 | 517.456 | 530.111 | 544.737 | 560.133 | 571.745 | 580.953 | 585.714 | 590.076 | 591.596 | 589.278 | 586.811 | 583.274 | 581.358 | 581.422 | 581.704 | 579.668 | 576.246
Consumer Transformation | Dem_BB008 | GWh | ENW | Whitegate |  | 1093.777 | 983.888 | 955.525 | 954.023 | 951.82 | 947.493 | 940.75 | 934.987 | 931.149 | 930.07 | 936.829 | 952.46 | 967.747 | 988.292 | 1012.628 | 1038.235 | 1057.012 | 1071.578 | 1078.343 | 1084.9 | 1086.032 | 1080.386 | 1074.657 | 1067.179 | 1063.1 | 1062.28 | 1061.913 | 1057.392 | 1050.401
Consumer Transformation | Dem_BB008 | GWh | EPN | Amersham Main |  | 269.304 | 248.064 | 243.575 | 245.934 | 245.753 | 245.845 | 245.83 | 246.417 | 248.099 | 249.248 | 253.982 | 261.609 | 269.52 | 281.676 | 291.588 | 305.282 | 316.638 | 326.602 | 333.603 | 337.147 | 342.298 | 344.869 | 346.446 | 346.529 | 345.276 | 347.617 | 350.244 | 351.794 | 353.149
Consumer Transformation | Dem_BB008 | GWh | EPN | Braintree |  | 852.73 | 775.07 | 755.641 | 757.213 | 755.921 | 754.031 | 750.7 | 748.423 | 748.112 | 748.84 | 757.537 | 773.818 | 790.19 | 813.207 | 836.232 | 863.435 | 884.633 | 902.128 | 912.447 | 919.764 | 925.131 | 924.266 | 922.491 | 918.402 | 915.385 | 917.091 | 919.275 | 918.066 | 915.21
Consumer Transformation | Dem_BB008 | GWh | EPN | Bramford |  | 3060.921 | 2762.854 | 2685.692 | 2683.488 | 2677.309 | 2666.787 | 2649.719 | 2635.456 | 2626.635 | 2624.603 | 2646.43 | 2693.435 | 2739.711 | 2801.67 | 2872.279 | 2948.418 | 3004.932 | 3049.286 | 3070.996 | 3091.379 | 3096.795 | 3082.558 | 3067.769 | 3047.669 | 3037.626 | 3036.527 | 3036.708 | 3024.981 | 3006.263
Consumer Transformation | Dem_BB008 | GWh | EPN | Brimsdown |  | 1311.252 | 1180.99 | 1148.361 | 1148.25 | 1145.262 | 1140.424 | 1133.02 | 1127.077 | 1123.961 | 1122.858 | 1132.317 | 1152.867 | 1173.196 | 1201.908 | 1232.218 | 1267.039 | 1293.335 | 1314.468 | 1325.731 | 1334.115 | 1338.471 | 1334.228 | 1329.244 | 1321.484 | 1316.7 | 1317.289 | 1318.564 | 1314.92 | 1308.683
Consumer Transformation | Dem_BB008 | GWh | EPN | Burwell Main |  | 1161.096 | 1059.162 | 1032.79 | 1034.665 | 1033.478 | 1031.488 | 1027.41 | 1024.579 | 1024.063 | 1025.583 | 1037.999 | 1060.571 | 1083.266 | 1113.984 | 1146.041 | 1182.478 | 1210.708 | 1233.764 | 1247.006 | 1257.433 | 1263.73 | 1261.525 | 1258.395 | 1252.384 | 1248.779 | 1250.574 | 1252.929 | 1250.468 | 1245.44
Consumer Transformation | Dem_BB008 | GWh | EPN | Clacton |  | 268.231 | 242.721 | 235.995 | 235.788 | 235.358 | 234.534 | 233.121 | 231.934 | 231.18 | 231.089 | 233.121 | 237.343 | 241.496 | 246.907 | 253.235 | 259.896 | 264.822 | 268.661 | 270.498 | 272.348 | 272.72 | 271.357 | 269.985 | 268.172 | 267.374 | 267.227 | 267.176 | 266.053 | 264.276
Consumer Transformation | Dem_BB008 | GWh | EPN | Eaton Socon |  | 802.162 | 730.69 | 712.9 | 714.868 | 713.625 | 712.129 | 709.347 | 707.592 | 707.751 | 708.748 | 717.545 | 733.574 | 749.765 | 772.587 | 794.974 | 821.785 | 842.832 | 860.306 | 870.857 | 878.25 | 884.031 | 883.791 | 882.562 | 879.002 | 876.075 | 878.061 | 880.519 | 879.75 | 877.462
Consumer Transformation | Dem_BB008 | GWh | EPN | Elstree |  | 1970.29 | 1772.783 | 1722.709 | 1721.327 | 1716.652 | 1708.996 | 1697.235 | 1687.483 | 1681.639 | 1679.451 | 1692.436 | 1721.74 | 1750.556 | 1790.481 | 1834.519 | 1883.515 | 1919.985 | 1948.833 | 1963.285 | 1975.377 | 1979.632 | 1971.367 | 1962.449 | 1949.878 | 1942.838 | 1942.53 | 1943.163 | 1936.386 | 1925.483
Consumer Transformation | Dem_BB008 | GWh | EPN | Loudwater |  | 205.616 | 186.789 | 182.618 | 183.698 | 183.275 | 182.864 | 182.261 | 182.058 | 182.597 | 182.914 | 185.486 | 190.103 | 194.83 | 202.19 | 208.406 | 216.847 | 223.7 | 229.623 | 233.603 | 235.645 | 238.396 | 239.448 | 239.954 | 239.561 | 238.579 | 239.748 | 241.115 | 241.716 | 242.131
Consumer Transformation | Dem_BB008 | GWh | EPN | Mill Hill |  | 589.853 | 538.361 | 525.907 | 528.083 | 527.428 | 526.584 | 524.933 | 524.161 | 525.01 | 526.12 | 533.378 | 546.166 | 559.17 | 577.993 | 595.588 | 617.448 | 634.877 | 649.602 | 658.941 | 664.728 | 670.442 | 671.483 | 671.495 | 669.459 | 667.262 | 669.489 | 672.126 | 672.395 | 671.7
Consumer Transformation | Dem_BB008 | GWh | EPN | Norwich Main |  | 1570.489 | 1424.727 | 1386.948 | 1387.494 | 1385.011 | 1380.89 | 1373.646 | 1367.942 | 1365.169 | 1365.642 | 1379.446 | 1406.542 | 1433.508 | 1469.742 | 1509.585 | 1553.361 | 1586.59 | 1613.216 | 1627.453 | 1640.01 | 1645.416 | 1640.089 | 1634.032 | 1624.718 | 1619.72 | 1620.536 | 1622.045 | 1617.245 | 1608.9
Consumer Transformation | Dem_BB008 | GWh | EPN | Pelham |  | 1083.414 | 981.232 | 955.415 | 956.274 | 954.377 | 951.332 | 946.272 | 942.422 | 940.899 | 941.055 | 950.627 | 969.541 | 988.432 | 1014.708 | 1042.079 | 1073.561 | 1097.696 | 1117.319 | 1128.291 | 1136.605 | 1141.53 | 1138.949 | 1135.561 | 1129.641 | 1125.897 | 1127.083 | 1128.823 | 1126.332 | 1121.632
Consumer Transformation | Dem_BB008 | GWh | EPN | Rayleigh |  | 1914.658 | 1731.826 | 1684.84 | 1684.788 | 1681.263 | 1675.37 | 1665.609 | 1657.758 | 1653.563 | 1653.155 | 1668.479 | 1699.893 | 1731.034 | 1773.317 | 1819.693 | 1871.012 | 1909.721 | 1940.608 | 1956.791 | 1970.623 | 1976.341 | 1969.297 | 1961.458 | 1949.79 | 1943.378 | 1943.909 | 1945.311 | 1939.197 | 1928.872
Consumer Transformation | Dem_BB008 | GWh | EPN | Rye House |  | 1522.261 | 1375.592 | 1338.287 | 1338.443 | 1335.403 | 1330.532 | 1322.641 | 1316.355 | 1313.146 | 1312.581 | 1324.634 | 1349.551 | 1374.27 | 1408.335 | 1444.742 | 1485.946 | 1517.118 | 1542.112 | 1555.413 | 1565.997 | 1571.022 | 1565.896 | 1560 | 1550.937 | 1545.633 | 1546.304 | 1547.714 | 1543.223 | 1535.518
Consumer Transformation | Dem_BB008 | GWh | EPN | Sheringham Shoal |  | 707.916 | 640.858 | 623.221 | 622.794 | 621.662 | 619.536 | 615.884 | 612.835 | 610.95 | 610.799 | 616.289 | 627.595 | 638.757 | 653.36 | 670.275 | 688.188 | 701.506 | 711.939 | 717.028 | 722.055 | 723.267 | 719.866 | 716.38 | 711.702 | 709.568 | 709.298 | 709.295 | 706.461 | 701.914
Consumer Transformation | Dem_BB008 | GWh | EPN | Sundon |  | 2644.827 | 2379.056 | 2311.218 | 2308.584 | 2302.187 | 2291.717 | 2275.587 | 2262.008 | 2253.435 | 2250.201 | 2266.914 | 2305.315 | 2342.944 | 2394.449 | 2452.579 | 2516.166 | 2563.11 | 2599.903 | 2617.638 | 2633.585 | 2637.734 | 2625.314 | 2612.366 | 2594.854 | 2585.562 | 2584.329 | 2584.283 | 2574.268 | 2558.525
Consumer Transformation | Dem_BB008 | GWh | EPN | Tilbury |  | 955.327 | 853.176 | 828.156 | 827.149 | 824.128 | 819.382 | 812.689 | 807.118 | 803.755 | 801.729 | 806.555 | 819.319 | 831.776 | 850.229 | 869.999 | 892.81 | 909.735 | 923.221 | 930.037 | 935.104 | 937.355 | 933.755 | 929.683 | 923.718 | 919.876 | 919.821 | 920.323 | 917.482 | 912.967
Consumer Transformation | Dem_BB008 | GWh | EPN | Tottenham |  | 1301.264 | 1177.902 | 1146.735 | 1147.628 | 1145.333 | 1141.564 | 1135.354 | 1130.603 | 1128.632 | 1128.643 | 1139.909 | 1162.382 | 1184.791 | 1215.979 | 1248.456 | 1285.851 | 1314.474 | 1337.696 | 1350.608 | 1360.019 | 1365.68 | 1362.386 | 1358.172 | 1350.964 | 1346.439 | 1347.726 | 1349.682 | 1346.566 | 1340.799
Consumer Transformation | Dem_BB008 | GWh | EPN | Walpole (_A) |  | 1963.25 | 1770.384 | 1721.138 | 1720.229 | 1715.974 | 1708.996 | 1697.962 | 1688.892 | 1683.621 | 1682.105 | 1696.125 | 1726.471 | 1756.409 | 1797.405 | 1842.474 | 1892.549 | 1929.982 | 1959.652 | 1974.711 | 1987.419 | 1992.075 | 1984.038 | 1975.337 | 1962.947 | 1956.112 | 1956.025 | 1956.837 | 1950.132 | 1939.191
Consumer Transformation | Dem_BB008 | GWh | EPN | Warley |  | 1013.23 | 916.902 | 892.857 | 893.876 | 891.839 | 888.874 | 884.084 | 880.489 | 879.191 | 879.244 | 888.165 | 905.895 | 923.606 | 948.64 | 974.228 | 1004.137 | 1027.158 | 1045.973 | 1056.681 | 1064.535 | 1069.627 | 1067.66 | 1064.818 | 1059.482 | 1055.775 | 1057.126 | 1059.049 | 1057.052 | 1053.098
Consumer Transformation | Dem_BB008 | GWh | EPN | Watford South |  | 1008.987 | 907.695 | 882.84 | 883.196 | 880.59 | 876.726 | 871.006 | 866.526 | 864.463 | 863.543 | 870.911 | 886.957 | 902.881 | 926.045 | 949.578 | 977.49 | 998.779 | 1016.121 | 1025.768 | 1032.399 | 1036.777 | 1034.442 | 1031.281 | 1025.733 | 1021.731 | 1022.713 | 1024.299 | 1022.168 | 1018.254
Consumer Transformation | Dem_BB008 | GWh | EPN | West Thurrock |  | 190.698 | 173.537 | 169.228 | 169.588 | 169.358 | 168.974 | 168.267 | 167.786 | 167.747 | 167.943 | 169.948 | 173.65 | 177.374 | 182.576 | 187.788 | 193.93 | 198.72 | 202.681 | 205.013 | 206.6 | 207.808 | 207.612 | 207.219 | 206.307 | 205.66 | 206.043 | 206.537 | 206.258 | 205.607
Consumer Transformation | Dem_BB008 | GWh | EPN | Wymondley |  | 1018.987 | 922.383 | 898.102 | 898.967 | 897.094 | 894.152 | 889.336 | 885.694 | 884.291 | 884.362 | 893.298 | 911.055 | 928.783 | 953.627 | 979.3 | 1009.033 | 1031.859 | 1050.456 | 1060.917 | 1068.7 | 1073.502 | 1071.238 | 1068.172 | 1062.674 | 1059.081 | 1060.282 | 1062.026 | 1059.812 | 1055.566
Consumer Transformation | Dem_BB008 | GWh | East Midlands | Berkswell |  | 1222.408 | 1115.385 | 1087.669 | 1089.669 | 1088.543 | 1086.511 | 1082.281 | 1079.358 | 1078.872 | 1080.578 | 1093.751 | 1117.63 | 1141.649 | 1174.125 | 1208.123 | 1246.648 | 1276.521 | 1300.927 | 1314.968 | 1326.074 | 1332.774 | 1330.508 | 1327.252 | 1320.955 | 1317.22 | 1319.148 | 1321.671 | 1319.112 | 1313.841
Consumer Transformation | Dem_BB008 | GWh | East Midlands | Bicker Fen |  | 540.094 | 493.862 | 482.598 | 484.676 | 484.223 | 483.605 | 482.257 | 481.702 | 482.6 | 483.758 | 490.652 | 502.622 | 514.81 | 532.307 | 548.618 | 568.882 | 585.073 | 598.743 | 607.416 | 612.735 | 618.035 | 619.005 | 619.031 | 617.19 | 615.211 | 617.282 | 619.72 | 619.957 | 619.275
Consumer Transformation | Dem_BB008 | GWh | East Midlands | Chesterfield |  | 1950.965 | 1767.571 | 1720.121 | 1720.347 | 1718.322 | 1712.914 | 1703.617 | 1696.265 | 1692.595 | 1693.516 | 1710.298 | 1743.595 | 1776.704 | 1821.479 | 1871.908 | 1926.268 | 1967.545 | 2000.677 | 2018.462 | 2033.446 | 2040.314 | 2033.869 | 2026.464 | 2014.965 | 2007.965 | 2009.031 | 2010.987 | 2005.164 | 1995.012
Consumer Transformation | Dem_BB008 | GWh | East Midlands | Coventry |  | 1836.564 | 1657.798 | 1612.192 | 1611.78 | 1607.95 | 1601.736 | 1591.78 | 1583.692 | 1579.214 | 1578.2 | 1591.966 | 1621.109 | 1649.926 | 1689.465 | 1732.71 | 1780.843 | 1817.014 | 1845.839 | 1860.791 | 1873.417 | 1878.537 | 1871.604 | 1863.924 | 1852.625 | 1846.283 | 1846.6 | 1847.78 | 1841.879 | 1832.047
Consumer Transformation | Dem_BB008 | GWh | East Midlands | Drakelow |  | 698.809 | 637.1 | 621.393 | 622.779 | 622.113 | 620.897 | 618.491 | 616.897 | 616.83 | 617.798 | 625.419 | 639.25 | 653.184 | 672.425 | 691.962 | 714.675 | 732.393 | 746.995 | 755.603 | 761.863 | 766.283 | 765.519 | 764.043 | 760.685 | 758.428 | 759.84 | 761.625 | 760.551 | 758.031
Consumer Transformation | Dem_BB008 | GWh | East Midlands | East Claydon (_B) |  | 1465.505 | 1322.189 | 1285.967 | 1285.933 | 1282.686 | 1277.636 | 1269.687 | 1263.299 | 1259.953 | 1259.076 | 1270.119 | 1293.527 | 1316.714 | 1348.972 | 1383.507 | 1422.633 | 1452.172 | 1475.865 | 1488.43 | 1498.48 | 1503.22 | 1498.285 | 1492.587 | 1483.839 | 1478.583 | 1479.173 | 1480.5 | 1476.225 | 1468.942
Consumer Transformation | Dem_BB008 | GWh | East Midlands | Enderby |  | 1896.201 | 1726.535 | 1681.907 | 1683.23 | 1681.177 | 1677.283 | 1669.653 | 1663.809 | 1661.32 | 1662.976 | 1681.394 | 1715.945 | 1750.47 | 1796.125 | 1846.16 | 1900.976 | 1942.801 | 1976.381 | 1994.574 | 2010.477 | 2017.592 | 2011.397 | 2004.326 | 1993.264 | 1987.702 | 1988.991 | 1991.063 | 1985.294 | 1975.015
Consumer Transformation | Dem_BB008 | GWh | East Midlands | Grendon |  | 2615.216 | 2364.978 | 2300.056 | 2299.064 | 2294.393 | 2286.2 | 2272.529 | 2261.29 | 2254.738 | 2253.98 | 2274.177 | 2316.088 | 2357.511 | 2412.936 | 2475.573 | 2543.286 | 2593.953 | 2634.01 | 2654.268 | 2672.995 | 2679.042 | 2667.917 | 2656.095 | 2639.455 | 2631.086 | 2630.902 | 2631.806 | 2622.417 | 2607.031
Consumer Transformation | Dem_BB008 | GWh | East Midlands | Ratcliffe |  | 1811.544 | 1645.36 | 1602.285 | 1603.387 | 1601.353 | 1597.007 | 1589.15 | 1583.123 | 1580.546 | 1581.656 | 1598.472 | 1630.76 | 1662.982 | 1706.424 | 1753.681 | 1805.921 | 1845.827 | 1878 | 1895.603 | 1910.208 | 1917.439 | 1912.051 | 1905.653 | 1895.295 | 1889.894 | 1891.355 | 1893.642 | 1888.605 | 1879.505
Consumer Transformation | Dem_BB008 | GWh | East Midlands | Staythorpe |  | 919.38 | 843.7 | 823.652 | 825.731 | 825.786 | 825.105 | 822.816 | 821.477 | 821.876 | 824.124 | 835.476 | 854.989 | 874.707 | 900.909 | 928.496 | 959.376 | 983.514 | 1003.315 | 1014.948 | 1024.173 | 1029.958 | 1028.697 | 1026.624 | 1022.144 | 1019.71 | 1021.559 | 1023.823 | 1022.089 | 1018.187
Consumer Transformation | Dem_BB008 | GWh | East Midlands | Stoke Bardolph |  | 665.281 | 606.295 | 591.548 | 593.163 | 592.62 | 591.468 | 589.255 | 587.893 | 588.115 | 589.185 | 596.658 | 610.149 | 623.789 | 642.981 | 662.252 | 684.856 | 702.633 | 717.428 | 726.415 | 732.722 | 737.717 | 737.663 | 736.758 | 733.879 | 731.771 | 733.529 | 735.681 | 735.145 | 733.344
Consumer Transformation | Dem_BB008 | GWh | East Midlands | Walpole (_B) |  | 2182.278 | 1977.3 | 1923.922 | 1923.762 | 1920.378 | 1914.214 | 1903.55 | 1894.937 | 1890.23 | 1890.215 | 1908.309 | 1944.644 | 1980.674 | 2028.717 | 2082.027 | 2140.329 | 2184.207 | 2219.052 | 2237.048 | 2252.82 | 2258.672 | 2249.928 | 2240.501 | 2226.909 | 2220.071 | 2220.331 | 2221.502 | 2213.951 | 2201.35
Consumer Transformation | Dem_BB008 | GWh | East Midlands | West Burton |  | 792.996 | 726.33 | 709.307 | 711.607 | 711.05 | 710.252 | 708.191 | 707.086 | 707.751 | 709.421 | 719.19 | 736.158 | 753.341 | 776.978 | 800.319 | 827.935 | 849.696 | 867.761 | 878.713 | 886.448 | 892.418 | 892.249 | 891.118 | 887.668 | 885.116 | 887.219 | 889.746 | 888.935 | 886.469
Consumer Transformation | Dem_BB008 | GWh | East Midlands | Willington |  | 1980.302 | 1794.187 | 1746.065 | 1746.35 | 1743.141 | 1737.562 | 1727.996 | 1720.384 | 1716.469 | 1716.584 | 1733.278 | 1766.661 | 1799.82 | 1844.505 | 1893.512 | 1947.595 | 1988.5 | 2021.189 | 2038.458 | 2053.27 | 2059.522 | 2052.402 | 2044.448 | 2032.491 | 2026.135 | 2026.859 | 2028.461 | 2022.188 | 2011.466
Consumer Transformation | Dem_BB008 | GWh | IDNO - Refer to Comment Field | Tynemouth 2 |  | 215.401 | 194.074 | 188.564 | 188.339 | 187.953 | 187.159 | 185.897 | 184.836 | 184.161 | 184.021 | 185.468 | 188.68 | 191.836 | 196.083 | 201.021 | 206.273 | 210.158 | 213.2 | 214.669 | 216.012 | 216.35 | 215.324 | 214.261 | 212.831 | 212.011 | 211.911 | 211.897 | 211.06 | 209.734 | Note: TYNE2 is operated by an IDNO allocated to GSP Group/licence area F
Consumer Transformation | Dem_BB008 | GWh | LPN | Acton Lane 22kV |  | 142.364 | 129.495 | 126.223 | 126.436 | 126.25 | 125.943 | 125.384 | 124.992 | 124.899 | 125.018 | 126.449 | 129.134 | 131.83 | 135.548 | 139.335 | 143.752 | 147.161 | 149.954 | 151.567 | 152.706 | 153.478 | 153.227 | 152.848 | 152.117 | 151.626 | 151.852 | 152.147 | 151.866 | 151.293
Consumer Transformation | Dem_BB008 | GWh | LPN | Barking |  | 421.479 | 384.04 | 374.515 | 375.317 | 374.873 | 374.106 | 372.61 | 371.605 | 371.511 | 372.02 | 376.542 | 384.794 | 393.098 | 404.577 | 416.205 | 429.763 | 440.326 | 449.019 | 454.118 | 457.706 | 460.288 | 459.762 | 458.83 | 456.776 | 455.404 | 456.212 | 457.242 | 456.556 | 455.001
Consumer Transformation | Dem_BB008 | GWh | LPN | Barking West |  | 884.129 | 802.832 | 781.889 | 782.549 | 781.377 | 779.225 | 775.383 | 772.465 | 771.279 | 771.697 | 779.907 | 795.697 | 811.463 | 832.872 | 855.634 | 881.286 | 900.913 | 916.776 | 925.521 | 932.315 | 935.984 | 933.494 | 930.475 | 925.475 | 922.666 | 923.456 | 924.654 | 922.297 | 917.994
Consumer Transformation | Dem_BB008 | GWh | LPN | Beddington (_C) |  | 450.049 | 409.472 | 399.706 | 401.146 | 400.556 | 399.688 | 398.193 | 397.363 | 397.782 | 398.441 | 403.59 | 412.917 | 422.385 | 436.21 | 449.331 | 465.472 | 478.305 | 489.124 | 495.933 | 500.225 | 504.357 | 505.005 | 504.894 | 503.259 | 501.556 | 503.132 | 505.03 | 505.158 | 504.583
Consumer Transformation | Dem_BB008 | GWh | LPN | Canal Bank |  | 112.651 | 102.403 | 99.784 | 99.921 | 99.764 | 99.512 | 99.054 | 98.721 | 98.617 | 98.693 | 99.794 | 101.875 | 103.959 | 106.817 | 109.775 | 113.177 | 115.801 | 117.935 | 119.146 | 120.029 | 120.585 | 120.339 | 120.011 | 119.409 | 119.023 | 119.175 | 119.374 | 119.119 | 118.629
Consumer Transformation | Dem_BB008 | GWh | LPN | City Road |  | 2610.653 | 2435.13 | 2382.948 | 2391.168 | 2396.554 | 2401.093 | 2400.849 | 2402.491 | 2407.194 | 2419.92 | 2461.576 | 2526.38 | 2592.248 | 2673.326 | 2762.658 | 2857.414 | 2931.785 | 2992.261 | 3027.446 | 3058.983 | 3075.192 | 3069.825 | 3063.006 | 3049.833 | 3046.266 | 3051.441 | 3057.232 | 3050.123 | 3034.958
Consumer Transformation | Dem_BB008 | GWh | LPN | Greenford |  | 129.272 | 117.579 | 114.606 | 114.801 | 114.625 | 114.348 | 113.846 | 113.481 | 113.399 | 113.503 | 114.803 | 117.236 | 119.679 | 123.048 | 126.488 | 130.486 | 133.576 | 136.106 | 137.564 | 138.596 | 139.295 | 139.063 | 138.715 | 138.051 | 137.608 | 137.806 | 138.068 | 137.817 | 137.287
Consumer Transformation | Dem_BB008 | GWh | LPN | Hackney 132kV |  | 553.82 | 506.738 | 494.289 | 495.206 | 494.984 | 494.292 | 492.59 | 491.435 | 491.295 | 492.271 | 498.541 | 509.646 | 520.814 | 535.622 | 551.324 | 568.867 | 582.457 | 593.514 | 599.818 | 604.808 | 607.689 | 606.477 | 604.874 | 601.943 | 600.428 | 601.228 | 602.269 | 600.94 | 598.297
Consumer Transformation | Dem_BB008 | GWh | LPN | Hackney 66kV |  | 642.499 | 583.657 | 568.545 | 569.139 | 568.304 | 566.79 | 564.071 | 562.03 | 561.28 | 561.642 | 567.736 | 579.374 | 591.003 | 606.863 | 623.574 | 642.526 | 657.082 | 668.88 | 675.463 | 680.47 | 683.352 | 681.712 | 679.64 | 676.094 | 674.033 | 674.714 | 675.699 | 674.103 | 671.106
Consumer Transformation | Dem_BB008 | GWh | LPN | Hurst |  | 1088.787 | 981.518 | 954.644 | 954.745 | 952.382 | 948.532 | 942.575 | 937.836 | 935.462 | 934.805 | 942.998 | 960.441 | 977.735 | 1002.133 | 1028.023 | 1057.571 | 1079.979 | 1098.055 | 1107.826 | 1115.299 | 1119.287 | 1116.046 | 1112.124 | 1105.823 | 1101.866 | 1102.552 | 1103.814 | 1100.957 | 1095.964
Consumer Transformation | Dem_BB008 | GWh | LPN | Islington |  | 1195.151 | 1089.711 | 1062.376 | 1064.114 | 1063.037 | 1060.911 | 1056.606 | 1053.564 | 1052.883 | 1054.311 | 1066.89 | 1089.884 | 1112.982 | 1144.181 | 1176.807 | 1213.856 | 1242.497 | 1265.841 | 1279.143 | 1289.209 | 1295.36 | 1292.832 | 1289.41 | 1283.097 | 1279.444 | 1281.128 | 1283.371 | 1280.67 | 1275.294
Consumer Transformation | Dem_BB008 | GWh | LPN | Littlebrook (_C) |  | 645.344 | 597.622 | 586.213 | 590.676 | 591.085 | 591.737 | 591.81 | 592.989 | 596.138 | 599.289 | 610.484 | 628.219 | 646.497 | 672.794 | 696.696 | 726.656 | 751.178 | 772.287 | 786.518 | 795.229 | 804.909 | 808.634 | 810.655 | 809.732 | 807.6 | 811.829 | 816.567 | 818.474 | 819.401
Consumer Transformation | Dem_BB008 | GWh | LPN | Lodge Road |  | 995.594 | 914.312 | 892.605 | 894.801 | 894.711 | 894.048 | 891.614 | 890.165 | 890.511 | 892.856 | 905.158 | 926.244 | 947.54 | 975.571 | 1004.994 | 1038.008 | 1063.745 | 1084.78 | 1096.993 | 1106.497 | 1112.339 | 1110.585 | 1108.064 | 1103.031 | 1100.363 | 1102.142 | 1104.336 | 1102.179 | 1097.585
Consumer Transformation | Dem_BB008 | GWh | LPN | New Cross |  | 1407.665 | 1291.429 | 1259.624 | 1261.379 | 1261.303 | 1260.046 | 1256.011 | 1253.143 | 1252.398 | 1255.337 | 1271.541 | 1299.792 | 1328.163 | 1364.353 | 1404.831 | 1448.014 | 1481.188 | 1507.827 | 1522.439 | 1535.726 | 1541.499 | 1536.929 | 1531.796 | 1523.69 | 1520.315 | 1521.542 | 1523.237 | 1518.738 | 1510.5
Consumer Transformation | Dem_BB008 | GWh | LPN | Perivale |  | 113.132 | 102.928 | 100.335 | 100.521 | 100.365 | 100.129 | 99.69 | 99.387 | 99.325 | 99.421 | 100.577 | 102.725 | 104.883 | 107.861 | 110.884 | 114.417 | 117.163 | 119.406 | 120.705 | 121.614 | 122.245 | 122.062 | 121.77 | 121.2 | 120.807 | 120.996 | 121.241 | 121.026 | 120.58
Consumer Transformation | Dem_BB008 | GWh | LPN | Redbridge |  | 479.033 | 433.971 | 422.555 | 422.923 | 422.129 | 420.793 | 418.577 | 416.884 | 416.206 | 416.274 | 420.526 | 428.898 | 437.26 | 448.86 | 460.936 | 474.828 | 485.469 | 494.112 | 498.929 | 502.46 | 504.589 | 503.397 | 501.87 | 499.226 | 497.585 | 498.087 | 498.821 | 497.687 | 495.558
Consumer Transformation | Dem_BB008 | GWh | LPN | St John's Wood |  | 2469.98 | 2304.422 | 2255.179 | 2263.074 | 2268.225 | 2272.612 | 2272.492 | 2274.149 | 2278.721 | 2290.866 | 2330.458 | 2391.98 | 2454.529 | 2531.546 | 2616.301 | 2706.276 | 2776.929 | 2834.416 | 2867.926 | 2897.867 | 2913.383 | 2908.442 | 2902.095 | 2889.697 | 2886.33 | 2891.324 | 2896.893 | 2890.25 | 2875.993
Consumer Transformation | Dem_BB008 | GWh | LPN | West Ham |  | 1055.128 | 959.371 | 934.806 | 936.035 | 934.756 | 932.428 | 928.157 | 925.03 | 924.056 | 924.846 | 935.208 | 954.722 | 974.277 | 1000.989 | 1028.878 | 1060.709 | 1085.23 | 1105.192 | 1116.474 | 1124.905 | 1130.043 | 1127.668 | 1124.512 | 1118.846 | 1115.469 | 1116.802 | 1118.65 | 1116.227 | 1111.529
Consumer Transformation | Dem_BB008 | GWh | LPN | Willesden 132kV |  | 911.169 | 833.867 | 813.555 | 815.275 | 814.787 | 813.685 | 810.949 | 809.158 | 809.101 | 810.722 | 821.182 | 839.646 | 858.25 | 883.082 | 908.986 | 938.319 | 961.104 | 979.72 | 990.461 | 998.62 | 1003.709 | 1001.998 | 999.579 | 994.9 | 992.234 | 993.723 | 995.614 | 993.638 | 989.531
Consumer Transformation | Dem_BB008 | GWh | LPN | Willesden 66kV |  | 243.563 | 222.858 | 217.466 | 217.975 | 217.826 | 217.526 | 216.804 | 216.343 | 216.366 | 216.803 | 219.62 | 224.595 | 229.614 | 236.359 | 243.311 | 251.27 | 257.466 | 262.548 | 265.516 | 267.7 | 269.15 | 268.78 | 268.192 | 266.985 | 266.242 | 266.689 | 267.251 | 266.782 | 265.76
Consumer Transformation | Dem_BB008 | GWh | LPN | Wimbledon North |  | 471.464 | 427.341 | 415.827 | 415.802 | 415.07 | 413.758 | 411.478 | 409.631 | 408.626 | 408.663 | 412.605 | 420.483 | 428.303 | 438.707 | 450.361 | 462.997 | 472.513 | 480.069 | 483.973 | 487.447 | 488.721 | 486.833 | 484.801 | 481.869 | 480.379 | 480.439 | 480.696 | 479.065 | 476.331
Consumer Transformation | Dem_BB008 | GWh | LPN | Wimbledon South |  | 1971.331 | 1788.725 | 1740.981 | 1741.196 | 1738.348 | 1733.214 | 1724.041 | 1716.715 | 1712.86 | 1713.372 | 1730.462 | 1764.102 | 1797.522 | 1841.882 | 1891.442 | 1945.203 | 1985.801 | 2018.131 | 2035.028 | 2049.98 | 2055.749 | 2048.172 | 2039.914 | 2027.804 | 2021.671 | 2022.158 | 2023.459 | 2016.803 | 2005.521
Consumer Transformation | Dem_BB008 | GWh | NPgN | Blyth 132kV |  | 233.11 | 211.496 | 205.893 | 205.987 | 205.753 | 205.158 | 204.103 | 203.288 | 202.912 | 203.107 | 205.214 | 209.31 | 213.393 | 218.912 | 224.936 | 231.583 | 236.659 | 240.738 | 242.965 | 244.724 | 245.62 | 244.905 | 244.066 | 242.712 | 241.732 | 241.896 | 242.164 | 241.493 | 240.303
Consumer Transformation | Dem_BB008 | GWh | NPgN | Blyth 66kV |  | 2072.183 | 1852.626 | 1796.62 | 1791.93 | 1785.854 | 1775.637 | 1760.615 | 1747.441 | 1737.979 | 1733.303 | 1742.336 | 1767.786 | 1792.259 | 1825.72 | 1866.13 | 1908.749 | 1939.054 | 1961.967 | 1971.141 | 1980.821 | 1980.104 | 1967.411 | 1954.956 | 1939.733 | 1931.819 | 1928.77 | 1926.596 | 1916.915 | 1902.708
Consumer Transformation | Dem_BB008 | GWh | NPgN | Fourstones |  | 103.321 | 94.829 | 92.469 | 92.556 | 92.59 | 92.503 | 92.207 | 91.982 | 91.907 | 92.139 | 93.317 | 95.371 | 97.43 | 100.011 | 102.976 | 106.062 | 108.423 | 110.304 | 111.307 | 112.269 | 112.62 | 112.225 | 111.801 | 111.18 | 110.916 | 110.97 | 111.051 | 110.672 | 110.012
Consumer Transformation | Dem_BB008 | GWh | NPgN | Hart Moor |  | 392.083 | 349.998 | 339.446 | 338.66 | 337.527 | 335.522 | 332.648 | 330.166 | 328.469 | 327.638 | 329.354 | 334.226 | 338.929 | 345.612 | 353.439 | 361.892 | 367.992 | 372.704 | 374.784 | 376.632 | 376.857 | 374.788 | 372.671 | 369.946 | 368.213 | 367.821 | 367.623 | 366.035 | 363.654
Consumer Transformation | Dem_BB008 | GWh | NPgN | Hawthorn Pit |  | 382.503 | 338.331 | 327.579 | 326.546 | 325.048 | 322.574 | 319.249 | 316.353 | 314.333 | 313.025 | 313.894 | 317.822 | 321.53 | 327.293 | 333.973 | 341.418 | 346.694 | 350.739 | 352.416 | 353.688 | 353.738 | 351.698 | 349.584 | 346.885 | 344.868 | 344.387 | 344.135 | 342.636 | 340.493
Consumer Transformation | Dem_BB008 | GWh | NPgN | Knaresborough |  | 676.76 | 613.055 | 596.342 | 596.095 | 595.244 | 593.31 | 589.953 | 587.194 | 585.595 | 585.728 | 591.243 | 602.383 | 613.4 | 627.966 | 644.509 | 662.267 | 675.569 | 686.079 | 691.402 | 696.133 | 697.686 | 694.747 | 691.657 | 687.338 | 684.898 | 684.835 | 685.036 | 682.529 | 678.408
Consumer Transformation | Dem_BB008 | GWh | NPgN | Lackenby |  | 731.935 | 653.064 | 633.176 | 631.515 | 629.28 | 625.461 | 619.983 | 615.199 | 611.816 | 610.079 | 613.044 | 621.832 | 630.279 | 642.148 | 656.345 | 671.478 | 682.274 | 690.511 | 693.911 | 697.245 | 697.229 | 692.997 | 688.776 | 683.509 | 680.41 | 679.453 | 678.827 | 675.615 | 670.888
Consumer Transformation | Dem_BB008 | GWh | NPgN | Norton |  | 1846.407 | 1672.917 | 1627.238 | 1626.409 | 1624.364 | 1619.147 | 1609.999 | 1602.473 | 1598.024 | 1598.529 | 1613.603 | 1643.963 | 1674.015 | 1713.492 | 1759.184 | 1807.468 | 1843.608 | 1872.111 | 1886.457 | 1899.722 | 1903.783 | 1895.598 | 1887.045 | 1875.181 | 1868.825 | 1868.56 | 1869.013 | 1862.037 | 1850.624
Consumer Transformation | Dem_BB008 | GWh | NPgN | Offerton |  | 206.63 | 185.387 | 179.982 | 179.693 | 179.224 | 178.33 | 176.99 | 175.847 | 175.1 | 174.845 | 176.024 | 178.893 | 181.688 | 185.564 | 190.045 | 194.869 | 198.417 | 201.181 | 202.486 | 203.64 | 203.911 | 202.913 | 201.873 | 200.486 | 199.623 | 199.497 | 199.465 | 198.664 | 197.433
Consumer Transformation | Dem_BB008 | GWh | NPgN | Osbaldwick |  | 1248.046 | 1131.546 | 1100.629 | 1099.937 | 1098.557 | 1095.127 | 1089 | 1083.907 | 1080.786 | 1081.14 | 1091.342 | 1111.821 | 1132.069 | 1158.342 | 1189.275 | 1221.486 | 1245.518 | 1264.363 | 1273.672 | 1282.837 | 1285.168 | 1279.263 | 1273.2 | 1265.012 | 1260.946 | 1260.558 | 1260.621 | 1255.623 | 1247.532
Consumer Transformation | Dem_BB008 | GWh | NPgN | Poppleton |  | 173.794 | 158.912 | 155.081 | 155.489 | 155.511 | 155.301 | 154.801 | 154.508 | 154.593 | 155.074 | 157.154 | 160.805 | 164.494 | 169.574 | 174.747 | 180.711 | 185.4 | 189.284 | 191.627 | 193.2 | 194.451 | 194.369 | 194.091 | 193.312 | 192.434 | 192.855 | 193.366 | 193.155 | 192.574
Consumer Transformation | Dem_BB008 | GWh | NPgN | Saltholme |  | 1001.16 | 905.306 | 879.907 | 878.812 | 877.292 | 874.094 | 868.657 | 864.009 | 860.9 | 860.506 | 867.769 | 883.13 | 898.227 | 917.7 | 940.99 | 965.089 | 982.803 | 996.489 | 1002.801 | 1009.423 | 1010.314 | 1004.825 | 999.394 | 992.445 | 989.373 | 988.562 | 988.086 | 983.624 | 976.66
Consumer Transformation | Dem_BB008 | GWh | NPgN | South Shields |  | 285.162 | 255.039 | 247.458 | 246.969 | 246.215 | 244.851 | 242.853 | 241.146 | 240.006 | 239.51 | 240.917 | 244.639 | 248.247 | 253.347 | 259.257 | 265.659 | 270.328 | 273.951 | 275.62 | 277.067 | 277.355 | 275.935 | 274.464 | 272.527 | 271.267 | 271.047 | 270.962 | 269.854 | 268.172
Consumer Transformation | Dem_BB008 | GWh | NPgN | Spennymoor |  | 912.284 | 819.585 | 795.804 | 794.504 | 792.358 | 788.566 | 782.755 | 777.78 | 774.462 | 773.345 | 778.695 | 791.436 | 803.866 | 820.749 | 840.548 | 861.603 | 877.006 | 888.951 | 894.454 | 899.833 | 900.718 | 896 | 891.208 | 884.955 | 881.423 | 880.703 | 880.379 | 876.626 | 870.863
Consumer Transformation | Dem_BB008 | GWh | NPgN | Stella North |  | 842.648 | 769.494 | 749.606 | 749.911 | 749.667 | 748.294 | 745.168 | 742.719 | 741.509 | 742.762 | 751.292 | 766.894 | 782.458 | 802.293 | 825.156 | 849.1 | 867.255 | 881.666 | 889.2 | 896.408 | 898.886 | 895.444 | 891.818 | 886.6 | 884.175 | 884.386 | 884.878 | 881.76 | 876.425
Consumer Transformation | Dem_BB008 | GWh | NPgN | Stella South |  | 843.326 | 759.088 | 737.35 | 736.321 | 734.579 | 731.323 | 726.221 | 721.883 | 719.039 | 718.271 | 723.643 | 735.875 | 747.868 | 763.98 | 782.815 | 802.825 | 817.538 | 828.99 | 834.378 | 839.518 | 840.536 | 836.287 | 831.953 | 826.237 | 823.063 | 822.511 | 822.302 | 818.879 | 813.551
Consumer Transformation | Dem_BB008 | GWh | NPgN | Tynemouth 1 |  | 624.042 | 562.254 | 546.291 | 545.639 | 544.521 | 542.221 | 538.566 | 535.491 | 533.535 | 533.129 | 537.321 | 546.629 | 555.771 | 568.076 | 582.381 | 597.596 | 608.853 | 617.665 | 621.921 | 625.812 | 626.792 | 623.818 | 620.74 | 616.598 | 614.222 | 613.93 | 613.89 | 611.465 | 607.624
Consumer Transformation | Dem_BB008 | GWh | NPgN | West Boldon |  | 893.53 | 801.883 | 778.556 | 777.318 | 775.321 | 771.491 | 765.721 | 760.812 | 757.612 | 756.519 | 761.68 | 774.137 | 786.292 | 803.072 | 822.532 | 843.43 | 858.79 | 870.772 | 876.441 | 881.466 | 882.635 | 878.304 | 873.806 | 867.819 | 864.112 | 863.563 | 863.418 | 859.962 | 854.603
Consumer Transformation | Dem_BB008 | GWh | NPgY | Bradford West |  | 1612.456 | 1458.527 | 1418.159 | 1417.059 | 1415.003 | 1410.031 | 1401.589 | 1394.563 | 1390.256 | 1390.354 | 1402.78 | 1428.504 | 1453.896 | 1487.398 | 1526.855 | 1568.072 | 1598.802 | 1622.963 | 1634.955 | 1646.552 | 1649.734 | 1642.367 | 1634.711 | 1624.223 | 1618.552 | 1618.136 | 1618.352 | 1612.159 | 1602.143
Consumer Transformation | Dem_BB008 | GWh | NPgY | Camblesforth |  | 140.532 | 127.542 | 124.282 | 124.483 | 124.509 | 124.186 | 123.63 | 123.247 | 123.196 | 123.453 | 124.898 | 127.593 | 130.312 | 134.163 | 138.118 | 142.682 | 146.254 | 149.215 | 150.983 | 151.992 | 152.922 | 152.828 | 152.571 | 151.917 | 151.126 | 151.426 | 151.811 | 151.635 | 151.195
Consumer Transformation | Dem_BB008 | GWh | NPgY | Creyke Beck |  | 1975.715 | 1784.7 | 1734.47 | 1732.343 | 1729.123 | 1722.524 | 1711.554 | 1702.203 | 1696.049 | 1695.041 | 1709.047 | 1739.108 | 1768.624 | 1807.164 | 1852.999 | 1900.72 | 1935.849 | 1963.096 | 1975.837 | 1988.905 | 1991.048 | 1980.634 | 1970.193 | 1956.662 | 1950.455 | 1949.049 | 1948.364 | 1939.888 | 1926.626
Consumer Transformation | Dem_BB008 | GWh | NPgY | Drax |  | 519.661 | 469.661 | 456.827 | 456.754 | 456.247 | 454.625 | 451.968 | 449.847 | 448.744 | 448.891 | 453.09 | 461.679 | 470.211 | 481.899 | 494.776 | 508.958 | 519.701 | 528.317 | 532.914 | 536.267 | 537.987 | 536.223 | 534.213 | 531.113 | 528.835 | 529.052 | 529.518 | 527.949 | 525.266
Consumer Transformation | Dem_BB008 | GWh | NPgY | Elland |  | 1268.734 | 1144.653 | 1112.522 | 1111.468 | 1109.538 | 1105.141 | 1098.037 | 1092.107 | 1088.456 | 1088.16 | 1097.258 | 1116.817 | 1136.089 | 1162.002 | 1192.421 | 1224.41 | 1248.228 | 1266.992 | 1276.32 | 1285.104 | 1287.682 | 1282.063 | 1276.146 | 1267.946 | 1263.069 | 1262.771 | 1263.009 | 1258.328 | 1250.787
Consumer Transformation | Dem_BB008 | GWh | NPgY | Ferrybridge A |  | 367.991 | 328.29 | 318.469 | 317.881 | 316.867 | 314.979 | 312.313 | 310.055 | 308.601 | 307.932 | 309.644 | 314.382 | 318.977 | 325.715 | 333.368 | 341.815 | 348.02 | 352.91 | 355.276 | 357.088 | 357.712 | 356.126 | 354.402 | 352.013 | 350.107 | 349.946 | 349.984 | 348.742 | 346.821
Consumer Transformation | Dem_BB008 | GWh | NPgY | Ferrybridge B (_M) |  | 377.423 | 339.317 | 329.826 | 329.707 | 329.092 | 327.624 | 325.428 | 323.66 | 322.733 | 322.673 | 325.351 | 331.233 | 337.053 | 345.39 | 354.57 | 364.758 | 372.486 | 378.741 | 382.138 | 384.595 | 386.018 | 384.965 | 383.645 | 381.489 | 379.469 | 379.716 | 380.167 | 379.221 | 377.569
Consumer Transformation | Dem_BB008 | GWh | NPgY | Grimsby West |  | 910.543 | 818.205 | 794.376 | 792.931 | 790.729 | 786.951 | 781.115 | 776.082 | 772.621 | 771.375 | 776.604 | 789.153 | 801.371 | 817.742 | 837.373 | 857.906 | 872.822 | 884.295 | 889.394 | 894.759 | 895.256 | 890.21 | 885.175 | 878.778 | 875.474 | 874.562 | 874.02 | 870.035 | 863.99
Consumer Transformation | Dem_BB008 | GWh | NPgY | Jordanthorpe |  | 178.647 | 160.549 | 156.476 | 156.977 | 156.786 | 156.146 | 155.292 | 154.767 | 154.867 | 155.082 | 156.793 | 160.214 | 163.681 | 169.233 | 174.628 | 181.188 | 186.447 | 190.975 | 193.945 | 195.545 | 197.556 | 198.2 | 198.423 | 197.939 | 196.735 | 197.543 | 198.519 | 198.877 | 199.078
Consumer Transformation | Dem_BB008 | GWh | NPgY | Keadby |  | 1197.024 | 1082.258 | 1052.736 | 1052.548 | 1050.951 | 1047.24 | 1041.108 | 1036.181 | 1033.545 | 1033.738 | 1043.346 | 1063.03 | 1082.55 | 1109.119 | 1139.256 | 1171.666 | 1196.162 | 1215.762 | 1226.133 | 1235.2 | 1239.035 | 1234.847 | 1230.105 | 1222.915 | 1218.514 | 1218.966 | 1219.974 | 1216.292 | 1210.002
Consumer Transformation | Dem_BB008 | GWh | NPgY | Kirkstall B |  | 921.039 | 835.776 | 813.07 | 812.634 | 811.768 | 809.357 | 804.966 | 801.337 | 799.142 | 799.565 | 807.309 | 822.645 | 837.833 | 857.48 | 880.665 | 904.72 | 922.706 | 936.824 | 943.854 | 950.828 | 952.667 | 948.374 | 943.96 | 937.953 | 935.046 | 934.826 | 934.926 | 931.273 | 925.314
Consumer Transformation | Dem_BB008 | GWh | NPgY | Neepsend |  | 299.995 | 270.248 | 262.504 | 262.092 | 261.511 | 260.382 | 258.583 | 257.043 | 256 | 255.709 | 257.628 | 261.971 | 266.215 | 271.827 | 278.511 | 285.501 | 290.611 | 294.557 | 296.353 | 298.184 | 298.413 | 296.782 | 295.154 | 293.068 | 292.07 | 291.812 | 291.661 | 290.356 | 288.348
Consumer Transformation | Dem_BB008 | GWh | NPgY | Norton Lees |  | 213.866 | 191.544 | 185.848 | 185.448 | 184.889 | 183.896 | 182.42 | 181.14 | 180.261 | 179.862 | 180.929 | 183.71 | 186.41 | 190.106 | 194.512 | 199.173 | 202.543 | 205.126 | 206.253 | 207.364 | 207.438 | 206.254 | 205.062 | 203.549 | 202.745 | 202.513 | 202.37 | 201.447 | 200.059
Consumer Transformation | Dem_BB008 | GWh | NPgY | Pitsmoor |  | 187.559 | 171.874 | 167.528 | 167.642 | 167.673 | 167.472 | 166.874 | 166.42 | 166.216 | 166.578 | 168.632 | 172.259 | 175.885 | 180.434 | 185.726 | 191.198 | 195.36 | 198.667 | 200.408 | 202.112 | 202.684 | 201.916 | 201.115 | 199.96 | 199.514 | 199.582 | 199.701 | 198.994 | 197.767
Consumer Transformation | Dem_BB008 | GWh | NPgY | Saltend North |  | 288.077 | 261.818 | 254.888 | 254.938 | 254.724 | 254.054 | 252.803 | 251.808 | 251.315 | 251.565 | 254.21 | 259.28 | 264.336 | 270.991 | 278.605 | 286.679 | 292.804 | 297.695 | 300.289 | 302.658 | 303.597 | 302.547 | 301.389 | 299.652 | 298.733 | 298.852 | 299.093 | 298.147 | 296.508
Consumer Transformation | Dem_BB008 | GWh | NPgY | Sheffield City |  | 298.21 | 277.127 | 270.84 | 271.45 | 272.018 | 272.347 | 272.082 | 271.992 | 272.212 | 273.477 | 277.817 | 284.718 | 291.701 | 300.131 | 309.885 | 319.856 | 327.578 | 333.771 | 337.201 | 340.601 | 341.943 | 340.927 | 339.844 | 338.14 | 337.733 | 338.058 | 338.437 | 337.364 | 335.346
Consumer Transformation | Dem_BB008 | GWh | NPgY | Skelton Grange |  | 2202.739 | 1977.839 | 1919.675 | 1915.65 | 1910.494 | 1901.082 | 1886.638 | 1874.076 | 1865.25 | 1861.946 | 1873.99 | 1903.64 | 1932.423 | 1970.818 | 2017.336 | 2065.705 | 2100.608 | 2127.263 | 2138.687 | 2150.881 | 2151.256 | 2138.394 | 2125.709 | 2109.915 | 2102.128 | 2099.498 | 2097.728 | 2087.674 | 2072.568
Consumer Transformation | Dem_BB008 | GWh | NPgY | Templeborough |  | 32.671 | 30.444 | 29.948 | 30.261 | 30.395 | 30.476 | 30.547 | 30.69 | 30.953 | 31.253 | 31.956 | 33.022 | 34.132 | 35.777 | 37.345 | 39.225 | 40.797 | 42.175 | 43.16 | 43.728 | 44.455 | 44.844 | 45.098 | 45.14 | 44.929 | 45.266 | 45.635 | 45.86 | 46.062
Consumer Transformation | Dem_BB008 | GWh | NPgY | Thorpe Marsh |  | 481.198 | 437.171 | 425.609 | 425.73 | 425.409 | 424.28 | 422.178 | 420.53 | 419.733 | 420.275 | 424.719 | 433.238 | 441.732 | 453.007 | 465.907 | 479.587 | 489.992 | 498.334 | 502.822 | 506.788 | 508.514 | 506.902 | 505.069 | 502.234 | 500.354 | 500.626 | 501.103 | 499.615 | 496.996
Consumer Transformation | Dem_BB008 | GWh | NPgY | Thurcroft |  | 903.35 | 808.997 | 785.541 | 784.619 | 782.432 | 778.332 | 772.376 | 767.423 | 764.442 | 763.202 | 768.364 | 781.028 | 793.437 | 811.317 | 831.427 | 853.588 | 870.08 | 883.213 | 889.885 | 895.139 | 897.349 | 893.912 | 890.062 | 884.429 | 880.465 | 880.444 | 880.91 | 878.117 | 873.64
Consumer Transformation | Dem_BB008 | GWh | NPgY | West Melton |  | 2283.165 | 2058.598 | 1999.888 | 1996.944 | 1992.703 | 1984.427 | 1971.049 | 1959.588 | 1951.873 | 1949.955 | 1965.016 | 1998.545 | 2031.363 | 2074.521 | 2125.964 | 2179.633 | 2218.935 | 2249.294 | 2263.187 | 2277.378 | 2279.262 | 2266.867 | 2254.503 | 2238.659 | 2231.249 | 2229.304 | 2228.224 | 2218.271 | 2202.883
Consumer Transformation | Dem_BB008 | GWh | NPgY | Wincobank |  | 154.833 | 141.706 | 138.189 | 138.394 | 138.426 | 138.244 | 137.764 | 137.435 | 137.371 | 137.711 | 139.464 | 142.556 | 145.67 | 149.737 | 154.287 | 159.16 | 162.916 | 165.962 | 167.688 | 169.154 | 169.918 | 169.538 | 169.059 | 168.222 | 167.751 | 167.953 | 168.22 | 167.811 | 167.026
Consumer Transformation | Dem_BB008 | GWh | SEPD | Acton Lane 66kV |  | 93.271 | 85.279 | 83.193 | 83.364 | 83.305 | 83.177 | 82.881 | 82.693 | 82.677 | 82.824 | 83.884 | 85.752 | 87.635 | 90.159 | 92.789 | 95.774 | 98.094 | 99.99 | 101.082 | 101.907 | 102.425 | 102.247 | 102.003 | 101.527 | 101.244 | 101.398 | 101.588 | 101.39 | 100.974
Consumer Transformation | Dem_BB008 | GWh | SEPD | Botley Wood |  | 619.319 | 559.783 | 545.002 | 545.575 | 544.528 | 542.635 | 539.632 | 537.391 | 536.597 | 536.715 | 542.096 | 552.889 | 563.67 | 579.062 | 595.152 | 613.611 | 627.861 | 639.547 | 646.267 | 651.371 | 654.704 | 653.707 | 652.125 | 648.952 | 646.825 | 647.773 | 649.083 | 648.023 | 645.818
Consumer Transformation | Dem_BB008 | GWh | SEPD | Bramley |  | 2354.519 | 2133.028 | 2075.325 | 2075.029 | 2071.443 | 2064.73 | 2053.162 | 2043.792 | 2038.61 | 2038.549 | 2057.946 | 2097.005 | 2135.72 | 2187.305 | 2244.716 | 2307.373 | 2354.483 | 2391.866 | 2411.113 | 2428.008 | 2434.16 | 2424.61 | 2414.344 | 2399.619 | 2392.316 | 2392.516 | 2393.703 | 2385.481 | 2371.797
Consumer Transformation | Dem_BB008 | GWh | SEPD | Chickerell |  | 351.557 | 321.006 | 312.86 | 313.184 | 312.994 | 312.429 | 311.172 | 310.237 | 309.897 | 310.468 | 314.152 | 320.84 | 327.537 | 336.288 | 346.197 | 356.718 | 364.791 | 371.283 | 374.856 | 378.309 | 379.787 | 378.727 | 377.496 | 375.495 | 374.614 | 374.94 | 375.401 | 374.372 | 372.482
Consumer Transformation | Dem_BB008 | GWh | SEPD | Cowley |  | 2063.264 | 1871.734 | 1821.902 | 1822.357 | 1819.268 | 1813.842 | 1804.255 | 1796.647 | 1792.796 | 1793.305 | 1811.268 | 1846.621 | 1881.777 | 1928.759 | 1980.517 | 2037.32 | 2080.318 | 2114.662 | 2132.805 | 2148.685 | 2155.216 | 2147.716 | 2139.393 | 2126.922 | 2120.451 | 2121.221 | 2122.874 | 2116.221 | 2104.821
Consumer Transformation | Dem_BB008 | GWh | SEPD | Ealing |  | 775.948 | 708.159 | 690.616 | 691.953 | 691.24 | 689.978 | 687.335 | 685.525 | 685.274 | 686.309 | 694.725 | 709.953 | 725.278 | 746.024 | 767.448 | 791.995 | 811.042 | 826.613 | 835.589 | 842.198 | 846.479 | 845.061 | 843.006 | 839.021 | 836.572 | 837.813 | 839.42 | 837.811 | 834.472
Consumer Transformation | Dem_BB008 | GWh | SEPD | Fawley |  | 761.522 | 691.38 | 673.435 | 674.144 | 673.286 | 671.449 | 668.188 | 665.76 | 664.901 | 665.479 | 672.699 | 686.514 | 700.329 | 719.302 | 739.689 | 762.436 | 779.942 | 794.19 | 802.229 | 808.785 | 812.476 | 810.779 | 808.509 | 804.42 | 802.093 | 803.05 | 804.389 | 802.686 | 799.365
Consumer Transformation | Dem_BB008 | GWh | SEPD | Fleet |  | 2795.222 | 2519.843 | 2449.209 | 2447.281 | 2440.952 | 2430.821 | 2414.78 | 2401.424 | 2393.278 | 2391.143 | 2410.489 | 2452.906 | 2494.646 | 2551.351 | 2615.948 | 2685.726 | 2737.62 | 2778.516 | 2798.814 | 2818.268 | 2823.931 | 2811.677 | 2798.686 | 2780.654 | 2771.116 | 2770.492 | 2771.105 | 2760.993 | 2744.746
Consumer Transformation | Dem_BB008 | GWh | SEPD | Iver 132kV |  | 1197.763 | 1088.245 | 1060.253 | 1061.599 | 1060.03 | 1057.254 | 1052.273 | 1048.61 | 1047.425 | 1048.229 | 1059.796 | 1081.759 | 1103.748 | 1133.939 | 1165.472 | 1201.474 | 1229.21 | 1251.792 | 1264.575 | 1274.305 | 1280.171 | 1277.533 | 1273.995 | 1267.58 | 1263.681 | 1265.205 | 1267.333 | 1264.651 | 1259.418
Consumer Transformation | Dem_BB008 | GWh | SEPD | Iver 66kV |  | 581.176 | 524.187 | 510.671 | 511.791 | 510.339 | 508.414 | 505.591 | 503.624 | 503.294 | 503.181 | 508.346 | 518.76 | 529.23 | 544.971 | 559.751 | 578.324 | 592.88 | 605.057 | 612.47 | 616.875 | 621.134 | 621.228 | 620.481 | 617.977 | 615.483 | 616.955 | 618.842 | 618.6 | 617.51
Consumer Transformation | Dem_BB008 | GWh | SEPD | Laleham |  | 981.412 | 888.043 | 864.675 | 865.578 | 863.755 | 860.881 | 856.214 | 852.713 | 851.407 | 851.451 | 860.048 | 877.166 | 894.264 | 918.371 | 943.092 | 971.911 | 994.078 | 1012.169 | 1022.424 | 1029.812 | 1034.618 | 1032.608 | 1029.776 | 1024.556 | 1021.031 | 1022.277 | 1024.069 | 1022.055 | 1018.141
Consumer Transformation | Dem_BB008 | GWh | SEPD | Lovedean |  | 2111.425 | 1911.233 | 1859.673 | 1859.813 | 1856.696 | 1850.497 | 1840.077 | 1831.762 | 1827.489 | 1827.656 | 1845.169 | 1880.492 | 1915.568 | 1963.165 | 2015.976 | 2073.734 | 2117.463 | 2152.474 | 2171.08 | 2187.25 | 2194.213 | 2186.93 | 2178.667 | 2166.055 | 2159.499 | 2160.441 | 2162.353 | 2155.93 | 2144.854
Consumer Transformation | Dem_BB008 | GWh | SEPD | Mannington |  | 2519.116 | 2282.39 | 2220.287 | 2219.465 | 2215.829 | 2208.652 | 2196.17 | 2185.923 | 2179.955 | 2180.318 | 2200.846 | 2242.271 | 2283.291 | 2337.379 | 2400.065 | 2466.233 | 2515.821 | 2555.005 | 2574.855 | 2594.782 | 2600.745 | 2589.952 | 2578.547 | 2562.536 | 2555.198 | 2555.101 | 2556.009 | 2546.8 | 2531.627
Consumer Transformation | Dem_BB008 | GWh | SEPD | Melksham |  | 1857.123 | 1679.082 | 1632.78 | 1631.851 | 1628.617 | 1622.728 | 1612.913 | 1604.794 | 1599.948 | 1599.346 | 1613.489 | 1642.995 | 1672.125 | 1710.956 | 1755.135 | 1802.669 | 1838.139 | 1866.099 | 1880.074 | 1893.17 | 1897.073 | 1888.849 | 1880.21 | 1868.241 | 1862.401 | 1862.062 | 1862.496 | 1855.608 | 1844.422
Consumer Transformation | Dem_BB008 | GWh | SEPD | Minety |  | 1485.621 | 1342.875 | 1306.702 | 1307.135 | 1304.255 | 1299.586 | 1292.042 | 1286.099 | 1283.24 | 1283.044 | 1295.13 | 1319.858 | 1344.434 | 1378.521 | 1415.143 | 1456.347 | 1487.666 | 1512.926 | 1526.64 | 1537.972 | 1543.613 | 1539.214 | 1533.912 | 1525.359 | 1520.244 | 1521.287 | 1523.072 | 1519.106 | 1512.079
Consumer Transformation | Dem_BB008 | GWh | SEPD | North Hyde |  | 574.069 | 525.734 | 513.471 | 515.221 | 514.924 | 514.361 | 512.9 | 512.166 | 512.744 | 514.022 | 521.189 | 533.594 | 546.178 | 563.613 | 580.837 | 601.205 | 617.296 | 630.708 | 638.927 | 644.638 | 649.246 | 649.362 | 648.73 | 646.347 | 644.535 | 646.207 | 648.206 | 647.793 | 646.222
Consumer Transformation | Dem_BB008 | GWh | SEPD | Nursling |  | 1175.933 | 1074.754 | 1048.489 | 1050.779 | 1050.414 | 1048.821 | 1045.175 | 1042.825 | 1042.855 | 1045.182 | 1058.631 | 1082.494 | 1106.561 | 1139.173 | 1173.743 | 1212.384 | 1242.538 | 1267.32 | 1281.883 | 1293.607 | 1300.993 | 1299.533 | 1296.949 | 1291.252 | 1288.058 | 1290.42 | 1293.363 | 1291.366 | 1286.784
Consumer Transformation | Dem_BB008 | GWh | SHEPD | Abernethy |  | 167.102 | 150.393 | 146.129 | 145.984 | 146.044 | 145.436 | 144.493 | 143.722 | 143.291 | 144.007 | 145.326 | 148.065 | 150.796 | 154.642 | 162.037 | 167.254 | 171.32 | 174.679 | 176.67 | 182.529 | 183.897 | 184.011 | 183.868 | 183.201 | 186.937 | 187.572 | 188.332 | 188.444 | 188.317
Consumer Transformation | Dem_BB008 | GWh | SHEPD | Alness |  | 118.933 | 108.646 | 105.918 | 106.059 | 106.447 | 106.307 | 105.95 | 105.725 | 105.728 | 106.738 | 108.226 | 110.792 | 113.393 | 116.949 | 123.587 | 128.271 | 132.03 | 135.201 | 137.227 | 142.668 | 144.183 | 144.662 | 144.878 | 144.604 | 148.201 | 148.965 | 149.831 | 150.175 | 150.344
Consumer Transformation | Dem_BB008 | GWh | SHEPD | Arbroath |  | 125.95 | 115.257 | 112.393 | 112.554 | 112.97 | 112.856 | 112.509 | 112.293 | 112.309 | 113.449 | 115.082 | 117.849 | 120.657 | 124.447 | 131.758 | 136.792 | 140.834 | 144.246 | 146.431 | 152.532 | 154.191 | 154.721 | 154.964 | 154.695 | 158.798 | 159.637 | 160.583 | 160.965 | 161.158
Consumer Transformation | Dem_BB008 | GWh | SHEPD | Ardkinglas |  | 0 | 0 | 0 | 0 | 0 | 0 | 0 | 0 | 0 | 0 | 0 | 0 | 0 | 0 | 0 | 0 | 0 | 0 | 0 | 0 | 0 | 0 | 0 | 0 | 0 | 0 | 0 | 0 | 0
Consumer Transformation | Dem_BB008 | GWh | SHEPD | Ardmore |  | 124.314 | 112.274 | 109.181 | 109.131 | 109.258 | 108.872 | 108.247 | 107.754 | 107.511 | 108.091 | 109.199 | 111.376 | 113.547 | 116.587 | 122.14 | 126.193 | 129.363 | 131.995 | 133.579 | 137.817 | 138.894 | 139.008 | 138.938 | 138.461 | 141.066 | 141.561 | 142.152 | 142.243 | 142.156
Consumer Transformation | Dem_BB008 | GWh | SHEPD | Beauly |  | 111.712 | 101.853 | 99.219 | 99.276 | 99.463 | 99.284 | 98.877 | 98.578 | 98.476 | 99.077 | 100.309 | 102.506 | 104.718 | 107.668 | 112.605 | 116.411 | 119.406 | 121.876 | 123.357 | 126.827 | 127.77 | 127.827 | 127.724 | 127.275 | 129.243 | 129.663 | 130.153 | 130.164 | 129.967
Consumer Transformation | Dem_BB008 | GWh | SHEPD | Berryburn |  | 0 | 0 | 0 | 0 | 0 | 0 | 0 | 0 | 0 | 0 | 0 | 0 | 0 | 0 | 0 | 0 | 0 | 0 | 0 | 0 | 0 | 0 | 0 | 0 | 0 | 0 | 0 | 0 | 0
Consumer Transformation | Dem_BB008 | GWh | SHEPD | Boat of Garten |  | 88.288 | 81.201 | 79.222 | 79.33 | 79.519 | 79.488 | 79.277 | 79.148 | 79.136 | 79.622 | 80.752 | 82.648 | 84.563 | 87.009 | 90.705 | 93.765 | 96.175 | 98.144 | 99.304 | 101.598 | 102.263 | 102.212 | 102.075 | 101.683 | 102.783 | 103.056 | 103.373 | 103.291 | 102.992
Consumer Transformation | Dem_BB008 | GWh | SHEPD | Braco West |  | 99.63 | 91.577 | 89.4 | 89.605 | 90.085 | 90.07 | 89.891 | 89.818 | 89.939 | 91.122 | 92.598 | 95.005 | 97.462 | 100.797 | 107.562 | 112.024 | 115.653 | 118.753 | 120.809 | 126.784 | 128.445 | 129.147 | 129.552 | 129.47 | 133.67 | 134.545 | 135.519 | 136.037 | 136.422
Consumer Transformation | Dem_BB008 | GWh | SHEPD | Bridge of Dun |  | 106.143 | 97.124 | 94.723 | 94.877 | 95.284 | 95.194 | 94.914 | 94.75 | 94.798 | 95.893 | 97.31 | 99.7 | 102.126 | 105.454 | 112.155 | 116.614 | 120.219 | 123.286 | 125.278 | 131.126 | 132.718 | 133.329 | 133.657 | 133.502 | 137.57 | 138.395 | 139.322 | 139.776 | 140.092
Consumer Transformation | Dem_BB008 | GWh | SHEPD | Broadford-Skye |  | 59.464 | 54.44 | 53.062 | 53.103 | 53.186 | 53.12 | 52.936 | 52.797 | 52.749 | 53.011 | 53.697 | 54.884 | 56.077 | 57.622 | 59.94 | 61.875 | 63.385 | 64.613 | 65.316 | 66.718 | 67.099 | 67.021 | 66.892 | 66.604 | 67.237 | 67.39 | 67.564 | 67.486 | 67.262
Consumer Transformation | Dem_BB008 | GWh | SHEPD | Brora |  | 28.926 | 26.59 | 25.955 | 25.999 | 26.097 | 26.095 | 26.03 | 25.998 | 26.015 | 26.249 | 26.652 | 27.306 | 27.974 | 28.856 | 30.387 | 31.521 | 32.429 | 33.192 | 33.672 | 34.834 | 35.171 | 35.257 | 35.282 | 35.198 | 35.926 | 36.088 | 36.271 | 36.327 | 36.32
Consumer Transformation | Dem_BB008 | GWh | SHEPD | Burghmuir |  | 156.664 | 143.793 | 140.274 | 140.502 | 140.994 | 140.913 | 140.538 | 140.313 | 140.353 | 141.661 | 143.746 | 147.23 | 150.768 | 155.445 | 163.93 | 170.037 | 174.911 | 179.003 | 181.573 | 188.272 | 190.108 | 190.576 | 190.737 | 190.31 | 194.591 | 195.494 | 196.515 | 196.822 | 196.849
Consumer Transformation | Dem_BB008 | GWh | SHEPD | Carradale |  | 72.818 | 66.863 | 65.23 | 65.345 | 65.568 | 65.538 | 65.364 | 65.27 | 65.296 | 65.822 | 66.787 | 68.398 | 70.043 | 72.203 | 75.785 | 78.552 | 80.748 | 82.59 | 83.728 | 86.315 | 87.085 | 87.235 | 87.256 | 87.026 | 88.54 | 88.904 | 89.315 | 89.394 | 89.337
Consumer Transformation | Dem_BB008 | GWh | SHEPD | Cassley |  | 5.068 | 4.732 | 4.636 | 4.649 | 4.674 | 4.684 | 4.69 | 4.692 | 4.703 | 4.753 | 4.84 | 4.974 | 5.116 | 5.285 | 5.55 | 5.764 | 5.925 | 6.069 | 6.157 | 6.332 | 6.386 | 6.401 | 6.399 | 6.387 | 6.476 | 6.502 | 6.531 | 6.533 | 6.522
Consumer Transformation | Dem_BB008 | GWh | SHEPD | Ceannacroc |  | 5.252 | 4.796 | 4.676 | 4.683 | 4.689 | 4.684 | 4.665 | 4.655 | 4.653 | 4.685 | 4.751 | 4.853 | 4.962 | 5.105 | 5.349 | 5.536 | 5.679 | 5.806 | 5.878 | 6.055 | 6.098 | 6.106 | 6.104 | 6.085 | 6.184 | 6.209 | 6.233 | 6.237 | 6.23
Consumer Transformation | Dem_BB008 | GWh | SHEPD | Charleston |  | 79.929 | 71.792 | 69.785 | 69.766 | 69.985 | 69.698 | 69.268 | 68.949 | 68.83 | 69.611 | 70.368 | 71.85 | 73.347 | 75.597 | 80.986 | 84.193 | 86.793 | 89.034 | 90.52 | 95.738 | 97.058 | 97.665 | 98.014 | 97.955 | 101.855 | 102.569 | 103.376 | 103.882 | 104.356
Consumer Transformation | Dem_BB008 | GWh | SHEPD | Clachan |  | 14.187 | 12.966 | 12.638 | 12.651 | 12.683 | 12.668 | 12.627 | 12.596 | 12.594 | 12.679 | 12.85 | 13.146 | 13.443 | 13.838 | 14.506 | 15.014 | 15.42 | 15.756 | 15.964 | 16.438 | 16.578 | 16.599 | 16.599 | 16.546 | 16.818 | 16.885 | 16.954 | 16.969 | 16.949
Consumer Transformation | Dem_BB008 | GWh | SHEPD | Clayhills |  | 102.949 | 96.414 | 94.392 | 94.726 | 95.195 | 95.452 | 95.527 | 95.664 | 95.91 | 96.863 | 98.686 | 101.445 | 104.257 | 107.729 | 112.932 | 117.203 | 120.62 | 123.445 | 125.192 | 128.579 | 129.655 | 129.786 | 129.782 | 129.432 | 131.183 | 131.671 | 132.209 | 132.209 | 131.925
Consumer Transformation | Dem_BB008 | GWh | SHEPD | Coupar Angus |  | 80.105 | 73.671 | 71.947 | 72.143 | 72.605 | 72.606 | 72.488 | 72.468 | 72.606 | 73.723 | 74.987 | 77.01 | 79.082 | 81.933 | 88.056 | 91.926 | 95.106 | 97.844 | 99.702 | 105.368 | 106.951 | 107.717 | 108.193 | 108.226 | 112.35 | 113.207 | 114.149 | 114.724 | 115.223
Consumer Transformation | Dem_BB008 | GWh | SHEPD | Craigiebuckler |  | 93.509 | 84.363 | 82.085 | 82.134 | 82.478 | 82.213 | 81.788 | 81.494 | 81.439 | 82.519 | 83.544 | 85.447 | 87.37 | 90.224 | 97.083 | 101.144 | 104.46 | 107.325 | 109.268 | 115.985 | 117.73 | 118.592 | 119.113 | 119.124 | 124.18 | 125.135 | 126.209 | 126.906 | 127.58
Consumer Transformation | Dem_BB008 | GWh | SHEPD | Dallas |  | 0 | 0 | 0 | 0 | 0 | 0 | 0 | 0 | 0 | 0 | 0 | 0 | 0 | 0 | 0 | 0 | 0 | 0 | 0 | 0 | 0 | 0 | 0 | 0 | 0 | 0 | 0 | 0 | 0
Consumer Transformation | Dem_BB008 | GWh | SHEPD | Dounreay |  | 47.931 | 43.618 | 42.476 | 42.482 | 42.542 | 42.444 | 42.255 | 42.109 | 42.046 | 42.27 | 42.762 | 43.67 | 44.578 | 45.786 | 47.798 | 49.361 | 50.584 | 51.591 | 52.184 | 53.56 | 53.926 | 53.916 | 53.85 | 53.643 | 54.408 | 54.566 | 54.746 | 54.73 | 54.619
Consumer Transformation | Dem_BB008 | GWh | SHEPD | Dudhope |  | 150.074 | 139.373 | 136.284 | 136.696 | 137.409 | 137.613 | 137.55 | 137.621 | 137.909 | 139.505 | 141.977 | 145.835 | 149.769 | 154.842 | 163.736 | 170.232 | 175.482 | 179.893 | 182.72 | 189.65 | 191.69 | 192.305 | 192.606 | 192.288 | 196.677 | 197.696 | 198.817 | 199.2 | 199.268
Consumer Transformation | Dem_BB008 | GWh | SHEPD | Dunbeath |  | 0.231 | 0.208 | 0.202 | 0.206 | 0.205 | 0.202 | 0.203 | 0.2 | 0.199 | 0.197 | 0.2 | 0.208 | 0.208 | 0.212 | 0.22 | 0.224 | 0.228 | 0.238 | 0.237 | 0.238 | 0.239 | 0.236 | 0.237 | 0.234 | 0.234 | 0.235 | 0.236 | 0.23 | 0.232
Consumer Transformation | Dem_BB008 | GWh | SHEPD | Dunoon |  | 40.538 | 37.297 | 36.397 | 36.462 | 36.586 | 36.583 | 36.497 | 36.452 | 36.469 | 36.808 | 37.357 | 38.283 | 39.208 | 40.43 | 42.579 | 44.162 | 45.421 | 46.47 | 47.131 | 48.777 | 49.241 | 49.341 | 49.367 | 49.251 | 50.274 | 50.495 | 50.744 | 50.812 | 50.791
Consumer Transformation | Dem_BB008 | GWh | SHEPD | Dunvegan |  | 20.625 | 18.777 | 18.283 | 18.292 | 18.319 | 18.286 | 18.208 | 18.141 | 18.121 | 18.227 | 18.448 | 18.844 | 19.242 | 19.779 | 20.679 | 21.374 | 21.912 | 22.362 | 22.633 | 23.267 | 23.439 | 23.445 | 23.423 | 23.343 | 23.698 | 23.778 | 23.864 | 23.866 | 23.833
Consumer Transformation | Dem_BB008 | GWh | SHEPD | Dyce |  | 108.393 | 99.688 | 97.332 | 97.567 | 98.106 | 98.103 | 97.924 | 97.861 | 98.004 | 99.327 | 100.959 | 103.603 | 106.304 | 109.982 | 117.471 | 122.388 | 126.394 | 129.821 | 132.095 | 138.748 | 140.599 | 141.397 | 141.864 | 141.796 | 146.492 | 147.477 | 148.559 | 149.147 | 149.595
Consumer Transformation | Dem_BB008 | GWh | SHEPD | Elgin |  | 176.949 | 161.509 | 157.368 | 157.471 | 157.778 | 157.517 | 156.91 | 156.468 | 156.318 | 157.266 | 159.256 | 162.784 | 166.326 | 171.027 | 178.8 | 184.849 | 189.601 | 193.518 | 195.867 | 201.263 | 202.733 | 202.795 | 202.624 | 201.914 | 204.916 | 205.563 | 206.324 | 206.32 | 205.973
Consumer Transformation | Dem_BB008 | GWh | SHEPD | Fasnakyle |  | 6.536 | 5.945 | 5.785 | 5.788 | 5.792 | 5.775 | 5.747 | 5.723 | 5.707 | 5.727 | 5.787 | 5.903 | 6.018 | 6.167 | 6.382 | 6.566 | 6.709 | 6.827 | 6.885 | 7 | 7.03 | 7.009 | 6.982 | 6.947 | 6.982 | 6.992 | 7.003 | 6.986 | 6.954
Consumer Transformation | Dem_BB008 | GWh | SHEPD | Fetteresso |  | 0 | 0 | 0 | 0 | 0 | 0 | 0 | 0 | 0 | 0 | 0 | 0 | 0 | 0 | 0 | 0 | 0 | 0 | 0 | 0 | 0 | 0 | 0 | 0 | 0 | 0 | 0 | 0 | 0
Consumer Transformation | Dem_BB008 | GWh | SHEPD | Fiddes |  | 48.666 | 45.039 | 44.043 | 44.191 | 44.498 | 44.549 | 44.526 | 44.55 | 44.677 | 45.386 | 46.222 | 47.522 | 48.86 | 50.669 | 54.382 | 56.798 | 58.771 | 60.477 | 61.628 | 64.988 | 65.949 | 66.406 | 66.69 | 66.709 | 69.116 | 69.63 | 70.199 | 70.527 | 70.802
Consumer Transformation | Dem_BB008 | GWh | SHEPD | Finstown |  | 0 | 0 | 0 | 0 | 0 | 0 | 0 | 0 | 0 | 0 | 0 | 0 | 0 | 0 | 0 | 0 | 0 | 0 | 0 | 0 | 0 | 0 | 0 | 0 | 0 | 0 | 0 | 0 | 0
Consumer Transformation | Dem_BB008 | GWh | SHEPD | Fort Augustus |  | 22.159 | 20.403 | 19.913 | 19.935 | 19.977 | 19.976 | 19.925 | 19.896 | 19.889 | 20.007 | 20.289 | 20.769 | 21.251 | 21.86 | 22.742 | 23.495 | 24.087 | 24.569 | 24.848 | 25.364 | 25.514 | 25.487 | 25.44 | 25.334 | 25.556 | 25.617 | 25.684 | 25.65 | 25.562
Consumer Transformation | Dem_BB008 | GWh | SHEPD | Fort William |  | 114.412 | 105.29 | 102.735 | 102.887 | 103.145 | 103.115 | 102.855 | 102.698 | 102.7 | 103.353 | 104.838 | 107.319 | 109.82 | 113.02 | 117.874 | 121.879 | 125.032 | 127.614 | 129.138 | 132.171 | 133.052 | 133.006 | 132.837 | 132.339 | 133.802 | 134.174 | 134.601 | 134.501 | 134.126
Consumer Transformation | Dem_BB008 | GWh | SHEPD | Fraserburgh |  | 71.855 | 66.014 | 64.422 | 64.557 | 64.86 | 64.842 | 64.699 | 64.625 | 64.693 | 65.46 | 66.486 | 68.173 | 69.892 | 72.21 | 76.764 | 79.838 | 82.327 | 84.447 | 85.824 | 89.723 | 90.802 | 91.215 | 91.433 | 91.334 | 94.003 | 94.566 | 95.191 | 95.48 | 95.675
Consumer Transformation | Dem_BB008 | GWh | SHEPD | Glenfarclas |  | 0 | 0 | 0 | 0 | 0 | 0 | 0 | 0 | 0 | 0 | 0 | 0 | 0 | 0 | 0 | 0 | 0 | 0 | 0 | 0 | 0 | 0 | 0 | 0 | 0 | 0 | 0 | 0 | 0
Consumer Transformation | Dem_BB008 | GWh | SHEPD | Grudie Bridge |  | 77.463 | 71.145 | 69.366 | 69.405 | 69.448 | 69.391 | 69.164 | 68.985 | 68.913 | 69.103 | 69.975 | 71.502 | 73.028 | 74.901 | 77.221 | 79.491 | 81.229 | 82.594 | 83.312 | 84.193 | 84.43 | 84.102 | 83.765 | 83.289 | 83.291 | 83.321 | 83.37 | 83.074 | 82.562
Consumer Transformation | Dem_BB008 | GWh | SHEPD | Inverness |  | 241.595 | 217.438 | 211.314 | 211.152 | 211.34 | 210.488 | 209.144 | 208.074 | 207.522 | 208.626 | 210.601 | 214.667 | 218.709 | 224.487 | 235.486 | 243.295 | 249.406 | 254.492 | 257.57 | 266.268 | 268.443 | 268.773 | 268.693 | 267.802 | 273.329 | 274.352 | 275.574 | 275.851 | 275.822
Consumer Transformation | Dem_BB008 | GWh | SHEPD | Keith |  | 164.143 | 150.992 | 147.331 | 147.548 | 147.947 | 147.9 | 147.53 | 147.3 | 147.306 | 148.302 | 150.445 | 154.018 | 157.636 | 162.279 | 169.498 | 175.352 | 179.958 | 183.754 | 186.022 | 190.72 | 192.085 | 192.1 | 191.918 | 191.244 | 193.651 | 194.237 | 194.917 | 194.842 | 194.396
Consumer Transformation | Dem_BB008 | GWh | SHEPD | Killin |  | 10.919 | 10.644 | 10.579 | 10.772 | 11.189 | 11.326 | 11.497 | 11.711 | 11.984 | 12.894 | 13.487 | 14.271 | 15.104 | 16.356 | 20.057 | 21.88 | 23.498 | 24.977 | 26.146 | 30.403 | 31.654 | 32.579 | 33.276 | 33.682 | 37.186 | 37.916 | 38.697 | 39.403 | 40.156
Consumer Transformation | Dem_BB008 | GWh | SHEPD | Kinlochleven |  | 24.316 | 22.471 | 21.935 | 21.968 | 22.009 | 22.02 | 21.975 | 21.944 | 21.947 | 22.055 | 22.38 | 22.912 | 23.449 | 24.113 | 24.984 | 25.79 | 26.407 | 26.91 | 27.196 | 27.613 | 27.74 | 27.682 | 27.604 | 27.475 | 27.585 | 27.629 | 27.678 | 27.616 | 27.482
Consumer Transformation | Dem_BB008 | GWh | SHEPD | Kintore |  | 236.791 | 217.282 | 212.025 | 212.437 | 213.406 | 213.302 | 212.784 | 212.52 | 212.691 | 215.194 | 218.512 | 224.007 | 229.597 | 237.169 | 252.132 | 262.212 | 270.367 | 277.29 | 281.809 | 294.679 | 298.229 | 299.574 | 300.298 | 299.95 | 308.817 | 310.662 | 312.709 | 313.69 | 314.341
Consumer Transformation | Dem_BB008 | GWh | SHEPD | Lairg |  | 14.641 | 13.524 | 13.203 | 13.222 | 13.25 | 13.259 | 13.233 | 13.212 | 13.219 | 13.291 | 13.49 | 13.812 | 14.137 | 14.541 | 15.096 | 15.593 | 15.98 | 16.293 | 16.472 | 16.765 | 16.856 | 16.832 | 16.791 | 16.715 | 16.821 | 16.851 | 16.892 | 16.853 | 16.787
Consumer Transformation | Dem_BB008 | GWh | SHEPD | Lunanhead |  | 120.22 | 110.369 | 107.694 | 107.89 | 108.341 | 108.289 | 108.025 | 107.875 | 107.948 | 109.116 | 110.775 | 113.53 | 116.328 | 120.077 | 127.222 | 132.177 | 136.159 | 139.525 | 141.686 | 147.628 | 149.275 | 149.82 | 150.088 | 149.848 | 153.838 | 154.663 | 155.601 | 155.986 | 156.187
Consumer Transformation | Dem_BB008 | GWh | SHEPD | Lyndhurst |  | 94.429 | 85.446 | 83.168 | 83.206 | 83.503 | 83.263 | 82.859 | 82.565 | 82.496 | 83.425 | 84.459 | 86.354 | 88.268 | 91.035 | 97.188 | 101.032 | 104.131 | 106.791 | 108.544 | 114.266 | 115.743 | 116.376 | 116.729 | 116.624 | 120.783 | 121.575 | 122.468 | 122.975 | 123.411
Consumer Transformation | Dem_BB008 | GWh | SHEPD | Macduff |  | 108.342 | 99.472 | 97.009 | 97.106 | 97.293 | 97.224 | 96.934 | 96.732 | 96.679 | 97.193 | 98.511 | 100.757 | 103.025 | 105.906 | 110.157 | 113.755 | 116.57 | 118.854 | 120.171 | 122.673 | 123.381 | 123.232 | 123.002 | 122.479 | 123.576 | 123.852 | 124.171 | 124.006 | 123.579
Consumer Transformation | Dem_BB008 | GWh | SHEPD | Milton of Craigie |  | 191.876 | 174.173 | 169.518 | 169.521 | 169.771 | 169.326 | 168.499 | 167.862 | 167.57 | 168.609 | 170.527 | 174.109 | 177.693 | 182.558 | 191.373 | 197.807 | 202.861 | 207.034 | 209.547 | 216.272 | 217.953 | 218.133 | 218.012 | 217.276 | 221.425 | 222.203 | 223.124 | 223.242 | 223.034
Consumer Transformation | Dem_BB008 | GWh | SHEPD | Mybster |  | 43.532 | 39.946 | 38.97 | 39.041 | 39.176 | 39.155 | 39.049 | 38.988 | 39.003 | 39.343 | 39.92 | 40.889 | 41.868 | 43.167 | 45.43 | 47.11 | 48.449 | 49.571 | 50.278 | 52 | 52.494 | 52.61 | 52.642 | 52.517 | 53.59 | 53.824 | 54.099 | 54.169 | 54.162
Consumer Transformation | Dem_BB008 | GWh | SHEPD | Nairn |  | 119.308 | 109.442 | 106.733 | 106.854 | 107.103 | 107.014 | 106.692 | 106.472 | 106.436 | 107.11 | 108.58 | 111.093 | 113.618 | 116.902 | 122.071 | 126.226 | 129.497 | 132.179 | 133.779 | 137.178 | 138.141 | 138.14 | 137.995 | 137.498 | 139.262 | 139.675 | 140.158 | 140.106 | 139.787
Consumer Transformation | Dem_BB008 | GWh | SHEPD | Orrin |  | 0 | 0 | 0 | 0 | 0 | 0 | 0 | 0 | 0 | 0 | 0 | 0 | 0 | 0 | 0 | 0 | 0 | 0 | 0 | 0 | 0 | 0 | 0 | 0 | 0 | 0 | 0 | 0 | 0
Consumer Transformation | Dem_BB008 | GWh | SHEPD | Persley |  | 166.413 | 152.368 | 148.639 | 148.901 | 149.585 | 149.462 | 149.054 | 148.822 | 148.926 | 150.734 | 153.015 | 156.827 | 160.702 | 166.025 | 176.885 | 184.032 | 189.836 | 194.773 | 198.017 | 207.602 | 210.224 | 211.28 | 211.87 | 211.679 | 218.405 | 219.783 | 221.311 | 222.101 | 222.69
Consumer Transformation | Dem_BB008 | GWh | SHEPD | Peterhead Grange |  | 77.972 | 71.941 | 70.207 | 70.304 | 70.424 | 70.423 | 70.261 | 70.155 | 70.144 | 70.471 | 71.473 | 73.143 | 74.825 | 76.896 | 79.665 | 82.191 | 84.155 | 85.731 | 86.606 | 87.96 | 88.351 | 88.138 | 87.894 | 87.467 | 87.85 | 87.972 | 88.119 | 87.902 | 87.473
Consumer Transformation | Dem_BB008 | GWh | SHEPD | Peterhead Shell |  | 27.858 | 25.328 | 24.677 | 24.702 | 24.808 | 24.753 | 24.66 | 24.595 | 24.589 | 24.885 | 25.226 | 25.818 | 26.428 | 27.277 | 29.131 | 30.307 | 31.259 | 32.077 | 32.612 | 34.311 | 34.759 | 34.955 | 35.063 | 35.039 | 36.262 | 36.507 | 36.772 | 36.922 | 37.052
Consumer Transformation | Dem_BB008 | GWh | SHEPD | Port Ann |  | 97.673 | 89.639 | 87.418 | 87.52 | 87.715 | 87.648 | 87.387 | 87.206 | 87.174 | 87.669 | 88.87 | 90.916 | 92.98 | 95.638 | 99.614 | 102.94 | 105.544 | 107.679 | 108.935 | 111.373 | 112.086 | 112.02 | 111.849 | 111.414 | 112.574 | 112.86 | 113.2 | 113.102 | 112.779
Consumer Transformation | Dem_BB008 | GWh | SHEPD | Quoich |  | 1.033 | 0.941 | 0.918 | 0.914 | 0.917 | 0.916 | 0.912 | 0.911 | 0.906 | 0.91 | 0.915 | 0.932 | 0.956 | 0.979 | 1.008 | 1.037 | 1.055 | 1.075 | 1.086 | 1.098 | 1.101 | 1.098 | 1.091 | 1.085 | 1.087 | 1.086 | 1.086 | 1.082 | 1.076
Consumer Transformation | Dem_BB008 | GWh | SHEPD | Rannoch |  | 7.166 | 6.857 | 6.754 | 6.812 | 6.899 | 6.953 | 6.995 | 7.045 | 7.108 | 7.292 | 7.496 | 7.773 | 8.066 | 8.449 | 9.247 | 9.749 | 10.174 | 10.545 | 10.813 | 11.563 | 11.795 | 11.931 | 12.027 | 12.058 | 12.618 | 12.745 | 12.88 | 12.976 | 13.064
Consumer Transformation | Dem_BB008 | GWh | SHEPD | Redmoss |  | 159.509 | 147.108 | 143.692 | 144.046 | 144.773 | 144.823 | 144.604 | 144.542 | 144.756 | 146.514 | 148.944 | 152.849 | 156.829 | 162.118 | 172.227 | 179.19 | 184.825 | 189.605 | 192.723 | 201.224 | 203.626 | 204.517 | 204.997 | 204.763 | 210.519 | 211.759 | 213.126 | 213.753 | 214.122
Consumer Transformation | Dem_BB008 | GWh | SHEPD | Rothienorman |  | 58.934 | 54.141 | 52.83 | 52.921 | 53.116 | 53.095 | 52.964 | 52.89 | 52.914 | 53.412 | 54.211 | 55.539 | 56.887 | 58.669 | 61.86 | 64.177 | 66.03 | 67.583 | 68.562 | 71.051 | 71.75 | 71.929 | 71.994 | 71.834 | 73.409 | 73.751 | 74.136 | 74.252 | 74.263
Consumer Transformation | Dem_BB008 | GWh | SHEPD | Shin |  | 6.665 | 6.183 | 6.042 | 6.06 | 6.086 | 6.089 | 6.087 | 6.091 | 6.104 | 6.157 | 6.259 | 6.433 | 6.602 | 6.817 | 7.167 | 7.44 | 7.656 | 7.836 | 7.949 | 8.201 | 8.278 | 8.291 | 8.299 | 8.28 | 8.426 | 8.463 | 8.501 | 8.509 | 8.501
Consumer Transformation | Dem_BB008 | GWh | SHEPD | Sloy |  | 6.274 | 5.815 | 5.689 | 5.707 | 5.744 | 5.753 | 5.747 | 5.752 | 5.765 | 5.838 | 5.944 | 6.107 | 6.279 | 6.505 | 6.9 | 7.198 | 7.435 | 7.627 | 7.767 | 8.087 | 8.187 | 8.225 | 8.251 | 8.242 | 8.453 | 8.504 | 8.562 | 8.588 | 8.606
Consumer Transformation | Dem_BB008 | GWh | SHEPD | St Fergus Gas Terminal |  | 21.823 | 20.313 | 19.872 | 19.935 | 20.048 | 20.084 | 20.088 | 20.104 | 20.153 | 20.401 | 20.775 | 21.353 | 21.942 | 22.7 | 24.034 | 25.002 | 25.789 | 26.452 | 26.877 | 27.926 | 28.232 | 28.339 | 28.389 | 28.35 | 29.018 | 29.177 | 29.347 | 29.41 | 29.426
Consumer Transformation | Dem_BB008 | GWh | SHEPD | St Fillans |  | 7.949 | 7.59 | 7.55 | 7.715 | 8.114 | 8.197 | 8.314 | 8.469 | 8.692 | 9.556 | 10.016 | 10.63 | 11.284 | 12.36 | 15.95 | 17.595 | 19.062 | 20.422 | 21.519 | 25.826 | 27.058 | 28.009 | 28.715 | 29.143 | 32.776 | 33.518 | 34.318 | 35.073 | 35.93
Consumer Transformation | Dem_BB008 | GWh | SHEPD | Strichen |  | 76.986 | 70.624 | 68.9 | 69.018 | 69.284 | 69.242 | 69.054 | 68.952 | 68.981 | 69.69 | 70.733 | 72.466 | 74.228 | 76.576 | 81.026 | 84.128 | 86.616 | 88.721 | 90.064 | 93.716 | 94.72 | 95.033 | 95.171 | 95.001 | 97.428 | 97.929 | 98.501 | 98.713 | 98.815
Consumer Transformation | Dem_BB008 | GWh | SHEPD | Tarland |  | 57.445 | 52.829 | 51.597 | 51.729 | 52.042 | 52.051 | 51.961 | 51.937 | 52.03 | 52.799 | 53.693 | 55.127 | 56.596 | 58.613 | 62.859 | 65.576 | 67.796 | 69.716 | 71.008 | 74.884 | 75.965 | 76.468 | 76.783 | 76.786 | 79.581 | 80.162 | 80.803 | 81.18 | 81.493
Consumer Transformation | Dem_BB008 | GWh | SHEPD | Taynuilt |  | 127.578 | 117.08 | 114.202 | 114.363 | 114.677 | 114.598 | 114.271 | 114.067 | 114.056 | 114.836 | 116.451 | 119.189 | 121.96 | 125.57 | 131.279 | 135.856 | 139.472 | 142.453 | 144.263 | 148.097 | 149.226 | 149.303 | 149.21 | 148.712 | 150.776 | 151.28 | 151.852 | 151.855 | 151.585
Consumer Transformation | Dem_BB008 | GWh | SHEPD | Thurso |  | 121.512 | 111.21 | 108.491 | 108.708 | 109.246 | 109.156 | 108.86 | 108.705 | 108.811 | 110.115 | 111.79 | 114.602 | 117.456 | 121.416 | 129.252 | 134.526 | 138.808 | 142.471 | 144.89 | 151.715 | 153.664 | 154.471 | 154.923 | 154.8 | 159.563 | 160.587 | 161.723 | 162.319 | 162.775
Consumer Transformation | Dem_BB008 | GWh | SHEPD | Tummel Bridge |  | 43.101 | 40.158 | 39.359 | 39.593 | 40.078 | 40.194 | 40.264 | 40.397 | 40.649 | 41.729 | 42.691 | 44.121 | 45.602 | 47.692 | 52.759 | 55.66 | 58.113 | 60.285 | 61.861 | 67.031 | 68.52 | 69.438 | 70.081 | 70.345 | 74.355 | 75.206 | 76.123 | 76.819 | 77.535
Consumer Transformation | Dem_BB008 | GWh | SHEPD | Willowdale |  | 111.031 | 103.107 | 100.838 | 101.17 | 101.762 | 101.915 | 101.88 | 101.955 | 102.205 | 103.529 | 105.413 | 108.33 | 111.316 | 115.212 | 122.381 | 127.429 | 131.528 | 135.003 | 137.274 | 143.165 | 144.886 | 145.52 | 145.873 | 145.727 | 149.635 | 150.521 | 151.489 | 151.914 | 152.134
Consumer Transformation | Dem_BB008 | GWh | SHEPD | Woodhill |  | 141.256 | 128.413 | 125.096 | 125.227 | 125.728 | 125.464 | 124.967 | 124.631 | 124.607 | 126.074 | 127.779 | 130.783 | 133.824 | 138.131 | 147.43 | 153.339 | 158.129 | 162.219 | 164.922 | 173.426 | 175.679 | 176.634 | 177.17 | 177.031 | 183.152 | 184.345 | 185.687 | 186.437 | 187.051
Consumer Transformation | Dem_BB008 | GWh | SPD | Ayr |  | 171.622 | 157.752 | 153.929 | 154.184 | 154.662 | 154.598 | 154.218 | 153.984 | 154.033 | 155.35 | 157.641 | 161.458 | 165.328 | 170.388 | 179.157 | 185.68 | 190.877 | 195.205 | 197.892 | 204.457 | 206.288 | 206.643 | 206.701 | 206.157 | 210.125 | 210.993 | 211.981 | 212.183 | 212.041
Consumer Transformation | Dem_BB008 | GWh | SPD | Bainsford |  | 63.081 | 57.67 | 56.24 | 56.338 | 56.593 | 56.533 | 56.36 | 56.269 | 56.301 | 56.997 | 57.85 | 59.281 | 60.738 | 62.756 | 66.988 | 69.724 | 71.936 | 73.838 | 75.094 | 78.892 | 79.921 | 80.358 | 80.606 | 80.551 | 83.24 | 83.784 | 84.394 | 84.723 | 84.984
Consumer Transformation | Dem_BB008 | GWh | SPD | Bathgate |  | 132.141 | 121.366 | 118.431 | 118.644 | 119.093 | 119.039 | 118.747 | 118.588 | 118.651 | 119.85 | 121.652 | 124.658 | 127.702 | 131.755 | 139.292 | 144.608 | 148.873 | 152.461 | 154.743 | 160.847 | 162.53 | 163.033 | 163.25 | 162.938 | 166.922 | 167.759 | 168.706 | 169.048 | 169.167
Consumer Transformation | Dem_BB008 | GWh | SPD | Berwick |  | 145.941 | 135.63 | 132.573 | 132.897 | 133.327 | 133.501 | 133.391 | 133.384 | 133.541 | 134.498 | 136.715 | 140.216 | 143.765 | 148.137 | 154.349 | 159.709 | 163.932 | 167.383 | 169.42 | 172.996 | 174.107 | 173.98 | 173.73 | 173.076 | 174.586 | 175.031 | 175.532 | 175.32 | 174.701
Consumer Transformation | Dem_BB008 | GWh | SPD | Bonnybridge |  | 226.054 | 205.283 | 199.862 | 199.93 | 200.36 | 199.868 | 198.947 | 198.257 | 198.01 | 199.586 | 201.99 | 206.389 | 210.815 | 216.906 | 228.755 | 236.931 | 243.426 | 248.866 | 252.262 | 262.022 | 264.529 | 265.154 | 265.342 | 264.675 | 271.118 | 272.357 | 273.775 | 274.256 | 274.405
Consumer Transformation | Dem_BB008 | GWh | SPD | Braehead Park |  | 113.438 | 104.111 | 101.564 | 101.726 | 102.046 | 101.983 | 101.706 | 101.536 | 101.555 | 102.451 | 103.948 | 106.448 | 108.982 | 112.335 | 118.321 | 122.677 | 126.152 | 129.06 | 130.876 | 135.504 | 136.784 | 137.077 | 137.162 | 136.833 | 139.721 | 140.335 | 141.039 | 141.223 | 141.203
Consumer Transformation | Dem_BB008 | GWh | SPD | Broxburn |  | 189.312 | 173.139 | 168.795 | 168.995 | 169.473 | 169.262 | 168.699 | 168.318 | 168.281 | 169.719 | 172.05 | 176.069 | 180.131 | 185.568 | 195.535 | 202.682 | 208.37 | 213.132 | 216.109 | 223.983 | 226.116 | 226.628 | 226.774 | 226.221 | 231.234 | 232.273 | 233.451 | 233.798 | 233.82
Consumer Transformation | Dem_BB008 | GWh | SPD | Carntyne |  | 77.432 | 70.494 | 68.662 | 68.694 | 68.84 | 68.696 | 68.4 | 68.191 | 68.119 | 68.623 | 69.471 | 71.004 | 72.549 | 74.639 | 78.481 | 81.244 | 83.422 | 85.248 | 86.369 | 89.381 | 90.176 | 90.323 | 90.343 | 90.086 | 91.985 | 92.363 | 92.799 | 92.906 | 92.884
Consumer Transformation | Dem_BB008 | GWh | SPD | Carsfad |  | 0 | 0 | 0 | 0 | 0 | 0 | 0 | 0 | 0 | 0 | 0 | 0 | 0 | 0 | 0 | 0 | 0 | 0 | 0 | 0 | 0 | 0 | 0 | 0 | 0 | 0 | 0 | 0 | 0
Consumer Transformation | Dem_BB008 | GWh | SPD | Chapelcross |  | 166.578 | 89.086 | 86.979 | 87.153 | 87.458 | 87.471 | 87.302 | 87.219 | 87.283 | 88.065 | 89.431 | 91.66 | 93.926 | 96.859 | 101.85 | 105.609 | 108.605 | 111.102 | 112.655 | 116.347 | 117.397 | 117.603 | 117.645 | 117.344 | 119.549 | 120.048 | 120.612 | 120.72 | 120.63
Consumer Transformation | Dem_BB008 | GWh | SPD | Charlotte Street |  | 228.163 | 213.725 | 209.215 | 209.899 | 210.744 | 211.307 | 211.423 | 211.684 | 212.146 | 213.833 | 217.746 | 223.67 | 229.707 | 237.005 | 246.842 | 255.632 | 262.586 | 268.257 | 271.63 | 276.914 | 278.695 | 278.481 | 278.082 | 277.065 | 279 | 279.71 | 280.491 | 280.085 | 278.979
Consumer Transformation | Dem_BB008 | GWh | SPD | Clyde’s Mill |  | 248.585 | 227.858 | 222.238 | 222.551 | 223.226 | 223.047 | 222.385 | 221.975 | 221.979 | 223.93 | 227.122 | 232.533 | 238.012 | 245.282 | 258.408 | 267.903 | 275.473 | 281.805 | 285.766 | 295.995 | 298.807 | 299.46 | 299.661 | 298.93 | 305.362 | 306.726 | 308.272 | 308.697 | 308.69 | GSP also referred to as Westburn Road
Consumer Transformation | Dem_BB008 | GWh | SPD | Coatbridge |  | 216.316 | 198.028 | 193.094 | 193.332 | 193.871 | 193.663 | 193.045 | 192.636 | 192.599 | 194.207 | 196.9 | 201.515 | 206.179 | 212.386 | 223.55 | 231.656 | 238.105 | 243.493 | 246.836 | 255.487 | 257.833 | 258.343 | 258.459 | 257.796 | 263.195 | 264.327 | 265.617 | 265.943 | 265.887
Consumer Transformation | Dem_BB008 | GWh | SPD | Cockenzie |  | 173.38 | 158.306 | 154.281 | 154.431 | 154.818 | 154.587 | 154.018 | 153.623 | 153.539 | 154.784 | 156.84 | 160.429 | 164.05 | 168.917 | 177.843 | 184.245 | 189.33 | 193.583 | 196.221 | 203.242 | 205.114 | 205.532 | 205.625 | 205.096 | 209.534 | 210.445 | 211.481 | 211.76 | 211.752
Consumer Transformation | Dem_BB008 | GWh | SPD | Coylton |  | 178.26 | 163.023 | 158.895 | 159.04 | 159.373 | 159.162 | 158.598 | 158.198 | 158.094 | 159.182 | 161.276 | 164.934 | 168.614 | 173.47 | 181.748 | 188.018 | 192.969 | 197.059 | 199.529 | 205.537 | 207.139 | 207.289 | 207.188 | 206.51 | 210.009 | 210.738 | 211.584 | 211.643 | 211.362
Consumer Transformation | Dem_BB008 | GWh | SPD | Crookston A |  | 106.436 | 94.148 | 91.155 | 90.858 | 90.633 | 89.965 | 89.064 | 88.281 | 87.756 | 87.859 | 88.209 | 89.432 | 90.61 | 92.463 | 96.425 | 99.095 | 101.107 | 102.749 | 103.641 | 106.882 | 107.475 | 107.38 | 107.157 | 106.628 | 108.715 | 108.972 | 109.311 | 109.305 | 109.179
Consumer Transformation | Dem_BB008 | GWh | SPD | Crookston B |  | 87.619 | 77.469 | 75.001 | 74.74 | 74.532 | 73.97 | 73.212 | 72.555 | 72.107 | 72.129 | 72.392 | 73.355 | 74.288 | 75.748 | 78.754 | 80.843 | 82.403 | 83.661 | 84.319 | 86.66 | 87.064 | 86.912 | 86.663 | 86.199 | 87.647 | 87.798 | 88.019 | 87.95 | 87.783
Consumer Transformation | Dem_BB008 | GWh | SPD | Cumbernauld |  | 150.535 | 139.138 | 135.91 | 136.221 | 136.756 | 136.839 | 136.637 | 136.568 | 136.718 | 138.023 | 140.258 | 143.846 | 147.485 | 152.188 | 160.191 | 166.196 | 170.999 | 175.003 | 177.505 | 183.467 | 185.181 | 185.546 | 185.651 | 185.209 | 188.802 | 189.625 | 190.539 | 190.743 | 190.627
Consumer Transformation | Dem_BB008 | GWh | SPD | Cupar |  | 191.609 | 176.052 | 171.768 | 172.034 | 172.556 | 172.473 | 172.027 | 171.753 | 171.782 | 173.219 | 175.749 | 179.972 | 184.251 | 189.841 | 199.501 | 206.711 | 212.442 | 217.211 | 220.152 | 227.352 | 229.341 | 229.695 | 229.73 | 229.097 | 233.446 | 234.383 | 235.448 | 235.64 | 235.455
Consumer Transformation | Dem_BB008 | GWh | SPD | Currie |  | 39.043 | 35.258 | 34.298 | 34.303 | 34.387 | 34.27 | 34.085 | 33.95 | 33.906 | 34.225 | 34.612 | 35.351 | 36.097 | 37.176 | 39.509 | 40.996 | 42.195 | 43.213 | 43.869 | 45.97 | 46.509 | 46.712 | 46.812 | 46.741 | 48.228 | 48.507 | 48.829 | 48.994 | 49.121
Consumer Transformation | Dem_BB008 | GWh | SPD | Dalmarnock |  | 129.719 | 118.546 | 115.542 | 115.637 | 115.884 | 115.723 | 115.305 | 115.007 | 114.926 | 115.742 | 117.259 | 119.913 | 122.59 | 126.126 | 132.29 | 136.893 | 140.527 | 143.535 | 145.367 | 149.931 | 151.142 | 151.296 | 151.254 | 150.778 | 153.494 | 154.061 | 154.706 | 154.787 | 154.623
Consumer Transformation | Dem_BB008 | GWh | SPD | Devol Moor |  | 98.953 | 91.655 | 89.554 | 89.76 | 90.074 | 90.156 | 90.043 | 90.007 | 90.109 | 90.861 | 92.337 | 94.69 | 97.082 | 100.101 | 104.862 | 108.657 | 111.667 | 114.163 | 115.68 | 118.896 | 119.847 | 119.939 | 119.898 | 119.535 | 121.265 | 121.694 | 122.173 | 122.181 | 121.948
Consumer Transformation | Dem_BB008 | GWh | SPD | Devonside |  | 200.38 | 182.287 | 177.545 | 177.663 | 178.128 | 177.758 | 177.001 | 176.466 | 176.323 | 177.871 | 180.132 | 184.172 | 188.247 | 193.855 | 204.875 | 212.402 | 218.411 | 223.46 | 226.65 | 235.883 | 238.291 | 238.986 | 239.261 | 238.744 | 244.926 | 246.135 | 247.516 | 248.039 | 248.287
Consumer Transformation | Dem_BB008 | GWh | SPD | Dewar Place |  | 209.495 | 194.859 | 190.524 | 191.044 | 191.769 | 192.064 | 191.959 | 192.01 | 192.307 | 193.934 | 197.243 | 202.418 | 207.675 | 214.226 | 224.108 | 232.234 | 238.683 | 243.998 | 247.226 | 253.547 | 255.488 | 255.596 | 255.448 | 254.645 | 257.82 | 258.672 | 259.621 | 259.541 | 258.901
Consumer Transformation | Dem_BB008 | GWh | SPD | Drumchapel |  | 231.047 | 206.001 | 199.903 | 199.632 | 199.861 | 198.743 | 197.193 | 195.948 | 195.3 | 196.921 | 198.533 | 202.192 | 205.832 | 211.475 | 225.119 | 233.289 | 239.803 | 245.368 | 248.961 | 261.983 | 265.092 | 266.325 | 266.916 | 266.486 | 276.075 | 277.726 | 279.634 | 280.71 | 281.686
Consumer Transformation | Dem_BB008 | GWh | SPD | Drumcross |  | 74.454 | 67.901 | 66.155 | 66.204 | 66.362 | 66.248 | 65.988 | 65.798 | 65.751 | 66.266 | 67.119 | 68.628 | 70.154 | 72.203 | 75.983 | 78.689 | 80.831 | 82.626 | 83.731 | 86.713 | 87.493 | 87.652 | 87.681 | 87.444 | 89.339 | 89.715 | 90.147 | 90.253 | 90.244
Consumer Transformation | Dem_BB008 | GWh | SPD | Dumfries 11 |  | 0 | 0 | 0 | 0 | 0 | 0 | 0 | 0 | 0 | 0 | 0 | 0 | 0 | 0 | 0 | 0 | 0 | 0 | 0 | 0 | 0 | 0 | 0 | 0 | 0 | 0 | 0 | 0 | 0
Consumer Transformation | Dem_BB008 | GWh | SPD | Dumfries 33 |  | 136.207 | 123.755 | 120.49 | 120.53 | 120.748 | 120.456 | 119.899 | 119.484 | 119.326 | 120.19 | 121.627 | 124.246 | 126.889 | 130.496 | 137.29 | 142.093 | 145.889 | 149.056 | 151.001 | 156.433 | 157.821 | 158.097 | 158.133 | 157.683 | 161.166 | 161.836 | 162.611 | 162.811 | 162.8
Consumer Transformation | Dem_BB008 | GWh | SPD | Dumfries ICI |  | 105.317 | 95.312 | 92.66 | 92.56 | 92.47 | 92.156 | 91.598 | 91.136 | 90.831 | 90.929 | 91.751 | 93.435 | 95.095 | 97.252 | 100.283 | 103.027 | 105.081 | 106.694 | 107.505 | 108.96 | 109.233 | 108.797 | 108.334 | 107.68 | 108.035 | 108.067 | 108.142 | 107.793 | 107.2
Consumer Transformation | Dem_BB008 | GWh | SPD | Dunbar |  | 0 | 0 | 0 | 0 | 0 | 0 | 0 | 0 | 0 | 0 | 0 | 0 | 0 | 0 | 0 | 0 | 0 | 0 | 0 | 0 | 0 | 0 | 0 | 0 | 0 | 0 | 0 | 0 | 0
Consumer Transformation | Dem_BB008 | GWh | SPD | Dunbar A |  | 55.855 | 51.255 | 50.001 | 50.081 | 50.239 | 50.21 | 50.072 | 49.991 | 50.002 | 50.446 | 51.182 | 52.418 | 53.665 | 55.319 | 58.285 | 60.439 | 62.159 | 63.598 | 64.495 | 66.801 | 67.441 | 67.591 | 67.64 | 67.479 | 68.923 | 69.237 | 69.585 | 69.681 | 69.677
Consumer Transformation | Dem_BB008 | GWh | SPD | Dunbar B |  | 22.814 | 20.935 | 20.423 | 20.456 | 20.52 | 20.508 | 20.452 | 20.419 | 20.423 | 20.605 | 20.905 | 21.41 | 21.919 | 22.595 | 23.806 | 24.686 | 25.389 | 25.977 | 26.343 | 27.285 | 27.546 | 27.608 | 27.628 | 27.562 | 28.152 | 28.28 | 28.422 | 28.461 | 28.46
Consumer Transformation | Dem_BB008 | GWh | SPD | Dunfermline |  | 125.163 | 112.969 | 109.867 | 109.85 | 110.07 | 109.694 | 109.074 | 108.603 | 108.414 | 109.334 | 110.532 | 112.839 | 115.15 | 118.47 | 125.534 | 130.11 | 133.764 | 136.857 | 138.826 | 145.066 | 146.634 | 147.153 | 147.375 | 147.091 | 151.453 | 152.253 | 153.182 | 153.604 | 153.898
Consumer Transformation | Dem_BB008 | GWh | SPD | Earlstoun |  | 0 | 0 | 0 | 0 | 0 | 0 | 0 | 0 | 0 | 0 | 0 | 0 | 0 | 0 | 0 | 0 | 0 | 0 | 0 | 0 | 0 | 0 | 0 | 0 | 0 | 0 | 0 | 0 | 0
Consumer Transformation | Dem_BB008 | GWh | SPD | East Kilbride |  | 175.783 | 159.742 | 155.547 | 155.625 | 155.962 | 155.596 | 154.904 | 154.388 | 154.221 | 155.447 | 157.348 | 160.805 | 164.286 | 169.068 | 178.285 | 184.683 | 189.768 | 194.033 | 196.691 | 204.237 | 206.201 | 206.699 | 206.849 | 206.334 | 211.283 | 212.249 | 213.355 | 213.729 | 213.848
Consumer Transformation | Dem_BB008 | GWh | SPD | East Kilbride South |  | 104.605 | 94.494 | 91.959 | 92.011 | 92.325 | 92.036 | 91.561 | 91.231 | 91.156 | 92.218 | 93.349 | 95.439 | 97.548 | 100.654 | 107.749 | 112.086 | 115.613 | 118.641 | 120.658 | 127.37 | 129.124 | 129.922 | 130.382 | 130.307 | 135.222 | 136.162 | 137.225 | 137.862 | 138.44
Consumer Transformation | Dem_BB008 | GWh | SPD | Easterhouse |  | 275.487 | 250.88 | 244.397 | 244.574 | 245.175 | 244.698 | 243.695 | 242.978 | 242.792 | 244.814 | 247.948 | 253.524 | 259.145 | 266.822 | 281.456 | 291.67 | 299.809 | 306.627 | 310.905 | 322.823 | 325.97 | 326.788 | 327.049 | 326.275 | 334.054 | 335.607 | 337.382 | 337.972 | 338.155
Consumer Transformation | Dem_BB008 | GWh | SPD | Eccles |  | 83.964 | 76.744 | 74.821 | 74.913 | 75.15 | 75.054 | 74.804 | 74.646 | 74.634 | 75.342 | 76.388 | 78.19 | 80.016 | 82.485 | 87.195 | 90.469 | 93.094 | 95.302 | 96.702 | 100.574 | 101.62 | 101.937 | 102.068 | 101.866 | 104.42 | 104.945 | 105.535 | 105.762 | 105.857
Consumer Transformation | Dem_BB008 | GWh | SPD | Elderslie |  | 114.15 | 102.828 | 99.993 | 99.995 | 100.234 | 99.863 | 99.283 | 98.848 | 98.689 | 99.664 | 100.763 | 102.89 | 105.033 | 108.177 | 115.25 | 119.656 | 123.196 | 126.222 | 128.203 | 134.754 | 136.418 | 137.098 | 137.45 | 137.284 | 142.004 | 142.885 | 143.886 | 144.446 | 144.916
Consumer Transformation | Dem_BB008 | GWh | SPD | Erskine |  | 72.665 | 65.985 | 64.253 | 64.303 | 64.487 | 64.338 | 64.053 | 63.853 | 63.809 | 64.432 | 65.25 | 66.725 | 68.213 | 70.301 | 74.626 | 77.468 | 79.751 | 81.688 | 82.943 | 86.734 | 87.729 | 88.089 | 88.264 | 88.132 | 90.766 | 91.277 | 91.86 | 92.139 | 92.336
Consumer Transformation | Dem_BB008 | GWh | SPD | Finnieston |  | 94.057 | 87.395 | 85.436 | 85.667 | 85.996 | 86.119 | 86.058 | 86.073 | 86.2 | 86.953 | 88.434 | 90.748 | 93.094 | 96.043 | 100.618 | 104.291 | 107.216 | 109.637 | 111.114 | 114.159 | 115.071 | 115.16 | 115.124 | 114.779 | 116.393 | 116.805 | 117.267 | 117.26 | 117.023
Consumer Transformation | Dem_BB008 | GWh | SPD | Galashiels |  | 124.49 | 114.71 | 111.978 | 112.193 | 112.571 | 112.572 | 112.339 | 112.217 | 112.284 | 113.267 | 114.996 | 117.842 | 120.725 | 124.465 | 130.818 | 135.61 | 139.429 | 142.608 | 144.578 | 149.256 | 150.583 | 150.827 | 150.863 | 150.462 | 153.243 | 153.87 | 154.576 | 154.708 | 154.577
Consumer Transformation | Dem_BB008 | GWh | SPD | Giffnock |  | 218.962 | 196.287 | 190.664 | 190.506 | 190.748 | 189.862 | 188.554 | 187.526 | 187.022 | 188.501 | 190.258 | 193.938 | 197.63 | 203.119 | 215.454 | 223.203 | 229.376 | 234.614 | 237.954 | 249.208 | 251.964 | 252.932 | 253.359 | 252.864 | 260.881 | 262.305 | 263.959 | 264.785 | 265.451
Consumer Transformation | Dem_BB008 | GWh | SPD | Glenlee |  | 0 | 0 | 0 | 0 | 0 | 0 | 0 | 0 | 0 | 0 | 0 | 0 | 0 | 0 | 0 | 0 | 0 | 0 | 0 | 0 | 0 | 0 | 0 | 0 | 0 | 0 | 0 | 0 | 0
Consumer Transformation | Dem_BB008 | GWh | SPD | Glenluce |  | 74.649 | 68.775 | 67.131 | 67.246 | 67.443 | 67.444 | 67.292 | 67.204 | 67.231 | 67.756 | 68.774 | 70.448 | 72.14 | 74.32 | 77.876 | 80.644 | 82.84 | 84.653 | 85.76 | 88.241 | 88.945 | 89.017 | 88.981 | 88.709 | 90.096 | 90.419 | 90.784 | 90.799 | 90.652
Consumer Transformation | Dem_BB008 | GWh | SPD | Glenniston |  | 73.475 | 66.569 | 64.793 | 64.819 | 64.979 | 64.797 | 64.478 | 64.246 | 64.163 | 64.751 | 65.518 | 66.951 | 68.389 | 70.42 | 74.622 | 77.388 | 79.603 | 81.476 | 82.67 | 86.34 | 87.285 | 87.6 | 87.74 | 87.573 | 90.117 | 90.596 | 91.148 | 91.397 | 91.562
Consumer Transformation | Dem_BB008 | GWh | SPD | Glenrothes |  | 109.027 | 98.973 | 96.363 | 96.421 | 96.69 | 96.458 | 96.022 | 95.712 | 95.625 | 96.534 | 97.742 | 99.922 | 102.126 | 105.214 | 111.568 | 115.761 | 119.121 | 121.966 | 123.794 | 129.343 | 130.781 | 131.276 | 131.507 | 131.274 | 135.117 | 135.852 | 136.694 | 137.082 | 137.34
Consumer Transformation | Dem_BB008 | GWh | SPD | Gorgie |  | 97.27 | 88.526 | 86.24 | 86.312 | 86.563 | 86.388 | 86.035 | 85.793 | 85.745 | 86.552 | 87.68 | 89.676 | 91.694 | 94.493 | 100.06 | 103.822 | 106.833 | 109.377 | 111.003 | 115.74 | 116.995 | 117.404 | 117.597 | 117.377 | 120.582 | 121.224 | 121.947 | 122.26 | 122.44
Consumer Transformation | Dem_BB008 | GWh | SPD | Govan |  | 124.701 | 114.632 | 111.86 | 112.049 | 112.403 | 112.363 | 112.092 | 111.922 | 111.962 | 112.934 | 114.61 | 117.394 | 120.216 | 123.909 | 130.336 | 135.104 | 138.902 | 142.075 | 144.041 | 148.883 | 150.239 | 150.508 | 150.561 | 150.174 | 153.117 | 153.761 | 154.49 | 154.653 | 154.563
Consumer Transformation | Dem_BB008 | GWh | SPD | Grangemouth A |  | 155.22 | 140.448 | 136.574 | 136.482 | 136.488 | 136.035 | 135.249 | 134.616 | 134.252 | 134.742 | 136.065 | 138.696 | 141.309 | 144.833 | 150.735 | 155.344 | 158.884 | 161.765 | 163.384 | 167.378 | 168.297 | 168.086 | 167.725 | 166.957 | 169.082 | 169.441 | 169.895 | 169.725 | 169.255
Consumer Transformation | Dem_BB008 | GWh | SPD | Grangemouth C |  | 109.79 | 99.36 | 96.62 | 96.561 | 96.567 | 96.252 | 95.701 | 95.26 | 95.004 | 95.359 | 96.309 | 98.173 | 100.032 | 102.541 | 106.755 | 110.03 | 112.56 | 114.613 | 115.769 | 118.643 | 119.309 | 119.172 | 118.921 | 118.385 | 119.927 | 120.196 | 120.529 | 120.411 | 120.088
Consumer Transformation | Dem_BB008 | GWh | SPD | Haggs Road |  | 126.47 | 114.562 | 111.493 | 111.522 | 111.762 | 111.443 | 110.891 | 110.472 | 110.327 | 111.261 | 112.569 | 114.996 | 117.435 | 120.87 | 127.859 | 132.524 | 136.253 | 139.388 | 141.381 | 147.376 | 148.916 | 149.389 | 149.587 | 149.272 | 153.352 | 154.126 | 155.022 | 155.398 | 155.618
Consumer Transformation | Dem_BB008 | GWh | SPD | Hawick |  | 84.015 | 76.714 | 74.766 | 74.847 | 75.05 | 74.935 | 74.664 | 74.478 | 74.443 | 75.084 | 76.088 | 77.838 | 79.612 | 82.001 | 86.457 | 89.62 | 92.136 | 94.242 | 95.566 | 99.139 | 100.097 | 100.336 | 100.415 | 100.177 | 102.477 | 102.947 | 103.479 | 103.652 | 103.684
Consumer Transformation | Dem_BB008 | GWh | SPD | Helensburgh |  | 75.217 | 67.878 | 66.015 | 66.001 | 66.131 | 65.904 | 65.53 | 65.241 | 65.123 | 65.668 | 66.379 | 67.76 | 69.151 | 71.134 | 75.338 | 78.075 | 80.253 | 82.096 | 83.262 | 86.969 | 87.897 | 88.194 | 88.323 | 88.139 | 90.721 | 91.199 | 91.74 | 91.992 | 92.156
Consumer Transformation | Dem_BB008 | GWh | SPD | Hunterston Farm |  | 15.122 | 13.676 | 13.313 | 13.314 | 13.343 | 13.3 | 13.229 | 13.176 | 13.154 | 13.266 | 13.419 | 13.705 | 13.991 | 14.401 | 15.233 | 15.788 | 16.229 | 16.603 | 16.842 | 17.564 | 17.749 | 17.811 | 17.833 | 17.794 | 18.289 | 18.386 | 18.492 | 18.54 | 18.566
Consumer Transformation | Dem_BB008 | GWh | SPD | Inverkeithing |  | 134.392 | 121.191 | 117.895 | 117.922 | 118.3 | 117.895 | 117.251 | 116.781 | 116.644 | 117.973 | 119.354 | 121.963 | 124.598 | 128.48 | 137.492 | 142.96 | 147.392 | 151.195 | 153.725 | 162.289 | 164.481 | 165.464 | 166.028 | 165.919 | 172.218 | 173.397 | 174.737 | 175.533 | 176.258
Consumer Transformation | Dem_BB008 | GWh | SPD | Johnstone |  | 140.92 | 128.785 | 125.57 | 125.754 | 126.201 | 126.048 | 125.635 | 125.381 | 125.398 | 126.716 | 128.515 | 131.604 | 134.722 | 139.003 | 147.473 | 153.19 | 157.797 | 161.696 | 164.219 | 171.446 | 173.41 | 174.105 | 174.451 | 174.192 | 179.102 | 180.11 | 181.24 | 181.753 | 182.069
Consumer Transformation | Dem_BB008 | GWh | SPD | Kaimes |  | 340.959 | 309.182 | 300.957 | 301.048 | 301.671 | 300.86 | 299.405 | 298.322 | 297.927 | 300.339 | 303.893 | 310.461 | 317.066 | 326.275 | 344.52 | 356.942 | 366.825 | 375.135 | 380.35 | 395.65 | 399.59 | 400.689 | 401.07 | 400.138 | 410.363 | 412.328 | 414.588 | 415.434 | 415.833
Consumer Transformation | Dem_BB008 | GWh | SPD | Kendoon |  | 0 | 0 | 0 | 0 | 0 | 0 | 0 | 0 | 0 | 0 | 0 | 0 | 0 | 0 | 0 | 0 | 0 | 0 | 0 | 0 | 0 | 0 | 0 | 0 | 0 | 0 | 0 | 0 | 0
Consumer Transformation | Dem_BB008 | GWh | SPD | Kilbowie 11 |  | 21.275 | 19.186 | 18.668 | 18.679 | 18.759 | 18.697 | 18.603 | 18.538 | 18.529 | 18.785 | 19.017 | 19.457 | 19.898 | 20.558 | 22.173 | 23.116 | 23.888 | 24.558 | 25.013 | 26.615 | 27.03 | 27.244 | 27.374 | 27.38 | 28.59 | 28.82 | 29.076 | 29.251 | 29.419
Consumer Transformation | Dem_BB008 | GWh | SPD | Kilbowie 33 |  | 80.539 | 72.376 | 70.332 | 70.282 | 70.395 | 70.098 | 69.641 | 69.288 | 69.115 | 69.654 | 70.336 | 71.728 | 73.114 | 75.145 | 79.568 | 82.411 | 84.661 | 86.568 | 87.767 | 91.723 | 92.684 | 93.001 | 93.124 | 92.918 | 95.706 | 96.2 | 96.774 | 97.033 | 97.222
Consumer Transformation | Dem_BB008 | GWh | SPD | Killermont |  | 205.753 | 184.724 | 179.505 | 179.41 | 179.764 | 178.992 | 177.832 | 176.94 | 176.543 | 178.175 | 179.964 | 183.595 | 187.234 | 192.646 | 205.088 | 212.749 | 218.888 | 224.127 | 227.525 | 239.138 | 242.011 | 243.151 | 243.719 | 243.37 | 251.796 | 253.307 | 255.047 | 256.005 | 256.827
Consumer Transformation | Dem_BB008 | GWh | SPD | Kilmarnock South |  | 135.436 | 123.74 | 120.622 | 120.777 | 121.162 | 121.001 | 120.59 | 120.318 | 120.311 | 121.461 | 123.143 | 126.045 | 128.987 | 132.986 | 140.677 | 145.988 | 150.242 | 153.835 | 156.123 | 162.513 | 164.235 | 164.776 | 165.009 | 164.698 | 168.943 | 169.812 | 170.796 | 171.186 | 171.378
Consumer Transformation | Dem_BB008 | GWh | SPD | Kilmarnock Town |  | 221.545 | 203.877 | 198.985 | 199.352 | 200.032 | 199.995 | 199.549 | 199.302 | 199.411 | 201.205 | 204.253 | 209.281 | 214.384 | 221.05 | 232.685 | 241.293 | 248.156 | 253.89 | 257.473 | 266.289 | 268.763 | 269.305 | 269.45 | 268.789 | 274.186 | 275.373 | 276.715 | 277.036 | 276.926
Consumer Transformation | Dem_BB008 | GWh | SPD | Kilwinning |  | 135.194 | 122.936 | 119.793 | 119.959 | 120.473 | 120.235 | 119.774 | 119.484 | 119.507 | 121.035 | 122.725 | 125.672 | 128.669 | 132.95 | 142.423 | 148.326 | 153.136 | 157.271 | 160.044 | 168.877 | 171.248 | 172.341 | 172.986 | 172.934 | 179.343 | 180.617 | 182.038 | 182.894 | 183.648
Consumer Transformation | Dem_BB008 | GWh | SPD | Lesmahagow |  | 0 | 0 | 0 | 24.963 | 25.023 | 24.973 | 24.87 | 24.796 | 24.776 | 24.979 | 25.297 | 25.864 | 26.436 | 27.216 | 28.696 | 29.733 | 30.558 | 31.249 | 31.681 | 32.882 | 33.198 | 33.277 | 33.302 | 33.221 | 34.002 | 34.157 | 34.335 | 34.393 | 34.408
Consumer Transformation | Dem_BB008 | GWh | SPD | Leven |  | 135.069 | 122.624 | 119.392 | 119.45 | 119.749 | 119.458 | 118.91 | 118.511 | 118.384 | 119.434 | 120.894 | 123.565 | 126.259 | 129.997 | 137.528 | 142.581 | 146.619 | 150.023 | 152.184 | 158.601 | 160.254 | 160.764 | 160.973 | 160.641 | 165.002 | 165.839 | 166.798 | 167.189 | 167.409
Consumer Transformation | Dem_BB008 | GWh | SPD | Linnmill |  | 216.336 | 196.987 | 191.89 | 167.061 | 167.458 | 167.128 | 166.436 | 165.946 | 165.809 | 167.168 | 169.294 | 173.091 | 176.915 | 182.135 | 192.043 | 198.981 | 204.501 | 209.128 | 212.022 | 220.057 | 222.17 | 222.701 | 222.866 | 222.323 | 227.549 | 228.587 | 229.778 | 230.166 | 230.266
Consumer Transformation | Dem_BB008 | GWh | SPD | Livingston East |  | 161.979 | 149.489 | 146 | 146.341 | 146.954 | 147.01 | 146.775 | 146.687 | 146.861 | 148.391 | 150.795 | 154.662 | 158.608 | 163.765 | 172.998 | 179.678 | 185.045 | 189.558 | 192.426 | 199.692 | 201.766 | 202.367 | 202.627 | 202.25 | 206.853 | 207.888 | 209.034 | 209.417 | 209.495
Consumer Transformation | Dem_BB008 | GWh | SPD | Maybole |  | 75.51 | 70.122 | 68.54 | 68.72 | 68.971 | 69.059 | 69.002 | 69.007 | 69.101 | 69.679 | 70.847 | 72.685 | 74.553 | 76.892 | 80.471 | 83.38 | 85.691 | 87.599 | 88.76 | 91.094 | 91.801 | 91.848 | 91.797 | 91.514 | 92.716 | 93.027 | 93.375 | 93.359 | 93.148
Consumer Transformation | Dem_BB008 | GWh | SPD | Moffat |  | 0 | 64.51 | 62.985 | 63.111 | 63.331 | 63.341 | 63.219 | 63.159 | 63.205 | 63.771 | 64.76 | 66.375 | 68.015 | 70.139 | 73.754 | 76.475 | 78.645 | 80.453 | 81.578 | 84.251 | 85.012 | 85.161 | 85.191 | 84.973 | 86.57 | 86.931 | 87.34 | 87.418 | 87.353
Consumer Transformation | Dem_BB008 | GWh | SPD | Newarthill |  | 298.856 | 270.442 | 263.143 | 263.165 | 263.655 | 262.849 | 261.475 | 260.434 | 260.022 | 262.077 | 265.045 | 270.651 | 276.286 | 284.209 | 300.184 | 310.952 | 319.51 | 326.71 | 331.23 | 344.787 | 348.231 | 349.208 | 349.549 | 348.737 | 357.881 | 359.607 | 361.599 | 362.368 | 362.775
Consumer Transformation | Dem_BB008 | GWh | SPD | Newton Stewart |  | 48.279 | 44.834 | 43.823 | 43.937 | 44.081 | 44.141 | 44.105 | 44.098 | 44.154 | 44.497 | 45.236 | 46.397 | 47.582 | 49.051 | 51.229 | 53.055 | 54.493 | 55.669 | 56.381 | 57.735 | 58.146 | 58.143 | 58.092 | 57.89 | 58.54 | 58.716 | 58.913 | 58.874 | 58.705
Consumer Transformation | Dem_BB008 | GWh | SPD | Paisley |  | 107.403 | 99.096 | 96.752 | 96.937 | 97.234 | 97.25 | 97.064 | 96.968 | 97.022 | 97.78 | 99.279 | 101.725 | 104.199 | 107.366 | 112.457 | 116.466 | 119.641 | 122.259 | 123.855 | 127.356 | 128.361 | 128.449 | 128.393 | 127.994 | 129.919 | 130.374 | 130.886 | 130.896 | 130.66
Consumer Transformation | Dem_BB008 | GWh | SPD | Partick |  | 147.346 | 134.536 | 131.12 | 131.258 | 131.65 | 131.453 | 130.983 | 130.66 | 130.617 | 131.798 | 133.584 | 136.679 | 139.809 | 144.051 | 152.135 | 157.765 | 162.259 | 166.035 | 168.416 | 175.042 | 176.804 | 177.301 | 177.486 | 177.099 | 181.456 | 182.34 | 183.33 | 183.684 | 183.813
Consumer Transformation | Dem_BB008 | GWh | SPD | Port Dundas |  | 129.327 | 118.472 | 115.524 | 115.671 | 116.007 | 115.892 | 115.534 | 115.302 | 115.283 | 116.247 | 117.874 | 120.644 | 123.452 | 127.16 | 133.806 | 138.649 | 142.496 | 145.706 | 147.696 | 152.809 | 154.198 | 154.481 | 154.536 | 154.129 | 157.317 | 157.983 | 158.743 | 158.917 | 158.863
Consumer Transformation | Dem_BB008 | GWh | SPD | Portobello |  | 334.396 | 305.365 | 297.617 | 297.906 | 298.675 | 298.221 | 297.141 | 296.391 | 296.241 | 298.67 | 302.649 | 309.587 | 316.597 | 326.013 | 343.332 | 355.731 | 365.589 | 373.829 | 378.959 | 392.626 | 396.28 | 397.115 | 397.318 | 396.302 | 404.978 | 406.752 | 408.78 | 409.345 | 409.35
Consumer Transformation | Dem_BB008 | GWh | SPD | Ravenscraig |  | 23.819 | 21.809 | 21.267 | 21.291 | 21.338 | 21.321 | 21.251 | 21.204 | 21.196 | 21.357 | 21.651 | 22.152 | 22.654 | 23.327 | 24.488 | 25.353 | 26.035 | 26.607 | 26.952 | 27.816 | 28.05 | 28.082 | 28.081 | 28 | 28.512 | 28.619 | 28.747 | 28.767 | 28.741
Consumer Transformation | Dem_BB008 | GWh | SPD | Redhouse |  | 156.621 | 142.781 | 139.078 | 139.161 | 139.432 | 139.172 | 138.602 | 138.189 | 138.046 | 139.008 | 140.747 | 143.857 | 146.984 | 151.169 | 158.643 | 164.125 | 168.451 | 172.043 | 174.222 | 179.893 | 181.365 | 181.566 | 181.515 | 180.952 | 184.419 | 185.111 | 185.91 | 186.028 | 185.873
Consumer Transformation | Dem_BB008 | GWh | SPD | Saltcoats A |  | 133.566 | 119.83 | 116.309 | 116.083 | 115.903 | 115.335 | 114.463 | 113.725 | 113.229 | 113.328 | 114.131 | 116.021 | 117.871 | 120.422 | 124.566 | 127.95 | 130.469 | 132.482 | 133.507 | 136.026 | 136.478 | 136.056 | 135.56 | 134.771 | 135.909 | 136.019 | 136.214 | 135.906 | 135.346
Consumer Transformation | Dem_BB008 | GWh | SPD | Saltcoats B |  | 128.415 | 115.376 | 112.059 | 111.905 | 111.885 | 111.38 | 110.603 | 109.969 | 109.583 | 109.993 | 110.918 | 112.917 | 114.9 | 117.695 | 122.906 | 126.685 | 129.598 | 131.985 | 133.357 | 137.295 | 138.18 | 138.126 | 137.916 | 137.335 | 139.728 | 140.107 | 140.586 | 140.57 | 140.353
Consumer Transformation | Dem_BB008 | GWh | SPD | Shrubhill |  | 196.545 | 181.071 | 176.771 | 177.125 | 177.759 | 177.766 | 177.404 | 177.224 | 177.356 | 179.01 | 181.776 | 186.312 | 190.914 | 196.923 | 207.402 | 215.149 | 221.341 | 226.518 | 229.758 | 237.731 | 239.989 | 240.511 | 240.67 | 240.11 | 245.007 | 246.1 | 247.317 | 247.63 | 247.556
Consumer Transformation | Dem_BB008 | GWh | SPD | Sighthill |  | 337.206 | 309.294 | 301.695 | 302.146 | 303.088 | 302.868 | 302.012 | 301.483 | 301.526 | 304.178 | 308.572 | 315.966 | 323.452 | 333.375 | 351.172 | 364.1 | 374.408 | 383.032 | 388.421 | 402.248 | 406.057 | 406.947 | 407.209 | 406.223 | 414.888 | 416.736 | 418.826 | 419.393 | 419.36
Consumer Transformation | Dem_BB008 | GWh | SPD | Spango Valley |  | 115.892 | 106.808 | 104.27 | 104.463 | 104.8 | 104.805 | 104.591 | 104.472 | 104.53 | 105.409 | 107.018 | 109.652 | 112.326 | 115.779 | 121.546 | 125.951 | 129.457 | 132.367 | 134.159 | 138.315 | 139.499 | 139.685 | 139.686 | 139.296 | 141.708 | 142.258 | 142.885 | 142.965 | 142.806
Consumer Transformation | Dem_BB008 | GWh | SPD | St Andrews Cross |  | 116.025 | 106.291 | 103.66 | 103.804 | 104.114 | 104.016 | 103.701 | 103.503 | 103.501 | 104.402 | 105.881 | 108.391 | 110.926 | 114.312 | 120.426 | 124.845 | 128.374 | 131.317 | 133.159 | 137.942 | 139.252 | 139.557 | 139.648 | 139.309 | 142.32 | 142.956 | 143.677 | 143.879 | 143.875
Consumer Transformation | Dem_BB008 | GWh | SPD | Stirling |  | 212.074 | 195.439 | 190.77 | 191.11 | 191.702 | 191.708 | 191.298 | 191.07 | 191.152 | 192.688 | 195.595 | 200.378 | 205.223 | 211.45 | 221.682 | 229.607 | 235.893 | 241.087 | 244.262 | 251.493 | 253.529 | 253.765 | 253.689 | 252.922 | 257.028 | 257.968 | 259.021 | 259.095 | 258.697
Consumer Transformation | Dem_BB008 | GWh | SPD | Strathaven |  | 192.11 | 174.679 | 170.094 | 170.162 | 170.483 | 170.096 | 169.338 | 168.769 | 168.566 | 169.78 | 171.832 | 175.571 | 179.325 | 184.438 | 193.944 | 200.727 | 206.087 | 210.561 | 213.307 | 220.799 | 222.733 | 223.1 | 223.135 | 222.493 | 227.238 | 228.171 | 229.24 | 229.499 | 229.461
Consumer Transformation | Dem_BB008 | GWh | SPD | Strathleven |  | 142.211 | 130.619 | 127.442 | 127.644 | 128.072 | 128.01 | 127.677 | 127.48 | 127.52 | 128.664 | 130.553 | 133.722 | 136.928 | 141.152 | 148.668 | 154.148 | 158.52 | 162.176 | 164.456 | 170.267 | 171.87 | 172.23 | 172.331 | 171.913 | 175.541 | 176.318 | 177.193 | 177.416 | 177.38
Consumer Transformation | Dem_BB008 | GWh | SPD | Telford Road |  | 87.283 | 78.303 | 76.08 | 76.044 | 76.19 | 75.851 | 75.358 | 74.967 | 74.797 | 75.503 | 76.256 | 77.788 | 79.325 | 81.635 | 86.983 | 90.256 | 92.888 | 95.132 | 96.602 | 101.616 | 102.868 | 103.386 | 103.646 | 103.511 | 107.159 | 107.822 | 108.581 | 109.009 | 109.39
Consumer Transformation | Dem_BB008 | GWh | SPD | Tongland |  | 111.547 | 102.779 | 100.305 | 100.462 | 100.719 | 100.704 | 100.476 | 100.334 | 100.35 | 101.025 | 102.507 | 104.961 | 107.436 | 110.592 | 115.455 | 119.418 | 122.528 | 125.089 | 126.608 | 129.741 | 130.629 | 130.602 | 130.45 | 129.982 | 131.557 | 131.934 | 132.37 | 132.284 | 131.94
Consumer Transformation | Dem_BB008 | GWh | SPD | West George Street |  | 172.699 | 162.462 | 159.167 | 159.781 | 160.536 | 161.083 | 161.298 | 161.619 | 162.079 | 163.541 | 166.716 | 171.439 | 176.257 | 182.055 | 189.977 | 196.965 | 202.521 | 207.073 | 209.816 | 214.24 | 215.748 | 215.698 | 215.491 | 214.783 | 216.546 | 217.178 | 217.861 | 217.626 | 216.85
Consumer Transformation | Dem_BB008 | GWh | SPD | Westfield |  | 98.789 | 89.148 | 86.713 | 86.721 | 86.958 | 86.661 | 86.18 | 85.829 | 85.709 | 86.577 | 87.569 | 89.45 | 91.347 | 94.095 | 100.251 | 104.1 | 107.195 | 109.839 | 111.562 | 117.247 | 118.69 | 119.273 | 119.582 | 119.44 | 123.535 | 124.298 | 125.168 | 125.642 | 126.04
Consumer Transformation | Dem_BB008 | GWh | SPD | Whitehouse |  | 159.521 | 145.244 | 141.544 | 141.725 | 142.261 | 142.009 | 141.472 | 141.129 | 141.125 | 142.754 | 144.726 | 148.161 | 151.645 | 156.543 | 166.907 | 173.582 | 178.99 | 183.611 | 186.652 | 195.982 | 198.485 | 199.523 | 200.103 | 199.923 | 206.527 | 207.844 | 209.326 | 210.121 | 210.761
Consumer Transformation | Dem_BB008 | GWh | SPD | Wishaw |  | 247.352 | 224.272 | 218.292 | 218.351 | 218.802 | 218.211 | 217.14 | 216.35 | 216.059 | 217.795 | 220.363 | 225.114 | 229.893 | 236.553 | 249.754 | 258.743 | 265.895 | 271.903 | 275.677 | 286.735 | 289.579 | 290.367 | 290.638 | 289.955 | 297.347 | 298.76 | 300.395 | 300.999 | 301.282
Consumer Transformation | Dem_BB008 | GWh | SPM | Birkenhead |  | 889.616 | 800.109 | 777.238 | 776.301 | 774.829 | 771.345 | 765.98 | 761.475 | 758.684 | 758.184 | 763.986 | 777.133 | 790.044 | 807.801 | 828.594 | 850.611 | 866.969 | 879.885 | 886.304 | 892.005 | 893.829 | 889.991 | 885.902 | 880.176 | 876.5 | 876.291 | 876.5 | 873.344 | 868.297
Consumer Transformation | Dem_BB008 | GWh | SPM | Capenhurst |  | 1313.85 | 1190.54 | 1157.828 | 1156.952 | 1155.568 | 1151.851 | 1145.274 | 1139.79 | 1136.382 | 1136.658 | 1147.201 | 1168.539 | 1189.617 | 1216.969 | 1249.363 | 1282.971 | 1307.989 | 1327.588 | 1337.193 | 1346.698 | 1349 | 1342.668 | 1336.199 | 1327.522 | 1323.356 | 1322.879 | 1322.864 | 1317.542 | 1308.975
Consumer Transformation | Dem_BB008 | GWh | SPM | Carrington |  | 1272.009 | 1144.534 | 1111.759 | 1110.274 | 1108.028 | 1103.096 | 1095.415 | 1088.927 | 1084.774 | 1083.891 | 1092.107 | 1110.739 | 1129.008 | 1153.822 | 1183.257 | 1214.115 | 1236.93 | 1254.814 | 1263.475 | 1271.565 | 1273.647 | 1267.701 | 1261.495 | 1253.107 | 1248.086 | 1247.524 | 1247.512 | 1242.671 | 1235.037
Consumer Transformation | Dem_BB008 | GWh | SPM | Connah's Quay |  | 963.006 | 867.552 | 842.714 | 841.455 | 839.718 | 836.124 | 830.391 | 825.488 | 822.222 | 821.51 | 827.77 | 841.836 | 855.615 | 873.908 | 895.722 | 918.488 | 935.195 | 948.143 | 954.158 | 960.184 | 961.16 | 956.123 | 951.038 | 944.432 | 941.084 | 940.358 | 940.014 | 935.95 | 929.659
Consumer Transformation | Dem_BB008 | GWh | SPM | Fiddlers Ferry |  | 1424.556 | 1293.375 | 1258.262 | 1257.525 | 1256.212 | 1252.581 | 1245.858 | 1240.27 | 1236.826 | 1237.415 | 1249.44 | 1273.174 | 1296.663 | 1326.779 | 1362.324 | 1399.206 | 1426.705 | 1448.223 | 1458.783 | 1469.321 | 1471.815 | 1464.844 | 1457.781 | 1448.342 | 1444.101 | 1443.582 | 1443.536 | 1437.637 | 1428.107
Consumer Transformation | Dem_BB008 | GWh | SPM | Frodsham |  | 920.644 | 831.557 | 808.364 | 807.66 | 806.498 | 803.473 | 798.481 | 794.332 | 791.793 | 791.75 | 798.609 | 813.072 | 827.329 | 846.369 | 868.736 | 892.192 | 909.685 | 923.462 | 930.338 | 936.735 | 938.639 | 934.553 | 930.259 | 924.311 | 920.943 | 920.747 | 920.933 | 917.51 | 911.961
Consumer Transformation | Dem_BB008 | GWh | SPM | Kirkby (_D) |  | 881.644 | 796.559 | 774.419 | 773.81 | 772.637 | 769.772 | 765.034 | 761.107 | 758.735 | 758.668 | 765.305 | 779.226 | 792.965 | 811.309 | 832.6 | 855.142 | 871.966 | 885.236 | 891.87 | 897.89 | 899.747 | 895.861 | 891.77 | 886.091 | 882.806 | 882.64 | 882.832 | 879.561 | 874.266
Consumer Transformation | Dem_BB008 | GWh | SPM | Legacy |  | 1258.601 | 1140.549 | 1109.299 | 1108.561 | 1106.738 | 1103.152 | 1096.833 | 1091.557 | 1088.283 | 1088.397 | 1098.448 | 1118.831 | 1138.964 | 1165.105 | 1195.693 | 1227.756 | 1251.61 | 1270.285 | 1279.399 | 1288.803 | 1290.963 | 1284.872 | 1278.66 | 1270.328 | 1266.545 | 1266.073 | 1266.045 | 1260.946 | 1252.735
Consumer Transformation | Dem_BB008 | GWh | SPM | Lister Drive |  | 1283.57 | 1158.225 | 1125.729 | 1124.653 | 1122.732 | 1118.314 | 1111.152 | 1105.166 | 1101.469 | 1101.086 | 1110.308 | 1130.099 | 1149.597 | 1175.75 | 1206.157 | 1238.383 | 1262.358 | 1281.219 | 1290.539 | 1299.011 | 1301.471 | 1295.657 | 1289.572 | 1281.219 | 1276.364 | 1275.99 | 1276.152 | 1271.317 | 1263.57
Consumer Transformation | Dem_BB008 | GWh | SPM | Pentir |  | 502.668 | 454.437 | 441.705 | 441.193 | 440.306 | 438.683 | 435.931 | 433.589 | 432.038 | 431.854 | 435.486 | 443.197 | 450.771 | 460.602 | 472.278 | 484.432 | 493.378 | 500.3 | 503.528 | 506.987 | 507.504 | 504.818 | 502.137 | 498.68 | 497.106 | 496.732 | 496.539 | 494.347 | 490.921
Consumer Transformation | Dem_BB008 | GWh | SPM | Rainhill |  | 1507.683 | 1357.202 | 1318.235 | 1316.239 | 1313.368 | 1307.566 | 1298.439 | 1290.645 | 1285.47 | 1284.132 | 1293.693 | 1315.504 | 1336.837 | 1365.383 | 1399.147 | 1434.659 | 1460.717 | 1480.943 | 1490.348 | 1499.446 | 1501.036 | 1493.224 | 1485.313 | 1475.003 | 1469.494 | 1468.378 | 1467.87 | 1461.596 | 1451.877
Consumer Transformation | Dem_BB008 | GWh | SPM | St. Asaph |  | 167.548 | 151.539 | 147.3 | 147.126 | 146.846 | 146.311 | 145.405 | 144.64 | 144.125 | 144.068 | 145.294 | 147.878 | 150.417 | 153.694 | 157.602 | 161.657 | 164.643 | 166.954 | 168.025 | 169.179 | 169.345 | 168.444 | 167.547 | 166.391 | 165.875 | 165.748 | 165.681 | 164.941 | 163.788
Consumer Transformation | Dem_BB008 | GWh | SPM | Trawsfynydd |  | 461.637 | 418.003 | 406.456 | 406.105 | 405.368 | 403.991 | 401.606 | 399.588 | 398.295 | 398.277 | 401.835 | 409.161 | 416.385 | 425.744 | 436.751 | 448.268 | 456.797 | 463.437 | 466.619 | 469.947 | 470.596 | 468.251 | 465.887 | 462.78 | 461.323 | 461.069 | 460.984 | 459.04 | 455.954
Consumer Transformation | Dem_BB008 | GWh | SPM | Wylfa |  | 202.979 | 184.598 | 179.7 | 179.697 | 179.466 | 178.999 | 178.106 | 177.388 | 176.98 | 177.158 | 178.995 | 182.516 | 186.02 | 190.555 | 195.718 | 201.211 | 205.346 | 208.613 | 210.282 | 211.905 | 212.404 | 211.53 | 210.608 | 209.322 | 208.643 | 208.641 | 208.716 | 207.946 | 206.669
Consumer Transformation | Dem_BB008 | GWh | SPN | Beddington (_J) |  | 1766.118 | 1587.702 | 1542.976 | 1542.087 | 1537.723 | 1530.677 | 1520.052 | 1511.355 | 1506.388 | 1504.377 | 1516.022 | 1542.432 | 1568.445 | 1605.164 | 1644.971 | 1689.903 | 1723.555 | 1750.4 | 1764.268 | 1775.291 | 1780.082 | 1773.56 | 1766.221 | 1755.362 | 1748.824 | 1749.055 | 1750.198 | 1744.784 | 1735.872
Consumer Transformation | Dem_BB008 | GWh | SPN | Bolney |  | 3363.487 | 3035.629 | 2949.811 | 2946.06 | 2939.789 | 2928.093 | 2908.933 | 2892.608 | 2881.809 | 2879.481 | 2902.577 | 2952.976 | 3002.418 | 3067.347 | 3144.365 | 3224.871 | 3284.039 | 3329.916 | 3351.271 | 3373.627 | 3377.174 | 3359.459 | 3341.674 | 3318.612 | 3308.353 | 3305.913 | 3304.744 | 3290.406 | 3268.043
Consumer Transformation | Dem_BB008 | GWh | SPN | Canterbury |  | 830.273 | 755.498 | 736.715 | 738.351 | 737.278 | 735.592 | 732.504 | 730.439 | 730.276 | 731.136 | 739.865 | 755.988 | 772.226 | 794.953 | 817.615 | 844.431 | 865.358 | 882.633 | 892.863 | 899.986 | 905.321 | 904.541 | 902.871 | 898.933 | 896.056 | 897.778 | 899.967 | 898.815 | 896.035
Consumer Transformation | Dem_BB008 | GWh | SPN | Chessington |  | 868.138 | 784.29 | 763.683 | 764.685 | 762.935 | 760.21 | 755.982 | 752.86 | 751.858 | 751.83 | 759.353 | 774.517 | 789.682 | 811.582 | 833.633 | 859.767 | 879.972 | 896.618 | 906.289 | 912.945 | 917.858 | 916.708 | 914.652 | 910.313 | 907.023 | 908.471 | 910.455 | 909.149 | 906.301
Consumer Transformation | Dem_BB008 | GWh | SPN | Kemsley |  | 540.959 | 491.008 | 479.082 | 480.683 | 479.687 | 478.439 | 476.414 | 475.203 | 475.514 | 475.971 | 481.787 | 492.594 | 503.537 | 519.678 | 534.543 | 553.369 | 568.284 | 580.845 | 588.693 | 593.306 | 598.007 | 598.603 | 598.324 | 596.265 | 594.044 | 595.798 | 597.935 | 597.995 | 597.228
Consumer Transformation | Dem_BB008 | GWh | SPN | Kingsnorth |  | 783.071 | 708.066 | 689.805 | 691.076 | 689.283 | 686.939 | 683.29 | 680.691 | 680.083 | 680.117 | 687.223 | 701.294 | 715.411 | 735.956 | 755.887 | 780.218 | 799.148 | 814.825 | 824.113 | 830.209 | 835.166 | 834.547 | 833.016 | 829.31 | 826.121 | 827.696 | 829.768 | 828.876 | 826.639
Consumer Transformation | Dem_BB008 | GWh | SPN | Littlebrook (_J) |  | 13.147 | 12.174 | 11.942 | 12.033 | 12.041 | 12.054 | 12.056 | 12.08 | 12.144 | 12.208 | 12.436 | 12.798 | 13.17 | 13.706 | 14.193 | 14.803 | 15.303 | 15.733 | 16.022 | 16.2 | 16.397 | 16.473 | 16.514 | 16.495 | 16.452 | 16.538 | 16.635 | 16.673 | 16.692
Consumer Transformation | Dem_BB008 | GWh | SPN | Ninfield |  | 1704.807 | 1538.757 | 1496.29 | 1495.73 | 1492.349 | 1486.554 | 1477.269 | 1469.686 | 1465.407 | 1464.804 | 1477.527 | 1504.507 | 1531.159 | 1567.633 | 1608.972 | 1653.627 | 1687.181 | 1713.905 | 1727.754 | 1740.937 | 1745.741 | 1739.338 | 1732.235 | 1721.758 | 1716.333 | 1716.668 | 1717.805 | 1712.357 | 1703.247
Consumer Transformation | Dem_BB008 | GWh | SPN | Northfleet East |  | 1712.317 | 1550.401 | 1508.836 | 1509.236 | 1506.251 | 1501.278 | 1492.917 | 1486.293 | 1483.004 | 1482.934 | 1497.27 | 1526.1 | 1554.744 | 1593.73 | 1635.792 | 1682.871 | 1718.555 | 1747.173 | 1762.448 | 1774.992 | 1780.775 | 1774.995 | 1768.385 | 1758.214 | 1752.473 | 1753.304 | 1754.923 | 1749.784 | 1740.896
Consumer Transformation | Dem_BB008 | GWh | SPN | Richborough |  | 1.468 | 7.095 | 9.617 | 12.43 | 12.795 | 13.954 | 15.612 | 17.652 | 20.355 | 21.84 | 24.986 | 28.883 | 33.158 | 40.541 | 44.577 | 52.263 | 59.273 | 65.911 | 71.474 | 73.402 | 78.48 | 82.612 | 85.723 | 87.718 | 87.293 | 89.936 | 92.768 | 95.545 | 98.773
Consumer Transformation | Dem_BB008 | GWh | SPN | Sellindge |  | 440.315 | 404.026 | 395.507 | 397.956 | 397.414 | 397.18 | 396.476 | 396.51 | 397.905 | 399.168 | 405.535 | 416.225 | 427.183 | 443.252 | 457.322 | 475.691 | 490.581 | 503.326 | 511.753 | 516.663 | 522.239 | 524.06 | 524.854 | 523.848 | 521.979 | 524.313 | 526.996 | 527.88 | 528.134
Consumer Transformation | Dem_BB008 | GWh | SPN | West Weybridge |  | 1566.666 | 1414.336 | 1375.661 | 1375.598 | 1372.532 | 1367.295 | 1358.943 | 1352.25 | 1348.73 | 1348.049 | 1360.086 | 1385.343 | 1410.378 | 1444.998 | 1482.498 | 1524.525 | 1556.275 | 1581.723 | 1595.221 | 1606.118 | 1611.187 | 1605.863 | 1599.748 | 1590.389 | 1584.987 | 1585.623 | 1587.028 | 1582.406 | 1574.521
Consumer Transformation | Dem_BB008 | GWh | South Wales | Aberthaw |  | 775.693 | 697.229 | 676.999 | 675.835 | 673.79 | 670.593 | 665.647 | 661.385 | 658.472 | 657.467 | 661.968 | 672.713 | 683.184 | 697.216 | 713.858 | 731.413 | 744.185 | 754.009 | 758.392 | 763.206 | 763.685 | 759.427 | 755.164 | 749.736 | 747.019 | 746.274 | 745.837 | 742.475 | 737.352
Consumer Transformation | Dem_BB008 | GWh | South Wales | Alpha Steel (Uskmouth) |  | 4.458 | 4.074 | 3.99 | 4.005 | 3.992 | 3.985 | 3.974 | 3.967 | 3.974 | 3.99 | 4.046 | 4.143 | 4.242 | 4.384 | 4.528 | 4.694 | 4.83 | 4.944 | 5.014 | 5.088 | 5.134 | 5.14 | 5.141 | 5.125 | 5.107 | 5.127 | 5.146 | 5.144 | 5.147
Consumer Transformation | Dem_BB008 | GWh | South Wales | Cardiff East |  | 517.806 | 469.687 | 456.827 | 456.478 | 455.763 | 454.352 | 451.798 | 449.646 | 448.264 | 448.329 | 452.508 | 460.902 | 469.194 | 479.8 | 492.367 | 505.395 | 515.048 | 522.554 | 526.14 | 529.992 | 530.69 | 528.005 | 525.32 | 521.813 | 520.348 | 520.054 | 519.931 | 517.694 | 514.135
Consumer Transformation | Dem_BB008 | GWh | South Wales | Grange |  | 292.993 | 261.565 | 253.618 | 252.952 | 251.985 | 250.469 | 248.282 | 246.366 | 245.005 | 244.316 | 245.503 | 249.023 | 252.397 | 257.096 | 262.706 | 268.695 | 272.958 | 276.18 | 277.483 | 278.879 | 278.814 | 277.064 | 275.335 | 273.199 | 271.991 | 271.578 | 271.291 | 269.964 | 268.017
Consumer Transformation | Dem_BB008 | GWh | South Wales | Imperial Park |  | 63.949 | 57.618 | 55.987 | 55.921 | 55.754 | 55.516 | 55.137 | 54.819 | 54.611 | 54.579 | 55.001 | 55.952 | 56.879 | 58.135 | 59.616 | 61.171 | 62.319 | 63.224 | 63.66 | 64.16 | 64.268 | 63.971 | 63.658 | 63.239 | 63.014 | 62.988 | 62.993 | 62.747 | 62.361
Consumer Transformation | Dem_BB008 | GWh | South Wales | Pembroke |  | 772.512 | 703.483 | 684.744 | 684.537 | 683.86 | 682.229 | 678.91 | 676.163 | 674.506 | 675.142 | 682.161 | 695.531 | 708.796 | 725.527 | 745.387 | 765.807 | 781.073 | 793.007 | 798.896 | 805.264 | 806.68 | 802.867 | 799.034 | 793.922 | 791.945 | 791.7 | 791.695 | 788.428 | 783.112
Consumer Transformation | Dem_BB008 | GWh | South Wales | Pyle |  | 545.562 | 492.069 | 478.073 | 477.389 | 476.292 | 474.335 | 471.158 | 468.432 | 466.594 | 466.194 | 469.819 | 477.861 | 485.737 | 496.067 | 508.303 | 521.128 | 530.518 | 537.772 | 541.082 | 544.564 | 545 | 542.02 | 539.059 | 535.268 | 533.422 | 532.949 | 532.68 | 530.289 | 526.588
Consumer Transformation | Dem_BB008 | GWh | South Wales | Rassau |  | 823.698 | 744.757 | 723.886 | 723.017 | 721.572 | 718.913 | 714.414 | 710.572 | 708.004 | 707.705 | 713.645 | 726.267 | 738.66 | 754.674 | 773.877 | 793.715 | 808.3 | 819.578 | 824.787 | 830.564 | 831.354 | 826.885 | 822.45 | 816.753 | 814.287 | 813.643 | 813.294 | 809.655 | 803.981
Consumer Transformation | Dem_BB008 | GWh | South Wales | Swansea North |  | 2419.513 | 2189.466 | 2128.255 | 2125.649 | 2121.886 | 2114.396 | 2101.452 | 2090.375 | 2082.905 | 2082.143 | 2099.962 | 2137.335 | 2174.065 | 2221.101 | 2277.674 | 2335.906 | 2378.664 | 2411.646 | 2426.761 | 2443.387 | 2445.351 | 2431.869 | 2418.583 | 2401.705 | 2394.739 | 2392.679 | 2391.424 | 2380.446 | 2363.338
Consumer Transformation | Dem_BB008 | GWh | South Wales | Upper Boat 132kV |  | 771.979 | 693.014 | 672.631 | 671.237 | 669.194 | 665.853 | 660.75 | 656.307 | 653.176 | 651.944 | 656.095 | 666.405 | 676.404 | 689.768 | 705.846 | 722.683 | 734.806 | 744.052 | 747.987 | 752.372 | 752.466 | 747.93 | 743.466 | 737.912 | 735.236 | 734.295 | 733.652 | 730.121 | 724.819
Consumer Transformation | Dem_BB008 | GWh | South Wales | Upper Boat 33kV |  | 199.973 | 180.9 | 175.857 | 175.674 | 175.321 | 174.693 | 173.626 | 172.714 | 172.114 | 172.055 | 173.533 | 176.635 | 179.683 | 183.641 | 188.325 | 193.207 | 196.805 | 199.594 | 200.902 | 202.314 | 202.543 | 201.492 | 200.436 | 199.065 | 198.458 | 198.326 | 198.255 | 197.389 | 196.03
Consumer Transformation | Dem_BB008 | GWh | South Wales | Uskmouth |  | 943.046 | 849.508 | 825.143 | 823.848 | 821.701 | 818.126 | 812.427 | 807.526 | 804.181 | 803.244 | 809.186 | 822.731 | 835.971 | 853.426 | 874.218 | 895.972 | 911.845 | 924.072 | 929.564 | 935.587 | 936.205 | 930.99 | 925.801 | 919.196 | 916.085 | 915.201 | 914.677 | 910.516 | 904.125
Consumer Transformation | Dem_BB008 | GWh | South Western | Abham |  | 984.46 | 888.709 | 863.702 | 862.727 | 860.773 | 857.382 | 851.827 | 847.111 | 844.043 | 843.497 | 850.368 | 865.257 | 879.887 | 899.169 | 922.045 | 945.937 | 963.553 | 977.26 | 983.748 | 990.807 | 992.093 | 987.115 | 982.065 | 975.414 | 972.365 | 971.779 | 971.571 | 967.518 | 961.138
Consumer Transformation | Dem_BB008 | GWh | South Western | Alverdiscott |  | 871.774 | 789.684 | 768.003 | 767.485 | 766.111 | 763.574 | 759.143 | 755.435 | 753.136 | 753.152 | 760.032 | 774.061 | 787.913 | 805.949 | 827.24 | 849.411 | 865.904 | 878.817 | 885.132 | 891.927 | 893.466 | 889.286 | 885.017 | 879.26 | 876.738 | 876.434 | 876.442 | 872.952 | 867.33
Consumer Transformation | Dem_BB008 | GWh | South Western | Axminster |  | 671.872 | 605.812 | 588.7 | 588.042 | 586.686 | 584.265 | 580.384 | 577.107 | 575.008 | 574.529 | 579.104 | 589.165 | 599.047 | 612.255 | 627.746 | 644.095 | 656.178 | 665.613 | 670.137 | 674.774 | 675.784 | 672.522 | 669.166 | 664.687 | 662.553 | 662.221 | 662.165 | 659.511 | 655.317
Consumer Transformation | Dem_BB008 | GWh | South Western | Bridgewater |  | 762.156 | 688.951 | 669.79 | 669.211 | 667.819 | 665.356 | 661.238 | 657.778 | 655.595 | 655.372 | 661.003 | 672.881 | 684.581 | 699.986 | 718.109 | 737.105 | 751.187 | 762.206 | 767.542 | 773.227 | 774.481 | 770.809 | 767.04 | 761.988 | 759.661 | 759.346 | 759.323 | 756.283 | 751.446
Consumer Transformation | Dem_BB008 | GWh | South Western | Exeter |  | 1361.636 | 1230.59 | 1196.09 | 1194.722 | 1192.303 | 1187.836 | 1180.342 | 1173.98 | 1169.783 | 1169.182 | 1178.954 | 1199.791 | 1220.269 | 1246.938 | 1278.739 | 1311.746 | 1336.068 | 1354.93 | 1363.765 | 1373.387 | 1374.929 | 1367.776 | 1360.617 | 1351.31 | 1347.24 | 1346.307 | 1345.868 | 1340.041 | 1330.899
Consumer Transformation | Dem_BB008 | GWh | South Western | Indian Queens |  | 1708.047 | 1533.991 | 1489.026 | 1486.037 | 1481.734 | 1474.477 | 1463.323 | 1453.637 | 1446.857 | 1444.271 | 1453.689 | 1476.775 | 1499.19 | 1529.123 | 1565.273 | 1602.939 | 1630.155 | 1650.962 | 1659.936 | 1669.976 | 1670.406 | 1660.55 | 1650.799 | 1638.598 | 1632.872 | 1630.909 | 1629.628 | 1621.916 | 1610.296
Consumer Transformation | Dem_BB008 | GWh | South Western | Landulph |  | 867.974 | 774.665 | 751.133 | 749.204 | 746.275 | 741.763 | 735.266 | 729.594 | 725.569 | 723.461 | 726.964 | 737.377 | 747.374 | 761.375 | 778.29 | 796.168 | 808.921 | 818.618 | 822.604 | 827.171 | 827.134 | 822.102 | 817.083 | 810.828 | 807.54 | 806.406 | 805.667 | 801.855 | 796.239
Consumer Transformation | Dem_BB008 | GWh | South Western | Seabank |  | 1421.926 | 1282.393 | 1245.892 | 1244.118 | 1241.262 | 1236.141 | 1227.834 | 1220.727 | 1215.933 | 1214.793 | 1224.222 | 1245.145 | 1265.628 | 1292.523 | 1324.687 | 1358.148 | 1382.649 | 1401.573 | 1410.229 | 1419.677 | 1420.886 | 1413.186 | 1405.499 | 1395.642 | 1391.218 | 1390.034 | 1389.386 | 1383.193 | 1373.614
Consumer Transformation | Dem_BB008 | GWh | South Western | Taunton |  | 552 | 498.732 | 484.881 | 484.518 | 483.463 | 481.647 | 478.648 | 476.15 | 474.608 | 474.428 | 478.502 | 487.118 | 495.618 | 506.927 | 520.012 | 533.924 | 544.28 | 552.406 | 556.422 | 560.49 | 561.553 | 559.032 | 556.408 | 552.811 | 551.059 | 550.91 | 550.98 | 548.891 | 545.526
Consumer Transformation | Dem_BB008 | GWh | West Midlands | Bishops Wood |  | 1982.337 | 1792.911 | 1744.435 | 1744.626 | 1741.125 | 1735.042 | 1725.023 | 1717.036 | 1712.946 | 1712.595 | 1728.66 | 1761.464 | 1794.031 | 1838.557 | 1886.752 | 1940.65 | 1981.426 | 2014.099 | 2031.458 | 2045.606 | 2052.091 | 2045.293 | 2037.544 | 2025.701 | 2019.065 | 2019.911 | 2021.691 | 2015.717 | 2005.468
Consumer Transformation | Dem_BB008 | GWh | West Midlands | Bushbury |  | 700.711 | 632.435 | 616.097 | 617.371 | 615.724 | 613.466 | 610.096 | 607.735 | 607.29 | 607.236 | 613.498 | 626.061 | 638.678 | 657.475 | 675.343 | 697.554 | 714.921 | 729.4 | 738.156 | 743.517 | 748.443 | 748.354 | 747.317 | 744.211 | 741.277 | 742.938 | 745.093 | 744.647 | 743.128
Consumer Transformation | Dem_BB008 | GWh | West Midlands | Bustleholme |  | 1160.544 | 1032.208 | 1001.326 | 999.879 | 995.215 | 988.704 | 979.851 | 972.445 | 967.91 | 964.593 | 969.339 | 983.708 | 997.637 | 1019.117 | 1041.446 | 1068.101 | 1087.772 | 1103.442 | 1111.277 | 1116.734 | 1119.301 | 1114.98 | 1110.012 | 1102.74 | 1097.442 | 1097.275 | 1097.835 | 1094.51 | 1089.348
Consumer Transformation | Dem_BB008 | GWh | West Midlands | Cellarhead |  | 2399.851 | 2159.941 | 2098.96 | 2097.219 | 2091.696 | 2082.47 | 2068.234 | 2056.407 | 2049.28 | 2046.862 | 2062.804 | 2098.611 | 2133.819 | 2182.411 | 2236.527 | 2296.222 | 2340.649 | 2375.757 | 2393.311 | 2408.557 | 2413.679 | 2403.517 | 2392.605 | 2377.256 | 2368.761 | 2368.356 | 2369.074 | 2360.734 | 2347.325
Consumer Transformation | Dem_BB008 | GWh | West Midlands | Feckenham |  | 1379.076 | 1248.321 | 1215.059 | 1215.695 | 1213.163 | 1209.127 | 1202.432 | 1197.221 | 1194.834 | 1194.826 | 1206.531 | 1229.999 | 1253.359 | 1285.57 | 1319.838 | 1358.622 | 1388.17 | 1412.017 | 1425.031 | 1435.454 | 1440.843 | 1436.832 | 1431.981 | 1424.09 | 1419.353 | 1420.396 | 1422.122 | 1418.451 | 1411.879
Consumer Transformation | Dem_BB008 | GWh | West Midlands | Hams Hall |  | 1514.876 | 1366.648 | 1328.905 | 1328.481 | 1325.213 | 1319.954 | 1311.61 | 1304.807 | 1300.999 | 1300.027 | 1311.169 | 1334.971 | 1358.496 | 1390.859 | 1426.255 | 1465.696 | 1495.303 | 1518.888 | 1531.081 | 1541.351 | 1545.487 | 1539.721 | 1533.346 | 1523.999 | 1518.711 | 1518.924 | 1519.855 | 1514.972 | 1506.876
Consumer Transformation | Dem_BB008 | GWh | West Midlands | Iron Acton |  | 2341.788 | 2119.259 | 2061.711 | 2061.442 | 2057.593 | 2050.567 | 2038.754 | 2029.207 | 2023.991 | 2023.839 | 2042.74 | 2081.258 | 2119.435 | 2170.84 | 2228.335 | 2290.892 | 2338.012 | 2375.53 | 2395.042 | 2412.615 | 2419.285 | 2410.335 | 2400.513 | 2386.109 | 2378.818 | 2379.311 | 2380.834 | 2373.102 | 2360.111
Consumer Transformation | Dem_BB008 | GWh | West Midlands | Ironbridge |  | 875.958 | 793.799 | 773.564 | 775.055 | 773.539 | 771.226 | 767.442 | 764.808 | 764.312 | 764.831 | 773.262 | 789.49 | 805.803 | 829.209 | 852.578 | 880.329 | 901.96 | 919.871 | 930.507 | 938 | 943.692 | 943.059 | 941.401 | 937.299 | 934.017 | 935.861 | 938.25 | 937.235 | 934.665
Consumer Transformation | Dem_BB008 | GWh | West Midlands | Kitwell |  | 1407.982 | 1250.795 | 1212.673 | 1210.206 | 1204.628 | 1196.444 | 1185.302 | 1175.82 | 1169.671 | 1165.286 | 1170.285 | 1186.785 | 1202.663 | 1226.95 | 1252.977 | 1283.466 | 1305.633 | 1323.04 | 1331.2 | 1337.05 | 1338.918 | 1332.651 | 1325.859 | 1316.546 | 1310.265 | 1309.415 | 1309.398 | 1304.686 | 1297.623
Consumer Transformation | Dem_BB008 | GWh | West Midlands | Nechells |  | 1492.51 | 1352.633 | 1316.844 | 1317.654 | 1315.164 | 1311.061 | 1304.09 | 1298.684 | 1296.267 | 1296.546 | 1309.617 | 1335.437 | 1361.163 | 1396.356 | 1433.962 | 1476.305 | 1508.588 | 1534.632 | 1548.865 | 1560.404 | 1566.278 | 1561.902 | 1556.643 | 1548.102 | 1543.123 | 1544.279 | 1546.152 | 1542.113 | 1534.867
Consumer Transformation | Dem_BB008 | GWh | West Midlands | Ocker Hill |  | 404.814 | 367.28 | 358.386 | 359.652 | 358.905 | 357.958 | 356.444 | 355.556 | 355.845 | 356.229 | 360.606 | 368.756 | 377.009 | 389.275 | 400.593 | 414.904 | 426.272 | 435.882 | 441.942 | 445.528 | 449.239 | 449.86 | 449.772 | 448.31 | 446.635 | 448.048 | 449.766 | 449.937 | 449.517
Consumer Transformation | Dem_BB008 | GWh | West Midlands | Oldbury |  | 374.448 | 341.564 | 333.823 | 335.44 | 334.966 | 334.412 | 333.413 | 333.022 | 333.761 | 334.503 | 339.238 | 347.565 | 356.055 | 368.61 | 379.972 | 394.472 | 406.126 | 416.055 | 422.499 | 426.269 | 430.41 | 431.521 | 431.86 | 430.777 | 429.27 | 430.949 | 432.919 | 433.414 | 433.37
Consumer Transformation | Dem_BB008 | GWh | West Midlands | Penn |  | 1080.979 | 965.52 | 937.396 | 936.487 | 933.132 | 927.809 | 920.33 | 914.169 | 910.592 | 908.359 | 914.027 | 928.745 | 943.149 | 964.663 | 987.201 | 1013.655 | 1033.401 | 1049.226 | 1057.426 | 1062.975 | 1065.969 | 1062.29 | 1057.962 | 1051.396 | 1046.843 | 1047.012 | 1047.828 | 1044.877 | 1040.09
Consumer Transformation | Dem_BB008 | GWh | West Midlands | Rugeley |  | 875.097 | 786.086 | 764.153 | 764.084 | 761.743 | 758.184 | 752.946 | 748.751 | 746.585 | 745.623 | 751.539 | 764.887 | 778.079 | 797.22 | 817.216 | 840.467 | 858.067 | 872.294 | 879.996 | 885.73 | 888.965 | 886.504 | 883.426 | 878.395 | 874.92 | 875.484 | 876.548 | 874.416 | 870.705
Consumer Transformation | Dem_BB008 | GWh | West Midlands | Shrewsbury |  | 361.224 | 329.347 | 321.736 | 323.12 | 322.689 | 322.118 | 321.085 | 320.604 | 321.166 | 321.893 | 326.327 | 334.176 | 342.165 | 353.868 | 364.828 | 378.425 | 389.304 | 398.532 | 404.449 | 408.246 | 411.972 | 412.814 | 412.967 | 411.816 | 410.404 | 411.882 | 413.628 | 413.946 | 413.71
Consumer Transformation | Dem_BB008 | GWh | West Midlands | Walham |  | 1510.818 | 1364.669 | 1327.569 | 1327.678 | 1324.568 | 1319.632 | 1311.706 | 1305.379 | 1302.126 | 1301.525 | 1313.342 | 1337.932 | 1362.313 | 1396.007 | 1432.205 | 1473.009 | 1503.88 | 1528.646 | 1541.829 | 1552.523 | 1557.55 | 1552.506 | 1546.687 | 1537.712 | 1532.403 | 1533.086 | 1534.509 | 1530.096 | 1522.527
Consumer Transformation | Dem_BB008 | GWh | West Midlands | Willenhall |  | 462.431 | 419.086 | 408.846 | 410.224 | 409.315 | 408.147 | 406.337 | 405.242 | 405.489 | 405.852 | 410.714 | 419.866 | 429.134 | 442.98 | 455.735 | 471.901 | 484.732 | 495.568 | 502.388 | 506.401 | 510.571 | 511.236 | 511.102 | 509.412 | 507.465 | 509.038 | 510.964 | 511.144 | 510.662
Consumer Transformation | Dem_BB008a | GWh | ENW | Bredbury |  | 658.691 | 554.5 | 530.339 | 505.594 | 485.215 | 467.683 | 453.32 | 441.976 | 431.437 | 422.444 | 414.706 | 407.125 | 399.472 | 392.445 | 387.07 | 382.46 | 376.825 | 371.061 | 365.107 | 358.213 | 351.558 | 344.347 | 336.836 | 328.307 | 317.842 | 309.29 | 300.875 | 292.925 | 283.581
Consumer Transformation | Dem_BB008a | GWh | ENW | Harker |  | 590.376 | 497.523 | 476.102 | 454.14 | 435.668 | 420.019 | 407.256 | 397.221 | 387.947 | 379.892 | 373.154 | 366.581 | 359.963 | 354.076 | 348.934 | 345.126 | 340.37 | 335.475 | 330.361 | 324.006 | 318.228 | 311.904 | 305.269 | 297.664 | 288.099 | 280.468 | 272.96 | 265.874 | 257.534
Consumer Transformation | Dem_BB008a | GWh | ENW | Heysham (Barrow WF) |  | 10.009 | 8.442 | 8.08 | 7.708 | 7.394 | 7.127 | 6.916 | 6.743 | 6.588 | 6.453 | 6.342 | 6.236 | 6.119 | 6.029 | 5.941 | 5.88 | 5.806 | 5.728 | 5.644 | 5.537 | 5.441 | 5.337 | 5.226 | 5.098 | 4.934 | 4.804 | 4.677 | 4.555 | 4.415
Consumer Transformation | Dem_BB008a | GWh | ENW | Heysham (NGET) |  | 166.402 | 140.958 | 135.242 | 129.353 | 124.172 | 119.874 | 116.463 | 113.866 | 111.55 | 109.534 | 108.002 | 106.572 | 105.175 | 104.299 | 103.326 | 103.045 | 102.411 | 101.683 | 100.787 | 99.189 | 98.031 | 96.632 | 95.013 | 92.976 | 89.92 | 87.862 | 85.827 | 83.933 | 81.669
Consumer Transformation | Dem_BB008a | GWh | ENW | Hutton |  | 273.981 | 231.136 | 221.294 | 211.198 | 202.597 | 195.375 | 189.504 | 184.918 | 180.704 | 177.01 | 173.991 | 171.065 | 168.125 | 165.622 | 163.273 | 161.722 | 159.704 | 157.606 | 155.38 | 152.42 | 149.858 | 147.026 | 144.011 | 140.513 | 135.957 | 132.44 | 128.977 | 125.717 | 121.867
Consumer Transformation | Dem_BB008a | GWh | ENW | Kearsley 132kV |  | 1173.789 | 988.122 | 945.067 | 900.962 | 864.388 | 833.128 | 807.507 | 787.255 | 768.416 | 752.218 | 738.349 | 724.744 | 711 | 698.303 | 688.041 | 679.559 | 669.285 | 658.793 | 648.004 | 635.461 | 623.437 | 610.448 | 596.978 | 581.734 | 563.189 | 547.918 | 532.895 | 518.692 | 502.012
Consumer Transformation | Dem_BB008a | GWh | ENW | Kearsley 33kV |  | 170.396 | 143.48 | 137.249 | 130.862 | 125.557 | 121.028 | 117.319 | 114.392 | 111.674 | 109.339 | 107.35 | 105.396 | 103.427 | 101.631 | 100.178 | 98.994 | 97.544 | 96.061 | 94.525 | 92.716 | 90.995 | 89.132 | 87.193 | 84.988 | 82.272 | 80.064 | 77.887 | 75.831 | 73.415
Consumer Transformation | Dem_BB008a | GWh | ENW | Kirkby (_G) |  | 80.835 | 69.368 | 66.978 | 64.483 | 62.301 | 60.375 | 58.977 | 58.041 | 57.336 | 56.812 | 56.604 | 56.525 | 56.519 | 57.23 | 57.724 | 58.778 | 59.532 | 60.164 | 60.546 | 59.98 | 60.121 | 60.007 | 59.598 | 58.772 | 56.777 | 55.91 | 55.052 | 54.279 | 53.313
Consumer Transformation | Dem_BB008a | GWh | ENW | Macclesfield |  | 164.353 | 142.652 | 138.513 | 134.111 | 130.102 | 126.463 | 124.063 | 122.731 | 122.038 | 121.101 | 121.521 | 122.322 | 123.369 | 126.595 | 128.701 | 132.647 | 135.788 | 138.559 | 140.583 | 139.678 | 141.028 | 141.653 | 141.392 | 139.959 | 136.518 | 134.972 | 133.431 | 132.105 | 130.346
Consumer Transformation | Dem_BB008a | GWh | ENW | Ormonde |  | 30.668 | 25.925 | 24.843 | 23.737 | 22.778 | 21.975 | 21.331 | 20.831 | 20.383 | 19.993 | 19.678 | 19.384 | 19.084 | 18.865 | 18.644 | 18.526 | 18.353 | 18.167 | 17.959 | 17.652 | 17.398 | 17.113 | 16.792 | 16.411 | 15.874 | 15.488 | 15.104 | 14.747 | 14.324
Consumer Transformation | Dem_BB008a | GWh | ENW | Padiham |  | 414.864 | 349.729 | 334.73 | 319.344 | 306.256 | 295.277 | 286.319 | 279.292 | 272.803 | 267.232 | 262.536 | 257.97 | 253.37 | 249.323 | 246.006 | 243.459 | 240.23 | 236.895 | 233.393 | 229.363 | 225.397 | 221.037 | 216.43 | 211.11 | 204.352 | 199.007 | 193.75 | 188.793 | 182.95
Consumer Transformation | Dem_BB008a | GWh | ENW | Penwortham East |  | 718.5 | 603.863 | 577.075 | 549.669 | 526.908 | 507.596 | 491.618 | 478.86 | 466.862 | 456.459 | 447.376 | 438.364 | 429.204 | 420.171 | 412.836 | 406.331 | 398.859 | 391.352 | 383.84 | 375.991 | 367.858 | 359.281 | 350.617 | 341.108 | 330.321 | 320.827 | 311.489 | 302.631 | 292.274
Consumer Transformation | Dem_BB008a | GWh | ENW | Penwortham West |  | 497.919 | 419.079 | 400.779 | 382.037 | 366.307 | 353.019 | 342.102 | 333.455 | 325.388 | 318.417 | 312.436 | 306.554 | 300.599 | 295.006 | 290.405 | 286.579 | 282.013 | 277.375 | 272.64 | 267.418 | 262.192 | 256.579 | 250.795 | 244.302 | 236.524 | 230.019 | 223.625 | 217.572 | 210.474
Consumer Transformation | Dem_BB008a | GWh | ENW | Robin Rigg |  | 15.978 | 13.491 | 12.923 | 12.339 | 11.844 | 11.428 | 11.089 | 10.826 | 10.584 | 10.381 | 10.213 | 10.051 | 9.892 | 9.763 | 9.644 | 9.572 | 9.473 | 9.367 | 9.25 | 9.085 | 8.949 | 8.792 | 8.623 | 8.42 | 8.149 | 7.946 | 7.746 | 7.556 | 7.334
Consumer Transformation | Dem_BB008a | GWh | ENW | Rochdale |  | 428.082 | 360.262 | 344.508 | 328.376 | 315.011 | 303.59 | 294.214 | 286.79 | 279.871 | 273.914 | 268.79 | 263.756 | 258.666 | 253.9 | 250.053 | 246.822 | 242.951 | 239.009 | 234.979 | 230.378 | 225.908 | 221.103 | 216.148 | 210.568 | 203.865 | 198.281 | 192.788 | 187.59 | 181.488
Consumer Transformation | Dem_BB008a | GWh | ENW | South Manchester |  | 592.476 | 498.606 | 476.801 | 454.476 | 436.098 | 420.3 | 407.339 | 397.08 | 387.525 | 379.36 | 372.311 | 365.386 | 358.384 | 351.867 | 346.854 | 342.501 | 337.249 | 331.896 | 326.397 | 320.138 | 314.032 | 307.447 | 300.629 | 292.923 | 283.603 | 275.886 | 268.294 | 261.116 | 252.691
Consumer Transformation | Dem_BB008a | GWh | ENW | Stalybridge |  | 787.832 | 668.116 | 641.373 | 613.791 | 589.871 | 569.68 | 553.765 | 541.793 | 531.238 | 521.498 | 514.688 | 508.419 | 502.338 | 499.104 | 495.101 | 494.701 | 492.532 | 489.861 | 486.261 | 478.411 | 473.456 | 467.244 | 459.87 | 450.358 | 437.038 | 427.395 | 417.89 | 409.042 | 398.44
Consumer Transformation | Dem_BB008a | GWh | ENW | Stanah |  | 249.397 | 210 | 200.874 | 191.525 | 183.652 | 177.013 | 171.567 | 167.266 | 163.265 | 159.809 | 156.864 | 153.969 | 151.05 | 148.349 | 146.117 | 144.306 | 142.115 | 139.876 | 137.577 | 134.996 | 132.44 | 129.68 | 126.816 | 123.579 | 119.637 | 116.393 | 113.199 | 110.181 | 106.637
Consumer Transformation | Dem_BB008a | GWh | ENW | Walney 2 |  | 66.567 | 56 | 53.538 | 51.022 | 48.918 | 47.138 | 45.669 | 44.503 | 43.417 | 42.468 | 41.659 | 40.855 | 40.04 | 39.259 | 38.623 | 38.079 | 37.444 | 36.795 | 36.138 | 35.429 | 34.716 | 33.948 | 33.164 | 32.291 | 31.267 | 30.394 | 29.532 | 28.724 | 27.77
Consumer Transformation | Dem_BB008a | GWh | ENW | Washway Farm |  | 245.271 | 206.971 | 198.194 | 189.18 | 181.679 | 175.235 | 170.02 | 165.965 | 162.251 | 159.094 | 156.479 | 153.965 | 151.451 | 149.402 | 147.703 | 146.551 | 144.961 | 143.283 | 141.454 | 138.922 | 136.776 | 134.356 | 131.741 | 128.639 | 124.491 | 121.369 | 118.297 | 115.407 | 111.987
Consumer Transformation | Dem_BB008a | GWh | ENW | Whitegate |  | 560.763 | 472.087 | 451.529 | 430.465 | 413.001 | 398.069 | 385.836 | 376.166 | 367.177 | 359.447 | 352.836 | 346.35 | 339.805 | 333.763 | 328.886 | 324.864 | 319.982 | 314.99 | 309.857 | 303.872 | 298.143 | 291.95 | 285.528 | 278.249 | 269.377 | 262.083 | 254.909 | 248.128 | 240.163
Consumer Transformation | Dem_BB008a | GWh | EPN | Amersham Main |  | 136.041 | 121.173 | 119.105 | 116.736 | 112.53 | 109.923 | 108.596 | 108.329 | 108.819 | 108.353 | 109.939 | 112.018 | 114.442 | 119.736 | 121.937 | 127.671 | 132.478 | 136.812 | 140.183 | 139.858 | 142.447 | 144.14 | 144.706 | 143.861 | 140.091 | 139.092 | 138.084 | 137.308 | 136.127
Consumer Transformation | Dem_BB008a | GWh | EPN | Braintree |  | 407.093 | 348.638 | 336.316 | 323.463 | 310.512 | 300.552 | 293.095 | 287.882 | 283.678 | 279.12 | 277.066 | 275.505 | 274.202 | 275.635 | 274.693 | 277.499 | 279.063 | 280.179 | 280.391 | 277.054 | 276.295 | 274.53 | 271.682 | 267.183 | 259.497 | 254.862 | 250.282 | 246.099 | 240.965
Consumer Transformation | Dem_BB008a | GWh | EPN | Bramford |  | 1499.936 | 1265.724 | 1212.037 | 1156.933 | 1109.034 | 1069.468 | 1037.335 | 1012.228 | 989.148 | 968.207 | 951.558 | 935.401 | 919.191 | 905.234 | 892.115 | 883.359 | 872.082 | 860.394 | 848.032 | 832.572 | 818.455 | 802.854 | 786.308 | 767.123 | 743.731 | 724.462 | 705.507 | 687.642 | 666.571
Consumer Transformation | Dem_BB008a | GWh | EPN | Brimsdown |  | 698.611 | 593 | 569.521 | 545.294 | 523.282 | 505.407 | 491.33 | 480.762 | 471.465 | 462.491 | 456.471 | 450.937 | 445.568 | 442.749 | 438.397 | 437.958 | 435.957 | 433.519 | 430.269 | 423.304 | 418.863 | 413.313 | 406.753 | 398.308 | 386.603 | 378.044 | 369.607 | 361.752 | 352.343
Consumer Transformation | Dem_BB008a | GWh | EPN | Burwell Main |  | 497.501 | 424.665 | 408.989 | 392.708 | 376.758 | 364.369 | 354.894 | 348.069 | 342.344 | 336.441 | 333.231 | 330.517 | 328.045 | 328.307 | 326.407 | 328.358 | 328.955 | 329.092 | 328.334 | 324.091 | 322.294 | 319.433 | 315.49 | 309.791 | 300.748 | 294.912 | 289.157 | 283.856 | 277.416
Consumer Transformation | Dem_BB008a | GWh | EPN | Clacton |  | 122.998 | 103.532 | 99.019 | 94.394 | 90.476 | 87.194 | 84.494 | 82.358 | 80.365 | 78.587 | 77.101 | 75.64 | 74.155 | 72.752 | 71.539 | 70.567 | 69.411 | 68.238 | 67.051 | 65.724 | 64.414 | 63.008 | 61.57 | 59.959 | 58.111 | 56.503 | 54.921 | 53.423 | 51.663
Consumer Transformation | Dem_BB008a | GWh | EPN | Eaton Socon |  | 375.476 | 322.656 | 311.777 | 300.377 | 288.234 | 279.206 | 272.579 | 268.081 | 264.606 | 260.6 | 259.184 | 258.292 | 257.696 | 260.028 | 259.609 | 263.193 | 265.531 | 267.381 | 268.267 | 265.477 | 265.373 | 264.226 | 261.919 | 257.908 | 250.479 | 246.32 | 242.209 | 238.482 | 233.857
Consumer Transformation | Dem_BB008a | GWh | EPN | Elstree |  | 1040.136 | 879.726 | 843.381 | 805.992 | 773.043 | 745.934 | 724.172 | 707.428 | 692.283 | 678.217 | 667.697 | 657.665 | 647.71 | 640.205 | 632.141 | 628.216 | 622.311 | 615.981 | 608.885 | 598.213 | 589.676 | 579.866 | 569.062 | 556.047 | 539.358 | 526.241 | 513.328 | 501.214 | 486.841
Consumer Transformation | Dem_BB008a | GWh | EPN | Loudwater |  | 118.426 | 103.404 | 100.687 | 97.769 | 94.074 | 91.483 | 89.811 | 88.924 | 88.509 | 87.637 | 88.008 | 88.667 | 89.508 | 91.979 | 92.787 | 95.653 | 97.94 | 99.957 | 101.429 | 100.782 | 101.773 | 102.234 | 102.057 | 101.027 | 98.288 | 97.173 | 96.063 | 95.11 | 93.845
Consumer Transformation | Dem_BB008a | GWh | EPN | Mill Hill |  | 281.95 | 244.138 | 236.776 | 228.98 | 220.143 | 213.669 | 209.176 | 206.417 | 204.604 | 202.075 | 201.97 | 202.398 | 203.153 | 206.938 | 207.774 | 212.508 | 216.083 | 219.155 | 221.223 | 219.322 | 220.44 | 220.543 | 219.456 | 216.718 | 210.727 | 207.837 | 204.966 | 202.431 | 199.188
Consumer Transformation | Dem_BB008a | GWh | EPN | Norwich Main |  | 721.631 | 611.847 | 587.292 | 561.975 | 538.806 | 520.206 | 505.446 | 494.248 | 484.289 | 474.895 | 468.259 | 462.058 | 455.984 | 452.176 | 447.613 | 446.33 | 443.519 | 440.318 | 436.389 | 429.851 | 424.818 | 418.732 | 411.71 | 402.886 | 390.85 | 381.919 | 373.125 | 364.911 | 355.109
Consumer Transformation | Dem_BB008a | GWh | EPN | Pelham |  | 532.231 | 453.204 | 435.947 | 418.071 | 401.211 | 387.803 | 377.425 | 369.804 | 363.277 | 356.762 | 352.847 | 349.39 | 346.145 | 345.406 | 342.887 | 343.972 | 343.708 | 343.028 | 341.524 | 336.683 | 334.154 | 330.61 | 326.067 | 319.83 | 310.508 | 304.154 | 297.88 | 292.083 | 285.078
Consumer Transformation | Dem_BB008a | GWh | EPN | Rayleigh |  | 927.317 | 785.517 | 753.645 | 720.81 | 691.248 | 667.245 | 648.125 | 633.543 | 620.486 | 608.224 | 599.386 | 591.066 | 582.871 | 577.319 | 570.827 | 568.479 | 564.25 | 559.558 | 554.027 | 545.006 | 538.101 | 529.921 | 520.665 | 509.221 | 493.939 | 482.379 | 470.997 | 460.345 | 447.665
Consumer Transformation | Dem_BB008a | GWh | EPN | Rye House |  | 759.58 | 644.414 | 618.742 | 592.251 | 568.061 | 548.557 | 533.137 | 521.5 | 511.211 | 501.306 | 494.538 | 488.253 | 482.131 | 478.576 | 473.456 | 472.472 | 469.845 | 466.777 | 462.894 | 455.369 | 450.247 | 443.979 | 436.687 | 427.439 | 414.697 | 405.331 | 396.109 | 387.502 | 377.218
Consumer Transformation | Dem_BB008a | GWh | EPN | Sheringham Shoal |  | 324.662 | 273.601 | 261.818 | 249.742 | 239.378 | 230.759 | 223.712 | 218.163 | 213.022 | 208.413 | 204.636 | 200.938 | 197.21 | 193.818 | 190.815 | 188.554 | 185.79 | 182.963 | 180.032 | 176.643 | 173.374 | 169.822 | 166.125 | 161.926 | 156.959 | 152.747 | 148.607 | 144.691 | 140.091
Consumer Transformation | Dem_BB008a | GWh | EPN | Sundon |  | 1383.779 | 1168.187 | 1118.874 | 1068.229 | 1024.178 | 987.758 | 958.246 | 935.254 | 914.187 | 894.952 | 879.853 | 865.247 | 850.612 | 838.289 | 826.319 | 818.758 | 808.819 | 798.472 | 787.427 | 772.987 | 760.26 | 746.103 | 730.995 | 713.36 | 691.694 | 673.975 | 656.539 | 640.124 | 620.744
Consumer Transformation | Dem_BB008a | GWh | EPN | Tilbury |  | 578.497 | 490.216 | 470.411 | 450 | 431.9 | 416.986 | 405.141 | 396.152 | 388.144 | 380.649 | 375.313 | 370.324 | 365.435 | 362.354 | 358.709 | 357.653 | 355.377 | 352.793 | 349.625 | 344.041 | 339.975 | 335.061 | 329.419 | 322.332 | 312.914 | 305.751 | 298.697 | 292.107 | 284.243
Consumer Transformation | Dem_BB008a | GWh | EPN | Tottenham |  | 643.602 | 547.761 | 526.769 | 505.044 | 484.71 | 468.461 | 455.843 | 446.554 | 438.563 | 430.576 | 425.712 | 421.393 | 417.302 | 416.145 | 412.843 | 413.863 | 413.295 | 412.228 | 410.217 | 403.908 | 400.654 | 396.216 | 390.618 | 383.034 | 371.832 | 364.108 | 356.49 | 349.437 | 340.928
Consumer Transformation | Dem_BB008a | GWh | EPN | Walpole (_A) |  | 997.795 | 844.149 | 809.381 | 773.61 | 741.858 | 715.875 | 695.038 | 679.025 | 664.557 | 651.06 | 641.037 | 631.494 | 622.035 | 614.979 | 607.117 | 603.462 | 597.903 | 591.925 | 585.198 | 574.94 | 566.818 | 557.459 | 547.127 | 534.66 | 518.538 | 505.968 | 493.591 | 481.985 | 468.21
Consumer Transformation | Dem_BB008a | GWh | EPN | Warley |  | 513.342 | 437.909 | 421.612 | 404.702 | 388.337 | 375.519 | 365.692 | 358.573 | 352.577 | 346.454 | 343.039 | 340.118 | 337.428 | 337.479 | 335.455 | 337.257 | 337.681 | 337.645 | 336.72 | 332.284 | 330.295 | 327.243 | 323.102 | 317.194 | 307.961 | 301.915 | 295.956 | 290.461 | 283.789
Consumer Transformation | Dem_BB008a | GWh | EPN | Watford South |  | 563.358 | 479.816 | 461.593 | 442.721 | 424.928 | 410.756 | 399.8 | 391.779 | 384.926 | 378.056 | 373.974 | 370.396 | 367.037 | 366.395 | 363.805 | 365.088 | 364.932 | 364.326 | 362.829 | 357.631 | 355.03 | 351.339 | 346.57 | 339.984 | 330.084 | 323.368 | 316.748 | 310.623 | 303.223
Consumer Transformation | Dem_BB008a | GWh | EPN | West Thurrock |  | 88.717 | 75.979 | 73.303 | 70.502 | 67.706 | 65.541 | 63.922 | 62.788 | 61.881 | 60.885 | 60.448 | 60.117 | 59.847 | 60.174 | 59.965 | 60.59 | 60.949 | 61.207 | 61.265 | 60.456 | 60.295 | 59.916 | 59.3 | 58.318 | 56.651 | 55.644 | 54.644 | 53.737 | 52.618
Consumer Transformation | Dem_BB008a | GWh | EPN | Wymondley |  | 508.551 | 433.318 | 416.947 | 399.983 | 383.875 | 371.108 | 361.259 | 354.066 | 347.942 | 341.776 | 338.169 | 335.021 | 332.084 | 331.668 | 329.412 | 330.726 | 330.729 | 330.311 | 329.07 | 324.496 | 322.247 | 318.998 | 314.744 | 308.824 | 299.846 | 293.805 | 287.847 | 282.343 | 275.679
Consumer Transformation | Dem_BB008a | GWh | East Midlands | Berkswell |  | 520.577 | 444.375 | 427.98 | 410.948 | 394.35 | 381.394 | 371.501 | 364.373 | 358.41 | 352.291 | 348.965 | 346.165 | 343.622 | 343.969 | 342.13 | 344.262 | 344.969 | 345.191 | 344.46 | 340.088 | 338.259 | 335.316 | 331.216 | 325.266 | 315.815 | 309.72 | 303.708 | 298.175 | 291.445
Consumer Transformation | Dem_BB008a | GWh | East Midlands | Bicker Fen |  | 248.797 | 215.625 | 209.214 | 202.41 | 194.64 | 188.954 | 185.043 | 182.674 | 181.153 | 178.938 | 178.944 | 179.43 | 180.214 | 183.752 | 184.473 | 188.822 | 192.138 | 195 | 196.943 | 195.166 | 196.256 | 196.425 | 195.514 | 193.123 | 187.761 | 185.232 | 182.718 | 180.501 | 177.656
Consumer Transformation | Dem_BB008a | GWh | East Midlands | Chesterfield |  | 914.332 | 774.5 | 743.068 | 710.69 | 682.82 | 659.246 | 640.538 | 626.351 | 613.72 | 602.495 | 594.18 | 586.43 | 578.847 | 574.224 | 569.96 | 568.754 | 565.568 | 561.858 | 557.169 | 548.524 | 542.373 | 534.832 | 526.057 | 514.923 | 498.993 | 487.715 | 476.603 | 466.234 | 453.845
Consumer Transformation | Dem_BB008a | GWh | East Midlands | Coventry |  | 923.695 | 782.313 | 750.504 | 717.742 | 688.328 | 664.408 | 645.327 | 630.764 | 617.716 | 605.467 | 596.606 | 588.249 | 580.011 | 574.364 | 567.789 | 565.326 | 560.994 | 556.219 | 550.619 | 541.574 | 534.612 | 526.4 | 517.14 | 505.723 | 490.585 | 479.055 | 467.702 | 457.077 | 444.431
Consumer Transformation | Dem_BB008a | GWh | East Midlands | Drakelow |  | 311.082 | 266.352 | 256.91 | 247.065 | 237.281 | 229.675 | 223.976 | 219.99 | 216.775 | 213.324 | 211.759 | 210.574 | 209.579 | 210.68 | 210.015 | 212.175 | 213.387 | 214.248 | 214.42 | 211.817 | 211.241 | 209.896 | 207.724 | 204.286 | 198.445 | 194.902 | 191.405 | 188.215 | 184.289
Consumer Transformation | Dem_BB008a | GWh | East Midlands | East Claydon (_B) |  | 753.835 | 639.559 | 614.085 | 587.805 | 563.78 | 544.427 | 529.128 | 517.583 | 507.373 | 497.596 | 490.888 | 484.664 | 478.601 | 475.097 | 470.231 | 469.311 | 466.749 | 463.751 | 459.937 | 452.689 | 447.653 | 441.469 | 434.256 | 425.088 | 412.446 | 403.16 | 394.012 | 385.481 | 375.282
Consumer Transformation | Dem_BB008a | GWh | East Midlands | Enderby |  | 806.703 | 684.212 | 656.864 | 628.66 | 602.811 | 582.057 | 565.622 | 553.185 | 542.148 | 531.642 | 524.332 | 517.528 | 510.882 | 506.868 | 501.605 | 500.364 | 497.399 | 493.979 | 489.722 | 482.129 | 476.604 | 469.871 | 462.076 | 452.237 | 438.735 | 428.772 | 418.957 | 409.799 | 398.859
Consumer Transformation | Dem_BB008a | GWh | East Midlands | Grendon |  | 1247.948 | 1054.409 | 1010.325 | 965.029 | 925.266 | 892.562 | 866.165 | 845.701 | 827.052 | 810.024 | 796.841 | 784.169 | 771.528 | 761.348 | 751.483 | 745.664 | 737.59 | 729.078 | 719.807 | 707.481 | 696.624 | 684.355 | 671.065 | 655.305 | 635.508 | 619.654 | 604.043 | 589.373 | 572.008
Consumer Transformation | Dem_BB008a | GWh | East Midlands | Ratcliffe |  | 819.683 | 695.867 | 668.362 | 639.97 | 614.336 | 593.387 | 576.919 | 564.581 | 553.753 | 543.449 | 536.509 | 530.151 | 524.001 | 520.938 | 516.564 | 516.391 | 514.345 | 511.769 | 508.192 | 500.56 | 495.581 | 489.255 | 481.679 | 471.826 | 458.139 | 448.14 | 438.285 | 429.122 | 418.129
Consumer Transformation | Dem_BB008a | GWh | East Midlands | Staythorpe |  | 344.239 | 294.504 | 283.95 | 272.958 | 262.255 | 253.81 | 247.458 | 242.994 | 239.367 | 235.554 | 233.744 | 232.34 | 231.141 | 232.198 | 231.581 | 233.84 | 235.06 | 235.902 | 236.006 | 233.207 | 232.497 | 230.952 | 228.508 | 224.687 | 218.27 | 214.337 | 210.454 | 206.904 | 202.548
Consumer Transformation | Dem_BB008a | GWh | East Midlands | Stoke Bardolph |  | 307.143 | 263.852 | 254.907 | 245.547 | 236.102 | 228.741 | 223.352 | 219.723 | 216.937 | 213.855 | 212.793 | 212.169 | 211.803 | 213.909 | 214.15 | 217.361 | 219.517 | 221.258 | 222.174 | 219.982 | 220.063 | 219.257 | 217.461 | 214.216 | 208.337 | 204.966 | 201.633 | 198.624 | 194.872
Consumer Transformation | Dem_BB008a | GWh | East Midlands | Walpole (_B) |  | 1009.422 | 853.731 | 818.447 | 782.158 | 750.038 | 723.715 | 702.573 | 686.294 | 671.563 | 657.849 | 647.592 | 637.797 | 628.076 | 620.686 | 612.604 | 608.659 | 602.812 | 596.554 | 589.578 | 579.152 | 570.787 | 561.199 | 550.672 | 538.023 | 521.784 | 509.035 | 496.489 | 484.709 | 470.747
Consumer Transformation | Dem_BB008a | GWh | East Midlands | West Burton |  | 328.733 | 282.924 | 273.582 | 263.783 | 253.244 | 245.412 | 239.726 | 235.936 | 233.085 | 229.649 | 228.63 | 228.108 | 227.863 | 230.384 | 230.085 | 233.666 | 236.11 | 238.097 | 239.175 | 236.568 | 236.726 | 235.925 | 234.038 | 230.584 | 223.983 | 220.387 | 216.832 | 213.627 | 209.624
Consumer Transformation | Dem_BB008a | GWh | East Midlands | Willington |  | 929.027 | 787.097 | 755.226 | 722.39 | 692.803 | 668.782 | 649.66 | 635.103 | 622.088 | 609.827 | 601.045 | 592.787 | 584.671 | 579.266 | 572.801 | 570.602 | 566.493 | 561.918 | 556.478 | 547.434 | 540.601 | 532.473 | 523.246 | 511.801 | 496.504 | 484.942 | 473.553 | 462.899 | 450.211
Consumer Transformation | Dem_BB008a | GWh | IDNO - Refer to Comment Field | Tynemouth 2 |  | 149.599 | 126.015 | 120.564 | 114.975 | 110.322 | 106.351 | 103.107 | 100.552 | 98.188 | 96.143 | 94.418 | 92.729 | 91.028 | 89.497 | 88.213 | 87.213 | 85.979 | 84.711 | 83.393 | 81.779 | 80.293 | 78.678 | 76.988 | 75.055 | 72.654 | 70.717 | 68.81 | 67.012 | 64.892 | Note: TYNE2 is operated by an IDNO allocated to GSP Group/licence area F
Consumer Transformation | Dem_BB008a | GWh | LPN | Acton Lane 22kV |  | 65.403 | 55.859 | 53.812 | 51.686 | 49.605 | 47.982 | 46.74 | 45.859 | 45.119 | 44.342 | 43.935 | 43.596 | 43.292 | 43.363 | 43.098 | 43.391 | 43.493 | 43.534 | 43.458 | 42.822 | 42.6 | 42.236 | 41.72 | 40.977 | 39.77 | 39.006 | 38.255 | 37.561 | 36.718
Consumer Transformation | Dem_BB008a | GWh | LPN | Barking |  | 189.414 | 162.107 | 156.323 | 150.3 | 144.328 | 139.688 | 136.2 | 133.75 | 131.755 | 129.604 | 128.61 | 127.836 | 127.175 | 127.755 | 127.246 | 128.463 | 129.111 | 129.555 | 129.59 | 127.856 | 127.439 | 126.565 | 125.209 | 123.103 | 119.573 | 117.404 | 115.261 | 113.301 | 110.9
Consumer Transformation | Dem_BB008a | GWh | LPN | Barking West |  | 405.924 | 345.033 | 331.598 | 317.713 | 304.883 | 294.567 | 286.499 | 280.503 | 275.283 | 270.147 | 266.868 | 263.899 | 261.05 | 259.865 | 257.551 | 257.747 | 256.987 | 255.946 | 254.365 | 250.324 | 248.006 | 244.992 | 241.323 | 236.474 | 229.527 | 224.604 | 219.749 | 215.243 | 209.826
Consumer Transformation | Dem_BB008a | GWh | LPN | Beddington (_C) |  | 225.973 | 195.167 | 189.045 | 182.594 | 175.584 | 170.318 | 166.606 | 164.252 | 162.615 | 160.54 | 160.239 | 160.337 | 160.677 | 163.254 | 163.891 | 167.262 | 169.751 | 171.87 | 173.235 | 171.76 | 172.413 | 172.303 | 171.3 | 169.049 | 164.388 | 162.021 | 159.677 | 157.591 | 154.949
Consumer Transformation | Dem_BB008a | GWh | LPN | Canal Bank |  | 51.74 | 44.112 | 42.461 | 40.746 | 39.093 | 37.797 | 36.802 | 36.078 | 35.463 | 34.83 | 34.47 | 34.162 | 33.872 | 33.848 | 33.604 | 33.75 | 33.763 | 33.733 | 33.614 | 33.104 | 32.88 | 32.554 | 32.127 | 31.526 | 30.592 | 29.98 | 29.375 | 28.814 | 28.139
Consumer Transformation | Dem_BB008a | GWh | LPN | City Road |  | 527.17 | 450.431 | 434.014 | 416.945 | 400.127 | 387.073 | 377.157 | 370.075 | 364.206 | 357.96 | 354.777 | 352.155 | 349.809 | 350.552 | 348.51 | 351.002 | 352.01 | 352.504 | 351.989 | 346.888 | 345.189 | 342.328 | 338.261 | 332.271 | 322.52 | 316.377 | 310.315 | 304.745 | 297.958
Consumer Transformation | Dem_BB008a | GWh | LPN | Greenford |  | 59.387 | 50.714 | 48.856 | 46.92 | 45.027 | 43.554 | 42.431 | 41.623 | 40.953 | 40.246 | 39.874 | 39.561 | 39.28 | 39.337 | 39.098 | 39.352 | 39.44 | 39.472 | 39.397 | 38.821 | 38.614 | 38.28 | 37.81 | 37.135 | 36.044 | 35.346 | 34.66 | 34.032 | 33.263
Consumer Transformation | Dem_BB008a | GWh | LPN | Hackney 132kV |  | 217.688 | 185.549 | 178.568 | 171.339 | 164.463 | 159.009 | 154.813 | 151.759 | 149.168 | 146.525 | 145.016 | 143.71 | 142.49 | 142.387 | 141.412 | 142.038 | 142.101 | 141.972 | 141.485 | 139.388 | 138.455 | 137.088 | 135.282 | 132.754 | 128.895 | 126.315 | 123.772 | 121.42 | 118.574
Consumer Transformation | Dem_BB008a | GWh | LPN | Hackney 66kV |  | 295.025 | 251.057 | 241.42 | 231.447 | 222.124 | 214.672 | 208.881 | 204.609 | 200.933 | 197.259 | 195.014 | 193.016 | 191.116 | 190.548 | 189.017 | 189.444 | 189.15 | 188.634 | 187.685 | 184.788 | 183.275 | 181.222 | 178.645 | 175.162 | 170.036 | 166.492 | 162.993 | 159.755 | 155.851
Consumer Transformation | Dem_BB008a | GWh | LPN | Hurst |  | 573.651 | 487.272 | 468.148 | 448.394 | 430.341 | 415.722 | 404.249 | 395.685 | 388.194 | 380.986 | 376.228 | 371.894 | 367.718 | 365.789 | 362.712 | 362.78 | 361.522 | 359.88 | 357.505 | 352.132 | 348.757 | 344.419 | 339.173 | 332.306 | 322.569 | 315.594 | 308.716 | 302.323 | 294.65
Consumer Transformation | Dem_BB008a | GWh | LPN | Islington |  | 513.429 | 437.796 | 421.413 | 404.421 | 388.168 | 375.329 | 365.464 | 358.304 | 352.251 | 346.041 | 342.549 | 339.543 | 336.765 | 336.656 | 334.388 | 336.008 | 336.27 | 336.085 | 335.032 | 330.07 | 327.948 | 324.787 | 320.574 | 314.631 | 305.455 | 299.385 | 293.396 | 287.87 | 281.171
Consumer Transformation | Dem_BB008a | GWh | LPN | Littlebrook (_C) |  | 232.231 | 199.876 | 193.281 | 186.364 | 179.136 | 173.621 | 169.628 | 166.987 | 165.021 | 162.724 | 162.077 | 161.789 | 161.702 | 163.634 | 163.887 | 166.629 | 168.544 | 170.122 | 171.028 | 169.37 | 169.619 | 169.155 | 167.896 | 165.486 | 160.87 | 158.358 | 155.873 | 153.634 | 150.832
Consumer Transformation | Dem_BB008a | GWh | LPN | Lodge Road |  | 362.435 | 309.78 | 298.542 | 286.852 | 275.286 | 266.326 | 259.536 | 254.695 | 250.7 | 246.432 | 244.294 | 242.548 | 240.998 | 241.612 | 240.262 | 242.075 | 242.863 | 243.289 | 243.007 | 239.511 | 238.405 | 236.487 | 233.726 | 229.619 | 222.886 | 218.675 | 214.52 | 210.706 | 206.05
Consumer Transformation | Dem_BB008a | GWh | LPN | New Cross |  | 493.118 | 417.887 | 401.014 | 383.63 | 367.846 | 355.106 | 344.972 | 337.263 | 330.379 | 323.883 | 319.254 | 314.911 | 310.638 | 307.831 | 304.568 | 303.485 | 301.383 | 299.022 | 296.195 | 291.365 | 287.785 | 283.508 | 278.637 | 272.572 | 264.351 | 258.223 | 252.186 | 246.542 | 239.817
Consumer Transformation | Dem_BB008a | GWh | LPN | Perivale |  | 51.978 | 44.42 | 42.805 | 41.128 | 39.469 | 38.185 | 37.206 | 36.51 | 35.935 | 35.323 | 35.012 | 34.759 | 34.534 | 34.616 | 34.415 | 34.669 | 34.781 | 34.836 | 34.791 | 34.289 | 34.125 | 33.847 | 33.446 | 32.857 | 31.895 | 31.29 | 30.694 | 30.146 | 29.478
Consumer Transformation | Dem_BB008a | GWh | LPN | Redbridge |  | 233.52 | 198.789 | 191.187 | 183.317 | 175.944 | 170.049 | 165.486 | 162.126 | 159.238 | 156.352 | 154.607 | 153.058 | 151.597 | 151.215 | 150.035 | 150.446 | 150.274 | 149.92 | 149.215 | 146.931 | 145.775 | 144.179 | 142.161 | 139.414 | 135.338 | 132.543 | 129.781 | 127.228 | 124.144
Consumer Transformation | Dem_BB008a | GWh | LPN | St John's Wood |  | 495.415 | 423.543 | 408.216 | 392.275 | 376.468 | 364.238 | 354.978 | 348.395 | 342.971 | 337.156 | 334.276 | 331.943 | 329.883 | 330.819 | 329.017 | 331.594 | 332.754 | 333.414 | 333.1 | 328.33 | 326.873 | 324.302 | 320.553 | 314.955 | 305.725 | 299.982 | 294.308 | 289.103 | 282.755
Consumer Transformation | Dem_BB008a | GWh | LPN | West Ham |  | 479.865 | 408.877 | 393.433 | 377.426 | 362.275 | 350.232 | 340.942 | 334.162 | 328.393 | 322.541 | 319.144 | 316.181 | 313.417 | 313.034 | 310.812 | 312.053 | 312.052 | 311.653 | 310.481 | 305.84 | 303.697 | 300.615 | 296.591 | 291.001 | 282.528 | 276.825 | 271.198 | 265.998 | 259.707
Consumer Transformation | Dem_BB008a | GWh | LPN | Willesden 132kV |  | 361.882 | 309.046 | 297.703 | 285.923 | 274.38 | 265.393 | 258.543 | 253.632 | 249.541 | 245.224 | 242.961 | 241.071 | 239.364 | 239.715 | 238.238 | 239.785 | 240.334 | 240.541 | 240.081 | 236.558 | 235.301 | 233.262 | 230.417 | 226.284 | 219.634 | 215.402 | 211.22 | 207.379 | 202.701
Consumer Transformation | Dem_BB008a | GWh | LPN | Willesden 66kV |  | 98.404 | 84.17 | 81.148 | 78.004 | 74.864 | 72.439 | 70.61 | 69.319 | 68.261 | 67.116 | 66.565 | 66.126 | 65.745 | 65.978 | 65.643 | 66.202 | 66.473 | 66.643 | 66.614 | 65.669 | 65.405 | 64.919 | 64.189 | 63.084 | 61.237 | 60.102 | 58.978 | 57.954 | 56.697
Consumer Transformation | Dem_BB008a | GWh | LPN | Wimbledon North |  | 216.317 | 182.939 | 175.371 | 167.586 | 160.675 | 155.026 | 150.491 | 146.989 | 143.821 | 140.891 | 138.678 | 136.563 | 134.462 | 132.853 | 131.205 | 130.347 | 129.086 | 127.737 | 126.233 | 124.035 | 122.239 | 120.181 | 117.924 | 115.212 | 111.713 | 108.979 | 106.291 | 103.766 | 100.772
Consumer Transformation | Dem_BB008a | GWh | LPN | Wimbledon South |  | 888.561 | 751.867 | 720.966 | 689.163 | 660.749 | 637.626 | 619.086 | 604.848 | 591.994 | 580.042 | 571.154 | 562.705 | 554.328 | 548.133 | 541.617 | 538.518 | 533.701 | 528.505 | 522.621 | 513.69 | 506.56 | 498.309 | 489.166 | 478.083 | 463.593 | 452.415 | 441.414 | 431.096 | 418.847
Consumer Transformation | Dem_BB008a | GWh | NPgN | Blyth 132kV |  | 107.166 | 90.895 | 87.255 | 83.509 | 80.216 | 77.47 | 75.3 | 73.669 | 72.23 | 70.968 | 70.046 | 69.197 | 68.376 | 67.946 | 67.368 | 67.32 | 67.03 | 66.667 | 66.183 | 65.101 | 64.431 | 63.587 | 62.585 | 61.29 | 59.257 | 57.946 | 56.652 | 55.444 | 53.998
Consumer Transformation | Dem_BB008a | GWh | NPgN | Blyth 66kV |  | 1160.387 | 975.041 | 931.683 | 887.341 | 850.616 | 819.401 | 793.555 | 772.888 | 753.437 | 736.505 | 721.73 | 707.058 | 692.137 | 677.329 | 665.108 | 654.343 | 642.049 | 629.709 | 617.396 | 604.332 | 591.022 | 577.033 | 562.949 | 547.552 | 530.223 | 514.852 | 499.746 | 485.399 | 468.644
Consumer Transformation | Dem_BB008a | GWh | NPgN | Fourstones |  | 34.597 | 29.186 | 27.944 | 26.671 | 25.59 | 24.678 | 23.938 | 23.358 | 22.832 | 22.368 | 21.989 | 21.622 | 21.255 | 20.945 | 20.666 | 20.475 | 20.227 | 19.967 | 19.691 | 19.327 | 19.003 | 18.651 | 18.274 | 17.833 | 17.256 | 16.813 | 16.376 | 15.965 | 15.482
Consumer Transformation | Dem_BB008a | GWh | NPgN | Hart Moor |  | 229.412 | 193.314 | 184.984 | 176.441 | 169.319 | 163.237 | 158.275 | 154.38 | 150.781 | 147.673 | 145.061 | 142.515 | 139.953 | 137.677 | 135.76 | 134.307 | 132.478 | 130.598 | 128.625 | 126.167 | 123.934 | 121.49 | 118.92 | 115.97 | 112.255 | 109.294 | 106.38 | 103.631 | 100.391
Consumer Transformation | Dem_BB008a | GWh | NPgN | Hawthorn Pit |  | 256.912 | 216.69 | 207.446 | 197.968 | 190.033 | 183.255 | 177.755 | 173.463 | 169.524 | 166.128 | 163.317 | 160.594 | 157.866 | 155.559 | 153.578 | 152.193 | 150.367 | 148.461 | 146.428 | 143.713 | 141.359 | 138.741 | 135.939 | 132.666 | 128.402 | 125.108 | 121.875 | 118.824 | 115.222
Consumer Transformation | Dem_BB008a | GWh | NPgN | Knaresborough |  | 309.578 | 261.268 | 250.199 | 238.836 | 229.179 | 221.036 | 214.441 | 209.297 | 204.593 | 200.476 | 197.131 | 193.905 | 190.671 | 187.992 | 185.438 | 183.838 | 181.691 | 179.447 | 177.039 | 173.67 | 170.864 | 167.731 | 164.374 | 160.438 | 155.231 | 151.274 | 147.376 | 143.711 | 139.379
Consumer Transformation | Dem_BB008a | GWh | NPgN | Lackenby |  | 426.936 | 359.228 | 343.488 | 327.371 | 313.994 | 302.591 | 293.219 | 285.784 | 278.846 | 272.851 | 267.696 | 262.618 | 257.479 | 252.625 | 248.642 | 245.304 | 241.337 | 237.315 | 233.209 | 228.563 | 224.039 | 219.189 | 214.205 | 208.627 | 201.962 | 196.378 | 190.884 | 185.686 | 179.589
Consumer Transformation | Dem_BB008a | GWh | NPgN | Norton |  | 836.133 | 705.049 | 674.895 | 643.962 | 618.096 | 596.025 | 578.079 | 564.047 | 551.134 | 540.011 | 530.762 | 521.786 | 512.788 | 505.066 | 498.472 | 493.76 | 487.623 | 481.245 | 474.47 | 465.601 | 457.814 | 449.182 | 440.004 | 429.328 | 415.538 | 404.802 | 394.241 | 384.293 | 372.557
Consumer Transformation | Dem_BB008a | GWh | NPgN | Offerton |  | 112.081 | 94.509 | 90.466 | 86.321 | 82.85 | 79.896 | 77.49 | 75.61 | 73.878 | 72.391 | 71.148 | 69.945 | 68.739 | 67.71 | 66.823 | 66.192 | 65.373 | 64.518 | 63.611 | 62.421 | 61.376 | 60.223 | 58.992 | 57.561 | 55.712 | 54.273 | 52.856 | 51.522 | 49.949
Consumer Transformation | Dem_BB008a | GWh | NPgN | Osbaldwick |  | 551.69 | 464.529 | 444.335 | 423.644 | 406.422 | 391.746 | 379.72 | 370.228 | 361.409 | 353.84 | 347.363 | 341.022 | 334.614 | 328.743 | 324.034 | 320.152 | 315.415 | 310.569 | 305.57 | 299.759 | 294.171 | 288.122 | 281.823 | 274.676 | 265.844 | 258.677 | 251.626 | 244.964 | 237.136
Consumer Transformation | Dem_BB008a | GWh | NPgN | Poppleton |  | 72.94 | 62.545 | 60.367 | 58.099 | 55.945 | 54.183 | 52.885 | 52.001 | 51.313 | 50.692 | 50.418 | 50.252 | 50.142 | 50.611 | 50.636 | 51.358 | 51.837 | 52.217 | 52.41 | 51.733 | 51.719 | 51.503 | 51.058 | 50.28 | 48.548 | 47.739 | 46.937 | 46.213 | 45.314
Consumer Transformation | Dem_BB008a | GWh | NPgN | Saltholme |  | 458.966 | 385.558 | 368.365 | 350.789 | 336.292 | 323.93 | 313.687 | 305.483 | 297.759 | 291.054 | 285.177 | 279.328 | 273.378 | 267.442 | 262.64 | 258.307 | 253.388 | 248.45 | 243.532 | 238.393 | 233.088 | 227.523 | 221.935 | 215.835 | 209.006 | 202.921 | 196.938 | 191.256 | 184.62
Consumer Transformation | Dem_BB008a | GWh | NPgN | South Shields |  | 162.78 | 137.261 | 131.385 | 125.365 | 120.326 | 116.03 | 112.538 | 109.802 | 107.287 | 105.124 | 103.319 | 101.57 | 99.816 | 98.311 | 97.024 | 96.101 | 94.909 | 93.665 | 92.341 | 90.615 | 89.095 | 87.414 | 85.627 | 83.548 | 80.862 | 78.772 | 76.716 | 74.778 | 72.495
Consumer Transformation | Dem_BB008a | GWh | NPgN | Spennymoor |  | 479.932 | 404.251 | 386.744 | 368.806 | 353.682 | 340.926 | 330.485 | 322.247 | 314.607 | 307.995 | 302.391 | 296.9 | 291.366 | 286.318 | 282.059 | 278.707 | 274.615 | 270.425 | 266.094 | 261.088 | 256.247 | 250.997 | 245.531 | 239.317 | 231.667 | 225.436 | 219.308 | 213.518 | 206.712
Consumer Transformation | Dem_BB008a | GWh | NPgN | Stella North |  | 321.466 | 271.154 | 259.594 | 247.741 | 237.694 | 229.21 | 222.321 | 216.94 | 211.989 | 207.701 | 204.163 | 200.73 | 197.284 | 194.353 | 191.784 | 189.997 | 187.657 | 185.228 | 182.638 | 179.302 | 176.325 | 173.022 | 169.503 | 165.404 | 160.079 | 155.956 | 151.902 | 148.079 | 143.569
Consumer Transformation | Dem_BB008a | GWh | NPgN | Stella South |  | 429.375 | 361.702 | 346.064 | 330.032 | 316.554 | 305.147 | 295.825 | 288.48 | 281.67 | 275.766 | 270.785 | 265.911 | 261.005 | 256.552 | 252.773 | 249.846 | 246.243 | 242.553 | 238.724 | 234.157 | 229.86 | 225.193 | 220.321 | 214.767 | 207.897 | 202.331 | 196.854 | 191.682 | 185.599
Consumer Transformation | Dem_BB008a | GWh | NPgN | Tynemouth 1 |  | 272.367 | 229.67 | 219.844 | 209.769 | 201.339 | 194.148 | 188.305 | 183.735 | 179.532 | 175.905 | 172.892 | 169.968 | 167.035 | 164.521 | 162.374 | 160.839 | 158.839 | 156.764 | 154.557 | 151.667 | 149.13 | 146.319 | 143.326 | 139.849 | 135.357 | 131.863 | 128.42 | 125.18 | 121.357
Consumer Transformation | Dem_BB008a | GWh | NPgN | West Boldon |  | 482.197 | 406.579 | 389.177 | 371.328 | 356.407 | 343.674 | 333.319 | 325.218 | 317.763 | 311.338 | 305.987 | 300.799 | 295.592 | 291.116 | 287.294 | 284.543 | 280.984 | 277.28 | 273.355 | 268.235 | 263.728 | 258.739 | 253.434 | 247.274 | 239.333 | 233.14 | 227.045 | 221.306 | 214.532
Consumer Transformation | Dem_BB008a | GWh | NPgY | Bradford West |  | 751.561 | 633.37 | 606.097 | 578.143 | 554.922 | 535.03 | 518.814 | 506.088 | 494.344 | 484.373 | 475.897 | 467.655 | 459.367 | 452.102 | 446.484 | 441.994 | 436.253 | 430.31 | 424.049 | 416.487 | 409.363 | 401.507 | 393.189 | 383.563 | 371.259 | 361.591 | 352.077 | 343.104 | 332.528
Consumer Transformation | Dem_BB008a | GWh | NPgY | Camblesforth |  | 68.108 | 58.21 | 56.092 | 53.888 | 52.008 | 50.346 | 49.103 | 48.236 | 47.541 | 46.943 | 46.635 | 46.41 | 46.234 | 46.544 | 46.571 | 47.13 | 47.474 | 47.74 | 47.839 | 47.095 | 47.009 | 46.749 | 46.296 | 45.552 | 43.993 | 43.223 | 42.465 | 41.77 | 40.916
Consumer Transformation | Dem_BB008a | GWh | NPgY | Creyke Beck |  | 931.232 | 783.149 | 748.65 | 713.333 | 684.011 | 659.067 | 638.511 | 622.147 | 606.834 | 593.487 | 581.992 | 570.643 | 559.123 | 548.008 | 539.014 | 531.203 | 522.082 | 512.868 | 503.558 | 493.492 | 483.313 | 472.496 | 461.468 | 449.231 | 435.206 | 422.97 | 410.937 | 399.536 | 386.19
Consumer Transformation | Dem_BB008a | GWh | NPgY | Drax |  | 254.871 | 215.81 | 207.012 | 197.951 | 190.38 | 183.809 | 178.599 | 174.65 | 171.137 | 168.098 | 165.799 | 163.661 | 161.571 | 160.328 | 158.926 | 158.593 | 157.711 | 156.68 | 155.376 | 152.528 | 150.789 | 148.668 | 146.214 | 143.103 | 138.378 | 135.226 | 132.123 | 129.225 | 125.767
Consumer Transformation | Dem_BB008a | GWh | NPgY | Elland |  | 625.056 | 527.211 | 504.728 | 481.659 | 462.461 | 445.989 | 432.629 | 422.202 | 412.636 | 404.555 | 397.766 | 391.202 | 384.636 | 379.135 | 374.93 | 371.77 | 367.502 | 363.033 | 358.216 | 352.098 | 346.514 | 340.257 | 333.521 | 325.592 | 315.11 | 307.133 | 299.281 | 291.893 | 283.162
Consumer Transformation | Dem_BB008a | GWh | NPgY | Ferrybridge A |  | 221.938 | 187.552 | 179.724 | 171.684 | 164.914 | 159.127 | 154.477 | 150.895 | 147.651 | 144.884 | 142.655 | 140.541 | 138.441 | 136.879 | 135.522 | 134.781 | 133.606 | 132.334 | 130.884 | 128.625 | 126.859 | 124.811 | 122.535 | 119.771 | 115.837 | 113.042 | 110.292 | 107.717 | 104.654
Consumer Transformation | Dem_BB008a | GWh | NPgY | Ferrybridge B (_M) |  | 206.841 | 175.492 | 168.512 | 161.303 | 155.146 | 149.869 | 145.726 | 142.627 | 139.91 | 137.632 | 135.951 | 134.423 | 132.961 | 132.328 | 131.673 | 131.83 | 131.496 | 131.013 | 130.249 | 128.288 | 127.146 | 125.642 | 123.79 | 121.331 | 117.263 | 114.757 | 112.285 | 109.99 | 107.232
Consumer Transformation | Dem_BB008a | GWh | NPgY | Grimsby West |  | 472.638 | 397.569 | 380.098 | 362.212 | 347.185 | 334.53 | 324.097 | 315.803 | 308.034 | 301.267 | 295.443 | 289.689 | 283.851 | 278.235 | 273.735 | 269.8 | 265.195 | 260.54 | 255.837 | 250.859 | 245.719 | 240.248 | 234.663 | 228.457 | 221.214 | 215.006 | 208.905 | 203.121 | 196.351
Consumer Transformation | Dem_BB008a | GWh | NPgY | Jordanthorpe |  | 113.97 | 98.417 | 95.326 | 92.062 | 88.896 | 86.268 | 84.434 | 83.297 | 82.54 | 81.781 | 81.746 | 81.929 | 82.243 | 83.793 | 84.824 | 86.858 | 88.414 | 89.759 | 90.679 | 90.063 | 90.601 | 90.706 | 90.309 | 89.222 | 86.501 | 85.345 | 84.197 | 83.188 | 81.885
Consumer Transformation | Dem_BB008a | GWh | NPgY | Keadby |  | 581.519 | 492.254 | 472.123 | 451.387 | 433.571 | 418.519 | 406.528 | 397.39 | 389.208 | 382.03 | 376.567 | 371.436 | 366.397 | 363.085 | 360.223 | 359.095 | 356.744 | 354.085 | 350.858 | 345.597 | 341.491 | 336.536 | 330.848 | 323.723 | 313.715 | 306.501 | 299.4 | 292.764 | 284.847
Consumer Transformation | Dem_BB008a | GWh | NPgY | Kirkstall B |  | 399.885 | 336.692 | 322.051 | 307.051 | 294.627 | 283.988 | 275.273 | 268.399 | 262.014 | 256.565 | 251.885 | 247.299 | 242.673 | 238.444 | 235.138 | 232.365 | 228.969 | 225.489 | 221.893 | 217.755 | 213.737 | 209.372 | 204.822 | 199.649 | 193.27 | 188.081 | 182.977 | 178.157 | 172.487
Consumer Transformation | Dem_BB008a | GWh | NPgY | Neepsend |  | 148.686 | 125.038 | 119.53 | 113.887 | 109.209 | 105.226 | 101.94 | 99.33 | 96.884 | 94.747 | 92.908 | 91.095 | 89.254 | 87.476 | 86.027 | 84.775 | 83.312 | 81.836 | 80.345 | 78.718 | 77.088 | 75.357 | 73.594 | 71.639 | 69.402 | 67.447 | 65.524 | 63.703 | 61.569
Consumer Transformation | Dem_BB008a | GWh | NPgY | Norton Lees |  | 117.675 | 99.025 | 94.688 | 90.25 | 86.564 | 83.418 | 80.836 | 78.79 | 76.884 | 75.213 | 73.795 | 72.396 | 70.985 | 69.649 | 68.556 | 67.642 | 66.551 | 65.445 | 64.319 | 63.044 | 61.797 | 60.465 | 59.095 | 57.557 | 55.761 | 54.225 | 52.71 | 51.279 | 49.598
Consumer Transformation | Dem_BB008a | GWh | NPgY | Pitsmoor |  | 65.054 | 54.821 | 52.461 | 50.038 | 48.009 | 46.286 | 44.877 | 43.776 | 42.751 | 41.856 | 41.113 | 40.39 | 39.658 | 39.008 | 38.473 | 38.054 | 37.534 | 36.999 | 36.436 | 35.753 | 35.116 | 34.423 | 33.693 | 32.857 | 31.83 | 30.993 | 30.167 | 29.386 | 28.47
Consumer Transformation | Dem_BB008a | GWh | NPgY | Saltend North |  | 124.85 | 105.574 | 101.204 | 96.706 | 92.866 | 89.615 | 87.013 | 85.014 | 83.213 | 81.632 | 80.4 | 79.229 | 78.078 | 77.24 | 76.529 | 76.165 | 75.546 | 74.868 | 74.087 | 72.922 | 71.965 | 70.838 | 69.575 | 68.029 | 65.921 | 64.358 | 62.822 | 61.38 | 59.665
Consumer Transformation | Dem_BB008a | GWh | NPgY | Sheffield City |  | 64.733 | 54.57 | 52.226 | 49.824 | 47.81 | 46.098 | 44.706 | 43.607 | 42.601 | 41.718 | 40.987 | 40.276 | 39.565 | 38.938 | 38.418 | 38.025 | 37.523 | 37.01 | 36.467 | 35.787 | 35.169 | 34.485 | 33.769 | 32.939 | 31.914 | 31.081 | 30.259 | 29.486 | 28.576
Consumer Transformation | Dem_BB008a | GWh | NPgY | Skelton Grange |  | 1148.852 | 965.234 | 922.261 | 878.314 | 842.114 | 811.198 | 785.604 | 765.131 | 745.858 | 729.215 | 714.588 | 700.066 | 685.295 | 670.639 | 658.992 | 648.405 | 636.301 | 624.144 | 612.005 | 599.354 | 586.232 | 572.429 | 558.517 | 543.29 | 526.123 | 510.92 | 495.971 | 481.779 | 465.204
Consumer Transformation | Dem_BB008a | GWh | NPgY | Templeborough |  | 12.75 | 11.51 | 11.381 | 11.221 | 10.951 | 10.739 | 10.666 | 10.708 | 10.836 | 10.928 | 11.189 | 11.514 | 11.883 | 12.619 | 13.153 | 13.962 | 14.654 | 15.282 | 15.787 | 15.844 | 16.246 | 16.537 | 16.68 | 16.634 | 16.138 | 16.074 | 16.007 | 15.968 | 15.889
Consumer Transformation | Dem_BB008a | GWh | NPgY | Thorpe Marsh |  | 211.471 | 178.974 | 171.631 | 164.081 | 157.648 | 152.176 | 147.813 | 144.486 | 141.504 | 139.002 | 137.026 | 135.172 | 133.351 | 132.166 | 131.223 | 130.846 | 130.022 | 129.083 | 127.93 | 125.983 | 124.505 | 122.72 | 120.662 | 118.074 | 114.167 | 111.544 | 108.963 | 106.552 | 103.672
Consumer Transformation | Dem_BB008a | GWh | NPgY | Thurcroft |  | 518.67 | 438.97 | 420.978 | 402.454 | 386.58 | 373.151 | 362.438 | 354.262 | 346.936 | 340.438 | 335.523 | 330.895 | 326.346 | 323.298 | 320.569 | 319.451 | 317.254 | 314.79 | 311.825 | 306.831 | 303.08 | 298.596 | 293.482 | 287.105 | 278.213 | 271.766 | 265.414 | 259.477 | 252.404
Consumer Transformation | Dem_BB008a | GWh | NPgY | West Melton |  | 1112.769 | 935.656 | 894.352 | 852.092 | 817.041 | 787.213 | 762.606 | 743.007 | 724.635 | 708.594 | 694.773 | 681.106 | 667.229 | 653.765 | 642.815 | 633.282 | 622.204 | 611.021 | 599.763 | 587.528 | 575.236 | 562.207 | 548.959 | 534.306 | 517.614 | 502.967 | 488.568 | 474.916 | 458.94
Consumer Transformation | Dem_BB008a | GWh | NPgY | Wincobank |  | 58.943 | 50.076 | 48.117 | 46.092 | 44.316 | 42.824 | 41.655 | 40.794 | 40.043 | 39.37 | 38.913 | 38.503 | 38.116 | 37.981 | 37.83 | 37.931 | 37.876 | 37.778 | 37.599 | 37.074 | 36.782 | 36.379 | 35.87 | 35.175 | 34.088 | 33.383 | 32.687 | 32.038 | 31.259
Consumer Transformation | Dem_BB008a | GWh | SEPD | Acton Lane 66kV |  | 37.903 | 32.369 | 31.185 | 29.949 | 28.742 | 27.801 | 27.08 | 26.568 | 26.14 | 25.684 | 25.451 | 25.252 | 25.073 | 25.111 | 24.958 | 25.122 | 25.183 | 25.205 | 25.155 | 24.789 | 24.655 | 24.443 | 24.144 | 23.714 | 23.016 | 22.575 | 22.135 | 21.734 | 21.242
Consumer Transformation | Dem_BB008a | GWh | SEPD | Botley Wood |  | 321.113 | 273.936 | 263.747 | 253.171 | 243.261 | 235.272 | 229.161 | 224.764 | 221.084 | 217.47 | 215.436 | 213.735 | 212.188 | 212.446 | 211.836 | 213.271 | 213.815 | 214.047 | 213.677 | 211.265 | 210.222 | 208.476 | 205.998 | 202.342 | 196.674 | 192.933 | 189.239 | 185.845 | 181.711
Consumer Transformation | Dem_BB008a | GWh | SEPD | Bramley |  | 1090.344 | 921.919 | 883.696 | 844.389 | 809.795 | 781.326 | 758.444 | 740.799 | 724.798 | 709.956 | 698.781 | 688.098 | 677.473 | 669.287 | 660.506 | 656.05 | 649.558 | 642.638 | 634.966 | 623.629 | 614.471 | 604.021 | 592.587 | 578.894 | 561.474 | 547.682 | 534.11 | 521.361 | 506.258
Consumer Transformation | Dem_BB008a | GWh | SEPD | Chickerell |  | 139.792 | 118.545 | 113.797 | 108.902 | 104.487 | 100.888 | 98.042 | 95.891 | 93.983 | 92.269 | 91.024 | 89.87 | 88.741 | 88.086 | 87.493 | 87.365 | 86.932 | 86.412 | 85.736 | 84.744 | 83.861 | 82.748 | 81.439 | 79.746 | 77.449 | 75.738 | 74.05 | 72.479 | 70.596
Consumer Transformation | Dem_BB008a | GWh | SEPD | Cowley |  | 941.277 | 797.287 | 764.904 | 731.557 | 701.467 | 677.091 | 657.656 | 642.825 | 629.538 | 617.049 | 608.027 | 599.525 | 591.146 | 585.409 | 578.708 | 576.218 | 571.82 | 566.97 | 561.279 | 552.143 | 545.067 | 536.711 | 527.281 | 515.65 | 500.163 | 488.417 | 476.851 | 466.026 | 453.138
Consumer Transformation | Dem_BB008a | GWh | SEPD | Ealing |  | 330.159 | 281.973 | 271.636 | 260.896 | 250.361 | 242.167 | 235.929 | 231.453 | 227.727 | 223.789 | 221.732 | 220.02 | 218.476 | 218.814 | 217.477 | 218.905 | 219.428 | 219.631 | 219.224 | 216.012 | 214.876 | 213.024 | 210.436 | 206.666 | 200.594 | 196.735 | 192.922 | 189.42 | 185.153
Consumer Transformation | Dem_BB008a | GWh | SEPD | Fawley |  | 354.972 | 302.176 | 290.623 | 278.665 | 267.668 | 258.735 | 251.815 | 246.743 | 242.404 | 238.236 | 235.662 | 233.41 | 231.291 | 230.886 | 229.775 | 230.661 | 230.64 | 230.318 | 229.432 | 226.585 | 225.017 | 222.749 | 219.78 | 215.647 | 209.532 | 205.317 | 201.156 | 197.319 | 192.669
Consumer Transformation | Dem_BB008a | GWh | SEPD | Fleet |  | 1413.787 | 1194.385 | 1144.381 | 1092.996 | 1047.684 | 1010.589 | 980.613 | 957.346 | 936.106 | 916.892 | 901.849 | 887.365 | 872.901 | 861.121 | 850.327 | 843.573 | 834.284 | 824.505 | 813.891 | 800.707 | 788.356 | 774.423 | 759.337 | 741.474 | 719.049 | 701.076 | 683.384 | 666.753 | 647.076
Consumer Transformation | Dem_BB008a | GWh | SEPD | Iver 132kV |  | 554.005 | 472.082 | 454.27 | 435.807 | 418.315 | 404.417 | 393.704 | 385.888 | 379.243 | 372.544 | 368.647 | 365.257 | 362.097 | 361.711 | 359.294 | 360.799 | 360.865 | 360.462 | 359.161 | 354.093 | 351.678 | 348.165 | 343.557 | 337.112 | 327.312 | 320.736 | 314.251 | 308.265 | 301.011
Consumer Transformation | Dem_BB008a | GWh | SEPD | Iver 66kV |  | 331.736 | 284.931 | 275.254 | 265.124 | 254.683 | 246.712 | 240.85 | 236.88 | 233.804 | 230.303 | 229.057 | 228.271 | 227.75 | 229.826 | 229.574 | 232.77 | 234.86 | 236.518 | 237.315 | 234.678 | 234.59 | 233.583 | 231.547 | 228.003 | 221.553 | 217.88 | 214.246 | 210.955 | 206.873
Consumer Transformation | Dem_BB008a | GWh | SEPD | Laleham |  | 495.782 | 422.697 | 406.852 | 390.426 | 374.773 | 362.371 | 352.836 | 345.916 | 340.058 | 334.115 | 330.737 | 327.829 | 325.137 | 325.023 | 322.974 | 324.55 | 324.817 | 324.646 | 323.641 | 319.14 | 317.116 | 314.083 | 310.028 | 304.293 | 295.466 | 289.607 | 283.831 | 278.497 | 272.037
Consumer Transformation | Dem_BB008a | GWh | SEPD | Lovedean |  | 1009.101 | 854.964 | 820.354 | 784.697 | 753.168 | 727.123 | 706.435 | 690.715 | 676.7 | 663.766 | 654.426 | 645.682 | 637.111 | 631.657 | 625.791 | 623.959 | 619.997 | 615.488 | 609.968 | 600.74 | 593.679 | 585.138 | 575.312 | 562.961 | 546.549 | 534.06 | 521.759 | 510.271 | 496.557
Consumer Transformation | Dem_BB008a | GWh | SEPD | Mannington |  | 1149.425 | 970.199 | 929.172 | 887.051 | 850.637 | 820.375 | 795.85 | 776.731 | 759.209 | 743.719 | 731.218 | 719.132 | 707.037 | 696.892 | 688.439 | 682.481 | 674.505 | 666.173 | 657.22 | 646.885 | 636.596 | 625.064 | 612.661 | 598.083 | 580.258 | 565.598 | 551.172 | 537.599 | 521.555
Consumer Transformation | Dem_BB008a | GWh | SEPD | Melksham |  | 884.572 | 746.797 | 715.284 | 682.931 | 654.843 | 631.572 | 612.726 | 598.05 | 584.609 | 572.446 | 562.845 | 553.566 | 544.279 | 536.508 | 529.199 | 524.524 | 518.305 | 511.815 | 504.863 | 495.964 | 487.937 | 478.974 | 469.374 | 458.13 | 444.291 | 432.985 | 421.864 | 411.395 | 399.023
Consumer Transformation | Dem_BB008a | GWh | SEPD | Minety |  | 743.703 | 631.676 | 606.857 | 581.223 | 557.635 | 538.654 | 523.751 | 512.6 | 502.835 | 493.553 | 487.33 | 481.646 | 476.161 | 473.545 | 469.65 | 469.655 | 467.938 | 465.734 | 462.596 | 456.128 | 451.729 | 446.083 | 439.274 | 430.358 | 417.74 | 408.692 | 399.771 | 391.479 | 381.528
Consumer Transformation | Dem_BB008a | GWh | SEPD | North Hyde |  | 241.397 | 208.01 | 201.26 | 194.164 | 186.58 | 180.882 | 176.784 | 174.107 | 172.143 | 169.743 | 169.163 | 168.966 | 168.997 | 171.196 | 171.37 | 174.386 | 176.517 | 178.291 | 179.348 | 177.542 | 177.887 | 177.479 | 176.218 | 173.734 | 168.866 | 166.271 | 163.702 | 161.398 | 158.503
Consumer Transformation | Dem_BB008a | GWh | SEPD | Nursling |  | 487.497 | 416.817 | 401.761 | 386.088 | 371.113 | 359.126 | 350.089 | 343.719 | 338.511 | 333.285 | 330.672 | 328.619 | 326.866 | 328.255 | 327.957 | 331.149 | 332.872 | 334.062 | 334.2 | 330.796 | 329.821 | 327.656 | 324.21 | 318.806 | 309.97 | 304.408 | 298.914 | 293.896 | 287.733
Consumer Transformation | Dem_BB008a | GWh | SHEPD | Abernethy |  | 86.864 | 73.368 | 70.288 | 67.123 | 64.865 | 62.618 | 60.836 | 59.475 | 58.264 | 58.032 | 57.351 | 56.733 | 56.149 | 55.937 | 58.912 | 59.53 | 59.882 | 60.133 | 60.192 | 63.821 | 63.923 | 63.76 | 63.293 | 62.392 | 64.631 | 63.732 | 62.836 | 62.043 | 61.033
Consumer Transformation | Dem_BB008a | GWh | SHEPD | Alness |  | 47.609 | 40.463 | 38.882 | 37.253 | 36.247 | 35.074 | 34.184 | 33.555 | 33.034 | 33.327 | 33.174 | 33.091 | 33.052 | 33.412 | 36.517 | 37.522 | 38.305 | 38.993 | 39.48 | 43.135 | 43.671 | 43.971 | 43.978 | 43.592 | 46.047 | 45.658 | 45.271 | 44.958 | 44.505
Consumer Transformation | Dem_BB008a | GWh | SHEPD | Arbroath |  | 47.971 | 40.745 | 39.143 | 37.489 | 36.479 | 35.29 | 34.388 | 33.748 | 33.212 | 33.591 | 33.441 | 33.36 | 33.322 | 33.685 | 37.197 | 38.267 | 39.115 | 39.856 | 40.393 | 44.575 | 45.19 | 45.541 | 45.579 | 45.207 | 48.089 | 47.712 | 47.339 | 47.04 | 46.603
Consumer Transformation | Dem_BB008a | GWh | SHEPD | Ardkinglas |  | 0 | 0 | 0 | 0 | 0 | 0 | 0 | 0 | 0 | 0 | 0 | 0 | 0 | 0 | 0 | 0 | 0 | 0 | 0 | 0 | 0 | 0 | 0 | 0 | 0 | 0 | 0 | 0 | 0
Consumer Transformation | Dem_BB008a | GWh | SHEPD | Ardmore |  | 61.249 | 51.806 | 49.664 | 47.458 | 45.916 | 44.345 | 43.111 | 42.185 | 41.367 | 41.229 | 40.793 | 40.412 | 40.055 | 40.002 | 42.173 | 42.711 | 43.047 | 43.308 | 43.42 | 45.975 | 46.105 | 46.032 | 45.736 | 45.113 | 46.641 | 46.015 | 45.396 | 44.847 | 44.148
Consumer Transformation | Dem_BB008a | GWh | SHEPD | Beauly |  | 45.133 | 38.179 | 36.601 | 34.98 | 33.845 | 32.693 | 31.785 | 31.103 | 30.504 | 30.412 | 30.096 | 29.82 | 29.564 | 29.537 | 31.176 | 31.584 | 31.849 | 32.053 | 32.146 | 34.067 | 34.178 | 34.138 | 33.923 | 33.465 | 34.624 | 34.167 | 33.712 | 33.311 | 32.798
Consumer Transformation | Dem_BB008a | GWh | SHEPD | Berryburn |  | 0 | 0 | 0 | 0 | 0 | 0 | 0 | 0 | 0 | 0 | 0 | 0 | 0 | 0 | 0 | 0 | 0 | 0 | 0 | 0 | 0 | 0 | 0 | 0 | 0 | 0 | 0 | 0 | 0
Consumer Transformation | Dem_BB008a | GWh | SHEPD | Boat of Garten |  | 28.238 | 23.869 | 22.879 | 21.854 | 21.128 | 20.401 | 19.824 | 19.393 | 19.006 | 18.91 | 18.698 | 18.506 | 18.325 | 18.27 | 19.167 | 19.369 | 19.488 | 19.572 | 19.594 | 20.652 | 20.679 | 20.621 | 20.468 | 20.172 | 20.789 | 20.494 | 20.199 | 19.942 | 19.61
Consumer Transformation | Dem_BB008a | GWh | SHEPD | Braco West |  | 34.895 | 29.776 | 28.67 | 27.524 | 26.93 | 26.097 | 25.489 | 25.083 | 24.782 | 25.359 | 25.386 | 25.483 | 25.627 | 26.175 | 29.853 | 31.071 | 32.074 | 32.976 | 33.666 | 38.017 | 38.795 | 39.321 | 39.524 | 39.327 | 42.407 | 42.207 | 42.006 | 41.875 | 41.628
Consumer Transformation | Dem_BB008a | GWh | SHEPD | Bridge of Dun |  | 41.099 | 34.97 | 33.626 | 32.235 | 31.43 | 30.426 | 29.674 | 29.154 | 28.736 | 29.199 | 29.131 | 29.132 | 29.175 | 29.614 | 33.132 | 34.249 | 35.152 | 35.953 | 36.544 | 40.724 | 41.398 | 41.824 | 41.935 | 41.65 | 44.566 | 44.279 | 43.987 | 43.77 | 43.43
Consumer Transformation | Dem_BB008a | GWh | SHEPD | Broadford-Skye |  | 21.347 | 18.015 | 17.254 | 16.471 | 15.897 | 15.337 | 14.895 | 14.555 | 14.248 | 14.125 | 13.942 | 13.764 | 13.594 | 13.501 | 13.998 | 14.071 | 14.089 | 14.091 | 14.051 | 14.645 | 14.607 | 14.515 | 14.368 | 14.132 | 14.441 | 14.208 | 13.972 | 13.765 | 13.501
Consumer Transformation | Dem_BB008a | GWh | SHEPD | Brora |  | 9.747 | 8.279 | 7.958 | 7.624 | 7.415 | 7.175 | 6.992 | 6.861 | 6.755 | 6.808 | 6.777 | 6.757 | 6.748 | 6.815 | 7.439 | 7.637 | 7.791 | 7.93 | 8.025 | 8.754 | 8.862 | 8.92 | 8.918 | 8.837 | 9.329 | 9.247 | 9.167 | 9.104 | 9.01
Consumer Transformation | Dem_BB008a | GWh | SHEPD | Burghmuir |  | 54.706 | 46.423 | 44.573 | 42.671 | 41.47 | 40.105 | 39.061 | 38.306 | 37.672 | 38.001 | 37.784 | 37.64 | 37.544 | 37.859 | 41.496 | 42.574 | 43.404 | 44.133 | 44.642 | 48.988 | 49.57 | 49.887 | 49.87 | 49.422 | 52.382 | 51.929 | 51.48 | 51.112 | 50.588
Consumer Transformation | Dem_BB008a | GWh | SHEPD | Carradale |  | 25.327 | 21.51 | 20.659 | 19.787 | 19.222 | 18.595 | 18.113 | 17.77 | 17.486 | 17.549 | 17.443 | 17.368 | 17.318 | 17.45 | 18.772 | 19.206 | 19.527 | 19.812 | 20 | 21.523 | 21.727 | 21.818 | 21.774 | 21.55 | 22.523 | 22.297 | 22.073 | 21.884 | 21.626
Consumer Transformation | Dem_BB008a | GWh | SHEPD | Cassley |  | 0.899 | 0.766 | 0.738 | 0.706 | 0.691 | 0.669 | 0.656 | 0.641 | 0.634 | 0.646 | 0.644 | 0.647 | 0.655 | 0.665 | 0.749 | 0.777 | 0.796 | 0.817 | 0.833 | 0.93 | 0.948 | 0.959 | 0.964 | 0.958 | 1.023 | 1.016 | 1.01 | 1.006 | 0.999
Consumer Transformation | Dem_BB008a | GWh | SHEPD | Ceannacroc |  | 2.036 | 1.721 | 1.655 | 1.584 | 1.53 | 1.48 | 1.439 | 1.411 | 1.385 | 1.385 | 1.373 | 1.358 | 1.351 | 1.352 | 1.44 | 1.461 | 1.478 | 1.494 | 1.503 | 1.604 | 1.609 | 1.61 | 1.604 | 1.584 | 1.645 | 1.627 | 1.606 | 1.59 | 1.568
Consumer Transformation | Dem_BB008a | GWh | SHEPD | Charleston |  | 44.941 | 38.179 | 36.684 | 35.135 | 34.196 | 33.084 | 32.245 | 31.646 | 31.15 | 31.521 | 31.389 | 31.318 | 31.293 | 31.65 | 35.004 | 36.029 | 36.841 | 37.559 | 38.071 | 42.066 | 42.657 | 43.002 | 43.049 | 42.702 | 45.456 | 45.111 | 44.759 | 44.486 | 44.081
Consumer Transformation | Dem_BB008a | GWh | SHEPD | Clachan |  | 5.483 | 4.648 | 4.461 | 4.266 | 4.135 | 3.999 | 3.894 | 3.816 | 3.753 | 3.748 | 3.718 | 3.694 | 3.675 | 3.687 | 3.926 | 3.996 | 4.049 | 4.093 | 4.12 | 4.392 | 4.423 | 4.43 | 4.412 | 4.359 | 4.527 | 4.477 | 4.424 | 4.382 | 4.319
Consumer Transformation | Dem_BB008a | GWh | SHEPD | Clayhills |  | 16.111 | 13.728 | 13.205 | 12.663 | 12.365 | 11.974 | 11.689 | 11.49 | 11.335 | 11.551 | 11.54 | 11.56 | 11.595 | 11.802 | 13.307 | 13.796 | 14.193 | 14.549 | 14.818 | 16.606 | 16.907 | 17.103 | 17.17 | 17.066 | 18.322 | 18.216 | 18.11 | 18.035 | 17.908
Consumer Transformation | Dem_BB008a | GWh | SHEPD | Coupar Angus |  | 28.371 | 24.292 | 23.427 | 22.523 | 22.125 | 21.461 | 21 | 20.713 | 20.511 | 21.156 | 21.26 | 21.429 | 21.644 | 22.256 | 25.905 | 27.147 | 28.193 | 29.136 | 29.872 | 34.173 | 34.999 | 35.581 | 35.851 | 35.735 | 38.815 | 38.695 | 38.574 | 38.514 | 38.359
Consumer Transformation | Dem_BB008a | GWh | SHEPD | Craigiebuckler |  | 49.393 | 42.052 | 40.441 | 38.779 | 37.831 | 36.631 | 35.739 | 35.119 | 34.631 | 35.228 | 35.164 | 35.194 | 35.272 | 35.842 | 40.235 | 41.645 | 42.786 | 43.798 | 44.558 | 49.775 | 50.635 | 51.182 | 51.343 | 51.013 | 54.661 | 54.328 | 53.988 | 53.74 | 53.342
Consumer Transformation | Dem_BB008a | GWh | SHEPD | Dallas |  | 0 | 0 | 0 | 0 | 0 | 0 | 0 | 0 | 0 | 0 | 0 | 0 | 0 | 0 | 0 | 0 | 0 | 0 | 0 | 0 | 0 | 0 | 0 | 0 | 0 | 0 | 0 | 0 | 0
Consumer Transformation | Dem_BB008a | GWh | SHEPD | Dounreay |  | 20.091 | 16.977 | 16.272 | 15.538 | 15.016 | 14.498 | 14.088 | 13.777 | 13.497 | 13.425 | 13.267 | 13.125 | 12.991 | 12.94 | 13.552 | 13.68 | 13.754 | 13.802 | 13.808 | 14.536 | 14.547 | 14.499 | 14.384 | 14.173 | 14.605 | 14.393 | 14.181 | 13.994 | 13.756
Consumer Transformation | Dem_BB008a | GWh | SHEPD | Dudhope |  | 36.692 | 31.308 | 30.142 | 28.932 | 28.303 | 27.426 | 26.792 | 26.364 | 26.039 | 26.641 | 26.66 | 26.758 | 26.903 | 27.472 | 31.304 | 32.571 | 33.617 | 34.554 | 35.266 | 39.805 | 40.61 | 41.153 | 41.365 | 41.155 | 44.362 | 44.152 | 43.937 | 43.797 | 43.533
Consumer Transformation | Dem_BB008a | GWh | SHEPD | Dunbeath |  | 0.096 | 0.084 | 0.078 | 0.076 | 0.07 | 0.069 | 0.068 | 0.063 | 0.062 | 0.061 | 0.061 | 0.061 | 0.056 | 0.055 | 0.055 | 0.054 | 0.054 | 0.056 | 0.056 | 0.054 | 0.05 | 0.049 | 0.048 | 0.047 | 0.046 | 0.045 | 0.045 | 0.041 | 0.041
Consumer Transformation | Dem_BB008a | GWh | SHEPD | Dunoon |  | 13.241 | 11.237 | 10.79 | 10.326 | 10.029 | 9.699 | 9.446 | 9.262 | 9.107 | 9.187 | 9.13 | 9.094 | 9.065 | 9.139 | 10.013 | 10.27 | 10.469 | 10.639 | 10.76 | 11.798 | 11.94 | 12.012 | 12.005 | 11.896 | 12.6 | 12.49 | 12.378 | 12.292 | 12.162
Consumer Transformation | Dem_BB008a | GWh | SHEPD | Dunvegan |  | 8.606 | 7.28 | 6.976 | 6.67 | 6.447 | 6.23 | 6.056 | 5.922 | 5.811 | 5.787 | 5.728 | 5.672 | 5.622 | 5.615 | 5.911 | 5.985 | 6.027 | 6.063 | 6.078 | 6.429 | 6.446 | 6.433 | 6.391 | 6.303 | 6.511 | 6.425 | 6.337 | 6.259 | 6.162
Consumer Transformation | Dem_BB008a | GWh | SHEPD | Dyce |  | 37.532 | 32.047 | 30.868 | 29.642 | 29.023 | 28.127 | 27.488 | 27.064 | 26.743 | 27.409 | 27.457 | 27.582 | 27.76 | 28.395 | 32.511 | 33.884 | 35.02 | 36.041 | 36.825 | 41.698 | 42.58 | 43.182 | 43.427 | 43.225 | 46.681 | 46.481 | 46.272 | 46.14 | 45.885
Consumer Transformation | Dem_BB008a | GWh | SHEPD | Elgin |  | 69.662 | 58.927 | 56.496 | 53.989 | 52.235 | 50.452 | 49.051 | 48.001 | 47.073 | 46.92 | 46.429 | 46.001 | 45.602 | 45.55 | 48.051 | 48.674 | 49.07 | 49.374 | 49.512 | 52.451 | 52.607 | 52.537 | 52.201 | 51.498 | 53.26 | 52.549 | 51.846 | 51.226 | 50.43
Consumer Transformation | Dem_BB008a | GWh | SHEPD | Fasnakyle |  | 2.687 | 2.262 | 2.163 | 2.064 | 1.989 | 1.916 | 1.859 | 1.812 | 1.768 | 1.744 | 1.716 | 1.687 | 1.658 | 1.636 | 1.66 | 1.649 | 1.639 | 1.624 | 1.607 | 1.638 | 1.622 | 1.6 | 1.575 | 1.541 | 1.546 | 1.515 | 1.484 | 1.455 | 1.418
Consumer Transformation | Dem_BB008a | GWh | SHEPD | Fetteresso |  | 0 | 0 | 0 | 0 | 0 | 0 | 0 | 0 | 0 | 0 | 0 | 0 | 0 | 0 | 0 | 0 | 0 | 0 | 0 | 0 | 0 | 0 | 0 | 0 | 0 | 0 | 0 | 0 | 0
Consumer Transformation | Dem_BB008a | GWh | SHEPD | Fiddes |  | 14.341 | 12.315 | 11.898 | 11.457 | 11.29 | 10.963 | 10.746 | 10.61 | 10.534 | 10.943 | 11.029 | 11.155 | 11.307 | 11.695 | 13.83 | 14.577 | 15.203 | 15.778 | 16.227 | 18.745 | 19.25 | 19.613 | 19.795 | 19.759 | 21.574 | 21.534 | 21.492 | 21.482 | 21.424
Consumer Transformation | Dem_BB008a | GWh | SHEPD | Finstown |  | 0 | 0 | 0 | 0 | 0 | 0 | 0 | 0 | 0 | 0 | 0 | 0 | 0 | 0 | 0 | 0 | 0 | 0 | 0 | 0 | 0 | 0 | 0 | 0 | 0 | 0 | 0 | 0 | 0
Consumer Transformation | Dem_BB008a | GWh | SHEPD | Fort Augustus |  | 6.786 | 5.731 | 5.491 | 5.237 | 5.058 | 4.88 | 4.741 | 4.637 | 4.538 | 4.506 | 4.447 | 4.394 | 4.345 | 4.322 | 4.497 | 4.524 | 4.538 | 4.544 | 4.54 | 4.747 | 4.74 | 4.715 | 4.672 | 4.597 | 4.709 | 4.637 | 4.564 | 4.499 | 4.418
Consumer Transformation | Dem_BB008a | GWh | SHEPD | Fort William |  | 36.032 | 30.463 | 29.2 | 27.898 | 26.98 | 26.056 | 25.325 | 24.776 | 24.291 | 24.189 | 23.922 | 23.691 | 23.463 | 23.412 | 24.621 | 24.905 | 25.08 | 25.209 | 25.252 | 26.672 | 26.728 | 26.671 | 26.481 | 26.112 | 26.949 | 26.577 | 26.208 | 25.881 | 25.461
Consumer Transformation | Dem_BB008a | GWh | SHEPD | Fraserburgh |  | 25.207 | 21.475 | 20.655 | 19.812 | 19.337 | 18.729 | 18.277 | 17.962 | 17.722 | 18.05 | 18.026 | 18.049 | 18.104 | 18.418 | 20.746 | 21.495 | 22.102 | 22.651 | 23.058 | 25.82 | 26.28 | 26.583 | 26.677 | 26.516 | 28.449 | 28.283 | 28.117 | 27.993 | 27.796
Consumer Transformation | Dem_BB008a | GWh | SHEPD | Glenfarclas |  | 0 | 0 | 0 | 0 | 0 | 0 | 0 | 0 | 0 | 0 | 0 | 0 | 0 | 0 | 0 | 0 | 0 | 0 | 0 | 0 | 0 | 0 | 0 | 0 | 0 | 0 | 0 | 0 | 0
Consumer Transformation | Dem_BB008a | GWh | SHEPD | Grudie Bridge |  | 24.657 | 20.709 | 19.786 | 18.837 | 18.072 | 17.409 | 16.862 | 16.418 | 16.008 | 15.675 | 15.361 | 15.058 | 14.743 | 14.432 | 14.301 | 14.092 | 13.857 | 13.615 | 13.371 | 13.252 | 12.995 | 12.715 | 12.427 | 12.109 | 11.879 | 11.558 | 11.24 | 10.943 | 10.595
Consumer Transformation | Dem_BB008a | GWh | SHEPD | Inverness |  | 127.041 | 107.467 | 103.037 | 98.471 | 95.285 | 92.041 | 89.483 | 87.564 | 85.886 | 85.629 | 84.74 | 83.975 | 83.254 | 83.184 | 87.815 | 88.981 | 89.728 | 90.312 | 90.578 | 96.019 | 96.329 | 96.22 | 95.621 | 94.338 | 97.61 | 96.326 | 95.047 | 93.92 | 92.477
Consumer Transformation | Dem_BB008a | GWh | SHEPD | Keith |  | 52.649 | 44.549 | 42.721 | 40.834 | 39.529 | 38.185 | 37.131 | 36.345 | 35.654 | 35.576 | 35.222 | 34.916 | 34.636 | 34.633 | 36.648 | 37.174 | 37.517 | 37.794 | 37.93 | 40.295 | 40.453 | 40.432 | 40.2 | 39.676 | 41.113 | 40.584 | 40.062 | 39.603 | 39.011
Consumer Transformation | Dem_BB008a | GWh | SHEPD | Killin |  | 0 | 0 | 0 | 0.139 | 0.542 | 0.62 | 0.768 | 0.955 | 1.199 | 2.069 | 2.452 | 2.897 | 3.387 | 4.218 | 7.458 | 8.719 | 9.851 | 10.896 | 11.77 | 15.558 | 16.527 | 17.303 | 17.823 | 18.052 | 20.897 | 21.111 | 21.316 | 21.558 | 21.746
Consumer Transformation | Dem_BB008a | GWh | SHEPD | Kinlochleven |  | 6.533 | 5.506 | 5.265 | 5.018 | 4.83 | 4.66 | 4.521 | 4.409 | 4.31 | 4.249 | 4.183 | 4.118 | 4.053 | 4.004 | 4.073 | 4.065 | 4.038 | 4.009 | 3.978 | 4.066 | 4.029 | 3.985 | 3.926 | 3.845 | 3.874 | 3.799 | 3.721 | 3.652 | 3.566
Consumer Transformation | Dem_BB008a | GWh | SHEPD | Kintore |  | 85.492 | 72.793 | 70.017 | 67.145 | 65.514 | 63.438 | 61.897 | 60.834 | 59.987 | 61.051 | 60.953 | 61.009 | 61.155 | 62.169 | 69.866 | 72.335 | 74.343 | 76.127 | 77.465 | 86.596 | 88.11 | 89.082 | 89.377 | 88.805 | 95.199 | 94.629 | 94.047 | 93.624 | 92.938
Consumer Transformation | Dem_BB008a | GWh | SHEPD | Lairg |  | 4.003 | 3.376 | 3.227 | 3.081 | 2.969 | 2.866 | 2.782 | 2.715 | 2.658 | 2.632 | 2.593 | 2.56 | 2.523 | 2.501 | 2.574 | 2.582 | 2.578 | 2.572 | 2.562 | 2.653 | 2.64 | 2.621 | 2.591 | 2.543 | 2.59 | 2.544 | 2.5 | 2.455 | 2.408
Consumer Transformation | Dem_BB008a | GWh | SHEPD | Lunanhead |  | 42.387 | 36.044 | 34.647 | 33.202 | 32.348 | 31.307 | 30.526 | 29.971 | 29.529 | 29.953 | 29.86 | 29.836 | 29.848 | 30.253 | 33.688 | 34.766 | 35.627 | 36.39 | 36.946 | 41.031 | 41.672 | 42.06 | 42.146 | 41.841 | 44.676 | 44.364 | 44.053 | 43.814 | 43.451
Consumer Transformation | Dem_BB008a | GWh | SHEPD | Lyndhurst |  | 46.509 | 39.525 | 37.983 | 36.388 | 35.429 | 34.283 | 33.416 | 32.801 | 32.299 | 32.711 | 32.586 | 32.532 | 32.521 | 32.917 | 36.495 | 37.602 | 38.48 | 39.257 | 39.82 | 44.085 | 44.726 | 45.109 | 45.175 | 44.822 | 47.769 | 47.419 | 47.065 | 46.791 | 46.378
Consumer Transformation | Dem_BB008a | GWh | SHEPD | Macduff |  | 36 | 30.384 | 29.1 | 27.776 | 26.81 | 25.876 | 25.129 | 24.556 | 24.039 | 23.841 | 23.525 | 23.237 | 22.958 | 22.806 | 23.656 | 23.791 | 23.833 | 23.838 | 23.78 | 24.795 | 24.741 | 24.593 | 24.349 | 23.952 | 24.494 | 24.1 | 23.705 | 23.35 | 22.909
Consumer Transformation | Dem_BB008a | GWh | SHEPD | Milton of Craigie |  | 85.035 | 71.876 | 68.885 | 65.807 | 63.649 | 61.464 | 59.741 | 58.438 | 57.282 | 57.175 | 56.558 | 56.018 | 55.513 | 55.417 | 58.77 | 59.545 | 60.046 | 60.432 | 60.609 | 64.675 | 64.908 | 64.853 | 64.462 | 63.61 | 66.192 | 65.335 | 64.493 | 63.75 | 62.788
Consumer Transformation | Dem_BB008a | GWh | SHEPD | Mybster |  | 15.341 | 13.024 | 12.51 | 11.982 | 11.645 | 11.265 | 10.974 | 10.767 | 10.592 | 10.66 | 10.602 | 10.562 | 10.536 | 10.624 | 11.541 | 11.829 | 12.051 | 12.241 | 12.378 | 13.453 | 13.602 | 13.677 | 13.663 | 13.534 | 14.254 | 14.12 | 13.993 | 13.885 | 13.733
Consumer Transformation | Dem_BB008a | GWh | SHEPD | Nairn |  | 41.332 | 34.957 | 33.517 | 32.029 | 30.987 | 29.925 | 29.091 | 28.466 | 27.916 | 27.823 | 27.526 | 27.272 | 27.03 | 26.995 | 28.464 | 28.825 | 29.054 | 29.228 | 29.303 | 31.027 | 31.114 | 31.069 | 30.865 | 30.446 | 31.476 | 31.054 | 30.638 | 30.269 | 29.794
Consumer Transformation | Dem_BB008a | GWh | SHEPD | Orrin |  | 0 | 0 | 0 | 0 | 0 | 0 | 0 | 0 | 0 | 0 | 0 | 0 | 0 | 0 | 0 | 0 | 0 | 0 | 0 | 0 | 0 | 0 | 0 | 0 | 0 | 0 | 0 | 0 | 0
Consumer Transformation | Dem_BB008a | GWh | SHEPD | Persley |  | 63.83 | 54.363 | 52.3 | 50.156 | 48.952 | 47.407 | 46.261 | 45.47 | 44.848 | 45.666 | 45.609 | 45.665 | 45.789 | 46.573 | 52.42 | 54.301 | 55.84 | 57.205 | 58.228 | 65.169 | 66.327 | 67.078 | 67.311 | 66.895 | 71.755 | 71.337 | 70.91 | 70.602 | 70.095
Consumer Transformation | Dem_BB008a | GWh | SHEPD | Peterhead Grange |  | 21.92 | 18.451 | 17.645 | 16.82 | 16.182 | 15.598 | 15.123 | 14.752 | 14.41 | 14.206 | 13.969 | 13.742 | 13.515 | 13.324 | 13.548 | 13.496 | 13.4 | 13.295 | 13.166 | 13.464 | 13.332 | 13.164 | 12.965 | 12.701 | 12.803 | 12.538 | 12.28 | 12.04 | 11.752
Consumer Transformation | Dem_BB008a | GWh | SHEPD | Peterhead Shell |  | 12.517 | 10.647 | 10.239 | 9.813 | 9.569 | 9.259 | 9.035 | 8.877 | 8.747 | 8.885 | 8.863 | 8.86 | 8.874 | 9.006 | 10.068 | 10.404 | 10.676 | 10.917 | 11.094 | 12.353 | 12.554 | 12.683 | 12.716 | 12.629 | 13.505 | 13.419 | 13.329 | 13.26 | 13.158
Consumer Transformation | Dem_BB008a | GWh | SHEPD | Port Ann |  | 33.258 | 28.117 | 26.949 | 25.746 | 24.887 | 24.034 | 23.358 | 22.843 | 22.391 | 22.253 | 22 | 21.77 | 21.555 | 21.484 | 22.417 | 22.63 | 22.744 | 22.824 | 22.833 | 23.924 | 23.934 | 23.847 | 23.651 | 23.304 | 23.915 | 23.558 | 23.208 | 22.896 | 22.502
Consumer Transformation | Dem_BB008a | GWh | SHEPD | Quoich |  | 0.399 | 0.335 | 0.317 | 0.303 | 0.289 | 0.281 | 0.272 | 0.267 | 0.259 | 0.256 | 0.248 | 0.242 | 0.24 | 0.236 | 0.234 | 0.231 | 0.229 | 0.225 | 0.222 | 0.221 | 0.217 | 0.216 | 0.208 | 0.204 | 0.203 | 0.197 | 0.191 | 0.188 | 0.182
Consumer Transformation | Dem_BB008a | GWh | SHEPD | Rannoch |  | 0.069 | 0.119 | 0.143 | 0.168 | 0.227 | 0.241 | 0.264 | 0.291 | 0.329 | 0.467 | 0.526 | 0.594 | 0.67 | 0.802 | 1.312 | 1.512 | 1.689 | 1.853 | 1.992 | 2.588 | 2.737 | 2.86 | 2.94 | 2.972 | 3.422 | 3.454 | 3.483 | 3.52 | 3.554
Consumer Transformation | Dem_BB008a | GWh | SHEPD | Redmoss |  | 50.103 | 42.721 | 41.128 | 39.468 | 38.576 | 37.369 | 36.49 | 35.897 | 35.44 | 36.199 | 36.205 | 36.309 | 36.477 | 37.198 | 42.217 | 43.865 | 45.217 | 46.429 | 47.349 | 53.299 | 54.333 | 55.027 | 55.278 | 54.98 | 59.173 | 58.874 | 58.564 | 58.356 | 57.986
Consumer Transformation | Dem_BB008a | GWh | SHEPD | Rothienorman |  | 20.16 | 17.118 | 16.444 | 15.746 | 15.311 | 14.81 | 14.429 | 14.156 | 13.928 | 14.055 | 13.982 | 13.938 | 13.91 | 14.043 | 15.397 | 15.811 | 16.134 | 16.416 | 16.615 | 18.218 | 18.444 | 18.568 | 18.568 | 18.404 | 19.489 | 19.325 | 19.16 | 19.026 | 18.836
Consumer Transformation | Dem_BB008a | GWh | SHEPD | Shin |  | 1.678 | 1.43 | 1.373 | 1.315 | 1.282 | 1.239 | 1.211 | 1.191 | 1.176 | 1.186 | 1.182 | 1.187 | 1.186 | 1.204 | 1.331 | 1.374 | 1.407 | 1.434 | 1.458 | 1.607 | 1.632 | 1.643 | 1.649 | 1.635 | 1.737 | 1.724 | 1.71 | 1.701 | 1.685
Consumer Transformation | Dem_BB008a | GWh | SHEPD | Sloy |  | 1.751 | 1.505 | 1.455 | 1.4 | 1.377 | 1.337 | 1.307 | 1.293 | 1.28 | 1.312 | 1.319 | 1.331 | 1.347 | 1.389 | 1.579 | 1.656 | 1.721 | 1.772 | 1.819 | 2.04 | 2.083 | 2.117 | 2.133 | 2.123 | 2.273 | 2.266 | 2.258 | 2.25 | 2.241
Consumer Transformation | Dem_BB008a | GWh | SHEPD | St Fergus Gas Terminal |  | 4.933 | 4.221 | 4.066 | 3.904 | 3.829 | 3.714 | 3.634 | 3.58 | 3.54 | 3.641 | 3.653 | 3.676 | 3.709 | 3.801 | 4.391 | 4.585 | 4.752 | 4.9 | 5.016 | 5.71 | 5.838 | 5.932 | 5.969 | 5.946 | 6.443 | 6.419 | 6.393 | 6.379 | 6.349
Consumer Transformation | Dem_BB008a | GWh | SHEPD | St Fillans |  | 3.067 | 2.984 | 3.049 | 3.097 | 3.428 | 3.437 | 3.518 | 3.655 | 3.849 | 4.716 | 5.083 | 5.51 | 5.977 | 6.801 | 10.141 | 11.424 | 12.561 | 13.612 | 14.481 | 18.377 | 19.337 | 20.104 | 20.596 | 20.783 | 23.7 | 23.882 | 24.054 | 24.268 | 24.441
Consumer Transformation | Dem_BB008a | GWh | SHEPD | Strichen |  | 27.555 | 23.412 | 22.497 | 21.552 | 20.975 | 20.295 | 19.776 | 19.412 | 19.111 | 19.343 | 19.266 | 19.229 | 19.215 | 19.438 | 21.518 | 22.153 | 22.659 | 23.105 | 23.43 | 25.905 | 26.274 | 26.491 | 26.52 | 26.31 | 28.021 | 27.805 | 27.596 | 27.427 | 27.181
Consumer Transformation | Dem_BB008a | GWh | SHEPD | Tarland |  | 20.137 | 17.223 | 16.607 | 15.962 | 15.657 | 15.191 | 14.855 | 14.642 | 14.492 | 14.917 | 14.976 | 15.077 | 15.211 | 15.618 | 18.081 | 18.917 | 19.613 | 20.249 | 20.736 | 23.648 | 24.197 | 24.58 | 24.752 | 24.663 | 26.742 | 26.65 | 26.553 | 26.503 | 26.381
Consumer Transformation | Dem_BB008a | GWh | SHEPD | Taynuilt |  | 44.198 | 37.448 | 35.933 | 34.37 | 33.303 | 32.183 | 31.314 | 30.675 | 30.117 | 30.075 | 29.806 | 29.586 | 29.392 | 29.452 | 31.202 | 31.707 | 32.06 | 32.346 | 32.51 | 34.534 | 34.709 | 34.724 | 34.551 | 34.119 | 35.354 | 34.92 | 34.487 | 34.112 | 33.621
Consumer Transformation | Dem_BB008a | GWh | SHEPD | Thurso |  | 47.737 | 40.727 | 39.208 | 37.64 | 36.777 | 35.637 | 34.799 | 34.235 | 33.807 | 34.394 | 34.386 | 34.472 | 34.609 | 35.273 | 39.471 | 40.921 | 42.104 | 43.164 | 43.961 | 48.862 | 49.737 | 50.305 | 50.484 | 50.174 | 53.565 | 53.254 | 52.934 | 52.701 | 52.323
Consumer Transformation | Dem_BB008a | GWh | SHEPD | Tummel Bridge |  | 11.833 | 10.388 | 10.139 | 9.872 | 9.966 | 9.752 | 9.654 | 9.651 | 9.726 | 10.564 | 10.865 | 11.231 | 11.64 | 12.438 | 16.071 | 17.412 | 18.585 | 19.66 | 20.535 | 24.795 | 25.763 | 26.507 | 26.955 | 27.049 | 30.186 | 30.28 | 30.361 | 30.492 | 30.565
Consumer Transformation | Dem_BB008a | GWh | SHEPD | Willowdale |  | 27.807 | 23.79 | 22.936 | 22.052 | 21.641 | 20.988 | 20.528 | 20.238 | 20.031 | 20.632 | 20.715 | 20.862 | 21.057 | 21.624 | 25.067 | 26.239 | 27.218 | 28.104 | 28.789 | 32.859 | 33.631 | 34.171 | 34.413 | 34.295 | 37.199 | 37.074 | 36.945 | 36.877 | 36.715
Consumer Transformation | Dem_BB008a | GWh | SHEPD | Woodhill |  | 63.665 | 54.156 | 52.066 | 49.904 | 48.633 | 47.072 | 45.909 | 45.093 | 44.434 | 45.104 | 44.976 | 44.961 | 45.003 | 45.65 | 50.943 | 52.613 | 53.955 | 55.145 | 56.023 | 62.316 | 63.312 | 63.934 | 64.08 | 63.632 | 68.009 | 67.553 | 67.094 | 66.748 | 66.207
Consumer Transformation | Dem_BB008a | GWh | SPD | Ayr |  | 57.274 | 48.575 | 46.632 | 44.629 | 43.29 | 41.85 | 40.744 | 39.933 | 39.247 | 39.466 | 39.191 | 38.99 | 38.827 | 39.063 | 42.447 | 43.416 | 44.153 | 44.788 | 45.214 | 49.244 | 49.737 | 49.972 | 49.889 | 49.394 | 52.068 | 51.566 | 51.069 | 50.654 | 50.078
Consumer Transformation | Dem_BB008a | GWh | SPD | Bainsford |  | 25.217 | 21.484 | 20.668 | 19.825 | 19.346 | 18.738 | 18.281 | 17.974 | 17.73 | 18.057 | 18.042 | 18.068 | 18.122 | 18.44 | 20.798 | 21.556 | 22.173 | 22.725 | 23.142 | 25.933 | 26.4 | 26.707 | 26.808 | 26.645 | 28.59 | 28.425 | 28.263 | 28.143 | 27.946
Consumer Transformation | Dem_BB008a | GWh | SPD | Bathgate |  | 45.706 | 38.834 | 37.318 | 35.749 | 34.775 | 33.643 | 32.789 | 32.184 | 31.68 | 32.053 | 31.915 | 31.847 | 31.821 | 32.182 | 35.614 | 36.665 | 37.494 | 38.225 | 38.751 | 42.835 | 43.438 | 43.794 | 43.84 | 43.488 | 46.29 | 45.937 | 45.584 | 45.304 | 44.895
Consumer Transformation | Dem_BB008a | GWh | SPD | Berwick |  | 32.245 | 27.258 | 26.124 | 24.96 | 24.126 | 23.296 | 22.639 | 22.144 | 21.706 | 21.641 | 21.401 | 21.191 | 20.993 | 20.945 | 22.157 | 22.431 | 22.602 | 22.736 | 22.788 | 24.251 | 24.324 | 24.289 | 24.134 | 23.808 | 24.716 | 24.387 | 24.06 | 23.775 | 23.407
Consumer Transformation | Dem_BB008a | GWh | SPD | Bonnybridge |  | 100.848 | 85.424 | 81.956 | 78.382 | 75.973 | 73.418 | 71.438 | 69.971 | 68.706 | 68.952 | 68.391 | 67.945 | 67.56 | 67.806 | 73.228 | 74.708 | 75.796 | 76.714 | 77.305 | 83.805 | 84.502 | 84.774 | 84.542 | 83.623 | 87.918 | 87 | 86.086 | 85.311 | 84.264
Consumer Transformation | Dem_BB008a | GWh | SPD | Braehead Park |  | 39.709 | 33.698 | 32.353 | 30.974 | 30.061 | 29.069 | 28.307 | 27.751 | 27.285 | 27.467 | 27.297 | 27.173 | 27.079 | 27.276 | 29.75 | 30.474 | 31.028 | 31.511 | 31.84 | 34.782 | 35.163 | 35.355 | 35.319 | 34.984 | 36.949 | 36.608 | 36.271 | 35.992 | 35.601
Consumer Transformation | Dem_BB008a | GWh | SPD | Broxburn |  | 72.395 | 61.396 | 58.938 | 56.405 | 54.716 | 52.898 | 51.498 | 50.472 | 49.607 | 49.881 | 49.533 | 49.28 | 49.075 | 49.37 | 53.644 | 54.876 | 55.804 | 56.606 | 57.148 | 62.234 | 62.858 | 63.155 | 63.049 | 62.42 | 65.804 | 65.172 | 64.538 | 64.014 | 63.286
Consumer Transformation | Dem_BB008a | GWh | SPD | Carntyne |  | 32.63 | 27.633 | 26.506 | 25.343 | 24.544 | 23.716 | 23.066 | 22.588 | 22.171 | 22.208 | 22.011 | 21.849 | 21.708 | 21.757 | 23.353 | 23.777 | 24.08 | 24.335 | 24.492 | 26.399 | 26.587 | 26.638 | 26.542 | 26.234 | 27.472 | 27.167 | 26.86 | 26.6 | 26.252
Consumer Transformation | Dem_BB008a | GWh | SPD | Carsfad |  | 0 | 0 | 0 | 0 | 0 | 0 | 0 | 0 | 0 | 0 | 0 | 0 | 0 | 0 | 0 | 0 | 0 | 0 | 0 | 0 | 0 | 0 | 0 | 0 | 0 | 0 | 0 | 0 | 0
Consumer Transformation | Dem_BB008a | GWh | SPD | Chapelcross |  | 50.818 | 25.016 | 24.025 | 23.001 | 22.331 | 21.594 | 21.03 | 20.622 | 20.279 | 20.432 | 20.309 | 20.226 | 20.167 | 20.326 | 22.217 | 22.778 | 23.209 | 23.582 | 23.843 | 26.089 | 26.387 | 26.543 | 26.525 | 26.278 | 27.784 | 27.536 | 27.291 | 27.086 | 26.801
Consumer Transformation | Dem_BB008a | GWh | SPD | Charlotte Street |  | 33.446 | 28.315 | 27.158 | 25.965 | 25.135 | 24.286 | 23.618 | 23.126 | 22.697 | 22.716 | 22.511 | 22.333 | 22.18 | 22.219 | 23.799 | 24.214 | 24.505 | 24.747 | 24.891 | 26.787 | 26.958 | 27.001 | 26.891 | 26.573 | 27.796 | 27.478 | 27.164 | 26.89 | 26.53
Consumer Transformation | Dem_BB008a | GWh | SPD | Clyde’s Mill |  | 89.909 | 76.278 | 73.242 | 70.102 | 68.024 | 65.777 | 64.038 | 62.784 | 61.715 | 62.113 | 61.706 | 61.414 | 61.19 | 61.608 | 67.116 | 68.723 | 69.944 | 71 | 71.723 | 78.272 | 79.105 | 79.515 | 79.422 | 78.65 | 83.018 | 82.245 | 81.477 | 80.835 | 79.949 | GSP also referred to as Westburn Road
Consumer Transformation | Dem_BB008a | GWh | SPD | Coatbridge |  | 80.492 | 68.245 | 65.506 | 62.68 | 60.779 | 58.757 | 57.19 | 56.045 | 55.065 | 55.331 | 54.926 | 54.619 | 54.367 | 54.656 | 59.252 | 60.557 | 61.535 | 62.377 | 62.931 | 68.407 | 69.054 | 69.346 | 69.204 | 68.495 | 72.118 | 71.403 | 70.693 | 70.094 | 69.278
Consumer Transformation | Dem_BB008a | GWh | SPD | Cockenzie |  | 68.653 | 58.183 | 55.836 | 53.422 | 51.784 | 50.053 | 48.707 | 47.722 | 46.875 | 47.062 | 46.7 | 46.417 | 46.178 | 46.385 | 50.157 | 51.209 | 51.991 | 52.657 | 53.09 | 57.586 | 58.092 | 58.306 | 58.163 | 57.548 | 60.504 | 59.888 | 59.27 | 58.749 | 58.042
Consumer Transformation | Dem_BB008a | GWh | SPD | Coylton |  | 67.035 | 56.718 | 54.381 | 51.98 | 50.287 | 48.573 | 47.224 | 46.217 | 45.332 | 45.302 | 44.85 | 44.466 | 44.112 | 44.113 | 47.006 | 47.723 | 48.213 | 48.61 | 48.821 | 52.301 | 52.561 | 52.579 | 52.319 | 51.661 | 53.87 | 53.215 | 52.561 | 51.994 | 51.256
Consumer Transformation | Dem_BB008a | GWh | SPD | Crookston A |  | 71.354 | 60.173 | 57.6 | 54.96 | 52.967 | 51.1 | 49.595 | 48.429 | 47.371 | 46.928 | 46.258 | 45.631 | 45.014 | 44.612 | 46.179 | 46.342 | 46.324 | 46.246 | 46.054 | 48.008 | 47.831 | 47.485 | 46.965 | 46.162 | 47.208 | 46.411 | 45.617 | 44.902 | 44.013
Consumer Transformation | Dem_BB008a | GWh | SPD | Crookston B |  | 58.736 | 49.49 | 47.366 | 45.176 | 43.509 | 41.964 | 40.712 | 39.737 | 38.848 | 38.418 | 37.837 | 37.281 | 36.735 | 36.341 | 37.38 | 37.414 | 37.309 | 37.165 | 36.939 | 38.249 | 38.03 | 37.688 | 37.215 | 36.54 | 37.183 | 36.505 | 35.839 | 35.229 | 34.482
Consumer Transformation | Dem_BB008a | GWh | SPD | Cumbernauld |  | 42.589 | 36.171 | 34.747 | 33.282 | 32.36 | 31.307 | 30.502 | 29.928 | 29.451 | 29.769 | 29.631 | 29.552 | 29.508 | 29.818 | 32.902 | 33.833 | 34.57 | 35.213 | 35.672 | 39.342 | 39.876 | 40.178 | 40.202 | 39.872 | 42.379 | 42.04 | 41.705 | 41.438 | 41.048
Consumer Transformation | Dem_BB008a | GWh | SPD | Cupar |  | 64.302 | 54.495 | 52.296 | 50.03 | 48.517 | 46.893 | 45.641 | 44.716 | 43.924 | 44.136 | 43.806 | 43.551 | 43.334 | 43.544 | 47.21 | 48.23 | 48.999 | 49.649 | 50.081 | 54.464 | 54.971 | 55.194 | 55.079 | 54.508 | 57.43 | 56.857 | 56.285 | 55.807 | 55.153
Consumer Transformation | Dem_BB008a | GWh | SPD | Currie |  | 19.788 | 16.796 | 16.129 | 15.445 | 14.995 | 14.502 | 14.124 | 13.852 | 13.625 | 13.731 | 13.648 | 13.594 | 13.553 | 13.668 | 14.948 | 15.329 | 15.625 | 15.88 | 16.057 | 17.58 | 17.785 | 17.892 | 17.881 | 17.717 | 18.741 | 18.573 | 18.411 | 18.276 | 18.083
Consumer Transformation | Dem_BB008a | GWh | SPD | Dalmarnock |  | 49.718 | 42.074 | 40.355 | 38.573 | 37.331 | 36.065 | 35.075 | 34.333 | 33.684 | 33.69 | 33.372 | 33.103 | 32.858 | 32.883 | 35.15 | 35.728 | 36.13 | 36.46 | 36.648 | 39.362 | 39.589 | 39.632 | 39.456 | 38.976 | 40.716 | 40.238 | 39.76 | 39.35 | 38.807
Consumer Transformation | Dem_BB008a | GWh | SPD | Devol Moor |  | 25.597 | 21.704 | 20.838 | 19.934 | 19.329 | 18.689 | 18.189 | 17.825 | 17.517 | 17.602 | 17.473 | 17.376 | 17.299 | 17.391 | 18.856 | 19.275 | 19.588 | 19.858 | 20.035 | 21.785 | 21.991 | 22.087 | 22.043 | 21.819 | 22.973 | 22.744 | 22.519 | 22.332 | 22.071
Consumer Transformation | Dem_BB008a | GWh | SPD | Devonside |  | 86.709 | 73.518 | 70.571 | 67.526 | 65.527 | 63.352 | 61.672 | 60.446 | 59.406 | 59.772 | 59.365 | 59.062 | 58.817 | 59.184 | 64.44 | 65.942 | 67.083 | 68.062 | 68.728 | 75.009 | 75.787 | 76.158 | 76.053 | 75.303 | 79.516 | 78.766 | 78.018 | 77.395 | 76.532
Consumer Transformation | Dem_BB008a | GWh | SPD | Dewar Place |  | 45.734 | 38.79 | 37.236 | 35.635 | 34.564 | 33.415 | 32.529 | 31.881 | 31.331 | 31.502 | 31.282 | 31.121 | 30.986 | 31.17 | 33.856 | 34.629 | 35.213 | 35.713 | 36.051 | 39.246 | 39.636 | 39.822 | 39.754 | 39.355 | 41.48 | 41.076 | 40.677 | 40.347 | 39.885
Consumer Transformation | Dem_BB008a | GWh | SPD | Drumchapel |  | 143.446 | 121.556 | 116.646 | 111.588 | 108.213 | 104.594 | 101.788 | 99.727 | 97.96 | 98.419 | 97.671 | 97.092 | 96.604 | 97.066 | 105.19 | 107.453 | 109.141 | 110.585 | 111.533 | 121.257 | 122.372 | 122.858 | 122.589 | 121.315 | 127.787 | 126.512 | 125.232 | 124.162 | 122.696
Consumer Transformation | Dem_BB008a | GWh | SPD | Drumcross |  | 30.196 | 25.573 | 24.534 | 23.464 | 22.737 | 21.971 | 21.375 | 20.933 | 20.554 | 20.616 | 20.444 | 20.306 | 20.185 | 20.25 | 21.836 | 22.265 | 22.577 | 22.841 | 23.006 | 24.911 | 25.109 | 25.179 | 25.104 | 24.829 | 26.083 | 25.806 | 25.528 | 25.292 | 24.978
Consumer Transformation | Dem_BB008a | GWh | SPD | Dumfries 11 |  | 0 | 0 | 0 | 0 | 0 | 0 | 0 | 0 | 0 | 0 | 0 | 0 | 0 | 0 | 0 | 0 | 0 | 0 | 0 | 0 | 0 | 0 | 0 | 0 | 0 | 0 | 0 | 0 | 0
Consumer Transformation | Dem_BB008a | GWh | SPD | Dumfries 33 |  | 59.809 | 50.626 | 48.556 | 46.424 | 44.944 | 43.424 | 42.231 | 41.344 | 40.573 | 40.628 | 40.259 | 39.947 | 39.669 | 39.739 | 42.641 | 43.391 | 43.928 | 44.372 | 44.635 | 48.13 | 48.452 | 48.538 | 48.352 | 47.788 | 50.063 | 49.497 | 48.936 | 48.451 | 47.807
Consumer Transformation | Dem_BB008a | GWh | SPD | Dumfries ICI |  | 47.733 | 40.124 | 38.348 | 36.531 | 35.085 | 33.81 | 32.757 | 31.925 | 31.138 | 30.584 | 30.02 | 29.465 | 28.905 | 28.381 | 28.449 | 28.178 | 27.825 | 27.456 | 27.064 | 27.233 | 26.828 | 26.363 | 25.857 | 25.258 | 25.11 | 24.511 | 23.923 | 23.368 | 22.71
Consumer Transformation | Dem_BB008a | GWh | SPD | Dunbar |  | 0 | 0 | 0 | 0 | 0 | 0 | 0 | 0 | 0 | 0 | 0 | 0 | 0 | 0 | 0 | 0 | 0 | 0 | 0 | 0 | 0 | 0 | 0 | 0 | 0 | 0 | 0 | 0 | 0
Consumer Transformation | Dem_BB008a | GWh | SPD | Dunbar A |  | 19.626 | 16.653 | 15.991 | 15.311 | 14.86 | 14.372 | 13.996 | 13.724 | 13.494 | 13.589 | 13.508 | 13.451 | 13.404 | 13.507 | 14.748 | 15.112 | 15.393 | 15.64 | 15.805 | 17.278 | 17.474 | 17.573 | 17.558 | 17.393 | 18.379 | 18.215 | 18.049 | 17.911 | 17.72
Consumer Transformation | Dem_BB008a | GWh | SPD | Dunbar B |  | 8.016 | 6.802 | 6.532 | 6.254 | 6.07 | 5.87 | 5.717 | 5.606 | 5.512 | 5.551 | 5.517 | 5.494 | 5.475 | 5.517 | 6.024 | 6.173 | 6.287 | 6.388 | 6.455 | 7.057 | 7.137 | 7.178 | 7.172 | 7.104 | 7.507 | 7.44 | 7.372 | 7.316 | 7.238
Consumer Transformation | Dem_BB008a | GWh | SPD | Dunfermline |  | 63.491 | 53.817 | 51.649 | 49.412 | 47.93 | 46.334 | 45.097 | 44.189 | 43.421 | 43.65 | 43.333 | 43.09 | 42.888 | 43.119 | 46.823 | 47.864 | 48.645 | 49.318 | 49.768 | 54.191 | 54.717 | 54.955 | 54.852 | 54.298 | 57.252 | 56.693 | 56.136 | 55.67 | 55.027
Consumer Transformation | Dem_BB008a | GWh | SPD | Earlstoun |  | 0 | 0 | 0 | 0 | 0 | 0 | 0 | 0 | 0 | 0 | 0 | 0 | 0 | 0 | 0 | 0 | 0 | 0 | 0 | 0 | 0 | 0 | 0 | 0 | 0 | 0 | 0 | 0 | 0
Consumer Transformation | Dem_BB008a | GWh | SPD | East Kilbride |  | 77.548 | 65.719 | 63.064 | 60.331 | 58.476 | 56.515 | 55 | 53.879 | 52.922 | 53.113 | 52.695 | 52.369 | 52.088 | 52.306 | 56.503 | 57.668 | 58.532 | 59.266 | 59.737 | 64.743 | 65.299 | 65.524 | 65.355 | 64.65 | 67.942 | 67.238 | 66.537 | 65.947 | 65.144
Consumer Transformation | Dem_BB008a | GWh | SPD | East Kilbride South |  | 53.684 | 45.674 | 43.917 | 42.099 | 40.983 | 39.665 | 38.673 | 37.984 | 37.424 | 37.928 | 37.811 | 37.78 | 37.798 | 38.317 | 42.615 | 43.97 | 45.057 | 46.017 | 46.721 | 51.804 | 52.604 | 53.093 | 53.197 | 52.804 | 56.288 | 55.895 | 55.499 | 55.191 | 54.725
Consumer Transformation | Dem_BB008a | GWh | SPD | Easterhouse |  | 116.386 | 98.677 | 94.714 | 90.625 | 87.879 | 84.951 | 82.683 | 81.026 | 79.611 | 79.987 | 79.401 | 78.96 | 78.587 | 79.006 | 85.636 | 87.516 | 88.928 | 90.136 | 90.936 | 98.838 | 99.77 | 100.189 | 99.982 | 98.954 | 104.176 | 103.147 | 102.117 | 101.249 | 100.068
Consumer Transformation | Dem_BB008a | GWh | SPD | Eccles |  | 32.864 | 27.905 | 26.806 | 25.666 | 24.933 | 24.115 | 23.49 | 23.043 | 22.666 | 22.862 | 22.736 | 22.658 | 22.606 | 22.806 | 25.009 | 25.668 | 26.183 | 26.632 | 26.946 | 29.559 | 29.919 | 30.116 | 30.109 | 29.842 | 31.606 | 31.335 | 31.064 | 30.844 | 30.533
Consumer Transformation | Dem_BB008a | GWh | SPD | Elderslie |  | 60.795 | 51.625 | 49.59 | 47.491 | 46.127 | 44.614 | 43.462 | 42.629 | 41.935 | 42.3 | 42.07 | 41.925 | 41.825 | 42.203 | 46.285 | 47.51 | 48.463 | 49.293 | 49.88 | 54.726 | 55.391 | 55.757 | 55.749 | 55.253 | 58.517 | 58.018 | 57.519 | 57.116 | 56.536
Consumer Transformation | Dem_BB008a | GWh | SPD | Erskine |  | 33.171 | 28.178 | 27.067 | 25.923 | 25.185 | 24.364 | 23.738 | 23.287 | 22.913 | 23.122 | 23.003 | 22.931 | 22.883 | 23.102 | 25.378 | 26.069 | 26.604 | 27.076 | 27.411 | 30.107 | 30.49 | 30.699 | 30.702 | 30.437 | 32.262 | 31.992 | 31.722 | 31.504 | 31.192
Consumer Transformation | Dem_BB008a | GWh | SPD | Finnieston |  | 21.494 | 18.235 | 17.506 | 16.756 | 16.265 | 15.729 | 15.315 | 15.015 | 14.759 | 14.867 | 14.777 | 14.71 | 14.657 | 14.765 | 16.133 | 16.526 | 16.832 | 17.096 | 17.279 | 18.912 | 19.12 | 19.227 | 19.213 | 19.029 | 20.13 | 19.946 | 19.767 | 19.616 | 19.408
Consumer Transformation | Dem_BB008a | GWh | SPD | Galashiels |  | 38.701 | 32.835 | 31.524 | 30.172 | 29.283 | 28.314 | 27.568 | 27.024 | 26.565 | 26.74 | 26.565 | 26.44 | 26.345 | 26.526 | 28.902 | 29.595 | 30.125 | 30.581 | 30.896 | 33.72 | 34.081 | 34.262 | 34.218 | 33.888 | 35.773 | 35.44 | 35.109 | 34.836 | 34.453
Consumer Transformation | Dem_BB008a | GWh | SPD | Giffnock |  | 125.006 | 105.948 | 101.673 | 97.269 | 94.28 | 91.128 | 88.68 | 86.881 | 85.34 | 85.663 | 84.999 | 84.474 | 84.036 | 84.403 | 91.222 | 93.122 | 94.53 | 95.733 | 96.514 | 104.643 | 105.555 | 105.931 | 105.666 | 104.54 | 109.889 | 108.761 | 107.634 | 106.684 | 105.395
Consumer Transformation | Dem_BB008a | GWh | SPD | Glenlee |  | 0 | 0 | 0 | 0 | 0 | 0 | 0 | 0 | 0 | 0 | 0 | 0 | 0 | 0 | 0 | 0 | 0 | 0 | 0 | 0 | 0 | 0 | 0 | 0 | 0 | 0 | 0 | 0 | 0
Consumer Transformation | Dem_BB008a | GWh | SPD | Glenluce |  | 23.025 | 19.503 | 18.713 | 17.895 | 17.332 | 16.752 | 16.294 | 15.954 | 15.668 | 15.701 | 15.57 | 15.462 | 15.368 | 15.411 | 16.579 | 16.895 | 17.124 | 17.314 | 17.435 | 18.83 | 18.973 | 19.021 | 18.956 | 18.744 | 19.65 | 19.438 | 19.228 | 19.044 | 18.801
Consumer Transformation | Dem_BB008a | GWh | SPD | Glenniston |  | 34.726 | 29.45 | 28.274 | 27.062 | 26.269 | 25.395 | 24.725 | 24.238 | 23.823 | 23.99 | 23.831 | 23.721 | 23.632 | 23.796 | 25.959 | 26.587 | 27.065 | 27.477 | 27.762 | 30.349 | 30.68 | 30.843 | 30.811 | 30.512 | 32.255 | 31.958 | 31.663 | 31.416 | 31.078
Consumer Transformation | Dem_BB008a | GWh | SPD | Glenrothes |  | 49.732 | 42.202 | 40.52 | 38.792 | 37.678 | 36.436 | 35.487 | 34.801 | 34.221 | 34.505 | 34.302 | 34.165 | 34.07 | 34.35 | 37.632 | 38.6 | 39.347 | 39.997 | 40.456 | 44.374 | 44.897 | 45.178 | 45.159 | 44.744 | 47.399 | 46.986 | 46.573 | 46.237 | 45.759
Consumer Transformation | Dem_BB008a | GWh | SPD | Gorgie |  | 42.08 | 35.723 | 34.312 | 32.853 | 31.905 | 30.858 | 30.054 | 29.476 | 28.995 | 29.23 | 29.063 | 28.955 | 28.875 | 29.127 | 31.893 | 32.72 | 33.36 | 33.917 | 34.305 | 37.592 | 38.037 | 38.277 | 38.265 | 37.918 | 40.124 | 39.778 | 39.426 | 39.145 | 38.742
Consumer Transformation | Dem_BB008a | GWh | SPD | Govan |  | 41.548 | 35.243 | 33.834 | 32.387 | 31.421 | 30.381 | 29.583 | 28.993 | 28.5 | 28.675 | 28.487 | 28.346 | 28.239 | 28.425 | 30.939 | 31.667 | 32.221 | 32.705 | 33.027 | 36.018 | 36.398 | 36.579 | 36.53 | 36.173 | 38.163 | 37.806 | 37.445 | 37.15 | 36.735
Consumer Transformation | Dem_BB008a | GWh | SPD | Grangemouth A |  | 72.175 | 60.859 | 58.251 | 55.578 | 53.567 | 51.675 | 50.15 | 48.971 | 47.901 | 47.456 | 46.776 | 46.137 | 45.512 | 45.103 | 46.68 | 46.841 | 46.817 | 46.736 | 46.54 | 48.512 | 48.331 | 47.982 | 47.449 | 46.638 | 47.701 | 46.889 | 46.091 | 45.366 | 44.464
Consumer Transformation | Dem_BB008a | GWh | SPD | Grangemouth C |  | 50.928 | 42.95 | 41.11 | 39.229 | 37.811 | 36.481 | 35.407 | 34.581 | 33.823 | 33.518 | 33.048 | 32.6 | 32.165 | 31.886 | 33.041 | 33.168 | 33.167 | 33.121 | 32.993 | 34.432 | 34.318 | 34.079 | 33.709 | 33.142 | 33.925 | 33.359 | 32.798 | 32.284 | 31.652
Consumer Transformation | Dem_BB008a | GWh | SPD | Haggs Road |  | 59.984 | 50.868 | 48.83 | 46.726 | 45.316 | 43.807 | 42.647 | 41.792 | 41.069 | 41.279 | 40.987 | 40.768 | 40.586 | 40.818 | 44.304 | 45.293 | 46.046 | 46.687 | 47.12 | 51.27 | 51.77 | 51.997 | 51.906 | 51.379 | 54.129 | 53.599 | 53.074 | 52.634 | 52.027
Consumer Transformation | Dem_BB008a | GWh | SPD | Hawick |  | 33.433 | 28.354 | 27.219 | 26.049 | 25.268 | 24.429 | 23.778 | 23.307 | 22.902 | 23.03 | 22.87 | 22.745 | 22.651 | 22.788 | 24.749 | 25.317 | 25.744 | 26.11 | 26.359 | 28.698 | 28.984 | 29.115 | 29.069 | 28.777 | 30.33 | 30.038 | 29.744 | 29.504 | 29.164
Consumer Transformation | Dem_BB008a | GWh | SPD | Helensburgh |  | 38.155 | 32.338 | 31.033 | 29.688 | 28.791 | 27.833 | 27.088 | 26.537 | 26.07 | 26.197 | 26 | 25.85 | 25.728 | 25.854 | 28.04 | 28.651 | 29.107 | 29.499 | 29.758 | 32.372 | 32.676 | 32.809 | 32.745 | 32.403 | 34.146 | 33.81 | 33.471 | 33.191 | 32.8
Consumer Transformation | Dem_BB008a | GWh | SPD | Hunterston Farm |  | 7.363 | 6.241 | 5.995 | 5.737 | 5.562 | 5.377 | 5.233 | 5.128 | 5.037 | 5.064 | 5.026 | 4.999 | 4.978 | 5.005 | 5.425 | 5.544 | 5.634 | 5.714 | 5.765 | 6.269 | 6.329 | 6.358 | 6.343 | 6.278 | 6.612 | 6.549 | 6.483 | 6.429 | 6.355
Consumer Transformation | Dem_BB008a | GWh | SPD | Inverkeithing |  | 70.666 | 60.063 | 57.726 | 55.304 | 53.819 | 52.079 | 50.762 | 49.828 | 49.065 | 49.682 | 49.488 | 49.405 | 49.386 | 49.983 | 55.447 | 57.126 | 58.464 | 59.643 | 60.501 | 66.994 | 67.969 | 68.554 | 68.653 | 68.126 | 72.583 | 72.051 | 71.515 | 71.095 | 70.467
Consumer Transformation | Dem_BB008a | GWh | SPD | Johnstone |  | 56.018 | 47.633 | 45.789 | 43.881 | 42.686 | 41.312 | 40.268 | 39.532 | 38.933 | 39.408 | 39.256 | 39.198 | 39.183 | 39.666 | 43.946 | 45.279 | 46.339 | 47.271 | 47.953 | 53.016 | 53.789 | 54.248 | 54.32 | 53.9 | 57.356 | 56.932 | 56.503 | 56.168 | 55.668
Consumer Transformation | Dem_BB008a | GWh | SPD | Kaimes |  | 157.576 | 133.559 | 128.179 | 122.633 | 118.878 | 114.901 | 111.826 | 109.563 | 107.623 | 108.062 | 107.235 | 106.591 | 106.047 | 106.537 | 115.233 | 117.669 | 119.478 | 121.023 | 122.03 | 132.398 | 133.578 | 134.071 | 133.752 | 132.34 | 139.167 | 137.752 | 136.338 | 135.15 | 133.528
Consumer Transformation | Dem_BB008a | GWh | SPD | Kendoon |  | 0 | 0 | 0 | 0 | 0 | 0 | 0 | 0 | 0 | 0 | 0 | 0 | 0 | 0 | 0 | 0 | 0 | 0 | 0 | 0 | 0 | 0 | 0 | 0 | 0 | 0 | 0 | 0 | 0
Consumer Transformation | Dem_BB008a | GWh | SPD | Kilbowie 11 |  | 11.37 | 9.683 | 9.318 | 8.935 | 8.722 | 8.443 | 8.243 | 8.103 | 7.996 | 8.143 | 8.13 | 8.145 | 8.17 | 8.311 | 9.37 | 9.71 | 9.987 | 10.237 | 10.42 | 11.676 | 11.887 | 12.025 | 12.069 | 11.993 | 12.871 | 12.798 | 12.721 | 12.671 | 12.581
Consumer Transformation | Dem_BB008a | GWh | SPD | Kilbowie 33 |  | 43.827 | 37.113 | 35.607 | 34.051 | 33.013 | 31.902 | 31.038 | 30.4 | 29.85 | 29.953 | 29.711 | 29.514 | 29.343 | 29.448 | 31.787 | 32.427 | 32.892 | 33.29 | 33.538 | 36.345 | 36.642 | 36.762 | 36.658 | 36.255 | 38.116 | 37.715 | 37.317 | 36.977 | 36.521
Consumer Transformation | Dem_BB008a | GWh | SPD | Killermont |  | 115.07 | 97.59 | 93.689 | 89.666 | 87.039 | 84.156 | 81.936 | 80.326 | 78.953 | 79.505 | 78.985 | 78.616 | 78.328 | 78.869 | 86.067 | 88.146 | 89.735 | 91.108 | 92.053 | 100.643 | 101.74 | 102.289 | 102.179 | 101.205 | 106.985 | 106.003 | 105.021 | 104.215 | 103.086
Consumer Transformation | Dem_BB008a | GWh | SPD | Kilmarnock South |  | 53.734 | 45.639 | 43.838 | 41.986 | 40.788 | 39.457 | 38.437 | 37.709 | 37.103 | 37.438 | 37.243 | 37.119 | 37.046 | 37.397 | 41.065 | 42.173 | 43.036 | 43.794 | 44.329 | 48.682 | 49.289 | 49.628 | 49.629 | 49.197 | 52.136 | 51.699 | 51.262 | 50.909 | 50.403
Consumer Transformation | Dem_BB008a | GWh | SPD | Kilmarnock Town |  | 71.872 | 61.005 | 58.586 | 56.09 | 54.46 | 52.666 | 51.294 | 50.3 | 49.467 | 49.843 | 49.545 | 49.348 | 49.202 | 49.595 | 54.226 | 55.6 | 56.657 | 57.575 | 58.217 | 63.718 | 64.447 | 64.834 | 64.795 | 64.196 | 67.886 | 67.28 | 66.68 | 66.188 | 65.492
Consumer Transformation | Dem_BB008a | GWh | SPD | Kilwinning |  | 61.487 | 52.409 | 50.437 | 48.395 | 47.198 | 45.711 | 44.614 | 43.863 | 43.278 | 44.052 | 44.008 | 44.069 | 44.206 | 44.989 | 50.636 | 52.475 | 53.972 | 55.31 | 56.315 | 62.983 | 64.114 | 64.847 | 65.08 | 64.681 | 69.3 | 68.899 | 68.488 | 68.194 | 67.71
Consumer Transformation | Dem_BB008a | GWh | SPD | Lesmahagow |  | 0 | 0 | 0 | 9.258 | 8.975 | 8.676 | 8.443 | 8.273 | 8.128 | 8.163 | 8.101 | 8.054 | 8.014 | 8.053 | 8.717 | 8.904 | 9.043 | 9.162 | 9.241 | 10.032 | 10.123 | 10.162 | 10.14 | 10.034 | 10.556 | 10.449 | 10.343 | 10.254 | 10.132
Consumer Transformation | Dem_BB008a | GWh | SPD | Leven |  | 61.093 | 51.801 | 49.724 | 47.584 | 46.177 | 44.638 | 43.454 | 42.594 | 41.858 | 42.12 | 41.83 | 41.619 | 41.451 | 41.708 | 45.419 | 46.476 | 47.281 | 47.976 | 48.446 | 52.877 | 53.422 | 53.689 | 53.613 | 53.086 | 56.06 | 55.532 | 55.001 | 54.564 | 53.957
Consumer Transformation | Dem_BB008a | GWh | SPD | Linnmill |  | 91.491 | 77.554 | 74.432 | 61.954 | 60.066 | 58.06 | 56.506 | 55.367 | 54.392 | 54.627 | 54.215 | 53.901 | 53.633 | 53.894 | 58.337 | 59.588 | 60.518 | 61.317 | 61.84 | 67.136 | 67.747 | 68.008 | 67.857 | 67.148 | 70.642 | 69.929 | 69.219 | 68.622 | 67.807
Consumer Transformation | Dem_BB008a | GWh | SPD | Livingston East |  | 49.053 | 41.748 | 40.146 | 38.489 | 37.48 | 36.281 | 35.383 | 34.754 | 34.248 | 34.738 | 34.642 | 34.627 | 34.662 | 35.155 | 39.175 | 40.451 | 41.476 | 42.385 | 43.052 | 47.81 | 48.565 | 49.036 | 49.146 | 48.796 | 52.059 | 51.708 | 51.352 | 51.079 | 50.658
Consumer Transformation | Dem_BB008a | GWh | SPD | Maybole |  | 17.633 | 14.952 | 14.352 | 13.735 | 13.316 | 12.875 | 12.533 | 12.284 | 12.07 | 12.129 | 12.043 | 11.976 | 11.924 | 11.991 | 13.007 | 13.293 | 13.511 | 13.7 | 13.825 | 15.037 | 15.181 | 15.248 | 15.216 | 15.062 | 15.864 | 15.708 | 15.551 | 15.425 | 15.247
Consumer Transformation | Dem_BB008a | GWh | SPD | Moffat |  | 0 | 18.115 | 17.398 | 16.656 | 16.171 | 15.637 | 15.229 | 14.933 | 14.685 | 14.796 | 14.707 | 14.646 | 14.603 | 14.719 | 16.088 | 16.494 | 16.806 | 17.077 | 17.265 | 18.892 | 19.107 | 19.221 | 19.208 | 19.029 | 20.12 | 19.94 | 19.762 | 19.614 | 19.407
Consumer Transformation | Dem_BB008a | GWh | SPD | Newarthill |  | 143.859 | 121.917 | 116.989 | 111.92 | 108.469 | 104.835 | 102.016 | 99.939 | 98.157 | 98.507 | 97.728 | 97.119 | 96.597 | 96.996 | 104.752 | 106.907 | 108.498 | 109.849 | 110.721 | 119.98 | 121 | 121.408 | 121.088 | 119.787 | 125.868 | 124.561 | 123.263 | 122.159 | 120.669
Consumer Transformation | Dem_BB008a | GWh | SPD | Newton Stewart |  | 11.109 | 9.406 | 9.018 | 8.628 | 8.35 | 8.072 | 7.851 | 7.686 | 7.544 | 7.554 | 7.486 | 7.431 | 7.381 | 7.395 | 7.933 | 8.079 | 8.18 | 8.261 | 8.313 | 8.959 | 9.016 | 9.034 | 9.001 | 8.896 | 9.313 | 9.208 | 9.104 | 9.016 | 8.895
Consumer Transformation | Dem_BB008a | GWh | SPD | Paisley |  | 31.594 | 26.761 | 25.677 | 24.557 | 23.787 | 22.986 | 22.367 | 21.908 | 21.509 | 21.557 | 21.378 | 21.233 | 21.102 | 21.17 | 22.783 | 23.223 | 23.541 | 23.806 | 23.978 | 25.909 | 26.107 | 26.174 | 26.091 | 25.799 | 27.057 | 26.768 | 26.476 | 26.227 | 25.892
Consumer Transformation | Dem_BB008a | GWh | SPD | Partick |  | 58.791 | 49.873 | 47.878 | 45.823 | 44.489 | 43.012 | 41.879 | 41.057 | 40.365 | 40.655 | 40.396 | 40.208 | 40.066 | 40.353 | 44.07 | 45.149 | 45.971 | 46.687 | 47.176 | 51.613 | 52.183 | 52.475 | 52.425 | 51.927 | 54.914 | 54.418 | 53.917 | 53.505 | 52.932
Consumer Transformation | Dem_BB008a | GWh | SPD | Port Dundas |  | 47.105 | 39.917 | 38.304 | 36.644 | 35.544 | 34.352 | 33.432 | 32.758 | 32.179 | 32.332 | 32.091 | 31.904 | 31.75 | 31.905 | 34.598 | 35.349 | 35.909 | 36.39 | 36.707 | 39.924 | 40.297 | 40.463 | 40.375 | 39.959 | 42.105 | 41.684 | 41.27 | 40.916 | 40.439
Consumer Transformation | Dem_BB008a | GWh | SPD | Portobello |  | 132.213 | 112.071 | 107.563 | 102.913 | 99.772 | 96.436 | 93.857 | 91.966 | 90.346 | 90.731 | 90.048 | 89.518 | 89.074 | 89.504 | 96.874 | 98.947 | 100.493 | 101.81 | 102.678 | 111.467 | 112.475 | 112.914 | 112.656 | 111.473 | 117.269 | 116.085 | 114.906 | 113.911 | 112.556
Consumer Transformation | Dem_BB008a | GWh | SPD | Ravenscraig |  | 8.72 | 7.386 | 7.085 | 6.775 | 6.559 | 6.34 | 6.168 | 6.036 | 5.931 | 5.94 | 5.888 | 5.846 | 5.805 | 5.822 | 6.255 | 6.372 | 6.452 | 6.524 | 6.564 | 7.082 | 7.133 | 7.15 | 7.125 | 7.046 | 7.379 | 7.296 | 7.219 | 7.148 | 7.055
Consumer Transformation | Dem_BB008a | GWh | SPD | Redhouse |  | 63.601 | 53.808 | 51.588 | 49.307 | 47.719 | 46.094 | 44.818 | 43.863 | 43.026 | 43.03 | 42.608 | 42.25 | 41.923 | 41.937 | 44.801 | 45.514 | 46.007 | 46.408 | 46.631 | 50.081 | 50.358 | 50.397 | 50.161 | 49.547 | 51.769 | 51.155 | 50.544 | 50.012 | 49.313
Consumer Transformation | Dem_BB008a | GWh | SPD | Saltcoats A |  | 71.418 | 60.102 | 57.469 | 54.779 | 52.694 | 50.803 | 49.251 | 48.04 | 46.91 | 46.232 | 45.457 | 44.704 | 43.951 | 43.319 | 43.986 | 43.803 | 43.471 | 43.107 | 42.674 | 43.578 | 43.137 | 42.577 | 41.916 | 41.052 | 41.322 | 40.461 | 39.617 | 38.831 | 37.884
Consumer Transformation | Dem_BB008a | GWh | SPD | Saltcoats B |  | 68.227 | 57.563 | 55.119 | 52.61 | 50.775 | 48.993 | 47.572 | 46.48 | 45.494 | 45.172 | 44.58 | 44.027 | 43.495 | 43.204 | 45.057 | 45.355 | 45.464 | 45.506 | 45.423 | 47.694 | 47.637 | 47.39 | 46.946 | 46.206 | 47.522 | 46.781 | 46.049 | 45.389 | 44.561
Consumer Transformation | Dem_BB008a | GWh | SPD | Shrubhill |  | 61.886 | 52.558 | 50.493 | 48.357 | 46.979 | 45.442 | 44.266 | 43.427 | 42.724 | 43.115 | 42.887 | 42.749 | 42.66 | 43.064 | 47.283 | 48.559 | 49.556 | 50.424 | 51.039 | 56.047 | 56.75 | 57.138 | 57.138 | 56.64 | 60.02 | 59.519 | 59.011 | 58.606 | 58.021
Consumer Transformation | Dem_BB008a | GWh | SPD | Sighthill |  | 119.903 | 101.732 | 97.681 | 93.503 | 90.745 | 87.744 | 85.438 | 83.764 | 82.35 | 82.894 | 82.364 | 81.989 | 81.697 | 82.283 | 89.697 | 91.867 | 93.527 | 94.965 | 95.948 | 104.769 | 105.902 | 106.474 | 106.358 | 105.336 | 111.229 | 110.204 | 109.18 | 108.333 | 107.153
Consumer Transformation | Dem_BB008a | GWh | SPD | Spango Valley |  | 35.62 | 30.203 | 28.995 | 27.743 | 26.905 | 26.011 | 25.317 | 24.812 | 24.38 | 24.502 | 24.326 | 24.194 | 24.085 | 24.217 | 26.274 | 26.858 | 27.3 | 27.678 | 27.932 | 30.376 | 30.67 | 30.804 | 30.747 | 30.434 | 32.052 | 31.738 | 31.427 | 31.161 | 30.805
Consumer Transformation | Dem_BB008a | GWh | SPD | St Andrews Cross |  | 42.492 | 36.044 | 34.608 | 33.126 | 32.141 | 31.074 | 30.254 | 29.661 | 29.153 | 29.337 | 29.143 | 29 | 28.887 | 29.082 | 31.659 | 32.405 | 32.978 | 33.469 | 33.805 | 36.87 | 37.259 | 37.446 | 37.397 | 37.031 | 39.074 | 38.707 | 38.342 | 38.036 | 37.614
Consumer Transformation | Dem_BB008a | GWh | SPD | Stirling |  | 64.733 | 54.825 | 52.596 | 50.303 | 48.753 | 47.113 | 45.837 | 44.892 | 44.078 | 44.224 | 43.859 | 43.566 | 43.311 | 43.463 | 46.896 | 47.828 | 48.513 | 49.085 | 49.453 | 53.575 | 54.009 | 54.176 | 54.016 | 53.424 | 56.146 | 55.556 | 54.963 | 54.464 | 53.787
Consumer Transformation | Dem_BB008a | GWh | SPD | Strathaven |  | 83.119 | 70.371 | 67.499 | 64.542 | 62.487 | 60.375 | 58.725 | 57.495 | 56.427 | 56.494 | 55.982 | 55.557 | 55.176 | 55.272 | 59.252 | 60.293 | 61.035 | 61.651 | 62.018 | 66.78 | 67.215 | 67.33 | 67.065 | 66.278 | 69.352 | 68.566 | 67.779 | 67.106 | 66.213
Consumer Transformation | Dem_BB008a | GWh | SPD | Strathleven |  | 48.549 | 41.18 | 39.538 | 37.842 | 36.744 | 35.531 | 34.596 | 33.917 | 33.343 | 33.591 | 33.372 | 33.228 | 33.112 | 33.356 | 36.444 | 37.338 | 38.026 | 38.627 | 39.036 | 42.723 | 43.201 | 43.444 | 43.404 | 42.994 | 45.483 | 45.071 | 44.661 | 44.322 | 43.849
Consumer Transformation | Dem_BB008a | GWh | SPD | Telford Road |  | 49.7 | 42.175 | 40.498 | 38.771 | 37.633 | 36.391 | 35.443 | 34.75 | 34.167 | 34.417 | 34.203 | 34.056 | 33.943 | 34.202 | 37.347 | 38.271 | 38.983 | 39.599 | 40.029 | 43.758 | 44.249 | 44.504 | 44.464 | 44.049 | 46.546 | 46.127 | 45.703 | 45.36 | 44.875
Consumer Transformation | Dem_BB008a | GWh | SPD | Tongland |  | 33.777 | 28.552 | 27.366 | 26.145 | 25.272 | 24.401 | 23.718 | 23.197 | 22.739 | 22.674 | 22.431 | 22.208 | 22 | 21.957 | 23.24 | 23.534 | 23.716 | 23.863 | 23.923 | 25.47 | 25.546 | 25.516 | 25.354 | 25.016 | 25.972 | 25.63 | 25.293 | 24.993 | 24.608
Consumer Transformation | Dem_BB008a | GWh | SPD | West George Street |  | 18.766 | 15.955 | 15.338 | 14.701 | 14.309 | 13.849 | 13.5 | 13.259 | 13.056 | 13.234 | 13.187 | 13.175 | 13.175 | 13.346 | 14.846 | 15.315 | 15.685 | 16.014 | 16.252 | 18.036 | 18.306 | 18.474 | 18.508 | 18.372 | 19.597 | 19.459 | 19.32 | 19.215 | 19.05
Consumer Transformation | Dem_BB008a | GWh | SPD | Westfield |  | 50.915 | 43.227 | 41.519 | 39.754 | 38.638 | 37.369 | 36.399 | 35.705 | 35.127 | 35.457 | 35.271 | 35.156 | 35.081 | 35.403 | 38.926 | 39.981 | 40.801 | 41.522 | 42.028 | 46.223 | 46.809 | 47.131 | 47.138 | 46.729 | 49.586 | 49.173 | 48.76 | 48.428 | 47.948
Consumer Transformation | Dem_BB008a | GWh | SPD | Whitehouse |  | 69.763 | 59.381 | 57.109 | 54.754 | 53.327 | 51.622 | 50.346 | 49.459 | 48.744 | 49.456 | 49.328 | 49.318 | 49.374 | 50.094 | 55.878 | 57.715 | 59.196 | 60.513 | 61.48 | 68.322 | 69.414 | 70.098 | 70.264 | 69.77 | 74.468 | 73.969 | 73.466 | 73.083 | 72.492
Consumer Transformation | Dem_BB008a | GWh | SPD | Wishaw |  | 114.621 | 97.15 | 93.228 | 89.191 | 86.456 | 83.565 | 81.32 | 79.674 | 78.261 | 78.564 | 77.959 | 77.486 | 77.082 | 77.425 | 83.706 | 85.459 | 86.761 | 87.871 | 88.593 | 96.076 | 96.92 | 97.273 | 97.033 | 96.001 | 100.93 | 99.895 | 98.866 | 97.997 | 96.813
Consumer Transformation | Dem_BB008a | GWh | SPM | Birkenhead |  | 465.449 | 392.798 | 376.154 | 359.064 | 345.006 | 332.789 | 322.921 | 315.256 | 308.266 | 302.418 | 297.533 | 292.843 | 288.17 | 284.437 | 281.642 | 279.672 | 276.839 | 273.831 | 270.509 | 265.916 | 261.982 | 257.498 | 252.604 | 246.748 | 238.84 | 232.941 | 227.134 | 221.681 | 215.22
Consumer Transformation | Dem_BB008a | GWh | SPM | Capenhurst |  | 585.452 | 492.721 | 471.185 | 449.134 | 431.011 | 415.412 | 402.61 | 392.486 | 383.065 | 375.023 | 368.078 | 361.268 | 354.379 | 347.992 | 343 | 338.74 | 333.586 | 328.331 | 322.926 | 316.716 | 310.704 | 304.211 | 297.482 | 289.879 | 280.674 | 273.054 | 265.557 | 258.47 | 250.148
Consumer Transformation | Dem_BB008a | GWh | SPM | Carrington |  | 654.853 | 551.996 | 528.294 | 503.989 | 483.945 | 466.643 | 452.569 | 441.552 | 431.406 | 422.826 | 415.56 | 408.509 | 401.433 | 395.344 | 390.821 | 387.19 | 382.438 | 377.494 | 372.229 | 365.622 | 359.583 | 352.867 | 345.702 | 337.353 | 326.539 | 318.144 | 309.881 | 302.1 | 292.916
Consumer Transformation | Dem_BB008a | GWh | SPM | Connah's Quay |  | 478.369 | 402.437 | 384.772 | 366.692 | 351.809 | 339.031 | 328.522 | 320.188 | 312.413 | 305.791 | 300.023 | 294.344 | 288.6 | 283.178 | 278.893 | 275.199 | 270.798 | 266.321 | 261.758 | 256.654 | 251.611 | 246.206 | 240.641 | 234.398 | 226.992 | 220.741 | 214.595 | 208.776 | 201.953
Consumer Transformation | Dem_BB008a | GWh | SPM | Fiddlers Ferry |  | 607.62 | 511.132 | 488.682 | 465.697 | 446.718 | 430.472 | 417.11 | 406.503 | 396.589 | 388.046 | 380.663 | 373.391 | 366.023 | 359.018 | 353.339 | 348.5 | 342.78 | 336.979 | 331.083 | 324.435 | 317.944 | 311.001 | 303.88 | 295.929 | 286.523 | 278.566 | 270.74 | 263.328 | 254.642
Consumer Transformation | Dem_BB008a | GWh | SPM | Frodsham |  | 442.667 | 373.229 | 357.245 | 340.854 | 327.372 | 315.694 | 306.207 | 298.799 | 291.991 | 286.257 | 281.409 | 276.719 | 272.016 | 268.04 | 265.005 | 262.683 | 259.59 | 256.351 | 252.883 | 248.404 | 244.394 | 239.914 | 235.114 | 229.485 | 222.15 | 216.491 | 210.922 | 205.678 | 199.484
Consumer Transformation | Dem_BB008a | GWh | SPM | Kirkby (_D) |  | 422.938 | 356.745 | 341.542 | 325.934 | 312.968 | 301.824 | 292.787 | 285.741 | 279.279 | 273.758 | 269.168 | 264.731 | 260.29 | 256.574 | 253.5 | 251.328 | 248.414 | 245.367 | 242.084 | 237.682 | 233.872 | 229.61 | 225.034 | 219.665 | 212.59 | 207.19 | 201.868 | 196.861 | 190.949
Consumer Transformation | Dem_BB008a | GWh | SPM | Legacy |  | 562.675 | 473.856 | 453.296 | 432.226 | 414.271 | 399.28 | 386.991 | 377.274 | 368.237 | 360.381 | 353.709 | 347.159 | 340.538 | 334.398 | 329.215 | 325.06 | 320.05 | 314.952 | 309.711 | 304.066 | 298.27 | 292.019 | 285.547 | 278.233 | 269.593 | 262.27 | 255.064 | 248.255 | 240.256
Consumer Transformation | Dem_BB008a | GWh | SPM | Lister Drive |  | 629.471 | 530.82 | 508.138 | 484.862 | 465.526 | 448.925 | 435.443 | 424.91 | 415.232 | 406.957 | 400.051 | 393.365 | 386.668 | 380.986 | 376.293 | 372.906 | 368.427 | 363.762 | 358.772 | 352.186 | 346.421 | 340.001 | 333.144 | 325.126 | 314.672 | 306.61 | 298.679 | 291.206 | 282.386
Consumer Transformation | Dem_BB008a | GWh | SPM | Pentir |  | 232.905 | 195.827 | 187.173 | 178.324 | 170.857 | 164.607 | 159.434 | 155.308 | 151.435 | 148.097 | 145.172 | 142.277 | 139.332 | 136.451 | 134.078 | 132.011 | 129.625 | 127.226 | 124.82 | 122.374 | 119.765 | 117.011 | 114.219 | 111.144 | 107.635 | 104.563 | 101.542 | 98.677 | 95.328
Consumer Transformation | Dem_BB008a | GWh | SPM | Rainhill |  | 761.955 | 641.337 | 613.347 | 584.674 | 560.968 | 540.664 | 524.011 | 510.839 | 498.58 | 488.034 | 478.986 | 470.109 | 461.138 | 452.811 | 446.03 | 440.425 | 433.668 | 426.78 | 419.707 | 411.457 | 403.591 | 395.11 | 386.33 | 376.42 | 364.418 | 354.495 | 344.731 | 335.499 | 324.659
Consumer Transformation | Dem_BB008a | GWh | SPM | St. Asaph |  | 76.814 | 64.566 | 61.705 | 58.772 | 56.317 | 54.248 | 52.537 | 51.176 | 49.889 | 48.779 | 47.802 | 46.837 | 45.853 | 44.881 | 44.085 | 43.38 | 42.579 | 41.765 | 40.959 | 40.142 | 39.265 | 38.349 | 37.42 | 36.402 | 35.255 | 34.239 | 33.241 | 32.293 | 31.183
Consumer Transformation | Dem_BB008a | GWh | SPM | Trawsfynydd |  | 208.45 | 175.4 | 167.721 | 159.857 | 153.17 | 147.594 | 143.004 | 139.353 | 135.941 | 133.008 | 130.463 | 127.949 | 125.401 | 122.971 | 120.925 | 119.224 | 117.221 | 115.196 | 113.144 | 110.99 | 108.746 | 106.35 | 103.899 | 101.168 | 97.952 | 95.219 | 92.533 | 89.986 | 87.004
Consumer Transformation | Dem_BB008a | GWh | SPM | Wylfa |  | 85.232 | 71.907 | 68.855 | 65.719 | 62.975 | 60.722 | 58.889 | 57.459 | 56.137 | 55.01 | 54.064 | 53.144 | 52.223 | 51.431 | 50.672 | 50.168 | 49.527 | 48.86 | 48.154 | 47.296 | 46.492 | 45.607 | 44.663 | 43.576 | 42.139 | 41.042 | 39.965 | 38.948 | 37.749
Consumer Transformation | Dem_BB008a | GWh | SPN | Beddington (_J) |  | 959.658 | 813.158 | 780.282 | 746.405 | 716.148 | 691.377 | 671.683 | 656.724 | 643.38 | 630.841 | 621.904 | 613.528 | 605.308 | 600.004 | 593.704 | 591.742 | 587.78 | 583.312 | 577.912 | 568.521 | 561.64 | 553.385 | 543.954 | 532.174 | 516.403 | 504.495 | 492.762 | 481.8 | 468.731
Consumer Transformation | Dem_BB008a | GWh | SPN | Bolney |  | 1616.51 | 1360.013 | 1300.365 | 1239.294 | 1187.967 | 1144.729 | 1109.129 | 1080.843 | 1054.395 | 1031.17 | 1011.365 | 991.828 | 972.02 | 953.045 | 937.516 | 924.262 | 908.698 | 892.951 | 877.002 | 860.152 | 842.706 | 824.097 | 805.066 | 783.872 | 759.934 | 738.742 | 717.904 | 698.163 | 675.036
Consumer Transformation | Dem_BB008a | GWh | SPN | Canterbury |  | 388.18 | 332.581 | 320.886 | 308.694 | 296.422 | 286.96 | 279.887 | 274.974 | 271.035 | 266.716 | 264.843 | 263.449 | 262.315 | 263.858 | 262.965 | 265.808 | 267.448 | 268.642 | 268.961 | 265.647 | 265.01 | 263.395 | 260.728 | 256.458 | 249.099 | 244.699 | 240.35 | 236.382 | 231.502
Consumer Transformation | Dem_BB008a | GWh | SPN | Chessington |  | 460.625 | 393.608 | 379.277 | 364.377 | 349.956 | 338.574 | 329.949 | 323.811 | 318.75 | 313.518 | 310.838 | 308.672 | 306.753 | 307.628 | 306.501 | 308.985 | 310.138 | 310.826 | 310.59 | 306.742 | 305.47 | 303.148 | 299.707 | 294.52 | 286.101 | 280.777 | 275.522 | 270.704 | 264.815
Consumer Transformation | Dem_BB008a | GWh | SPN | Kemsley |  | 283.586 | 244.683 | 236.893 | 228.69 | 219.751 | 213.102 | 208.361 | 205.309 | 203.123 | 200.331 | 199.789 | 199.717 | 199.927 | 202.801 | 202.967 | 206.769 | 209.513 | 211.814 | 213.236 | 211.034 | 211.588 | 211.228 | 209.827 | 206.942 | 201.118 | 198.097 | 195.105 | 192.43 | 189.056
Consumer Transformation | Dem_BB008a | GWh | SPN | Kingsnorth |  | 417.312 | 357.533 | 344.96 | 331.847 | 318.522 | 308.335 | 300.718 | 295.412 | 291.148 | 286.495 | 284.445 | 282.909 | 281.646 | 283.233 | 282.238 | 285.219 | 286.919 | 288.144 | 288.437 | 284.988 | 284.267 | 282.504 | 279.617 | 275.018 | 267.055 | 262.313 | 257.629 | 253.355 | 248.1
Consumer Transformation | Dem_BB008a | GWh | SPN | Littlebrook (_J) |  | 25.276 | 28.09 | 30.155 | 32.017 | 31.425 | 31.808 | 32.961 | 34.679 | 37.041 | 38.299 | 41.331 | 44.852 | 48.742 | 55.524 | 59.194 | 66.069 | 72.154 | 77.764 | 82.39 | 83.474 | 87.403 | 90.497 | 92.451 | 93.089 | 90.954 | 91.438 | 91.886 | 92.491 | 92.928
Consumer Transformation | Dem_BB008a | GWh | SPN | Ninfield |  | 854.193 | 722.954 | 693.322 | 662.82 | 635.783 | 613.593 | 595.848 | 582.253 | 570.021 | 558.994 | 550.657 | 542.766 | 534.967 | 529.442 | 524.486 | 522.104 | 518.008 | 513.506 | 508.261 | 501.258 | 494.84 | 487.263 | 478.708 | 468.153 | 454.544 | 443.887 | 433.394 | 423.579 | 411.888
Consumer Transformation | Dem_BB008a | GWh | SPN | Northfleet East |  | 820.499 | 695.929 | 668.119 | 639.436 | 613.29 | 592.193 | 575.496 | 562.872 | 551.684 | 540.986 | 533.592 | 526.717 | 520 | 515.992 | 510.481 | 509.263 | 506.286 | 502.853 | 498.553 | 490.509 | 484.892 | 478.055 | 470.133 | 460.124 | 446.364 | 436.237 | 426.256 | 416.938 | 405.811
Consumer Transformation | Dem_BB008a | GWh | SPN | Richborough |  | 1.719 | 8.394 | 11.381 | 14.18 | 14.197 | 15.219 | 16.898 | 19.043 | 21.815 | 23.324 | 26.656 | 30.475 | 34.665 | 41.742 | 45.273 | 52.302 | 58.578 | 64.385 | 69.22 | 70.338 | 74.491 | 77.827 | 80.04 | 80.98 | 79.131 | 79.916 | 80.661 | 81.548 | 82.316
Consumer Transformation | Dem_BB008a | GWh | SPN | Sellindge |  | 204.901 | 179.431 | 174.963 | 170.12 | 163.467 | 159.054 | 156.256 | 154.84 | 154.282 | 152.81 | 153.638 | 154.986 | 156.672 | 161.329 | 162.615 | 167.902 | 172.158 | 175.921 | 178.699 | 177.634 | 179.549 | 180.506 | 180.301 | 178.566 | 173.581 | 171.689 | 169.806 | 168.2 | 166.05
Consumer Transformation | Dem_BB008a | GWh | SPN | West Weybridge |  | 793.682 | 673.046 | 646.082 | 618.275 | 593.266 | 572.86 | 556.703 | 544.497 | 533.668 | 523.426 | 516.282 | 509.648 | 503.172 | 499.322 | 494.407 | 493.326 | 490.529 | 487.279 | 483.186 | 475.52 | 470.148 | 463.582 | 455.951 | 446.281 | 433.105 | 423.318 | 413.675 | 404.678 | 393.928
Consumer Transformation | Dem_BB008a | GWh | South Wales | Aberthaw |  | 401.907 | 338.224 | 323.436 | 308.286 | 295.297 | 284.546 | 275.689 | 268.651 | 262.068 | 256.358 | 251.435 | 246.577 | 241.651 | 236.93 | 232.992 | 229.681 | 225.802 | 221.874 | 217.898 | 213.884 | 209.548 | 204.926 | 200.192 | 194.924 | 188.835 | 183.568 | 178.383 | 173.476 | 167.726
Consumer Transformation | Dem_BB008a | GWh | South Wales | Alpha Steel (Uskmouth) |  | 2.049 | 1.778 | 1.733 | 1.677 | 1.6 | 1.553 | 1.519 | 1.497 | 1.486 | 1.473 | 1.472 | 1.475 | 1.482 | 1.507 | 1.521 | 1.559 | 1.585 | 1.61 | 1.624 | 1.638 | 1.649 | 1.652 | 1.643 | 1.622 | 1.574 | 1.555 | 1.534 | 1.513 | 1.494
Consumer Transformation | Dem_BB008a | GWh | South Wales | Cardiff East |  | 224.268 | 188.547 | 180.21 | 171.684 | 164.472 | 158.446 | 153.461 | 149.484 | 145.74 | 142.494 | 139.665 | 136.854 | 134.002 | 131.19 | 128.88 | 126.85 | 124.523 | 122.182 | 119.839 | 117.491 | 114.958 | 112.289 | 109.592 | 106.626 | 103.292 | 100.331 | 97.419 | 94.656 | 91.425
Consumer Transformation | Dem_BB008a | GWh | South Wales | Grange |  | 169.025 | 142.168 | 135.911 | 129.509 | 124.11 | 119.577 | 115.84 | 112.864 | 110.08 | 107.679 | 105.584 | 103.517 | 101.417 | 99.389 | 97.678 | 96.239 | 94.562 | 92.866 | 91.161 | 89.358 | 87.5 | 85.526 | 83.52 | 81.296 | 78.694 | 76.47 | 74.285 | 72.212 | 69.785
Consumer Transformation | Dem_BB008a | GWh | South Wales | Imperial Park |  | 32.406 | 27.342 | 26.181 | 24.986 | 23.924 | 23.067 | 22.371 | 21.821 | 21.316 | 20.896 | 20.532 | 20.182 | 19.825 | 19.515 | 19.273 | 19.086 | 18.838 | 18.589 | 18.32 | 18.074 | 17.775 | 17.444 | 17.086 | 16.674 | 16.16 | 15.745 | 15.337 | 14.95 | 14.494
Consumer Transformation | Dem_BB008a | GWh | South Wales | Pembroke |  | 307.189 | 258.249 | 246.828 | 235.141 | 225.267 | 217.012 | 210.184 | 204.727 | 199.602 | 195.201 | 191.327 | 187.484 | 183.578 | 179.733 | 176.675 | 173.923 | 170.754 | 167.565 | 164.373 | 161.279 | 157.835 | 154.192 | 150.505 | 146.447 | 141.886 | 137.834 | 133.851 | 130.07 | 125.65
Consumer Transformation | Dem_BB008a | GWh | South Wales | Pyle |  | 264.27 | 222.214 | 212.407 | 202.376 | 193.933 | 186.842 | 180.989 | 176.32 | 171.938 | 168.159 | 164.857 | 161.592 | 158.277 | 155.046 | 152.335 | 150.019 | 147.342 | 144.65 | 141.94 | 139.099 | 136.155 | 133.037 | 129.877 | 126.394 | 122.36 | 118.877 | 115.451 | 112.204 | 108.404
Consumer Transformation | Dem_BB008a | GWh | South Wales | Rassau |  | 379.515 | 318.95 | 304.797 | 290.32 | 278.139 | 267.921 | 259.463 | 252.696 | 246.327 | 240.848 | 236.009 | 231.209 | 226.324 | 221.47 | 217.608 | 214.099 | 210.091 | 206.068 | 202.049 | 198.142 | 193.823 | 189.268 | 184.678 | 179.649 | 174.049 | 169.027 | 164.095 | 159.409 | 153.935
Consumer Transformation | Dem_BB008a | GWh | South Wales | Swansea North |  | 1089.826 | 915.084 | 874.07 | 832.15 | 797.352 | 767.905 | 743.433 | 723.768 | 705.169 | 689.087 | 674.817 | 660.588 | 646.082 | 631.343 | 619.558 | 608.634 | 596.368 | 584.111 | 571.987 | 560.097 | 547.147 | 533.645 | 520.178 | 505.617 | 489.809 | 475.292 | 461.022 | 447.454 | 431.633
Consumer Transformation | Dem_BB008a | GWh | South Wales | Upper Boat 132kV |  | 404.961 | 340.345 | 325.243 | 309.799 | 296.807 | 285.908 | 276.884 | 269.669 | 262.872 | 256.974 | 251.813 | 246.686 | 241.468 | 236.291 | 232.041 | 228.278 | 223.981 | 219.666 | 215.364 | 211.061 | 206.427 | 201.552 | 196.644 | 191.273 | 185.288 | 179.929 | 174.656 | 169.654 | 163.809
Consumer Transformation | Dem_BB008a | GWh | South Wales | Upper Boat 33kV |  | 91.688 | 77.11 | 73.711 | 70.237 | 67.284 | 64.823 | 62.795 | 61.177 | 59.653 | 58.334 | 57.191 | 56.056 | 54.902 | 53.78 | 52.847 | 52.045 | 51.116 | 50.181 | 49.241 | 48.294 | 47.277 | 46.199 | 45.105 | 43.892 | 42.521 | 41.314 | 40.126 | 38.998 | 37.682
Consumer Transformation | Dem_BB008a | GWh | South Wales | Uskmouth |  | 467.778 | 393.379 | 376.036 | 358.291 | 343.236 | 330.681 | 320.311 | 312.042 | 304.278 | 297.537 | 291.679 | 285.881 | 279.992 | 274.235 | 269.476 | 265.348 | 260.589 | 255.798 | 250.981 | 246.15 | 240.936 | 235.418 | 229.825 | 223.651 | 216.659 | 210.493 | 204.433 | 198.686 | 191.957
Consumer Transformation | Dem_BB008a | GWh | South Western | Abham |  | 473.692 | 398.85 | 381.51 | 363.746 | 348.566 | 335.932 | 325.564 | 317.351 | 309.705 | 303.053 | 297.384 | 291.81 | 286.179 | 280.902 | 276.692 | 273.127 | 268.848 | 264.492 | 260.033 | 255.565 | 250.663 | 245.379 | 239.914 | 233.753 | 226.628 | 220.457 | 214.386 | 208.649 | 201.912
Consumer Transformation | Dem_BB008a | GWh | South Western | Alverdiscott |  | 393.577 | 331.525 | 317.177 | 302.474 | 289.851 | 279.377 | 270.792 | 264.006 | 257.708 | 252.219 | 247.58 | 243.022 | 238.417 | 234.17 | 230.787 | 227.96 | 224.53 | 221.029 | 217.422 | 213.802 | 209.815 | 205.492 | 201.002 | 195.901 | 189.947 | 184.838 | 179.81 | 175.063 | 169.481
Consumer Transformation | Dem_BB008a | GWh | South Western | Axminster |  | 332.768 | 280.468 | 268.412 | 256.046 | 245.494 | 236.671 | 229.464 | 223.802 | 218.562 | 213.951 | 210.127 | 206.391 | 202.633 | 199.259 | 196.485 | 194.315 | 191.606 | 188.821 | 185.922 | 182.731 | 179.479 | 175.922 | 172.183 | 167.9 | 162.838 | 158.543 | 154.315 | 150.325 | 145.629
Consumer Transformation | Dem_BB008a | GWh | South Western | Bridgewater |  | 359.355 | 302.796 | 289.741 | 276.358 | 264.852 | 255.302 | 247.49 | 241.332 | 235.622 | 230.643 | 226.453 | 222.353 | 218.218 | 214.452 | 211.394 | 208.921 | 205.881 | 202.771 | 199.549 | 196.229 | 192.654 | 188.758 | 184.688 | 180.047 | 174.576 | 169.925 | 165.346 | 161.022 | 155.942
Consumer Transformation | Dem_BB008a | GWh | South Western | Exeter |  | 636.596 | 535.455 | 511.908 | 487.804 | 467.453 | 450.397 | 436.322 | 425.122 | 414.628 | 405.5 | 397.614 | 389.818 | 381.911 | 374.256 | 368.137 | 362.748 | 356.469 | 350.126 | 343.728 | 337.35 | 330.395 | 322.996 | 315.462 | 307.095 | 297.659 | 289.295 | 281.072 | 273.28 | 264.156
Consumer Transformation | Dem_BB008a | GWh | South Western | Indian Queens |  | 890.349 | 748.386 | 715.232 | 681.304 | 652.887 | 628.954 | 609.156 | 593.338 | 578.466 | 565.531 | 554.261 | 543.083 | 531.718 | 520.495 | 511.523 | 503.452 | 494.189 | 484.88 | 475.564 | 466.299 | 456.239 | 445.632 | 434.91 | 423.131 | 410.065 | 398.302 | 386.743 | 375.773 | 362.95
Consumer Transformation | Dem_BB008a | GWh | South Western | Landulph |  | 504.599 | 424.634 | 406.061 | 387.038 | 370.89 | 357.397 | 346.292 | 337.479 | 329.238 | 322.07 | 315.917 | 309.852 | 303.706 | 297.85 | 293.169 | 289.114 | 284.334 | 279.485 | 274.563 | 269.645 | 264.265 | 258.513 | 252.607 | 246.009 | 238.48 | 231.876 | 225.383 | 219.238 | 212.029
Consumer Transformation | Dem_BB008a | GWh | South Western | Seabank |  | 690.39 | 580.575 | 554.978 | 528.785 | 506.756 | 488.239 | 472.953 | 460.775 | 449.349 | 439.408 | 430.799 | 422.285 | 413.634 | 405.218 | 398.465 | 392.499 | 385.577 | 378.596 | 371.57 | 364.522 | 356.902 | 348.816 | 340.598 | 331.504 | 321.306 | 312.224 | 303.294 | 294.823 | 284.914
Consumer Transformation | Dem_BB008a | GWh | South Western | Taunton |  | 265.284 | 223.825 | 214.314 | 204.549 | 196.067 | 189.06 | 183.368 | 178.913 | 174.812 | 171.208 | 168.259 | 165.393 | 162.518 | 160.036 | 157.888 | 156.355 | 154.376 | 152.319 | 150.145 | 147.697 | 145.228 | 142.487 | 139.573 | 136.186 | 132.058 | 128.656 | 125.307 | 122.153 | 118.433
Consumer Transformation | Dem_BB008a | GWh | West Midlands | Bishops Wood |  | 968.383 | 821.09 | 788.149 | 754.18 | 723.562 | 698.634 | 678.891 | 663.942 | 650.672 | 638.086 | 629.291 | 621.098 | 613.093 | 608.223 | 601.831 | 600.291 | 596.682 | 592.538 | 587.385 | 577.838 | 571.144 | 563.018 | 553.634 | 541.806 | 525.723 | 513.751 | 501.959 | 490.951 | 477.808
Consumer Transformation | Dem_BB008a | GWh | West Midlands | Bushbury |  | 391.981 | 336.38 | 324.809 | 312.72 | 300.405 | 290.935 | 283.944 | 279.159 | 275.414 | 271.245 | 269.641 | 268.562 | 267.776 | 269.946 | 269.513 | 273.011 | 275.232 | 276.956 | 277.715 | 274.565 | 274.303 | 272.976 | 270.485 | 266.262 | 258.702 | 254.327 | 250.005 | 246.081 | 241.226
Consumer Transformation | Dem_BB008a | GWh | West Midlands | Bustleholme |  | 752.107 | 637.878 | 612.369 | 586.056 | 562.105 | 542.76 | 527.445 | 515.865 | 505.594 | 495.821 | 489.031 | 482.717 | 476.543 | 472.847 | 467.976 | 466.863 | 464.143 | 460.996 | 457.059 | 449.88 | 444.746 | 438.492 | 431.237 | 422.063 | 409.504 | 400.219 | 391.075 | 382.536 | 372.343
Consumer Transformation | Dem_BB008a | GWh | West Midlands | Cellarhead |  | 1256.907 | 1062.701 | 1018.617 | 973.284 | 933.52 | 900.707 | 874.332 | 853.988 | 835.547 | 818.63 | 805.772 | 793.491 | 781.282 | 771.912 | 762.329 | 757.333 | 749.976 | 742.119 | 733.372 | 720.832 | 710.393 | 698.435 | 685.317 | 669.559 | 649.441 | 633.568 | 617.938 | 603.27 | 585.878
Consumer Transformation | Dem_BB008a | GWh | West Midlands | Feckenham |  | 673.977 | 572.709 | 550.334 | 527.209 | 505.735 | 488.565 | 475.111 | 465.075 | 456.312 | 447.799 | 442.243 | 437.184 | 432.315 | 430.119 | 426.337 | 426.455 | 425.01 | 423.109 | 420.345 | 414.137 | 410.201 | 405.126 | 398.982 | 390.915 | 379.365 | 371.174 | 363.097 | 355.596 | 346.586
Consumer Transformation | Dem_BB008a | GWh | West Midlands | Hams Hall |  | 769.635 | 651.791 | 625.271 | 597.959 | 573.449 | 553.511 | 537.607 | 525.462 | 514.569 | 504.355 | 496.955 | 489.969 | 483.081 | 478.333 | 472.838 | 470.743 | 467.099 | 463.085 | 458.396 | 450.847 | 445.026 | 438.161 | 430.433 | 420.917 | 408.313 | 398.701 | 389.236 | 380.377 | 369.838
Consumer Transformation | Dem_BB008a | GWh | West Midlands | Iron Acton |  | 1114.089 | 942.751 | 904.03 | 864.18 | 828.926 | 799.962 | 776.777 | 758.993 | 742.968 | 728.251 | 717.249 | 706.816 | 696.493 | 689.02 | 681.398 | 677.874 | 672.156 | 665.937 | 658.806 | 648.349 | 639.66 | 629.517 | 618.188 | 604.352 | 586.489 | 572.528 | 558.781 | 545.905 | 530.6
Consumer Transformation | Dem_BB008a | GWh | West Midlands | Ironbridge |  | 445.977 | 382.001 | 368.526 | 354.471 | 340.477 | 329.597 | 321.462 | 315.803 | 311.257 | 306.461 | 304.309 | 302.708 | 301.408 | 303.188 | 302.626 | 305.969 | 307.924 | 309.361 | 309.774 | 306.446 | 305.784 | 303.992 | 300.966 | 296.076 | 287.631 | 282.589 | 277.604 | 273.06 | 267.466
Consumer Transformation | Dem_BB008a | GWh | West Midlands | Kitwell |  | 912.416 | 772.07 | 740.353 | 707.71 | 678.833 | 655.104 | 636.112 | 621.545 | 608.412 | 596.187 | 587.148 | 578.569 | 570.074 | 563.888 | 557.033 | 553.985 | 549.161 | 543.938 | 537.988 | 528.713 | 521.464 | 513.047 | 503.7 | 492.334 | 477.591 | 466.13 | 454.844 | 444.268 | 431.706
Consumer Transformation | Dem_BB008a | GWh | West Midlands | Nechells |  | 711.082 | 604.149 | 580.503 | 556.074 | 533.422 | 515.289 | 501.076 | 490.46 | 481.179 | 472.18 | 466.276 | 460.89 | 455.703 | 453.295 | 449.258 | 449.299 | 447.693 | 445.612 | 442.64 | 436.072 | 431.868 | 426.47 | 419.956 | 411.432 | 399.27 | 390.621 | 382.092 | 374.162 | 364.646
Consumer Transformation | Dem_BB008a | GWh | West Midlands | Ocker Hill |  | 215.831 | 186.39 | 180.54 | 174.369 | 167.611 | 162.58 | 159.022 | 156.758 | 155.172 | 153.146 | 152.833 | 152.899 | 153.187 | 155.589 | 155.983 | 159.118 | 161.417 | 163.369 | 164.616 | 163.091 | 163.66 | 163.507 | 162.52 | 160.357 | 155.887 | 153.618 | 151.371 | 149.366 | 146.827
Consumer Transformation | Dem_BB008a | GWh | West Midlands | Oldbury |  | 187.855 | 163.265 | 158.63 | 153.683 | 147.822 | 143.598 | 140.761 | 139.114 | 138.154 | 136.626 | 136.855 | 137.486 | 138.366 | 141.522 | 142.417 | 146.201 | 149.149 | 151.72 | 153.533 | 152.392 | 153.513 | 153.884 | 153.361 | 151.623 | 147.464 | 145.611 | 143.768 | 142.163 | 140.068
Consumer Transformation | Dem_BB008a | GWh | West Midlands | Penn |  | 659.048 | 559.131 | 536.86 | 513.878 | 493.362 | 476.477 | 463.155 | 453.136 | 444.296 | 435.9 | 430.158 | 424.864 | 419.72 | 416.928 | 413.037 | 412.533 | 410.563 | 408.194 | 405.062 | 398.525 | 394.285 | 389.011 | 382.792 | 374.814 | 363.79 | 355.704 | 347.737 | 340.315 | 331.43
Consumer Transformation | Dem_BB008a | GWh | West Midlands | Rugeley |  | 493.522 | 419.493 | 403.159 | 386.282 | 370.72 | 358.18 | 348.378 | 341.094 | 334.754 | 328.657 | 324.7 | 321.124 | 317.696 | 316.324 | 313.846 | 314.196 | 313.369 | 312.19 | 310.347 | 305.929 | 303.203 | 299.617 | 295.202 | 289.328 | 280.843 | 274.875 | 268.992 | 263.53 | 256.963
Consumer Transformation | Dem_BB008a | GWh | West Midlands | Shrewsbury |  | 178.625 | 154.827 | 150.233 | 145.353 | 139.795 | 135.717 | 132.918 | 131.223 | 130.142 | 128.671 | 128.702 | 129.087 | 129.687 | 132.291 | 133.12 | 136.35 | 138.827 | 140.965 | 142.44 | 141.52 | 142.384 | 142.572 | 141.965 | 140.266 | 136.401 | 134.597 | 132.808 | 131.237 | 129.207
Consumer Transformation | Dem_BB008a | GWh | West Midlands | Walham |  | 760.3 | 645.056 | 619.372 | 592.865 | 568.644 | 549.124 | 533.697 | 522.058 | 511.768 | 501.926 | 495.171 | 488.907 | 482.804 | 479.293 | 474.432 | 473.528 | 470.97 | 467.971 | 464.137 | 456.881 | 451.819 | 445.596 | 438.329 | 429.087 | 416.317 | 406.956 | 397.733 | 389.13 | 378.847
Consumer Transformation | Dem_BB008a | GWh | West Midlands | Willenhall |  | 251.043 | 216.681 | 209.818 | 202.591 | 194.727 | 188.856 | 184.687 | 182.018 | 180.12 | 177.741 | 177.316 | 177.319 | 177.579 | 180.25 | 180.645 | 184.16 | 186.725 | 188.888 | 190.25 | 188.458 | 189.046 | 188.807 | 187.618 | 185.088 | 179.919 | 177.264 | 174.636 | 172.288 | 169.323
Consumer Transformation | Dem_BB008b | GWh | ENW | Bredbury |  | 566.261 | 544.292 | 536.179 | 558.894 | 576.526 | 588.7 | 594.975 | 599.367 | 605.202 | 612.523 | 627 | 651.22 | 675.063 | 704.218 | 736.128 | 768.533 | 794.423 | 815.865 | 828.949 | 842.79 | 850.464 | 851.259 | 852.249 | 852.331 | 857.972 | 865.475 | 873.372 | 876.26 | 877.88
Consumer Transformation | Dem_BB008b | GWh | ENW | Harker |  | 939.145 | 898.148 | 883.21 | 905.458 | 923.354 | 936.32 | 943.185 | 948.519 | 955.329 | 965.364 | 987.179 | 1021.593 | 1055.96 | 1097.125 | 1143.074 | 1189.56 | 1226.563 | 1256.969 | 1275.244 | 1294.258 | 1304.083 | 1303.816 | 1303.597 | 1301.558 | 1306.775 | 1314.553 | 1322.706 | 1323.921 | 1322.352
Consumer Transformation | Dem_BB008b | GWh | ENW | Heysham (Barrow WF) |  | 11.814 | 11.317 | 11.136 | 11.497 | 11.782 | 11.982 | 12.086 | 12.166 | 12.265 | 12.401 | 12.685 | 13.146 | 13.606 | 14.163 | 14.775 | 15.4 | 15.897 | 16.306 | 16.556 | 16.818 | 16.954 | 16.958 | 16.97 | 16.953 | 17.045 | 17.167 | 17.296 | 17.332 | 17.336
Consumer Transformation | Dem_BB008b | GWh | ENW | Heysham (NGET) |  | 189.675 | 181.7 | 178.763 | 184.704 | 189.423 | 192.731 | 194.446 | 195.694 | 197.329 | 199.547 | 204.134 | 211.633 | 219.068 | 228.093 | 238.087 | 248.238 | 256.354 | 263.077 | 267.177 | 271.484 | 273.853 | 274.044 | 274.283 | 274.202 | 275.796 | 278.022 | 280.378 | 281.181 | 281.556
Consumer Transformation | Dem_BB008b | GWh | ENW | Hutton |  | 484.034 | 462.604 | 454.801 | 465.34 | 473.888 | 480.136 | 483.456 | 486.087 | 489.423 | 494.464 | 505.572 | 522.965 | 540.367 | 561.154 | 584.432 | 607.963 | 626.698 | 642.076 | 651.308 | 660.893 | 665.801 | 665.588 | 665.386 | 664.229 | 666.697 | 670.473 | 674.426 | 674.88 | 673.873
Consumer Transformation | Dem_BB008b | GWh | ENW | Kearsley 132kV |  | 936.842 | 901.243 | 888.06 | 928.225 | 959.327 | 980.673 | 991.651 | 999.243 | 1009.379 | 1021.854 | 1046.177 | 1087.206 | 1127.519 | 1176.949 | 1230.917 | 1285.721 | 1329.526 | 1365.836 | 1388.042 | 1411.552 | 1424.705 | 1426.259 | 1428.179 | 1428.649 | 1438.626 | 1451.756 | 1465.579 | 1470.891 | 1474.198
Consumer Transformation | Dem_BB008b | GWh | ENW | Kearsley 33kV |  | 201.184 | 192.802 | 189.732 | 195.85 | 200.676 | 204.084 | 205.867 | 207.181 | 208.886 | 211.225 | 216.092 | 223.966 | 231.782 | 241.226 | 251.674 | 262.266 | 270.708 | 277.671 | 281.879 | 286.297 | 288.648 | 288.73 | 288.838 | 288.588 | 290.062 | 292.129 | 294.296 | 294.863 | 294.887
Consumer Transformation | Dem_BB008b | GWh | ENW | Kirkby (_G) |  | 71.403 | 68.409 | 67.287 | 70.079 | 72.279 | 73.806 | 74.573 | 75.096 | 75.804 | 76.695 | 78.467 | 81.512 | 84.514 | 88.223 | 92.319 | 96.522 | 99.924 | 102.798 | 104.594 | 106.51 | 107.673 | 107.95 | 108.272 | 108.517 | 109.502 | 110.845 | 112.287 | 113.061 | 113.801
Consumer Transformation | Dem_BB008b | GWh | ENW | Macclesfield |  | 250.355 | 238.843 | 234.6 | 240.723 | 245.729 | 249.362 | 251.221 | 252.593 | 254.401 | 257.065 | 262.781 | 272.084 | 281.367 | 292.641 | 305.311 | 318.262 | 328.722 | 337.486 | 342.921 | 348.615 | 351.927 | 352.443 | 353.046 | 353.28 | 355.787 | 359.251 | 362.985 | 364.705 | 366.108
Consumer Transformation | Dem_BB008b | GWh | ENW | Ormonde |  | 36.181 | 34.654 | 34.099 | 35.201 | 36.073 | 36.689 | 37.008 | 37.241 | 37.549 | 37.967 | 38.841 | 40.259 | 41.665 | 43.368 | 45.255 | 47.165 | 48.696 | 49.962 | 50.726 | 51.532 | 51.97 | 51.991 | 52.027 | 51.997 | 52.281 | 52.678 | 53.094 | 53.223 | 53.261
Consumer Transformation | Dem_BB008b | GWh | ENW | Padiham |  | 507.885 | 486.538 | 478.718 | 493.684 | 505.557 | 513.949 | 518.333 | 521.586 | 525.808 | 531.635 | 543.847 | 563.553 | 583.124 | 606.765 | 632.96 | 659.501 | 680.669 | 698.121 | 708.68 | 719.755 | 725.656 | 725.846 | 726.117 | 725.467 | 729.132 | 734.298 | 739.73 | 741.137 | 741.193
Consumer Transformation | Dem_BB008b | GWh | ENW | Penwortham East |  | 848.702 | 813.531 | 800.663 | 826.459 | 846.798 | 861.153 | 868.67 | 874.228 | 881.454 | 891.321 | 911.888 | 945.094 | 978.041 | 1017.823 | 1061.815 | 1106.341 | 1141.804 | 1170.987 | 1188.594 | 1207.041 | 1216.771 | 1216.931 | 1217.212 | 1215.921 | 1221.863 | 1230.185 | 1238.894 | 1240.878 | 1240.459
Consumer Transformation | Dem_BB008b | GWh | ENW | Penwortham West |  | 577.425 | 553.484 | 544.718 | 562.544 | 576.612 | 586.512 | 591.694 | 595.5 | 600.461 | 607.204 | 621.219 | 643.92 | 666.439 | 693.663 | 723.76 | 754.25 | 778.55 | 798.577 | 810.688 | 823.391 | 830.153 | 830.365 | 830.676 | 829.939 | 834.18 | 840.101 | 846.316 | 847.903 | 847.936
Consumer Transformation | Dem_BB008b | GWh | ENW | Robin Rigg |  | 18.85 | 18.062 | 17.77 | 18.342 | 18.797 | 19.119 | 19.284 | 19.408 | 19.564 | 19.783 | 20.239 | 20.975 | 21.708 | 22.595 | 23.58 | 24.573 | 25.374 | 26.028 | 26.426 | 26.843 | 27.069 | 27.08 | 27.098 | 27.083 | 27.226 | 27.43 | 27.645 | 27.706 | 27.721
Consumer Transformation | Dem_BB008b | GWh | ENW | Rochdale |  | 535.933 | 513.413 | 505.179 | 520.683 | 532.944 | 541.648 | 546.215 | 549.615 | 554.025 | 560.138 | 572.992 | 593.674 | 614.223 | 639.005 | 666.47 | 694.279 | 716.44 | 734.685 | 745.698 | 757.224 | 763.309 | 763.403 | 763.574 | 762.75 | 766.414 | 771.609 | 777.053 | 778.299 | 778.051
Consumer Transformation | Dem_BB008b | GWh | ENW | South Manchester |  | 713.171 | 683.411 | 672.522 | 693.848 | 710.674 | 722.586 | 728.82 | 733.44 | 739.436 | 747.66 | 764.87 | 792.653 | 820.229 | 853.54 | 890.407 | 927.755 | 957.524 | 982.053 | 996.875 | 1012.41 | 1020.659 | 1020.869 | 1021.197 | 1020.221 | 1025.306 | 1032.464 | 1039.977 | 1041.834 | 1041.743
Consumer Transformation | Dem_BB008b | GWh | ENW | Stalybridge |  | 675.024 | 648.099 | 638.101 | 665.235 | 686.49 | 701.12 | 708.602 | 713.765 | 720.68 | 729.401 | 746.537 | 775.486 | 803.991 | 838.991 | 877.43 | 916.564 | 947.981 | 974.165 | 990.302 | 1007.384 | 1017.205 | 1018.732 | 1020.566 | 1021.429 | 1029.242 | 1039.547 | 1050.494 | 1055.317 | 1059.044
Consumer Transformation | Dem_BB008b | GWh | ENW | Stanah |  | 287.097 | 275.194 | 270.838 | 279.756 | 286.792 | 291.745 | 294.332 | 296.23 | 298.705 | 302.065 | 309.037 | 320.347 | 331.565 | 345.132 | 360.127 | 375.323 | 387.438 | 397.427 | 403.473 | 409.813 | 413.204 | 413.326 | 413.498 | 413.158 | 415.3 | 418.289 | 421.427 | 422.256 | 422.323
Consumer Transformation | Dem_BB008b | GWh | ENW | Walney 2 |  | 78.61 | 75.344 | 74.15 | 76.537 | 78.423 | 79.758 | 80.45 | 80.965 | 81.634 | 82.55 | 84.451 | 87.527 | 90.58 | 94.269 | 98.347 | 102.478 | 105.767 | 108.479 | 110.115 | 111.829 | 112.741 | 112.763 | 112.794 | 112.687 | 113.245 | 114.032 | 114.857 | 115.059 | 115.04
Consumer Transformation | Dem_BB008b | GWh | ENW | Washway Farm |  | 320.681 | 307.021 | 302.023 | 310.963 | 318.064 | 323.124 | 325.777 | 327.761 | 330.329 | 333.933 | 341.561 | 353.817 | 366.005 | 380.709 | 397.034 | 413.582 | 426.784 | 437.67 | 444.261 | 451.154 | 454.821 | 454.922 | 455.07 | 454.635 | 456.867 | 460.053 | 463.408 | 464.261 | 464.259
Consumer Transformation | Dem_BB008b | GWh | ENW | Whitegate |  | 533.014 | 511.801 | 503.996 | 523.558 | 538.819 | 549.424 | 554.914 | 558.821 | 563.972 | 570.623 | 583.993 | 606.11 | 627.942 | 654.529 | 683.742 | 713.37 | 737.03 | 756.587 | 768.486 | 781.028 | 787.89 | 788.436 | 789.129 | 788.93 | 793.723 | 800.197 | 807.004 | 809.264 | 810.239
Consumer Transformation | Dem_BB008b | GWh | EPN | Amersham Main |  | 133.262 | 126.891 | 124.47 | 129.197 | 133.223 | 135.923 | 137.234 | 138.088 | 139.28 | 140.895 | 144.042 | 149.591 | 155.078 | 161.94 | 169.651 | 177.611 | 184.16 | 189.791 | 193.419 | 197.289 | 199.851 | 200.73 | 201.739 | 202.668 | 205.185 | 208.525 | 212.16 | 214.485 | 217.022
Consumer Transformation | Dem_BB008b | GWh | EPN | Braintree |  | 445.637 | 426.433 | 419.325 | 433.751 | 445.409 | 453.479 | 457.606 | 460.541 | 464.434 | 469.72 | 480.472 | 498.313 | 515.989 | 537.573 | 561.539 | 585.936 | 605.569 | 621.949 | 632.055 | 642.71 | 648.836 | 649.736 | 650.809 | 651.22 | 655.888 | 662.228 | 668.992 | 671.968 | 674.244
Consumer Transformation | Dem_BB008b | GWh | EPN | Bramford |  | 1560.985 | 1497.13 | 1473.655 | 1526.556 | 1568.275 | 1597.319 | 1612.383 | 1623.228 | 1637.487 | 1656.395 | 1694.871 | 1758.034 | 1820.52 | 1896.435 | 1980.163 | 2065.059 | 2132.85 | 2188.892 | 2222.964 | 2258.808 | 2278.34 | 2279.704 | 2281.461 | 2280.546 | 2293.896 | 2312.066 | 2331.201 | 2337.339 | 2339.692
Consumer Transformation | Dem_BB008b | GWh | EPN | Brimsdown |  | 612.641 | 587.99 | 578.84 | 602.956 | 621.981 | 635.017 | 641.69 | 646.315 | 652.496 | 660.367 | 675.845 | 701.93 | 727.628 | 759.159 | 793.821 | 829.081 | 857.378 | 880.949 | 895.461 | 910.812 | 919.608 | 920.915 | 922.491 | 923.176 | 930.097 | 939.246 | 948.957 | 953.167 | 956.34
Consumer Transformation | Dem_BB008b | GWh | EPN | Burwell Main |  | 663.595 | 634.497 | 623.801 | 641.957 | 656.72 | 667.12 | 672.516 | 676.51 | 681.718 | 689.143 | 704.768 | 730.054 | 755.221 | 785.677 | 819.634 | 854.12 | 881.753 | 904.673 | 918.672 | 933.342 | 941.436 | 942.092 | 942.904 | 942.593 | 948.031 | 955.661 | 963.771 | 966.612 | 968.023
Consumer Transformation | Dem_BB008b | GWh | EPN | Clacton |  | 145.234 | 139.189 | 136.977 | 141.393 | 144.882 | 147.341 | 148.627 | 149.576 | 150.815 | 152.502 | 156.019 | 161.702 | 167.34 | 174.155 | 181.696 | 189.328 | 195.41 | 200.422 | 203.447 | 206.624 | 208.306 | 208.35 | 208.415 | 208.213 | 209.263 | 210.724 | 212.255 | 212.631 | 212.613
Consumer Transformation | Dem_BB008b | GWh | EPN | Eaton Socon |  | 426.686 | 408.034 | 401.123 | 414.491 | 425.391 | 432.923 | 436.768 | 439.511 | 443.146 | 448.148 | 458.361 | 475.283 | 492.069 | 512.559 | 535.365 | 558.592 | 577.301 | 592.926 | 602.59 | 612.773 | 618.658 | 619.565 | 620.643 | 621.094 | 625.596 | 631.741 | 638.31 | 641.268 | 643.604
Consumer Transformation | Dem_BB008b | GWh | EPN | Elstree |  | 930.155 | 893.057 | 879.328 | 915.335 | 943.609 | 963.062 | 973.062 | 980.055 | 989.357 | 1001.234 | 1024.739 | 1064.075 | 1102.845 | 1150.276 | 1202.378 | 1255.3 | 1297.674 | 1332.852 | 1354.401 | 1377.164 | 1389.956 | 1391.501 | 1393.387 | 1393.831 | 1403.48 | 1416.289 | 1429.835 | 1435.172 | 1438.642
Consumer Transformation | Dem_BB008b | GWh | EPN | Loudwater |  | 87.19 | 83.385 | 81.931 | 85.929 | 89.201 | 91.382 | 92.45 | 93.134 | 94.088 | 95.277 | 97.478 | 101.436 | 105.322 | 110.21 | 115.62 | 121.194 | 125.76 | 129.666 | 132.175 | 134.863 | 136.623 | 137.215 | 137.896 | 138.534 | 140.292 | 142.575 | 145.052 | 146.606 | 148.286
Consumer Transformation | Dem_BB008b | GWh | EPN | Mill Hill |  | 307.903 | 294.224 | 289.131 | 299.103 | 307.285 | 312.916 | 315.756 | 317.744 | 320.406 | 324.046 | 331.408 | 343.768 | 356.017 | 371.054 | 387.814 | 404.94 | 418.794 | 430.447 | 437.718 | 445.407 | 450.002 | 450.94 | 452.039 | 452.741 | 456.535 | 461.652 | 467.159 | 469.964 | 472.513
Consumer Transformation | Dem_BB008b | GWh | EPN | Norwich Main |  | 848.858 | 812.88 | 799.656 | 825.519 | 846.205 | 860.684 | 868.2 | 873.694 | 880.88 | 890.746 | 911.187 | 944.483 | 977.524 | 1017.567 | 1061.971 | 1107.031 | 1143.071 | 1172.898 | 1191.064 | 1210.159 | 1220.598 | 1221.357 | 1222.322 | 1221.832 | 1228.871 | 1238.618 | 1248.92 | 1252.334 | 1253.791
Consumer Transformation | Dem_BB008b | GWh | EPN | Pelham |  | 551.182 | 528.027 | 519.468 | 538.203 | 553.166 | 563.529 | 568.847 | 572.618 | 577.622 | 584.293 | 597.779 | 620.15 | 642.287 | 669.302 | 699.192 | 729.589 | 753.988 | 774.291 | 786.767 | 799.922 | 807.377 | 808.339 | 809.494 | 809.811 | 815.388 | 822.929 | 830.943 | 834.248 | 836.554
Consumer Transformation | Dem_BB008b | GWh | EPN | Rayleigh |  | 987.341 | 946.309 | 931.195 | 963.978 | 990.015 | 1008.124 | 1017.484 | 1024.216 | 1033.077 | 1044.93 | 1069.093 | 1108.827 | 1148.163 | 1195.998 | 1248.866 | 1302.533 | 1345.47 | 1381.049 | 1402.763 | 1425.616 | 1438.24 | 1439.376 | 1440.793 | 1440.569 | 1449.439 | 1461.53 | 1474.314 | 1478.852 | 1481.207
Consumer Transformation | Dem_BB008b | GWh | EPN | Rye House |  | 762.681 | 731.178 | 719.546 | 746.192 | 767.342 | 781.975 | 789.504 | 794.854 | 801.935 | 811.275 | 830.096 | 861.298 | 892.139 | 929.759 | 971.287 | 1013.474 | 1047.273 | 1075.335 | 1092.519 | 1110.628 | 1120.776 | 1121.917 | 1123.313 | 1123.498 | 1130.936 | 1140.973 | 1151.605 | 1155.721 | 1158.3
Consumer Transformation | Dem_BB008b | GWh | EPN | Sheringham Shoal |  | 383.255 | 367.257 | 361.403 | 373.053 | 382.284 | 388.777 | 392.172 | 394.672 | 397.928 | 402.387 | 411.654 | 426.657 | 441.547 | 459.542 | 479.46 | 499.634 | 515.716 | 528.976 | 536.996 | 545.412 | 549.893 | 550.044 | 550.255 | 549.777 | 552.609 | 556.551 | 560.688 | 561.77 | 561.823
Consumer Transformation | Dem_BB008b | GWh | EPN | Sundon |  | 1261.048 | 1210.869 | 1192.344 | 1240.356 | 1278.009 | 1303.959 | 1317.341 | 1326.754 | 1339.248 | 1355.249 | 1387.061 | 1440.067 | 1492.332 | 1556.16 | 1626.26 | 1697.407 | 1754.291 | 1801.431 | 1830.211 | 1860.598 | 1877.474 | 1879.211 | 1881.37 | 1881.494 | 1893.869 | 1910.354 | 1927.744 | 1934.144 | 1937.78
Consumer Transformation | Dem_BB008b | GWh | EPN | Tilbury |  | 376.83 | 362.96 | 357.745 | 377.149 | 392.228 | 402.396 | 407.548 | 410.965 | 415.611 | 421.08 | 431.242 | 448.994 | 466.34 | 487.875 | 511.29 | 535.157 | 554.358 | 570.428 | 580.412 | 591.063 | 597.38 | 598.694 | 600.263 | 601.385 | 606.962 | 614.07 | 621.626 | 625.375 | 628.723
Consumer Transformation | Dem_BB008b | GWh | EPN | Tottenham |  | 657.662 | 630.141 | 619.967 | 642.584 | 660.623 | 673.102 | 679.511 | 684.049 | 690.069 | 698.067 | 714.197 | 740.989 | 767.489 | 799.834 | 835.612 | 871.988 | 901.179 | 925.468 | 940.391 | 956.111 | 965.026 | 966.17 | 967.554 | 967.93 | 974.607 | 983.619 | 993.192 | 997.13 | 999.871
Consumer Transformation | Dem_BB008b | GWh | EPN | Walpole (_A) |  | 965.455 | 926.234 | 911.757 | 946.62 | 974.116 | 993.121 | 1002.925 | 1009.868 | 1019.064 | 1031.045 | 1055.088 | 1094.978 | 1134.374 | 1182.426 | 1235.357 | 1289.087 | 1332.079 | 1367.727 | 1389.513 | 1412.479 | 1425.257 | 1426.579 | 1428.21 | 1428.287 | 1437.574 | 1450.057 | 1463.246 | 1468.147 | 1470.981
Consumer Transformation | Dem_BB008b | GWh | EPN | Warley |  | 499.888 | 478.993 | 471.245 | 489.174 | 503.502 | 513.355 | 518.392 | 521.916 | 526.614 | 532.79 | 545.126 | 565.776 | 586.178 | 611.161 | 638.773 | 666.88 | 689.477 | 708.328 | 719.961 | 732.252 | 739.332 | 740.417 | 741.716 | 742.289 | 747.813 | 755.211 | 763.093 | 766.591 | 769.309
Consumer Transformation | Dem_BB008b | GWh | EPN | Watford South |  | 445.629 | 427.879 | 421.247 | 440.475 | 455.662 | 465.97 | 471.206 | 474.748 | 479.538 | 485.487 | 496.937 | 516.561 | 535.844 | 559.65 | 585.773 | 612.403 | 633.847 | 651.795 | 662.939 | 674.768 | 681.747 | 683.102 | 684.711 | 685.749 | 691.647 | 699.345 | 707.551 | 711.545 | 715.031
Consumer Transformation | Dem_BB008b | GWh | EPN | West Thurrock |  | 101.981 | 97.559 | 95.925 | 99.086 | 101.652 | 103.433 | 104.345 | 104.998 | 105.865 | 107.058 | 109.5 | 113.532 | 117.528 | 122.401 | 127.823 | 133.34 | 137.771 | 141.474 | 143.748 | 146.143 | 147.513 | 147.697 | 147.919 | 147.988 | 149.009 | 150.4 | 151.893 | 152.522 | 152.988
Consumer Transformation | Dem_BB008b | GWh | EPN | Wymondley |  | 510.436 | 489.064 | 481.155 | 498.985 | 513.219 | 523.044 | 528.077 | 531.628 | 536.349 | 542.586 | 555.129 | 576.034 | 596.699 | 621.959 | 649.888 | 678.307 | 701.129 | 720.145 | 731.847 | 744.204 | 751.256 | 752.24 | 753.428 | 753.851 | 759.235 | 766.476 | 774.18 | 777.469 | 779.887
Consumer Transformation | Dem_BB008b | GWh | East Midlands | Berkswell |  | 701.831 | 671.01 | 659.688 | 678.721 | 694.192 | 705.117 | 710.781 | 714.985 | 720.462 | 728.287 | 744.786 | 771.466 | 798.027 | 830.156 | 865.992 | 902.386 | 931.552 | 955.736 | 970.507 | 985.986 | 994.515 | 995.192 | 996.036 | 995.689 | 1001.405 | 1009.429 | 1017.964 | 1020.937 | 1022.396
Consumer Transformation | Dem_BB008b | GWh | East Midlands | Bicker Fen |  | 291.298 | 278.237 | 273.384 | 282.266 | 289.583 | 294.651 | 297.214 | 299.028 | 301.447 | 304.82 | 311.707 | 323.192 | 334.596 | 348.555 | 364.145 | 380.06 | 392.935 | 403.743 | 410.473 | 417.569 | 421.779 | 422.581 | 423.517 | 424.067 | 427.451 | 432.05 | 437.002 | 439.457 | 441.619
Consumer Transformation | Dem_BB008b | GWh | East Midlands | Chesterfield |  | 1036.632 | 993.071 | 977.054 | 1009.657 | 1035.502 | 1053.667 | 1063.079 | 1069.914 | 1078.875 | 1091.021 | 1116.117 | 1157.165 | 1197.857 | 1247.255 | 1301.947 | 1357.514 | 1401.977 | 1438.818 | 1461.293 | 1484.922 | 1497.941 | 1499.037 | 1500.406 | 1500.042 | 1508.972 | 1521.316 | 1534.384 | 1538.93 | 1541.168
Consumer Transformation | Dem_BB008b | GWh | East Midlands | Coventry |  | 912.87 | 875.485 | 861.688 | 894.037 | 919.622 | 937.328 | 946.453 | 952.927 | 961.498 | 972.733 | 995.361 | 1032.86 | 1069.914 | 1115.101 | 1164.921 | 1215.517 | 1256.02 | 1289.621 | 1310.172 | 1331.843 | 1343.924 | 1345.204 | 1346.784 | 1346.902 | 1355.698 | 1367.545 | 1380.078 | 1384.802 | 1387.616
Consumer Transformation | Dem_BB008b | GWh | East Midlands | Drakelow |  | 387.728 | 370.748 | 364.483 | 375.715 | 384.832 | 391.222 | 394.516 | 396.907 | 400.055 | 404.474 | 413.659 | 428.677 | 443.605 | 461.745 | 481.947 | 502.5 | 519.006 | 532.747 | 541.184 | 550.046 | 555.043 | 555.623 | 556.319 | 556.399 | 559.983 | 564.938 | 570.22 | 572.337 | 573.742
Consumer Transformation | Dem_BB008b | GWh | East Midlands | East Claydon (_B) |  | 711.67 | 682.63 | 671.882 | 698.128 | 718.906 | 733.209 | 740.559 | 745.716 | 752.58 | 761.48 | 779.23 | 808.863 | 838.113 | 873.876 | 913.276 | 953.321 | 985.423 | 1012.114 | 1028.493 | 1045.791 | 1055.566 | 1056.816 | 1058.33 | 1058.751 | 1066.137 | 1076.014 | 1086.488 | 1090.744 | 1093.66
Consumer Transformation | Dem_BB008b | GWh | East Midlands | Enderby |  | 1089.498 | 1042.323 | 1025.044 | 1054.569 | 1078.366 | 1095.226 | 1104.031 | 1110.624 | 1119.172 | 1131.334 | 1157.062 | 1198.417 | 1239.587 | 1289.256 | 1344.555 | 1400.612 | 1445.402 | 1482.402 | 1504.852 | 1528.348 | 1540.988 | 1541.526 | 1542.25 | 1541.027 | 1548.967 | 1560.219 | 1572.106 | 1575.495 | 1576.156
Consumer Transformation | Dem_BB008b | GWh | East Midlands | Grendon |  | 1367.268 | 1310.57 | 1289.731 | 1334.035 | 1369.127 | 1393.638 | 1406.365 | 1415.589 | 1427.686 | 1443.956 | 1477.336 | 1531.919 | 1585.983 | 1651.589 | 1724.09 | 1797.622 | 1856.364 | 1904.932 | 1934.461 | 1965.514 | 1982.418 | 1983.563 | 1985.03 | 1984.15 | 1995.578 | 2011.248 | 2027.763 | 2033.044 | 2035.022
Consumer Transformation | Dem_BB008b | GWh | East Midlands | Ratcliffe |  | 991.861 | 949.493 | 933.923 | 963.417 | 987.017 | 1003.62 | 1012.231 | 1018.542 | 1026.792 | 1038.207 | 1061.963 | 1100.609 | 1138.981 | 1185.486 | 1237.116 | 1289.53 | 1331.482 | 1366.231 | 1387.412 | 1409.648 | 1421.858 | 1422.795 | 1423.974 | 1423.469 | 1431.755 | 1443.215 | 1455.356 | 1459.483 | 1461.376
Consumer Transformation | Dem_BB008b | GWh | East Midlands | Staythorpe |  | 575.141 | 549.196 | 539.702 | 552.773 | 563.531 | 571.294 | 575.358 | 578.483 | 582.509 | 588.57 | 601.732 | 622.65 | 643.565 | 668.711 | 696.915 | 725.536 | 748.454 | 767.413 | 778.941 | 790.965 | 797.461 | 797.745 | 798.115 | 797.457 | 801.44 | 807.221 | 813.369 | 815.185 | 815.639
Consumer Transformation | Dem_BB008b | GWh | East Midlands | Stoke Bardolph |  | 358.138 | 342.443 | 336.641 | 347.615 | 356.518 | 362.727 | 365.903 | 368.171 | 371.178 | 375.329 | 383.865 | 397.98 | 411.986 | 429.072 | 448.102 | 467.495 | 483.116 | 496.17 | 504.241 | 512.74 | 517.654 | 518.406 | 519.297 | 519.663 | 523.434 | 528.563 | 534.048 | 536.521 | 538.472
Consumer Transformation | Dem_BB008b | GWh | East Midlands | Walpole (_B) |  | 1172.856 | 1123.569 | 1105.475 | 1141.604 | 1170.34 | 1190.499 | 1200.977 | 1208.643 | 1218.667 | 1232.366 | 1260.717 | 1306.846 | 1352.598 | 1408.03 | 1469.423 | 1531.67 | 1581.395 | 1622.498 | 1647.47 | 1673.668 | 1687.885 | 1688.729 | 1689.829 | 1688.886 | 1698.287 | 1711.296 | 1725.012 | 1729.242 | 1730.603
Consumer Transformation | Dem_BB008b | GWh | East Midlands | West Burton |  | 464.262 | 443.406 | 435.725 | 447.824 | 457.806 | 464.841 | 468.464 | 471.15 | 474.667 | 479.772 | 490.559 | 508.05 | 525.479 | 546.595 | 570.234 | 594.269 | 613.586 | 629.664 | 639.538 | 649.88 | 655.692 | 656.323 | 657.08 | 657.085 | 661.133 | 666.831 | 672.914 | 675.308 | 676.845
Consumer Transformation | Dem_BB008b | GWh | East Midlands | Willington |  | 1051.275 | 1007.09 | 990.839 | 1023.959 | 1050.338 | 1068.78 | 1078.336 | 1085.281 | 1094.382 | 1106.757 | 1132.234 | 1173.874 | 1215.149 | 1265.239 | 1320.711 | 1376.993 | 1422.007 | 1459.27 | 1481.98 | 1505.836 | 1518.921 | 1519.929 | 1521.202 | 1520.69 | 1529.631 | 1541.918 | 1554.909 | 1559.289 | 1561.254
Consumer Transformation | Dem_BB008b | GWh | IDNO - Refer to Comment Field | Tynemouth 2 |  | 96.004 | 92.606 | 91.334 | 96.35 | 100.206 | 102.817 | 104.146 | 105.038 | 106.244 | 107.647 | 110.26 | 114.803 | 119.24 | 124.73 | 130.675 | 136.724 | 141.569 | 145.601 | 148.085 | 150.732 | 152.262 | 152.525 | 152.842 | 153.031 | 154.309 | 155.952 | 157.682 | 158.46 | 159.077 | Note: TYNE2 is operated by an IDNO allocated to GSP Group/licence area F
Consumer Transformation | Dem_BB008b | GWh | LPN | Acton Lane 22kV |  | 76.961 | 73.636 | 72.411 | 74.75 | 76.645 | 77.961 | 78.643 | 79.133 | 79.78 | 80.676 | 82.514 | 85.538 | 88.537 | 92.184 | 96.237 | 100.361 | 103.668 | 106.421 | 108.109 | 109.884 | 110.878 | 110.991 | 111.128 | 111.14 | 111.856 | 112.845 | 113.891 | 114.305 | 114.576
Consumer Transformation | Dem_BB008b | GWh | LPN | Barking |  | 232.065 | 221.933 | 218.192 | 225.017 | 230.545 | 234.417 | 236.41 | 237.856 | 239.756 | 242.416 | 247.932 | 256.959 | 265.922 | 276.822 | 288.959 | 301.3 | 311.215 | 319.464 | 324.528 | 329.85 | 332.849 | 333.197 | 333.621 | 333.673 | 335.832 | 338.808 | 341.982 | 343.254 | 344.101
Consumer Transformation | Dem_BB008b | GWh | LPN | Barking West |  | 478.206 | 457.799 | 450.29 | 464.836 | 476.494 | 484.658 | 488.884 | 491.962 | 495.996 | 501.55 | 513.038 | 531.798 | 550.413 | 573.006 | 598.083 | 623.539 | 643.926 | 660.83 | 671.156 | 681.99 | 687.978 | 688.502 | 689.152 | 689.001 | 693.139 | 698.852 | 704.905 | 707.054 | 708.168
Consumer Transformation | Dem_BB008b | GWh | LPN | Beddington (_C) |  | 224.075 | 214.306 | 210.66 | 218.552 | 224.973 | 229.37 | 231.588 | 233.111 | 235.167 | 237.902 | 243.351 | 252.58 | 261.709 | 272.956 | 285.44 | 298.21 | 308.553 | 317.255 | 322.698 | 328.465 | 331.944 | 332.703 | 333.595 | 334.209 | 337.169 | 341.111 | 345.352 | 347.567 | 349.634
Consumer Transformation | Dem_BB008b | GWh | LPN | Canal Bank |  | 60.911 | 58.292 | 57.323 | 59.175 | 60.672 | 61.714 | 62.252 | 62.642 | 63.154 | 63.864 | 65.324 | 67.714 | 70.087 | 72.97 | 76.172 | 79.427 | 82.038 | 84.201 | 85.532 | 86.925 | 87.706 | 87.785 | 87.884 | 87.883 | 88.431 | 89.194 | 89.999 | 90.305 | 90.49
Consumer Transformation | Dem_BB008b | GWh | LPN | City Road |  | 2083.483 | 1984.699 | 1948.934 | 1974.223 | 1996.427 | 2014.02 | 2023.692 | 2032.416 | 2042.988 | 2061.961 | 2106.799 | 2174.225 | 2242.439 | 2322.774 | 2414.149 | 2506.412 | 2579.775 | 2639.757 | 2675.457 | 2712.096 | 2730.003 | 2727.497 | 2724.745 | 2717.561 | 2723.746 | 2735.064 | 2746.916 | 2745.377 | 2737
Consumer Transformation | Dem_BB008b | GWh | LPN | Greenford |  | 69.885 | 66.865 | 65.75 | 67.881 | 69.598 | 70.794 | 71.415 | 71.858 | 72.446 | 73.257 | 74.93 | 77.675 | 80.399 | 83.711 | 87.39 | 91.134 | 94.136 | 96.634 | 98.167 | 99.775 | 100.68 | 100.783 | 100.905 | 100.916 | 101.564 | 102.459 | 103.408 | 103.785 | 104.024
Consumer Transformation | Dem_BB008b | GWh | LPN | Hackney 132kV |  | 336.131 | 321.189 | 315.721 | 323.867 | 330.52 | 335.283 | 337.778 | 339.676 | 342.128 | 345.746 | 353.525 | 365.936 | 378.323 | 393.235 | 409.913 | 426.829 | 440.356 | 451.541 | 458.333 | 465.419 | 469.234 | 469.389 | 469.591 | 469.189 | 471.533 | 474.913 | 478.497 | 479.52 | 479.723
Consumer Transformation | Dem_BB008b | GWh | LPN | Hackney 66kV |  | 347.474 | 332.6 | 327.125 | 337.692 | 346.18 | 352.118 | 355.19 | 357.421 | 360.347 | 364.383 | 372.722 | 386.358 | 399.887 | 416.315 | 434.558 | 453.083 | 467.932 | 480.246 | 487.778 | 495.682 | 500.077 | 500.49 | 500.995 | 500.932 | 503.997 | 508.222 | 512.706 | 514.348 | 515.255
Consumer Transformation | Dem_BB008b | GWh | LPN | Hurst |  | 515.136 | 494.246 | 486.496 | 506.351 | 522.041 | 532.81 | 538.326 | 542.151 | 547.268 | 553.819 | 566.771 | 588.548 | 610.017 | 636.344 | 665.311 | 694.791 | 718.457 | 738.174 | 750.321 | 763.167 | 770.529 | 771.628 | 772.951 | 773.517 | 779.297 | 786.958 | 795.099 | 798.634 | 801.314
Consumer Transformation | Dem_BB008b | GWh | LPN | Islington |  | 681.723 | 651.915 | 640.963 | 659.693 | 674.869 | 685.582 | 691.142 | 695.261 | 700.631 | 708.27 | 724.341 | 750.341 | 776.217 | 807.525 | 842.419 | 877.848 | 906.228 | 929.756 | 944.111 | 959.14 | 967.412 | 968.045 | 968.836 | 968.465 | 973.99 | 981.743 | 989.975 | 992.8 | 994.124
Consumer Transformation | Dem_BB008b | GWh | LPN | Littlebrook (_C) |  | 378.352 | 361.138 | 354.822 | 363.592 | 370.856 | 376.068 | 378.776 | 380.837 | 383.503 | 387.508 | 396.155 | 409.998 | 423.827 | 440.506 | 459.23 | 478.261 | 493.538 | 506.219 | 513.977 | 522.08 | 526.559 | 526.909 | 527.341 | 527.123 | 530.055 | 534.256 | 538.74 | 540.325 | 541.125
Consumer Transformation | Dem_BB008b | GWh | LPN | Lodge Road |  | 633.158 | 604.532 | 594.063 | 607.948 | 619.425 | 627.721 | 632.078 | 635.47 | 639.811 | 646.424 | 660.864 | 683.696 | 706.542 | 733.959 | 764.732 | 795.933 | 820.883 | 841.491 | 853.986 | 866.986 | 873.933 | 874.097 | 874.337 | 873.412 | 877.476 | 883.466 | 889.816 | 891.474 | 891.535
Consumer Transformation | Dem_BB008b | GWh | LPN | New Cross |  | 914.547 | 873.543 | 858.61 | 877.749 | 893.457 | 904.94 | 911.038 | 915.881 | 922.019 | 931.453 | 952.287 | 984.881 | 1017.526 | 1056.522 | 1100.263 | 1144.529 | 1179.805 | 1208.805 | 1226.244 | 1244.361 | 1253.714 | 1253.42 | 1253.159 | 1251.118 | 1255.964 | 1263.319 | 1271.05 | 1272.197 | 1270.683
Consumer Transformation | Dem_BB008b | GWh | LPN | Perivale |  | 61.154 | 58.508 | 57.53 | 59.393 | 60.896 | 61.944 | 62.484 | 62.877 | 63.39 | 64.097 | 65.565 | 67.966 | 70.349 | 73.245 | 76.469 | 79.748 | 82.382 | 84.57 | 85.914 | 87.325 | 88.121 | 88.215 | 88.324 | 88.343 | 88.912 | 89.706 | 90.547 | 90.88 | 91.103
Consumer Transformation | Dem_BB008b | GWh | LPN | Redbridge |  | 245.513 | 235.182 | 231.368 | 239.606 | 246.185 | 250.743 | 253.09 | 254.758 | 256.969 | 259.922 | 265.92 | 275.84 | 285.664 | 297.645 | 310.901 | 324.381 | 335.195 | 344.192 | 349.714 | 355.53 | 358.814 | 359.218 | 359.709 | 359.812 | 362.246 | 365.544 | 369.04 | 370.459 | 371.415
Consumer Transformation | Dem_BB008b | GWh | LPN | St John's Wood |  | 1974.565 | 1880.879 | 1846.964 | 1870.799 | 1891.757 | 1908.374 | 1917.514 | 1925.753 | 1935.75 | 1953.71 | 1996.183 | 2060.038 | 2124.646 | 2200.728 | 2287.284 | 2374.682 | 2444.175 | 2501.002 | 2534.826 | 2569.536 | 2586.51 | 2584.14 | 2581.542 | 2574.742 | 2580.605 | 2591.342 | 2602.584 | 2601.147 | 2593.239
Consumer Transformation | Dem_BB008b | GWh | LPN | West Ham |  | 575.263 | 550.494 | 541.373 | 558.609 | 572.481 | 582.195 | 587.215 | 590.868 | 595.663 | 602.306 | 616.065 | 638.541 | 660.86 | 687.955 | 718.066 | 748.656 | 773.178 | 793.539 | 805.993 | 819.065 | 826.346 | 827.053 | 827.921 | 827.845 | 832.942 | 839.977 | 847.452 | 850.229 | 851.822
Consumer Transformation | Dem_BB008b | GWh | LPN | Willesden 132kV |  | 549.287 | 524.821 | 515.851 | 529.352 | 540.407 | 548.292 | 552.406 | 555.526 | 559.56 | 565.498 | 578.22 | 598.576 | 618.885 | 643.367 | 670.748 | 698.534 | 720.77 | 739.178 | 750.38 | 762.063 | 768.408 | 768.736 | 769.162 | 768.616 | 772.6 | 778.321 | 784.394 | 786.259 | 786.83
Consumer Transformation | Dem_BB008b | GWh | LPN | Willesden 66kV |  | 145.159 | 138.688 | 136.318 | 139.971 | 142.961 | 145.087 | 146.194 | 147.024 | 148.105 | 149.687 | 153.055 | 158.469 | 163.868 | 170.382 | 177.669 | 185.068 | 190.993 | 195.905 | 198.902 | 202.031 | 203.745 | 203.862 | 204.003 | 203.9 | 205.005 | 206.587 | 208.273 | 208.828 | 209.063
Consumer Transformation | Dem_BB008b | GWh | LPN | Wimbledon North |  | 255.147 | 244.402 | 240.456 | 248.216 | 254.394 | 258.732 | 260.987 | 262.643 | 264.804 | 267.772 | 273.927 | 283.92 | 293.841 | 305.854 | 319.156 | 332.65 | 343.427 | 352.332 | 357.74 | 363.412 | 366.483 | 366.652 | 366.877 | 366.657 | 368.667 | 371.46 | 374.405 | 375.299 | 375.559
Consumer Transformation | Dem_BB008b | GWh | LPN | Wimbledon South |  | 1082.771 | 1036.858 | 1020.015 | 1052.032 | 1077.599 | 1095.588 | 1104.954 | 1111.867 | 1120.865 | 1133.329 | 1159.307 | 1201.397 | 1243.193 | 1293.749 | 1349.825 | 1406.684 | 1452.1 | 1489.625 | 1512.407 | 1536.29 | 1549.189 | 1549.863 | 1550.748 | 1549.721 | 1558.078 | 1569.744 | 1582.045 | 1585.707 | 1586.674
Consumer Transformation | Dem_BB008b | GWh | NPgN | Blyth 132kV |  | 125.944 | 120.601 | 118.637 | 122.478 | 125.538 | 127.687 | 128.803 | 129.618 | 130.683 | 132.139 | 135.168 | 140.113 | 145.016 | 150.966 | 157.567 | 164.263 | 169.629 | 174.07 | 176.782 | 179.623 | 181.189 | 181.318 | 181.48 | 181.422 | 182.476 | 183.951 | 185.512 | 186.049 | 186.305
Consumer Transformation | Dem_BB008b | GWh | NPgN | Blyth 66kV |  | 911.796 | 877.586 | 864.936 | 904.589 | 935.238 | 956.236 | 967.06 | 974.553 | 984.543 | 996.798 | 1020.606 | 1060.728 | 1100.122 | 1148.391 | 1201.022 | 1254.406 | 1297.005 | 1332.258 | 1353.746 | 1376.489 | 1389.082 | 1390.378 | 1392.007 | 1392.181 | 1401.597 | 1413.918 | 1426.851 | 1431.516 | 1434.065
Consumer Transformation | Dem_BB008b | GWh | NPgN | Fourstones |  | 68.724 | 65.642 | 64.525 | 65.885 | 66.999 | 67.825 | 68.269 | 68.624 | 69.074 | 69.771 | 71.328 | 73.748 | 76.174 | 79.067 | 82.31 | 85.587 | 88.196 | 90.337 | 91.616 | 92.942 | 93.617 | 93.574 | 93.527 | 93.347 | 93.66 | 94.158 | 94.675 | 94.708 | 94.531
Consumer Transformation | Dem_BB008b | GWh | NPgN | Hart Moor |  | 162.671 | 156.685 | 154.462 | 162.219 | 168.208 | 172.286 | 174.374 | 175.786 | 177.688 | 179.965 | 184.293 | 191.711 | 198.976 | 207.935 | 217.68 | 227.586 | 235.514 | 242.107 | 246.159 | 250.465 | 252.923 | 253.298 | 253.751 | 253.977 | 255.958 | 258.528 | 261.243 | 262.404 | 263.263
Consumer Transformation | Dem_BB008b | GWh | NPgN | Hawthorn Pit |  | 125.591 | 121.641 | 120.133 | 128.579 | 135.015 | 139.32 | 141.494 | 142.89 | 144.809 | 146.897 | 150.578 | 157.228 | 163.664 | 171.734 | 180.395 | 189.225 | 196.327 | 202.277 | 205.988 | 209.975 | 212.379 | 212.957 | 213.645 | 214.219 | 216.466 | 219.279 | 222.261 | 223.811 | 225.271
Consumer Transformation | Dem_BB008b | GWh | NPgN | Knaresborough |  | 367.182 | 351.787 | 346.143 | 357.26 | 366.064 | 372.275 | 375.512 | 377.897 | 381.003 | 385.252 | 394.112 | 408.478 | 422.729 | 439.974 | 459.072 | 478.429 | 493.878 | 506.632 | 514.362 | 522.463 | 526.822 | 527.016 | 527.283 | 526.9 | 529.667 | 533.561 | 537.66 | 538.818 | 539.029
Consumer Transformation | Dem_BB008b | GWh | NPgN | Lackenby |  | 304.999 | 293.836 | 289.688 | 304.143 | 315.286 | 322.87 | 326.765 | 329.415 | 332.97 | 337.228 | 345.348 | 359.215 | 372.8 | 389.523 | 407.703 | 426.175 | 440.937 | 453.196 | 460.702 | 468.682 | 473.19 | 473.808 | 474.571 | 474.882 | 478.448 | 483.074 | 487.944 | 489.928 | 491.299
Consumer Transformation | Dem_BB008b | GWh | NPgN | Norton |  | 1010.274 | 967.868 | 952.343 | 982.447 | 1006.269 | 1023.122 | 1031.92 | 1038.427 | 1046.89 | 1058.518 | 1082.841 | 1122.177 | 1161.228 | 1208.427 | 1260.712 | 1313.707 | 1355.986 | 1390.866 | 1411.987 | 1434.121 | 1445.969 | 1446.416 | 1447.041 | 1445.853 | 1453.287 | 1463.758 | 1474.772 | 1477.744 | 1478.067
Consumer Transformation | Dem_BB008b | GWh | NPgN | Offerton |  | 94.549 | 90.878 | 89.517 | 93.372 | 96.374 | 98.434 | 99.5 | 100.237 | 101.222 | 102.454 | 104.876 | 108.948 | 112.949 | 117.854 | 123.222 | 128.678 | 133.044 | 136.662 | 138.875 | 141.219 | 142.535 | 142.69 | 142.88 | 142.926 | 143.911 | 145.224 | 146.608 | 147.142 | 147.484
Consumer Transformation | Dem_BB008b | GWh | NPgN | Osbaldwick |  | 696.356 | 667.017 | 656.294 | 676.292 | 692.136 | 703.381 | 709.28 | 713.679 | 719.377 | 727.3 | 743.978 | 770.799 | 797.455 | 829.6 | 865.241 | 901.334 | 930.103 | 953.794 | 968.101 | 983.078 | 990.997 | 991.141 | 991.376 | 990.336 | 995.102 | 1001.881 | 1008.995 | 1010.659 | 1010.396
Consumer Transformation | Dem_BB008b | GWh | NPgN | Poppleton |  | 100.854 | 96.367 | 94.714 | 97.389 | 99.567 | 101.118 | 101.916 | 102.507 | 103.28 | 104.383 | 106.736 | 110.554 | 114.352 | 118.963 | 124.111 | 129.354 | 133.562 | 137.067 | 139.217 | 141.467 | 142.732 | 142.866 | 143.034 | 143.032 | 143.886 | 145.116 | 146.429 | 146.942 | 147.26
Consumer Transformation | Dem_BB008b | GWh | NPgN | Saltholme |  | 542.194 | 519.748 | 511.542 | 528.022 | 540.999 | 550.165 | 554.97 | 558.526 | 563.141 | 569.452 | 582.592 | 603.802 | 624.849 | 650.258 | 678.35 | 706.781 | 729.415 | 748.039 | 759.27 | 771.029 | 777.226 | 777.302 | 777.459 | 776.61 | 780.368 | 785.641 | 791.148 | 792.368 | 792.04
Consumer Transformation | Dem_BB008b | GWh | NPgN | South Shields |  | 122.382 | 117.779 | 116.073 | 121.604 | 125.89 | 128.821 | 130.316 | 131.344 | 132.719 | 134.385 | 137.598 | 143.07 | 148.432 | 155.036 | 162.234 | 169.558 | 175.419 | 180.286 | 183.278 | 186.452 | 188.259 | 188.521 | 188.837 | 188.979 | 190.405 | 192.274 | 194.246 | 195.076 | 195.677
Consumer Transformation | Dem_BB008b | GWh | NPgN | Spennymoor |  | 432.352 | 415.334 | 409.06 | 425.698 | 438.676 | 447.64 | 452.27 | 455.532 | 459.856 | 465.35 | 476.304 | 494.536 | 512.5 | 534.431 | 558.489 | 582.896 | 602.391 | 618.526 | 628.361 | 638.746 | 644.471 | 645.003 | 645.677 | 645.638 | 649.756 | 655.267 | 661.071 | 663.107 | 664.151
Consumer Transformation | Dem_BB008b | GWh | NPgN | Stella North |  | 521.182 | 498.34 | 490.012 | 502.17 | 511.972 | 519.084 | 522.847 | 525.778 | 529.52 | 535.061 | 547.13 | 566.163 | 585.173 | 607.94 | 633.372 | 659.103 | 679.597 | 696.438 | 706.562 | 717.106 | 722.561 | 722.422 | 722.315 | 721.195 | 724.096 | 728.43 | 732.976 | 733.681 | 732.856
Consumer Transformation | Dem_BB008b | GWh | NPgN | Stella South |  | 413.95 | 397.386 | 391.287 | 406.289 | 418.026 | 426.176 | 430.396 | 433.403 | 437.369 | 442.505 | 452.859 | 469.964 | 486.863 | 507.428 | 530.042 | 552.979 | 571.295 | 586.437 | 595.654 | 605.361 | 610.676 | 611.094 | 611.632 | 611.47 | 615.166 | 620.18 | 625.448 | 627.197 | 627.952
Consumer Transformation | Dem_BB008b | GWh | NPgN | Tynemouth 1 |  | 321.474 | 308.037 | 303.113 | 312.883 | 320.606 | 326.063 | 328.905 | 331.002 | 333.732 | 337.455 | 345.219 | 357.809 | 370.304 | 385.412 | 402.139 | 419.093 | 432.625 | 443.789 | 450.554 | 457.647 | 461.457 | 461.621 | 461.846 | 461.493 | 463.913 | 467.309 | 470.875 | 471.873 | 472.031
Consumer Transformation | Dem_BB008b | GWh | NPgN | West Boldon |  | 411.333 | 395.304 | 389.379 | 405.989 | 418.914 | 427.817 | 432.402 | 435.594 | 439.849 | 445.181 | 455.693 | 473.338 | 490.7 | 511.956 | 535.238 | 558.887 | 577.805 | 593.492 | 603.086 | 613.231 | 618.907 | 619.565 | 620.373 | 620.545 | 624.779 | 630.422 | 636.373 | 638.657 | 640.071
Consumer Transformation | Dem_BB008b | GWh | NPgY | Bradford West |  | 860.894 | 825.156 | 812.062 | 838.916 | 860.081 | 875.001 | 882.776 | 888.475 | 895.913 | 905.981 | 926.883 | 960.849 | 994.529 | 1035.296 | 1080.372 | 1126.078 | 1162.549 | 1192.654 | 1210.905 | 1230.065 | 1240.371 | 1240.86 | 1241.522 | 1240.66 | 1247.293 | 1256.545 | 1266.274 | 1269.055 | 1269.615
Consumer Transformation | Dem_BB008b | GWh | NPgY | Camblesforth |  | 72.424 | 69.332 | 68.189 | 70.595 | 72.501 | 73.84 | 74.527 | 75.01 | 75.655 | 76.509 | 78.263 | 81.184 | 84.077 | 87.619 | 91.548 | 95.552 | 98.78 | 101.475 | 103.145 | 104.897 | 105.912 | 106.079 | 106.275 | 106.365 | 107.134 | 108.203 | 109.346 | 109.866 | 110.279
Consumer Transformation | Dem_BB008b | GWh | NPgY | Creyke Beck |  | 1044.483 | 1001.551 | 985.82 | 1019.009 | 1045.112 | 1063.457 | 1073.043 | 1080.056 | 1089.215 | 1101.554 | 1127.054 | 1168.465 | 1209.501 | 1259.156 | 1313.985 | 1369.517 | 1413.767 | 1450.228 | 1472.279 | 1495.413 | 1507.734 | 1508.138 | 1508.725 | 1507.431 | 1515.249 | 1526.079 | 1537.427 | 1540.351 | 1540.436
Consumer Transformation | Dem_BB008b | GWh | NPgY | Drax |  | 264.79 | 253.851 | 249.816 | 258.803 | 265.867 | 270.816 | 273.369 | 275.197 | 277.607 | 280.793 | 287.291 | 298.018 | 308.64 | 321.571 | 335.849 | 350.364 | 361.99 | 371.637 | 377.537 | 383.739 | 387.198 | 387.555 | 387.998 | 388.01 | 390.457 | 393.825 | 397.395 | 398.724 | 399.499
Consumer Transformation | Dem_BB008b | GWh | NPgY | Elland |  | 643.677 | 617.442 | 607.794 | 629.808 | 647.076 | 659.152 | 665.409 | 669.905 | 675.82 | 683.605 | 699.491 | 725.615 | 751.454 | 782.867 | 817.492 | 852.639 | 880.725 | 903.959 | 918.104 | 933.006 | 941.168 | 941.806 | 942.624 | 942.354 | 947.96 | 955.638 | 963.728 | 966.435 | 967.625
Consumer Transformation | Dem_BB008b | GWh | NPgY | Ferrybridge A |  | 146.052 | 140.738 | 138.746 | 146.198 | 151.953 | 155.851 | 157.836 | 159.16 | 160.95 | 163.047 | 166.989 | 173.841 | 180.537 | 188.836 | 197.846 | 207.035 | 214.413 | 220.575 | 224.391 | 228.463 | 230.854 | 231.315 | 231.867 | 232.242 | 234.271 | 236.904 | 239.692 | 241.026 | 242.167
Consumer Transformation | Dem_BB008b | GWh | NPgY | Ferrybridge B (_M) |  | 170.582 | 163.825 | 161.314 | 168.405 | 173.946 | 177.756 | 179.702 | 181.033 | 182.823 | 185.041 | 189.4 | 196.81 | 204.091 | 213.062 | 222.897 | 232.928 | 240.99 | 247.728 | 251.889 | 256.307 | 258.873 | 259.323 | 259.855 | 260.158 | 262.206 | 264.959 | 267.882 | 269.231 | 270.337
Consumer Transformation | Dem_BB008b | GWh | NPgY | Grimsby West |  | 437.905 | 420.635 | 414.278 | 430.719 | 443.544 | 452.422 | 457.018 | 460.279 | 464.587 | 470.108 | 481.161 | 499.464 | 517.52 | 539.507 | 563.638 | 588.107 | 607.627 | 623.755 | 633.557 | 643.9 | 649.537 | 649.962 | 650.512 | 650.321 | 654.26 | 659.556 | 665.115 | 666.914 | 667.638
Consumer Transformation | Dem_BB008b | GWh | NPgY | Jordanthorpe |  | 64.677 | 62.132 | 61.15 | 64.915 | 67.89 | 69.877 | 70.858 | 71.47 | 72.328 | 73.301 | 75.047 | 78.285 | 81.438 | 85.439 | 89.804 | 94.33 | 98.033 | 101.217 | 103.267 | 105.482 | 106.956 | 107.493 | 108.114 | 108.717 | 110.234 | 112.197 | 114.322 | 115.689 | 117.193
Consumer Transformation | Dem_BB008b | GWh | NPgY | Keadby |  | 615.505 | 590.004 | 580.613 | 601.161 | 617.38 | 628.721 | 634.581 | 638.791 | 644.337 | 651.709 | 666.779 | 691.594 | 716.153 | 746.034 | 779.033 | 812.571 | 839.418 | 861.677 | 875.275 | 889.603 | 897.545 | 898.31 | 899.257 | 899.193 | 904.799 | 912.465 | 920.574 | 923.528 | 925.155
Consumer Transformation | Dem_BB008b | GWh | NPgY | Kirkstall B |  | 521.154 | 499.084 | 491.02 | 505.583 | 517.141 | 525.369 | 529.693 | 532.938 | 537.128 | 543.001 | 555.424 | 575.346 | 595.16 | 619.036 | 645.527 | 672.356 | 693.737 | 711.335 | 721.961 | 733.072 | 738.93 | 739.001 | 739.137 | 738.305 | 741.776 | 746.745 | 751.949 | 753.116 | 752.826
Consumer Transformation | Dem_BB008b | GWh | NPgY | Neepsend |  | 151.308 | 145.211 | 142.974 | 148.206 | 152.302 | 155.156 | 156.643 | 157.713 | 159.116 | 160.962 | 164.719 | 170.876 | 176.962 | 184.351 | 192.484 | 200.726 | 207.299 | 212.721 | 216.008 | 219.467 | 221.324 | 221.425 | 221.56 | 221.429 | 222.669 | 224.365 | 226.137 | 226.653 | 226.779
Consumer Transformation | Dem_BB008b | GWh | NPgY | Norton Lees |  | 96.192 | 92.519 | 91.16 | 95.197 | 98.325 | 100.478 | 101.583 | 102.35 | 103.378 | 104.649 | 107.134 | 111.314 | 115.425 | 120.457 | 125.956 | 131.531 | 135.991 | 139.681 | 141.934 | 144.32 | 145.641 | 145.789 | 145.967 | 145.992 | 146.984 | 148.288 | 149.66 | 150.169 | 150.461
Consumer Transformation | Dem_BB008b | GWh | NPgY | Pitsmoor |  | 122.504 | 117.054 | 115.067 | 117.604 | 119.664 | 121.186 | 121.997 | 122.644 | 123.465 | 124.722 | 127.519 | 131.87 | 136.227 | 141.426 | 147.253 | 153.144 | 157.827 | 161.668 | 163.972 | 166.359 | 167.568 | 167.493 | 167.422 | 167.103 | 167.684 | 168.589 | 169.534 | 169.607 | 169.297
Consumer Transformation | Dem_BB008b | GWh | NPgY | Saltend North |  | 163.228 | 156.244 | 153.684 | 158.232 | 161.858 | 164.438 | 165.79 | 166.794 | 168.102 | 169.934 | 173.81 | 180.051 | 186.258 | 193.751 | 202.075 | 210.514 | 217.258 | 222.826 | 226.202 | 229.736 | 231.632 | 231.71 | 231.814 | 231.624 | 232.812 | 234.494 | 236.271 | 236.767 | 236.843
Consumer Transformation | Dem_BB008b | GWh | NPgY | Sheffield City |  | 233.477 | 222.558 | 218.613 | 221.626 | 224.208 | 226.249 | 227.376 | 228.385 | 229.611 | 231.759 | 236.829 | 244.442 | 252.137 | 261.193 | 271.467 | 281.831 | 290.055 | 296.762 | 300.734 | 304.814 | 306.774 | 306.443 | 306.075 | 305.202 | 305.82 | 306.977 | 308.178 | 307.878 | 306.77
Consumer Transformation | Dem_BB008b | GWh | NPgY | Skelton Grange |  | 1053.887 | 1012.605 | 997.414 | 1037.337 | 1068.38 | 1089.884 | 1101.034 | 1108.945 | 1119.392 | 1132.731 | 1159.402 | 1203.574 | 1247.128 | 1300.179 | 1358.344 | 1417.3 | 1464.308 | 1503.119 | 1526.682 | 1551.527 | 1565.025 | 1565.965 | 1567.192 | 1566.625 | 1576.005 | 1588.579 | 1601.757 | 1605.895 | 1607.364
Consumer Transformation | Dem_BB008b | GWh | NPgY | Templeborough |  | 19.921 | 18.934 | 18.567 | 19.04 | 19.444 | 19.737 | 19.882 | 19.981 | 20.117 | 20.325 | 20.768 | 21.507 | 22.248 | 23.158 | 24.192 | 25.263 | 26.143 | 26.893 | 27.373 | 27.884 | 28.209 | 28.306 | 28.418 | 28.506 | 28.791 | 29.191 | 29.628 | 29.892 | 30.173
Consumer Transformation | Dem_BB008b | GWh | NPgY | Thorpe Marsh |  | 269.726 | 258.197 | 253.978 | 261.65 | 267.761 | 272.104 | 274.365 | 276.045 | 278.229 | 281.273 | 287.693 | 298.066 | 308.381 | 320.842 | 334.684 | 348.74 | 359.971 | 369.252 | 374.891 | 380.805 | 384.008 | 384.181 | 384.408 | 384.16 | 386.186 | 389.082 | 392.14 | 393.062 | 393.324
Consumer Transformation | Dem_BB008b | GWh | NPgY | Thurcroft |  | 384.68 | 370.027 | 364.563 | 382.166 | 395.853 | 405.181 | 409.938 | 413.161 | 417.506 | 422.764 | 432.842 | 450.133 | 467.092 | 488.019 | 510.858 | 534.137 | 552.826 | 568.424 | 578.059 | 588.308 | 594.269 | 595.316 | 596.58 | 597.324 | 602.252 | 608.679 | 615.496 | 618.641 | 621.237
Consumer Transformation | Dem_BB008b | GWh | NPgY | West Melton |  | 1170.396 | 1122.941 | 1105.536 | 1144.852 | 1175.663 | 1197.214 | 1208.443 | 1216.581 | 1227.237 | 1241.361 | 1270.243 | 1317.439 | 1364.135 | 1420.756 | 1483.148 | 1546.352 | 1596.73 | 1638.272 | 1663.424 | 1689.849 | 1704.026 | 1704.661 | 1705.544 | 1704.353 | 1713.635 | 1726.337 | 1739.656 | 1743.355 | 1743.944
Consumer Transformation | Dem_BB008b | GWh | NPgY | Wincobank |  | 95.89 | 91.63 | 90.072 | 92.302 | 94.11 | 95.42 | 96.108 | 96.641 | 97.328 | 98.341 | 100.551 | 104.053 | 107.554 | 111.756 | 116.458 | 121.229 | 125.04 | 128.185 | 130.09 | 132.08 | 133.137 | 133.159 | 133.189 | 133.048 | 133.663 | 134.57 | 135.532 | 135.773 | 135.767
Consumer Transformation | Dem_BB008b | GWh | SEPD | Acton Lane 66kV |  | 55.368 | 52.91 | 52.009 | 53.415 | 54.564 | 55.376 | 55.801 | 56.124 | 56.537 | 57.139 | 58.432 | 60.499 | 62.562 | 65.048 | 67.831 | 70.652 | 72.911 | 74.785 | 75.927 | 77.118 | 77.77 | 77.804 | 77.859 | 77.813 | 78.228 | 78.823 | 79.453 | 79.656 | 79.732
Consumer Transformation | Dem_BB008b | GWh | SEPD | Botley Wood |  | 298.206 | 285.847 | 281.254 | 292.404 | 301.268 | 307.363 | 310.471 | 312.627 | 315.513 | 319.245 | 326.661 | 339.154 | 351.482 | 366.616 | 383.317 | 400.34 | 414.045 | 425.5 | 432.591 | 440.106 | 444.482 | 445.231 | 446.127 | 446.61 | 450.152 | 454.84 | 459.844 | 462.178 | 464.107
Consumer Transformation | Dem_BB008b | GWh | SEPD | Bramley |  | 1264.175 | 1211.108 | 1191.629 | 1230.64 | 1261.648 | 1283.404 | 1294.718 | 1302.994 | 1313.812 | 1328.593 | 1359.166 | 1408.907 | 1458.247 | 1518.017 | 1584.21 | 1651.324 | 1704.925 | 1749.229 | 1776.146 | 1804.38 | 1819.689 | 1820.589 | 1821.757 | 1820.725 | 1830.842 | 1844.834 | 1859.593 | 1864.12 | 1865.539
Consumer Transformation | Dem_BB008b | GWh | SEPD | Chickerell |  | 211.765 | 202.46 | 199.064 | 204.282 | 208.508 | 211.541 | 213.13 | 214.345 | 215.914 | 218.199 | 223.127 | 230.97 | 238.796 | 248.202 | 258.704 | 269.353 | 277.859 | 284.871 | 289.12 | 293.565 | 295.925 | 295.979 | 296.057 | 295.749 | 297.165 | 299.201 | 301.351 | 301.893 | 301.885
Consumer Transformation | Dem_BB008b | GWh | SEPD | Cowley |  | 1121.986 | 1074.448 | 1056.998 | 1090.8 | 1117.801 | 1136.751 | 1146.6 | 1153.822 | 1163.258 | 1176.256 | 1203.24 | 1247.096 | 1290.631 | 1343.35 | 1401.808 | 1461.102 | 1508.498 | 1547.692 | 1571.527 | 1596.542 | 1610.149 | 1611.006 | 1612.112 | 1611.273 | 1620.288 | 1632.803 | 1646.024 | 1650.195 | 1651.682
Consumer Transformation | Dem_BB008b | GWh | SEPD | Ealing |  | 445.789 | 426.187 | 418.981 | 431.057 | 440.879 | 447.811 | 451.406 | 454.072 | 457.547 | 462.52 | 472.994 | 489.933 | 506.802 | 527.209 | 549.972 | 573.09 | 591.614 | 606.983 | 616.366 | 626.186 | 631.603 | 632.037 | 632.571 | 632.355 | 635.977 | 641.078 | 646.499 | 648.39 | 649.319
Consumer Transformation | Dem_BB008b | GWh | SEPD | Fawley |  | 406.55 | 389.205 | 382.812 | 395.478 | 405.618 | 412.713 | 416.373 | 419.017 | 422.497 | 427.243 | 437.037 | 453.105 | 469.038 | 488.416 | 509.914 | 531.774 | 549.302 | 563.871 | 572.797 | 582.201 | 587.459 | 588.031 | 588.73 | 588.773 | 592.561 | 597.732 | 603.233 | 605.367 | 606.696
Consumer Transformation | Dem_BB008b | GWh | SEPD | Fleet |  | 1381.435 | 1325.458 | 1304.828 | 1354.285 | 1393.268 | 1420.232 | 1434.167 | 1444.078 | 1457.172 | 1474.25 | 1508.639 | 1565.541 | 1621.746 | 1690.229 | 1765.621 | 1842.153 | 1903.336 | 1954.011 | 1984.923 | 2017.56 | 2035.575 | 2037.254 | 2039.349 | 2039.18 | 2052.067 | 2069.416 | 2087.72 | 2094.24 | 2097.671
Consumer Transformation | Dem_BB008b | GWh | SEPD | Iver 132kV |  | 643.758 | 616.162 | 605.984 | 625.792 | 641.715 | 652.837 | 658.57 | 662.722 | 668.182 | 675.685 | 691.15 | 716.502 | 741.651 | 772.228 | 806.178 | 840.676 | 868.345 | 891.33 | 905.415 | 920.212 | 928.492 | 929.368 | 930.439 | 930.468 | 936.369 | 944.469 | 953.082 | 956.386 | 958.407
Consumer Transformation | Dem_BB008b | GWh | SEPD | Iver 66kV |  | 249.44 | 239.256 | 235.417 | 246.668 | 255.656 | 261.702 | 264.741 | 266.744 | 269.49 | 272.878 | 279.288 | 290.489 | 301.48 | 315.145 | 330.177 | 345.554 | 358.02 | 368.539 | 375.155 | 382.197 | 386.543 | 387.646 | 388.934 | 389.974 | 393.93 | 399.075 | 404.596 | 407.645 | 410.637
Consumer Transformation | Dem_BB008b | GWh | SEPD | Laleham |  | 485.63 | 465.346 | 457.823 | 475.153 | 488.982 | 498.51 | 503.379 | 506.798 | 511.349 | 517.336 | 529.311 | 549.338 | 569.127 | 593.348 | 620.117 | 647.362 | 669.262 | 687.522 | 698.783 | 710.672 | 717.501 | 718.525 | 719.748 | 720.263 | 725.565 | 732.67 | 740.239 | 743.557 | 746.104
Consumer Transformation | Dem_BB008b | GWh | SEPD | Lovedean |  | 1102.324 | 1056.27 | 1039.318 | 1075.117 | 1103.528 | 1123.373 | 1133.642 | 1141.047 | 1150.789 | 1163.889 | 1190.743 | 1234.81 | 1278.458 | 1331.508 | 1390.185 | 1449.775 | 1497.465 | 1536.985 | 1561.112 | 1586.51 | 1600.535 | 1601.792 | 1603.355 | 1603.094 | 1612.95 | 1626.38 | 1640.594 | 1645.659 | 1648.297
Consumer Transformation | Dem_BB008b | GWh | SEPD | Mannington |  | 1369.691 | 1312.191 | 1291.115 | 1332.414 | 1365.192 | 1388.277 | 1400.32 | 1409.191 | 1420.747 | 1436.599 | 1469.627 | 1523.138 | 1576.254 | 1640.487 | 1711.626 | 1783.753 | 1841.315 | 1888.832 | 1917.636 | 1947.897 | 1964.149 | 1964.888 | 1965.886 | 1964.454 | 1974.94 | 1989.502 | 2004.837 | 2009.202 | 2010.072
Consumer Transformation | Dem_BB008b | GWh | SEPD | Melksham |  | 972.551 | 932.285 | 917.496 | 948.92 | 973.774 | 991.156 | 1000.187 | 1006.744 | 1015.339 | 1026.899 | 1050.644 | 1089.43 | 1127.846 | 1174.447 | 1225.936 | 1278.145 | 1319.834 | 1354.284 | 1375.211 | 1397.206 | 1409.137 | 1409.875 | 1410.836 | 1410.111 | 1418.109 | 1429.076 | 1440.632 | 1444.213 | 1445.399
Consumer Transformation | Dem_BB008b | GWh | SEPD | Minety |  | 741.919 | 711.199 | 699.845 | 725.912 | 746.62 | 760.931 | 768.292 | 773.499 | 780.404 | 789.491 | 807.8 | 838.212 | 868.273 | 904.976 | 945.493 | 986.693 | 1019.727 | 1047.192 | 1064.044 | 1081.844 | 1091.884 | 1093.131 | 1094.638 | 1095.001 | 1102.504 | 1112.594 | 1123.301 | 1127.627 | 1130.551
Consumer Transformation | Dem_BB008b | GWh | SEPD | North Hyde |  | 332.672 | 317.724 | 312.211 | 321.057 | 328.344 | 333.479 | 336.116 | 338.058 | 340.601 | 344.279 | 352.026 | 364.627 | 377.181 | 392.417 | 409.467 | 426.82 | 440.779 | 452.417 | 459.58 | 467.096 | 471.359 | 471.883 | 472.512 | 472.613 | 475.67 | 479.936 | 484.504 | 486.395 | 487.719
Consumer Transformation | Dem_BB008b | GWh | SEPD | Nursling |  | 688.436 | 657.937 | 646.728 | 664.691 | 679.301 | 689.695 | 695.086 | 699.106 | 704.344 | 711.897 | 727.959 | 753.875 | 779.695 | 810.918 | 845.786 | 881.235 | 909.666 | 933.258 | 947.683 | 962.811 | 971.172 | 971.877 | 972.739 | 972.446 | 978.089 | 986.012 | 994.449 | 997.47 | 999.051
Consumer Transformation | Dem_BB008b | GWh | SHEPD | Abernethy |  | 80.238 | 77.024 | 75.841 | 78.861 | 81.18 | 82.819 | 83.657 | 84.247 | 85.027 | 85.976 | 87.975 | 91.332 | 94.648 | 98.704 | 103.125 | 107.724 | 111.438 | 114.546 | 116.478 | 118.709 | 119.974 | 120.251 | 120.575 | 120.809 | 122.306 | 123.84 | 125.496 | 126.401 | 127.284
Consumer Transformation | Dem_BB008b | GWh | SHEPD | Alness |  | 71.324 | 68.183 | 67.036 | 68.805 | 70.2 | 71.233 | 71.766 | 72.17 | 72.695 | 73.411 | 75.053 | 77.701 | 80.34 | 83.537 | 87.07 | 90.749 | 93.725 | 96.208 | 97.747 | 99.533 | 100.511 | 100.692 | 100.901 | 101.013 | 102.154 | 103.307 | 104.559 | 105.217 | 105.839
Consumer Transformation | Dem_BB008b | GWh | SHEPD | Arbroath |  | 77.979 | 74.513 | 73.25 | 75.065 | 76.491 | 77.566 | 78.121 | 78.545 | 79.097 | 79.859 | 81.642 | 84.489 | 87.335 | 90.762 | 94.561 | 98.525 | 101.719 | 104.39 | 106.038 | 107.957 | 109.001 | 109.18 | 109.386 | 109.488 | 110.709 | 111.925 | 113.244 | 113.925 | 114.555
Consumer Transformation | Dem_BB008b | GWh | SHEPD | Ardkinglas |  | 0 | 0 | 0 | 0 | 0 | 0 | 0 | 0 | 0 | 0 | 0 | 0 | 0 | 0 | 0 | 0 | 0 | 0 | 0 | 0 | 0 | 0 | 0 | 0 | 0 | 0 | 0 | 0 | 0
Consumer Transformation | Dem_BB008b | GWh | SHEPD | Ardmore |  | 63.065 | 60.468 | 59.517 | 61.673 | 63.341 | 64.527 | 65.136 | 65.57 | 66.145 | 66.863 | 68.406 | 70.964 | 73.492 | 76.585 | 79.967 | 83.482 | 86.317 | 88.687 | 90.159 | 91.843 | 92.789 | 92.976 | 93.203 | 93.348 | 94.425 | 95.545 | 96.756 | 97.397 | 98.008
Consumer Transformation | Dem_BB008b | GWh | SHEPD | Beauly |  | 66.579 | 63.674 | 62.617 | 64.296 | 65.618 | 66.591 | 67.092 | 67.475 | 67.973 | 68.665 | 70.213 | 72.686 | 75.154 | 78.131 | 81.428 | 84.827 | 87.557 | 89.823 | 91.211 | 92.759 | 93.592 | 93.689 | 93.801 | 93.81 | 94.619 | 95.496 | 96.441 | 96.853 | 97.17
Consumer Transformation | Dem_BB008b | GWh | SHEPD | Berryburn |  | 0 | 0 | 0 | 0 | 0 | 0 | 0 | 0 | 0 | 0 | 0 | 0 | 0 | 0 | 0 | 0 | 0 | 0 | 0 | 0 | 0 | 0 | 0 | 0 | 0 | 0 | 0 | 0 | 0
Consumer Transformation | Dem_BB008b | GWh | SHEPD | Boat of Garten |  | 60.05 | 57.332 | 56.343 | 57.476 | 58.391 | 59.087 | 59.452 | 59.755 | 60.129 | 60.711 | 62.055 | 64.142 | 66.238 | 68.739 | 71.538 | 74.397 | 76.687 | 78.571 | 79.71 | 80.946 | 81.584 | 81.591 | 81.607 | 81.511 | 81.994 | 82.562 | 83.174 | 83.349 | 83.382
Consumer Transformation | Dem_BB008b | GWh | SHEPD | Braco West |  | 64.735 | 61.801 | 60.731 | 62.081 | 63.155 | 63.973 | 64.402 | 64.735 | 65.157 | 65.763 | 67.212 | 69.522 | 71.835 | 74.622 | 77.709 | 80.954 | 83.578 | 85.777 | 87.143 | 88.767 | 89.651 | 89.826 | 90.028 | 90.143 | 91.263 | 92.338 | 93.513 | 94.162 | 94.794
Consumer Transformation | Dem_BB008b | GWh | SHEPD | Bridge of Dun |  | 65.044 | 62.154 | 61.097 | 62.642 | 63.855 | 64.768 | 65.24 | 65.596 | 66.062 | 66.693 | 68.178 | 70.568 | 72.952 | 75.84 | 79.023 | 82.364 | 85.067 | 87.333 | 88.734 | 90.402 | 91.32 | 91.505 | 91.722 | 91.852 | 93.005 | 94.116 | 95.335 | 96.006 | 96.662
Consumer Transformation | Dem_BB008b | GWh | SHEPD | Broadford-Skye |  | 38.117 | 36.425 | 35.808 | 36.632 | 37.29 | 37.783 | 38.041 | 38.242 | 38.501 | 38.885 | 39.755 | 41.119 | 42.483 | 44.121 | 45.942 | 47.805 | 49.295 | 50.522 | 51.265 | 52.073 | 52.492 | 52.505 | 52.524 | 52.472 | 52.796 | 53.182 | 53.592 | 53.721 | 53.761
Consumer Transformation | Dem_BB008b | GWh | SHEPD | Brora |  | 19.179 | 18.31 | 17.997 | 18.375 | 18.683 | 18.919 | 19.039 | 19.137 | 19.261 | 19.441 | 19.875 | 20.548 | 21.226 | 22.041 | 22.948 | 23.884 | 24.638 | 25.262 | 25.647 | 26.079 | 26.308 | 26.338 | 26.365 | 26.361 | 26.597 | 26.841 | 27.104 | 27.223 | 27.311
Consumer Transformation | Dem_BB008b | GWh | SHEPD | Burghmuir |  | 101.958 | 97.37 | 95.702 | 97.831 | 99.524 | 100.808 | 101.477 | 102.006 | 102.681 | 103.661 | 105.962 | 109.589 | 113.224 | 117.586 | 122.434 | 127.463 | 131.508 | 134.87 | 136.932 | 139.283 | 140.538 | 140.689 | 140.868 | 140.888 | 142.209 | 143.565 | 145.035 | 145.71 | 146.261
Consumer Transformation | Dem_BB008b | GWh | SHEPD | Carradale |  | 47.491 | 45.353 | 44.57 | 45.559 | 46.346 | 46.943 | 47.251 | 47.5 | 47.81 | 48.273 | 49.344 | 51.03 | 52.725 | 54.753 | 57.013 | 59.346 | 61.221 | 62.778 | 63.727 | 64.792 | 65.358 | 65.417 | 65.482 | 65.476 | 66.017 | 66.608 | 67.242 | 67.51 | 67.711
Consumer Transformation | Dem_BB008b | GWh | SHEPD | Cassley |  | 4.17 | 3.966 | 3.897 | 3.943 | 3.983 | 4.015 | 4.035 | 4.051 | 4.069 | 4.106 | 4.195 | 4.328 | 4.461 | 4.62 | 4.801 | 4.986 | 5.129 | 5.252 | 5.324 | 5.403 | 5.438 | 5.443 | 5.436 | 5.429 | 5.453 | 5.486 | 5.521 | 5.527 | 5.522
Consumer Transformation | Dem_BB008b | GWh | SHEPD | Ceannacroc |  | 3.216 | 3.075 | 3.021 | 3.098 | 3.159 | 3.204 | 3.225 | 3.245 | 3.268 | 3.3 | 3.378 | 3.495 | 3.611 | 3.753 | 3.909 | 4.075 | 4.201 | 4.312 | 4.375 | 4.451 | 4.489 | 4.496 | 4.5 | 4.501 | 4.539 | 4.582 | 4.627 | 4.648 | 4.662
Consumer Transformation | Dem_BB008b | GWh | SHEPD | Charleston |  | 34.988 | 33.614 | 33.101 | 34.631 | 35.788 | 36.613 | 37.023 | 37.303 | 37.68 | 38.09 | 38.979 | 40.532 | 42.054 | 43.947 | 45.982 | 48.164 | 49.952 | 51.475 | 52.449 | 53.673 | 54.402 | 54.663 | 54.965 | 55.253 | 56.399 | 57.458 | 58.617 | 59.396 | 60.275
Consumer Transformation | Dem_BB008b | GWh | SHEPD | Clachan |  | 8.704 | 8.318 | 8.177 | 8.385 | 8.548 | 8.668 | 8.734 | 8.781 | 8.842 | 8.93 | 9.132 | 9.451 | 9.767 | 10.151 | 10.58 | 11.018 | 11.371 | 11.662 | 11.843 | 12.045 | 12.155 | 12.168 | 12.186 | 12.187 | 12.29 | 12.408 | 12.529 | 12.587 | 12.63
Consumer Transformation | Dem_BB008b | GWh | SHEPD | Clayhills |  | 86.838 | 82.685 | 81.187 | 82.063 | 82.83 | 83.478 | 83.838 | 84.174 | 84.575 | 85.312 | 87.146 | 89.886 | 92.661 | 95.926 | 99.625 | 103.407 | 106.427 | 108.896 | 110.374 | 111.972 | 112.748 | 112.683 | 112.612 | 112.366 | 112.861 | 113.455 | 114.099 | 114.173 | 114.018
Consumer Transformation | Dem_BB008b | GWh | SHEPD | Coupar Angus |  | 51.734 | 49.379 | 48.52 | 49.62 | 50.48 | 51.145 | 51.489 | 51.754 | 52.095 | 52.567 | 53.726 | 55.581 | 57.438 | 59.677 | 62.151 | 64.779 | 66.913 | 68.708 | 69.83 | 71.195 | 71.952 | 72.136 | 72.342 | 72.491 | 73.535 | 74.512 | 75.574 | 76.21 | 76.864
Consumer Transformation | Dem_BB008b | GWh | SHEPD | Craigiebuckler |  | 44.117 | 42.311 | 41.643 | 43.355 | 44.647 | 45.581 | 46.049 | 46.375 | 46.807 | 47.292 | 48.38 | 50.253 | 52.098 | 54.382 | 56.848 | 59.499 | 61.674 | 63.527 | 64.71 | 66.211 | 67.095 | 67.41 | 67.77 | 68.111 | 69.519 | 70.808 | 72.221 | 73.167 | 74.238
Consumer Transformation | Dem_BB008b | GWh | SHEPD | Dallas |  | 0 | 0 | 0 | 0 | 0 | 0 | 0 | 0 | 0 | 0 | 0 | 0 | 0 | 0 | 0 | 0 | 0 | 0 | 0 | 0 | 0 | 0 | 0 | 0 | 0 | 0 | 0 | 0 | 0
Consumer Transformation | Dem_BB008b | GWh | SHEPD | Dounreay |  | 27.84 | 26.641 | 26.204 | 26.944 | 27.526 | 27.947 | 28.167 | 28.332 | 28.548 | 28.844 | 29.495 | 30.544 | 31.587 | 32.847 | 34.247 | 35.681 | 36.83 | 37.789 | 38.376 | 39.024 | 39.379 | 39.417 | 39.466 | 39.471 | 39.804 | 40.173 | 40.565 | 40.736 | 40.863
Consumer Transformation | Dem_BB008b | GWh | SHEPD | Dudhope |  | 113.381 | 108.065 | 106.142 | 107.764 | 109.106 | 110.187 | 110.757 | 111.257 | 111.87 | 112.865 | 115.317 | 119.078 | 122.866 | 127.371 | 132.432 | 137.661 | 141.865 | 145.339 | 147.454 | 149.845 | 151.08 | 151.152 | 151.241 | 151.132 | 152.315 | 153.544 | 154.88 | 155.403 | 155.735
Consumer Transformation | Dem_BB008b | GWh | SHEPD | Dunbeath |  | 0.135 | 0.125 | 0.124 | 0.131 | 0.135 | 0.133 | 0.135 | 0.137 | 0.137 | 0.136 | 0.139 | 0.147 | 0.151 | 0.156 | 0.165 | 0.17 | 0.174 | 0.182 | 0.181 | 0.184 | 0.189 | 0.187 | 0.189 | 0.187 | 0.188 | 0.19 | 0.192 | 0.189 | 0.191
Consumer Transformation | Dem_BB008b | GWh | SHEPD | Dunoon |  | 27.297 | 26.06 | 25.607 | 26.136 | 26.557 | 26.884 | 27.051 | 27.19 | 27.362 | 27.62 | 28.228 | 29.189 | 30.143 | 31.291 | 32.566 | 33.891 | 34.953 | 35.831 | 36.37 | 36.979 | 37.301 | 37.33 | 37.363 | 37.355 | 37.674 | 38.005 | 38.366 | 38.52 | 38.629
Consumer Transformation | Dem_BB008b | GWh | SHEPD | Dunvegan |  | 12.019 | 11.497 | 11.307 | 11.622 | 11.872 | 12.056 | 12.152 | 12.219 | 12.31 | 12.439 | 12.72 | 13.172 | 13.621 | 14.164 | 14.768 | 15.389 | 15.885 | 16.3 | 16.556 | 16.839 | 16.993 | 17.012 | 17.032 | 17.04 | 17.187 | 17.353 | 17.528 | 17.607 | 17.671
Consumer Transformation | Dem_BB008b | GWh | SHEPD | Dyce |  | 70.861 | 67.64 | 66.465 | 67.925 | 69.083 | 69.976 | 70.436 | 70.797 | 71.26 | 71.918 | 73.502 | 76.021 | 78.544 | 81.586 | 84.961 | 88.504 | 91.374 | 93.78 | 95.27 | 97.05 | 98.019 | 98.215 | 98.437 | 98.571 | 99.811 | 100.996 | 102.287 | 103.007 | 103.71
Consumer Transformation | Dem_BB008b | GWh | SHEPD | Elgin |  | 107.287 | 102.582 | 100.872 | 103.482 | 105.542 | 107.065 | 107.859 | 108.467 | 109.246 | 110.346 | 112.827 | 116.782 | 120.725 | 125.477 | 130.749 | 136.174 | 140.531 | 144.143 | 146.355 | 148.812 | 150.126 | 150.258 | 150.423 | 150.416 | 151.656 | 153.014 | 154.478 | 155.094 | 155.543
Consumer Transformation | Dem_BB008b | GWh | SHEPD | Fasnakyle |  | 3.849 | 3.683 | 3.622 | 3.724 | 3.803 | 3.859 | 3.888 | 3.911 | 3.939 | 3.983 | 4.071 | 4.216 | 4.36 | 4.531 | 4.722 | 4.917 | 5.07 | 5.203 | 5.278 | 5.362 | 5.408 | 5.409 | 5.407 | 5.406 | 5.436 | 5.477 | 5.52 | 5.532 | 5.536
Consumer Transformation | Dem_BB008b | GWh | SHEPD | Fetteresso |  | 0 | 0 | 0 | 0 | 0 | 0 | 0 | 0 | 0 | 0 | 0 | 0 | 0 | 0 | 0 | 0 | 0 | 0 | 0 | 0 | 0 | 0 | 0 | 0 | 0 | 0 | 0 | 0 | 0
Consumer Transformation | Dem_BB008b | GWh | SHEPD | Fiddes |  | 34.325 | 32.724 | 32.145 | 32.734 | 33.209 | 33.586 | 33.781 | 33.94 | 34.143 | 34.442 | 35.194 | 36.367 | 37.553 | 38.974 | 40.552 | 42.221 | 43.568 | 44.698 | 45.401 | 46.243 | 46.699 | 46.793 | 46.894 | 46.95 | 47.542 | 48.095 | 48.707 | 49.045 | 49.378
Consumer Transformation | Dem_BB008b | GWh | SHEPD | Finstown |  | 0 | 0 | 0 | 0 | 0 | 0 | 0 | 0 | 0 | 0 | 0 | 0 | 0 | 0 | 0 | 0 | 0 | 0 | 0 | 0 | 0 | 0 | 0 | 0 | 0 | 0 | 0 | 0 | 0
Consumer Transformation | Dem_BB008b | GWh | SHEPD | Fort Augustus |  | 15.374 | 14.672 | 14.422 | 14.698 | 14.92 | 15.096 | 15.184 | 15.259 | 15.352 | 15.501 | 15.843 | 16.375 | 16.905 | 17.538 | 18.245 | 18.972 | 19.549 | 20.025 | 20.308 | 20.617 | 20.774 | 20.772 | 20.768 | 20.737 | 20.847 | 20.979 | 21.12 | 21.151 | 21.144
Consumer Transformation | Dem_BB008b | GWh | SHEPD | Fort William |  | 78.38 | 74.828 | 73.536 | 74.989 | 76.165 | 77.059 | 77.53 | 77.922 | 78.409 | 79.164 | 80.916 | 83.629 | 86.357 | 89.608 | 93.253 | 96.974 | 99.952 | 102.405 | 103.886 | 105.499 | 106.325 | 106.335 | 106.356 | 106.227 | 106.854 | 107.596 | 108.393 | 108.62 | 108.665
Consumer Transformation | Dem_BB008b | GWh | SHEPD | Fraserburgh |  | 46.648 | 44.54 | 43.767 | 44.745 | 45.522 | 46.113 | 46.422 | 46.662 | 46.971 | 47.41 | 48.46 | 50.124 | 51.788 | 53.792 | 56.018 | 58.343 | 60.225 | 61.796 | 62.766 | 63.902 | 64.522 | 64.633 | 64.757 | 64.818 | 65.555 | 66.282 | 67.073 | 67.486 | 67.879
Consumer Transformation | Dem_BB008b | GWh | SHEPD | Glenfarclas |  | 0 | 0 | 0 | 0 | 0 | 0 | 0 | 0 | 0 | 0 | 0 | 0 | 0 | 0 | 0 | 0 | 0 | 0 | 0 | 0 | 0 | 0 | 0 | 0 | 0 | 0 | 0 | 0 | 0
Consumer Transformation | Dem_BB008b | GWh | SHEPD | Grudie Bridge |  | 52.806 | 50.436 | 49.58 | 50.568 | 51.376 | 51.983 | 52.302 | 52.567 | 52.905 | 53.428 | 54.614 | 56.444 | 58.286 | 60.469 | 62.92 | 65.399 | 67.372 | 68.978 | 69.941 | 70.941 | 71.435 | 71.387 | 71.338 | 71.18 | 71.412 | 71.763 | 72.129 | 72.131 | 71.967
Consumer Transformation | Dem_BB008b | GWh | SHEPD | Inverness |  | 114.553 | 109.971 | 108.278 | 112.681 | 116.055 | 118.447 | 119.661 | 120.51 | 121.636 | 122.997 | 125.861 | 130.693 | 135.455 | 141.303 | 147.671 | 154.314 | 159.678 | 164.18 | 166.992 | 170.249 | 172.114 | 172.554 | 173.071 | 173.464 | 175.719 | 178.026 | 180.527 | 181.931 | 183.345
Consumer Transformation | Dem_BB008b | GWh | SHEPD | Keith |  | 111.494 | 106.442 | 104.609 | 106.713 | 108.418 | 109.715 | 110.398 | 110.955 | 111.652 | 112.726 | 115.223 | 119.102 | 123 | 127.646 | 132.85 | 138.179 | 142.442 | 145.959 | 148.093 | 150.425 | 151.631 | 151.667 | 151.718 | 151.568 | 152.538 | 153.653 | 154.855 | 155.239 | 155.385
Consumer Transformation | Dem_BB008b | GWh | SHEPD | Killin |  | 10.919 | 10.644 | 10.579 | 10.634 | 10.647 | 10.706 | 10.73 | 10.756 | 10.785 | 10.824 | 11.035 | 11.374 | 11.717 | 12.138 | 12.599 | 13.161 | 13.647 | 14.081 | 14.375 | 14.845 | 15.128 | 15.277 | 15.453 | 15.629 | 16.289 | 16.805 | 17.381 | 17.845 | 18.41
Consumer Transformation | Dem_BB008b | GWh | SHEPD | Kinlochleven |  | 17.782 | 16.965 | 16.671 | 16.95 | 17.179 | 17.36 | 17.454 | 17.534 | 17.637 | 17.806 | 18.197 | 18.794 | 19.396 | 20.109 | 20.912 | 21.725 | 22.368 | 22.901 | 23.218 | 23.548 | 23.711 | 23.697 | 23.678 | 23.629 | 23.71 | 23.829 | 23.957 | 23.964 | 23.916
Consumer Transformation | Dem_BB008b | GWh | SHEPD | Kintore |  | 151.299 | 144.489 | 142.008 | 145.292 | 147.892 | 149.864 | 150.887 | 151.686 | 152.704 | 154.143 | 157.559 | 162.999 | 168.442 | 175 | 182.266 | 189.877 | 196.024 | 201.163 | 204.345 | 208.083 | 210.119 | 210.492 | 210.921 | 211.144 | 213.619 | 216.033 | 218.662 | 220.067 | 221.403
Consumer Transformation | Dem_BB008b | GWh | SHEPD | Lairg |  | 10.638 | 10.148 | 9.976 | 10.142 | 10.281 | 10.392 | 10.451 | 10.497 | 10.561 | 10.66 | 10.897 | 11.252 | 11.615 | 12.04 | 12.523 | 13.011 | 13.402 | 13.721 | 13.911 | 14.112 | 14.215 | 14.211 | 14.2 | 14.173 | 14.231 | 14.307 | 14.392 | 14.398 | 14.379
Consumer Transformation | Dem_BB008b | GWh | SHEPD | Lunanhead |  | 77.833 | 74.325 | 73.048 | 74.688 | 75.993 | 76.982 | 77.499 | 77.903 | 78.42 | 79.163 | 80.915 | 83.695 | 86.48 | 89.824 | 93.535 | 97.411 | 100.532 | 103.136 | 104.74 | 106.598 | 107.603 | 107.76 | 107.942 | 108.007 | 109.161 | 110.3 | 111.548 | 112.172 | 112.736
Consumer Transformation | Dem_BB008b | GWh | SHEPD | Lyndhurst |  | 47.92 | 45.921 | 45.185 | 46.818 | 48.074 | 48.98 | 49.443 | 49.764 | 50.198 | 50.715 | 51.873 | 53.822 | 55.747 | 58.118 | 60.692 | 63.43 | 65.651 | 67.534 | 68.724 | 70.181 | 71.017 | 71.267 | 71.554 | 71.802 | 73.014 | 74.156 | 75.403 | 76.184 | 77.033
Consumer Transformation | Dem_BB008b | GWh | SHEPD | Macduff |  | 72.342 | 69.088 | 67.91 | 69.33 | 70.483 | 71.348 | 71.805 | 72.175 | 72.64 | 73.352 | 74.985 | 77.52 | 80.067 | 83.1 | 86.501 | 89.964 | 92.737 | 95.016 | 96.39 | 97.877 | 98.64 | 98.639 | 98.653 | 98.527 | 99.082 | 99.752 | 100.466 | 100.656 | 100.67
Consumer Transformation | Dem_BB008b | GWh | SHEPD | Milton of Craigie |  | 106.84 | 102.297 | 100.632 | 103.714 | 106.122 | 107.862 | 108.759 | 109.424 | 110.288 | 111.434 | 113.969 | 118.09 | 122.18 | 127.141 | 132.604 | 138.262 | 142.815 | 146.602 | 148.938 | 151.597 | 153.045 | 153.28 | 153.55 | 153.666 | 155.233 | 156.867 | 158.631 | 159.491 | 160.246
Consumer Transformation | Dem_BB008b | GWh | SHEPD | Mybster |  | 28.191 | 26.922 | 26.46 | 27.059 | 27.531 | 27.89 | 28.076 | 28.22 | 28.411 | 28.683 | 29.319 | 30.327 | 31.332 | 32.544 | 33.889 | 35.281 | 36.398 | 37.33 | 37.9 | 38.547 | 38.892 | 38.932 | 38.979 | 38.983 | 39.336 | 39.704 | 40.105 | 40.284 | 40.43
Consumer Transformation | Dem_BB008b | GWh | SHEPD | Nairn |  | 77.976 | 74.486 | 73.215 | 74.825 | 76.116 | 77.089 | 77.601 | 78.006 | 78.52 | 79.288 | 81.054 | 83.821 | 86.588 | 89.907 | 93.608 | 97.401 | 100.444 | 102.951 | 104.477 | 106.151 | 107.027 | 107.071 | 107.13 | 107.052 | 107.786 | 108.621 | 109.52 | 109.837 | 109.992
Consumer Transformation | Dem_BB008b | GWh | SHEPD | Orrin |  | 0 | 0 | 0 | 0 | 0 | 0 | 0 | 0 | 0 | 0 | 0 | 0 | 0 | 0 | 0 | 0 | 0 | 0 | 0 | 0 | 0 | 0 | 0 | 0 | 0 | 0 | 0 | 0 | 0
Consumer Transformation | Dem_BB008b | GWh | SHEPD | Persley |  | 102.583 | 98.005 | 96.339 | 98.745 | 100.634 | 102.055 | 102.794 | 103.352 | 104.077 | 105.068 | 107.406 | 111.162 | 114.913 | 119.452 | 124.466 | 129.731 | 133.996 | 137.567 | 139.789 | 142.433 | 143.897 | 144.202 | 144.558 | 144.784 | 146.65 | 148.446 | 150.401 | 151.499 | 152.594
Consumer Transformation | Dem_BB008b | GWh | SHEPD | Peterhead Grange |  | 56.052 | 53.49 | 52.562 | 53.485 | 54.242 | 54.825 | 55.138 | 55.403 | 55.733 | 56.265 | 57.504 | 59.402 | 61.31 | 63.572 | 66.117 | 68.695 | 70.755 | 72.436 | 73.44 | 74.497 | 75.019 | 74.974 | 74.929 | 74.767 | 75.047 | 75.433 | 75.839 | 75.862 | 75.721
Consumer Transformation | Dem_BB008b | GWh | SHEPD | Peterhead Shell |  | 15.341 | 14.681 | 14.439 | 14.889 | 15.238 | 15.494 | 15.626 | 15.718 | 15.843 | 15.999 | 16.363 | 16.958 | 17.553 | 18.272 | 19.063 | 19.903 | 20.583 | 21.161 | 21.518 | 21.958 | 22.205 | 22.272 | 22.347 | 22.41 | 22.757 | 23.088 | 23.443 | 23.661 | 23.893
Consumer Transformation | Dem_BB008b | GWh | SHEPD | Port Ann |  | 64.415 | 61.522 | 60.469 | 61.774 | 62.827 | 63.614 | 64.029 | 64.363 | 64.783 | 65.416 | 66.87 | 69.146 | 71.425 | 74.154 | 77.197 | 80.31 | 82.799 | 84.855 | 86.102 | 87.449 | 88.152 | 88.173 | 88.198 | 88.111 | 88.659 | 89.302 | 89.992 | 90.206 | 90.277
Consumer Transformation | Dem_BB008b | GWh | SHEPD | Quoich |  | 0.634 | 0.607 | 0.601 | 0.611 | 0.627 | 0.634 | 0.64 | 0.643 | 0.647 | 0.653 | 0.667 | 0.69 | 0.716 | 0.743 | 0.774 | 0.806 | 0.826 | 0.849 | 0.864 | 0.877 | 0.884 | 0.882 | 0.882 | 0.882 | 0.884 | 0.889 | 0.895 | 0.895 | 0.894
Consumer Transformation | Dem_BB008b | GWh | SHEPD | Rannoch |  | 7.097 | 6.738 | 6.61 | 6.644 | 6.671 | 6.712 | 6.731 | 6.754 | 6.779 | 6.825 | 6.97 | 7.18 | 7.396 | 7.647 | 7.935 | 8.238 | 8.485 | 8.692 | 8.821 | 8.975 | 9.058 | 9.071 | 9.088 | 9.087 | 9.197 | 9.291 | 9.397 | 9.457 | 9.51
Consumer Transformation | Dem_BB008b | GWh | SHEPD | Redmoss |  | 109.406 | 104.387 | 102.564 | 104.577 | 106.198 | 107.454 | 108.113 | 108.644 | 109.317 | 110.315 | 112.738 | 116.54 | 120.352 | 124.92 | 130.011 | 135.325 | 139.608 | 143.176 | 145.374 | 147.925 | 149.293 | 149.49 | 149.719 | 149.783 | 151.346 | 152.885 | 154.561 | 155.397 | 156.136
Consumer Transformation | Dem_BB008b | GWh | SHEPD | Rothienorman |  | 38.774 | 37.023 | 36.386 | 37.175 | 37.805 | 38.284 | 38.535 | 38.734 | 38.986 | 39.357 | 40.229 | 41.601 | 42.977 | 44.626 | 46.463 | 48.366 | 49.896 | 51.168 | 51.947 | 52.834 | 53.306 | 53.361 | 53.426 | 53.43 | 53.92 | 54.427 | 54.976 | 55.226 | 55.427
Consumer Transformation | Dem_BB008b | GWh | SHEPD | Shin |  | 4.987 | 4.753 | 4.669 | 4.745 | 4.804 | 4.85 | 4.875 | 4.9 | 4.928 | 4.971 | 5.077 | 5.246 | 5.415 | 5.612 | 5.836 | 6.066 | 6.249 | 6.403 | 6.492 | 6.594 | 6.646 | 6.648 | 6.65 | 6.645 | 6.689 | 6.739 | 6.791 | 6.808 | 6.816
Consumer Transformation | Dem_BB008b | GWh | SHEPD | Sloy |  | 4.522 | 4.31 | 4.234 | 4.307 | 4.366 | 4.415 | 4.44 | 4.459 | 4.484 | 4.526 | 4.625 | 4.776 | 4.932 | 5.116 | 5.321 | 5.542 | 5.714 | 5.855 | 5.948 | 6.048 | 6.104 | 6.108 | 6.119 | 6.119 | 6.18 | 6.238 | 6.304 | 6.338 | 6.365
Consumer Transformation | Dem_BB008b | GWh | SHEPD | St Fergus Gas Terminal |  | 16.889 | 16.092 | 15.807 | 16.03 | 16.219 | 16.37 | 16.454 | 16.524 | 16.613 | 16.759 | 17.122 | 17.677 | 18.233 | 18.898 | 19.644 | 20.417 | 21.036 | 21.552 | 21.861 | 22.216 | 22.394 | 22.406 | 22.42 | 22.403 | 22.575 | 22.759 | 22.953 | 23.03 | 23.077
Consumer Transformation | Dem_BB008b | GWh | SHEPD | St Fillans |  | 4.881 | 4.605 | 4.501 | 4.617 | 4.686 | 4.76 | 4.796 | 4.815 | 4.843 | 4.839 | 4.932 | 5.12 | 5.307 | 5.559 | 5.809 | 6.171 | 6.5 | 6.81 | 7.037 | 7.449 | 7.721 | 7.905 | 8.119 | 8.361 | 9.077 | 9.636 | 10.265 | 10.805 | 11.489
Consumer Transformation | Dem_BB008b | GWh | SHEPD | Strichen |  | 49.431 | 47.212 | 46.403 | 47.467 | 48.309 | 48.947 | 49.277 | 49.54 | 49.871 | 50.347 | 51.467 | 53.237 | 55.012 | 57.139 | 59.508 | 61.975 | 63.957 | 65.615 | 66.635 | 67.811 | 68.446 | 68.542 | 68.652 | 68.691 | 69.408 | 70.124 | 70.905 | 71.286 | 71.634
Consumer Transformation | Dem_BB008b | GWh | SHEPD | Tarland |  | 37.308 | 35.606 | 34.99 | 35.767 | 36.385 | 36.86 | 37.106 | 37.296 | 37.539 | 37.882 | 38.718 | 40.051 | 41.386 | 42.995 | 44.778 | 46.659 | 48.183 | 49.467 | 50.272 | 51.236 | 51.768 | 51.888 | 52.03 | 52.124 | 52.838 | 53.513 | 54.25 | 54.677 | 55.112
Consumer Transformation | Dem_BB008b | GWh | SHEPD | Taynuilt |  | 83.38 | 79.632 | 78.27 | 79.992 | 81.374 | 82.415 | 82.957 | 83.392 | 83.939 | 84.76 | 86.645 | 89.603 | 92.568 | 96.118 | 100.077 | 104.149 | 107.412 | 110.108 | 111.753 | 113.563 | 114.517 | 114.579 | 114.659 | 114.593 | 115.423 | 116.36 | 117.365 | 117.744 | 117.964
Consumer Transformation | Dem_BB008b | GWh | SHEPD | Thurso |  | 73.774 | 70.483 | 69.283 | 71.067 | 72.47 | 73.519 | 74.061 | 74.47 | 75.004 | 75.721 | 77.404 | 80.13 | 82.847 | 86.142 | 89.781 | 93.605 | 96.704 | 99.308 | 100.929 | 102.852 | 103.927 | 104.166 | 104.439 | 104.627 | 105.998 | 107.333 | 108.79 | 109.618 | 110.453
Consumer Transformation | Dem_BB008b | GWh | SHEPD | Tummel Bridge |  | 31.268 | 29.77 | 29.221 | 29.721 | 30.112 | 30.442 | 30.61 | 30.746 | 30.923 | 31.164 | 31.826 | 32.89 | 33.962 | 35.254 | 36.688 | 38.248 | 39.529 | 40.625 | 41.326 | 42.235 | 42.757 | 42.931 | 43.126 | 43.296 | 44.17 | 44.926 | 45.762 | 46.327 | 46.97
Consumer Transformation | Dem_BB008b | GWh | SHEPD | Willowdale |  | 83.224 | 79.317 | 77.902 | 79.118 | 80.121 | 80.927 | 81.352 | 81.717 | 82.174 | 82.897 | 84.698 | 87.468 | 90.26 | 93.588 | 97.313 | 101.19 | 104.309 | 106.899 | 108.485 | 110.307 | 111.255 | 111.35 | 111.46 | 111.432 | 112.436 | 113.447 | 114.544 | 115.036 | 115.419
Consumer Transformation | Dem_BB008b | GWh | SHEPD | Woodhill |  | 77.591 | 74.257 | 73.031 | 75.323 | 77.095 | 78.392 | 79.058 | 79.538 | 80.173 | 80.971 | 82.803 | 85.822 | 88.821 | 92.481 | 96.487 | 100.726 | 104.175 | 107.075 | 108.898 | 111.11 | 112.366 | 112.7 | 113.09 | 113.399 | 115.142 | 116.792 | 118.594 | 119.689 | 120.844
Consumer Transformation | Dem_BB008b | GWh | SPD | Ayr |  | 114.348 | 109.177 | 107.297 | 109.555 | 111.372 | 112.748 | 113.474 | 114.051 | 114.787 | 115.885 | 118.449 | 122.467 | 126.5 | 131.325 | 136.71 | 142.264 | 146.723 | 150.418 | 152.677 | 155.214 | 156.552 | 156.671 | 156.813 | 156.763 | 158.057 | 159.427 | 160.912 | 161.529 | 161.962
Consumer Transformation | Dem_BB008b | GWh | SPD | Bainsford |  | 37.864 | 36.186 | 35.572 | 36.513 | 37.247 | 37.795 | 38.079 | 38.294 | 38.571 | 38.939 | 39.809 | 41.213 | 42.616 | 44.316 | 46.19 | 48.168 | 49.763 | 51.113 | 51.952 | 52.959 | 53.521 | 53.651 | 53.798 | 53.907 | 54.65 | 55.359 | 56.131 | 56.581 | 57.039
Consumer Transformation | Dem_BB008b | GWh | SPD | Bathgate |  | 86.435 | 82.532 | 81.112 | 82.895 | 84.318 | 85.396 | 85.958 | 86.404 | 86.971 | 87.797 | 89.737 | 92.811 | 95.881 | 99.574 | 103.677 | 107.943 | 111.379 | 114.236 | 115.992 | 118.011 | 119.092 | 119.239 | 119.41 | 119.449 | 120.631 | 121.823 | 123.122 | 123.744 | 124.272
Consumer Transformation | Dem_BB008b | GWh | SPD | Berwick |  | 113.696 | 108.372 | 106.449 | 107.937 | 109.201 | 110.205 | 110.752 | 111.241 | 111.835 | 112.857 | 115.314 | 119.025 | 122.772 | 127.192 | 132.191 | 137.278 | 141.33 | 144.648 | 146.632 | 148.745 | 149.783 | 149.691 | 149.596 | 149.268 | 149.871 | 150.644 | 151.472 | 151.544 | 151.294
Consumer Transformation | Dem_BB008b | GWh | SPD | Bonnybridge |  | 125.205 | 119.859 | 117.906 | 121.548 | 124.387 | 126.451 | 127.509 | 128.286 | 129.305 | 130.634 | 133.599 | 138.444 | 143.255 | 149.1 | 155.526 | 162.224 | 167.631 | 172.152 | 174.957 | 178.217 | 180.027 | 180.38 | 180.8 | 181.052 | 183.2 | 185.357 | 187.689 | 188.945 | 190.141
Consumer Transformation | Dem_BB008b | GWh | SPD | Braehead Park |  | 73.728 | 70.413 | 69.211 | 70.752 | 71.985 | 72.914 | 73.399 | 73.785 | 74.271 | 74.984 | 76.651 | 79.275 | 81.903 | 85.059 | 88.57 | 92.203 | 95.124 | 97.549 | 99.036 | 100.722 | 101.621 | 101.722 | 101.843 | 101.85 | 102.772 | 103.727 | 104.767 | 105.231 | 105.602
Consumer Transformation | Dem_BB008b | GWh | SPD | Broxburn |  | 116.917 | 111.743 | 109.857 | 112.589 | 114.757 | 116.364 | 117.201 | 117.845 | 118.674 | 119.839 | 122.516 | 126.789 | 131.056 | 136.198 | 141.89 | 147.806 | 152.566 | 156.525 | 158.961 | 161.749 | 163.257 | 163.473 | 163.725 | 163.8 | 165.429 | 167.1 | 168.913 | 169.784 | 170.534
Consumer Transformation | Dem_BB008b | GWh | SPD | Carntyne |  | 44.802 | 42.861 | 42.155 | 43.351 | 44.296 | 44.981 | 45.334 | 45.603 | 45.948 | 46.415 | 47.46 | 49.155 | 50.841 | 52.882 | 55.128 | 57.467 | 59.342 | 60.913 | 61.877 | 62.982 | 63.589 | 63.685 | 63.8 | 63.851 | 64.513 | 65.196 | 65.939 | 66.306 | 66.632
Consumer Transformation | Dem_BB008b | GWh | SPD | Carsfad |  | 0 | 0 | 0 | 0 | 0 | 0 | 0 | 0 | 0 | 0 | 0 | 0 | 0 | 0 | 0 | 0 | 0 | 0 | 0 | 0 | 0 | 0 | 0 | 0 | 0 | 0 | 0 | 0 | 0
Consumer Transformation | Dem_BB008b | GWh | SPD | Chapelcross |  | 115.759 | 64.07 | 62.954 | 64.152 | 65.127 | 65.877 | 66.272 | 66.597 | 67.004 | 67.633 | 69.122 | 71.434 | 73.759 | 76.533 | 79.633 | 82.831 | 85.396 | 87.52 | 88.812 | 90.258 | 91.011 | 91.06 | 91.12 | 91.066 | 91.765 | 92.512 | 93.321 | 93.634 | 93.83
Consumer Transformation | Dem_BB008b | GWh | SPD | Charlotte Street |  | 194.717 | 185.41 | 182.057 | 183.935 | 185.609 | 187.02 | 187.805 | 188.558 | 189.449 | 191.117 | 195.235 | 201.337 | 207.527 | 214.786 | 223.044 | 231.417 | 238.081 | 243.51 | 246.739 | 250.126 | 251.737 | 251.48 | 251.191 | 250.493 | 251.204 | 252.232 | 253.327 | 253.194 | 252.448
Consumer Transformation | Dem_BB008b | GWh | SPD | Clyde’s Mill |  | 158.676 | 151.58 | 148.996 | 152.448 | 155.202 | 157.27 | 158.347 | 159.19 | 160.264 | 161.817 | 165.416 | 171.119 | 176.822 | 183.674 | 191.292 | 199.18 | 205.529 | 210.805 | 214.043 | 217.724 | 219.702 | 219.944 | 220.239 | 220.279 | 222.344 | 224.481 | 226.795 | 227.862 | 228.741 | GSP also referred to as Westburn Road
Consumer Transformation | Dem_BB008b | GWh | SPD | Coatbridge |  | 135.825 | 129.783 | 127.588 | 130.652 | 133.092 | 134.906 | 135.855 | 136.592 | 137.534 | 138.875 | 141.974 | 146.895 | 151.812 | 157.73 | 164.297 | 171.098 | 176.57 | 181.116 | 183.905 | 187.08 | 188.779 | 188.997 | 189.255 | 189.301 | 191.077 | 192.923 | 194.925 | 195.849 | 196.609
Consumer Transformation | Dem_BB008b | GWh | SPD | Cockenzie |  | 104.726 | 100.123 | 98.445 | 101.01 | 103.034 | 104.534 | 105.311 | 105.901 | 106.663 | 107.722 | 110.14 | 114.012 | 117.871 | 122.532 | 127.686 | 133.036 | 137.34 | 140.925 | 143.131 | 145.656 | 147.022 | 147.226 | 147.462 | 147.548 | 149.03 | 150.557 | 152.21 | 153.011 | 153.711
Consumer Transformation | Dem_BB008b | GWh | SPD | Coylton |  | 111.225 | 106.306 | 104.514 | 107.06 | 109.085 | 110.589 | 111.374 | 111.982 | 112.763 | 113.88 | 116.425 | 120.468 | 124.502 | 129.357 | 134.743 | 140.295 | 144.755 | 148.449 | 150.709 | 153.236 | 154.579 | 154.71 | 154.869 | 154.849 | 156.139 | 157.523 | 159.022 | 159.649 | 160.106
Consumer Transformation | Dem_BB008b | GWh | SPD | Crookston A |  | 35.082 | 33.975 | 33.555 | 35.898 | 37.666 | 38.865 | 39.469 | 39.852 | 40.385 | 40.931 | 41.951 | 43.802 | 45.595 | 47.851 | 50.245 | 52.753 | 54.783 | 56.503 | 57.587 | 58.874 | 59.644 | 59.895 | 60.192 | 60.466 | 61.507 | 62.561 | 63.694 | 64.402 | 65.166
Consumer Transformation | Dem_BB008b | GWh | SPD | Crookston B |  | 28.883 | 27.979 | 27.635 | 29.564 | 31.022 | 32.006 | 32.5 | 32.818 | 33.259 | 33.711 | 34.554 | 36.074 | 37.553 | 39.407 | 41.374 | 43.429 | 45.094 | 46.496 | 47.38 | 48.411 | 49.034 | 49.224 | 49.448 | 49.659 | 50.463 | 51.293 | 52.18 | 52.721 | 53.301
Consumer Transformation | Dem_BB008b | GWh | SPD | Cumbernauld |  | 107.947 | 102.967 | 101.163 | 102.939 | 104.396 | 105.532 | 106.135 | 106.64 | 107.266 | 108.253 | 110.627 | 114.294 | 117.977 | 122.37 | 127.289 | 132.362 | 136.428 | 139.79 | 141.833 | 144.126 | 145.305 | 145.368 | 145.449 | 145.337 | 146.423 | 147.584 | 148.834 | 149.304 | 149.578
Consumer Transformation | Dem_BB008b | GWh | SPD | Cupar |  | 127.307 | 121.557 | 119.472 | 122.004 | 124.038 | 125.58 | 126.386 | 127.037 | 127.859 | 129.083 | 131.944 | 136.421 | 140.918 | 146.296 | 152.291 | 158.481 | 163.443 | 167.562 | 170.071 | 172.888 | 174.37 | 174.501 | 174.651 | 174.589 | 176.015 | 177.527 | 179.163 | 179.833 | 180.302
Consumer Transformation | Dem_BB008b | GWh | SPD | Currie |  | 19.255 | 18.462 | 18.169 | 18.858 | 19.391 | 19.768 | 19.962 | 20.098 | 20.281 | 20.494 | 20.964 | 21.757 | 22.545 | 23.508 | 24.56 | 25.667 | 26.57 | 27.333 | 27.812 | 28.39 | 28.724 | 28.82 | 28.932 | 29.023 | 29.487 | 29.934 | 30.418 | 30.718 | 31.037
Consumer Transformation | Dem_BB008b | GWh | SPD | Dalmarnock |  | 80.001 | 76.472 | 75.187 | 77.064 | 78.554 | 79.659 | 80.23 | 80.674 | 81.242 | 82.052 | 83.887 | 86.81 | 89.732 | 93.243 | 97.14 | 101.165 | 104.397 | 107.075 | 108.719 | 110.569 | 111.553 | 111.665 | 111.797 | 111.802 | 112.779 | 113.823 | 114.946 | 115.437 | 115.816
Consumer Transformation | Dem_BB008b | GWh | SPD | Devol Moor |  | 73.356 | 69.952 | 68.717 | 69.826 | 70.745 | 71.467 | 71.853 | 72.182 | 72.592 | 73.258 | 74.864 | 77.314 | 79.783 | 82.71 | 86.006 | 89.382 | 92.079 | 94.305 | 95.645 | 97.11 | 97.856 | 97.853 | 97.855 | 97.715 | 98.293 | 98.949 | 99.654 | 99.849 | 99.877
Consumer Transformation | Dem_BB008b | GWh | SPD | Devonside |  | 113.671 | 108.769 | 106.975 | 110.137 | 112.601 | 114.407 | 115.33 | 116.02 | 116.918 | 118.099 | 120.767 | 125.11 | 129.429 | 134.671 | 140.435 | 146.46 | 151.327 | 155.398 | 157.923 | 160.874 | 162.504 | 162.828 | 163.208 | 163.441 | 165.41 | 167.368 | 169.497 | 170.645 | 171.755
Consumer Transformation | Dem_BB008b | GWh | SPD | Dewar Place |  | 163.761 | 156.068 | 153.289 | 155.409 | 157.205 | 158.649 | 159.431 | 160.128 | 160.976 | 162.432 | 165.961 | 171.296 | 176.689 | 183.057 | 190.252 | 197.605 | 203.47 | 208.284 | 211.176 | 214.301 | 215.852 | 215.774 | 215.694 | 215.29 | 216.34 | 217.597 | 218.944 | 219.194 | 219.016
Consumer Transformation | Dem_BB008b | GWh | SPD | Drumchapel |  | 87.601 | 84.445 | 83.256 | 88.044 | 91.648 | 94.149 | 95.405 | 96.221 | 97.34 | 98.502 | 100.862 | 105.1 | 109.227 | 114.409 | 119.929 | 125.836 | 130.662 | 134.783 | 137.428 | 140.726 | 142.72 | 143.467 | 144.327 | 145.171 | 148.288 | 151.214 | 154.402 | 156.548 | 158.99
Consumer Transformation | Dem_BB008b | GWh | SPD | Drumcross |  | 44.258 | 42.328 | 41.62 | 42.74 | 43.625 | 44.277 | 44.613 | 44.865 | 45.197 | 45.65 | 46.675 | 48.321 | 49.969 | 51.953 | 54.147 | 56.424 | 58.255 | 59.785 | 60.725 | 61.802 | 62.384 | 62.473 | 62.577 | 62.615 | 63.255 | 63.909 | 64.619 | 64.961 | 65.266
Consumer Transformation | Dem_BB008b | GWh | SPD | Dumfries 11 |  | 0 | 0 | 0 | 0 | 0 | 0 | 0 | 0 | 0 | 0 | 0 | 0 | 0 | 0 | 0 | 0 | 0 | 0 | 0 | 0 | 0 | 0 | 0 | 0 | 0 | 0 | 0 | 0 | 0
Consumer Transformation | Dem_BB008b | GWh | SPD | Dumfries 33 |  | 76.398 | 73.129 | 71.934 | 74.106 | 75.804 | 77.032 | 77.668 | 78.14 | 78.753 | 79.562 | 81.368 | 84.299 | 87.22 | 90.757 | 94.65 | 98.702 | 101.96 | 104.684 | 106.366 | 108.303 | 109.369 | 109.559 | 109.781 | 109.896 | 111.103 | 112.339 | 113.675 | 114.36 | 114.993
Consumer Transformation | Dem_BB008b | GWh | SPD | Dumfries ICI |  | 57.584 | 55.188 | 54.312 | 56.029 | 57.385 | 58.345 | 58.841 | 59.212 | 59.693 | 60.345 | 61.731 | 63.97 | 66.19 | 68.872 | 71.834 | 74.849 | 77.256 | 79.238 | 80.44 | 81.727 | 82.406 | 82.434 | 82.477 | 82.422 | 82.925 | 83.556 | 84.22 | 84.425 | 84.49
Consumer Transformation | Dem_BB008b | GWh | SPD | Dunbar |  | 0 | 0 | 0 | 0 | 0 | 0 | 0 | 0 | 0 | 0 | 0 | 0 | 0 | 0 | 0 | 0 | 0 | 0 | 0 | 0 | 0 | 0 | 0 | 0 | 0 | 0 | 0 | 0 | 0
Consumer Transformation | Dem_BB008b | GWh | SPD | Dunbar A |  | 36.229 | 34.602 | 34.009 | 34.77 | 35.379 | 35.838 | 36.076 | 36.266 | 36.508 | 36.857 | 37.674 | 38.967 | 40.261 | 41.812 | 43.537 | 45.326 | 46.766 | 47.959 | 48.691 | 49.523 | 49.967 | 50.019 | 50.082 | 50.087 | 50.544 | 51.022 | 51.536 | 51.77 | 51.957
Consumer Transformation | Dem_BB008b | GWh | SPD | Dunbar B |  | 14.798 | 14.133 | 13.891 | 14.202 | 14.451 | 14.638 | 14.735 | 14.813 | 14.912 | 15.054 | 15.388 | 15.916 | 16.445 | 17.078 | 17.783 | 18.514 | 19.102 | 19.589 | 19.888 | 20.228 | 20.409 | 20.43 | 20.456 | 20.458 | 20.645 | 20.84 | 21.05 | 21.146 | 21.222
Consumer Transformation | Dem_BB008b | GWh | SPD | Dunfermline |  | 61.672 | 59.152 | 58.219 | 60.438 | 62.14 | 63.36 | 63.977 | 64.414 | 64.993 | 65.684 | 67.199 | 69.749 | 72.262 | 75.351 | 78.711 | 82.246 | 85.119 | 87.539 | 89.057 | 90.875 | 91.917 | 92.198 | 92.523 | 92.793 | 94.201 | 95.56 | 97.045 | 97.935 | 98.872
Consumer Transformation | Dem_BB008b | GWh | SPD | Earlstoun |  | 0 | 0 | 0 | 0 | 0 | 0 | 0 | 0 | 0 | 0 | 0 | 0 | 0 | 0 | 0 | 0 | 0 | 0 | 0 | 0 | 0 | 0 | 0 | 0 | 0 | 0 | 0 | 0 | 0
Consumer Transformation | Dem_BB008b | GWh | SPD | East Kilbride |  | 98.234 | 94.023 | 92.483 | 95.294 | 97.487 | 99.081 | 99.905 | 100.509 | 101.299 | 102.334 | 104.653 | 108.436 | 112.198 | 116.762 | 121.782 | 127.015 | 131.236 | 134.767 | 136.953 | 139.494 | 140.902 | 141.175 | 141.494 | 141.684 | 143.342 | 145.011 | 146.818 | 147.782 | 148.704
Consumer Transformation | Dem_BB008b | GWh | SPD | East Kilbride South |  | 50.921 | 48.82 | 48.042 | 49.912 | 51.343 | 52.371 | 52.887 | 53.247 | 53.731 | 54.29 | 55.538 | 57.658 | 59.75 | 62.336 | 65.134 | 68.116 | 70.556 | 72.624 | 73.937 | 75.566 | 76.52 | 76.828 | 77.185 | 77.503 | 78.935 | 80.267 | 81.726 | 82.67 | 83.715
Consumer Transformation | Dem_BB008b | GWh | SPD | Easterhouse |  | 159.101 | 152.203 | 149.683 | 153.95 | 157.297 | 159.746 | 161.012 | 161.953 | 163.181 | 164.827 | 168.547 | 174.564 | 180.558 | 187.816 | 195.82 | 204.153 | 210.881 | 216.492 | 219.969 | 223.985 | 226.2 | 226.599 | 227.066 | 227.321 | 229.878 | 232.46 | 235.265 | 236.723 | 238.086
Consumer Transformation | Dem_BB008b | GWh | SPD | Eccles |  | 51.1 | 48.839 | 48.015 | 49.247 | 50.218 | 50.939 | 51.314 | 51.602 | 51.968 | 52.48 | 53.652 | 55.531 | 57.41 | 59.679 | 62.186 | 64.801 | 66.911 | 68.67 | 69.756 | 71.015 | 71.701 | 71.821 | 71.959 | 72.024 | 72.815 | 73.61 | 74.471 | 74.917 | 75.324
Consumer Transformation | Dem_BB008b | GWh | SPD | Elderslie |  | 53.355 | 51.202 | 50.404 | 52.503 | 54.107 | 55.249 | 55.821 | 56.219 | 56.754 | 57.364 | 58.692 | 60.965 | 63.208 | 65.974 | 68.965 | 72.146 | 74.733 | 76.928 | 78.323 | 80.029 | 81.027 | 81.341 | 81.701 | 82.032 | 83.487 | 84.867 | 86.367 | 87.331 | 88.38
Consumer Transformation | Dem_BB008b | GWh | SPD | Erskine |  | 39.494 | 37.806 | 37.187 | 38.38 | 39.302 | 39.974 | 40.315 | 40.566 | 40.895 | 41.311 | 42.247 | 43.794 | 45.33 | 47.199 | 49.248 | 51.398 | 53.147 | 54.613 | 55.532 | 56.627 | 57.239 | 57.391 | 57.563 | 57.695 | 58.504 | 59.285 | 60.138 | 60.635 | 61.144
Consumer Transformation | Dem_BB008b | GWh | SPD | Finnieston |  | 72.563 | 69.16 | 67.93 | 68.911 | 69.732 | 70.39 | 70.743 | 71.058 | 71.441 | 72.086 | 73.657 | 76.038 | 78.438 | 81.279 | 84.485 | 87.765 | 90.385 | 92.541 | 93.835 | 95.247 | 95.951 | 95.933 | 95.911 | 95.75 | 96.263 | 96.859 | 97.5 | 97.644 | 97.615
Consumer Transformation | Dem_BB008b | GWh | SPD | Galashiels |  | 85.789 | 81.875 | 80.454 | 82.021 | 83.288 | 84.258 | 84.771 | 85.192 | 85.718 | 86.527 | 88.432 | 91.402 | 94.379 | 97.939 | 101.916 | 106.015 | 109.304 | 112.028 | 113.682 | 115.536 | 116.502 | 116.565 | 116.645 | 116.575 | 117.47 | 118.43 | 119.467 | 119.872 | 120.124
Consumer Transformation | Dem_BB008b | GWh | SPD | Giffnock |  | 93.956 | 90.339 | 88.991 | 93.237 | 96.467 | 98.734 | 99.874 | 100.645 | 101.682 | 102.838 | 105.259 | 109.465 | 113.594 | 118.716 | 124.233 | 130.082 | 134.845 | 138.881 | 141.441 | 144.565 | 146.409 | 147 | 147.693 | 148.324 | 150.991 | 153.543 | 156.325 | 158.101 | 160.056
Consumer Transformation | Dem_BB008b | GWh | SPD | Glenlee |  | 0 | 0 | 0 | 0 | 0 | 0 | 0 | 0 | 0 | 0 | 0 | 0 | 0 | 0 | 0 | 0 | 0 | 0 | 0 | 0 | 0 | 0 | 0 | 0 | 0 | 0 | 0 | 0 | 0
Consumer Transformation | Dem_BB008b | GWh | SPD | Glenluce |  | 51.624 | 49.272 | 48.418 | 49.351 | 50.111 | 50.692 | 50.998 | 51.25 | 51.563 | 52.055 | 53.204 | 54.986 | 56.773 | 58.909 | 61.297 | 63.749 | 65.716 | 67.339 | 68.325 | 69.411 | 69.972 | 69.996 | 70.025 | 69.965 | 70.447 | 70.981 | 71.557 | 71.755 | 71.85
Consumer Transformation | Dem_BB008b | GWh | SPD | Glenniston |  | 38.75 | 37.118 | 36.518 | 37.757 | 38.711 | 39.402 | 39.752 | 40.008 | 40.34 | 40.761 | 41.687 | 43.23 | 44.757 | 46.623 | 48.663 | 50.802 | 52.538 | 53.998 | 54.909 | 55.991 | 56.606 | 56.757 | 56.929 | 57.061 | 57.861 | 58.638 | 59.485 | 59.981 | 60.484
Consumer Transformation | Dem_BB008b | GWh | SPD | Glenrothes |  | 59.295 | 56.772 | 55.844 | 57.629 | 59.011 | 60.022 | 60.535 | 60.911 | 61.403 | 62.029 | 63.44 | 65.757 | 68.056 | 70.864 | 73.936 | 77.161 | 79.773 | 81.97 | 83.339 | 84.968 | 85.884 | 86.098 | 86.347 | 86.53 | 87.718 | 88.866 | 90.121 | 90.845 | 91.58
Consumer Transformation | Dem_BB008b | GWh | SPD | Gorgie |  | 55.191 | 52.804 | 51.928 | 53.459 | 54.658 | 55.529 | 55.981 | 56.316 | 56.75 | 57.322 | 58.617 | 60.721 | 62.819 | 65.367 | 68.167 | 71.102 | 73.474 | 75.46 | 76.698 | 78.149 | 78.958 | 79.127 | 79.332 | 79.46 | 80.458 | 81.446 | 82.521 | 83.115 | 83.698
Consumer Transformation | Dem_BB008b | GWh | SPD | Govan |  | 83.153 | 79.39 | 78.026 | 79.662 | 80.982 | 81.981 | 82.509 | 82.929 | 83.463 | 84.258 | 86.124 | 89.048 | 91.977 | 95.484 | 99.397 | 103.437 | 106.681 | 109.37 | 111.013 | 112.864 | 113.841 | 113.929 | 114.031 | 114 | 114.955 | 115.956 | 117.045 | 117.502 | 117.828
Consumer Transformation | Dem_BB008b | GWh | SPD | Grangemouth A |  | 83.045 | 79.589 | 78.323 | 80.905 | 82.921 | 84.36 | 85.098 | 85.644 | 86.352 | 87.286 | 89.288 | 92.559 | 95.798 | 99.73 | 104.054 | 108.503 | 112.067 | 115.029 | 116.844 | 118.866 | 119.966 | 120.104 | 120.277 | 120.319 | 121.382 | 122.552 | 123.805 | 124.359 | 124.79
Consumer Transformation | Dem_BB008b | GWh | SPD | Grangemouth C |  | 58.862 | 56.41 | 55.51 | 57.332 | 58.756 | 59.772 | 60.294 | 60.679 | 61.181 | 61.841 | 63.261 | 65.573 | 67.867 | 70.655 | 73.715 | 76.862 | 79.393 | 81.493 | 82.777 | 84.212 | 84.991 | 85.093 | 85.212 | 85.242 | 86.002 | 86.837 | 87.731 | 88.127 | 88.436
Consumer Transformation | Dem_BB008b | GWh | SPD | Haggs Road |  | 66.487 | 63.694 | 62.664 | 64.796 | 66.446 | 67.637 | 68.245 | 68.68 | 69.258 | 69.983 | 71.582 | 74.228 | 76.848 | 80.052 | 83.555 | 87.231 | 90.207 | 92.702 | 94.261 | 96.106 | 97.147 | 97.392 | 97.681 | 97.892 | 99.223 | 100.527 | 101.948 | 102.764 | 103.591
Consumer Transformation | Dem_BB008b | GWh | SPD | Hawick |  | 50.582 | 48.36 | 47.547 | 48.798 | 49.782 | 50.506 | 50.886 | 51.172 | 51.541 | 52.054 | 53.218 | 55.093 | 56.961 | 59.213 | 61.708 | 64.303 | 66.392 | 68.131 | 69.207 | 70.441 | 71.113 | 71.221 | 71.346 | 71.4 | 72.146 | 72.909 | 73.735 | 74.148 | 74.52
Consumer Transformation | Dem_BB008b | GWh | SPD | Helensburgh |  | 37.062 | 35.541 | 34.982 | 36.313 | 37.34 | 38.071 | 38.442 | 38.704 | 39.052 | 39.471 | 40.379 | 41.911 | 43.423 | 45.28 | 47.299 | 49.424 | 51.146 | 52.597 | 53.504 | 54.597 | 55.221 | 55.384 | 55.578 | 55.736 | 56.575 | 57.389 | 58.27 | 58.801 | 59.356
Consumer Transformation | Dem_BB008b | GWh | SPD | Hunterston Farm |  | 7.759 | 7.435 | 7.319 | 7.578 | 7.781 | 7.922 | 7.996 | 8.047 | 8.117 | 8.202 | 8.393 | 8.706 | 9.013 | 9.396 | 9.808 | 10.244 | 10.595 | 10.889 | 11.076 | 11.296 | 11.42 | 11.453 | 11.49 | 11.516 | 11.677 | 11.837 | 12.009 | 12.111 | 12.211
Consumer Transformation | Dem_BB008b | GWh | SPD | Inverkeithing |  | 63.725 | 61.129 | 60.169 | 62.617 | 64.481 | 65.816 | 66.489 | 66.953 | 67.579 | 68.291 | 69.866 | 72.559 | 75.212 | 78.497 | 82.045 | 85.835 | 88.928 | 91.552 | 93.224 | 95.295 | 96.512 | 96.91 | 97.375 | 97.793 | 99.635 | 101.346 | 103.222 | 104.438 | 105.791
Consumer Transformation | Dem_BB008b | GWh | SPD | Johnstone |  | 84.902 | 81.152 | 79.781 | 81.873 | 83.515 | 84.736 | 85.367 | 85.849 | 86.464 | 87.307 | 89.259 | 92.405 | 95.539 | 99.337 | 103.528 | 107.911 | 111.458 | 114.425 | 116.266 | 118.43 | 119.621 | 119.857 | 120.13 | 120.292 | 121.746 | 123.178 | 124.737 | 125.585 | 126.401
Consumer Transformation | Dem_BB008b | GWh | SPD | Kaimes |  | 183.383 | 175.623 | 172.778 | 178.416 | 182.793 | 185.96 | 187.579 | 188.759 | 190.304 | 192.277 | 196.657 | 203.87 | 211.018 | 219.738 | 229.287 | 239.273 | 247.347 | 254.112 | 258.32 | 263.252 | 266.012 | 266.617 | 267.319 | 267.797 | 271.196 | 274.576 | 278.249 | 280.285 | 282.305
Consumer Transformation | Dem_BB008b | GWh | SPD | Kendoon |  | 0 | 0 | 0 | 0 | 0 | 0 | 0 | 0 | 0 | 0 | 0 | 0 | 0 | 0 | 0 | 0 | 0 | 0 | 0 | 0 | 0 | 0 | 0 | 0 | 0 | 0 | 0 | 0 | 0
Consumer Transformation | Dem_BB008b | GWh | SPD | Kilbowie 11 |  | 9.904 | 9.503 | 9.351 | 9.743 | 10.037 | 10.254 | 10.36 | 10.435 | 10.532 | 10.642 | 10.886 | 11.312 | 11.727 | 12.246 | 12.804 | 13.406 | 13.902 | 14.321 | 14.593 | 14.939 | 15.143 | 15.219 | 15.305 | 15.386 | 15.72 | 16.022 | 16.355 | 16.581 | 16.838
Consumer Transformation | Dem_BB008b | GWh | SPD | Kilbowie 33 |  | 36.713 | 35.263 | 34.725 | 36.231 | 37.381 | 38.196 | 38.603 | 38.888 | 39.265 | 39.701 | 40.625 | 42.214 | 43.771 | 45.697 | 47.781 | 49.984 | 51.769 | 53.278 | 54.229 | 55.378 | 56.042 | 56.239 | 56.466 | 56.663 | 57.589 | 58.485 | 59.457 | 60.056 | 60.701
Consumer Transformation | Dem_BB008b | GWh | SPD | Killermont |  | 90.683 | 87.134 | 85.817 | 89.743 | 92.725 | 94.836 | 95.897 | 96.614 | 97.59 | 98.671 | 100.979 | 104.979 | 108.905 | 113.777 | 119.02 | 124.604 | 129.152 | 133.019 | 135.471 | 138.495 | 140.272 | 140.861 | 141.54 | 142.165 | 144.811 | 147.305 | 150.025 | 151.79 | 153.74
Consumer Transformation | Dem_BB008b | GWh | SPD | Kilmarnock South |  | 81.702 | 78.101 | 76.784 | 78.791 | 80.374 | 81.545 | 82.153 | 82.609 | 83.208 | 84.023 | 85.9 | 88.927 | 91.941 | 95.589 | 99.612 | 103.816 | 107.207 | 110.04 | 111.793 | 113.831 | 114.946 | 115.148 | 115.38 | 115.501 | 116.807 | 118.113 | 119.534 | 120.276 | 120.975
Consumer Transformation | Dem_BB008b | GWh | SPD | Kilmarnock Town |  | 149.673 | 142.872 | 140.399 | 143.261 | 145.572 | 147.33 | 148.255 | 149.003 | 149.944 | 151.362 | 154.708 | 159.933 | 165.182 | 171.455 | 178.46 | 185.693 | 191.498 | 196.314 | 199.256 | 202.571 | 204.316 | 204.471 | 204.656 | 204.593 | 206.299 | 208.093 | 210.035 | 210.849 | 211.433
Consumer Transformation | Dem_BB008b | GWh | SPD | Kilwinning |  | 73.707 | 70.528 | 69.356 | 71.564 | 73.274 | 74.524 | 75.16 | 75.621 | 76.229 | 76.984 | 78.717 | 81.603 | 84.463 | 87.962 | 91.787 | 95.851 | 99.164 | 101.961 | 103.729 | 105.894 | 107.134 | 107.494 | 107.907 | 108.252 | 110.043 | 111.718 | 113.55 | 114.7 | 115.938
Consumer Transformation | Dem_BB008b | GWh | SPD | Lesmahagow |  | 0 | 0 | 0 | 15.706 | 16.047 | 16.298 | 16.426 | 16.523 | 16.649 | 16.816 | 17.196 | 17.81 | 18.421 | 19.162 | 19.979 | 20.829 | 21.515 | 22.087 | 22.441 | 22.85 | 23.075 | 23.115 | 23.162 | 23.187 | 23.446 | 23.707 | 23.992 | 24.139 | 24.276
Consumer Transformation | Dem_BB008b | GWh | SPD | Leven |  | 73.976 | 70.823 | 69.668 | 71.867 | 73.573 | 74.819 | 75.455 | 75.918 | 76.526 | 77.314 | 79.064 | 81.947 | 84.808 | 88.289 | 92.109 | 96.105 | 99.337 | 102.047 | 103.738 | 105.724 | 106.832 | 107.076 | 107.36 | 107.555 | 108.942 | 110.308 | 111.797 | 112.625 | 113.452
Consumer Transformation | Dem_BB008b | GWh | SPD | Linnmill |  | 124.845 | 119.432 | 117.457 | 105.107 | 107.392 | 109.068 | 109.93 | 110.578 | 111.417 | 112.541 | 115.079 | 119.19 | 123.282 | 128.241 | 133.706 | 139.394 | 143.983 | 147.811 | 150.181 | 152.921 | 154.424 | 154.692 | 155.009 | 155.175 | 156.907 | 158.658 | 160.56 | 161.544 | 162.459
Consumer Transformation | Dem_BB008b | GWh | SPD | Livingston East |  | 112.926 | 107.74 | 105.854 | 107.852 | 109.474 | 110.729 | 111.392 | 111.934 | 112.613 | 113.653 | 116.154 | 120.036 | 123.946 | 128.61 | 133.823 | 139.227 | 143.57 | 147.173 | 149.374 | 151.882 | 153.201 | 153.332 | 153.481 | 153.454 | 154.794 | 156.18 | 157.683 | 158.337 | 158.837
Consumer Transformation | Dem_BB008b | GWh | SPD | Maybole |  | 57.877 | 55.17 | 54.188 | 54.985 | 55.655 | 56.184 | 56.469 | 56.723 | 57.031 | 57.55 | 58.804 | 60.709 | 62.629 | 64.902 | 67.464 | 70.086 | 72.18 | 73.899 | 74.934 | 76.057 | 76.62 | 76.6 | 76.58 | 76.452 | 76.851 | 77.318 | 77.824 | 77.934 | 77.9
Consumer Transformation | Dem_BB008b | GWh | SPD | Moffat |  | 0 | 46.396 | 45.587 | 46.455 | 47.161 | 47.704 | 47.99 | 48.225 | 48.52 | 48.976 | 50.054 | 51.728 | 53.412 | 55.42 | 57.666 | 59.981 | 61.838 | 63.377 | 64.312 | 65.359 | 65.904 | 65.94 | 65.984 | 65.944 | 66.45 | 66.991 | 67.578 | 67.804 | 67.946
Consumer Transformation | Dem_BB008b | GWh | SPD | Newarthill |  | 154.997 | 148.525 | 146.153 | 151.245 | 155.185 | 158.015 | 159.459 | 160.495 | 161.865 | 163.57 | 167.316 | 173.532 | 179.689 | 187.213 | 195.432 | 204.045 | 211.012 | 216.862 | 220.509 | 224.807 | 227.231 | 227.799 | 228.462 | 228.95 | 232.013 | 235.046 | 238.336 | 240.209 | 242.106
Consumer Transformation | Dem_BB008b | GWh | SPD | Newton Stewart |  | 37.17 | 35.428 | 34.805 | 35.309 | 35.731 | 36.069 | 36.254 | 36.412 | 36.61 | 36.943 | 37.75 | 38.966 | 40.201 | 41.656 | 43.296 | 44.976 | 46.313 | 47.409 | 48.068 | 48.776 | 49.13 | 49.109 | 49.091 | 48.994 | 49.226 | 49.508 | 49.808 | 49.858 | 49.809
Consumer Transformation | Dem_BB008b | GWh | SPD | Paisley |  | 75.809 | 72.335 | 71.076 | 72.38 | 73.447 | 74.265 | 74.697 | 75.061 | 75.512 | 76.223 | 77.901 | 80.492 | 83.098 | 86.196 | 89.674 | 93.242 | 96.101 | 98.452 | 99.877 | 101.447 | 102.254 | 102.275 | 102.302 | 102.195 | 102.862 | 103.607 | 104.411 | 104.669 | 104.768
Consumer Transformation | Dem_BB008b | GWh | SPD | Partick |  | 88.554 | 84.663 | 83.242 | 85.435 | 87.161 | 88.441 | 89.104 | 89.603 | 90.253 | 91.143 | 93.188 | 96.47 | 99.743 | 103.698 | 108.065 | 112.616 | 116.288 | 119.348 | 121.24 | 123.429 | 124.621 | 124.826 | 125.061 | 125.172 | 126.542 | 127.921 | 129.413 | 130.179 | 130.881
Consumer Transformation | Dem_BB008b | GWh | SPD | Port Dundas |  | 82.223 | 78.555 | 77.219 | 79.026 | 80.463 | 81.539 | 82.102 | 82.544 | 83.104 | 83.915 | 85.783 | 88.74 | 91.703 | 95.255 | 99.208 | 103.301 | 106.587 | 109.317 | 110.99 | 112.885 | 113.902 | 114.018 | 114.16 | 114.17 | 115.212 | 116.299 | 117.472 | 118.001 | 118.424
Consumer Transformation | Dem_BB008b | GWh | SPD | Portobello |  | 202.183 | 193.294 | 190.054 | 194.992 | 198.902 | 201.785 | 203.284 | 204.425 | 205.895 | 207.939 | 212.601 | 220.068 | 227.523 | 236.508 | 246.458 | 256.784 | 265.096 | 272.019 | 276.281 | 281.159 | 283.805 | 284.201 | 284.662 | 284.828 | 287.709 | 290.667 | 293.874 | 295.434 | 296.795
Consumer Transformation | Dem_BB008b | GWh | SPD | Ravenscraig |  | 15.098 | 14.423 | 14.182 | 14.516 | 14.779 | 14.982 | 15.083 | 15.168 | 15.266 | 15.417 | 15.763 | 16.306 | 16.849 | 17.506 | 18.233 | 18.981 | 19.583 | 20.083 | 20.388 | 20.733 | 20.916 | 20.932 | 20.956 | 20.955 | 21.133 | 21.323 | 21.529 | 21.619 | 21.685
Consumer Transformation | Dem_BB008b | GWh | SPD | Redhouse |  | 93.02 | 88.972 | 87.49 | 89.854 | 91.713 | 93.078 | 93.785 | 94.326 | 95.02 | 95.977 | 98.139 | 101.607 | 105.061 | 109.231 | 113.842 | 118.611 | 122.445 | 125.634 | 127.592 | 129.812 | 131.008 | 131.169 | 131.354 | 131.405 | 132.65 | 133.956 | 135.366 | 136.016 | 136.56
Consumer Transformation | Dem_BB008b | GWh | SPD | Saltcoats A |  | 62.148 | 59.727 | 58.84 | 61.304 | 63.209 | 64.532 | 65.212 | 65.685 | 66.319 | 67.096 | 68.675 | 71.317 | 73.92 | 77.103 | 80.58 | 84.146 | 86.998 | 89.375 | 90.834 | 92.449 | 93.34 | 93.479 | 93.645 | 93.719 | 94.586 | 95.557 | 96.597 | 97.076 | 97.462
Consumer Transformation | Dem_BB008b | GWh | SPD | Saltcoats B |  | 60.188 | 57.814 | 56.939 | 59.295 | 61.11 | 62.387 | 63.031 | 63.489 | 64.089 | 64.821 | 66.338 | 68.89 | 71.405 | 74.491 | 77.849 | 81.33 | 84.135 | 86.478 | 87.934 | 89.601 | 90.543 | 90.736 | 90.97 | 91.129 | 92.205 | 93.327 | 94.537 | 95.181 | 95.791
Consumer Transformation | Dem_BB008b | GWh | SPD | Shrubhill |  | 134.658 | 128.513 | 126.277 | 128.768 | 130.78 | 132.324 | 133.138 | 133.797 | 134.631 | 135.895 | 138.889 | 143.563 | 148.254 | 153.859 | 160.119 | 166.59 | 171.785 | 176.094 | 178.719 | 181.684 | 183.239 | 183.374 | 183.532 | 183.471 | 184.987 | 186.582 | 188.306 | 189.025 | 189.535
Consumer Transformation | Dem_BB008b | GWh | SPD | Sighthill |  | 217.303 | 207.562 | 204.014 | 208.643 | 212.343 | 215.124 | 216.575 | 217.719 | 219.176 | 221.284 | 226.208 | 233.977 | 241.755 | 251.092 | 261.474 | 272.234 | 280.881 | 288.067 | 292.474 | 297.479 | 300.154 | 300.473 | 300.851 | 300.887 | 303.659 | 306.532 | 309.646 | 311.061 | 312.207
Consumer Transformation | Dem_BB008b | GWh | SPD | Spango Valley |  | 80.272 | 76.605 | 75.274 | 76.721 | 77.895 | 78.794 | 79.274 | 79.66 | 80.15 | 80.906 | 82.692 | 85.459 | 88.241 | 91.562 | 95.272 | 99.093 | 102.157 | 104.689 | 106.228 | 107.938 | 108.829 | 108.881 | 108.939 | 108.862 | 109.656 | 110.521 | 111.458 | 111.804 | 112.001
Consumer Transformation | Dem_BB008b | GWh | SPD | St Andrews Cross |  | 73.532 | 70.247 | 69.053 | 70.678 | 71.973 | 72.942 | 73.446 | 73.842 | 74.348 | 75.065 | 76.739 | 79.391 | 82.039 | 85.23 | 88.768 | 92.44 | 95.396 | 97.848 | 99.354 | 101.072 | 101.993 | 102.111 | 102.251 | 102.278 | 103.246 | 104.249 | 105.335 | 105.843 | 106.261
Consumer Transformation | Dem_BB008b | GWh | SPD | Stirling |  | 147.341 | 140.614 | 138.175 | 140.807 | 142.949 | 144.595 | 145.461 | 146.178 | 147.074 | 148.464 | 151.736 | 156.812 | 161.912 | 167.987 | 174.786 | 181.778 | 187.38 | 192.002 | 194.81 | 197.918 | 199.519 | 199.589 | 199.672 | 199.498 | 200.882 | 202.412 | 204.059 | 204.63 | 204.91
Consumer Transformation | Dem_BB008b | GWh | SPD | Strathaven |  | 108.992 | 104.308 | 102.594 | 105.62 | 107.996 | 109.72 | 110.613 | 111.275 | 112.139 | 113.286 | 115.849 | 120.014 | 124.15 | 129.165 | 134.691 | 140.434 | 145.052 | 148.91 | 151.289 | 154.02 | 155.518 | 155.769 | 156.071 | 156.215 | 157.886 | 159.604 | 161.461 | 162.394 | 163.247
Consumer Transformation | Dem_BB008b | GWh | SPD | Strathleven |  | 93.662 | 89.438 | 87.904 | 89.802 | 91.329 | 92.479 | 93.082 | 93.563 | 94.177 | 95.073 | 97.181 | 100.494 | 103.815 | 107.795 | 112.224 | 116.81 | 120.493 | 123.549 | 125.42 | 127.544 | 128.669 | 128.786 | 128.927 | 128.919 | 130.058 | 131.246 | 132.533 | 133.094 | 133.53
Consumer Transformation | Dem_BB008b | GWh | SPD | Telford Road |  | 37.583 | 36.128 | 35.582 | 37.273 | 38.558 | 39.46 | 39.915 | 40.217 | 40.63 | 41.086 | 42.052 | 43.732 | 45.382 | 47.433 | 49.636 | 51.986 | 53.904 | 55.534 | 56.573 | 57.858 | 58.619 | 58.882 | 59.181 | 59.462 | 60.613 | 61.694 | 62.878 | 63.649 | 64.515
Consumer Transformation | Dem_BB008b | GWh | SPD | Tongland |  | 77.771 | 74.227 | 72.939 | 74.317 | 75.447 | 76.304 | 76.758 | 77.137 | 77.61 | 78.351 | 80.076 | 82.753 | 85.436 | 88.635 | 92.216 | 95.883 | 98.812 | 101.227 | 102.685 | 104.271 | 105.083 | 105.087 | 105.096 | 104.965 | 105.584 | 106.303 | 107.077 | 107.292 | 107.331
Consumer Transformation | Dem_BB008b | GWh | SPD | West George Street |  | 153.933 | 146.506 | 143.828 | 145.079 | 146.227 | 147.234 | 147.798 | 148.36 | 149.023 | 150.307 | 153.529 | 158.264 | 163.083 | 168.709 | 175.131 | 181.65 | 186.836 | 191.059 | 193.564 | 196.203 | 197.443 | 197.224 | 196.983 | 196.411 | 196.949 | 197.719 | 198.541 | 198.412 | 197.8
Consumer Transformation | Dem_BB008b | GWh | SPD | Westfield |  | 47.874 | 45.921 | 45.195 | 46.967 | 48.32 | 49.291 | 49.781 | 50.124 | 50.582 | 51.12 | 52.298 | 54.294 | 56.266 | 58.692 | 61.325 | 64.119 | 66.394 | 68.316 | 69.534 | 71.024 | 71.881 | 72.141 | 72.444 | 72.71 | 73.949 | 75.125 | 76.408 | 77.214 | 78.092
Consumer Transformation | Dem_BB008b | GWh | SPD | Whitehouse |  | 89.758 | 85.863 | 84.435 | 86.971 | 88.935 | 90.386 | 91.126 | 91.67 | 92.381 | 93.298 | 95.398 | 98.844 | 102.27 | 106.449 | 111.029 | 115.867 | 119.794 | 123.098 | 125.172 | 127.66 | 129.07 | 129.425 | 129.839 | 130.153 | 132.059 | 133.875 | 135.86 | 137.038 | 138.269
Consumer Transformation | Dem_BB008b | GWh | SPD | Wishaw |  | 132.731 | 127.122 | 125.064 | 129.159 | 132.346 | 134.645 | 135.82 | 136.676 | 137.798 | 139.231 | 142.404 | 147.629 | 152.811 | 159.128 | 166.049 | 173.284 | 179.134 | 184.032 | 187.084 | 190.659 | 192.659 | 193.093 | 193.604 | 193.954 | 196.417 | 198.865 | 201.528 | 203.003 | 204.469
Consumer Transformation | Dem_BB008b | GWh | SPM | Birkenhead |  | 424.168 | 407.311 | 401.084 | 417.236 | 429.823 | 438.557 | 443.058 | 446.218 | 450.418 | 455.766 | 466.453 | 484.29 | 501.874 | 523.363 | 546.951 | 570.938 | 590.13 | 606.054 | 615.795 | 626.089 | 631.847 | 632.493 | 633.298 | 633.428 | 637.66 | 643.35 | 649.366 | 651.663 | 653.076
Consumer Transformation | Dem_BB008b | GWh | SPM | Capenhurst |  | 728.398 | 697.819 | 686.643 | 707.818 | 724.557 | 736.438 | 742.664 | 747.304 | 753.318 | 761.636 | 779.123 | 807.272 | 835.238 | 868.978 | 906.362 | 944.232 | 974.403 | 999.257 | 1014.267 | 1029.982 | 1038.296 | 1038.457 | 1038.718 | 1037.643 | 1042.682 | 1049.825 | 1057.307 | 1059.071 | 1058.827
Consumer Transformation | Dem_BB008b | GWh | SPM | Carrington |  | 617.156 | 592.538 | 583.465 | 606.285 | 624.083 | 636.453 | 642.846 | 647.375 | 653.368 | 661.065 | 676.547 | 702.229 | 727.575 | 758.478 | 792.436 | 826.925 | 854.492 | 877.32 | 891.246 | 905.943 | 914.064 | 914.833 | 915.793 | 915.753 | 921.547 | 929.38 | 937.631 | 940.571 | 942.121
Consumer Transformation | Dem_BB008b | GWh | SPM | Connah's Quay |  | 484.637 | 465.114 | 457.942 | 474.762 | 487.91 | 497.094 | 501.869 | 505.3 | 509.809 | 515.718 | 527.747 | 547.492 | 567.015 | 590.73 | 616.828 | 643.289 | 664.398 | 681.823 | 692.4 | 703.529 | 709.549 | 709.916 | 710.397 | 710.034 | 714.092 | 719.617 | 725.419 | 727.174 | 727.706
Consumer Transformation | Dem_BB008b | GWh | SPM | Fiddlers Ferry |  | 816.936 | 782.243 | 769.58 | 791.828 | 809.494 | 822.108 | 828.748 | 833.767 | 840.237 | 849.368 | 868.777 | 899.783 | 930.64 | 967.761 | 1008.985 | 1050.706 | 1083.925 | 1111.244 | 1127.7 | 1144.886 | 1153.871 | 1153.843 | 1153.902 | 1152.413 | 1157.579 | 1165.016 | 1172.796 | 1174.309 | 1173.465
Consumer Transformation | Dem_BB008b | GWh | SPM | Frodsham |  | 477.977 | 458.328 | 451.12 | 466.806 | 479.126 | 487.779 | 492.274 | 495.533 | 499.801 | 505.493 | 517.2 | 536.353 | 555.313 | 578.329 | 603.731 | 629.509 | 650.095 | 667.111 | 677.456 | 688.331 | 694.245 | 694.639 | 695.145 | 694.827 | 698.793 | 704.255 | 710.011 | 711.832 | 712.478
Consumer Transformation | Dem_BB008b | GWh | SPM | Kirkby (_D) |  | 458.706 | 439.814 | 432.878 | 447.876 | 459.669 | 467.947 | 472.247 | 475.366 | 479.456 | 484.91 | 496.137 | 514.494 | 532.675 | 554.735 | 579.1 | 603.814 | 623.552 | 639.869 | 649.786 | 660.208 | 665.875 | 666.251 | 666.736 | 666.426 | 670.215 | 675.45 | 680.964 | 682.699 | 683.317
Consumer Transformation | Dem_BB008b | GWh | SPM | Legacy |  | 695.926 | 666.693 | 656.003 | 676.335 | 692.468 | 703.873 | 709.842 | 714.283 | 720.046 | 728.016 | 744.739 | 771.672 | 798.426 | 830.707 | 866.479 | 902.696 | 931.56 | 955.333 | 969.688 | 984.737 | 992.694 | 992.853 | 993.112 | 992.094 | 996.953 | 1003.803 | 1010.981 | 1012.692 | 1012.479
Consumer Transformation | Dem_BB008b | GWh | SPM | Lister Drive |  | 654.099 | 627.405 | 617.591 | 639.791 | 657.206 | 669.389 | 675.709 | 680.257 | 686.237 | 694.129 | 710.258 | 736.734 | 762.929 | 794.764 | 829.864 | 865.478 | 893.931 | 917.456 | 931.767 | 946.825 | 955.051 | 955.656 | 956.429 | 956.093 | 961.692 | 969.38 | 977.474 | 980.111 | 981.185
Consumer Transformation | Dem_BB008b | GWh | SPM | Pentir |  | 269.762 | 258.61 | 254.531 | 262.869 | 269.449 | 274.076 | 276.498 | 278.281 | 280.604 | 283.756 | 290.314 | 300.92 | 311.44 | 324.152 | 338.2 | 352.422 | 363.752 | 373.074 | 378.707 | 384.614 | 387.739 | 387.807 | 387.918 | 387.535 | 389.471 | 392.169 | 394.997 | 395.67 | 395.593
Consumer Transformation | Dem_BB008b | GWh | SPM | Rainhill |  | 745.728 | 715.865 | 704.888 | 731.565 | 752.399 | 766.902 | 774.429 | 779.805 | 786.89 | 796.099 | 814.706 | 845.395 | 875.7 | 912.572 | 953.117 | 994.234 | 1027.049 | 1054.163 | 1070.641 | 1087.989 | 1097.445 | 1098.114 | 1098.982 | 1098.582 | 1105.076 | 1113.884 | 1123.139 | 1126.098 | 1127.218
Consumer Transformation | Dem_BB008b | GWh | SPM | St. Asaph |  | 90.734 | 86.973 | 85.595 | 88.354 | 90.529 | 92.063 | 92.868 | 93.464 | 94.236 | 95.289 | 97.492 | 101.041 | 104.564 | 108.813 | 113.518 | 118.277 | 122.065 | 125.189 | 127.067 | 129.037 | 130.08 | 130.095 | 130.127 | 129.989 | 130.62 | 131.508 | 132.439 | 132.648 | 132.605
Consumer Transformation | Dem_BB008b | GWh | SPM | Trawsfynydd |  | 253.187 | 242.604 | 238.735 | 246.248 | 252.199 | 256.397 | 258.602 | 260.235 | 262.354 | 265.269 | 271.372 | 281.212 | 290.984 | 302.773 | 315.826 | 329.044 | 339.576 | 348.241 | 353.475 | 358.957 | 361.85 | 361.901 | 361.989 | 361.612 | 363.371 | 365.851 | 368.451 | 369.054 | 368.95
Consumer Transformation | Dem_BB008b | GWh | SPM | Wylfa |  | 117.746 | 112.691 | 110.845 | 113.978 | 116.491 | 118.277 | 119.217 | 119.929 | 120.844 | 122.148 | 124.931 | 129.372 | 133.797 | 139.124 | 145.046 | 151.043 | 155.819 | 159.753 | 162.127 | 164.609 | 165.912 | 165.923 | 165.945 | 165.746 | 166.505 | 167.598 | 168.75 | 168.998 | 168.92
Consumer Transformation | Dem_BB008b | GWh | SPN | Beddington (_J) |  | 806.46 | 774.544 | 762.695 | 795.682 | 821.576 | 839.301 | 848.369 | 854.631 | 863.008 | 873.536 | 894.117 | 928.904 | 963.137 | 1005.161 | 1051.266 | 1098.161 | 1135.775 | 1167.089 | 1186.356 | 1206.769 | 1218.442 | 1220.175 | 1222.267 | 1223.188 | 1232.421 | 1244.561 | 1257.435 | 1262.984 | 1267.141
Consumer Transformation | Dem_BB008b | GWh | SPN | Bolney |  | 1746.976 | 1675.616 | 1649.446 | 1706.765 | 1751.822 | 1783.364 | 1799.804 | 1811.765 | 1827.413 | 1848.312 | 1891.212 | 1961.149 | 2030.398 | 2114.303 | 2206.849 | 2300.609 | 2375.341 | 2436.965 | 2474.269 | 2513.475 | 2534.468 | 2535.362 | 2536.608 | 2534.74 | 2548.419 | 2567.17 | 2586.84 | 2592.243 | 2593.007
Consumer Transformation | Dem_BB008b | GWh | SPN | Canterbury |  | 442.093 | 422.916 | 415.829 | 429.656 | 440.856 | 448.632 | 452.617 | 455.466 | 459.241 | 464.42 | 475.021 | 492.538 | 509.911 | 531.095 | 554.65 | 578.624 | 597.91 | 613.991 | 623.902 | 634.339 | 640.312 | 641.146 | 642.143 | 642.475 | 646.957 | 653.08 | 659.617 | 662.434 | 664.533
Consumer Transformation | Dem_BB008b | GWh | SPN | Chessington |  | 407.513 | 390.682 | 384.406 | 400.308 | 412.98 | 421.636 | 426.033 | 429.049 | 433.108 | 438.313 | 448.515 | 465.845 | 482.929 | 503.954 | 527.132 | 550.782 | 569.834 | 585.791 | 595.699 | 606.203 | 612.389 | 613.56 | 614.944 | 615.793 | 620.923 | 627.694 | 634.933 | 638.444 | 641.486
Consumer Transformation | Dem_BB008b | GWh | SPN | Kemsley |  | 257.373 | 246.325 | 242.189 | 251.993 | 259.937 | 265.337 | 268.053 | 269.895 | 272.391 | 275.641 | 281.998 | 292.877 | 303.61 | 316.877 | 331.576 | 346.6 | 358.771 | 369.031 | 375.457 | 382.272 | 386.42 | 387.376 | 388.496 | 389.323 | 392.927 | 397.701 | 402.83 | 405.565 | 408.172
Consumer Transformation | Dem_BB008b | GWh | SPN | Kingsnorth |  | 365.758 | 350.533 | 344.845 | 359.229 | 370.761 | 378.603 | 382.572 | 385.279 | 388.935 | 393.622 | 402.778 | 418.385 | 433.765 | 452.723 | 473.648 | 494.999 | 512.229 | 526.681 | 535.676 | 545.221 | 550.899 | 552.043 | 553.399 | 554.293 | 559.066 | 565.383 | 572.139 | 575.52 | 578.54
Consumer Transformation | Dem_BB008b | GWh | SPN | Littlebrook (_J) |  | 22.631 | 20.691 | 19.897 | 20.736 | 21.709 | 22.295 | 22.502 | 22.566 | 22.717 | 22.967 | 23.358 | 24.378 | 25.396 | 26.836 | 28.577 | 30.501 | 32.245 | 33.914 | 35.147 | 36.505 | 37.726 | 38.546 | 39.481 | 40.529 | 42.172 | 44.315 | 46.703 | 48.697 | 51.207
Consumer Transformation | Dem_BB008b | GWh | SPN | Ninfield |  | 850.614 | 815.802 | 802.969 | 832.909 | 856.566 | 872.962 | 881.421 | 887.434 | 895.386 | 905.81 | 926.871 | 961.741 | 996.192 | 1038.191 | 1084.485 | 1131.522 | 1169.172 | 1200.4 | 1219.492 | 1239.678 | 1250.901 | 1252.075 | 1253.527 | 1253.605 | 1261.789 | 1272.781 | 1284.411 | 1288.779 | 1291.359
Consumer Transformation | Dem_BB008b | GWh | SPN | Northfleet East |  | 891.818 | 854.472 | 840.718 | 869.8 | 892.961 | 909.086 | 917.421 | 923.422 | 931.321 | 941.948 | 963.678 | 999.382 | 1034.745 | 1077.738 | 1125.311 | 1173.608 | 1212.269 | 1244.32 | 1263.895 | 1284.483 | 1295.883 | 1296.94 | 1298.253 | 1298.09 | 1306.109 | 1317.067 | 1328.667 | 1332.846 | 1335.085
Consumer Transformation | Dem_BB008b | GWh | SPN | Richborough |  | -0.252 | -1.299 | -1.764 | -1.75 | -1.402 | -1.265 | -1.286 | -1.391 | -1.46 | -1.484 | -1.67 | -1.592 | -1.508 | -1.2 | -0.696 | -0.038 | 0.695 | 1.527 | 2.253 | 3.064 | 3.988 | 4.785 | 5.683 | 6.738 | 8.162 | 10.02 | 12.107 | 13.997 | 16.457
Consumer Transformation | Dem_BB008b | GWh | SPN | Sellindge |  | 235.414 | 224.595 | 220.544 | 227.836 | 233.947 | 238.126 | 240.22 | 241.67 | 243.623 | 246.359 | 251.897 | 261.239 | 270.511 | 281.923 | 294.707 | 307.79 | 318.424 | 327.405 | 333.055 | 339.029 | 342.69 | 343.554 | 344.553 | 345.282 | 348.398 | 352.624 | 357.19 | 359.68 | 362.084
Consumer Transformation | Dem_BB008b | GWh | SPN | West Weybridge |  | 772.984 | 741.29 | 729.579 | 757.323 | 779.266 | 794.435 | 802.24 | 807.753 | 815.063 | 824.623 | 843.804 | 875.695 | 907.205 | 945.676 | 988.091 | 1031.198 | 1065.745 | 1094.443 | 1112.035 | 1130.599 | 1141.039 | 1142.281 | 1143.797 | 1144.108 | 1151.882 | 1162.305 | 1173.354 | 1177.728 | 1180.593
Consumer Transformation | Dem_BB008b | GWh | South Wales | Aberthaw |  | 373.786 | 359.005 | 353.562 | 367.548 | 378.492 | 386.046 | 389.958 | 392.734 | 396.404 | 401.109 | 410.533 | 426.136 | 441.533 | 460.287 | 480.867 | 501.732 | 518.383 | 532.135 | 540.494 | 549.323 | 554.136 | 554.501 | 554.971 | 554.812 | 558.184 | 562.706 | 567.453 | 568.999 | 569.626
Consumer Transformation | Dem_BB008b | GWh | South Wales | Alpha Steel (Uskmouth) |  | 2.408 | 2.296 | 2.257 | 2.328 | 2.391 | 2.431 | 2.455 | 2.47 | 2.489 | 2.517 | 2.574 | 2.668 | 2.76 | 2.877 | 3.007 | 3.135 | 3.245 | 3.334 | 3.39 | 3.451 | 3.485 | 3.488 | 3.498 | 3.503 | 3.533 | 3.572 | 3.612 | 3.631 | 3.653
Consumer Transformation | Dem_BB008b | GWh | South Wales | Cardiff East |  | 293.538 | 281.14 | 276.617 | 284.795 | 291.291 | 295.906 | 298.337 | 300.162 | 302.524 | 305.835 | 312.842 | 324.047 | 335.192 | 348.61 | 363.488 | 378.545 | 390.525 | 400.372 | 406.3 | 412.501 | 415.732 | 415.716 | 415.728 | 415.187 | 417.056 | 419.723 | 422.512 | 423.038 | 422.71
Consumer Transformation | Dem_BB008b | GWh | South Wales | Grange |  | 123.968 | 119.397 | 117.706 | 123.444 | 127.875 | 130.892 | 132.443 | 133.502 | 134.925 | 136.637 | 139.919 | 145.505 | 150.979 | 157.707 | 165.028 | 172.456 | 178.396 | 183.314 | 186.322 | 189.521 | 191.314 | 191.538 | 191.815 | 191.902 | 193.297 | 195.107 | 197.006 | 197.752 | 198.232
Consumer Transformation | Dem_BB008b | GWh | South Wales | Imperial Park |  | 31.544 | 30.275 | 29.807 | 30.936 | 31.831 | 32.449 | 32.767 | 32.997 | 33.295 | 33.684 | 34.47 | 35.77 | 37.054 | 38.62 | 40.343 | 42.084 | 43.481 | 44.635 | 45.34 | 46.086 | 46.493 | 46.527 | 46.572 | 46.564 | 46.854 | 47.243 | 47.657 | 47.797 | 47.867
Consumer Transformation | Dem_BB008b | GWh | South Wales | Pembroke |  | 465.323 | 445.234 | 437.916 | 449.395 | 458.593 | 465.217 | 468.726 | 471.436 | 474.904 | 479.941 | 490.834 | 508.047 | 525.217 | 545.794 | 568.712 | 591.884 | 610.318 | 625.442 | 634.522 | 643.985 | 648.845 | 648.676 | 648.528 | 647.475 | 650.059 | 653.866 | 657.844 | 658.358 | 657.462
Consumer Transformation | Dem_BB008b | GWh | South Wales | Pyle |  | 281.291 | 269.855 | 265.666 | 275.013 | 282.359 | 287.493 | 290.169 | 292.112 | 294.656 | 298.035 | 304.962 | 316.268 | 327.46 | 341.021 | 355.968 | 371.109 | 383.176 | 393.123 | 399.142 | 405.465 | 408.845 | 408.983 | 409.181 | 408.874 | 411.062 | 414.073 | 417.229 | 418.085 | 418.183
Consumer Transformation | Dem_BB008b | GWh | South Wales | Rassau |  | 444.184 | 425.807 | 419.09 | 432.698 | 443.432 | 450.993 | 454.951 | 457.876 | 461.677 | 466.858 | 477.636 | 495.058 | 512.335 | 533.203 | 556.269 | 579.616 | 598.208 | 613.51 | 622.738 | 632.422 | 637.531 | 637.617 | 637.772 | 637.104 | 640.238 | 644.616 | 649.199 | 650.246 | 650.046
Consumer Transformation | Dem_BB008b | GWh | South Wales | Swansea North |  | 1329.687 | 1274.382 | 1254.185 | 1293.499 | 1324.534 | 1346.491 | 1358.019 | 1366.607 | 1377.736 | 1393.056 | 1425.145 | 1476.747 | 1527.983 | 1589.758 | 1658.116 | 1727.273 | 1782.297 | 1827.535 | 1854.774 | 1883.29 | 1898.204 | 1898.225 | 1898.405 | 1896.088 | 1904.93 | 1917.387 | 1930.402 | 1932.992 | 1931.706
Consumer Transformation | Dem_BB008b | GWh | South Wales | Upper Boat 132kV |  | 367.018 | 352.668 | 347.387 | 361.437 | 372.387 | 379.945 | 383.866 | 386.638 | 390.304 | 394.97 | 404.283 | 419.719 | 434.936 | 453.478 | 473.804 | 494.404 | 510.825 | 524.387 | 532.624 | 541.311 | 546.039 | 546.378 | 546.821 | 546.639 | 549.949 | 554.366 | 558.996 | 560.467 | 561.01
Consumer Transformation | Dem_BB008b | GWh | South Wales | Upper Boat 33kV |  | 108.285 | 103.79 | 102.145 | 105.437 | 108.037 | 109.87 | 110.831 | 111.538 | 112.461 | 113.721 | 116.342 | 120.579 | 124.781 | 129.861 | 135.477 | 141.162 | 145.689 | 149.413 | 151.661 | 154.021 | 155.267 | 155.293 | 155.331 | 155.173 | 155.937 | 157.011 | 158.129 | 158.391 | 158.349
Consumer Transformation | Dem_BB008b | GWh | South Wales | Uskmouth |  | 475.268 | 456.129 | 449.106 | 465.557 | 478.466 | 487.445 | 492.116 | 495.484 | 499.903 | 505.706 | 517.507 | 536.85 | 555.979 | 579.191 | 604.742 | 630.624 | 651.256 | 668.274 | 678.584 | 689.437 | 695.27 | 695.572 | 695.976 | 695.545 | 699.426 | 704.708 | 710.243 | 711.831 | 712.168
Consumer Transformation | Dem_BB008b | GWh | South Western | Abham |  | 510.768 | 489.859 | 482.192 | 498.98 | 512.207 | 521.45 | 526.263 | 529.76 | 534.338 | 540.444 | 552.984 | 573.447 | 593.708 | 618.267 | 645.353 | 672.81 | 694.705 | 712.768 | 723.715 | 735.242 | 741.431 | 741.736 | 742.15 | 741.661 | 745.737 | 751.322 | 757.185 | 758.868 | 759.226
Consumer Transformation | Dem_BB008b | GWh | South Western | Alverdiscott |  | 478.197 | 458.159 | 450.826 | 465.011 | 476.26 | 484.197 | 488.351 | 491.429 | 495.428 | 500.932 | 512.453 | 531.039 | 549.496 | 571.779 | 596.453 | 621.451 | 641.373 | 657.788 | 667.71 | 678.125 | 683.651 | 683.794 | 684.015 | 683.359 | 686.79 | 691.596 | 696.632 | 697.889 | 697.849
Consumer Transformation | Dem_BB008b | GWh | South Western | Axminster |  | 339.104 | 325.344 | 320.287 | 331.996 | 341.192 | 347.594 | 350.919 | 353.306 | 356.446 | 360.578 | 368.976 | 382.774 | 396.415 | 412.997 | 431.261 | 449.78 | 464.572 | 476.792 | 484.215 | 492.043 | 496.304 | 496.6 | 496.983 | 496.787 | 499.714 | 503.678 | 507.851 | 509.186 | 509.689
Consumer Transformation | Dem_BB008b | GWh | South Western | Bridgewater |  | 402.801 | 386.155 | 380.049 | 392.853 | 402.967 | 410.053 | 413.748 | 416.447 | 419.972 | 424.729 | 434.55 | 450.529 | 466.363 | 485.534 | 506.716 | 528.184 | 545.305 | 559.435 | 567.993 | 576.998 | 581.827 | 582.051 | 582.352 | 581.941 | 585.086 | 589.421 | 593.976 | 595.261 | 595.504
Consumer Transformation | Dem_BB008b | GWh | South Western | Exeter |  | 725.04 | 695.135 | 684.181 | 706.918 | 724.85 | 737.439 | 744.02 | 748.858 | 755.155 | 763.683 | 781.34 | 809.973 | 838.358 | 872.682 | 910.601 | 948.998 | 979.599 | 1004.804 | 1020.037 | 1036.037 | 1044.534 | 1044.78 | 1045.156 | 1044.214 | 1049.581 | 1057.012 | 1064.796 | 1066.761 | 1066.743
Consumer Transformation | Dem_BB008b | GWh | South Western | Indian Queens |  | 817.698 | 785.605 | 773.794 | 804.733 | 828.847 | 845.523 | 854.167 | 860.298 | 868.391 | 878.741 | 899.428 | 933.691 | 967.472 | 1008.628 | 1053.75 | 1099.487 | 1135.966 | 1166.082 | 1184.372 | 1203.677 | 1214.167 | 1214.918 | 1215.889 | 1215.468 | 1222.807 | 1232.607 | 1242.885 | 1246.143 | 1247.346
Consumer Transformation | Dem_BB008b | GWh | South Western | Landulph |  | 363.375 | 350.031 | 345.072 | 362.166 | 375.385 | 384.366 | 388.975 | 392.115 | 396.331 | 401.391 | 411.047 | 427.525 | 443.668 | 463.525 | 485.121 | 507.054 | 524.587 | 539.134 | 548.041 | 557.526 | 562.868 | 563.589 | 564.475 | 564.819 | 569.06 | 574.53 | 580.285 | 582.617 | 584.21
Consumer Transformation | Dem_BB008b | GWh | South Western | Seabank |  | 731.536 | 701.818 | 690.914 | 715.333 | 734.506 | 747.903 | 754.882 | 759.951 | 766.584 | 775.386 | 793.423 | 822.86 | 851.993 | 887.305 | 926.221 | 965.65 | 997.073 | 1022.977 | 1038.659 | 1055.154 | 1063.984 | 1064.37 | 1064.901 | 1064.138 | 1069.912 | 1077.81 | 1086.093 | 1088.37 | 1088.7
Consumer Transformation | Dem_BB008b | GWh | South Western | Taunton |  | 286.716 | 274.907 | 270.568 | 279.969 | 287.396 | 292.586 | 295.28 | 297.237 | 299.795 | 303.22 | 310.243 | 321.725 | 333.1 | 346.891 | 362.124 | 377.569 | 389.903 | 400.088 | 406.276 | 412.794 | 416.325 | 416.545 | 416.835 | 416.626 | 419 | 422.254 | 425.674 | 426.737 | 427.093
Consumer Transformation | Dem_BB008b | GWh | West Midlands | Bishops Wood |  | 1013.954 | 971.821 | 956.287 | 990.445 | 1017.562 | 1036.409 | 1046.132 | 1053.093 | 1062.274 | 1074.509 | 1099.369 | 1140.366 | 1180.938 | 1230.334 | 1284.921 | 1340.359 | 1384.744 | 1421.561 | 1444.073 | 1467.768 | 1480.948 | 1482.274 | 1483.91 | 1483.895 | 1493.342 | 1506.16 | 1519.732 | 1524.766 | 1527.66
Consumer Transformation | Dem_BB008b | GWh | West Midlands | Bushbury |  | 308.73 | 296.055 | 291.288 | 304.651 | 315.32 | 322.531 | 326.152 | 328.577 | 331.875 | 335.991 | 343.857 | 357.499 | 370.902 | 387.529 | 405.831 | 424.543 | 439.688 | 452.445 | 460.441 | 468.952 | 474.14 | 475.379 | 476.832 | 477.948 | 482.575 | 488.611 | 495.088 | 498.566 | 501.902
Consumer Transformation | Dem_BB008b | GWh | West Midlands | Bustleholme |  | 408.437 | 394.331 | 388.957 | 413.823 | 433.109 | 445.944 | 452.407 | 456.58 | 462.316 | 468.772 | 480.308 | 500.991 | 521.094 | 546.27 | 573.47 | 601.238 | 623.629 | 642.446 | 654.218 | 666.855 | 674.555 | 676.488 | 678.775 | 680.677 | 687.938 | 697.056 | 706.761 | 711.974 | 717.005
Consumer Transformation | Dem_BB008b | GWh | West Midlands | Cellarhead |  | 1142.944 | 1097.24 | 1080.343 | 1123.935 | 1158.176 | 1181.763 | 1193.902 | 1202.419 | 1213.734 | 1228.232 | 1257.032 | 1305.12 | 1352.537 | 1410.498 | 1474.198 | 1538.889 | 1590.673 | 1633.638 | 1659.939 | 1687.725 | 1703.286 | 1705.082 | 1707.288 | 1707.697 | 1719.32 | 1734.788 | 1751.137 | 1757.465 | 1761.446
Consumer Transformation | Dem_BB008b | GWh | West Midlands | Feckenham |  | 705.099 | 675.612 | 664.725 | 688.486 | 707.429 | 720.562 | 727.32 | 732.146 | 738.522 | 747.027 | 764.288 | 792.815 | 821.045 | 855.451 | 893.501 | 932.167 | 963.16 | 988.907 | 1004.686 | 1021.316 | 1030.643 | 1031.706 | 1032.999 | 1033.175 | 1039.988 | 1049.222 | 1059.024 | 1062.855 | 1065.293
Consumer Transformation | Dem_BB008b | GWh | West Midlands | Hams Hall |  | 745.241 | 714.857 | 703.635 | 730.523 | 751.763 | 766.443 | 774.003 | 779.346 | 786.431 | 795.673 | 814.213 | 845.002 | 875.415 | 912.527 | 953.417 | 994.952 | 1028.204 | 1055.802 | 1072.685 | 1090.504 | 1100.461 | 1101.56 | 1102.913 | 1103.082 | 1110.399 | 1120.223 | 1130.618 | 1134.594 | 1137.038
Consumer Transformation | Dem_BB008b | GWh | West Midlands | Iron Acton |  | 1227.698 | 1176.507 | 1157.681 | 1197.262 | 1228.667 | 1250.605 | 1261.977 | 1270.214 | 1281.022 | 1295.589 | 1325.491 | 1374.441 | 1422.941 | 1481.82 | 1546.936 | 1613.018 | 1665.856 | 1709.593 | 1736.236 | 1764.266 | 1779.625 | 1780.818 | 1782.325 | 1781.757 | 1792.329 | 1806.782 | 1822.053 | 1827.197 | 1829.511
Consumer Transformation | Dem_BB008b | GWh | West Midlands | Ironbridge |  | 429.981 | 411.798 | 405.038 | 420.585 | 433.062 | 441.629 | 445.98 | 449.005 | 453.055 | 458.371 | 468.952 | 486.782 | 504.395 | 526.021 | 549.951 | 574.359 | 594.036 | 610.51 | 620.733 | 631.554 | 637.909 | 639.068 | 640.436 | 641.223 | 646.386 | 653.272 | 660.645 | 664.176 | 667.199
Consumer Transformation | Dem_BB008b | GWh | West Midlands | Kitwell |  | 495.566 | 478.725 | 472.32 | 502.496 | 525.795 | 541.34 | 549.19 | 554.274 | 561.259 | 569.098 | 583.137 | 608.216 | 632.589 | 663.063 | 695.943 | 729.481 | 756.472 | 779.102 | 793.212 | 808.337 | 817.454 | 819.604 | 822.159 | 824.212 | 832.674 | 843.286 | 854.555 | 860.417 | 865.917
Consumer Transformation | Dem_BB008b | GWh | West Midlands | Nechells |  | 781.428 | 748.484 | 736.341 | 761.58 | 781.742 | 795.772 | 803.014 | 808.224 | 815.088 | 824.367 | 843.341 | 874.547 | 905.46 | 943.061 | 984.703 | 1027.006 | 1060.894 | 1089.02 | 1106.225 | 1124.332 | 1134.411 | 1135.432 | 1136.687 | 1136.67 | 1143.853 | 1153.657 | 1164.059 | 1167.951 | 1170.221
Consumer Transformation | Dem_BB008b | GWh | West Midlands | Ocker Hill |  | 188.983 | 180.89 | 177.846 | 185.283 | 191.295 | 195.377 | 197.422 | 198.798 | 200.673 | 203.083 | 207.773 | 215.858 | 223.822 | 233.686 | 244.61 | 255.786 | 264.854 | 272.512 | 277.326 | 282.437 | 285.579 | 286.353 | 287.253 | 287.953 | 290.748 | 294.43 | 298.395 | 300.57 | 302.69
Consumer Transformation | Dem_BB008b | GWh | West Midlands | Oldbury |  | 186.593 | 178.3 | 175.193 | 181.757 | 187.144 | 190.814 | 192.652 | 193.908 | 195.607 | 197.877 | 202.383 | 210.079 | 217.689 | 227.087 | 237.555 | 248.272 | 256.977 | 264.335 | 268.966 | 273.877 | 276.898 | 277.637 | 278.499 | 279.154 | 281.806 | 285.338 | 289.15 | 291.251 | 293.302
Consumer Transformation | Dem_BB008b | GWh | West Midlands | Penn |  | 421.931 | 406.39 | 400.536 | 422.609 | 439.77 | 451.332 | 457.176 | 461.033 | 466.295 | 472.459 | 483.869 | 503.881 | 523.429 | 547.735 | 574.163 | 601.123 | 622.838 | 641.032 | 652.364 | 664.45 | 671.685 | 673.279 | 675.17 | 676.582 | 683.053 | 691.308 | 700.091 | 704.562 | 708.66
Consumer Transformation | Dem_BB008b | GWh | West Midlands | Rugeley |  | 381.575 | 366.593 | 360.993 | 377.803 | 391.023 | 400.004 | 404.568 | 407.657 | 411.83 | 416.967 | 426.839 | 443.763 | 460.383 | 480.897 | 503.37 | 526.271 | 544.698 | 560.104 | 569.65 | 579.801 | 585.762 | 586.887 | 588.224 | 589.067 | 594.077 | 600.609 | 607.557 | 610.886 | 613.742
Consumer Transformation | Dem_BB008b | GWh | West Midlands | Shrewsbury |  | 182.598 | 174.52 | 171.503 | 177.767 | 182.893 | 186.401 | 188.167 | 189.381 | 191.024 | 193.222 | 197.625 | 205.088 | 212.478 | 221.577 | 231.708 | 242.075 | 250.478 | 257.567 | 262.01 | 266.726 | 269.588 | 270.242 | 271.002 | 271.55 | 274.003 | 277.285 | 280.82 | 282.709 | 284.503
Consumer Transformation | Dem_BB008b | GWh | West Midlands | Walham |  | 750.518 | 719.612 | 708.198 | 734.813 | 755.924 | 770.508 | 778.009 | 783.321 | 790.358 | 799.599 | 818.171 | 849.025 | 879.508 | 916.715 | 957.773 | 999.482 | 1032.91 | 1060.675 | 1077.693 | 1095.642 | 1105.731 | 1106.911 | 1108.357 | 1108.626 | 1116.086 | 1126.13 | 1136.776 | 1140.966 | 1143.68
Consumer Transformation | Dem_BB008b | GWh | West Midlands | Willenhall |  | 211.388 | 202.405 | 199.028 | 207.633 | 214.588 | 219.291 | 221.65 | 223.224 | 225.369 | 228.111 | 233.398 | 242.547 | 251.555 | 262.73 | 275.09 | 287.74 | 298.006 | 306.681 | 312.138 | 317.943 | 321.525 | 322.429 | 323.484 | 324.324 | 327.545 | 331.774 | 336.328 | 338.856 | 341.339
Consumer Transformation | Dem_BB009 | MW | ENW | Bredbury |  | 0.525 | 1.561 | 2.045 | 2.585 | 0.854 | 1.796 | 2.436 | 3.602 | 6.695 | 6.012 | 7.258 | 8.704 | 9.881 | 11.187 | 16.992 | 22.539 | 27.323 | 31.633 | 37.087 | 70.043 | 100.704 | 131.174 | 162.398 | 189.332 | 222.164 | 250.608 | 285.052 | 312.313 | 336.547
Consumer Transformation | Dem_BB009 | MW | ENW | Harker |  | 0 | 0 | 0 | 0 | 0 | 0 | 0 | 0 | 0 | 0 | 0 | 0 | 0 | 0 | 0 | 0 | 0 | 0 | 0 | 0 | 0 | 0 | 0 | 0 | 0 | 0 | 0 | 0 | 0
Consumer Transformation | Dem_BB009 | MW | ENW | Kearsley 132kV |  | 0 | 0 | 0 | 0 | 0 | 0 | 0 | 0 | 0 | 0 | 0 | 0 | 0 | 0 | 0 | 0 | 0 | 0 | 0 | 0 | 0 | 0 | 0 | 0 | 0 | 0 | 0 | 0 | 0
Consumer Transformation | Dem_BB009 | MW | ENW | Kirkby (_G) |  | 0.525 | 1.561 | 2.045 | 2.585 | 0.854 | 1.796 | 2.436 | 3.602 | 6.695 | 6.012 | 7.258 | 8.704 | 9.881 | 11.187 | 13.207 | 14.928 | 16.179 | 17.236 | 18.946 | 22.637 | 25.403 | 28.2 | 31.18 | 33.4 | 37.865 | 41.571 | 46.261 | 49.778 | 52.834
Consumer Transformation | Dem_BB009 | MW | ENW | Rochdale |  | 0 | 0 | 0 | 0 | 0 | 0 | 0 | 0 | 0 | 0 | 0 | 0 | 0 | 0 | 0 | 0 | 0 | 0 | 0 | 0 | 0 | 0 | 0 | 0 | 0 | 0 | 0 | 0 | 0
Consumer Transformation | Dem_BB009 | MW | ENW | Stalybridge |  | 0 | 0 | 0 | 0 | 0 | 0 | 0 | 0 | 0 | 0 | 0 | 0 | 0 | 0 | 0 | 0 | 0 | 0 | 0 | 0 | 0 | 0 | 0 | 0 | 0 | 0 | 0 | 0 | 0
Consumer Transformation | Dem_BB009 | MW | ENW | Stanah |  | 0 | 0 | 0 | 0 | 0 | 0 | 0 | 0 | 0 | 0 | 0 | 0 | 0 | 0 | 0 | 0 | 0 | 0 | 0 | 0 | 0 | 0 | 0 | 0 | 0 | 0 | 0 | 0 | 0
Consumer Transformation | Dem_BB009 | MW | EPN | Amersham Main |  | 0 | 0 | 0 | 0 | 0 | 0 | 0 | 0 | 0 | 0 | 0 | 0 | 0 | 0 | 0 | 0 | 0 | 0 | 0 | 0 | 0 | 0 | 0 | 0 | 0 | 0 | 0 | 0 | 0
Consumer Transformation | Dem_BB009 | MW | EPN | Braintree |  | 0 | 0 | 0 | 0 | 0.709 | 2.365 | 3.986 | 6.705 | 13.587 | 27.715 | 47.591 | 70.318 | 91.903 | 115.264 | 146.699 | 175.162 | 197.959 | 217.971 | 246.094 | 281.323 | 302.353 | 325.418 | 356.051 | 378.9 | 408.813 | 431.662 | 463.748 | 486.593 | 502.707
Consumer Transformation | Dem_BB009 | MW | EPN | Burwell Main |  | 0 | 0 | 0 | 0 | 0 | 0 | 0 | 0 | 0 | 0 | 0 | 0 | 0 | 0 | 0 | 0 | 0 | 0 | 0 | 0 | 0 | 0 | 0 | 0 | 0 | 0 | 0 | 0 | 0
Consumer Transformation | Dem_BB009 | MW | EPN | Eaton Socon |  | 0 | 0 | 0 | 0 | 0 | 0 | 0 | 0 | 0 | 0 | 0 | 0 | 0 | 0 | 2.345 | 4.716 | 6.905 | 8.921 | 11.241 | 29.375 | 46.661 | 63.809 | 81.31 | 96.624 | 114.202 | 129.531 | 147.968 | 162.681 | 175.804
Consumer Transformation | Dem_BB009 | MW | EPN | Norwich Main |  | 0 | 0 | 0 | 0 | 0 | 0 | 0 | 0 | 0 | 0 | 0 | 0 | 0 | 0 | 0 | 0 | 0 | 0 | 0 | 0 | 0 | 0 | 0 | 0 | 0 | 0 | 0 | 0 | 0
Consumer Transformation | Dem_BB009 | MW | EPN | Rayleigh |  | 0 | 0 | 0 | 0 | 0 | 0 | 0 | 0 | 0 | 0 | 0 | 0 | 0 | 0 | 0 | 0 | 0 | 0 | 0 | 0 | 0 | 0 | 0 | 0 | 0 | 0 | 0 | 0 | 0
Consumer Transformation | Dem_BB009 | MW | EPN | Sundon |  | 0 | 0 | 0 | 0 | 0 | 0 | 0 | 0 | 0 | 0 | 0 | 0 | 0 | 0 | 0 | 0 | 0 | 0 | 0 | 0 | 0 | 0 | 0 | 0 | 0 | 0 | 0 | 0 | 0
Consumer Transformation | Dem_BB009 | MW | EPN | Tilbury |  | 0 | 0 | 0 | 0 | 0 | 0 | 0 | 0 | 0 | 0 | 0 | 0 | 0 | 0 | 0 | 0 | 0 | 0 | 0 | 0 | 0 | 0 | 0 | 0 | 0 | 0 | 0 | 0 | 0
Consumer Transformation | Dem_BB009 | MW | East Midlands | Berkswell |  | 0 | 0 | 0 | 0 | 0 | 0 | 0 | 0 | 0 | 0 | 0 | 0 | 0 | 0 | 0 | 0 | 0 | 0 | 0 | 0 | 0 | 0 | 0 | 0 | 0 | 0 | 0 | 0 | 0
Consumer Transformation | Dem_BB009 | MW | East Midlands | Bicker Fen |  | 0 | 0 | 0 | 0 | 0 | 0 | 0 | 0 | 0 | 0 | 0 | 0 | 0 | 0 | 0 | 0 | 0 | 0 | 0 | 0 | 0 | 0 | 0 | 0 | 0 | 0 | 0 | 0 | 0
Consumer Transformation | Dem_BB009 | MW | East Midlands | Chesterfield |  | 0 | 0 | 0 | 0 | 0 | 0 | 0 | 0 | 0 | 0 | 0 | 0 | 0 | 0 | 0 | 0 | 0 | 0 | 0 | 0 | 0 | 0 | 0 | 0 | 0 | 0 | 0 | 0 | 0
Consumer Transformation | Dem_BB009 | MW | East Midlands | Coventry |  | 0 | 0 | 0 | 0 | 0 | 0 | 0 | 0 | 0 | 0 | 0 | 0 | 0 | 0 | 0 | 0 | 0 | 0 | 0 | 0 | 0 | 0 | 0 | 0 | 0 | 0 | 0 | 0 | 0
Consumer Transformation | Dem_BB009 | MW | East Midlands | East Claydon (_B) |  | 0 | 0 | 0 | 0 | 0 | 0 | 0 | 0 | 0 | 0 | 0 | 0 | 0 | 0 | 0 | 0 | 0 | 0 | 0 | 0 | 0 | 0 | 0 | 0 | 0 | 0 | 0 | 0 | 0
Consumer Transformation | Dem_BB009 | MW | East Midlands | Enderby |  | 0 | 0 | 0 | 0 | 0 | 0 | 0 | 0 | 0 | 0 | 0 | 0 | 0 | 0 | 0 | 0 | 0 | 0 | 0 | 0 | 0 | 0 | 0 | 0 | 0 | 0 | 0 | 0 | 0
Consumer Transformation | Dem_BB009 | MW | East Midlands | Grendon |  | 0 | 0 | 0 | 0 | 0 | 0 | 0 | 0 | 0 | 0 | 0 | 0 | 0 | 0 | 0 | 0 | 0 | 0 | 0 | 0 | 0 | 0 | 0 | 0 | 0 | 0 | 0 | 0 | 0
Consumer Transformation | Dem_BB009 | MW | East Midlands | Ratcliffe |  | 0 | 0 | 0 | 0 | 0 | 0 | 0 | 0 | 0 | 0 | 0 | 0 | 0 | 0 | 0 | 0 | 0 | 0 | 0 | 0 | 0 | 0 | 0 | 0 | 0 | 0 | 0 | 0 | 0
Consumer Transformation | Dem_BB009 | MW | East Midlands | Staythorpe |  | 0 | 0 | 0 | 0 | 0 | 0 | 0 | 0 | 0 | 0 | 0 | 0 | 0 | 0 | 0 | 0 | 0 | 0 | 0 | 0 | 0 | 0 | 0 | 0 | 0 | 0 | 0 | 0 | 0
Consumer Transformation | Dem_BB009 | MW | East Midlands | Walpole (_B) |  | 0 | 0 | 0 | 0 | 0 | 0 | 0 | 0 | 0 | 0 | 0 | 0 | 0 | 0 | 0 | 0 | 0 | 0 | 0 | 0 | 0 | 0 | 0 | 0 | 0 | 0 | 0 | 0 | 0
Consumer Transformation | Dem_BB009 | MW | East Midlands | Willington |  | 0 | 0 | 0 | 0 | 0 | 0 | 0 | 0 | 0 | 0 | 0 | 0 | 0 | 0 | 0 | 0 | 0 | 0 | 0 | 0 | 0 | 0 | 0 | 0 | 0 | 0 | 0 | 0 | 0
Consumer Transformation | Dem_BB009 | MW | IDNO - Refer to Comment Field | Tynemouth 2 |  | 0 | 0 | 0 | 0 | 0 | 0 | 0 | 0 | 0 | 0 | 0 | 0 | 0 | 0 | 0 | 0 | 0 | 0 | 0 | 0 | 0 | 0 | 0 | 0 | 0 | 0 | 0 | 0 | 0 | Note: TYNE2 is operated by an IDNO allocated to GSP Group/licence area F
Consumer Transformation | Dem_BB009 | MW | NGET | Direct(NGET) |  | 0 | 0 | 0 | 0 | 17.033 | 56.787 | 95.693 | 160.982 | 326.198 | 512.453 | 821.575 | 1219.145 | 1553.32 | 1916.286 | 2349.661 | 2732.05 | 3026.078 | 3276.531 | 3652.032 | 5335.228 | 6838.52 | 8327.94 | 9788.697 | 10994.797 | 12535.699 | 13817.811 | 15432.521 | 16640.436 | 17708.788
Consumer Transformation | Dem_BB009 | MW | NPgN | Blyth 66kV |  | 0 | 0 | 0 | 0 | 4.633 | 15.447 | 26.029 | 43.788 | 88.728 | 72.791 | 78.652 | 82.622 | 86.335 | 89.931 | 92.66 | 93.016 | 90.992 | 89.608 | 91.166 | 94.048 | 91.793 | 90.434 | 91.874 | 91.557 | 92.663 | 92.337 | 93.78 | 93.831 | 92.179
Consumer Transformation | Dem_BB009 | MW | NPgN | Hart Moor |  | 0 | 0 | 0 | 0 | 0 | 0 | 0 | 0 | 0 | 0 | 0 | 0 | 0 | 0 | 0 | 0 | 0 | 0 | 0 | 0 | 0 | 0 | 0 | 0 | 0 | 0 | 0 | 0 | 0
Consumer Transformation | Dem_BB009 | MW | NPgN | Knaresborough |  | 0 | 0 | 0 | 0 | 0 | 0 | 0 | 0 | 0 | 0 | 0 | 0 | 0 | 0 | 0 | 0 | 0 | 0 | 0 | 0 | 0 | 0 | 0 | 0 | 0 | 0 | 0 | 0 | 0
Consumer Transformation | Dem_BB009 | MW | NPgN | Lackenby |  | 0 | 0 | 0 | 0 | 0 | 0 | 0 | 0 | 0 | 0 | 0 | 0 | 0 | 0 | 0 | 0 | 0 | 0 | 0 | 0 | 0 | 0 | 0 | 0 | 0 | 0 | 0 | 0 | 0
Consumer Transformation | Dem_BB009 | MW | NPgN | Norton |  | 0 | 0 | 0 | 0 | 0 | 0 | 0 | 0 | 0 | 0 | 0 | 0 | 0 | 0 | 0 | 0 | 0 | 0 | 0 | 0 | 0 | 0 | 0 | 0 | 0 | 0 | 0 | 0 | 0
Consumer Transformation | Dem_BB009 | MW | NPgN | Offerton |  | 0 | 0 | 0 | 0 | 0 | 0 | 0 | 0 | 0 | 0 | 0 | 0 | 0 | 0 | 0 | 0 | 0 | 0 | 0 | 0 | 0 | 0 | 0 | 0 | 0 | 0 | 0 | 0 | 0
Consumer Transformation | Dem_BB009 | MW | NPgN | Osbaldwick |  | 0 | 0 | 0 | 0 | 0 | 0 | 0 | 0 | 0 | 0 | 0 | 0 | 0 | 0 | 0 | 0 | 0 | 0 | 0 | 0 | 0 | 0 | 0 | 0 | 0 | 0 | 0 | 0 | 0
Consumer Transformation | Dem_BB009 | MW | NPgN | South Shields |  | 0 | 0 | 0 | 0 | 0 | 0 | 0 | 0 | 0 | 0 | 0 | 0 | 0 | 0 | 0 | 0 | 0 | 0 | 0 | 0 | 0 | 0 | 0 | 0 | 0 | 0 | 0 | 0 | 0
Consumer Transformation | Dem_BB009 | MW | NPgN | Stella North |  | 0 | 0 | 0 | 0 | 0 | 0 | 0 | 0 | 0 | 0 | 0 | 0 | 0 | 0 | 0 | 0 | 0 | 0 | 0 | 0 | 0 | 0 | 0 | 0 | 0 | 0 | 0 | 0 | 0
Consumer Transformation | Dem_BB009 | MW | NPgY | Bradford West |  | 0 | 0 | 0 | 0 | 0 | 0 | 0 | 0 | 0 | 0 | 0 | 0 | 0 | 0 | 0 | 0 | 0 | 0 | 0 | 0 | 0 | 0 | 0 | 0 | 0 | 0 | 0 | 0 | 0
Consumer Transformation | Dem_BB009 | MW | NPgY | Camblesforth |  | 0 | 0 | 0 | 0 | 0 | 0 | 0 | 0 | 0 | 0 | 0 | 0 | 0 | 0 | 0 | 0 | 0 | 0 | 0 | 0 | 0 | 0 | 0 | 0 | 0 | 0 | 0 | 0 | 0
Consumer Transformation | Dem_BB009 | MW | NPgY | Creyke Beck |  | 0 | 0 | 0 | 0 | 0 | 0 | 0 | 0 | 0 | 0 | 0 | 0 | 0 | 0 | 0 | 0 | 0 | 0 | 0 | 0 | 0 | 0 | 0 | 0 | 0 | 0 | 0 | 0 | 0
Consumer Transformation | Dem_BB009 | MW | NPgY | Elland |  | 0.525 | 1.561 | 2.045 | 2.585 | 0.854 | 1.796 | 2.436 | 3.602 | 6.695 | 6.012 | 7.258 | 8.704 | 9.881 | 11.187 | 13.207 | 14.928 | 16.179 | 17.236 | 18.946 | 22.637 | 25.403 | 28.2 | 31.18 | 33.4 | 37.865 | 41.571 | 46.261 | 49.778 | 52.834
Consumer Transformation | Dem_BB009 | MW | NPgY | Grimsby West |  | 0 | 0 | 0 | 0 | 0 | 0 | 0 | 0 | 0 | 0 | 0 | 0 | 0 | 0 | 0 | 0 | 0 | 0 | 0 | 0 | 0 | 0 | 0 | 0 | 0 | 0 | 0 | 0 | 0
Consumer Transformation | Dem_BB009 | MW | NPgY | Kirkstall B |  | 0 | 0 | 0 | 0 | 0 | 0 | 0 | 0 | 0 | 0 | 0 | 0 | 0 | 0 | 0 | 0 | 0 | 0 | 0 | 0 | 0 | 0 | 0 | 0 | 0 | 0 | 0 | 0 | 0
Consumer Transformation | Dem_BB009 | MW | NPgY | Neepsend |  | 0.525 | 1.561 | 2.045 | 2.585 | 0.854 | 1.796 | 2.436 | 3.602 | 6.695 | 6.012 | 7.258 | 8.704 | 9.881 | 11.187 | 13.207 | 14.928 | 16.179 | 17.236 | 18.946 | 22.637 | 25.403 | 28.2 | 31.18 | 33.4 | 37.865 | 41.571 | 46.261 | 49.778 | 52.834
Consumer Transformation | Dem_BB009 | MW | NPgY | Templeborough |  | 0 | 0 | 0 | 0 | 0 | 0 | 0 | 0 | 0 | 0 | 0 | 0 | 0 | 0 | 0 | 0 | 0 | 0 | 0 | 0 | 0 | 0 | 0 | 0 | 0 | 0 | 0 | 0 | 0
Consumer Transformation | Dem_BB009 | MW | SEPD | Acton Lane 66kV |  | 1.111 | 3.306 | 4.331 | 5.475 | 3.146 | 8.265 | 12.678 | 20.277 | 39.809 | 65.016 | 105.151 | 110.457 | 151.844 | 196.912 | 202.888 | 203.668 | 199.237 | 196.205 | 199.617 | 205.927 | 200.991 | 198.014 | 201.168 | 200.474 | 202.894 | 202.181 | 205.341 | 205.453 | 201.835
Consumer Transformation | Dem_BB009 | MW | SEPD | Botley Wood |  | 0 | 0 | 0 | 0 | 0.868 | 2.894 | 4.876 | 8.203 | 16.622 | 33.906 | 58.223 | 86.027 | 112.434 | 141.015 | 175.043 | 205.386 | 229.142 | 249.817 | 279.84 | 288.686 | 281.766 | 277.594 | 282.015 | 281.042 | 284.435 | 283.436 | 287.864 | 288.022 | 282.95
Consumer Transformation | Dem_BB009 | MW | SEPD | Bramley |  | 0 | 0 | 0 | 0 | 0 | 0 | 0 | 0 | 0 | 0 | 0 | 0 | 0 | 0 | 0 | 0 | 0 | 0 | 0 | 0 | 0 | 0 | 0 | 0 | 0 | 0 | 0 | 0 | 0
Consumer Transformation | Dem_BB009 | MW | SEPD | Chickerell |  | 0 | 0 | 0 | 0 | 0 | 0 | 0 | 0 | 0 | 0 | 0 | 0 | 0 | 0 | 0 | 0 | 0 | 0 | 0 | 0 | 0 | 0 | 0 | 0 | 0 | 0 | 0 | 0 | 0
Consumer Transformation | Dem_BB009 | MW | SEPD | Fawley |  | 0 | 0 | 0 | 0 | 0 | 0 | 0 | 0 | 0 | 0 | 0 | 0 | 0 | 0 | 0 | 0 | 0 | 0 | 0 | 0 | 0 | 0 | 0 | 0 | 0 | 0 | 0 | 0 | 0
Consumer Transformation | Dem_BB009 | MW | SEPD | Fleet |  | 0 | 0 | 0 | 0 | 0 | 0 | 0 | 0 | 0 | 0 | 0 | 0 | 0 | 0 | 0 | 0 | 0 | 0 | 0 | 0 | 0 | 0 | 0 | 0 | 0 | 0 | 0 | 0 | 0
Consumer Transformation | Dem_BB009 | MW | SEPD | Iver 132kV |  | 0 | 0 | 0 | 0 | 0 | 0 | 0 | 0 | 0 | 0 | 0 | 0 | 0 | 0 | 0 | 0 | 0 | 0 | 0 | 0 | 0 | 0 | 0 | 0 | 0 | 0 | 0 | 0 | 0
Consumer Transformation | Dem_BB009 | MW | SEPD | Lovedean |  | 0 | 0 | 0 | 0 | 0 | 0 | 0 | 0 | 0 | 0 | 0 | 0 | 0 | 0 | 0 | 0 | 0 | 0 | 0 | 0 | 0 | 0 | 0 | 0 | 0 | 0 | 0 | 0 | 0
Consumer Transformation | Dem_BB009 | MW | SEPD | Mannington |  | 0 | 0 | 0 | 0 | 0 | 0 | 0 | 0 | 0 | 0 | 0 | 0 | 0 | 0 | 0 | 0 | 0 | 0 | 0 | 0 | 0 | 0 | 0 | 0 | 0 | 0 | 0 | 0 | 0
Consumer Transformation | Dem_BB009 | MW | SEPD | Minety |  | 0 | 0 | 0 | 0 | 0 | 0 | 0 | 0 | 0 | 0 | 0 | 0 | 0 | 0 | 0 | 0 | 0 | 0 | 0 | 0 | 0 | 0 | 0 | 0 | 0 | 0 | 0 | 0 | 0
Consumer Transformation | Dem_BB009 | MW | SHEPD | Abernethy |  | 0 | 0 | 0 | 0 | 0 | 0 | 0 | 0 | 0 | 0 | 0 | 0 | 0 | 0 | 0 | 0 | 0 | 0 | 0 | 0 | 0 | 0 | 0 | 0 | 0 | 0 | 0 | 0 | 0
Consumer Transformation | Dem_BB009 | MW | SHEPD | Alness |  | 0 | 0 | 0 | 0 | 0 | 0 | 0 | 0 | 0 | 0 | 0 | 0 | 0 | 0 | 0 | 0 | 0 | 0 | 0 | 0 | 0 | 0 | 0 | 0 | 0 | 0 | 0 | 0 | 0
Consumer Transformation | Dem_BB009 | MW | SHEPD | Arbroath |  | 0 | 0 | 0 | 0 | 0 | 0 | 0 | 0 | 0 | 0 | 0 | 0 | 0 | 0 | 0 | 0 | 0 | 0 | 0 | 0 | 0 | 0 | 0 | 0 | 0 | 0 | 0 | 0 | 0
Consumer Transformation | Dem_BB009 | MW | SHEPD | Ardmore |  | 0 | 0 | 0 | 0 | 0 | 0 | 0 | 0 | 0 | 0 | 0 | 0 | 0 | 0 | 0 | 0 | 0 | 0 | 0 | 0 | 0 | 0 | 0 | 0 | 0 | 0 | 0 | 0 | 0
Consumer Transformation | Dem_BB009 | MW | SHEPD | Boat of Garten |  | 0 | 0 | 0 | 0 | 0 | 0 | 0 | 0 | 0 | 0 | 0 | 0 | 0 | 0 | 0 | 0 | 0 | 0 | 0 | 0 | 0 | 0 | 0 | 0 | 0 | 0 | 0 | 0 | 0
Consumer Transformation | Dem_BB009 | MW | SHEPD | Bridge of Dun |  | 0 | 0 | 0 | 0 | 5.421 | 18.075 | 30.459 | 51.24 | 103.828 | 85.179 | 92.037 | 96.682 | 101.027 | 105.235 | 108.429 | 108.845 | 106.477 | 104.857 | 106.68 | 117.324 | 129.892 | 138.417 | 140.621 | 140.136 | 141.828 | 141.33 | 143.538 | 143.617 | 141.427
Consumer Transformation | Dem_BB009 | MW | SHEPD | Carradale |  | 0 | 0 | 0 | 0 | 0 | 0 | 0 | 0 | 0 | 0 | 0 | 0 | 0 | 0 | 0 | 0 | 0 | 0 | 0 | 0 | 0 | 0 | 0 | 0 | 0 | 0 | 0 | 0 | 0
Consumer Transformation | Dem_BB009 | MW | SHEPD | Clayhills |  | 0.525 | 1.561 | 2.045 | 2.585 | 0.854 | 1.796 | 2.436 | 3.602 | 6.695 | 6.012 | 7.258 | 8.704 | 9.881 | 11.187 | 13.207 | 14.928 | 16.179 | 17.236 | 18.946 | 22.637 | 25.403 | 28.2 | 31.18 | 33.4 | 37.865 | 41.571 | 46.261 | 49.778 | 52.834
Consumer Transformation | Dem_BB009 | MW | SHEPD | Dudhope |  | 0 | 0 | 0 | 0 | 0 | 0 | 0 | 0 | 0 | 0 | 0 | 0 | 0 | 0 | 0 | 0 | 0 | 0 | 0 | 0 | 0 | 0 | 0 | 0 | 0 | 0 | 0 | 0 | 0
Consumer Transformation | Dem_BB009 | MW | SHEPD | Fraserburgh |  | 0 | 0 | 0 | 0 | 0 | 0 | 0 | 0 | 0 | 0 | 0 | 0 | 0 | 0 | 0 | 0 | 0 | 0 | 0 | 0 | 0 | 0 | 0 | 0 | 0 | 0 | 0 | 0 | 0
Consumer Transformation | Dem_BB009 | MW | SHEPD | Mybster |  | 0 | 0 | 0 | 0 | 0 | 0 | 0 | 0 | 0 | 0 | 0 | 0 | 0 | 0 | 0 | 0 | 0 | 0 | 0 | 0 | 0 | 0 | 0 | 0 | 0 | 0 | 0 | 0 | 0
Consumer Transformation | Dem_BB009 | MW | SHEPD | Rannoch |  | 0 | 0 | 0 | 0 | 0 | 0 | 0 | 0 | 0 | 0 | 0 | 0 | 0 | 0 | 0 | 0 | 0 | 0 | 0 | 0 | 0 | 0 | 0 | 0 | 0 | 0 | 0 | 0 | 0
Consumer Transformation | Dem_BB009 | MW | SHETL | Direct(SHETL) |  | 0 | 0 | 0 | 0 | 0 | 0 | 0 | 0 | 0 | 54.168 | 118.189 | 194.797 | 265.76 | 343.357 | 421.077 | 489.552 | 541.983 | 585.878 | 652.522 | 673.149 | 657.014 | 647.285 | 657.592 | 655.323 | 663.236 | 660.906 | 671.233 | 671.6 | 659.772
Consumer Transformation | Dem_BB009 | MW | SPD | Ayr |  | 0 | 0 | 0 | 0 | 0 | 0 | 0 | 0 | 0 | 0 | 0 | 0 | 0 | 0 | 0 | 0 | 0 | 0 | 0 | 0 | 0 | 0 | 0 | 0 | 0 | 0 | 0 | 0 | 0
Consumer Transformation | Dem_BB009 | MW | SPD | Bainsford |  | 0 | 0 | 0 | 0 | 0 | 0 | 0 | 0 | 0 | 0 | 0 | 0 | 0 | 0 | 0 | 0 | 0 | 0 | 0 | 0 | 0 | 0 | 0 | 0 | 0 | 0 | 0 | 0 | 0
Consumer Transformation | Dem_BB009 | MW | SPD | Bathgate |  | 0 | 0 | 0 | 0 | 0 | 0 | 0 | 0 | 0 | 0 | 0 | 0 | 0 | 0 | 0 | 0 | 0 | 0 | 0 | 0 | 0 | 0 | 0 | 0 | 0 | 0 | 0 | 0 | 0
Consumer Transformation | Dem_BB009 | MW | SPD | Berwick |  | 0 | 0 | 0 | 0 | 0 | 0 | 0 | 0 | 0 | 0 | 0 | 0 | 0 | 0 | 0 | 0 | 0 | 0 | 0 | 0 | 0 | 0 | 0 | 0 | 0 | 0 | 0 | 0 | 0
Consumer Transformation | Dem_BB009 | MW | SPD | Bonnybridge |  | 0 | 0 | 0 | 0 | 0 | 0 | 0 | 0 | 0 | 0 | 0 | 0 | 0 | 0 | 0 | 0 | 0 | 0 | 0 | 0 | 0 | 0 | 0 | 0 | 0 | 0 | 0 | 0 | 0
Consumer Transformation | Dem_BB009 | MW | SPD | Braehead Park |  | 0.525 | 1.561 | 2.045 | 2.585 | 0.854 | 1.796 | 2.436 | 3.602 | 6.695 | 6.012 | 7.258 | 8.704 | 9.881 | 11.187 | 14.346 | 17.219 | 19.533 | 21.569 | 24.406 | 36.904 | 48.065 | 59.19 | 70.67 | 80.328 | 93.33 | 104.481 | 118.125 | 128.788 | 138.217
Consumer Transformation | Dem_BB009 | MW | SPD | Broxburn |  | 0 | 0 | 0 | 0 | 0 | 0 | 0 | 0 | 0 | 0 | 0 | 0 | 0 | 0 | 0 | 0 | 0 | 0 | 0 | 0 | 0 | 0 | 0 | 0 | 0 | 0 | 0 | 0 | 0
Consumer Transformation | Dem_BB009 | MW | SPD | Carntyne |  | 0 | 0 | 0 | 0 | 0 | 0 | 0 | 0 | 0 | 0 | 0 | 0 | 0 | 0 | 0 | 0 | 0 | 0 | 0 | 0 | 0 | 0 | 0 | 0 | 0 | 0 | 0 | 0 | 0
Consumer Transformation | Dem_BB009 | MW | SPD | Chapelcross |  | 0 | 0 | 0 | 0 | 0 | 0 | 0 | 0 | 0 | 0 | 0 | 0 | 0 | 0 | 0 | 0 | 0 | 0 | 0 | 0 | 0 | 0 | 0 | 0 | 0 | 0 | 0 | 0 | 0
Consumer Transformation | Dem_BB009 | MW | SPD | Cockenzie |  | 0 | 0 | 0 | 0 | 0 | 0 | 0 | 0 | 0 | 0 | 0 | 0 | 0 | 0 | 0 | 0 | 0 | 0 | 0 | 0 | 0 | 0 | 0 | 0 | 0 | 0 | 0 | 0 | 0
Consumer Transformation | Dem_BB009 | MW | SPD | Cupar |  | 0 | 0 | 0 | 0 | 0.669 | 2.231 | 3.76 | 6.325 | 12.816 | 26.142 | 44.89 | 66.328 | 86.689 | 108.724 | 134.961 | 158.356 | 176.672 | 192.613 | 215.761 | 222.581 | 217.246 | 214.029 | 217.437 | 216.687 | 219.304 | 218.533 | 221.948 | 222.069 | 218.158
Consumer Transformation | Dem_BB009 | MW | SPD | Currie |  | 0 | 0 | 0 | 0 | 0 | 0 | 0 | 0 | 0 | 0 | 0 | 0 | 0 | 0 | 1.897 | 3.816 | 5.586 | 7.217 | 9.094 | 23.766 | 37.75 | 51.623 | 65.782 | 78.172 | 92.393 | 104.795 | 119.711 | 131.614 | 142.231
Consumer Transformation | Dem_BB009 | MW | SPD | Devol Moor |  | 0 | 0 | 0 | 0 | 0 | 0 | 0 | 0 | 0 | 0 | 0 | 0 | 0 | 0 | 0 | 0 | 0 | 0 | 0 | 0 | 0 | 0 | 0 | 0 | 0 | 0 | 0 | 0 | 0
Consumer Transformation | Dem_BB009 | MW | SPD | East Kilbride South |  | 0 | 0 | 0 | 0 | 0 | 0 | 0 | 0 | 0 | 0 | 0 | 0 | 0 | 0 | 0 | 0 | 0 | 0 | 0 | 0 | 0 | 0 | 0 | 0 | 0 | 0 | 0 | 0 | 0
Consumer Transformation | Dem_BB009 | MW | SPD | Eccles |  | 0.525 | 1.561 | 2.045 | 2.585 | 0.854 | 1.796 | 2.436 | 3.602 | 6.695 | 6.012 | 7.258 | 8.704 | 9.881 | 11.187 | 13.207 | 14.928 | 16.179 | 17.236 | 18.946 | 22.637 | 25.403 | 28.2 | 31.18 | 33.4 | 37.865 | 41.571 | 46.261 | 49.778 | 52.834
Consumer Transformation | Dem_BB009 | MW | SPD | Hunterston Farm |  | 0 | 0 | 0 | 0 | 0 | 0 | 0 | 0 | 0 | 0 | 0 | 0 | 0 | 0 | 0 | 0 | 0 | 0 | 0 | 0 | 0 | 0 | 0 | 0 | 0 | 0 | 0 | 0 | 0
Consumer Transformation | Dem_BB009 | MW | SPD | Maybole |  | 0 | 0 | 0 | 0 | 0 | 0 | 0 | 0 | 0 | 0 | 0 | 0 | 0 | 0 | 0 | 0 | 0 | 0 | 0 | 0 | 0 | 0 | 0 | 0 | 0 | 0 | 0 | 0 | 0
Consumer Transformation | Dem_BB009 | MW | SPM | Birkenhead |  | 0 | 0 | 0 | 0 | 0.82 | 2.734 | 4.608 | 7.751 | 15.706 | 32.039 | 55.016 | 81.29 | 106.242 | 133.249 | 165.403 | 194.075 | 216.523 | 236.059 | 264.429 | 272.788 | 266.249 | 262.306 | 266.483 | 265.564 | 268.77 | 267.826 | 272.011 | 272.16 | 267.367
Consumer Transformation | Dem_BB009 | MW | SPM | Carrington |  | 0 | 0 | 0 | 0 | 0 | 0 | 0 | 0 | 0 | 0 | 0 | 0 | 0 | 0 | 0 | 0 | 0 | 0 | 0 | 0 | 0 | 0 | 0 | 0 | 0 | 0 | 0 | 0 | 0
Consumer Transformation | Dem_BB009 | MW | SPM | Frodsham |  | 0.525 | 1.561 | 2.045 | 2.585 | 0.854 | 1.796 | 2.436 | 3.602 | 6.695 | 6.012 | 7.258 | 8.704 | 9.881 | 11.187 | 13.857 | 16.235 | 18.092 | 19.707 | 22.06 | 30.774 | 38.328 | 45.875 | 53.703 | 60.166 | 69.5 | 77.452 | 87.249 | 94.842 | 101.533
Consumer Transformation | Dem_BB009 | MW | SPM | Kirkby (_D) |  | 0 | 0 | 0 | 0 | 0 | 0 | 0 | 0 | 0 | 0 | 0 | 0 | 0 | 0 | 0 | 0 | 0 | 0 | 0 | 0 | 0 | 0 | 0 | 0 | 0 | 0 | 0 | 0 | 0
Consumer Transformation | Dem_BB009 | MW | SPM | Legacy |  | 0 | 0 | 0 | 0 | 0 | 0 | 0 | 0 | 0 | 0 | 0 | 0 | 0 | 0 | 0 | 0 | 0 | 0 | 0 | 0 | 0 | 0 | 0 | 0 | 0 | 0 | 0 | 0 | 0
Consumer Transformation | Dem_BB009 | MW | SPM | Pentir |  | 0.525 | 1.561 | 2.045 | 2.585 | 0.854 | 1.796 | 2.436 | 3.602 | 6.695 | 6.012 | 7.258 | 8.704 | 9.881 | 11.187 | 13.207 | 14.928 | 16.179 | 17.236 | 18.946 | 22.637 | 25.403 | 28.2 | 31.18 | 33.4 | 37.865 | 41.571 | 46.261 | 49.778 | 52.834
Consumer Transformation | Dem_BB009 | MW | SPM | Rainhill |  | 0 | 0 | 0 | 0 | 0 | 0 | 0 | 0 | 0 | 0 | 0 | 0 | 0 | 0 | 0 | 0 | 0 | 0 | 0 | 0 | 0 | 0 | 0 | 0 | 0 | 0 | 0 | 0 | 0
Consumer Transformation | Dem_BB009 | MW | SPM | Wylfa |  | 0 | 0 | 0 | 0 | 0 | 0 | 0 | 0 | 0 | 0 | 0 | 0 | 0 | 0 | 0 | 0 | 0 | 0 | 0 | 0 | 0 | 0 | 0 | 0 | 0 | 0 | 0 | 0 | 0
Consumer Transformation | Dem_BB009 | MW | SPN | Beddington (_J) |  | 0 | 0 | 0 | 0 | 0 | 0 | 0 | 0 | 0 | 0 | 0 | 0 | 0 | 0 | 5.996 | 12.059 | 17.655 | 22.809 | 28.741 | 29.65 | 28.939 | 28.511 | 71.114 | 110.742 | 154.041 | 193.72 | 238.714 | 276.257 | 312.27
Consumer Transformation | Dem_BB009 | MW | SPN | Bolney |  | 0 | 0 | 0 | 0 | 0 | 0 | 0 | 0 | 0 | 0 | 0 | 0 | 0 | 0 | 0 | 0 | 0 | 0 | 0 | 0 | 0 | 0 | 0 | 0 | 0 | 0 | 0 | 0 | 0
Consumer Transformation | Dem_BB009 | MW | SPN | Canterbury |  | 0 | 0 | 0 | 0 | 0.626 | 2.088 | 3.519 | 5.92 | 11.997 | 24.471 | 42.021 | 62.089 | 81.148 | 101.776 | 126.335 | 148.235 | 165.381 | 180.303 | 201.972 | 208.356 | 203.362 | 200.351 | 203.541 | 202.839 | 205.288 | 204.567 | 207.763 | 207.877 | 204.216
Consumer Transformation | Dem_BB009 | MW | SPN | Kemsley |  | 0 | 0 | 0 | 0 | 0 | 0 | 0 | 0 | 0 | 0 | 0 | 0 | 0 | 0 | 0 | 0 | 0 | 0 | 0 | 0 | 0 | 0 | 0 | 0 | 0 | 0 | 0 | 0 | 0
Consumer Transformation | Dem_BB009 | MW | SPN | West Weybridge |  | 0 | 0 | 0 | 0 | 0 | 0 | 0 | 0 | 0 | 0 | 0 | 0 | 0 | 0 | 0 | 0 | 0 | 0 | 0 | 0 | 0 | 0 | 0 | 0 | 0 | 0 | 0 | 0 | 0
Consumer Transformation | Dem_BB009 | MW | SPTL | Direct(SPTL) |  | 0 | 0 | 0 | 0 | 0 | 0 | 0 | 0 | 0 | 0 | 0 | 0 | 0 | 0 | 0 | 0 | 0 | 0 | 0 | 129.682 | 259.209 | 386.049 | 509.799 | 618.768 | 745.552 | 856.531 | 988.933 | 1094.038 | 1190.668
Consumer Transformation | Dem_BB009 | MW | South Wales | Aberthaw |  | 0 | 0 | 0 | 0 | 0 | 0 | 0 | 0 | 0 | 0 | 0 | 0 | 0 | 0 | 0 | 0 | 0 | 0 | 0 | 0 | 0 | 0 | 0 | 0 | 0 | 0 | 0 | 0 | 0
Consumer Transformation | Dem_BB009 | MW | South Wales | Cardiff East |  | 0 | 0 | 0 | 0 | 0 | 0 | 0 | 0 | 0 | 0 | 0 | 0 | 0 | 0 | 0 | 0 | 0 | 0 | 0 | 0 | 0 | 0 | 0 | 0 | 0 | 0 | 0 | 0 | 0
Consumer Transformation | Dem_BB009 | MW | South Wales | Grange |  | 0 | 0 | 0 | 0 | 0 | 0 | 0 | 0 | 0 | 0 | 0 | 0 | 0 | 0 | 0 | 0 | 0 | 0 | 0 | 0 | 0 | 0 | 0 | 0 | 0 | 0 | 0 | 0 | 0
Consumer Transformation | Dem_BB009 | MW | South Wales | Imperial Park |  | 0 | 0 | 0 | 0 | 0 | 0 | 0 | 0 | 0 | 0 | 0 | 0 | 0 | 0 | 0 | 0 | 0 | 0 | 0 | 0 | 0 | 0 | 0 | 0 | 0 | 0 | 0 | 0 | 0
Consumer Transformation | Dem_BB009 | MW | South Wales | Pembroke |  | 0 | 0 | 0 | 0 | 0 | 0 | 0 | 0 | 0 | 0 | 0 | 0 | 0 | 0 | 0 | 0 | 0 | 0 | 0 | 0 | 0 | 0 | 0 | 0 | 0 | 0 | 0 | 0 | 0
Consumer Transformation | Dem_BB009 | MW | South Wales | Rassau |  | 0 | 0 | 0 | 0 | 0 | 0 | 0 | 0 | 0 | 0 | 0 | 0 | 0 | 0 | 0 | 0 | 0 | 0 | 0 | 0 | 0 | 0 | 0 | 0 | 0 | 0 | 0 | 0 | 0
Consumer Transformation | Dem_BB009 | MW | South Wales | Swansea North |  | 0.525 | 1.561 | 2.045 | 2.585 | 1.631 | 4.387 | 6.803 | 10.949 | 21.582 | 36.38 | 59.405 | 85.755 | 110.583 | 137.487 | 169.985 | 198.883 | 221.411 | 240.985 | 269.586 | 278.108 | 271.442 | 267.422 | 271.681 | 270.743 | 274.012 | 273.05 | 277.316 | 277.468 | 272.581
Consumer Transformation | Dem_BB009 | MW | South Wales | Upper Boat 132kV |  | 0 | 0 | 0 | 0 | 0 | 0 | 0 | 0 | 0 | 0 | 0 | 0 | 0 | 0 | 0 | 0 | 0 | 0 | 0 | 0 | 0 | 0 | 0 | 0 | 0 | 0 | 0 | 0 | 0
Consumer Transformation | Dem_BB009 | MW | South Wales | Uskmouth |  | 0 | 0 | 0 | 0 | 0 | 0 | 0 | 0 | 0 | 0 | 0 | 0 | 0 | 0 | 0 | 0 | 0 | 0 | 0 | 0 | 0 | 0 | 0 | 0 | 0 | 0 | 0 | 0 | 0
Consumer Transformation | Dem_BB009 | MW | South Western | Abham |  | 0 | 0 | 0 | 0 | 0 | 0 | 0 | 0 | 0 | 0 | 0 | 0 | 0 | 0 | 0 | 0 | 0 | 0 | 0 | 0 | 0 | 0 | 0 | 0 | 0 | 0 | 0 | 0 | 0
Consumer Transformation | Dem_BB009 | MW | South Western | Alverdiscott |  | 0 | 0 | 0 | 0 | 0 | 0 | 0 | 0 | 0 | 0 | 0 | 0 | 0 | 0 | 0 | 0 | 0 | 0 | 0 | 0 | 0 | 0 | 0 | 0 | 0 | 0 | 0 | 0 | 0
Consumer Transformation | Dem_BB009 | MW | South Western | Axminster |  | 0 | 0 | 0 | 0 | 0 | 0 | 0 | 0 | 0 | 0 | 0 | 0 | 0 | 0 | 0 | 0 | 0 | 0 | 0 | 0 | 0 | 0 | 0 | 0 | 0 | 0 | 0 | 0 | 0
Consumer Transformation | Dem_BB009 | MW | South Western | Bridgewater |  | 0 | 0 | 0 | 0 | 0 | 0 | 0 | 0 | 0 | 0 | 0 | 0 | 0 | 0 | 0 | 0 | 0 | 0 | 0 | 0 | 0 | 0 | 0 | 0 | 0 | 0 | 0 | 0 | 0
Consumer Transformation | Dem_BB009 | MW | South Western | Indian Queens |  | 0 | 0 | 0 | 0 | 0 | 0 | 0 | 0 | 0 | 0 | 0 | 0 | 0 | 0 | 0 | 0 | 0 | 0 | 0 | 0 | 0 | 0 | 0 | 0 | 0 | 0 | 0 | 0 | 0
Consumer Transformation | Dem_BB009 | MW | West Midlands | Bishops Wood |  | 0 | 0 | 0 | 0 | 0 | 0 | 0 | 0 | 0 | 0 | 0 | 0 | 0 | 0 | 0 | 0 | 0 | 0 | 0 | 0 | 0 | 0 | 0 | 0 | 0 | 0 | 0 | 0 | 0
Consumer Transformation | Dem_BB009 | MW | West Midlands | Bushbury |  | 0 | 0 | 0 | 0 | 0 | 0 | 0 | 0 | 0 | 0 | 0 | 0 | 0 | 0 | 0 | 0 | 0 | 0 | 0 | 0 | 0 | 0 | 0 | 0 | 0 | 0 | 0 | 0 | 0
Consumer Transformation | Dem_BB009 | MW | West Midlands | Bustleholme |  | 0.525 | 1.561 | 2.045 | 2.585 | 0.854 | 1.796 | 2.436 | 3.602 | 6.695 | 6.012 | 7.258 | 8.704 | 9.881 | 11.187 | 14.836 | 18.204 | 20.975 | 23.431 | 26.753 | 43.037 | 57.807 | 72.513 | 87.647 | 100.503 | 117.175 | 131.526 | 149.02 | 162.755 | 174.925
Consumer Transformation | Dem_BB009 | MW | West Midlands | Cellarhead |  | 0 | 0 | 0 | 0 | 0 | 0 | 0 | 0 | 0 | 0 | 0 | 0 | 0 | 0 | 0 | 0 | 0 | 0 | 0 | 0 | 0 | 0 | 0 | 0 | 0 | 0 | 0 | 0 | 0
Consumer Transformation | Dem_BB009 | MW | West Midlands | Feckenham |  | 0 | 0 | 0 | 0 | 0 | 0 | 0 | 0 | 0 | 0 | 0 | 0 | 0 | 0 | 0 | 0 | 0 | 0 | 0 | 0 | 0 | 0 | 0 | 0 | 0 | 0 | 0 | 0 | 0
Consumer Transformation | Dem_BB009 | MW | West Midlands | Iron Acton |  | 0.525 | 1.561 | 2.045 | 2.585 | 0.854 | 1.796 | 2.436 | 3.602 | 6.695 | 6.012 | 7.258 | 8.704 | 9.881 | 11.187 | 14.361 | 17.249 | 19.577 | 21.626 | 24.478 | 37.093 | 48.365 | 59.6 | 71.193 | 80.949 | 94.064 | 105.313 | 119.076 | 129.834 | 139.348
Consumer Transformation | Dem_BB009 | MW | West Midlands | Ironbridge |  | 0 | 0 | 0 | 0 | 0 | 0 | 0 | 0 | 0 | 0 | 0 | 0 | 0 | 0 | 0 | 0 | 0 | 0 | 0 | 0 | 0 | 0 | 0 | 0 | 0 | 0 | 0 | 0 | 0
Consumer Transformation | Dem_BB009 | MW | West Midlands | Oldbury |  | 0 | 0 | 0 | 0 | 0 | 0 | 0 | 0 | 0 | 0 | 0 | 0 | 0 | 0 | 0 | 0 | 0 | 0 | 0 | 0 | 0 | 0 | 0 | 0 | 0 | 0 | 0 | 0 | 0
Consumer Transformation | Dem_BB009 | MW | West Midlands | Rugeley |  | 0 | 0 | 0 | 0 | 0 | 0 | 0 | 0 | 0 | 0 | 0 | 0 | 0 | 0 | 0 | 0 | 0 | 0 | 0 | 0 | 0 | 0 | 0 | 0 | 0 | 0 | 0 | 0 | 0
Consumer Transformation | Dem_BB009 | MW | West Midlands | Shrewsbury |  | 0 | 0 | 0 | 0 | 0 | 0 | 0 | 0 | 0 | 0 | 0 | 0 | 0 | 0 | 0 | 0 | 0 | 0 | 0 | 0 | 0 | 0 | 0 | 0 | 0 | 0 | 0 | 0 | 0
Consumer Transformation | Gen_BB001 | MW | ENW | Bredbury |  | 5.009 | 5.096 | 5.096 | 5.096 | 5.096 | 5.096 | 5.096 | 5.017 | 4.933 | 4.625 | 4.289 | 3.923 | 3.527 | 3.109 | 2.661 | 2.281 | 1.929 | 1.616 | 1.355 | 1.125 | 0.926 | 0.71 | 0.489 | 0.26 | 0 | 0 | 0 | 0 | 0
Consumer Transformation | Gen_BB001 | MW | ENW | Harker |  | 75.815 | 77.126 | 77.126 | 77.126 | 77.126 | 77.126 | 77.126 | 75.937 | 74.668 | 70.006 | 64.915 | 59.383 | 53.383 | 47.051 | 40.28 | 34.532 | 29.19 | 24.463 | 20.514 | 17.033 | 14.012 | 10.747 | 7.398 | 3.931 | 0 | 0 | 0 | 0 | 0
Consumer Transformation | Gen_BB001 | MW | ENW | Heysham (NGET) |  | 4.8 | 4.883 | 4.883 | 4.883 | 4.883 | 4.883 | 4.883 | 4.808 | 4.727 | 4.432 | 4.11 | 3.76 | 3.38 | 2.979 | 2.55 | 2.186 | 1.848 | 1.549 | 1.299 | 1.078 | 0.887 | 0.68 | 0.468 | 0.249 | 0 | 0 | 0 | 0 | 0
Consumer Transformation | Gen_BB001 | MW | ENW | Kearsley 132kV |  | 22.25 | 22.635 | 22.635 | 22.635 | 22.635 | 22.635 | 22.635 | 22.286 | 21.914 | 20.545 | 19.051 | 17.427 | 15.667 | 13.808 | 11.821 | 10.134 | 8.567 | 7.179 | 6.02 | 4.999 | 4.112 | 3.154 | 2.171 | 1.154 | 0 | 0 | 0 | 0 | 0
Consumer Transformation | Gen_BB001 | MW | ENW | Macclesfield |  | 2.6 | 2.645 | 2.645 | 2.645 | 2.645 | 2.645 | 2.645 | 2.604 | 2.561 | 2.401 | 2.226 | 2.036 | 1.831 | 1.614 | 1.381 | 1.184 | 1.001 | 0.839 | 0.704 | 0.584 | 0.481 | 0.369 | 0.254 | 0.135 | 0 | 0 | 0 | 0 | 0
Consumer Transformation | Gen_BB001 | MW | ENW | Penwortham East |  | 5.55 | 5.646 | 5.646 | 5.646 | 5.646 | 5.646 | 5.646 | 5.559 | 5.466 | 5.125 | 4.752 | 4.347 | 3.908 | 3.444 | 2.949 | 2.528 | 2.137 | 1.791 | 1.502 | 1.247 | 1.026 | 0.787 | 0.542 | 0.288 | 0 | 0 | 0 | 0 | 0
Consumer Transformation | Gen_BB001 | MW | ENW | Penwortham West |  | 33.9 | 34.486 | 34.486 | 34.486 | 34.486 | 34.486 | 34.486 | 33.955 | 33.387 | 31.302 | 29.026 | 26.552 | 23.87 | 21.038 | 18.011 | 15.441 | 13.052 | 10.938 | 9.173 | 7.616 | 6.266 | 4.805 | 3.308 | 1.758 | 0 | 0 | 0 | 0 | 0
Consumer Transformation | Gen_BB001 | MW | ENW | South Manchester |  | 35.348 | 35.959 | 35.959 | 35.959 | 35.959 | 35.959 | 35.959 | 35.405 | 34.813 | 32.639 | 30.266 | 27.687 | 24.889 | 21.937 | 18.78 | 16.1 | 13.609 | 11.405 | 9.564 | 7.941 | 6.533 | 5.011 | 3.449 | 1.833 | 0 | 0 | 0 | 0 | 0
Consumer Transformation | Gen_BB001 | MW | ENW | Stalybridge |  | 6.06 | 6.165 | 6.165 | 6.165 | 6.165 | 6.165 | 6.165 | 6.07 | 5.968 | 5.596 | 5.189 | 4.747 | 4.267 | 3.761 | 3.22 | 2.76 | 2.333 | 1.955 | 1.64 | 1.361 | 1.12 | 0.859 | 0.591 | 0.314 | 0 | 0 | 0 | 0 | 0
Consumer Transformation | Gen_BB001 | MW | ENW | Washway Farm |  | 27.352 | 27.825 | 27.825 | 27.825 | 27.825 | 27.825 | 27.825 | 27.396 | 26.938 | 25.256 | 23.42 | 21.424 | 19.259 | 16.975 | 14.532 | 12.458 | 10.531 | 8.825 | 7.401 | 6.145 | 5.055 | 3.877 | 2.669 | 1.418 | 0 | 0 | 0 | 0 | 0
Consumer Transformation | Gen_BB001 | MW | EPN | Bramford |  | 2.4 | 2.442 | 2.442 | 2.442 | 2.442 | 2.442 | 2.442 | 2.404 | 2.364 | 2.216 | 2.055 | 1.88 | 1.69 | 1.489 | 1.275 | 1.093 | 0.924 | 0.774 | 0.649 | 0.539 | 0.444 | 0.34 | 0.234 | 0.124 | 0 | 0 | 0 | 0 | 0
Consumer Transformation | Gen_BB001 | MW | East Midlands | Berkswell |  | 16.4 | 16.684 | 16.684 | 16.684 | 16.684 | 16.684 | 16.684 | 16.426 | 16.152 | 15.143 | 14.042 | 12.845 | 11.548 | 10.178 | 8.713 | 7.47 | 6.314 | 5.292 | 4.437 | 3.684 | 3.031 | 2.325 | 1.6 | 0.85 | 0 | 0 | 0 | 0 | 0
Consumer Transformation | Gen_BB001 | MW | East Midlands | Chesterfield |  | 6.446 | 6.557 | 6.557 | 6.557 | 6.557 | 6.557 | 6.557 | 6.456 | 6.349 | 5.952 | 5.519 | 5.049 | 4.539 | 4 | 3.425 | 2.936 | 2.482 | 2.08 | 1.744 | 1.448 | 1.191 | 0.914 | 0.629 | 0.334 | 0 | 0 | 0 | 0 | 0
Consumer Transformation | Gen_BB001 | MW | East Midlands | East Claydon (_B) |  | 6 | 6.104 | 6.104 | 6.104 | 6.104 | 6.104 | 6.104 | 6.01 | 5.909 | 5.54 | 5.137 | 4.7 | 4.225 | 3.724 | 3.188 | 2.733 | 2.31 | 1.936 | 1.623 | 1.348 | 1.109 | 0.851 | 0.585 | 0.311 | 0 | 0 | 0 | 0 | 0
Consumer Transformation | Gen_BB001 | MW | East Midlands | Enderby |  | 3.2 | 3.255 | 3.255 | 3.255 | 3.255 | 3.255 | 3.255 | 3.205 | 3.152 | 2.955 | 2.74 | 2.506 | 2.253 | 1.986 | 1.7 | 1.458 | 1.232 | 1.033 | 0.866 | 0.719 | 0.591 | 0.454 | 0.312 | 0.166 | 0 | 0 | 0 | 0 | 0
Consumer Transformation | Gen_BB001 | MW | East Midlands | Ratcliffe |  | 56.485 | 56.739 | 56.739 | 56.739 | 56.739 | 56.739 | 56.739 | 56.509 | 56.263 | 55.36 | 54.374 | 53.302 | 31.24 | 30.013 | 7.802 | 6.689 | 5.654 | 4.738 | 3.973 | 3.299 | 2.714 | 2.082 | 1.433 | 0.761 | 0 | 0 | 0 | 0 | 0
Consumer Transformation | Gen_BB001 | MW | East Midlands | Staythorpe |  | 10 | 10.173 | 10.173 | 10.173 | 10.173 | 10.173 | 10.173 | 10.016 | 9.849 | 9.234 | 8.562 | 7.833 | 7.041 | 6.206 | 5.313 | 4.555 | 3.85 | 3.227 | 2.706 | 2.247 | 1.848 | 1.418 | 0.976 | 0.519 | 0 | 0 | 0 | 0 | 0
Consumer Transformation | Gen_BB001 | MW | East Midlands | Stoke Bardolph |  | 6.39 | 6.501 | 6.501 | 6.501 | 6.501 | 6.501 | 6.501 | 6.4 | 6.293 | 5.9 | 5.471 | 5.005 | 4.499 | 3.966 | 3.395 | 2.91 | 2.46 | 2.062 | 1.729 | 1.436 | 1.181 | 0.906 | 0.624 | 0.331 | 0 | 0 | 0 | 0 | 0
Consumer Transformation | Gen_BB001 | MW | East Midlands | West Burton |  | 1.497 | 1.523 | 1.523 | 1.523 | 1.523 | 1.523 | 1.523 | 1.499 | 1.474 | 1.382 | 1.282 | 1.173 | 1.054 | 0.929 | 0.795 | 0.682 | 0.576 | 0.483 | 0.405 | 0.336 | 0.277 | 0.212 | 0.146 | 0.078 | 0 | 0 | 0 | 0 | 0
Consumer Transformation | Gen_BB001 | MW | East Midlands | Willington |  | 167 | 167.086 | 167.086 | 167.086 | 167.086 | 167.086 | 167.086 | 167.008 | 166.924 | 166.617 | 166.281 | 165.916 | 165.521 | 165.103 | 164.656 | 2.277 | 1.925 | 1.613 | 1.353 | 1.123 | 0.924 | 0.709 | 0.488 | 0.259 | 0 | 0 | 0 | 0 | 0
Consumer Transformation | Gen_BB001 | MW | IDNO - Refer to Comment Field | Tynemouth 2 |  | 11.463 | 11.661 | 11.661 | 11.661 | 11.661 | 11.661 | 11.661 | 11.481 | 11.29 | 10.585 | 9.815 | 8.978 | 8.071 | 7.114 | 6.09 | 5.221 | 4.413 | 3.699 | 3.102 | 2.575 | 2.119 | 1.625 | 1.119 | 0.594 | 0 | 0 | 0 | 0 | 0 | Note: TYNE2 is operated by an IDNO allocated to GSP Group/licence area F
Consumer Transformation | Gen_BB001 | MW | LPN | City Road |  | 30 | 30 | 30 | 30 | 30 | 30 | 30 | 30 | 30 | 30 | 30 | 30 | 30 | 0 | 0 | 0 | 0 | 0 | 0 | 0 | 0 | 0 | 0 | 0 | 0 | 0 | 0 | 0 | 0
Consumer Transformation | Gen_BB001 | MW | LPN | New Cross |  | 31.1 | 31.638 | 31.638 | 31.638 | 31.638 | 31.638 | 31.638 | 31.15 | 30.63 | 28.717 | 26.629 | 24.359 | 21.898 | 19.301 | 16.523 | 14.165 | 11.974 | 10.035 | 8.415 | 6.987 | 5.748 | 4.409 | 3.035 | 1.613 | 0 | 0 | 0 | 0 | 0
Consumer Transformation | Gen_BB001 | MW | NGET | Direct(NGET) |  | 963.6 | 1436.6 | 1486.6 | 1486.6 | 1486.6 | 1486.6 | 1486.6 | 1486.6 | 1486.6 | 1486.6 | 218.6 | 218.6 | 218.6 | 141 | 141 | 141 | 141 | 141 | 141 | 141 | 141 | 141 | 141 | 141 | 0 | 0 | 0 | 0 | 0
Consumer Transformation | Gen_BB001 | MW | NPgN | Hawthorn Pit |  | 1.995 | 2.03 | 2.03 | 2.03 | 2.03 | 2.03 | 2.03 | 1.998 | 1.965 | 1.842 | 1.708 | 1.563 | 1.405 | 1.238 | 1.06 | 0.909 | 0.768 | 0.644 | 0.54 | 0.448 | 0.369 | 0.283 | 0.195 | 0.103 | 0 | 0 | 0 | 0 | 0
Consumer Transformation | Gen_BB001 | MW | NPgN | Knaresborough |  | 1.425 | 1.45 | 1.45 | 1.45 | 1.45 | 1.45 | 1.45 | 1.427 | 1.403 | 1.316 | 1.22 | 1.116 | 1.003 | 0.884 | 0.757 | 0.649 | 0.549 | 0.46 | 0.386 | 0.32 | 0.263 | 0.202 | 0.139 | 0.074 | 0 | 0 | 0 | 0 | 0
Consumer Transformation | Gen_BB001 | MW | NPgN | Norton |  | 11.3 | 11.495 | 11.495 | 11.495 | 11.495 | 11.495 | 11.495 | 11.318 | 11.129 | 10.434 | 9.675 | 8.851 | 7.957 | 7.013 | 6.004 | 5.147 | 4.351 | 3.646 | 3.058 | 2.539 | 2.089 | 1.602 | 1.103 | 0.586 | 0 | 0 | 0 | 0 | 0
Consumer Transformation | Gen_BB001 | MW | NPgN | Offerton |  | 1.2 | 1.221 | 1.221 | 1.221 | 1.221 | 1.221 | 1.221 | 1.202 | 1.182 | 1.108 | 1.027 | 0.94 | 0.845 | 0.745 | 0.638 | 0.547 | 0.462 | 0.387 | 0.325 | 0.27 | 0.222 | 0.17 | 0.117 | 0.062 | 0 | 0 | 0 | 0 | 0
Consumer Transformation | Gen_BB001 | MW | NPgN | Osbaldwick |  | 4.281 | 4.355 | 4.355 | 4.355 | 4.355 | 4.355 | 4.355 | 4.288 | 4.216 | 3.953 | 3.666 | 3.353 | 3.014 | 2.657 | 2.274 | 1.95 | 1.648 | 1.381 | 1.158 | 0.962 | 0.791 | 0.607 | 0.418 | 0.222 | 0 | 0 | 0 | 0 | 0
Consumer Transformation | Gen_BB001 | MW | NPgN | Saltholme |  | 72.324 | 73.575 | 73.575 | 73.575 | 73.575 | 73.575 | 73.575 | 72.44 | 71.23 | 66.782 | 61.926 | 56.648 | 50.925 | 44.884 | 38.426 | 32.942 | 27.846 | 23.336 | 19.569 | 16.248 | 13.367 | 10.252 | 7.057 | 3.75 | 0 | 0 | 0 | 0 | 0
Consumer Transformation | Gen_BB001 | MW | NPgN | Stella North |  | 12 | 12.208 | 12.208 | 12.208 | 12.208 | 12.208 | 12.208 | 12.019 | 11.819 | 11.08 | 10.275 | 9.399 | 8.45 | 7.447 | 6.376 | 5.466 | 4.62 | 3.872 | 3.247 | 2.696 | 2.218 | 1.701 | 1.171 | 0.622 | 0 | 0 | 0 | 0 | 0
Consumer Transformation | Gen_BB001 | MW | NPgY | Bradford West |  | 14.368 | 14.616 | 14.616 | 14.616 | 14.616 | 14.616 | 14.616 | 14.391 | 14.151 | 13.267 | 12.302 | 11.254 | 10.117 | 8.917 | 7.634 | 6.544 | 5.532 | 4.636 | 3.888 | 3.228 | 2.656 | 2.037 | 1.402 | 0.745 | 0 | 0 | 0 | 0 | 0
Consumer Transformation | Gen_BB001 | MW | NPgY | Camblesforth |  | 10.08 | 10.254 | 10.254 | 10.254 | 10.254 | 10.254 | 10.254 | 10.096 | 9.928 | 9.308 | 8.631 | 7.895 | 7.098 | 6.256 | 5.355 | 4.591 | 3.881 | 3.252 | 2.727 | 2.265 | 1.863 | 1.429 | 0.984 | 0.523 | 0 | 0 | 0 | 0 | 0
Consumer Transformation | Gen_BB001 | MW | NPgY | Creyke Beck |  | 28.231 | 28.719 | 28.719 | 28.719 | 28.719 | 28.719 | 28.719 | 28.276 | 27.804 | 26.068 | 24.172 | 22.112 | 19.878 | 17.52 | 14.999 | 12.859 | 10.869 | 9.109 | 7.639 | 6.342 | 5.218 | 4.002 | 2.755 | 1.464 | 0 | 0 | 0 | 0 | 0
Consumer Transformation | Gen_BB001 | MW | NPgY | Drax |  | 8.075 | 8.215 | 8.215 | 8.215 | 8.215 | 8.215 | 8.215 | 8.088 | 7.953 | 7.456 | 6.914 | 6.325 | 5.686 | 5.011 | 4.29 | 3.678 | 3.109 | 2.605 | 2.185 | 1.814 | 1.492 | 1.145 | 0.788 | 0.419 | 0 | 0 | 0 | 0 | 0
Consumer Transformation | Gen_BB001 | MW | NPgY | Elland |  | 49 | 49.847 | 49.847 | 49.847 | 49.847 | 49.847 | 49.847 | 49.079 | 48.259 | 45.245 | 41.955 | 38.38 | 34.502 | 30.409 | 26.034 | 22.318 | 18.866 | 15.81 | 13.258 | 11.008 | 9.056 | 6.946 | 4.781 | 2.541 | 0 | 0 | 0 | 0 | 0
Consumer Transformation | Gen_BB001 | MW | NPgY | Ferrybridge A |  | 9.5 | 9.664 | 9.664 | 9.664 | 9.664 | 9.664 | 9.664 | 9.515 | 9.356 | 8.772 | 8.134 | 7.441 | 6.689 | 5.896 | 5.047 | 4.327 | 3.658 | 3.065 | 2.57 | 2.134 | 1.756 | 1.347 | 0.927 | 0.493 | 0 | 0 | 0 | 0 | 0
Consumer Transformation | Gen_BB001 | MW | NPgY | Ferrybridge B (_M) |  | 1.52 | 1.546 | 1.546 | 1.546 | 1.546 | 1.546 | 1.546 | 1.522 | 1.497 | 1.404 | 1.301 | 1.191 | 1.07 | 0.943 | 0.808 | 0.692 | 0.585 | 0.49 | 0.411 | 0.341 | 0.281 | 0.215 | 0.148 | 0.079 | 0 | 0 | 0 | 0 | 0
Consumer Transformation | Gen_BB001 | MW | NPgY | Grimsby West |  | 135.075 | 137.411 | 137.411 | 137.411 | 137.411 | 137.411 | 137.411 | 135.292 | 133.032 | 124.725 | 115.656 | 105.798 | 95.11 | 83.827 | 71.765 | 61.523 | 52.006 | 43.583 | 36.548 | 30.346 | 24.965 | 19.147 | 13.18 | 7.004 | 0 | 0 | 0 | 0 | 0
Consumer Transformation | Gen_BB001 | MW | NPgY | Keadby |  | 58.046 | 59.05 | 59.05 | 59.05 | 59.05 | 59.05 | 59.05 | 58.139 | 57.168 | 53.598 | 49.701 | 45.465 | 40.872 | 36.023 | 30.84 | 26.438 | 22.349 | 18.729 | 15.706 | 13.041 | 10.728 | 8.228 | 5.664 | 3.01 | 0 | 0 | 0 | 0 | 0
Consumer Transformation | Gen_BB001 | MW | NPgY | Kirkstall B |  | 15 | 15.259 | 15.259 | 15.259 | 15.259 | 15.259 | 15.259 | 15.024 | 14.773 | 13.851 | 12.843 | 11.749 | 10.562 | 9.309 | 7.969 | 6.832 | 5.775 | 4.84 | 4.059 | 3.37 | 2.772 | 2.126 | 1.464 | 0.778 | 0 | 0 | 0 | 0 | 0
Consumer Transformation | Gen_BB001 | MW | NPgY | Saltend North |  | 22.453 | 22.841 | 22.841 | 22.841 | 22.841 | 22.841 | 22.841 | 22.489 | 22.113 | 20.733 | 19.225 | 17.586 | 15.81 | 13.934 | 11.929 | 10.227 | 8.645 | 7.245 | 6.075 | 5.044 | 4.15 | 3.183 | 2.191 | 1.164 | 0 | 0 | 0 | 0 | 0
Consumer Transformation | Gen_BB001 | MW | NPgY | Sheffield City |  | 1.95 | 1.984 | 1.984 | 1.984 | 1.984 | 1.984 | 1.984 | 1.953 | 1.921 | 1.801 | 1.67 | 1.527 | 1.373 | 1.21 | 1.036 | 0.888 | 0.751 | 0.629 | 0.528 | 0.438 | 0.36 | 0.276 | 0.19 | 0.101 | 0 | 0 | 0 | 0 | 0
Consumer Transformation | Gen_BB001 | MW | NPgY | Skelton Grange |  | 51.373 | 52.261 | 52.261 | 52.261 | 52.261 | 52.261 | 52.261 | 51.456 | 50.596 | 47.436 | 43.987 | 40.238 | 36.173 | 31.882 | 27.294 | 23.399 | 19.779 | 16.576 | 13.9 | 11.541 | 9.495 | 7.282 | 5.013 | 2.664 | 0 | 0 | 0 | 0 | 0
Consumer Transformation | Gen_BB001 | MW | NPgY | Templeborough |  | 1 | 1.017 | 1.017 | 1.017 | 1.017 | 1.017 | 1.017 | 1.002 | 0.985 | 0.923 | 0.856 | 0.783 | 0.704 | 0.621 | 0.531 | 0.455 | 0.385 | 0.323 | 0.271 | 0.225 | 0.185 | 0.142 | 0.098 | 0.052 | 0 | 0 | 0 | 0 | 0
Consumer Transformation | Gen_BB001 | MW | NPgY | Thurcroft |  | 30 | 30.519 | 30.519 | 30.519 | 30.519 | 30.519 | 30.519 | 30.048 | 29.546 | 27.701 | 25.687 | 23.498 | 21.124 | 18.618 | 15.939 | 13.664 | 11.55 | 9.68 | 8.117 | 6.74 | 5.545 | 4.253 | 2.927 | 1.556 | 0 | 0 | 0 | 0 | 0
Consumer Transformation | Gen_BB001 | MW | NPgY | West Melton |  | 2 | 2.035 | 2.035 | 2.035 | 2.035 | 2.035 | 2.035 | 2.003 | 1.97 | 1.847 | 1.712 | 1.567 | 1.408 | 1.241 | 1.063 | 0.911 | 0.77 | 0.645 | 0.541 | 0.449 | 0.37 | 0.284 | 0.195 | 0.104 | 0 | 0 | 0 | 0 | 0
Consumer Transformation | Gen_BB001 | MW | SEPD | Bramley |  | 1.3 | 1.322 | 1.322 | 1.322 | 1.322 | 1.322 | 1.322 | 1.302 | 1.28 | 1.2 | 1.113 | 1.018 | 0.915 | 0.807 | 0.691 | 0.592 | 0.501 | 0.419 | 0.352 | 0.292 | 0.24 | 0.184 | 0.127 | 0.067 | 0 | 0 | 0 | 0 | 0
Consumer Transformation | Gen_BB001 | MW | SEPD | Fawley |  | 158 | 158 | 158 | 158 | 158 | 158 | 158 | 158 | 158 | 158 | 158 | 158 | 0 | 0 | 0 | 0 | 0 | 0 | 0 | 0 | 0 | 0 | 0 | 0 | 0 | 0 | 0 | 0 | 0
Consumer Transformation | Gen_BB001 | MW | SEPD | Lovedean |  | 3.135 | 3.189 | 3.189 | 3.189 | 3.189 | 3.189 | 3.189 | 3.14 | 3.088 | 2.895 | 2.684 | 2.456 | 2.207 | 1.946 | 1.666 | 1.428 | 1.207 | 1.012 | 0.848 | 0.704 | 0.579 | 0.444 | 0.306 | 0.163 | 0 | 0 | 0 | 0 | 0
Consumer Transformation | Gen_BB001 | MW | SHEPD | Charleston |  | 5.225 | 5.225 | 5.225 | 5.225 | 5.225 | 5.225 | 5.225 | 5.144 | 5.059 | 4.743 | 4.398 | 4.023 | 3.617 | 3.187 | 2.729 | 2.339 | 1.977 | 1.657 | 1.39 | 1.154 | 0.949 | 0.728 | 0.501 | 0.266 | 0 | 0 | 0 | 0 | 0
Consumer Transformation | Gen_BB001 | MW | SPD | Bonnybridge |  | 1.12 | 1.322 | 1.322 | 1.322 | 1.322 | 1.322 | 1.322 | 1.301 | 1.28 | 1.2 | 1.113 | 1.018 | 0.915 | 0.806 | 0.69 | 0.592 | 0.5 | 0.419 | 0.352 | 0.292 | 0.24 | 0.184 | 0.127 | 0.067 | 0 | 0 | 0 | 0 | 0
Consumer Transformation | Gen_BB001 | MW | SPD | Carntyne |  | 1.6 | 1.888 | 1.888 | 1.888 | 1.888 | 1.888 | 1.888 | 1.859 | 1.828 | 1.714 | 1.589 | 1.454 | 1.307 | 1.152 | 0.986 | 0.845 | 0.715 | 0.599 | 0.502 | 0.417 | 0.343 | 0.263 | 0.181 | 0.096 | 0 | 0 | 0 | 0 | 0
Consumer Transformation | Gen_BB001 | MW | SPD | Cumbernauld |  | 2.3 | 2.714 | 2.714 | 2.714 | 2.714 | 2.714 | 2.714 | 2.673 | 2.628 | 2.464 | 2.285 | 2.09 | 1.879 | 1.656 | 1.418 | 1.215 | 1.027 | 0.861 | 0.722 | 0.599 | 0.493 | 0.378 | 0.26 | 0.138 | 0 | 0 | 0 | 0 | 0
Consumer Transformation | Gen_BB001 | MW | SPD | Devonside |  | 1.2 | 1.416 | 1.416 | 1.416 | 1.416 | 1.416 | 1.416 | 1.394 | 1.371 | 1.285 | 1.192 | 1.09 | 0.98 | 0.864 | 0.74 | 0.634 | 0.536 | 0.449 | 0.377 | 0.313 | 0.257 | 0.197 | 0.136 | 0.072 | 0 | 0 | 0 | 0 | 0
Consumer Transformation | Gen_BB001 | MW | SPD | Grangemouth |  | 120 | 120 | 120 | 120 | 120 | 120 | 120 | 120 | 120 | 120 | 120 | 120 | 120 | 0 | 0 | 0 | 0 | 0 | 0 | 0 | 0 | 0 | 0 | 0 | 0 | 0 | 0 | 0 | 0
Consumer Transformation | Gen_BB001 | MW | SPD | Kaimes |  | 2.5 | 2.951 | 2.951 | 2.951 | 2.951 | 2.951 | 2.951 | 2.905 | 2.856 | 2.678 | 2.483 | 2.272 | 2.042 | 1.8 | 1.541 | 1.321 | 1.117 | 0.936 | 0.785 | 0.652 | 0.536 | 0.411 | 0.283 | 0.15 | 0 | 0 | 0 | 0 | 0
Consumer Transformation | Gen_BB001 | MW | SPD | Kilwinning |  | 22 | 25.965 | 25.965 | 25.965 | 25.965 | 25.965 | 25.965 | 25.564 | 25.137 | 23.567 | 21.854 | 19.991 | 17.972 | 15.84 | 13.56 | 11.625 | 9.827 | 8.235 | 6.906 | 5.734 | 4.717 | 3.618 | 2.49 | 1.323 | 0 | 0 | 0 | 0 | 0
Consumer Transformation | Gen_BB001 | MW | SPD | Leven |  | 17.79 | 20.996 | 20.996 | 20.996 | 20.996 | 20.996 | 20.996 | 20.672 | 20.327 | 19.057 | 17.672 | 16.166 | 14.532 | 12.808 | 10.965 | 9.401 | 7.946 | 6.659 | 5.584 | 4.637 | 3.815 | 2.926 | 2.014 | 1.07 | 0 | 0 | 0 | 0 | 0
Consumer Transformation | Gen_BB001 | MW | SPD | Maybole |  | 12 | 14.162 | 14.162 | 14.162 | 14.162 | 14.162 | 14.162 | 13.944 | 13.711 | 12.855 | 11.92 | 10.904 | 9.803 | 8.64 | 7.397 | 6.341 | 5.36 | 4.492 | 3.767 | 3.128 | 2.573 | 1.973 | 1.358 | 0.722 | 0 | 0 | 0 | 0 | 0
Consumer Transformation | Gen_BB001 | MW | SPD | Port Dundas |  | 4 | 4.721 | 4.721 | 4.721 | 4.721 | 4.721 | 4.721 | 4.648 | 4.57 | 4.285 | 3.973 | 3.635 | 3.268 | 2.88 | 2.466 | 2.114 | 1.787 | 1.497 | 1.256 | 1.043 | 0.858 | 0.658 | 0.453 | 0.241 | 0 | 0 | 0 | 0 | 0
Consumer Transformation | Gen_BB001 | MW | SPD | Sighthill |  | 4 | 4.721 | 4.721 | 4.721 | 4.721 | 4.721 | 4.721 | 4.648 | 4.57 | 4.285 | 3.973 | 3.635 | 3.268 | 2.88 | 2.466 | 2.114 | 1.787 | 1.497 | 1.256 | 1.043 | 0.858 | 0.658 | 0.453 | 0.241 | 0 | 0 | 0 | 0 | 0
Consumer Transformation | Gen_BB001 | MW | SPD | Stirling |  | 14 | 16.523 | 16.523 | 16.523 | 16.523 | 16.523 | 16.523 | 16.268 | 15.996 | 14.997 | 13.907 | 12.722 | 11.436 | 10.08 | 8.629 | 7.398 | 6.253 | 5.241 | 4.395 | 3.649 | 3.002 | 2.302 | 1.585 | 0.842 | 0 | 0 | 0 | 0 | 0
Consumer Transformation | Gen_BB001 | MW | SPM | Birkenhead |  | 10.7 | 10.885 | 10.885 | 10.885 | 10.885 | 10.885 | 10.885 | 10.717 | 10.538 | 9.88 | 9.162 | 8.381 | 7.534 | 6.64 | 5.685 | 4.874 | 4.12 | 3.452 | 2.895 | 2.404 | 1.978 | 1.517 | 1.044 | 0.555 | 0 | 0 | 0 | 0 | 0
Consumer Transformation | Gen_BB001 | MW | SPM | Capenhurst |  | 2 | 2.035 | 2.035 | 2.035 | 2.035 | 2.035 | 2.035 | 2.003 | 1.97 | 1.847 | 1.712 | 1.567 | 1.408 | 1.241 | 1.063 | 0.911 | 0.77 | 0.645 | 0.541 | 0.449 | 0.37 | 0.284 | 0.195 | 0.104 | 0 | 0 | 0 | 0 | 0
Consumer Transformation | Gen_BB001 | MW | SPM | Carrington |  | 52.75 | 53.662 | 53.662 | 53.662 | 53.662 | 53.662 | 53.662 | 52.835 | 51.952 | 48.708 | 45.166 | 41.317 | 37.143 | 32.736 | 28.026 | 24.026 | 20.309 | 17.02 | 14.273 | 11.851 | 9.75 | 7.478 | 5.147 | 2.735 | 0 | 0 | 0 | 0 | 0
Consumer Transformation | Gen_BB001 | MW | SPM | Connah's Quay |  | 15.52 | 15.788 | 15.788 | 15.788 | 15.788 | 15.788 | 15.788 | 15.545 | 15.285 | 14.331 | 13.289 | 12.156 | 10.928 | 9.632 | 8.246 | 7.069 | 5.975 | 5.008 | 4.199 | 3.487 | 2.868 | 2.2 | 1.514 | 0.805 | 0 | 0 | 0 | 0 | 0
Consumer Transformation | Gen_BB001 | MW | SPM | Fiddlers Ferry |  | 69.82 | 71.027 | 71.027 | 71.027 | 71.027 | 71.027 | 71.027 | 69.932 | 68.764 | 64.47 | 59.782 | 54.687 | 49.162 | 43.33 | 37.095 | 31.801 | 26.882 | 22.528 | 18.892 | 15.686 | 12.904 | 9.897 | 6.813 | 3.62 | 0 | 0 | 0 | 0 | 0
Consumer Transformation | Gen_BB001 | MW | SPM | Frodsham |  | 112.2 | 114.14 | 114.14 | 114.14 | 114.14 | 114.14 | 114.14 | 112.381 | 110.503 | 103.603 | 96.069 | 87.881 | 79.003 | 69.631 | 59.611 | 51.104 | 43.199 | 36.203 | 30.359 | 25.207 | 20.737 | 15.905 | 10.948 | 5.818 | 0 | 0 | 0 | 0 | 0
Consumer Transformation | Gen_BB001 | MW | SPM | Legacy |  | 3.7 | 3.764 | 3.764 | 3.764 | 3.764 | 3.764 | 3.764 | 3.706 | 3.644 | 3.416 | 3.168 | 2.898 | 2.605 | 2.296 | 1.966 | 1.685 | 1.425 | 1.194 | 1.001 | 0.831 | 0.684 | 0.524 | 0.361 | 0.192 | 0 | 0 | 0 | 0 | 0
Consumer Transformation | Gen_BB001 | MW | SPM | Lister Drive |  | 46.6 | 47.406 | 47.406 | 47.406 | 47.406 | 47.406 | 47.406 | 46.675 | 45.895 | 43.029 | 39.9 | 36.5 | 32.812 | 28.92 | 24.758 | 21.225 | 17.942 | 15.036 | 12.609 | 10.469 | 8.613 | 6.606 | 4.547 | 2.416 | 0 | 0 | 0 | 0 | 0
Consumer Transformation | Gen_BB001 | MW | SPM | Rainhill |  | 46.7 | 47.508 | 47.508 | 47.508 | 47.508 | 47.508 | 47.508 | 46.775 | 45.994 | 43.122 | 39.986 | 36.578 | 32.883 | 28.982 | 24.812 | 21.271 | 17.98 | 15.068 | 12.636 | 10.492 | 8.631 | 6.62 | 4.557 | 2.421 | 0 | 0 | 0 | 0 | 0
Consumer Transformation | Gen_BB001 | MW | SPN | Canterbury |  | 30 | 30.519 | 30.519 | 30.519 | 30.519 | 30.519 | 30.519 | 30.048 | 29.546 | 27.701 | 25.687 | 23.498 | 21.124 | 18.618 | 15.939 | 13.664 | 11.55 | 9.68 | 8.117 | 6.74 | 5.545 | 4.253 | 2.927 | 1.556 | 0 | 0 | 0 | 0 | 0
Consumer Transformation | Gen_BB001 | MW | SPN | Kingsnorth |  | 10.76 | 10.946 | 10.946 | 10.946 | 10.946 | 10.946 | 10.946 | 10.777 | 10.597 | 9.936 | 9.213 | 8.428 | 7.576 | 6.678 | 5.717 | 4.901 | 4.143 | 3.472 | 2.911 | 2.417 | 1.989 | 1.525 | 1.05 | 0.558 | 0 | 0 | 0 | 0 | 0
Consumer Transformation | Gen_BB001 | MW | SPTL | Direct(SPTL) |  | 16 | 16 | 16 | 16 | 16 | 16 | 16 | 16 | 16 | 16 | 16 | 16 | 16 | 0 | 0 | 0 | 0 | 0 | 0 | 0 | 0 | 0 | 0 | 0 | 0 | 0 | 0 | 0 | 0
Consumer Transformation | Gen_BB001 | MW | South Wales | Rassau |  | 1.1 | 1.119 | 1.119 | 1.119 | 1.119 | 1.119 | 1.119 | 1.102 | 1.083 | 1.016 | 0.942 | 0.862 | 0.775 | 0.683 | 0.584 | 0.501 | 0.424 | 0.355 | 0.298 | 0.247 | 0.203 | 0.156 | 0.107 | 0.057 | 0 | 0 | 0 | 0 | 0
Consumer Transformation | Gen_BB001 | MW | South Western | Abham |  | 23.697 | 23.746 | 23.746 | 23.746 | 23.746 | 23.746 | 23.746 | 23.702 | 23.654 | 23.481 | 23.292 | 23.086 | 22.864 | 1.748 | 1.497 | 1.283 | 1.085 | 0.909 | 0.762 | 0.633 | 0.521 | 0.399 | 0.275 | 0.146 | 0 | 0 | 0 | 0 | 0
Consumer Transformation | Gen_BB001 | MW | South Western | Axminster |  | 1 | 1.017 | 1.017 | 1.017 | 1.017 | 1.017 | 1.017 | 1.002 | 0.985 | 0.923 | 0.856 | 0.783 | 0.704 | 0.621 | 0.531 | 0.455 | 0.385 | 0.323 | 0.271 | 0.225 | 0.185 | 0.142 | 0.098 | 0.052 | 0 | 0 | 0 | 0 | 0
Consumer Transformation | Gen_BB001 | MW | South Western | Exeter |  | 25.819 | 25.904 | 25.904 | 25.904 | 25.904 | 25.904 | 25.904 | 25.827 | 25.745 | 25.442 | 25.112 | 24.753 | 24.364 | 3.053 | 2.613 | 2.24 | 1.894 | 1.587 | 1.331 | 1.105 | 0.909 | 0.697 | 0.48 | 0.255 | 0 | 0 | 0 | 0 | 0
Consumer Transformation | Gen_BB001 | MW | South Western | Landulph |  | 51.345 | 51.531 | 51.531 | 51.531 | 51.531 | 51.531 | 51.531 | 51.362 | 51.183 | 50.522 | 49.8 | 49.016 | 48.166 | 6.668 | 5.709 | 4.894 | 4.137 | 3.467 | 2.907 | 2.414 | 1.986 | 1.523 | 1.048 | 0.557 | 0 | 0 | 0 | 0 | 0
Consumer Transformation | Gen_BB001 | MW | West Midlands | Bishops Wood |  | 12 | 12.208 | 12.208 | 12.208 | 12.208 | 12.208 | 12.208 | 12.019 | 11.819 | 11.08 | 10.275 | 9.399 | 8.45 | 7.447 | 6.376 | 5.466 | 4.62 | 3.872 | 3.247 | 2.696 | 2.218 | 1.701 | 1.171 | 0.622 | 0 | 0 | 0 | 0 | 0
Consumer Transformation | Gen_BB001 | MW | West Midlands | Bushbury |  | 3.998 | 4.067 | 4.067 | 4.067 | 4.067 | 4.067 | 4.067 | 4.004 | 3.938 | 3.692 | 3.423 | 3.131 | 2.815 | 2.481 | 2.124 | 1.821 | 1.539 | 1.29 | 1.082 | 0.898 | 0.739 | 0.567 | 0.39 | 0.207 | 0 | 0 | 0 | 0 | 0
Consumer Transformation | Gen_BB001 | MW | West Midlands | Feckenham |  | 3.994 | 4.063 | 4.063 | 4.063 | 4.063 | 4.063 | 4.063 | 4 | 3.934 | 3.688 | 3.42 | 3.128 | 2.812 | 2.479 | 2.122 | 1.819 | 1.538 | 1.289 | 1.081 | 0.897 | 0.738 | 0.566 | 0.39 | 0.207 | 0 | 0 | 0 | 0 | 0
Consumer Transformation | Gen_BB001 | MW | West Midlands | Hams Hall |  | 9.433 | 9.596 | 9.596 | 9.596 | 9.596 | 9.596 | 9.596 | 9.448 | 9.29 | 8.71 | 8.077 | 7.388 | 6.642 | 5.854 | 5.012 | 4.296 | 3.632 | 3.044 | 2.552 | 2.119 | 1.743 | 1.337 | 0.92 | 0.489 | 0 | 0 | 0 | 0 | 0
Consumer Transformation | Gen_BB001 | MW | West Midlands | Iron Acton |  | 10.08 | 10.254 | 10.254 | 10.254 | 10.254 | 10.254 | 10.254 | 10.096 | 9.928 | 9.308 | 8.631 | 7.895 | 7.098 | 6.256 | 5.355 | 4.591 | 3.881 | 3.252 | 2.727 | 2.265 | 1.863 | 1.429 | 0.984 | 0.523 | 0 | 0 | 0 | 0 | 0
Consumer Transformation | Gen_BB001 | MW | West Midlands | Ironbridge |  | 3.58 | 3.642 | 3.642 | 3.642 | 3.642 | 3.642 | 3.642 | 3.586 | 3.526 | 3.306 | 3.065 | 2.804 | 2.521 | 2.222 | 1.902 | 1.631 | 1.378 | 1.155 | 0.969 | 0.804 | 0.662 | 0.507 | 0.349 | 0.186 | 0 | 0 | 0 | 0 | 0
Consumer Transformation | Gen_BB001 | MW | West Midlands | Kitwell |  | 4 | 4.069 | 4.069 | 4.069 | 4.069 | 4.069 | 4.069 | 4.006 | 3.94 | 3.693 | 3.425 | 3.133 | 2.817 | 2.482 | 2.125 | 1.822 | 1.54 | 1.291 | 1.082 | 0.899 | 0.739 | 0.567 | 0.39 | 0.207 | 0 | 0 | 0 | 0 | 0
Consumer Transformation | Gen_BB001 | MW | West Midlands | Nechells |  | 8 | 8.138 | 8.138 | 8.138 | 8.138 | 8.138 | 8.138 | 8.013 | 7.879 | 7.387 | 6.85 | 6.266 | 5.633 | 4.965 | 4.25 | 3.644 | 3.08 | 2.581 | 2.165 | 1.797 | 1.479 | 1.134 | 0.781 | 0.415 | 0 | 0 | 0 | 0 | 0
Consumer Transformation | Gen_BB001 | MW | West Midlands | Oldbury |  | 1.5 | 1.526 | 1.526 | 1.526 | 1.526 | 1.526 | 1.526 | 1.502 | 1.477 | 1.385 | 1.284 | 1.175 | 1.056 | 0.931 | 0.797 | 0.683 | 0.578 | 0.484 | 0.406 | 0.337 | 0.277 | 0.213 | 0.146 | 0.078 | 0 | 0 | 0 | 0 | 0
Consumer Transformation | Gen_BB001 | MW | West Midlands | Shrewsbury |  | 1.2 | 1.221 | 1.221 | 1.221 | 1.221 | 1.221 | 1.221 | 1.202 | 1.182 | 1.108 | 1.027 | 0.94 | 0.845 | 0.745 | 0.638 | 0.547 | 0.462 | 0.387 | 0.325 | 0.27 | 0.222 | 0.17 | 0.117 | 0.062 | 0 | 0 | 0 | 0 | 0
Consumer Transformation | Gen_BB001 | MW | West Midlands | Walham |  | 13.813 | 14.052 | 14.052 | 14.052 | 14.052 | 14.052 | 14.052 | 13.835 | 13.604 | 12.755 | 11.827 | 10.819 | 9.726 | 8.572 | 7.339 | 6.291 | 5.318 | 4.457 | 3.737 | 3.103 | 2.553 | 1.958 | 1.348 | 0.716 | 0 | 0 | 0 | 0 | 0
Consumer Transformation | Gen_BB001 | MW | West Midlands | Willenhall |  | 7.035 | 7.157 | 7.157 | 7.157 | 7.157 | 7.157 | 7.157 | 7.046 | 6.929 | 6.496 | 6.024 | 5.51 | 4.954 | 4.366 | 3.738 | 3.204 | 2.709 | 2.27 | 1.904 | 1.58 | 1.3 | 0.997 | 0.686 | 0.365 | 0 | 0 | 0 | 0 | 0
Consumer Transformation | Gen_BB002 | MW | ENW | Bredbury |  | 0.068 | 0.078 | 0.078 | 0.078 | 0.078 | 0.078 | 0.078 | 0.078 | 0.078 | 0.072 | 0.066 | 0.06 | 0.054 | 0.048 | 0.041 | 0.036 | 0.03 | 0.026 | 0.022 | 0.018 | 0.015 | 0.014 | 0.012 | 0.011 | 0.01 | 0.009 | 0.008 | 0.007 | 0
Consumer Transformation | Gen_BB002 | MW | ENW | Harker |  | 5.829 | 6.639 | 6.639 | 6.639 | 6.639 | 6.639 | 6.639 | 6.639 | 6.639 | 6.148 | 5.643 | 5.133 | 4.619 | 4.102 | 3.501 | 3.041 | 2.598 | 2.189 | 1.843 | 1.517 | 1.313 | 1.184 | 1.059 | 0.96 | 0.863 | 0.779 | 0.698 | 0.619 | 0
Consumer Transformation | Gen_BB002 | MW | ENW | Heysham (NGET) |  | 1.128 | 1.285 | 1.285 | 1.285 | 1.285 | 1.285 | 1.285 | 1.285 | 1.285 | 1.19 | 1.092 | 0.993 | 0.894 | 0.794 | 0.677 | 0.588 | 0.503 | 0.423 | 0.357 | 0.293 | 0.254 | 0.229 | 0.205 | 0.186 | 0.167 | 0.151 | 0.135 | 0.12 | 0
Consumer Transformation | Gen_BB002 | MW | ENW | Hutton |  | 0.486 | 0.553 | 0.553 | 0.553 | 0.553 | 0.553 | 0.553 | 0.553 | 0.553 | 0.512 | 0.47 | 0.428 | 0.385 | 0.342 | 0.292 | 0.253 | 0.216 | 0.182 | 0.154 | 0.126 | 0.109 | 0.099 | 0.088 | 0.08 | 0.072 | 0.065 | 0.058 | 0.052 | 0
Consumer Transformation | Gen_BB002 | MW | ENW | Kearsley 132kV |  | 1.068 | 1.216 | 1.216 | 1.216 | 1.216 | 1.216 | 1.216 | 1.216 | 1.216 | 1.127 | 1.034 | 0.941 | 0.846 | 0.752 | 0.642 | 0.557 | 0.476 | 0.401 | 0.338 | 0.278 | 0.241 | 0.217 | 0.194 | 0.176 | 0.158 | 0.143 | 0.128 | 0.113 | 0
Consumer Transformation | Gen_BB002 | MW | ENW | Kirkby (_G) |  | 0.487 | 0.555 | 0.555 | 0.555 | 0.555 | 0.555 | 0.555 | 0.555 | 0.555 | 0.514 | 0.472 | 0.429 | 0.386 | 0.343 | 0.293 | 0.254 | 0.217 | 0.183 | 0.154 | 0.127 | 0.11 | 0.099 | 0.089 | 0.08 | 0.072 | 0.065 | 0.058 | 0.052 | 0
Consumer Transformation | Gen_BB002 | MW | ENW | Macclesfield |  | 1.132 | 1.289 | 1.289 | 1.289 | 1.289 | 1.289 | 1.289 | 1.289 | 1.289 | 1.194 | 1.096 | 0.997 | 0.897 | 0.797 | 0.68 | 0.591 | 0.505 | 0.425 | 0.358 | 0.295 | 0.255 | 0.23 | 0.206 | 0.186 | 0.168 | 0.151 | 0.135 | 0.12 | 0
Consumer Transformation | Gen_BB002 | MW | ENW | Padiham |  | 0.578 | 0.659 | 0.659 | 0.659 | 0.659 | 0.659 | 0.659 | 0.659 | 0.659 | 0.61 | 0.56 | 0.509 | 0.458 | 0.407 | 0.347 | 0.302 | 0.258 | 0.217 | 0.183 | 0.15 | 0.13 | 0.117 | 0.105 | 0.095 | 0.086 | 0.077 | 0.069 | 0.061 | 0
Consumer Transformation | Gen_BB002 | MW | ENW | Penwortham East |  | 0.681 | 0.776 | 0.776 | 0.776 | 0.776 | 0.776 | 0.776 | 0.776 | 0.776 | 0.719 | 0.66 | 0.6 | 0.54 | 0.48 | 0.409 | 0.355 | 0.304 | 0.256 | 0.215 | 0.177 | 0.153 | 0.138 | 0.124 | 0.112 | 0.101 | 0.091 | 0.082 | 0.072 | 0
Consumer Transformation | Gen_BB002 | MW | ENW | Penwortham West |  | 0.861 | 0.981 | 0.981 | 0.981 | 0.981 | 0.981 | 0.981 | 0.981 | 0.981 | 0.908 | 0.834 | 0.758 | 0.682 | 0.606 | 0.517 | 0.449 | 0.384 | 0.323 | 0.272 | 0.224 | 0.194 | 0.175 | 0.156 | 0.142 | 0.128 | 0.115 | 0.103 | 0.091 | 0
Consumer Transformation | Gen_BB002 | MW | ENW | Rochdale |  | 0.929 | 1.058 | 1.058 | 1.058 | 1.058 | 1.058 | 1.058 | 1.058 | 1.058 | 0.979 | 0.899 | 0.818 | 0.736 | 0.654 | 0.558 | 0.484 | 0.414 | 0.349 | 0.294 | 0.242 | 0.209 | 0.189 | 0.169 | 0.153 | 0.138 | 0.124 | 0.111 | 0.099 | 0
Consumer Transformation | Gen_BB002 | MW | ENW | South Manchester |  | 0.477 | 0.543 | 0.543 | 0.543 | 0.543 | 0.543 | 0.543 | 0.543 | 0.543 | 0.503 | 0.462 | 0.42 | 0.378 | 0.336 | 0.286 | 0.249 | 0.212 | 0.179 | 0.151 | 0.124 | 0.107 | 0.097 | 0.087 | 0.078 | 0.071 | 0.064 | 0.057 | 0.051 | 0
Consumer Transformation | Gen_BB002 | MW | ENW | Stalybridge |  | 0.48 | 0.547 | 0.547 | 0.547 | 0.547 | 0.547 | 0.547 | 0.547 | 0.547 | 0.507 | 0.465 | 0.423 | 0.381 | 0.338 | 0.288 | 0.251 | 0.214 | 0.18 | 0.152 | 0.125 | 0.108 | 0.098 | 0.087 | 0.079 | 0.071 | 0.064 | 0.057 | 0.051 | 0
Consumer Transformation | Gen_BB002 | MW | ENW | Stanah |  | 0.674 | 0.768 | 0.768 | 0.768 | 0.768 | 0.768 | 0.768 | 0.768 | 0.768 | 0.711 | 0.653 | 0.594 | 0.534 | 0.474 | 0.405 | 0.352 | 0.3 | 0.253 | 0.213 | 0.175 | 0.152 | 0.137 | 0.122 | 0.111 | 0.1 | 0.09 | 0.081 | 0.072 | 0
Consumer Transformation | Gen_BB002 | MW | ENW | Whitegate |  | 1.528 | 1.74 | 1.74 | 1.74 | 1.74 | 1.74 | 1.74 | 1.74 | 1.74 | 1.611 | 1.479 | 1.345 | 1.211 | 1.075 | 0.918 | 0.797 | 0.681 | 0.574 | 0.483 | 0.398 | 0.344 | 0.31 | 0.277 | 0.251 | 0.226 | 0.204 | 0.183 | 0.162 | 0
Consumer Transformation | Gen_BB002 | MW | EPN | Braintree |  | 0.214 | 0.243 | 0.243 | 0.243 | 0.243 | 0.243 | 0.243 | 0.243 | 0.243 | 0.225 | 0.207 | 0.188 | 0.169 | 0.15 | 0.128 | 0.112 | 0.095 | 0.08 | 0.068 | 0.056 | 0.048 | 0.043 | 0.039 | 0.035 | 0.032 | 0.029 | 0.026 | 0.023 | 0
Consumer Transformation | Gen_BB002 | MW | EPN | Bramford |  | 6.231 | 7.096 | 7.096 | 7.096 | 7.096 | 7.096 | 7.096 | 7.096 | 7.096 | 6.572 | 6.032 | 5.487 | 4.937 | 4.385 | 3.743 | 3.251 | 2.777 | 2.339 | 1.97 | 1.621 | 1.403 | 1.266 | 1.132 | 1.026 | 0.923 | 0.832 | 0.746 | 0.662 | 0
Consumer Transformation | Gen_BB002 | MW | EPN | Brimsdown |  | 0.834 | 0.95 | 0.95 | 0.95 | 0.95 | 0.95 | 0.95 | 0.95 | 0.95 | 0.88 | 0.808 | 0.735 | 0.661 | 0.587 | 0.501 | 0.435 | 0.372 | 0.313 | 0.264 | 0.217 | 0.188 | 0.169 | 0.152 | 0.137 | 0.124 | 0.111 | 0.1 | 0.089 | 0
Consumer Transformation | Gen_BB002 | MW | EPN | Burwell Main |  | 0.437 | 0.497 | 0.497 | 0.497 | 0.497 | 0.497 | 0.497 | 0.497 | 0.497 | 0.461 | 0.423 | 0.385 | 0.346 | 0.307 | 0.262 | 0.228 | 0.195 | 0.164 | 0.138 | 0.114 | 0.098 | 0.089 | 0.079 | 0.072 | 0.065 | 0.058 | 0.052 | 0.046 | 0
Consumer Transformation | Gen_BB002 | MW | EPN | Eaton Socon |  | 1.345 | 1.532 | 1.532 | 1.532 | 1.532 | 1.532 | 1.532 | 1.532 | 1.532 | 1.419 | 1.302 | 1.184 | 1.066 | 0.947 | 0.808 | 0.702 | 0.599 | 0.505 | 0.425 | 0.35 | 0.303 | 0.273 | 0.244 | 0.221 | 0.199 | 0.18 | 0.161 | 0.143 | 0
Consumer Transformation | Gen_BB002 | MW | EPN | Elstree |  | 0.002 | 0.002 | 0.002 | 0.002 | 0.002 | 0.002 | 0.002 | 0.002 | 0.002 | 0.002 | 0.002 | 0.001 | 0.001 | 0.001 | 0.001 | 0.001 | 0.001 | 0.001 | 0.001 | 0 | 0 | 0 | 0 | 0 | 0 | 0 | 0 | 0 | 0
Consumer Transformation | Gen_BB002 | MW | EPN | Mill Hill |  | 0.691 | 0.787 | 0.787 | 0.787 | 0.787 | 0.787 | 0.787 | 0.787 | 0.787 | 0.729 | 0.669 | 0.609 | 0.548 | 0.486 | 0.415 | 0.361 | 0.308 | 0.259 | 0.218 | 0.18 | 0.156 | 0.14 | 0.126 | 0.114 | 0.102 | 0.092 | 0.083 | 0.073 | 0
Consumer Transformation | Gen_BB002 | MW | EPN | Norwich Main |  | 4.719 | 5.375 | 5.375 | 5.375 | 5.375 | 5.375 | 5.375 | 5.375 | 5.375 | 4.978 | 4.569 | 4.156 | 3.74 | 3.322 | 2.835 | 2.462 | 2.103 | 1.772 | 1.492 | 1.228 | 1.063 | 0.959 | 0.857 | 0.777 | 0.699 | 0.63 | 0.565 | 0.501 | 0
Consumer Transformation | Gen_BB002 | MW | EPN | Pelham |  | 1.861 | 2.12 | 2.12 | 2.12 | 2.12 | 2.12 | 2.12 | 2.12 | 2.12 | 1.963 | 1.802 | 1.639 | 1.475 | 1.31 | 1.118 | 0.971 | 0.829 | 0.699 | 0.588 | 0.484 | 0.419 | 0.378 | 0.338 | 0.306 | 0.276 | 0.249 | 0.223 | 0.198 | 0
Consumer Transformation | Gen_BB002 | MW | EPN | Rayleigh |  | 1.211 | 1.379 | 1.379 | 1.379 | 1.379 | 1.379 | 1.379 | 1.379 | 1.379 | 1.277 | 1.173 | 1.067 | 0.96 | 0.852 | 0.728 | 0.632 | 0.54 | 0.455 | 0.383 | 0.315 | 0.273 | 0.246 | 0.22 | 0.199 | 0.179 | 0.162 | 0.145 | 0.129 | 0
Consumer Transformation | Gen_BB002 | MW | EPN | Rye House |  | 0.944 | 1.075 | 1.075 | 1.075 | 1.075 | 1.075 | 1.075 | 1.075 | 1.075 | 0.995 | 0.913 | 0.831 | 0.748 | 0.664 | 0.567 | 0.492 | 0.421 | 0.354 | 0.298 | 0.246 | 0.213 | 0.192 | 0.171 | 0.155 | 0.14 | 0.126 | 0.113 | 0.1 | 0
Consumer Transformation | Gen_BB002 | MW | EPN | Sundon |  | 1.026 | 1.169 | 1.169 | 1.169 | 1.169 | 1.169 | 1.169 | 1.169 | 1.169 | 1.082 | 0.993 | 0.904 | 0.813 | 0.722 | 0.616 | 0.535 | 0.457 | 0.385 | 0.324 | 0.267 | 0.231 | 0.208 | 0.186 | 0.169 | 0.152 | 0.137 | 0.123 | 0.109 | 0
Consumer Transformation | Gen_BB002 | MW | EPN | Tilbury |  | 0.421 | 0.479 | 0.479 | 0.479 | 0.479 | 0.479 | 0.479 | 0.479 | 0.479 | 0.444 | 0.407 | 0.371 | 0.333 | 0.296 | 0.253 | 0.22 | 0.188 | 0.158 | 0.133 | 0.109 | 0.095 | 0.085 | 0.076 | 0.069 | 0.062 | 0.056 | 0.05 | 0.045 | 0
Consumer Transformation | Gen_BB002 | MW | EPN | Tottenham |  | 0.118 | 0.134 | 0.134 | 0.134 | 0.134 | 0.134 | 0.134 | 0.134 | 0.134 | 0.124 | 0.114 | 0.104 | 0.093 | 0.083 | 0.071 | 0.061 | 0.053 | 0.044 | 0.037 | 0.031 | 0.027 | 0.024 | 0.021 | 0.019 | 0.017 | 0.016 | 0.014 | 0.013 | 0
Consumer Transformation | Gen_BB002 | MW | EPN | Walpole (_A) |  | 2.254 | 2.567 | 2.567 | 2.567 | 2.567 | 2.567 | 2.567 | 2.567 | 2.567 | 2.378 | 2.182 | 1.985 | 1.786 | 1.587 | 1.354 | 1.176 | 1.005 | 0.846 | 0.713 | 0.587 | 0.508 | 0.458 | 0.409 | 0.371 | 0.334 | 0.301 | 0.27 | 0.239 | 0
Consumer Transformation | Gen_BB002 | MW | EPN | Warley |  | 0.805 | 0.916 | 0.916 | 0.916 | 0.916 | 0.916 | 0.916 | 0.916 | 0.916 | 0.849 | 0.779 | 0.709 | 0.638 | 0.566 | 0.483 | 0.42 | 0.359 | 0.302 | 0.254 | 0.209 | 0.181 | 0.164 | 0.146 | 0.132 | 0.119 | 0.107 | 0.096 | 0.085 | 0
Consumer Transformation | Gen_BB002 | MW | EPN | Watford South |  | 0.007 | 0.008 | 0.008 | 0.008 | 0.008 | 0.008 | 0.008 | 0.008 | 0.008 | 0.007 | 0.007 | 0.006 | 0.006 | 0.005 | 0.004 | 0.004 | 0.003 | 0.003 | 0.002 | 0.002 | 0.002 | 0.001 | 0.001 | 0.001 | 0.001 | 0.001 | 0.001 | 0.001 | 0
Consumer Transformation | Gen_BB002 | MW | EPN | Wymondley |  | 0.001 | 0.001 | 0.001 | 0.001 | 0.001 | 0.001 | 0.001 | 0.001 | 0.001 | 0.001 | 0.001 | 0.001 | 0.001 | 0.001 | 0.001 | 0 | 0 | 0 | 0 | 0 | 0 | 0 | 0 | 0 | 0 | 0 | 0 | 0 | 0
Consumer Transformation | Gen_BB002 | MW | East Midlands | Berkswell |  | 0.507 | 0.578 | 0.578 | 0.578 | 0.578 | 0.578 | 0.578 | 0.578 | 0.578 | 0.535 | 0.491 | 0.447 | 0.402 | 0.357 | 0.305 | 0.265 | 0.226 | 0.191 | 0.16 | 0.132 | 0.114 | 0.103 | 0.092 | 0.084 | 0.075 | 0.068 | 0.061 | 0.054 | 0
Consumer Transformation | Gen_BB002 | MW | East Midlands | Bicker Fen |  | 2.498 | 2.845 | 2.845 | 2.845 | 2.845 | 2.845 | 2.845 | 2.845 | 2.845 | 2.635 | 2.418 | 2.2 | 1.98 | 1.758 | 1.501 | 1.303 | 1.113 | 0.938 | 0.79 | 0.65 | 0.563 | 0.508 | 0.454 | 0.411 | 0.37 | 0.334 | 0.299 | 0.265 | 0
Consumer Transformation | Gen_BB002 | MW | East Midlands | Chesterfield |  | 4.913 | 5.595 | 5.595 | 5.595 | 5.595 | 5.595 | 5.595 | 5.595 | 5.595 | 5.181 | 4.756 | 4.326 | 3.893 | 3.457 | 2.951 | 2.563 | 2.189 | 1.844 | 1.553 | 1.278 | 1.106 | 0.998 | 0.892 | 0.809 | 0.727 | 0.656 | 0.588 | 0.522 | 0
Consumer Transformation | Gen_BB002 | MW | East Midlands | Coventry |  | 2.566 | 2.922 | 2.922 | 2.922 | 2.922 | 2.922 | 2.922 | 2.922 | 2.922 | 2.706 | 2.484 | 2.259 | 2.033 | 1.806 | 1.541 | 1.339 | 1.143 | 0.963 | 0.811 | 0.668 | 0.578 | 0.521 | 0.466 | 0.422 | 0.38 | 0.343 | 0.307 | 0.272 | 0
Consumer Transformation | Gen_BB002 | MW | East Midlands | Drakelow |  | 1.757 | 2.001 | 2.001 | 2.001 | 2.001 | 2.001 | 2.001 | 2.001 | 2.001 | 1.853 | 1.701 | 1.547 | 1.392 | 1.236 | 1.055 | 0.917 | 0.783 | 0.66 | 0.555 | 0.457 | 0.396 | 0.357 | 0.319 | 0.289 | 0.26 | 0.235 | 0.21 | 0.187 | 0
Consumer Transformation | Gen_BB002 | MW | East Midlands | East Claydon (_B) |  | 1.326 | 1.51 | 1.51 | 1.51 | 1.51 | 1.51 | 1.51 | 1.51 | 1.51 | 1.398 | 1.283 | 1.167 | 1.051 | 0.933 | 0.796 | 0.692 | 0.591 | 0.498 | 0.419 | 0.345 | 0.299 | 0.269 | 0.241 | 0.218 | 0.196 | 0.177 | 0.159 | 0.141 | 0
Consumer Transformation | Gen_BB002 | MW | East Midlands | Enderby |  | 0.853 | 0.972 | 0.972 | 0.972 | 0.972 | 0.972 | 0.972 | 0.972 | 0.972 | 0.9 | 0.826 | 0.752 | 0.676 | 0.601 | 0.513 | 0.445 | 0.38 | 0.32 | 0.27 | 0.222 | 0.192 | 0.173 | 0.155 | 0.141 | 0.126 | 0.114 | 0.102 | 0.091 | 0
Consumer Transformation | Gen_BB002 | MW | East Midlands | Grendon |  | 3.082 | 3.51 | 3.51 | 3.51 | 3.51 | 3.51 | 3.51 | 3.51 | 3.51 | 3.251 | 2.984 | 2.714 | 2.442 | 2.169 | 1.851 | 1.608 | 1.374 | 1.157 | 0.974 | 0.802 | 0.694 | 0.626 | 0.56 | 0.507 | 0.456 | 0.412 | 0.369 | 0.327 | 0
Consumer Transformation | Gen_BB002 | MW | East Midlands | Ratcliffe |  | 1.357 | 1.545 | 1.545 | 1.545 | 1.545 | 1.545 | 1.545 | 1.545 | 1.545 | 1.431 | 1.314 | 1.195 | 1.075 | 0.955 | 0.815 | 0.708 | 0.605 | 0.509 | 0.429 | 0.353 | 0.306 | 0.276 | 0.246 | 0.223 | 0.201 | 0.181 | 0.162 | 0.144 | 0
Consumer Transformation | Gen_BB002 | MW | East Midlands | Staythorpe |  | 0.773 | 0.88 | 0.88 | 0.88 | 0.88 | 0.88 | 0.88 | 0.88 | 0.88 | 0.815 | 0.748 | 0.68 | 0.612 | 0.544 | 0.464 | 0.403 | 0.344 | 0.29 | 0.244 | 0.201 | 0.174 | 0.157 | 0.14 | 0.127 | 0.114 | 0.103 | 0.092 | 0.082 | 0
Consumer Transformation | Gen_BB002 | MW | East Midlands | Stoke Bardolph |  | 1.64 | 1.867 | 1.867 | 1.867 | 1.867 | 1.867 | 1.867 | 1.867 | 1.867 | 1.729 | 1.587 | 1.444 | 1.299 | 1.154 | 0.985 | 0.855 | 0.731 | 0.616 | 0.518 | 0.427 | 0.369 | 0.333 | 0.298 | 0.27 | 0.243 | 0.219 | 0.196 | 0.174 | 0
Consumer Transformation | Gen_BB002 | MW | East Midlands | Walpole (_B) |  | 1.434 | 1.633 | 1.633 | 1.633 | 1.633 | 1.633 | 1.633 | 1.633 | 1.633 | 1.513 | 1.388 | 1.263 | 1.137 | 1.009 | 0.862 | 0.748 | 0.639 | 0.539 | 0.453 | 0.373 | 0.323 | 0.291 | 0.261 | 0.236 | 0.212 | 0.192 | 0.172 | 0.152 | 0
Consumer Transformation | Gen_BB002 | MW | East Midlands | West Burton |  | 1.833 | 2.088 | 2.088 | 2.088 | 2.088 | 2.088 | 2.088 | 2.088 | 2.088 | 1.934 | 1.775 | 1.614 | 1.453 | 1.29 | 1.101 | 0.956 | 0.817 | 0.688 | 0.58 | 0.477 | 0.413 | 0.372 | 0.333 | 0.302 | 0.271 | 0.245 | 0.219 | 0.195 | 0
Consumer Transformation | Gen_BB002 | MW | East Midlands | Willington |  | 1.501 | 1.709 | 1.709 | 1.709 | 1.709 | 1.709 | 1.709 | 1.709 | 1.709 | 1.583 | 1.453 | 1.322 | 1.189 | 1.056 | 0.901 | 0.783 | 0.669 | 0.563 | 0.474 | 0.391 | 0.338 | 0.305 | 0.273 | 0.247 | 0.222 | 0.2 | 0.18 | 0.159 | 0
Consumer Transformation | Gen_BB002 | MW | IDNO - Refer to Comment Field | Tynemouth 2 |  | 0.26 | 0.296 | 0.296 | 0.296 | 0.296 | 0.296 | 0.296 | 0.296 | 0.296 | 0.274 | 0.251 | 0.229 | 0.206 | 0.183 | 0.156 | 0.136 | 0.116 | 0.098 | 0.082 | 0.068 | 0.058 | 0.053 | 0.047 | 0.043 | 0.038 | 0.035 | 0.031 | 0.028 | 0 | Note: TYNE2 is operated by an IDNO allocated to GSP Group/licence area F
Consumer Transformation | Gen_BB002 | MW | LPN | Barking |  | 0.838 | 0.954 | 0.954 | 0.954 | 0.954 | 0.954 | 0.954 | 0.954 | 0.954 | 0.883 | 0.811 | 0.738 | 0.664 | 0.589 | 0.503 | 0.437 | 0.373 | 0.314 | 0.265 | 0.218 | 0.189 | 0.17 | 0.152 | 0.138 | 0.124 | 0.112 | 0.1 | 0.089 | 0
Consumer Transformation | Gen_BB002 | MW | LPN | Hackney 132kV |  | 0.161 | 0.183 | 0.183 | 0.183 | 0.183 | 0.183 | 0.183 | 0.183 | 0.183 | 0.17 | 0.156 | 0.142 | 0.127 | 0.113 | 0.097 | 0.084 | 0.072 | 0.06 | 0.051 | 0.042 | 0.036 | 0.033 | 0.029 | 0.026 | 0.024 | 0.021 | 0.019 | 0.017 | 0
Consumer Transformation | Gen_BB002 | MW | LPN | Hurst |  | 0.004 | 0.005 | 0.005 | 0.005 | 0.005 | 0.005 | 0.005 | 0.005 | 0.005 | 0.004 | 0.004 | 0.004 | 0.003 | 0.003 | 0.002 | 0.002 | 0.002 | 0.002 | 0.001 | 0.001 | 0.001 | 0.001 | 0.001 | 0.001 | 0.001 | 0.001 | 0 | 0 | 0
Consumer Transformation | Gen_BB002 | MW | LPN | Littlebrook (_C) |  | 0.424 | 0.483 | 0.483 | 0.483 | 0.483 | 0.483 | 0.483 | 0.483 | 0.483 | 0.447 | 0.411 | 0.374 | 0.336 | 0.299 | 0.255 | 0.221 | 0.189 | 0.159 | 0.134 | 0.11 | 0.096 | 0.086 | 0.077 | 0.07 | 0.063 | 0.057 | 0.051 | 0.045 | 0
Consumer Transformation | Gen_BB002 | MW | LPN | New Cross |  | 0.001 | 0.001 | 0.001 | 0.001 | 0.001 | 0.001 | 0.001 | 0.001 | 0.001 | 0.001 | 0.001 | 0.001 | 0.001 | 0.001 | 0.001 | 0 | 0 | 0 | 0 | 0 | 0 | 0 | 0 | 0 | 0 | 0 | 0 | 0 | 0
Consumer Transformation | Gen_BB002 | MW | LPN | Redbridge |  | 0.002 | 0.002 | 0.002 | 0.002 | 0.002 | 0.002 | 0.002 | 0.002 | 0.002 | 0.002 | 0.002 | 0.001 | 0.001 | 0.001 | 0.001 | 0.001 | 0.001 | 0.001 | 0.001 | 0 | 0 | 0 | 0 | 0 | 0 | 0 | 0 | 0 | 0
Consumer Transformation | Gen_BB002 | MW | LPN | St John's Wood |  | 0.001 | 0.001 | 0.001 | 0.001 | 0.001 | 0.001 | 0.001 | 0.001 | 0.001 | 0.001 | 0.001 | 0.001 | 0.001 | 0.001 | 0.001 | 0.001 | 0.001 | 0 | 0 | 0 | 0 | 0 | 0 | 0 | 0 | 0 | 0 | 0 | 0
Consumer Transformation | Gen_BB002 | MW | LPN | West Ham |  | 0.279 | 0.317 | 0.317 | 0.317 | 0.317 | 0.317 | 0.317 | 0.317 | 0.317 | 0.294 | 0.27 | 0.245 | 0.221 | 0.196 | 0.167 | 0.145 | 0.124 | 0.105 | 0.088 | 0.072 | 0.063 | 0.057 | 0.051 | 0.046 | 0.041 | 0.037 | 0.033 | 0.03 | 0
Consumer Transformation | Gen_BB002 | MW | LPN | Willesden 132kV |  | 0.531 | 0.605 | 0.605 | 0.605 | 0.605 | 0.605 | 0.605 | 0.605 | 0.605 | 0.56 | 0.514 | 0.468 | 0.421 | 0.374 | 0.319 | 0.277 | 0.237 | 0.199 | 0.168 | 0.138 | 0.12 | 0.108 | 0.096 | 0.087 | 0.079 | 0.071 | 0.064 | 0.056 | 0
Consumer Transformation | Gen_BB002 | MW | LPN | Willesden 66kV |  | 0.231 | 0.264 | 0.264 | 0.264 | 0.264 | 0.264 | 0.264 | 0.264 | 0.264 | 0.244 | 0.224 | 0.204 | 0.183 | 0.163 | 0.139 | 0.121 | 0.103 | 0.087 | 0.073 | 0.06 | 0.052 | 0.047 | 0.042 | 0.038 | 0.034 | 0.031 | 0.028 | 0.025 | 0
Consumer Transformation | Gen_BB002 | MW | LPN | Wimbledon South |  | 0.427 | 0.486 | 0.486 | 0.486 | 0.486 | 0.486 | 0.486 | 0.486 | 0.486 | 0.45 | 0.413 | 0.376 | 0.338 | 0.3 | 0.256 | 0.223 | 0.19 | 0.16 | 0.135 | 0.111 | 0.096 | 0.087 | 0.078 | 0.07 | 0.063 | 0.057 | 0.051 | 0.045 | 0
Consumer Transformation | Gen_BB002 | MW | NPgN | Blyth 66kV |  | 1.491 | 1.698 | 1.698 | 1.698 | 1.698 | 1.698 | 1.698 | 1.698 | 1.698 | 1.572 | 1.443 | 1.313 | 1.181 | 1.049 | 0.895 | 0.778 | 0.664 | 0.56 | 0.471 | 0.388 | 0.336 | 0.303 | 0.271 | 0.245 | 0.221 | 0.199 | 0.178 | 0.158 | 0
Consumer Transformation | Gen_BB002 | MW | NPgN | Hart Moor |  | 0.433 | 0.494 | 0.494 | 0.494 | 0.494 | 0.494 | 0.494 | 0.494 | 0.494 | 0.457 | 0.42 | 0.382 | 0.344 | 0.305 | 0.26 | 0.226 | 0.193 | 0.163 | 0.137 | 0.113 | 0.098 | 0.088 | 0.079 | 0.071 | 0.064 | 0.058 | 0.052 | 0.046 | 0
Consumer Transformation | Gen_BB002 | MW | NPgN | Hawthorn Pit |  | 0.003 | 0.003 | 0.003 | 0.003 | 0.003 | 0.003 | 0.003 | 0.003 | 0.003 | 0.003 | 0.002 | 0.002 | 0.002 | 0.002 | 0.002 | 0.001 | 0.001 | 0.001 | 0.001 | 0.001 | 0.001 | 0.001 | 0 | 0 | 0 | 0 | 0 | 0 | 0
Consumer Transformation | Gen_BB002 | MW | NPgN | Knaresborough |  | 0.604 | 0.688 | 0.688 | 0.688 | 0.688 | 0.688 | 0.688 | 0.688 | 0.688 | 0.637 | 0.585 | 0.532 | 0.479 | 0.425 | 0.363 | 0.315 | 0.269 | 0.227 | 0.191 | 0.157 | 0.136 | 0.123 | 0.11 | 0.099 | 0.089 | 0.081 | 0.072 | 0.064 | 0
Consumer Transformation | Gen_BB002 | MW | NPgN | Lackenby |  | 0.446 | 0.507 | 0.507 | 0.507 | 0.507 | 0.507 | 0.507 | 0.507 | 0.507 | 0.47 | 0.431 | 0.392 | 0.353 | 0.314 | 0.268 | 0.232 | 0.199 | 0.167 | 0.141 | 0.116 | 0.1 | 0.091 | 0.081 | 0.073 | 0.066 | 0.06 | 0.053 | 0.047 | 0
Consumer Transformation | Gen_BB002 | MW | NPgN | Norton |  | 1.731 | 1.971 | 1.971 | 1.971 | 1.971 | 1.971 | 1.971 | 1.971 | 1.971 | 1.825 | 1.675 | 1.524 | 1.371 | 1.218 | 1.039 | 0.903 | 0.771 | 0.65 | 0.547 | 0.45 | 0.39 | 0.352 | 0.314 | 0.285 | 0.256 | 0.231 | 0.207 | 0.184 | 0
Consumer Transformation | Gen_BB002 | MW | NPgN | Osbaldwick |  | 2.393 | 2.725 | 2.725 | 2.725 | 2.725 | 2.725 | 2.725 | 2.725 | 2.725 | 2.524 | 2.317 | 2.107 | 1.896 | 1.684 | 1.437 | 1.248 | 1.066 | 0.898 | 0.756 | 0.623 | 0.539 | 0.486 | 0.435 | 0.394 | 0.354 | 0.32 | 0.286 | 0.254 | 0
Consumer Transformation | Gen_BB002 | MW | NPgN | Poppleton |  | 0.005 | 0.006 | 0.006 | 0.006 | 0.006 | 0.006 | 0.006 | 0.006 | 0.006 | 0.005 | 0.005 | 0.004 | 0.004 | 0.004 | 0.003 | 0.003 | 0.002 | 0.002 | 0.002 | 0.001 | 0.001 | 0.001 | 0.001 | 0.001 | 0.001 | 0.001 | 0.001 | 0.001 | 0
Consumer Transformation | Gen_BB002 | MW | NPgN | South Shields |  | 0.001 | 0.001 | 0.001 | 0.001 | 0.001 | 0.001 | 0.001 | 0.001 | 0.001 | 0.001 | 0.001 | 0.001 | 0.001 | 0.001 | 0.001 | 0 | 0 | 0 | 0 | 0 | 0 | 0 | 0 | 0 | 0 | 0 | 0 | 0 | 0
Consumer Transformation | Gen_BB002 | MW | NPgN | Spennymoor |  | 2.927 | 3.333 | 3.333 | 3.333 | 3.333 | 3.333 | 3.333 | 3.333 | 3.333 | 3.087 | 2.833 | 2.577 | 2.319 | 2.06 | 1.758 | 1.527 | 1.304 | 1.099 | 0.925 | 0.762 | 0.659 | 0.595 | 0.532 | 0.482 | 0.433 | 0.391 | 0.35 | 0.311 | 0
Consumer Transformation | Gen_BB002 | MW | NPgN | Stella South |  | 0.906 | 1.031 | 1.031 | 1.031 | 1.031 | 1.031 | 1.031 | 1.031 | 1.031 | 0.955 | 0.877 | 0.798 | 0.718 | 0.637 | 0.544 | 0.473 | 0.404 | 0.34 | 0.286 | 0.236 | 0.204 | 0.184 | 0.164 | 0.149 | 0.134 | 0.121 | 0.108 | 0.096 | 0
Consumer Transformation | Gen_BB002 | MW | NPgN | West Boldon |  | 0.591 | 0.673 | 0.673 | 0.673 | 0.673 | 0.673 | 0.673 | 0.673 | 0.673 | 0.623 | 0.572 | 0.521 | 0.468 | 0.416 | 0.355 | 0.308 | 0.263 | 0.222 | 0.187 | 0.154 | 0.133 | 0.12 | 0.107 | 0.097 | 0.088 | 0.079 | 0.071 | 0.063 | 0
Consumer Transformation | Gen_BB002 | MW | NPgY | Bradford West |  | 0.578 | 0.658 | 0.658 | 0.658 | 0.658 | 0.658 | 0.658 | 0.658 | 0.658 | 0.609 | 0.559 | 0.509 | 0.458 | 0.406 | 0.347 | 0.301 | 0.257 | 0.217 | 0.183 | 0.15 | 0.13 | 0.117 | 0.105 | 0.095 | 0.086 | 0.077 | 0.069 | 0.061 | 0
Consumer Transformation | Gen_BB002 | MW | NPgY | Camblesforth |  | 0.077 | 0.088 | 0.088 | 0.088 | 0.088 | 0.088 | 0.088 | 0.088 | 0.088 | 0.082 | 0.075 | 0.068 | 0.061 | 0.054 | 0.047 | 0.04 | 0.035 | 0.029 | 0.024 | 0.02 | 0.017 | 0.016 | 0.014 | 0.013 | 0.011 | 0.01 | 0.009 | 0.008 | 0
Consumer Transformation | Gen_BB002 | MW | NPgY | Creyke Beck |  | 4.467 | 5.087 | 5.087 | 5.087 | 5.087 | 5.087 | 5.087 | 5.087 | 5.087 | 4.711 | 4.324 | 3.934 | 3.54 | 3.144 | 2.683 | 2.33 | 1.991 | 1.677 | 1.412 | 1.162 | 1.006 | 0.908 | 0.811 | 0.735 | 0.661 | 0.597 | 0.535 | 0.474 | 0
Consumer Transformation | Gen_BB002 | MW | NPgY | Drax |  | 0.264 | 0.301 | 0.301 | 0.301 | 0.301 | 0.301 | 0.301 | 0.301 | 0.301 | 0.279 | 0.256 | 0.233 | 0.209 | 0.186 | 0.159 | 0.138 | 0.118 | 0.099 | 0.084 | 0.069 | 0.06 | 0.054 | 0.048 | 0.044 | 0.039 | 0.035 | 0.032 | 0.028 | 0
Consumer Transformation | Gen_BB002 | MW | NPgY | Elland |  | 0.499 | 0.568 | 0.568 | 0.568 | 0.568 | 0.568 | 0.568 | 0.568 | 0.568 | 0.526 | 0.483 | 0.44 | 0.396 | 0.351 | 0.3 | 0.26 | 0.222 | 0.187 | 0.158 | 0.13 | 0.112 | 0.101 | 0.091 | 0.082 | 0.074 | 0.067 | 0.06 | 0.053 | 0
Consumer Transformation | Gen_BB002 | MW | NPgY | Ferrybridge A |  | 1.685 | 1.919 | 1.919 | 1.919 | 1.919 | 1.919 | 1.919 | 1.919 | 1.919 | 1.777 | 1.631 | 1.484 | 1.335 | 1.186 | 1.012 | 0.879 | 0.751 | 0.633 | 0.533 | 0.438 | 0.38 | 0.342 | 0.306 | 0.277 | 0.25 | 0.225 | 0.202 | 0.179 | 0
Consumer Transformation | Gen_BB002 | MW | NPgY | Ferrybridge B (_M) |  | 2.962 | 3.373 | 3.373 | 3.373 | 3.373 | 3.373 | 3.373 | 3.373 | 3.373 | 3.124 | 2.867 | 2.608 | 2.347 | 2.085 | 1.779 | 1.545 | 1.32 | 1.112 | 0.936 | 0.771 | 0.667 | 0.602 | 0.538 | 0.488 | 0.439 | 0.396 | 0.355 | 0.315 | 0
Consumer Transformation | Gen_BB002 | MW | NPgY | Grimsby West |  | 0.885 | 1.008 | 1.008 | 1.008 | 1.008 | 1.008 | 1.008 | 1.008 | 1.008 | 0.934 | 0.857 | 0.78 | 0.702 | 0.623 | 0.532 | 0.462 | 0.395 | 0.332 | 0.28 | 0.23 | 0.199 | 0.18 | 0.161 | 0.146 | 0.131 | 0.118 | 0.106 | 0.094 | 0
Consumer Transformation | Gen_BB002 | MW | NPgY | Jordanthorpe |  | 0.001 | 0.001 | 0.001 | 0.001 | 0.001 | 0.001 | 0.001 | 0.001 | 0.001 | 0.001 | 0.001 | 0.001 | 0.001 | 0.001 | 0.001 | 0 | 0 | 0 | 0 | 0 | 0 | 0 | 0 | 0 | 0 | 0 | 0 | 0 | 0
Consumer Transformation | Gen_BB002 | MW | NPgY | Keadby |  | 4.99 | 5.684 | 5.684 | 5.684 | 5.684 | 5.684 | 5.684 | 5.684 | 5.684 | 5.264 | 4.831 | 4.395 | 3.955 | 3.512 | 2.998 | 2.604 | 2.224 | 1.874 | 1.578 | 1.299 | 1.124 | 1.014 | 0.906 | 0.822 | 0.739 | 0.667 | 0.597 | 0.53 | 0
Consumer Transformation | Gen_BB002 | MW | NPgY | Kirkstall B |  | 0.002 | 0.003 | 0.003 | 0.003 | 0.003 | 0.003 | 0.003 | 0.003 | 0.003 | 0.003 | 0.002 | 0.002 | 0.002 | 0.002 | 0.002 | 0.001 | 0.001 | 0.001 | 0.001 | 0.001 | 0.001 | 0.001 | 0 | 0 | 0 | 0 | 0 | 0 | 0
Consumer Transformation | Gen_BB002 | MW | NPgY | Neepsend |  | 0.091 | 0.104 | 0.104 | 0.104 | 0.104 | 0.104 | 0.104 | 0.104 | 0.104 | 0.096 | 0.088 | 0.08 | 0.072 | 0.064 | 0.055 | 0.047 | 0.041 | 0.034 | 0.029 | 0.024 | 0.02 | 0.018 | 0.017 | 0.015 | 0.013 | 0.012 | 0.011 | 0.01 | 0
Consumer Transformation | Gen_BB002 | MW | NPgY | Saltend North |  | 0.923 | 1.052 | 1.052 | 1.052 | 1.052 | 1.052 | 1.052 | 1.052 | 1.052 | 0.974 | 0.894 | 0.813 | 0.732 | 0.65 | 0.555 | 0.482 | 0.412 | 0.347 | 0.292 | 0.24 | 0.208 | 0.188 | 0.168 | 0.152 | 0.137 | 0.123 | 0.111 | 0.098 | 0
Consumer Transformation | Gen_BB002 | MW | NPgY | Skelton Grange |  | 1.225 | 1.395 | 1.395 | 1.395 | 1.395 | 1.395 | 1.395 | 1.395 | 1.395 | 1.292 | 1.186 | 1.078 | 0.97 | 0.862 | 0.736 | 0.639 | 0.546 | 0.46 | 0.387 | 0.319 | 0.276 | 0.249 | 0.222 | 0.202 | 0.181 | 0.164 | 0.147 | 0.13 | 0
Consumer Transformation | Gen_BB002 | MW | NPgY | Thorpe Marsh |  | 4.331 | 4.932 | 4.932 | 4.932 | 4.932 | 4.932 | 4.932 | 4.932 | 4.932 | 4.568 | 4.192 | 3.814 | 3.432 | 3.048 | 2.601 | 2.259 | 1.93 | 1.626 | 1.369 | 1.127 | 0.975 | 0.88 | 0.787 | 0.713 | 0.641 | 0.578 | 0.518 | 0.46 | 0
Consumer Transformation | Gen_BB002 | MW | NPgY | Thurcroft |  | 0.545 | 0.62 | 0.62 | 0.62 | 0.62 | 0.62 | 0.62 | 0.62 | 0.62 | 0.574 | 0.527 | 0.48 | 0.432 | 0.383 | 0.327 | 0.284 | 0.243 | 0.204 | 0.172 | 0.142 | 0.123 | 0.111 | 0.099 | 0.09 | 0.081 | 0.073 | 0.065 | 0.058 | 0
Consumer Transformation | Gen_BB002 | MW | NPgY | West Melton |  | 0.556 | 0.633 | 0.633 | 0.633 | 0.633 | 0.633 | 0.633 | 0.633 | 0.633 | 0.586 | 0.538 | 0.489 | 0.44 | 0.391 | 0.334 | 0.29 | 0.248 | 0.209 | 0.176 | 0.145 | 0.125 | 0.113 | 0.101 | 0.091 | 0.082 | 0.074 | 0.066 | 0.059 | 0
Consumer Transformation | Gen_BB002 | MW | NPgY | Wincobank |  | 0.258 | 0.294 | 0.294 | 0.294 | 0.294 | 0.294 | 0.294 | 0.294 | 0.294 | 0.273 | 0.25 | 0.228 | 0.205 | 0.182 | 0.155 | 0.135 | 0.115 | 0.097 | 0.082 | 0.067 | 0.058 | 0.053 | 0.047 | 0.043 | 0.038 | 0.035 | 0.031 | 0.027 | 0
Consumer Transformation | Gen_BB002 | MW | SEPD | Acton Lane 66kV |  | 0.197 | 0.224 | 0.224 | 0.224 | 0.224 | 0.224 | 0.224 | 0.224 | 0.224 | 0.208 | 0.191 | 0.173 | 0.156 | 0.139 | 0.118 | 0.103 | 0.088 | 0.074 | 0.062 | 0.051 | 0.044 | 0.04 | 0.036 | 0.032 | 0.029 | 0.026 | 0.024 | 0.021 | 0
Consumer Transformation | Gen_BB002 | MW | SEPD | Botley Wood |  | 0.001 | 0.001 | 0.001 | 0.001 | 0.001 | 0.001 | 0.001 | 0.001 | 0.001 | 0.001 | 0.001 | 0.001 | 0.001 | 0.001 | 0.001 | 0 | 0 | 0 | 0 | 0 | 0 | 0 | 0 | 0 | 0 | 0 | 0 | 0 | 0
Consumer Transformation | Gen_BB002 | MW | SEPD | Bramley |  | 3.081 | 3.51 | 3.51 | 3.51 | 3.51 | 3.51 | 3.51 | 3.51 | 3.51 | 3.25 | 2.983 | 2.714 | 2.442 | 2.169 | 1.851 | 1.608 | 1.373 | 1.157 | 0.974 | 0.802 | 0.694 | 0.626 | 0.56 | 0.507 | 0.456 | 0.412 | 0.369 | 0.327 | 0
Consumer Transformation | Gen_BB002 | MW | SEPD | Chickerell |  | 1.388 | 1.581 | 1.581 | 1.581 | 1.581 | 1.581 | 1.581 | 1.581 | 1.581 | 1.464 | 1.344 | 1.222 | 1.1 | 0.977 | 0.834 | 0.724 | 0.619 | 0.521 | 0.439 | 0.361 | 0.313 | 0.282 | 0.252 | 0.229 | 0.206 | 0.185 | 0.166 | 0.147 | 0
Consumer Transformation | Gen_BB002 | MW | SEPD | Cowley |  | 1.699 | 1.935 | 1.935 | 1.935 | 1.935 | 1.935 | 1.935 | 1.935 | 1.935 | 1.792 | 1.645 | 1.496 | 1.346 | 1.196 | 1.02 | 0.886 | 0.757 | 0.638 | 0.537 | 0.442 | 0.383 | 0.345 | 0.309 | 0.28 | 0.252 | 0.227 | 0.203 | 0.18 | 0
Consumer Transformation | Gen_BB002 | MW | SEPD | Ealing |  | 0.687 | 0.782 | 0.782 | 0.782 | 0.782 | 0.782 | 0.782 | 0.782 | 0.782 | 0.724 | 0.665 | 0.605 | 0.544 | 0.483 | 0.413 | 0.358 | 0.306 | 0.258 | 0.217 | 0.179 | 0.155 | 0.14 | 0.125 | 0.113 | 0.102 | 0.092 | 0.082 | 0.073 | 0
Consumer Transformation | Gen_BB002 | MW | SEPD | Fawley |  | 1.116 | 1.271 | 1.271 | 1.271 | 1.271 | 1.271 | 1.271 | 1.271 | 1.271 | 1.177 | 1.08 | 0.983 | 0.884 | 0.786 | 0.67 | 0.582 | 0.497 | 0.419 | 0.353 | 0.29 | 0.251 | 0.227 | 0.203 | 0.184 | 0.165 | 0.149 | 0.134 | 0.119 | 0
Consumer Transformation | Gen_BB002 | MW | SEPD | Fleet |  | 2.627 | 2.992 | 2.992 | 2.992 | 2.992 | 2.992 | 2.992 | 2.992 | 2.992 | 2.771 | 2.543 | 2.313 | 2.082 | 1.849 | 1.578 | 1.37 | 1.171 | 0.986 | 0.83 | 0.684 | 0.592 | 0.534 | 0.477 | 0.432 | 0.389 | 0.351 | 0.314 | 0.279 | 0
Consumer Transformation | Gen_BB002 | MW | SEPD | Iver 132kV |  | 0.396 | 0.452 | 0.452 | 0.452 | 0.452 | 0.452 | 0.452 | 0.452 | 0.452 | 0.418 | 0.384 | 0.349 | 0.314 | 0.279 | 0.238 | 0.207 | 0.177 | 0.149 | 0.125 | 0.103 | 0.089 | 0.081 | 0.072 | 0.065 | 0.059 | 0.053 | 0.047 | 0.042 | 0
Consumer Transformation | Gen_BB002 | MW | SEPD | Iver 66kV |  | 0.27 | 0.308 | 0.308 | 0.308 | 0.308 | 0.308 | 0.308 | 0.308 | 0.308 | 0.285 | 0.262 | 0.238 | 0.214 | 0.19 | 0.162 | 0.141 | 0.12 | 0.101 | 0.085 | 0.07 | 0.061 | 0.055 | 0.049 | 0.044 | 0.04 | 0.036 | 0.032 | 0.029 | 0
Consumer Transformation | Gen_BB002 | MW | SEPD | Laleham |  | 0.247 | 0.282 | 0.282 | 0.282 | 0.282 | 0.282 | 0.282 | 0.282 | 0.282 | 0.261 | 0.24 | 0.218 | 0.196 | 0.174 | 0.149 | 0.129 | 0.11 | 0.093 | 0.078 | 0.064 | 0.056 | 0.05 | 0.045 | 0.041 | 0.037 | 0.033 | 0.03 | 0.026 | 0
Consumer Transformation | Gen_BB002 | MW | SEPD | Lovedean |  | 1.453 | 1.655 | 1.655 | 1.655 | 1.655 | 1.655 | 1.655 | 1.655 | 1.655 | 1.533 | 1.407 | 1.28 | 1.152 | 1.023 | 0.873 | 0.758 | 0.648 | 0.546 | 0.459 | 0.378 | 0.327 | 0.295 | 0.264 | 0.239 | 0.215 | 0.194 | 0.174 | 0.154 | 0
Consumer Transformation | Gen_BB002 | MW | SEPD | Mannington |  | 3.452 | 3.931 | 3.931 | 3.931 | 3.931 | 3.931 | 3.931 | 3.931 | 3.931 | 3.641 | 3.342 | 3.04 | 2.735 | 2.429 | 2.073 | 1.801 | 1.538 | 1.296 | 1.091 | 0.898 | 0.777 | 0.701 | 0.627 | 0.568 | 0.511 | 0.461 | 0.413 | 0.367 | 0
Consumer Transformation | Gen_BB002 | MW | SEPD | Melksham |  | 1.675 | 1.908 | 1.908 | 1.908 | 1.908 | 1.908 | 1.908 | 1.908 | 1.908 | 1.767 | 1.622 | 1.475 | 1.327 | 1.179 | 1.006 | 0.874 | 0.747 | 0.629 | 0.53 | 0.436 | 0.377 | 0.34 | 0.304 | 0.276 | 0.248 | 0.224 | 0.2 | 0.178 | 0
Consumer Transformation | Gen_BB002 | MW | SEPD | Minety |  | 1.602 | 1.824 | 1.824 | 1.824 | 1.824 | 1.824 | 1.824 | 1.824 | 1.824 | 1.689 | 1.551 | 1.411 | 1.269 | 1.127 | 0.962 | 0.836 | 0.714 | 0.601 | 0.506 | 0.417 | 0.361 | 0.325 | 0.291 | 0.264 | 0.237 | 0.214 | 0.192 | 0.17 | 0
Consumer Transformation | Gen_BB002 | MW | SEPD | Nursling |  | 1.112 | 1.266 | 1.266 | 1.266 | 1.266 | 1.266 | 1.266 | 1.266 | 1.266 | 1.173 | 1.076 | 0.979 | 0.881 | 0.783 | 0.668 | 0.58 | 0.496 | 0.417 | 0.351 | 0.289 | 0.25 | 0.226 | 0.202 | 0.183 | 0.165 | 0.149 | 0.133 | 0.118 | 0
Consumer Transformation | Gen_BB002 | MW | SHEPD | Alness |  | 0.067 | 0.077 | 0.077 | 0.077 | 0.077 | 0.077 | 0.077 | 0.077 | 0.077 | 0.071 | 0.065 | 0.059 | 0.053 | 0.047 | 0.04 | 0.035 | 0.03 | 0.025 | 0.021 | 0.018 | 0.015 | 0.014 | 0.012 | 0.011 | 0.01 | 0.009 | 0.008 | 0.007 | 0
Consumer Transformation | Gen_BB002 | MW | SHEPD | Arbroath |  | 1.33 | 1.515 | 1.515 | 1.515 | 1.515 | 1.515 | 1.515 | 1.515 | 1.515 | 1.403 | 1.287 | 1.171 | 1.054 | 0.936 | 0.799 | 0.694 | 0.593 | 0.499 | 0.42 | 0.346 | 0.3 | 0.27 | 0.242 | 0.219 | 0.197 | 0.178 | 0.159 | 0.141 | 0
Consumer Transformation | Gen_BB002 | MW | SHEPD | Ardmore |  | 0.199 | 0.227 | 0.227 | 0.227 | 0.227 | 0.227 | 0.227 | 0.227 | 0.227 | 0.21 | 0.193 | 0.176 | 0.158 | 0.14 | 0.12 | 0.104 | 0.089 | 0.075 | 0.063 | 0.052 | 0.045 | 0.041 | 0.036 | 0.033 | 0.03 | 0.027 | 0.024 | 0.021 | 0
Consumer Transformation | Gen_BB002 | MW | SHEPD | Boat of Garten |  | 0.076 | 0.086 | 0.086 | 0.086 | 0.086 | 0.086 | 0.086 | 0.086 | 0.086 | 0.08 | 0.073 | 0.067 | 0.06 | 0.053 | 0.046 | 0.04 | 0.034 | 0.028 | 0.024 | 0.02 | 0.017 | 0.015 | 0.014 | 0.012 | 0.011 | 0.01 | 0.009 | 0.008 | 0
Consumer Transformation | Gen_BB002 | MW | SHEPD | Braco West |  | 0.125 | 0.143 | 0.143 | 0.143 | 0.143 | 0.143 | 0.143 | 0.143 | 0.143 | 0.132 | 0.121 | 0.11 | 0.099 | 0.088 | 0.075 | 0.065 | 0.056 | 0.047 | 0.04 | 0.033 | 0.028 | 0.025 | 0.023 | 0.021 | 0.019 | 0.017 | 0.015 | 0.013 | 0
Consumer Transformation | Gen_BB002 | MW | SHEPD | Bridge of Dun |  | 0.725 | 0.825 | 0.825 | 0.825 | 0.825 | 0.825 | 0.825 | 0.825 | 0.825 | 0.764 | 0.702 | 0.638 | 0.574 | 0.51 | 0.435 | 0.378 | 0.323 | 0.272 | 0.229 | 0.189 | 0.163 | 0.147 | 0.132 | 0.119 | 0.107 | 0.097 | 0.087 | 0.077 | 0
Consumer Transformation | Gen_BB002 | MW | SHEPD | Broadford-Skye |  | 0.001 | 0.001 | 0.001 | 0.001 | 0.001 | 0.001 | 0.001 | 0.001 | 0.001 | 0.001 | 0.001 | 0.001 | 0.001 | 0.001 | 0.001 | 0 | 0 | 0 | 0 | 0 | 0 | 0 | 0 | 0 | 0 | 0 | 0 | 0 | 0
Consumer Transformation | Gen_BB002 | MW | SHEPD | Clayhills |  | 0.001 | 0.001 | 0.001 | 0.001 | 0.001 | 0.001 | 0.001 | 0.001 | 0.001 | 0.001 | 0.001 | 0.001 | 0.001 | 0.001 | 0.001 | 0 | 0 | 0 | 0 | 0 | 0 | 0 | 0 | 0 | 0 | 0 | 0 | 0 | 0
Consumer Transformation | Gen_BB002 | MW | SHEPD | Coupar Angus |  | 0.306 | 0.349 | 0.349 | 0.349 | 0.349 | 0.349 | 0.349 | 0.349 | 0.349 | 0.323 | 0.296 | 0.27 | 0.243 | 0.215 | 0.184 | 0.16 | 0.136 | 0.115 | 0.097 | 0.08 | 0.069 | 0.062 | 0.056 | 0.05 | 0.045 | 0.041 | 0.037 | 0.033 | 0
Consumer Transformation | Gen_BB002 | MW | SHEPD | Craigiebuckler |  | 0.001 | 0.001 | 0.001 | 0.001 | 0.001 | 0.001 | 0.001 | 0.001 | 0.001 | 0.001 | 0.001 | 0.001 | 0.001 | 0.001 | 0.001 | 0 | 0 | 0 | 0 | 0 | 0 | 0 | 0 | 0 | 0 | 0 | 0 | 0 | 0
Consumer Transformation | Gen_BB002 | MW | SHEPD | Dounreay |  | 0.166 | 0.189 | 0.189 | 0.189 | 0.189 | 0.189 | 0.189 | 0.189 | 0.189 | 0.175 | 0.161 | 0.146 | 0.131 | 0.117 | 0.1 | 0.087 | 0.074 | 0.062 | 0.052 | 0.043 | 0.037 | 0.034 | 0.03 | 0.027 | 0.025 | 0.022 | 0.02 | 0.018 | 0
Consumer Transformation | Gen_BB002 | MW | SHEPD | Dyce |  | 1.086 | 1.237 | 1.237 | 1.237 | 1.237 | 1.237 | 1.237 | 1.237 | 1.237 | 1.145 | 1.051 | 0.956 | 0.86 | 0.764 | 0.652 | 0.566 | 0.484 | 0.408 | 0.343 | 0.283 | 0.245 | 0.221 | 0.197 | 0.179 | 0.161 | 0.145 | 0.13 | 0.115 | 0
Consumer Transformation | Gen_BB002 | MW | SHEPD | Elgin |  | 1.05 | 1.195 | 1.195 | 1.195 | 1.195 | 1.195 | 1.195 | 1.195 | 1.195 | 1.107 | 1.016 | 0.924 | 0.832 | 0.739 | 0.63 | 0.548 | 0.468 | 0.394 | 0.332 | 0.273 | 0.236 | 0.213 | 0.191 | 0.173 | 0.155 | 0.14 | 0.126 | 0.111 | 0
Consumer Transformation | Gen_BB002 | MW | SHEPD | Fiddes |  | 0.12 | 0.137 | 0.137 | 0.137 | 0.137 | 0.137 | 0.137 | 0.137 | 0.137 | 0.127 | 0.117 | 0.106 | 0.095 | 0.085 | 0.072 | 0.063 | 0.054 | 0.045 | 0.038 | 0.031 | 0.027 | 0.024 | 0.022 | 0.02 | 0.018 | 0.016 | 0.014 | 0.013 | 0
Consumer Transformation | Gen_BB002 | MW | SHEPD | Fort William |  | 0.189 | 0.216 | 0.216 | 0.216 | 0.216 | 0.216 | 0.216 | 0.216 | 0.216 | 0.2 | 0.183 | 0.167 | 0.15 | 0.133 | 0.114 | 0.099 | 0.084 | 0.071 | 0.06 | 0.049 | 0.043 | 0.038 | 0.034 | 0.031 | 0.028 | 0.025 | 0.023 | 0.02 | 0
Consumer Transformation | Gen_BB002 | MW | SHEPD | Inverness |  | 0.828 | 0.943 | 0.943 | 0.943 | 0.943 | 0.943 | 0.943 | 0.943 | 0.943 | 0.874 | 0.802 | 0.729 | 0.656 | 0.583 | 0.497 | 0.432 | 0.369 | 0.311 | 0.262 | 0.216 | 0.187 | 0.168 | 0.15 | 0.136 | 0.123 | 0.111 | 0.099 | 0.088 | 0
Consumer Transformation | Gen_BB002 | MW | SHEPD | Keith |  | 0.586 | 0.667 | 0.667 | 0.667 | 0.667 | 0.667 | 0.667 | 0.667 | 0.667 | 0.618 | 0.567 | 0.516 | 0.464 | 0.412 | 0.352 | 0.306 | 0.261 | 0.22 | 0.185 | 0.152 | 0.132 | 0.119 | 0.106 | 0.096 | 0.087 | 0.078 | 0.07 | 0.062 | 0
Consumer Transformation | Gen_BB002 | MW | SHEPD | Kintore |  | 0.045 | 0.051 | 0.051 | 0.051 | 0.051 | 0.051 | 0.051 | 0.051 | 0.051 | 0.047 | 0.043 | 0.039 | 0.035 | 0.031 | 0.027 | 0.023 | 0.02 | 0.017 | 0.014 | 0.012 | 0.01 | 0.009 | 0.008 | 0.007 | 0.007 | 0.006 | 0.005 | 0.005 | 0
Consumer Transformation | Gen_BB002 | MW | SHEPD | Lyndhurst |  | 0.045 | 0.051 | 0.051 | 0.051 | 0.051 | 0.051 | 0.051 | 0.051 | 0.051 | 0.047 | 0.043 | 0.039 | 0.035 | 0.031 | 0.027 | 0.023 | 0.02 | 0.017 | 0.014 | 0.012 | 0.01 | 0.009 | 0.008 | 0.007 | 0.007 | 0.006 | 0.005 | 0.005 | 0
Consumer Transformation | Gen_BB002 | MW | SHEPD | Macduff |  | 0.48 | 0.546 | 0.546 | 0.546 | 0.546 | 0.546 | 0.546 | 0.546 | 0.546 | 0.506 | 0.464 | 0.422 | 0.38 | 0.338 | 0.288 | 0.25 | 0.214 | 0.18 | 0.152 | 0.125 | 0.108 | 0.097 | 0.087 | 0.079 | 0.071 | 0.064 | 0.057 | 0.051 | 0
Consumer Transformation | Gen_BB002 | MW | SHEPD | Milton of Craigie |  | 0.707 | 0.805 | 0.805 | 0.805 | 0.805 | 0.805 | 0.805 | 0.805 | 0.805 | 0.746 | 0.684 | 0.623 | 0.56 | 0.498 | 0.425 | 0.369 | 0.315 | 0.265 | 0.224 | 0.184 | 0.159 | 0.144 | 0.128 | 0.116 | 0.105 | 0.094 | 0.085 | 0.075 | 0
Consumer Transformation | Gen_BB002 | MW | SHEPD | Nairn |  | 0.556 | 0.633 | 0.633 | 0.633 | 0.633 | 0.633 | 0.633 | 0.633 | 0.633 | 0.586 | 0.538 | 0.489 | 0.44 | 0.391 | 0.334 | 0.29 | 0.248 | 0.209 | 0.176 | 0.145 | 0.125 | 0.113 | 0.101 | 0.091 | 0.082 | 0.074 | 0.066 | 0.059 | 0
Consumer Transformation | Gen_BB002 | MW | SHEPD | Persley |  | 0.269 | 0.307 | 0.307 | 0.307 | 0.307 | 0.307 | 0.307 | 0.307 | 0.307 | 0.284 | 0.261 | 0.237 | 0.213 | 0.19 | 0.162 | 0.141 | 0.12 | 0.101 | 0.085 | 0.07 | 0.061 | 0.055 | 0.049 | 0.044 | 0.04 | 0.036 | 0.032 | 0.029 | 0
Consumer Transformation | Gen_BB002 | MW | SHEPD | Peterhead Shell |  | 0.59 | 0.672 | 0.672 | 0.672 | 0.672 | 0.672 | 0.672 | 0.672 | 0.672 | 0.622 | 0.571 | 0.52 | 0.468 | 0.415 | 0.354 | 0.308 | 0.263 | 0.222 | 0.187 | 0.154 | 0.133 | 0.12 | 0.107 | 0.097 | 0.087 | 0.079 | 0.071 | 0.063 | 0
Consumer Transformation | Gen_BB002 | MW | SHEPD | Port Ann |  | 0.166 | 0.189 | 0.189 | 0.189 | 0.189 | 0.189 | 0.189 | 0.189 | 0.189 | 0.175 | 0.161 | 0.146 | 0.131 | 0.117 | 0.1 | 0.087 | 0.074 | 0.062 | 0.052 | 0.043 | 0.037 | 0.034 | 0.03 | 0.027 | 0.025 | 0.022 | 0.02 | 0.018 | 0
Consumer Transformation | Gen_BB002 | MW | SHEPD | Thurso |  | 3.33 | 3.792 | 3.792 | 3.792 | 3.792 | 3.792 | 3.792 | 3.792 | 3.792 | 3.512 | 3.224 | 2.932 | 2.639 | 2.343 | 2 | 1.737 | 1.484 | 1.25 | 1.053 | 0.866 | 0.75 | 0.677 | 0.605 | 0.548 | 0.493 | 0.445 | 0.399 | 0.354 | 0
Consumer Transformation | Gen_BB002 | MW | SHEPD | Woodhill |  | 0.001 | 0.001 | 0.001 | 0.001 | 0.001 | 0.001 | 0.001 | 0.001 | 0.001 | 0.001 | 0.001 | 0.001 | 0.001 | 0.001 | 0.001 | 0 | 0 | 0 | 0 | 0 | 0 | 0 | 0 | 0 | 0 | 0 | 0 | 0 | 0
Consumer Transformation | Gen_BB002 | MW | SPD | Ayr |  | 0.001 | 0.001 | 0.001 | 0.001 | 0.001 | 0.001 | 0.001 | 0.001 | 0.001 | 0.001 | 0.001 | 0.001 | 0.001 | 0 | 0 | 0 | 0 | 0 | 0 | 0 | 0 | 0 | 0 | 0 | 0 | 0 | 0 | 0 | 0
Consumer Transformation | Gen_BB002 | MW | SPD | Berwick |  | 0.215 | 0.245 | 0.245 | 0.245 | 0.245 | 0.245 | 0.245 | 0.245 | 0.245 | 0.227 | 0.209 | 0.19 | 0.171 | 0.152 | 0.129 | 0.112 | 0.096 | 0.081 | 0.068 | 0.056 | 0.049 | 0.044 | 0.039 | 0.035 | 0.032 | 0.029 | 0.026 | 0.023 | 0
Consumer Transformation | Gen_BB002 | MW | SPD | Bonnybridge |  | 0.404 | 0.46 | 0.46 | 0.46 | 0.46 | 0.46 | 0.46 | 0.46 | 0.46 | 0.426 | 0.391 | 0.356 | 0.32 | 0.284 | 0.243 | 0.211 | 0.18 | 0.152 | 0.128 | 0.105 | 0.091 | 0.082 | 0.073 | 0.067 | 0.06 | 0.054 | 0.048 | 0.043 | 0
Consumer Transformation | Gen_BB002 | MW | SPD | Broxburn |  | 0.29 | 0.33 | 0.33 | 0.33 | 0.33 | 0.33 | 0.33 | 0.33 | 0.33 | 0.305 | 0.28 | 0.255 | 0.229 | 0.204 | 0.174 | 0.151 | 0.129 | 0.109 | 0.092 | 0.075 | 0.065 | 0.059 | 0.053 | 0.048 | 0.043 | 0.039 | 0.035 | 0.031 | 0
Consumer Transformation | Gen_BB002 | MW | SPD | Chapelcross |  | 0.856 | 0.975 | 0.975 | 0.975 | 0.975 | 0.975 | 0.975 | 0.975 | 0.975 | 0.903 | 0.829 | 0.754 | 0.679 | 0.603 | 0.514 | 0.447 | 0.382 | 0.322 | 0.271 | 0.223 | 0.193 | 0.174 | 0.156 | 0.141 | 0.127 | 0.114 | 0.103 | 0.091 | 0
Consumer Transformation | Gen_BB002 | MW | SPD | Cockenzie |  | 0.001 | 0.001 | 0.001 | 0.001 | 0.001 | 0.001 | 0.001 | 0.001 | 0.001 | 0.001 | 0.001 | 0.001 | 0.001 | 0.001 | 0.001 | 0 | 0 | 0 | 0 | 0 | 0 | 0 | 0 | 0 | 0 | 0 | 0 | 0 | 0
Consumer Transformation | Gen_BB002 | MW | SPD | Coylton |  | 0.132 | 0.151 | 0.151 | 0.151 | 0.151 | 0.151 | 0.151 | 0.151 | 0.151 | 0.139 | 0.128 | 0.116 | 0.105 | 0.093 | 0.079 | 0.069 | 0.059 | 0.05 | 0.042 | 0.034 | 0.03 | 0.027 | 0.024 | 0.022 | 0.02 | 0.018 | 0.016 | 0.014 | 0
Consumer Transformation | Gen_BB002 | MW | SPD | Cupar |  | 0.318 | 0.362 | 0.362 | 0.362 | 0.362 | 0.362 | 0.362 | 0.362 | 0.362 | 0.335 | 0.308 | 0.28 | 0.252 | 0.224 | 0.191 | 0.166 | 0.142 | 0.119 | 0.1 | 0.083 | 0.072 | 0.065 | 0.058 | 0.052 | 0.047 | 0.042 | 0.038 | 0.034 | 0
Consumer Transformation | Gen_BB002 | MW | SPD | Devonside |  | 0.002 | 0.002 | 0.002 | 0.002 | 0.002 | 0.002 | 0.002 | 0.002 | 0.002 | 0.002 | 0.002 | 0.001 | 0.001 | 0.001 | 0.001 | 0.001 | 0.001 | 0.001 | 0.001 | 0 | 0 | 0 | 0 | 0 | 0 | 0 | 0 | 0 | 0
Consumer Transformation | Gen_BB002 | MW | SPD | Dumfries 11 |  | 0.499 | 0.568 | 0.568 | 0.568 | 0.568 | 0.568 | 0.568 | 0.568 | 0.568 | 0.526 | 0.483 | 0.439 | 0.395 | 0.351 | 0.3 | 0.26 | 0.222 | 0.187 | 0.158 | 0.13 | 0.112 | 0.101 | 0.091 | 0.082 | 0.074 | 0.067 | 0.06 | 0.053 | 0
Consumer Transformation | Gen_BB002 | MW | SPD | Dumfries 33 |  | 0.499 | 0.568 | 0.568 | 0.568 | 0.568 | 0.568 | 0.568 | 0.568 | 0.568 | 0.526 | 0.483 | 0.439 | 0.395 | 0.351 | 0.3 | 0.26 | 0.222 | 0.187 | 0.158 | 0.13 | 0.112 | 0.101 | 0.091 | 0.082 | 0.074 | 0.067 | 0.06 | 0.053 | 0
Consumer Transformation | Gen_BB002 | MW | SPD | Dumfries ICI |  | 0.499 | 0.568 | 0.568 | 0.568 | 0.568 | 0.568 | 0.568 | 0.568 | 0.568 | 0.526 | 0.483 | 0.439 | 0.395 | 0.351 | 0.3 | 0.26 | 0.222 | 0.187 | 0.158 | 0.13 | 0.112 | 0.101 | 0.091 | 0.082 | 0.074 | 0.067 | 0.06 | 0.053 | 0
Consumer Transformation | Gen_BB002 | MW | SPD | Dunbar B |  | 0.114 | 0.129 | 0.129 | 0.129 | 0.129 | 0.129 | 0.129 | 0.129 | 0.129 | 0.12 | 0.11 | 0.1 | 0.09 | 0.08 | 0.068 | 0.059 | 0.051 | 0.043 | 0.036 | 0.03 | 0.026 | 0.023 | 0.021 | 0.019 | 0.017 | 0.015 | 0.014 | 0.012 | 0
Consumer Transformation | Gen_BB002 | MW | SPD | East Kilbride |  | 0.001 | 0.001 | 0.001 | 0.001 | 0.001 | 0.001 | 0.001 | 0.001 | 0.001 | 0.001 | 0.001 | 0.001 | 0.001 | 0.001 | 0.001 | 0 | 0 | 0 | 0 | 0 | 0 | 0 | 0 | 0 | 0 | 0 | 0 | 0 | 0
Consumer Transformation | Gen_BB002 | MW | SPD | Eccles |  | 0.054 | 0.062 | 0.062 | 0.062 | 0.062 | 0.062 | 0.062 | 0.062 | 0.062 | 0.057 | 0.053 | 0.048 | 0.043 | 0.038 | 0.033 | 0.028 | 0.024 | 0.02 | 0.017 | 0.014 | 0.012 | 0.011 | 0.01 | 0.009 | 0.008 | 0.007 | 0.006 | 0.006 | 0
Consumer Transformation | Gen_BB002 | MW | SPD | Galashiels |  | 1.582 | 1.802 | 1.802 | 1.802 | 1.802 | 1.802 | 1.802 | 1.802 | 1.802 | 1.668 | 1.531 | 1.393 | 1.253 | 1.113 | 0.95 | 0.825 | 0.705 | 0.594 | 0.5 | 0.412 | 0.356 | 0.321 | 0.287 | 0.26 | 0.234 | 0.211 | 0.189 | 0.168 | 0
Consumer Transformation | Gen_BB002 | MW | SPD | Glenluce |  | 1.249 | 1.422 | 1.422 | 1.422 | 1.422 | 1.422 | 1.422 | 1.422 | 1.422 | 1.317 | 1.209 | 1.1 | 0.99 | 0.879 | 0.75 | 0.652 | 0.557 | 0.469 | 0.395 | 0.325 | 0.281 | 0.254 | 0.227 | 0.206 | 0.185 | 0.167 | 0.149 | 0.133 | 0
Consumer Transformation | Gen_BB002 | MW | SPD | Gorgie |  | 0.42 | 0.478 | 0.478 | 0.478 | 0.478 | 0.478 | 0.478 | 0.478 | 0.478 | 0.443 | 0.407 | 0.37 | 0.333 | 0.296 | 0.252 | 0.219 | 0.187 | 0.158 | 0.133 | 0.109 | 0.095 | 0.085 | 0.076 | 0.069 | 0.062 | 0.056 | 0.05 | 0.045 | 0
Consumer Transformation | Gen_BB002 | MW | SPD | Govan |  | 0.001 | 0.001 | 0.001 | 0.001 | 0.001 | 0.001 | 0.001 | 0.001 | 0.001 | 0.001 | 0.001 | 0.001 | 0.001 | 0.001 | 0.001 | 0 | 0 | 0 | 0 | 0 | 0 | 0 | 0 | 0 | 0 | 0 | 0 | 0 | 0
Consumer Transformation | Gen_BB002 | MW | SPD | Grangemouth A |  | 0 | 0 | 0 | 0 | 0 | 0 | 0 | 0 | 0 | 0 | 0 | 0 | 0 | 0 | 0 | 0 | 0 | 0 | 0 | 0 | 0 | 0 | 0 | 0 | 0 | 0 | 0 | 0 | 0
Consumer Transformation | Gen_BB002 | MW | SPD | Grangemouth C |  | 0 | 0 | 0 | 0 | 0 | 0 | 0 | 0 | 0 | 0 | 0 | 0 | 0 | 0 | 0 | 0 | 0 | 0 | 0 | 0 | 0 | 0 | 0 | 0 | 0 | 0 | 0 | 0 | 0
Consumer Transformation | Gen_BB002 | MW | SPD | Hawick |  | 0.168 | 0.192 | 0.192 | 0.192 | 0.192 | 0.192 | 0.192 | 0.192 | 0.192 | 0.178 | 0.163 | 0.148 | 0.133 | 0.118 | 0.101 | 0.088 | 0.075 | 0.063 | 0.053 | 0.044 | 0.038 | 0.034 | 0.031 | 0.028 | 0.025 | 0.022 | 0.02 | 0.018 | 0
Consumer Transformation | Gen_BB002 | MW | SPD | Johnstone |  | 0.001 | 0.001 | 0.001 | 0.001 | 0.001 | 0.001 | 0.001 | 0.001 | 0.001 | 0.001 | 0.001 | 0.001 | 0.001 | 0.001 | 0.001 | 0 | 0 | 0 | 0 | 0 | 0 | 0 | 0 | 0 | 0 | 0 | 0 | 0 | 0
Consumer Transformation | Gen_BB002 | MW | SPD | Killermont |  | 0.984 | 1.121 | 1.121 | 1.121 | 1.121 | 1.121 | 1.121 | 1.121 | 1.121 | 1.038 | 0.953 | 0.866 | 0.78 | 0.692 | 0.591 | 0.513 | 0.439 | 0.369 | 0.311 | 0.256 | 0.222 | 0.2 | 0.179 | 0.162 | 0.146 | 0.131 | 0.118 | 0.104 | 0
Consumer Transformation | Gen_BB002 | MW | SPD | Kilmarnock Town |  | 0.651 | 0.741 | 0.741 | 0.741 | 0.741 | 0.741 | 0.741 | 0.741 | 0.741 | 0.686 | 0.63 | 0.573 | 0.516 | 0.458 | 0.391 | 0.339 | 0.29 | 0.244 | 0.206 | 0.169 | 0.147 | 0.132 | 0.118 | 0.107 | 0.096 | 0.087 | 0.078 | 0.069 | 0
Consumer Transformation | Gen_BB002 | MW | SPD | Livingston East |  | 0.002 | 0.003 | 0.003 | 0.003 | 0.003 | 0.003 | 0.003 | 0.003 | 0.003 | 0.003 | 0.002 | 0.002 | 0.002 | 0.002 | 0.002 | 0.001 | 0.001 | 0.001 | 0.001 | 0.001 | 0.001 | 0.001 | 0 | 0 | 0 | 0 | 0 | 0 | 0
Consumer Transformation | Gen_BB002 | MW | SPD | Maybole |  | 0.986 | 1.123 | 1.123 | 1.123 | 1.123 | 1.123 | 1.123 | 1.123 | 1.123 | 1.04 | 0.954 | 0.868 | 0.781 | 0.694 | 0.592 | 0.514 | 0.439 | 0.37 | 0.312 | 0.256 | 0.222 | 0.2 | 0.179 | 0.162 | 0.146 | 0.132 | 0.118 | 0.105 | 0
Consumer Transformation | Gen_BB002 | MW | SPD | Newarthill |  | 0.766 | 0.872 | 0.872 | 0.872 | 0.872 | 0.872 | 0.872 | 0.872 | 0.872 | 0.808 | 0.742 | 0.675 | 0.607 | 0.539 | 0.46 | 0.4 | 0.341 | 0.288 | 0.242 | 0.199 | 0.173 | 0.156 | 0.139 | 0.126 | 0.113 | 0.102 | 0.092 | 0.081 | 0
Consumer Transformation | Gen_BB002 | MW | SPD | Paisley |  | 0.144 | 0.163 | 0.163 | 0.163 | 0.163 | 0.163 | 0.163 | 0.163 | 0.163 | 0.151 | 0.139 | 0.126 | 0.114 | 0.101 | 0.086 | 0.075 | 0.064 | 0.054 | 0.045 | 0.037 | 0.032 | 0.029 | 0.026 | 0.024 | 0.021 | 0.019 | 0.017 | 0.015 | 0
Consumer Transformation | Gen_BB002 | MW | SPD | Stirling |  | 0.484 | 0.551 | 0.551 | 0.551 | 0.551 | 0.551 | 0.551 | 0.551 | 0.551 | 0.51 | 0.469 | 0.426 | 0.384 | 0.341 | 0.291 | 0.253 | 0.216 | 0.182 | 0.153 | 0.126 | 0.109 | 0.098 | 0.088 | 0.08 | 0.072 | 0.065 | 0.058 | 0.051 | 0
Consumer Transformation | Gen_BB002 | MW | SPD | Strathleven |  | 0.485 | 0.552 | 0.552 | 0.552 | 0.552 | 0.552 | 0.552 | 0.552 | 0.552 | 0.511 | 0.469 | 0.427 | 0.384 | 0.341 | 0.291 | 0.253 | 0.216 | 0.182 | 0.153 | 0.126 | 0.109 | 0.099 | 0.088 | 0.08 | 0.072 | 0.065 | 0.058 | 0.051 | 0
Consumer Transformation | Gen_BB002 | MW | SPD | Tongland |  | 0.356 | 0.406 | 0.406 | 0.406 | 0.406 | 0.406 | 0.406 | 0.406 | 0.406 | 0.376 | 0.345 | 0.314 | 0.282 | 0.251 | 0.214 | 0.186 | 0.159 | 0.134 | 0.113 | 0.093 | 0.08 | 0.072 | 0.065 | 0.059 | 0.053 | 0.048 | 0.043 | 0.038 | 0
Consumer Transformation | Gen_BB002 | MW | SPD | Westfield |  | 0.387 | 0.441 | 0.441 | 0.441 | 0.441 | 0.441 | 0.441 | 0.441 | 0.441 | 0.408 | 0.375 | 0.341 | 0.307 | 0.272 | 0.233 | 0.202 | 0.173 | 0.145 | 0.122 | 0.101 | 0.087 | 0.079 | 0.07 | 0.064 | 0.057 | 0.052 | 0.046 | 0.041 | 0
Consumer Transformation | Gen_BB002 | MW | SPD | Whitehouse |  | 0.002 | 0.002 | 0.002 | 0.002 | 0.002 | 0.002 | 0.002 | 0.002 | 0.002 | 0.002 | 0.002 | 0.001 | 0.001 | 0.001 | 0.001 | 0.001 | 0.001 | 0.001 | 0.001 | 0 | 0 | 0 | 0 | 0 | 0 | 0 | 0 | 0 | 0
Consumer Transformation | Gen_BB002 | MW | SPM | Birkenhead |  | 1.228 | 1.399 | 1.399 | 1.399 | 1.399 | 1.399 | 1.399 | 1.399 | 1.399 | 1.295 | 1.189 | 1.081 | 0.973 | 0.864 | 0.738 | 0.641 | 0.547 | 0.461 | 0.388 | 0.32 | 0.277 | 0.25 | 0.223 | 0.202 | 0.182 | 0.164 | 0.147 | 0.13 | 0
Consumer Transformation | Gen_BB002 | MW | SPM | Capenhurst |  | 0.459 | 0.522 | 0.522 | 0.522 | 0.522 | 0.522 | 0.522 | 0.522 | 0.522 | 0.484 | 0.444 | 0.404 | 0.363 | 0.323 | 0.276 | 0.239 | 0.204 | 0.172 | 0.145 | 0.119 | 0.103 | 0.093 | 0.083 | 0.076 | 0.068 | 0.061 | 0.055 | 0.049 | 0
Consumer Transformation | Gen_BB002 | MW | SPM | Carrington |  | 0.001 | 0.001 | 0.001 | 0.001 | 0.001 | 0.001 | 0.001 | 0.001 | 0.001 | 0.001 | 0.001 | 0.001 | 0.001 | 0.001 | 0.001 | 0 | 0 | 0 | 0 | 0 | 0 | 0 | 0 | 0 | 0 | 0 | 0 | 0 | 0
Consumer Transformation | Gen_BB002 | MW | SPM | Connah's Quay |  | 0.082 | 0.093 | 0.093 | 0.093 | 0.093 | 0.093 | 0.093 | 0.093 | 0.093 | 0.086 | 0.079 | 0.072 | 0.065 | 0.057 | 0.049 | 0.043 | 0.036 | 0.031 | 0.026 | 0.021 | 0.018 | 0.017 | 0.015 | 0.013 | 0.012 | 0.011 | 0.01 | 0.009 | 0
Consumer Transformation | Gen_BB002 | MW | SPM | Fiddlers Ferry |  | 0.503 | 0.572 | 0.572 | 0.572 | 0.572 | 0.572 | 0.572 | 0.572 | 0.572 | 0.53 | 0.487 | 0.443 | 0.398 | 0.354 | 0.302 | 0.262 | 0.224 | 0.189 | 0.159 | 0.131 | 0.113 | 0.102 | 0.091 | 0.083 | 0.074 | 0.067 | 0.06 | 0.053 | 0
Consumer Transformation | Gen_BB002 | MW | SPM | Frodsham |  | 0.745 | 0.849 | 0.849 | 0.849 | 0.849 | 0.849 | 0.849 | 0.849 | 0.849 | 0.786 | 0.722 | 0.656 | 0.591 | 0.525 | 0.448 | 0.389 | 0.332 | 0.28 | 0.236 | 0.194 | 0.168 | 0.151 | 0.135 | 0.123 | 0.11 | 0.1 | 0.089 | 0.079 | 0
Consumer Transformation | Gen_BB002 | MW | SPM | Kirkby (_D) |  | 1.5 | 1.708 | 1.708 | 1.708 | 1.708 | 1.708 | 1.708 | 1.708 | 1.708 | 1.582 | 1.452 | 1.321 | 1.189 | 1.056 | 0.901 | 0.783 | 0.669 | 0.563 | 0.474 | 0.39 | 0.338 | 0.305 | 0.272 | 0.247 | 0.222 | 0.2 | 0.18 | 0.159 | 0
Consumer Transformation | Gen_BB002 | MW | SPM | Legacy |  | 5.377 | 6.124 | 6.124 | 6.124 | 6.124 | 6.124 | 6.124 | 6.124 | 6.124 | 5.671 | 5.206 | 4.735 | 4.261 | 3.784 | 3.23 | 2.805 | 2.396 | 2.019 | 1.7 | 1.399 | 1.211 | 1.093 | 0.977 | 0.885 | 0.796 | 0.718 | 0.644 | 0.571 | 0
Consumer Transformation | Gen_BB002 | MW | SPM | Lister Drive |  | 0.994 | 1.132 | 1.132 | 1.132 | 1.132 | 1.132 | 1.132 | 1.132 | 1.132 | 1.048 | 0.962 | 0.875 | 0.787 | 0.699 | 0.597 | 0.518 | 0.443 | 0.373 | 0.314 | 0.259 | 0.224 | 0.202 | 0.18 | 0.164 | 0.147 | 0.133 | 0.119 | 0.106 | 0
Consumer Transformation | Gen_BB002 | MW | SPM | Pentir |  | 1.466 | 1.67 | 1.67 | 1.67 | 1.67 | 1.67 | 1.67 | 1.67 | 1.67 | 1.546 | 1.419 | 1.291 | 1.162 | 1.032 | 0.881 | 0.765 | 0.653 | 0.551 | 0.463 | 0.382 | 0.33 | 0.298 | 0.266 | 0.241 | 0.217 | 0.196 | 0.175 | 0.156 | 0
Consumer Transformation | Gen_BB002 | MW | SPM | Rainhill |  | 0.075 | 0.085 | 0.085 | 0.085 | 0.085 | 0.085 | 0.085 | 0.085 | 0.085 | 0.079 | 0.072 | 0.066 | 0.059 | 0.053 | 0.045 | 0.039 | 0.033 | 0.028 | 0.024 | 0.019 | 0.017 | 0.015 | 0.014 | 0.012 | 0.011 | 0.01 | 0.009 | 0.008 | 0
Consumer Transformation | Gen_BB002 | MW | SPM | Trawsfynydd |  | 1.113 | 1.268 | 1.268 | 1.268 | 1.268 | 1.268 | 1.268 | 1.268 | 1.268 | 1.174 | 1.078 | 0.98 | 0.882 | 0.783 | 0.669 | 0.581 | 0.496 | 0.418 | 0.352 | 0.29 | 0.251 | 0.226 | 0.202 | 0.183 | 0.165 | 0.149 | 0.133 | 0.118 | 0
Consumer Transformation | Gen_BB002 | MW | SPN | Beddington (_J) |  | 0.912 | 1.039 | 1.039 | 1.039 | 1.039 | 1.039 | 1.039 | 1.039 | 1.039 | 0.962 | 0.883 | 0.803 | 0.723 | 0.642 | 0.548 | 0.476 | 0.406 | 0.342 | 0.288 | 0.237 | 0.205 | 0.185 | 0.166 | 0.15 | 0.135 | 0.122 | 0.109 | 0.097 | 0
Consumer Transformation | Gen_BB002 | MW | SPN | Bolney |  | 2.389 | 2.721 | 2.721 | 2.721 | 2.721 | 2.721 | 2.721 | 2.721 | 2.721 | 2.519 | 2.312 | 2.104 | 1.893 | 1.681 | 1.435 | 1.246 | 1.065 | 0.897 | 0.755 | 0.622 | 0.538 | 0.485 | 0.434 | 0.393 | 0.354 | 0.319 | 0.286 | 0.254 | 0
Consumer Transformation | Gen_BB002 | MW | SPN | Canterbury |  | 0.383 | 0.436 | 0.436 | 0.436 | 0.436 | 0.436 | 0.436 | 0.436 | 0.436 | 0.404 | 0.371 | 0.337 | 0.303 | 0.27 | 0.23 | 0.2 | 0.171 | 0.144 | 0.121 | 0.1 | 0.086 | 0.078 | 0.07 | 0.063 | 0.057 | 0.051 | 0.046 | 0.041 | 0
Consumer Transformation | Gen_BB002 | MW | SPN | Chessington |  | 0.645 | 0.734 | 0.734 | 0.734 | 0.734 | 0.734 | 0.734 | 0.734 | 0.734 | 0.68 | 0.624 | 0.568 | 0.511 | 0.454 | 0.387 | 0.336 | 0.287 | 0.242 | 0.204 | 0.168 | 0.145 | 0.131 | 0.117 | 0.106 | 0.095 | 0.086 | 0.077 | 0.068 | 0
Consumer Transformation | Gen_BB002 | MW | SPN | Kemsley |  | 0.623 | 0.709 | 0.709 | 0.709 | 0.709 | 0.709 | 0.709 | 0.709 | 0.709 | 0.657 | 0.603 | 0.549 | 0.494 | 0.438 | 0.374 | 0.325 | 0.278 | 0.234 | 0.197 | 0.162 | 0.14 | 0.127 | 0.113 | 0.103 | 0.092 | 0.083 | 0.075 | 0.066 | 0
Consumer Transformation | Gen_BB002 | MW | SPN | Kingsnorth |  | 0.279 | 0.317 | 0.317 | 0.317 | 0.317 | 0.317 | 0.317 | 0.317 | 0.317 | 0.294 | 0.27 | 0.245 | 0.221 | 0.196 | 0.167 | 0.145 | 0.124 | 0.105 | 0.088 | 0.072 | 0.063 | 0.057 | 0.051 | 0.046 | 0.041 | 0.037 | 0.033 | 0.03 | 0
Consumer Transformation | Gen_BB002 | MW | SPN | Ninfield |  | 1.054 | 1.2 | 1.2 | 1.2 | 1.2 | 1.2 | 1.2 | 1.2 | 1.2 | 1.111 | 1.02 | 0.928 | 0.835 | 0.742 | 0.633 | 0.55 | 0.47 | 0.396 | 0.333 | 0.274 | 0.237 | 0.214 | 0.191 | 0.173 | 0.156 | 0.141 | 0.126 | 0.112 | 0
Consumer Transformation | Gen_BB002 | MW | SPN | Northfleet East |  | 3.313 | 3.773 | 3.773 | 3.773 | 3.773 | 3.773 | 3.773 | 3.773 | 3.773 | 3.494 | 3.207 | 2.917 | 2.625 | 2.331 | 1.99 | 1.728 | 1.476 | 1.244 | 1.047 | 0.862 | 0.746 | 0.673 | 0.602 | 0.545 | 0.491 | 0.442 | 0.396 | 0.352 | 0
Consumer Transformation | Gen_BB002 | MW | SPN | Richborough |  | 0.631 | 0.719 | 0.719 | 0.719 | 0.719 | 0.719 | 0.719 | 0.719 | 0.719 | 0.666 | 0.611 | 0.556 | 0.5 | 0.444 | 0.379 | 0.329 | 0.281 | 0.237 | 0.2 | 0.164 | 0.142 | 0.128 | 0.115 | 0.104 | 0.093 | 0.084 | 0.076 | 0.067 | 0
Consumer Transformation | Gen_BB002 | MW | SPN | Sellindge |  | 1.479 | 1.684 | 1.684 | 1.684 | 1.684 | 1.684 | 1.684 | 1.684 | 1.684 | 1.56 | 1.432 | 1.302 | 1.172 | 1.041 | 0.888 | 0.772 | 0.659 | 0.555 | 0.467 | 0.385 | 0.333 | 0.3 | 0.269 | 0.243 | 0.219 | 0.198 | 0.177 | 0.157 | 0
Consumer Transformation | Gen_BB002 | MW | SPN | West Weybridge |  | 0.836 | 0.952 | 0.952 | 0.952 | 0.952 | 0.952 | 0.952 | 0.952 | 0.952 | 0.881 | 0.809 | 0.736 | 0.662 | 0.588 | 0.502 | 0.436 | 0.372 | 0.314 | 0.264 | 0.217 | 0.188 | 0.17 | 0.152 | 0.138 | 0.124 | 0.112 | 0.1 | 0.089 | 0
Consumer Transformation | Gen_BB002 | MW | South Wales | Aberthaw |  | 0.996 | 1.134 | 1.134 | 1.134 | 1.134 | 1.134 | 1.134 | 1.134 | 1.134 | 1.05 | 0.964 | 0.877 | 0.789 | 0.701 | 0.598 | 0.519 | 0.444 | 0.374 | 0.315 | 0.259 | 0.224 | 0.202 | 0.181 | 0.164 | 0.147 | 0.133 | 0.119 | 0.106 | 0
Consumer Transformation | Gen_BB002 | MW | South Wales | Cardiff East |  | 0.003 | 0.003 | 0.003 | 0.003 | 0.003 | 0.003 | 0.003 | 0.003 | 0.003 | 0.003 | 0.002 | 0.002 | 0.002 | 0.002 | 0.002 | 0.001 | 0.001 | 0.001 | 0.001 | 0.001 | 0.001 | 0.001 | 0 | 0 | 0 | 0 | 0 | 0 | 0
Consumer Transformation | Gen_BB002 | MW | South Wales | Pembroke |  | 0.415 | 0.473 | 0.473 | 0.473 | 0.473 | 0.473 | 0.473 | 0.473 | 0.473 | 0.438 | 0.402 | 0.365 | 0.329 | 0.292 | 0.249 | 0.216 | 0.185 | 0.156 | 0.131 | 0.108 | 0.093 | 0.084 | 0.075 | 0.068 | 0.061 | 0.055 | 0.05 | 0.044 | 0
Consumer Transformation | Gen_BB002 | MW | South Wales | Pyle |  | 0.563 | 0.641 | 0.641 | 0.641 | 0.641 | 0.641 | 0.641 | 0.641 | 0.641 | 0.594 | 0.545 | 0.496 | 0.446 | 0.396 | 0.338 | 0.294 | 0.251 | 0.211 | 0.178 | 0.147 | 0.127 | 0.114 | 0.102 | 0.093 | 0.083 | 0.075 | 0.067 | 0.06 | 0
Consumer Transformation | Gen_BB002 | MW | South Wales | Rassau |  | 1.897 | 2.16 | 2.16 | 2.16 | 2.16 | 2.16 | 2.16 | 2.16 | 2.16 | 2.001 | 1.836 | 1.671 | 1.503 | 1.335 | 1.139 | 0.99 | 0.845 | 0.712 | 0.6 | 0.494 | 0.427 | 0.385 | 0.345 | 0.312 | 0.281 | 0.253 | 0.227 | 0.201 | 0
Consumer Transformation | Gen_BB002 | MW | South Wales | Swansea North |  | 3.13 | 3.564 | 3.564 | 3.564 | 3.564 | 3.564 | 3.564 | 3.564 | 3.564 | 3.301 | 3.03 | 2.756 | 2.48 | 2.203 | 1.88 | 1.633 | 1.395 | 1.175 | 0.989 | 0.814 | 0.705 | 0.636 | 0.568 | 0.515 | 0.463 | 0.418 | 0.375 | 0.332 | 0
Consumer Transformation | Gen_BB002 | MW | South Wales | Upper Boat 132kV |  | 0.202 | 0.23 | 0.23 | 0.23 | 0.23 | 0.23 | 0.23 | 0.23 | 0.23 | 0.213 | 0.195 | 0.178 | 0.16 | 0.142 | 0.121 | 0.105 | 0.09 | 0.076 | 0.064 | 0.052 | 0.045 | 0.041 | 0.037 | 0.033 | 0.03 | 0.027 | 0.024 | 0.021 | 0
Consumer Transformation | Gen_BB002 | MW | South Wales | Uskmouth |  | 1.488 | 1.694 | 1.694 | 1.694 | 1.694 | 1.694 | 1.694 | 1.694 | 1.694 | 1.569 | 1.44 | 1.31 | 1.179 | 1.047 | 0.894 | 0.776 | 0.663 | 0.559 | 0.47 | 0.387 | 0.335 | 0.302 | 0.27 | 0.245 | 0.22 | 0.199 | 0.178 | 0.158 | 0
Consumer Transformation | Gen_BB002 | MW | South Western | Abham |  | 1.594 | 1.816 | 1.816 | 1.816 | 1.816 | 1.816 | 1.816 | 1.816 | 1.816 | 1.681 | 1.543 | 1.404 | 1.263 | 1.122 | 0.958 | 0.832 | 0.71 | 0.599 | 0.504 | 0.415 | 0.359 | 0.324 | 0.29 | 0.262 | 0.236 | 0.213 | 0.191 | 0.169 | 0
Consumer Transformation | Gen_BB002 | MW | South Western | Alverdiscott |  | 0.809 | 0.921 | 0.921 | 0.921 | 0.921 | 0.921 | 0.921 | 0.921 | 0.921 | 0.853 | 0.783 | 0.712 | 0.641 | 0.569 | 0.486 | 0.422 | 0.36 | 0.304 | 0.256 | 0.21 | 0.182 | 0.164 | 0.147 | 0.133 | 0.12 | 0.108 | 0.097 | 0.086 | 0
Consumer Transformation | Gen_BB002 | MW | South Western | Axminster |  | 1.787 | 2.035 | 2.035 | 2.035 | 2.035 | 2.035 | 2.035 | 2.035 | 2.035 | 1.885 | 1.73 | 1.574 | 1.416 | 1.258 | 1.073 | 0.932 | 0.796 | 0.671 | 0.565 | 0.465 | 0.402 | 0.363 | 0.325 | 0.294 | 0.265 | 0.239 | 0.214 | 0.19 | 0
Consumer Transformation | Gen_BB002 | MW | South Western | Bridgewater |  | 2.55 | 2.905 | 2.905 | 2.905 | 2.905 | 2.905 | 2.905 | 2.905 | 2.905 | 2.69 | 2.469 | 2.246 | 2.021 | 1.795 | 1.532 | 1.331 | 1.137 | 0.958 | 0.806 | 0.664 | 0.574 | 0.518 | 0.463 | 0.42 | 0.378 | 0.341 | 0.305 | 0.271 | 0
Consumer Transformation | Gen_BB002 | MW | South Western | Exeter |  | 3.958 | 4.507 | 4.507 | 4.507 | 4.507 | 4.507 | 4.507 | 4.507 | 4.507 | 4.174 | 3.831 | 3.485 | 3.136 | 2.785 | 2.377 | 2.065 | 1.764 | 1.486 | 1.251 | 1.03 | 0.891 | 0.804 | 0.719 | 0.652 | 0.586 | 0.529 | 0.474 | 0.42 | 0
Consumer Transformation | Gen_BB002 | MW | South Western | Indian Queens |  | 2.492 | 2.838 | 2.838 | 2.838 | 2.838 | 2.838 | 2.838 | 2.838 | 2.838 | 2.629 | 2.413 | 2.195 | 1.975 | 1.754 | 1.497 | 1.3 | 1.111 | 0.936 | 0.788 | 0.649 | 0.561 | 0.506 | 0.453 | 0.41 | 0.369 | 0.333 | 0.298 | 0.265 | 0
Consumer Transformation | Gen_BB002 | MW | South Western | Landulph |  | 1.521 | 1.732 | 1.732 | 1.732 | 1.732 | 1.732 | 1.732 | 1.732 | 1.732 | 1.604 | 1.472 | 1.339 | 1.205 | 1.07 | 0.914 | 0.794 | 0.678 | 0.571 | 0.481 | 0.396 | 0.343 | 0.309 | 0.276 | 0.25 | 0.225 | 0.203 | 0.182 | 0.162 | 0
Consumer Transformation | Gen_BB002 | MW | South Western | Seabank |  | 6.969 | 7.937 | 7.937 | 7.937 | 7.937 | 7.937 | 7.937 | 7.937 | 7.937 | 7.351 | 6.747 | 6.137 | 5.523 | 4.905 | 4.186 | 3.636 | 3.106 | 2.617 | 2.203 | 1.814 | 1.57 | 1.416 | 1.266 | 1.147 | 1.032 | 0.931 | 0.834 | 0.74 | 0
Consumer Transformation | Gen_BB002 | MW | South Western | Taunton |  | 0.574 | 0.653 | 0.653 | 0.653 | 0.653 | 0.653 | 0.653 | 0.653 | 0.653 | 0.605 | 0.555 | 0.505 | 0.455 | 0.404 | 0.345 | 0.299 | 0.256 | 0.215 | 0.181 | 0.149 | 0.129 | 0.117 | 0.104 | 0.094 | 0.085 | 0.077 | 0.069 | 0.061 | 0
Consumer Transformation | Gen_BB002 | MW | West Midlands | Bishops Wood |  | 11.751 | 13.383 | 13.383 | 13.383 | 13.383 | 13.383 | 13.383 | 13.383 | 13.383 | 12.394 | 11.376 | 10.348 | 9.312 | 8.27 | 7.059 | 6.131 | 5.237 | 4.412 | 3.715 | 3.058 | 2.646 | 2.388 | 2.134 | 1.935 | 1.74 | 1.57 | 1.406 | 1.248 | 0
Consumer Transformation | Gen_BB002 | MW | West Midlands | Bushbury |  | 1.011 | 1.151 | 1.151 | 1.151 | 1.151 | 1.151 | 1.151 | 1.151 | 1.151 | 1.066 | 0.979 | 0.89 | 0.801 | 0.711 | 0.607 | 0.527 | 0.451 | 0.38 | 0.32 | 0.263 | 0.228 | 0.205 | 0.184 | 0.166 | 0.15 | 0.135 | 0.121 | 0.107 | 0
Consumer Transformation | Gen_BB002 | MW | West Midlands | Bustleholme |  | 1.228 | 1.399 | 1.399 | 1.399 | 1.399 | 1.399 | 1.399 | 1.399 | 1.399 | 1.295 | 1.189 | 1.082 | 0.973 | 0.864 | 0.738 | 0.641 | 0.547 | 0.461 | 0.388 | 0.32 | 0.277 | 0.25 | 0.223 | 0.202 | 0.182 | 0.164 | 0.147 | 0.13 | 0
Consumer Transformation | Gen_BB002 | MW | West Midlands | Cellarhead |  | 1.867 | 2.126 | 2.126 | 2.126 | 2.126 | 2.126 | 2.126 | 2.126 | 2.126 | 1.969 | 1.807 | 1.644 | 1.479 | 1.314 | 1.121 | 0.974 | 0.832 | 0.701 | 0.59 | 0.486 | 0.42 | 0.379 | 0.339 | 0.307 | 0.276 | 0.249 | 0.223 | 0.198 | 0
Consumer Transformation | Gen_BB002 | MW | West Midlands | Feckenham |  | 4.563 | 5.197 | 5.197 | 5.197 | 5.197 | 5.197 | 5.197 | 5.197 | 5.197 | 4.813 | 4.417 | 4.018 | 3.616 | 3.211 | 2.741 | 2.381 | 2.033 | 1.713 | 1.442 | 1.187 | 1.028 | 0.927 | 0.829 | 0.751 | 0.676 | 0.609 | 0.546 | 0.485 | 0
Consumer Transformation | Gen_BB002 | MW | West Midlands | Hams Hall |  | 0.632 | 0.72 | 0.72 | 0.72 | 0.72 | 0.72 | 0.72 | 0.72 | 0.72 | 0.666 | 0.612 | 0.556 | 0.501 | 0.445 | 0.379 | 0.33 | 0.282 | 0.237 | 0.2 | 0.164 | 0.142 | 0.128 | 0.115 | 0.104 | 0.094 | 0.084 | 0.076 | 0.067 | 0
Consumer Transformation | Gen_BB002 | MW | West Midlands | Iron Acton |  | 3.345 | 3.81 | 3.81 | 3.81 | 3.81 | 3.81 | 3.81 | 3.81 | 3.81 | 3.528 | 3.238 | 2.946 | 2.651 | 2.354 | 2.009 | 1.745 | 1.491 | 1.256 | 1.057 | 0.87 | 0.753 | 0.68 | 0.608 | 0.551 | 0.495 | 0.447 | 0.4 | 0.355 | 0
Consumer Transformation | Gen_BB002 | MW | West Midlands | Ironbridge |  | 1.438 | 1.638 | 1.638 | 1.638 | 1.638 | 1.638 | 1.638 | 1.638 | 1.638 | 1.517 | 1.392 | 1.266 | 1.14 | 1.012 | 0.864 | 0.75 | 0.641 | 0.54 | 0.455 | 0.374 | 0.324 | 0.292 | 0.261 | 0.237 | 0.213 | 0.192 | 0.172 | 0.153 | 0
Consumer Transformation | Gen_BB002 | MW | West Midlands | Nechells |  | 0.752 | 0.857 | 0.857 | 0.857 | 0.857 | 0.857 | 0.857 | 0.857 | 0.857 | 0.794 | 0.728 | 0.663 | 0.596 | 0.53 | 0.452 | 0.393 | 0.335 | 0.283 | 0.238 | 0.196 | 0.169 | 0.153 | 0.137 | 0.124 | 0.111 | 0.101 | 0.09 | 0.08 | 0
Consumer Transformation | Gen_BB002 | MW | West Midlands | Oldbury |  | 0.47 | 0.535 | 0.535 | 0.535 | 0.535 | 0.535 | 0.535 | 0.535 | 0.535 | 0.495 | 0.455 | 0.414 | 0.372 | 0.331 | 0.282 | 0.245 | 0.209 | 0.176 | 0.148 | 0.122 | 0.106 | 0.095 | 0.085 | 0.077 | 0.07 | 0.063 | 0.056 | 0.05 | 0
Consumer Transformation | Gen_BB002 | MW | West Midlands | Penn |  | 0.427 | 0.486 | 0.486 | 0.486 | 0.486 | 0.486 | 0.486 | 0.486 | 0.486 | 0.45 | 0.413 | 0.376 | 0.338 | 0.3 | 0.256 | 0.223 | 0.19 | 0.16 | 0.135 | 0.111 | 0.096 | 0.087 | 0.078 | 0.07 | 0.063 | 0.057 | 0.051 | 0.045 | 0
Consumer Transformation | Gen_BB002 | MW | West Midlands | Rugeley |  | 0.002 | 0.002 | 0.002 | 0.002 | 0.002 | 0.002 | 0.002 | 0.002 | 0.002 | 0.002 | 0.002 | 0.002 | 0.002 | 0.001 | 0.001 | 0.001 | 0.001 | 0.001 | 0.001 | 0.001 | 0 | 0 | 0 | 0 | 0 | 0 | 0 | 0 | 0
Consumer Transformation | Gen_BB002 | MW | West Midlands | Shrewsbury |  | 7.016 | 7.991 | 7.991 | 7.991 | 7.991 | 7.991 | 7.991 | 7.991 | 7.991 | 7.4 | 6.793 | 6.179 | 5.56 | 4.938 | 4.215 | 3.661 | 3.127 | 2.634 | 2.218 | 1.826 | 1.58 | 1.426 | 1.274 | 1.155 | 1.039 | 0.937 | 0.84 | 0.745 | 0
Consumer Transformation | Gen_BB002 | MW | West Midlands | Walham |  | 1.106 | 1.259 | 1.259 | 1.259 | 1.259 | 1.259 | 1.259 | 1.259 | 1.259 | 1.166 | 1.07 | 0.974 | 0.876 | 0.778 | 0.664 | 0.577 | 0.493 | 0.415 | 0.35 | 0.288 | 0.249 | 0.225 | 0.201 | 0.182 | 0.164 | 0.148 | 0.132 | 0.117 | 0
Consumer Transformation | Gen_BB002 | MW | West Midlands | Willenhall |  | 0.231 | 0.263 | 0.263 | 0.263 | 0.263 | 0.263 | 0.263 | 0.263 | 0.263 | 0.243 | 0.223 | 0.203 | 0.183 | 0.162 | 0.139 | 0.12 | 0.103 | 0.087 | 0.073 | 0.06 | 0.052 | 0.047 | 0.042 | 0.038 | 0.034 | 0.031 | 0.028 | 0.024 | 0
Consumer Transformation | Gen_BB003 | MW | ENW | Bredbury |  | 0 | 0 | 0 | 0 | 0 | 0 | 0 | 0 | 0 | 0 | 0 | 0 | 0 | 0 | 0 | 0 | 0 | 0 | 0 | 0 | 0 | 0 | 0 | 0 | 0 | 0 | 0 | 0 | 0
Consumer Transformation | Gen_BB003 | MW | ENW | Harker |  | 0 | 0 | 0 | 0 | 0 | 0 | 0 | 0 | 0 | 0 | 0 | 0 | 0 | 0 | 0 | 0 | 0 | 0 | 0 | 0 | 0 | 0 | 0 | 0 | 0 | 0 | 0 | 0 | 0
Consumer Transformation | Gen_BB003 | MW | ENW | Heysham (Barrow WF) |  | 0 | 0 | 0 | 0 | 0 | 0 | 0 | 0 | 0 | 0 | 0 | 0 | 0 | 0 | 0 | 0 | 0 | 0 | 0 | 0 | 0 | 0 | 0 | 0 | 0 | 0 | 0 | 0 | 0
Consumer Transformation | Gen_BB003 | MW | ENW | Heysham (NGET) |  | 0 | 0 | 0 | 0 | 0 | 0 | 0 | 0 | 0 | 0 | 0 | 0 | 0 | 0 | 0 | 0 | 0 | 0 | 0 | 0 | 0 | 0 | 0 | 0 | 0 | 0 | 0 | 0 | 0
Consumer Transformation | Gen_BB003 | MW | ENW | Hutton |  | 0 | 0 | 0 | 0 | 0 | 0 | 0 | 0 | 0 | 0 | 0 | 0 | 0 | 0 | 0 | 0 | 0 | 0 | 0 | 0 | 0 | 0 | 0 | 0 | 0 | 0 | 0 | 0 | 0
Consumer Transformation | Gen_BB003 | MW | ENW | Kearsley |  | 0 | 0 | 0 | 0 | 0 | 0 | 0 | 0 | 0 | 0 | 0 | 0 | 0 | 0 | 0 | 0 | 0 | 0 | 0 | 0 | 0 | 0 | 0 | 0 | 0 | 0 | 0 | 0 | 0
Consumer Transformation | Gen_BB003 | MW | ENW | Kearsley 132kV |  | 0 | 0 | 0 | 0 | 0 | 0 | 0 | 0 | 0 | 0 | 0 | 0 | 0 | 0 | 0 | 0 | 0 | 0 | 0 | 0 | 0 | 0 | 0 | 0 | 0 | 0 | 0 | 0 | 0
Consumer Transformation | Gen_BB003 | MW | ENW | Kearsley 33kV |  | 0 | 0 | 0 | 0 | 0 | 0 | 0 | 0 | 0 | 0 | 0 | 0 | 0 | 0 | 0 | 0 | 0 | 0 | 0 | 0 | 0 | 0 | 0 | 0 | 0 | 0 | 0 | 0 | 0
Consumer Transformation | Gen_BB003 | MW | ENW | Kirkby (_G) |  | 0 | 0 | 0 | 0 | 0 | 0 | 0 | 0 | 0 | 0 | 0 | 0 | 0 | 0 | 0 | 0 | 0 | 0 | 0 | 0 | 0 | 0 | 0 | 0 | 0 | 0 | 0 | 0 | 0
Consumer Transformation | Gen_BB003 | MW | ENW | Macclesfield |  | 0 | 0 | 0 | 0 | 0 | 0 | 0 | 0 | 0 | 0 | 0 | 0 | 0 | 0 | 0 | 0 | 0 | 0 | 0 | 0 | 0 | 0 | 0 | 0 | 0 | 0 | 0 | 0 | 0
Consumer Transformation | Gen_BB003 | MW | ENW | Ormonde |  | 0 | 0 | 0 | 0 | 0 | 0 | 0 | 0 | 0 | 0 | 0 | 0 | 0 | 0 | 0 | 0 | 0 | 0 | 0 | 0 | 0 | 0 | 0 | 0 | 0 | 0 | 0 | 0 | 0
Consumer Transformation | Gen_BB003 | MW | ENW | Padiham |  | 0 | 0 | 0 | 0 | 0 | 0 | 0 | 0 | 0 | 0 | 0 | 0 | 0 | 0 | 0 | 0 | 0 | 0 | 0 | 0 | 0 | 0 | 0 | 0 | 0 | 0 | 0 | 0 | 0
Consumer Transformation | Gen_BB003 | MW | ENW | Penwortham East |  | 0 | 0 | 0 | 0 | 0 | 0 | 0 | 0 | 0 | 0 | 0 | 0 | 0 | 0 | 0 | 0 | 0 | 0 | 0 | 0 | 0 | 0 | 0 | 0 | 0 | 0 | 0 | 0 | 0
Consumer Transformation | Gen_BB003 | MW | ENW | Penwortham West |  | 0 | 0 | 0 | 0 | 0 | 0 | 0 | 0 | 0 | 0 | 0 | 0 | 0 | 0 | 0 | 0 | 0 | 0 | 0 | 0 | 0 | 0 | 0 | 0 | 0 | 0 | 0 | 0 | 0
Consumer Transformation | Gen_BB003 | MW | ENW | Robin Rigg |  | 0 | 0 | 0 | 0 | 0 | 0 | 0 | 0 | 0 | 0 | 0 | 0 | 0 | 0 | 0 | 0 | 0 | 0 | 0 | 0 | 0 | 0 | 0 | 0 | 0 | 0 | 0 | 0 | 0
Consumer Transformation | Gen_BB003 | MW | ENW | Rochdale |  | 0 | 0 | 0 | 0 | 0 | 0 | 0 | 0 | 0 | 0 | 0 | 0 | 0 | 0 | 0 | 0 | 0 | 0 | 0 | 0 | 0 | 0 | 0 | 0 | 0 | 0 | 0 | 0 | 0
Consumer Transformation | Gen_BB003 | MW | ENW | Roosecote |  | 0 | 0 | 0 | 0 | 0 | 0 | 0 | 0 | 0 | 0 | 0 | 0 | 0 | 0 | 0 | 0 | 0 | 0 | 0 | 0 | 0 | 0 | 0 | 0 | 0 | 0 | 0 | 0 | 0
Consumer Transformation | Gen_BB003 | MW | ENW | South Manchester |  | 0 | 0 | 0 | 0 | 0 | 0 | 0 | 0 | 0 | 0 | 0 | 0 | 0 | 0 | 0 | 0 | 0 | 0 | 0 | 0 | 0 | 0 | 0 | 0 | 0 | 0 | 0 | 0 | 0
Consumer Transformation | Gen_BB003 | MW | ENW | Stalybridge |  | 0 | 0 | 0 | 0 | 0 | 0 | 0 | 0 | 0 | 0 | 0 | 0 | 0 | 0 | 0 | 0 | 0 | 0 | 0 | 0 | 0 | 0 | 0 | 0 | 0 | 0 | 0 | 0 | 0
Consumer Transformation | Gen_BB003 | MW | ENW | Stanah |  | 0 | 0 | 0 | 0 | 0 | 0 | 0 | 0 | 0 | 0 | 0 | 0 | 0 | 0 | 0 | 0 | 0 | 0 | 0 | 0 | 0 | 0 | 0 | 0 | 0 | 0 | 0 | 0 | 0
Consumer Transformation | Gen_BB003 | MW | ENW | Walney 2 |  | 0 | 0 | 0 | 0 | 0 | 0 | 0 | 0 | 0 | 0 | 0 | 0 | 0 | 0 | 0 | 0 | 0 | 0 | 0 | 0 | 0 | 0 | 0 | 0 | 0 | 0 | 0 | 0 | 0
Consumer Transformation | Gen_BB003 | MW | ENW | Washway Farm |  | 0 | 0 | 0 | 0 | 0 | 0 | 0 | 0 | 0 | 0 | 0 | 0 | 0 | 0 | 0 | 0 | 0 | 0 | 0 | 0 | 0 | 0 | 0 | 0 | 0 | 0 | 0 | 0 | 0
Consumer Transformation | Gen_BB003 | MW | ENW | Whitegate |  | 0 | 0 | 0 | 0 | 0 | 0 | 0 | 0 | 0 | 0 | 0 | 0 | 0 | 0 | 0 | 0 | 0 | 0 | 0 | 0 | 0 | 0 | 0 | 0 | 0 | 0 | 0 | 0 | 0
Consumer Transformation | Gen_BB003 | MW | EPN | Amersham Main |  | 0 | 0 | 0 | 0 | 0 | 0 | 0 | 0 | 0 | 0 | 0 | 0 | 0 | 0 | 0 | 0 | 0 | 0 | 0 | 0 | 0 | 0 | 0 | 0 | 0 | 0 | 0 | 0 | 0
Consumer Transformation | Gen_BB003 | MW | EPN | Braintree |  | 0 | 0 | 0 | 0 | 0 | 0 | 0 | 0 | 0 | 0 | 0 | 0 | 0 | 0 | 0 | 0 | 0 | 0 | 0 | 0 | 0 | 0 | 0 | 0 | 0 | 0 | 0 | 0 | 0
Consumer Transformation | Gen_BB003 | MW | EPN | Bramford |  | 0 | 0 | 0 | 0 | 0 | 0 | 0 | 0 | 0 | 0 | 0 | 0 | 0 | 0 | 0 | 0 | 0 | 0 | 0 | 0 | 0 | 0 | 0 | 0 | 0 | 0 | 0 | 0 | 0
Consumer Transformation | Gen_BB003 | MW | EPN | Brimsdown |  | 0 | 0 | 0 | 0 | 0 | 0 | 0 | 0 | 0 | 0 | 0 | 0 | 0 | 0 | 0 | 0 | 0 | 0 | 0 | 0 | 0 | 0 | 0 | 0 | 0 | 0 | 0 | 0 | 0
Consumer Transformation | Gen_BB003 | MW | EPN | Burwell Main |  | 0 | 0 | 0 | 0 | 0 | 0 | 0 | 0 | 0 | 0 | 0 | 0 | 0 | 0 | 0 | 0 | 0 | 0 | 0 | 0 | 0 | 0 | 0 | 0 | 0 | 0 | 0 | 0 | 0
Consumer Transformation | Gen_BB003 | MW | EPN | Clacton |  | 0 | 0 | 0 | 0 | 0 | 0 | 0 | 0 | 0 | 0 | 0 | 0 | 0 | 0 | 0 | 0 | 0 | 0 | 0 | 0 | 0 | 0 | 0 | 0 | 0 | 0 | 0 | 0 | 0
Consumer Transformation | Gen_BB003 | MW | EPN | Eaton Socon |  | 0 | 0 | 0 | 0 | 0 | 0 | 0 | 0 | 0 | 0 | 0 | 0 | 0 | 0 | 0 | 0 | 0 | 0 | 0 | 0 | 0 | 0 | 0 | 0 | 0 | 0 | 0 | 0 | 0
Consumer Transformation | Gen_BB003 | MW | EPN | Elstree |  | 0 | 0 | 0 | 0 | 0 | 0 | 0 | 0 | 0 | 0 | 0 | 0 | 0 | 0 | 0 | 0 | 0 | 0 | 0 | 0 | 0 | 0 | 0 | 0 | 0 | 0 | 0 | 0 | 0
Consumer Transformation | Gen_BB003 | MW | EPN | Loudwater |  | 0 | 0 | 0 | 0 | 0 | 0 | 0 | 0 | 0 | 0 | 0 | 0 | 0 | 0 | 0 | 0 | 0 | 0 | 0 | 0 | 0 | 0 | 0 | 0 | 0 | 0 | 0 | 0 | 0
Consumer Transformation | Gen_BB003 | MW | EPN | Mill Hill |  | 0 | 0 | 0 | 0 | 0 | 0 | 0 | 0 | 0 | 0 | 0 | 0 | 0 | 0 | 0 | 0 | 0 | 0 | 0 | 0 | 0 | 0 | 0 | 0 | 0 | 0 | 0 | 0 | 0
Consumer Transformation | Gen_BB003 | MW | EPN | Norwich Main |  | 0 | 0 | 0 | 0 | 0 | 0 | 0 | 0 | 0 | 0 | 0 | 0 | 0 | 0 | 0 | 0 | 0 | 0 | 0 | 0 | 0 | 0 | 0 | 0 | 0 | 0 | 0 | 0 | 0
Consumer Transformation | Gen_BB003 | MW | EPN | Pelham |  | 0 | 0 | 0 | 0 | 0 | 0 | 0 | 0 | 0 | 0 | 0 | 0 | 0 | 0 | 0 | 0 | 0 | 0 | 0 | 0 | 0 | 0 | 0 | 0 | 0 | 0 | 0 | 0 | 0
Consumer Transformation | Gen_BB003 | MW | EPN | Rayleigh |  | 0 | 0 | 0 | 0 | 0 | 0 | 0 | 0 | 0 | 0 | 0 | 0 | 0 | 0 | 0 | 0 | 0 | 0 | 0 | 0 | 0 | 0 | 0 | 0 | 0 | 0 | 0 | 0 | 0
Consumer Transformation | Gen_BB003 | MW | EPN | Rye House |  | 0 | 0 | 0 | 0 | 0 | 0 | 0 | 0 | 0 | 0 | 0 | 0 | 0 | 0 | 0 | 0 | 0 | 0 | 0 | 0 | 0 | 0 | 0 | 0 | 0 | 0 | 0 | 0 | 0
Consumer Transformation | Gen_BB003 | MW | EPN | Sheringham Shoal |  | 0 | 0 | 0 | 0 | 0 | 0 | 0 | 0 | 0 | 0 | 0 | 0 | 0 | 0 | 0 | 0 | 0 | 0 | 0 | 0 | 0 | 0 | 0 | 0 | 0 | 0 | 0 | 0 | 0
Consumer Transformation | Gen_BB003 | MW | EPN | Sundon |  | 0 | 0 | 0 | 0 | 0 | 0 | 0 | 0 | 0 | 0 | 0 | 0 | 0 | 0 | 0 | 0 | 0 | 0 | 0 | 0 | 0 | 0 | 0 | 0 | 0 | 0 | 0 | 0 | 0
Consumer Transformation | Gen_BB003 | MW | EPN | Tilbury |  | 0 | 0 | 0 | 0 | 0 | 0 | 0 | 0 | 0 | 0 | 0 | 0 | 0 | 0 | 0 | 0 | 0 | 0 | 0 | 0 | 0 | 0 | 0 | 0 | 0 | 0 | 0 | 0 | 0
Consumer Transformation | Gen_BB003 | MW | EPN | Tottenham |  | 0 | 0 | 0 | 0 | 0 | 0 | 0 | 0 | 0 | 0 | 0 | 0 | 0 | 0 | 0 | 0 | 0 | 0 | 0 | 0 | 0 | 0 | 0 | 0 | 0 | 0 | 0 | 0 | 0
Consumer Transformation | Gen_BB003 | MW | EPN | Walpole (_A) |  | 0 | 0 | 0 | 0 | 0 | 0 | 0 | 0 | 0 | 0 | 0 | 0 | 0 | 0 | 0 | 0 | 0 | 0 | 0 | 0 | 0 | 0 | 0 | 0 | 0 | 0 | 0 | 0 | 0
Consumer Transformation | Gen_BB003 | MW | EPN | Warley |  | 0 | 0 | 0 | 0 | 0 | 0 | 0 | 0 | 0 | 0 | 0 | 0 | 0 | 0 | 0 | 0 | 0 | 0 | 0 | 0 | 0 | 0 | 0 | 0 | 0 | 0 | 0 | 0 | 0
Consumer Transformation | Gen_BB003 | MW | EPN | Watford South |  | 0 | 0 | 0 | 0 | 0 | 0 | 0 | 0 | 0 | 0 | 0 | 0 | 0 | 0 | 0 | 0 | 0 | 0 | 0 | 0 | 0 | 0 | 0 | 0 | 0 | 0 | 0 | 0 | 0
Consumer Transformation | Gen_BB003 | MW | EPN | West Thurrock |  | 0 | 0 | 0 | 0 | 0 | 0 | 0 | 0 | 0 | 0 | 0 | 0 | 0 | 0 | 0 | 0 | 0 | 0 | 0 | 0 | 0 | 0 | 0 | 0 | 0 | 0 | 0 | 0 | 0
Consumer Transformation | Gen_BB003 | MW | EPN | Wymondley |  | 0 | 0 | 0 | 0 | 0 | 0 | 0 | 0 | 0 | 0 | 0 | 0 | 0 | 0 | 0 | 0 | 0 | 0 | 0 | 0 | 0 | 0 | 0 | 0 | 0 | 0 | 0 | 0 | 0
Consumer Transformation | Gen_BB003 | MW | East Midlands | Berkswell |  | 0 | 0 | 0 | 0 | 0 | 0 | 0 | 0 | 0 | 0 | 0 | 0 | 0 | 0 | 0 | 0 | 0 | 0 | 0 | 0 | 0 | 0 | 0 | 0 | 0 | 0 | 0 | 0 | 0
Consumer Transformation | Gen_BB003 | MW | East Midlands | Bicker Fen |  | 0 | 0 | 0 | 0 | 0 | 0 | 0 | 0 | 0 | 0 | 0 | 0 | 0 | 0 | 0 | 0 | 0 | 0 | 0 | 0 | 0 | 0 | 0 | 0 | 0 | 0 | 0 | 0 | 0
Consumer Transformation | Gen_BB003 | MW | East Midlands | Chesterfield |  | 0 | 0 | 0 | 0 | 0 | 0 | 0 | 0 | 0 | 0 | 0 | 0 | 0 | 0 | 0 | 0 | 0 | 0 | 0 | 0 | 0 | 0 | 0 | 0 | 0 | 0 | 0 | 0 | 0
Consumer Transformation | Gen_BB003 | MW | East Midlands | Coventry |  | 0 | 0 | 0 | 0 | 0 | 0 | 0 | 0 | 0 | 0 | 0 | 0 | 0 | 0 | 0 | 0 | 0 | 0 | 0 | 0 | 0 | 0 | 0 | 0 | 0 | 0 | 0 | 0 | 0
Consumer Transformation | Gen_BB003 | MW | East Midlands | Drakelow |  | 0 | 0 | 0 | 0 | 0 | 0 | 0 | 0 | 0 | 0 | 0 | 0 | 0 | 0 | 0 | 0 | 0 | 0 | 0 | 0 | 0 | 0 | 0 | 0 | 0 | 0 | 0 | 0 | 0
Consumer Transformation | Gen_BB003 | MW | East Midlands | East Claydon (_B) |  | 0 | 0 | 0 | 0 | 0 | 0 | 0 | 0 | 0 | 0 | 0 | 0 | 0 | 0 | 0 | 0 | 0 | 0 | 0 | 0 | 0 | 0 | 0 | 0 | 0 | 0 | 0 | 0 | 0
Consumer Transformation | Gen_BB003 | MW | East Midlands | Enderby |  | 0 | 0 | 0 | 0 | 0 | 0 | 0 | 0 | 0 | 0 | 0 | 0 | 0 | 0 | 0 | 0 | 0 | 0 | 0 | 0 | 0 | 0 | 0 | 0 | 0 | 0 | 0 | 0 | 0
Consumer Transformation | Gen_BB003 | MW | East Midlands | Grendon |  | 0 | 0 | 0 | 0 | 0 | 0 | 0 | 0 | 0 | 0 | 0 | 0 | 0 | 0 | 0 | 0 | 0 | 0 | 0 | 0 | 0 | 0 | 0 | 0 | 0 | 0 | 0 | 0 | 0
Consumer Transformation | Gen_BB003 | MW | East Midlands | Ratcliffe |  | 0 | 0 | 0 | 0 | 0 | 0 | 0 | 0 | 0 | 0 | 0 | 0 | 0 | 0 | 0 | 0 | 0 | 0 | 0 | 0 | 0 | 0 | 0 | 0 | 0 | 0 | 0 | 0 | 0
Consumer Transformation | Gen_BB003 | MW | East Midlands | Staythorpe |  | 0 | 0 | 0 | 0 | 0 | 0 | 0 | 0 | 0 | 0 | 0 | 0 | 0 | 0 | 0 | 0 | 0 | 0 | 0 | 0 | 0 | 0 | 0 | 0 | 0 | 0 | 0 | 0 | 0
Consumer Transformation | Gen_BB003 | MW | East Midlands | Stoke Bardolph |  | 0 | 0 | 0 | 0 | 0 | 0 | 0 | 0 | 0 | 0 | 0 | 0 | 0 | 0 | 0 | 0 | 0 | 0 | 0 | 0 | 0 | 0 | 0 | 0 | 0 | 0 | 0 | 0 | 0
Consumer Transformation | Gen_BB003 | MW | East Midlands | Walpole (_B) |  | 0 | 0 | 0 | 0 | 0 | 0 | 0 | 0 | 0 | 0 | 0 | 0 | 0 | 0 | 0 | 0 | 0 | 0 | 0 | 0 | 0 | 0 | 0 | 0 | 0 | 0 | 0 | 0 | 0
Consumer Transformation | Gen_BB003 | MW | East Midlands | West Burton |  | 0 | 0 | 0 | 0 | 0 | 0 | 0 | 0 | 0 | 0 | 0 | 0 | 0 | 0 | 0 | 0 | 0 | 0 | 0 | 0 | 0 | 0 | 0 | 0 | 0 | 0 | 0 | 0 | 0
Consumer Transformation | Gen_BB003 | MW | East Midlands | Willington |  | 0 | 0 | 0 | 0 | 0 | 0 | 0 | 0 | 0 | 0 | 0 | 0 | 0 | 0 | 0 | 0 | 0 | 0 | 0 | 0 | 0 | 0 | 0 | 0 | 0 | 0 | 0 | 0 | 0
Consumer Transformation | Gen_BB003 | MW | IDNO - Refer to Comment Field | Tynemouth 2 |  | 0 | 0 | 0 | 0 | 0 | 0 | 0 | 0 | 0 | 0 | 0 | 0 | 0 | 0 | 0 | 0 | 0 | 0 | 0 | 0 | 0 | 0 | 0 | 0 | 0 | 0 | 0 | 0 | 0 | Note: TYNE2 is operated by an IDNO allocated to GSP Group/licence area F
Consumer Transformation | Gen_BB003 | MW | LPN | Acton Lane 22kV |  | 0 | 0 | 0 | 0 | 0 | 0 | 0 | 0 | 0 | 0 | 0 | 0 | 0 | 0 | 0 | 0 | 0 | 0 | 0 | 0 | 0 | 0 | 0 | 0 | 0 | 0 | 0 | 0 | 0
Consumer Transformation | Gen_BB003 | MW | LPN | Barking |  | 0 | 0 | 0 | 0 | 0 | 0 | 0 | 0 | 0 | 0 | 0 | 0 | 0 | 0 | 0 | 0 | 0 | 0 | 0 | 0 | 0 | 0 | 0 | 0 | 0 | 0 | 0 | 0 | 0
Consumer Transformation | Gen_BB003 | MW | LPN | Barking West |  | 0 | 0 | 0 | 0 | 0 | 0 | 0 | 0 | 0 | 0 | 0 | 0 | 0 | 0 | 0 | 0 | 0 | 0 | 0 | 0 | 0 | 0 | 0 | 0 | 0 | 0 | 0 | 0 | 0
Consumer Transformation | Gen_BB003 | MW | LPN | Beddington (_C) |  | 0 | 0 | 0 | 0 | 0 | 0 | 0 | 0 | 0 | 0 | 0 | 0 | 0 | 0 | 0 | 0 | 0 | 0 | 0 | 0 | 0 | 0 | 0 | 0 | 0 | 0 | 0 | 0 | 0
Consumer Transformation | Gen_BB003 | MW | LPN | Canal Bank |  | 0 | 0 | 0 | 0 | 0 | 0 | 0 | 0 | 0 | 0 | 0 | 0 | 0 | 0 | 0 | 0 | 0 | 0 | 0 | 0 | 0 | 0 | 0 | 0 | 0 | 0 | 0 | 0 | 0
Consumer Transformation | Gen_BB003 | MW | LPN | City Road |  | 0 | 0 | 0 | 0 | 0 | 0 | 0 | 0 | 0 | 0 | 0 | 0 | 0 | 0 | 0 | 0 | 0 | 0 | 0 | 0 | 0 | 0 | 0 | 0 | 0 | 0 | 0 | 0 | 0
Consumer Transformation | Gen_BB003 | MW | LPN | Greenford |  | 0 | 0 | 0 | 0 | 0 | 0 | 0 | 0 | 0 | 0 | 0 | 0 | 0 | 0 | 0 | 0 | 0 | 0 | 0 | 0 | 0 | 0 | 0 | 0 | 0 | 0 | 0 | 0 | 0
Consumer Transformation | Gen_BB003 | MW | LPN | Hackney 132kV |  | 0 | 0 | 0 | 0 | 0 | 0 | 0 | 0 | 0 | 0 | 0 | 0 | 0 | 0 | 0 | 0 | 0 | 0 | 0 | 0 | 0 | 0 | 0 | 0 | 0 | 0 | 0 | 0 | 0
Consumer Transformation | Gen_BB003 | MW | LPN | Hackney 66kV |  | 0 | 0 | 0 | 0 | 0 | 0 | 0 | 0 | 0 | 0 | 0 | 0 | 0 | 0 | 0 | 0 | 0 | 0 | 0 | 0 | 0 | 0 | 0 | 0 | 0 | 0 | 0 | 0 | 0
Consumer Transformation | Gen_BB003 | MW | LPN | Hurst |  | 0 | 0 | 0 | 0 | 0 | 0 | 0 | 0 | 0 | 0 | 0 | 0 | 0 | 0 | 0 | 0 | 0 | 0 | 0 | 0 | 0 | 0 | 0 | 0 | 0 | 0 | 0 | 0 | 0
Consumer Transformation | Gen_BB003 | MW | LPN | Islington |  | 0 | 0 | 0 | 0 | 0 | 0 | 0 | 0 | 0 | 0 | 0 | 0 | 0 | 0 | 0 | 0 | 0 | 0 | 0 | 0 | 0 | 0 | 0 | 0 | 0 | 0 | 0 | 0 | 0
Consumer Transformation | Gen_BB003 | MW | LPN | Littlebrook (_C) |  | 0 | 0 | 0 | 0 | 0 | 0 | 0 | 0 | 0 | 0 | 0 | 0 | 0 | 0 | 0 | 0 | 0 | 0 | 0 | 0 | 0 | 0 | 0 | 0 | 0 | 0 | 0 | 0 | 0
Consumer Transformation | Gen_BB003 | MW | LPN | Lodge Road |  | 0 | 0 | 0 | 0 | 0 | 0 | 0 | 0 | 0 | 0 | 0 | 0 | 0 | 0 | 0 | 0 | 0 | 0 | 0 | 0 | 0 | 0 | 0 | 0 | 0 | 0 | 0 | 0 | 0
Consumer Transformation | Gen_BB003 | MW | LPN | New Cross |  | 0 | 0 | 0 | 0 | 0 | 0 | 0 | 0 | 0 | 0 | 0 | 0 | 0 | 0 | 0 | 0 | 0 | 0 | 0 | 0 | 0 | 0 | 0 | 0 | 0 | 0 | 0 | 0 | 0
Consumer Transformation | Gen_BB003 | MW | LPN | Perivale |  | 0 | 0 | 0 | 0 | 0 | 0 | 0 | 0 | 0 | 0 | 0 | 0 | 0 | 0 | 0 | 0 | 0 | 0 | 0 | 0 | 0 | 0 | 0 | 0 | 0 | 0 | 0 | 0 | 0
Consumer Transformation | Gen_BB003 | MW | LPN | Redbridge |  | 0 | 0 | 0 | 0 | 0 | 0 | 0 | 0 | 0 | 0 | 0 | 0 | 0 | 0 | 0 | 0 | 0 | 0 | 0 | 0 | 0 | 0 | 0 | 0 | 0 | 0 | 0 | 0 | 0
Consumer Transformation | Gen_BB003 | MW | LPN | St John's Wood |  | 0 | 0 | 0 | 0 | 0 | 0 | 0 | 0 | 0 | 0 | 0 | 0 | 0 | 0 | 0 | 0 | 0 | 0 | 0 | 0 | 0 | 0 | 0 | 0 | 0 | 0 | 0 | 0 | 0
Consumer Transformation | Gen_BB003 | MW | LPN | West Ham |  | 0 | 0 | 0 | 0 | 0 | 0 | 0 | 0 | 0 | 0 | 0 | 0 | 0 | 0 | 0 | 0 | 0 | 0 | 0 | 0 | 0 | 0 | 0 | 0 | 0 | 0 | 0 | 0 | 0
Consumer Transformation | Gen_BB003 | MW | LPN | Willesden 132kV |  | 0 | 0 | 0 | 0 | 0 | 0 | 0 | 0 | 0 | 0 | 0 | 0 | 0 | 0 | 0 | 0 | 0 | 0 | 0 | 0 | 0 | 0 | 0 | 0 | 0 | 0 | 0 | 0 | 0
Consumer Transformation | Gen_BB003 | MW | LPN | Willesden 66kV |  | 0 | 0 | 0 | 0 | 0 | 0 | 0 | 0 | 0 | 0 | 0 | 0 | 0 | 0 | 0 | 0 | 0 | 0 | 0 | 0 | 0 | 0 | 0 | 0 | 0 | 0 | 0 | 0 | 0
Consumer Transformation | Gen_BB003 | MW | LPN | Wimbledon North |  | 0 | 0 | 0 | 0 | 0 | 0 | 0 | 0 | 0 | 0 | 0 | 0 | 0 | 0 | 0 | 0 | 0 | 0 | 0 | 0 | 0 | 0 | 0 | 0 | 0 | 0 | 0 | 0 | 0
Consumer Transformation | Gen_BB003 | MW | LPN | Wimbledon South |  | 0 | 0 | 0 | 0 | 0 | 0 | 0 | 0 | 0 | 0 | 0 | 0 | 0 | 0 | 0 | 0 | 0 | 0 | 0 | 0 | 0 | 0 | 0 | 0 | 0 | 0 | 0 | 0 | 0
Consumer Transformation | Gen_BB003 | MW | NGET | Direct(NGET) |  | 0 | 0 | 0 | 0 | 0 | 0 | 0 | 0 | 0 | 0 | 0 | 0 | 0 | 0 | 0 | 0 | 0 | 0 | 0 | 0 | 0 | 0 | 0 | 0 | 0 | 0 | 0 | 0 | 0
Consumer Transformation | Gen_BB003 | MW | NPgN | Blyth 132kV |  | 0 | 0 | 0 | 0 | 0 | 0 | 0 | 0 | 0 | 0 | 0 | 0 | 0 | 0 | 0 | 0 | 0 | 0 | 0 | 0 | 0 | 0 | 0 | 0 | 0 | 0 | 0 | 0 | 0
Consumer Transformation | Gen_BB003 | MW | NPgN | Blyth 66kV |  | 0 | 0 | 0 | 0 | 0 | 0 | 0 | 0 | 0 | 0 | 0 | 0 | 0 | 0 | 0 | 0 | 0 | 0 | 0 | 0 | 0 | 0 | 0 | 0 | 0 | 0 | 0 | 0 | 0
Consumer Transformation | Gen_BB003 | MW | NPgN | Fourstones |  | 0 | 0 | 0 | 0 | 0 | 0 | 0 | 0 | 0 | 0 | 0 | 0 | 0 | 0 | 0 | 0 | 0 | 0 | 0 | 0 | 0 | 0 | 0 | 0 | 0 | 0 | 0 | 0 | 0
Consumer Transformation | Gen_BB003 | MW | NPgN | Hart Moor |  | 0 | 0 | 0 | 0 | 0 | 0 | 0 | 0 | 0 | 0 | 0 | 0 | 0 | 0 | 0 | 0 | 0 | 0 | 0 | 0 | 0 | 0 | 0 | 0 | 0 | 0 | 0 | 0 | 0
Consumer Transformation | Gen_BB003 | MW | NPgN | Hawthorn Pit |  | 0 | 0 | 0 | 0 | 0 | 0 | 0 | 0 | 0 | 0 | 0 | 0 | 0 | 0 | 0 | 0 | 0 | 0 | 0 | 0 | 0 | 0 | 0 | 0 | 0 | 0 | 0 | 0 | 0
Consumer Transformation | Gen_BB003 | MW | NPgN | Knaresborough |  | 0 | 0 | 0 | 0 | 0 | 0 | 0 | 0 | 0 | 0 | 0 | 0 | 0 | 0 | 0 | 0 | 0 | 0 | 0 | 0 | 0 | 0 | 0 | 0 | 0 | 0 | 0 | 0 | 0
Consumer Transformation | Gen_BB003 | MW | NPgN | Lackenby |  | 0 | 0 | 0 | 0 | 0 | 0 | 0 | 0 | 0 | 0 | 0 | 0 | 0 | 0 | 0 | 0 | 0 | 0 | 0 | 0 | 0 | 0 | 0 | 0 | 0 | 0 | 0 | 0 | 0
Consumer Transformation | Gen_BB003 | MW | NPgN | Norton |  | 0 | 0 | 0 | 0 | 0 | 0 | 0 | 0 | 0 | 0 | 0 | 0 | 0 | 0 | 0 | 0 | 0 | 0 | 0 | 0 | 0 | 0 | 0 | 0 | 0 | 0 | 0 | 0 | 0
Consumer Transformation | Gen_BB003 | MW | NPgN | Offerton |  | 0 | 0 | 0 | 0 | 0 | 0 | 0 | 0 | 0 | 0 | 0 | 0 | 0 | 0 | 0 | 0 | 0 | 0 | 0 | 0 | 0 | 0 | 0 | 0 | 0 | 0 | 0 | 0 | 0
Consumer Transformation | Gen_BB003 | MW | NPgN | Osbaldwick |  | 0 | 0 | 0 | 0 | 0 | 0 | 0 | 0 | 0 | 0 | 0 | 0 | 0 | 0 | 0 | 0 | 0 | 0 | 0 | 0 | 0 | 0 | 0 | 0 | 0 | 0 | 0 | 0 | 0
Consumer Transformation | Gen_BB003 | MW | NPgN | Poppleton |  | 0 | 0 | 0 | 0 | 0 | 0 | 0 | 0 | 0 | 0 | 0 | 0 | 0 | 0 | 0 | 0 | 0 | 0 | 0 | 0 | 0 | 0 | 0 | 0 | 0 | 0 | 0 | 0 | 0
Consumer Transformation | Gen_BB003 | MW | NPgN | Saltholme |  | 0 | 0 | 0 | 0 | 0 | 0 | 0 | 0 | 0 | 0 | 0 | 0 | 0 | 0 | 0 | 0 | 0 | 0 | 0 | 0 | 0 | 0 | 0 | 0 | 0 | 0 | 0 | 0 | 0
Consumer Transformation | Gen_BB003 | MW | NPgN | South Shields |  | 0 | 0 | 0 | 0 | 0 | 0 | 0 | 0 | 0 | 0 | 0 | 0 | 0 | 0 | 0 | 0 | 0 | 0 | 0 | 0 | 0 | 0 | 0 | 0 | 0 | 0 | 0 | 0 | 0
Consumer Transformation | Gen_BB003 | MW | NPgN | Spennymoor |  | 0 | 0 | 0 | 0 | 0 | 0 | 0 | 0 | 0 | 0 | 0 | 0 | 0 | 0 | 0 | 0 | 0 | 0 | 0 | 0 | 0 | 0 | 0 | 0 | 0 | 0 | 0 | 0 | 0
Consumer Transformation | Gen_BB003 | MW | NPgN | Stella North |  | 0 | 0 | 0 | 0 | 0 | 0 | 0 | 0 | 0 | 0 | 0 | 0 | 0 | 0 | 0 | 0 | 0 | 0 | 0 | 0 | 0 | 0 | 0 | 0 | 0 | 0 | 0 | 0 | 0
Consumer Transformation | Gen_BB003 | MW | NPgN | Stella South |  | 0 | 0 | 0 | 0 | 0 | 0 | 0 | 0 | 0 | 0 | 0 | 0 | 0 | 0 | 0 | 0 | 0 | 0 | 0 | 0 | 0 | 0 | 0 | 0 | 0 | 0 | 0 | 0 | 0
Consumer Transformation | Gen_BB003 | MW | NPgN | Tynemouth 1 |  | 0 | 0 | 0 | 0 | 0 | 0 | 0 | 0 | 0 | 0 | 0 | 0 | 0 | 0 | 0 | 0 | 0 | 0 | 0 | 0 | 0 | 0 | 0 | 0 | 0 | 0 | 0 | 0 | 0
Consumer Transformation | Gen_BB003 | MW | NPgN | West Boldon |  | 0 | 0 | 0 | 0 | 0 | 0 | 0 | 0 | 0 | 0 | 0 | 0 | 0 | 0 | 0 | 0 | 0 | 0 | 0 | 0 | 0 | 0 | 0 | 0 | 0 | 0 | 0 | 0 | 0
Consumer Transformation | Gen_BB003 | MW | NPgY | Bradford West |  | 0 | 0 | 0 | 0 | 0 | 0 | 0 | 0 | 0 | 0 | 0 | 0 | 0 | 0 | 0 | 0 | 0 | 0 | 0 | 0 | 0 | 0 | 0 | 0 | 0 | 0 | 0 | 0 | 0
Consumer Transformation | Gen_BB003 | MW | NPgY | Camblesforth |  | 0 | 0 | 0 | 0 | 0 | 0 | 0 | 0 | 0 | 0 | 0 | 0 | 0 | 0 | 0 | 0 | 0 | 0 | 0 | 0 | 0 | 0 | 0 | 0 | 0 | 0 | 0 | 0 | 0
Consumer Transformation | Gen_BB003 | MW | NPgY | Creyke Beck |  | 0 | 0 | 0 | 0 | 0 | 0 | 0 | 0 | 0 | 0 | 0 | 0 | 0 | 0 | 0 | 0 | 0 | 0 | 0 | 0 | 0 | 0 | 0 | 0 | 0 | 0 | 0 | 0 | 0
Consumer Transformation | Gen_BB003 | MW | NPgY | Drax |  | 0 | 0 | 0 | 0 | 0 | 0 | 0 | 0 | 0 | 0 | 0 | 0 | 0 | 0 | 0 | 0 | 0 | 0 | 0 | 0 | 0 | 0 | 0 | 0 | 0 | 0 | 0 | 0 | 0
Consumer Transformation | Gen_BB003 | MW | NPgY | Elland |  | 0 | 0 | 0 | 0 | 0 | 0 | 0 | 0 | 0 | 0 | 0 | 0 | 0 | 0 | 0 | 0 | 0 | 0 | 0 | 0 | 0 | 0 | 0 | 0 | 0 | 0 | 0 | 0 | 0
Consumer Transformation | Gen_BB003 | MW | NPgY | Ferrybridge A |  | 0 | 0 | 0 | 0 | 0 | 0 | 0 | 0 | 0 | 0 | 0 | 0 | 0 | 0 | 0 | 0 | 0 | 0 | 0 | 0 | 0 | 0 | 0 | 0 | 0 | 0 | 0 | 0 | 0
Consumer Transformation | Gen_BB003 | MW | NPgY | Ferrybridge B (_M) |  | 0 | 0 | 0 | 0 | 0 | 0 | 0 | 0 | 0 | 0 | 0 | 0 | 0 | 0 | 0 | 0 | 0 | 0 | 0 | 0 | 0 | 0 | 0 | 0 | 0 | 0 | 0 | 0 | 0
Consumer Transformation | Gen_BB003 | MW | NPgY | Grimsby West |  | 0 | 0 | 0 | 0 | 0 | 0 | 0 | 0 | 0 | 0 | 0 | 0 | 0 | 0 | 0 | 0 | 0 | 0 | 0 | 0 | 0 | 0 | 0 | 0 | 0 | 0 | 0 | 0 | 0
Consumer Transformation | Gen_BB003 | MW | NPgY | Jordanthorpe |  | 0 | 0 | 0 | 0 | 0 | 0 | 0 | 0 | 0 | 0 | 0 | 0 | 0 | 0 | 0 | 0 | 0 | 0 | 0 | 0 | 0 | 0 | 0 | 0 | 0 | 0 | 0 | 0 | 0
Consumer Transformation | Gen_BB003 | MW | NPgY | Keadby |  | 0 | 0 | 0 | 0 | 0 | 0 | 0 | 0 | 0 | 0 | 0 | 0 | 0 | 0 | 0 | 0 | 0 | 0 | 0 | 0 | 0 | 0 | 0 | 0 | 0 | 0 | 0 | 0 | 0
Consumer Transformation | Gen_BB003 | MW | NPgY | Kirkstall B |  | 0 | 0 | 0 | 0 | 0 | 0 | 0 | 0 | 0 | 0 | 0 | 0 | 0 | 0 | 0 | 0 | 0 | 0 | 0 | 0 | 0 | 0 | 0 | 0 | 0 | 0 | 0 | 0 | 0
Consumer Transformation | Gen_BB003 | MW | NPgY | Neepsend |  | 0 | 0 | 0 | 0 | 0 | 0 | 0 | 0 | 0 | 0 | 0 | 0 | 0 | 0 | 0 | 0 | 0 | 0 | 0 | 0 | 0 | 0 | 0 | 0 | 0 | 0 | 0 | 0 | 0
Consumer Transformation | Gen_BB003 | MW | NPgY | Norton Lees |  | 0 | 0 | 0 | 0 | 0 | 0 | 0 | 0 | 0 | 0 | 0 | 0 | 0 | 0 | 0 | 0 | 0 | 0 | 0 | 0 | 0 | 0 | 0 | 0 | 0 | 0 | 0 | 0 | 0
Consumer Transformation | Gen_BB003 | MW | NPgY | Pitsmoor |  | 0 | 0 | 0 | 0 | 0 | 0 | 0 | 0 | 0 | 0 | 0 | 0 | 0 | 0 | 0 | 0 | 0 | 0 | 0 | 0 | 0 | 0 | 0 | 0 | 0 | 0 | 0 | 0 | 0
Consumer Transformation | Gen_BB003 | MW | NPgY | Saltend North |  | 0 | 0 | 0 | 0 | 0 | 0 | 0 | 0 | 0 | 0 | 0 | 0 | 0 | 0 | 0 | 0 | 0 | 0 | 0 | 0 | 0 | 0 | 0 | 0 | 0 | 0 | 0 | 0 | 0
Consumer Transformation | Gen_BB003 | MW | NPgY | Sheffield City |  | 0 | 0 | 0 | 0 | 0 | 0 | 0 | 0 | 0 | 0 | 0 | 0 | 0 | 0 | 0 | 0 | 0 | 0 | 0 | 0 | 0 | 0 | 0 | 0 | 0 | 0 | 0 | 0 | 0
Consumer Transformation | Gen_BB003 | MW | NPgY | Skelton Grange |  | 0 | 0 | 0 | 0 | 0 | 0 | 0 | 0 | 0 | 0 | 0 | 0 | 0 | 0 | 0 | 0 | 0 | 0 | 0 | 0 | 0 | 0 | 0 | 0 | 0 | 0 | 0 | 0 | 0
Consumer Transformation | Gen_BB003 | MW | NPgY | Templeborough |  | 0 | 0 | 0 | 0 | 0 | 0 | 0 | 0 | 0 | 0 | 0 | 0 | 0 | 0 | 0 | 0 | 0 | 0 | 0 | 0 | 0 | 0 | 0 | 0 | 0 | 0 | 0 | 0 | 0
Consumer Transformation | Gen_BB003 | MW | NPgY | Thorpe Marsh |  | 0 | 0 | 0 | 0 | 0 | 0 | 0 | 0 | 0 | 0 | 0 | 0 | 0 | 0 | 0 | 0 | 0 | 0 | 0 | 0 | 0 | 0 | 0 | 0 | 0 | 0 | 0 | 0 | 0
Consumer Transformation | Gen_BB003 | MW | NPgY | Thurcroft |  | 0 | 0 | 0 | 0 | 0 | 0 | 0 | 0 | 0 | 0 | 0 | 0 | 0 | 0 | 0 | 0 | 0 | 0 | 0 | 0 | 0 | 0 | 0 | 0 | 0 | 0 | 0 | 0 | 0
Consumer Transformation | Gen_BB003 | MW | NPgY | West Melton |  | 0 | 0 | 0 | 0 | 0 | 0 | 0 | 0 | 0 | 0 | 0 | 0 | 0 | 0 | 0 | 0 | 0 | 0 | 0 | 0 | 0 | 0 | 0 | 0 | 0 | 0 | 0 | 0 | 0
Consumer Transformation | Gen_BB003 | MW | NPgY | Wincobank |  | 0 | 0 | 0 | 0 | 0 | 0 | 0 | 0 | 0 | 0 | 0 | 0 | 0 | 0 | 0 | 0 | 0 | 0 | 0 | 0 | 0 | 0 | 0 | 0 | 0 | 0 | 0 | 0 | 0
Consumer Transformation | Gen_BB003 | MW | Not Connected | Not Connected |  | 0 | 0 | 0 | 0 | 0 | 0 | 0 | 0 | 0 | 0 | 0 | 0 | 0 | 0 | 0 | 0 | 0 | 0 | 0 | 0 | 0 | 0 | 0 | 0 | 0 | 0 | 0 | 0 | 0
Consumer Transformation | Gen_BB003 | MW | SEPD | Acton Lane 66kV |  | 0 | 0 | 0 | 0 | 0 | 0 | 0 | 0 | 0 | 0 | 0 | 0 | 0 | 0 | 0 | 0 | 0 | 0 | 0 | 0 | 0 | 0 | 0 | 0 | 0 | 0 | 0 | 0 | 0
Consumer Transformation | Gen_BB003 | MW | SEPD | Botley Wood |  | 0 | 0 | 0 | 0 | 0 | 0 | 0 | 0 | 0 | 0 | 0 | 0 | 0 | 0 | 0 | 0 | 0 | 0 | 0 | 0 | 0 | 0 | 0 | 0 | 0 | 0 | 0 | 0 | 0
Consumer Transformation | Gen_BB003 | MW | SEPD | Bramley |  | 0 | 0 | 0 | 0 | 0 | 0 | 0 | 0 | 0 | 0 | 0 | 0 | 0 | 0 | 0 | 0 | 0 | 0 | 0 | 0 | 0 | 0 | 0 | 0 | 0 | 0 | 0 | 0 | 0
Consumer Transformation | Gen_BB003 | MW | SEPD | Chickerell |  | 0 | 0 | 0 | 0 | 0 | 0 | 0 | 0 | 0 | 0 | 0 | 0 | 0 | 0 | 0 | 0 | 0 | 0 | 0 | 0 | 0 | 0 | 0 | 0 | 0 | 0 | 0 | 0 | 0
Consumer Transformation | Gen_BB003 | MW | SEPD | Cowley |  | 0 | 0 | 0 | 0 | 0 | 0 | 0 | 0 | 0 | 0 | 0 | 0 | 0 | 0 | 0 | 0 | 0 | 0 | 0 | 0 | 0 | 0 | 0 | 0 | 0 | 0 | 0 | 0 | 0
Consumer Transformation | Gen_BB003 | MW | SEPD | Ealing |  | 0 | 0 | 0 | 0 | 0 | 0 | 0 | 0 | 0 | 0 | 0 | 0 | 0 | 0 | 0 | 0 | 0 | 0 | 0 | 0 | 0 | 0 | 0 | 0 | 0 | 0 | 0 | 0 | 0
Consumer Transformation | Gen_BB003 | MW | SEPD | Fawley |  | 0 | 0 | 0 | 0 | 0 | 0 | 0 | 0 | 0 | 0 | 0 | 0 | 0 | 0 | 0 | 0 | 0 | 0 | 0 | 0 | 0 | 0 | 0 | 0 | 0 | 0 | 0 | 0 | 0
Consumer Transformation | Gen_BB003 | MW | SEPD | Fleet |  | 0 | 0 | 0 | 0 | 0 | 0 | 0 | 0 | 0 | 0 | 0 | 0 | 0 | 0 | 0 | 0 | 0 | 0 | 0 | 0 | 0 | 0 | 0 | 0 | 0 | 0 | 0 | 0 | 0
Consumer Transformation | Gen_BB003 | MW | SEPD | Iver 132kV |  | 0 | 0 | 0 | 0 | 0 | 0 | 0 | 0 | 0 | 0 | 0 | 0 | 0 | 0 | 0 | 0 | 0 | 0 | 0 | 0 | 0 | 0 | 0 | 0 | 0 | 0 | 0 | 0 | 0
Consumer Transformation | Gen_BB003 | MW | SEPD | Iver 66kV |  | 0 | 0 | 0 | 0 | 0 | 0 | 0 | 0 | 0 | 0 | 0 | 0 | 0 | 0 | 0 | 0 | 0 | 0 | 0 | 0 | 0 | 0 | 0 | 0 | 0 | 0 | 0 | 0 | 0
Consumer Transformation | Gen_BB003 | MW | SEPD | Laleham |  | 0 | 0 | 0 | 0 | 0 | 0 | 0 | 0 | 0 | 0 | 0 | 0 | 0 | 0 | 0 | 0 | 0 | 0 | 0 | 0 | 0 | 0 | 0 | 0 | 0 | 0 | 0 | 0 | 0
Consumer Transformation | Gen_BB003 | MW | SEPD | Lovedean |  | 0 | 0 | 0 | 0 | 0 | 0 | 0 | 0 | 0 | 0 | 0 | 0 | 0 | 0 | 0 | 0 | 0 | 0 | 0 | 0 | 0 | 0 | 0 | 0 | 0 | 0 | 0 | 0 | 0
Consumer Transformation | Gen_BB003 | MW | SEPD | Mannington |  | 0 | 0 | 0 | 0 | 0 | 0 | 0 | 0 | 0 | 0 | 0 | 0 | 0 | 0 | 0 | 0 | 0 | 0 | 0 | 0 | 0 | 0 | 0 | 0 | 0 | 0 | 0 | 0 | 0
Consumer Transformation | Gen_BB003 | MW | SEPD | Melksham |  | 0 | 0 | 0 | 0 | 0 | 0 | 0 | 0 | 0 | 0 | 0 | 0 | 0 | 0 | 0 | 0 | 0 | 0 | 0 | 0 | 0 | 0 | 0 | 0 | 0 | 0 | 0 | 0 | 0
Consumer Transformation | Gen_BB003 | MW | SEPD | Minety |  | 0 | 0 | 0 | 0 | 0 | 0 | 0 | 0 | 0 | 0 | 0 | 0 | 0 | 0 | 0 | 0 | 0 | 0 | 0 | 0 | 0 | 0 | 0 | 0 | 0 | 0 | 0 | 0 | 0
Consumer Transformation | Gen_BB003 | MW | SEPD | North Hyde |  | 0 | 0 | 0 | 0 | 0 | 0 | 0 | 0 | 0 | 0 | 0 | 0 | 0 | 0 | 0 | 0 | 0 | 0 | 0 | 0 | 0 | 0 | 0 | 0 | 0 | 0 | 0 | 0 | 0
Consumer Transformation | Gen_BB003 | MW | SEPD | Nursling |  | 0 | 0 | 0 | 0 | 0 | 0 | 0 | 0 | 0 | 0 | 0 | 0 | 0 | 0 | 0 | 0 | 0 | 0 | 0 | 0 | 0 | 0 | 0 | 0 | 0 | 0 | 0 | 0 | 0
Consumer Transformation | Gen_BB003 | MW | SHEPD | Abernethy |  | 0 | 0 | 0 | 0 | 0 | 0 | 0 | 0 | 0 | 0 | 0 | 0 | 0 | 0 | 0 | 0 | 0 | 0 | 0 | 0 | 0 | 0 | 0 | 0 | 0 | 0 | 0 | 0 | 0
Consumer Transformation | Gen_BB003 | MW | SHEPD | Alness |  | 0 | 0 | 0 | 0 | 0 | 0 | 0 | 0 | 0 | 0 | 0 | 0 | 0 | 0 | 0 | 0 | 0 | 0 | 0 | 0 | 0 | 0 | 0 | 0 | 0 | 0 | 0 | 0 | 0
Consumer Transformation | Gen_BB003 | MW | SHEPD | Arbroath |  | 0 | 0 | 0 | 0 | 0 | 0 | 0 | 0 | 0 | 0 | 0 | 0 | 0 | 0 | 0 | 0 | 0 | 0 | 0 | 0 | 0 | 0 | 0 | 0 | 0 | 0 | 0 | 0 | 0
Consumer Transformation | Gen_BB003 | MW | SHEPD | Ardkinglas |  | 0 | 0 | 0 | 0 | 0 | 0 | 0 | 0 | 0 | 0 | 0 | 0 | 0 | 0 | 0 | 0 | 0 | 0 | 0 | 0 | 0 | 0 | 0 | 0 | 0 | 0 | 0 | 0 | 0
Consumer Transformation | Gen_BB003 | MW | SHEPD | Ardmore |  | 0 | 0 | 0 | 0 | 0 | 0 | 0 | 0 | 0 | 0 | 0 | 0 | 0 | 0 | 0 | 0 | 0 | 0 | 0 | 0 | 0 | 0 | 0 | 0 | 0 | 0 | 0 | 0 | 0
Consumer Transformation | Gen_BB003 | MW | SHEPD | Beauly |  | 0 | 0 | 0 | 0 | 0 | 0 | 0 | 0 | 0 | 0 | 0 | 0 | 0 | 0 | 0 | 0 | 0 | 0 | 0 | 0 | 0 | 0 | 0 | 0 | 0 | 0 | 0 | 0 | 0
Consumer Transformation | Gen_BB003 | MW | SHEPD | Berryburn |  | 0 | 0 | 0 | 0 | 0 | 0 | 0 | 0 | 0 | 0 | 0 | 0 | 0 | 0 | 0 | 0 | 0 | 0 | 0 | 0 | 0 | 0 | 0 | 0 | 0 | 0 | 0 | 0 | 0
Consumer Transformation | Gen_BB003 | MW | SHEPD | Boat of Garten |  | 0 | 0 | 0 | 0 | 0 | 0 | 0 | 0 | 0 | 0 | 0 | 0 | 0 | 0 | 0 | 0 | 0 | 0 | 0 | 0 | 0 | 0 | 0 | 0 | 0 | 0 | 0 | 0 | 0
Consumer Transformation | Gen_BB003 | MW | SHEPD | Braco West |  | 0 | 0 | 0 | 0 | 0 | 0 | 0 | 0 | 0 | 0 | 0 | 0 | 0 | 0 | 0 | 0 | 0 | 0 | 0 | 0 | 0 | 0 | 0 | 0 | 0 | 0 | 0 | 0 | 0
Consumer Transformation | Gen_BB003 | MW | SHEPD | Bridge of Dun |  | 0 | 0 | 0 | 0 | 0 | 0 | 0 | 0 | 0 | 0 | 0 | 0 | 0 | 0 | 0 | 0 | 0 | 0 | 0 | 0 | 0 | 0 | 0 | 0 | 0 | 0 | 0 | 0 | 0
Consumer Transformation | Gen_BB003 | MW | SHEPD | Broadford-Skye |  | 0 | 0 | 0 | 0 | 0 | 0 | 0 | 0 | 0 | 0 | 0 | 0 | 0 | 0 | 0 | 0 | 0 | 0 | 0 | 0 | 0 | 0 | 0 | 0 | 0 | 0 | 0 | 0 | 0
Consumer Transformation | Gen_BB003 | MW | SHEPD | Brora |  | 0 | 0 | 0 | 0 | 0 | 0 | 0 | 0 | 0 | 0 | 0 | 0 | 0 | 0 | 0 | 0 | 0 | 0 | 0 | 0 | 0 | 0 | 0 | 0 | 0 | 0 | 0 | 0 | 0
Consumer Transformation | Gen_BB003 | MW | SHEPD | Burghmuir |  | 0 | 0 | 0 | 0 | 0 | 0 | 0 | 0 | 0 | 0 | 0 | 0 | 0 | 0 | 0 | 0 | 0 | 0 | 0 | 0 | 0 | 0 | 0 | 0 | 0 | 0 | 0 | 0 | 0
Consumer Transformation | Gen_BB003 | MW | SHEPD | Cairnford |  | 0 | 0 | 0 | 0 | 0 | 0 | 0 | 0 | 0 | 0 | 0 | 0 | 0 | 0 | 0 | 0 | 0 | 0 | 0 | 0 | 0 | 0 | 0 | 0 | 0 | 0 | 0 | 0 | 0
Consumer Transformation | Gen_BB003 | MW | SHEPD | Carradale |  | 0 | 0 | 0 | 0 | 0 | 0 | 0 | 0 | 0 | 0 | 0 | 0 | 0 | 0 | 0 | 0 | 0 | 0 | 0 | 0 | 0 | 0 | 0 | 0 | 0 | 0 | 0 | 0 | 0
Consumer Transformation | Gen_BB003 | MW | SHEPD | Cassley |  | 0 | 0 | 0 | 0 | 0 | 0 | 0 | 0 | 0 | 0 | 0 | 0 | 0 | 0 | 0 | 0 | 0 | 0 | 0 | 0 | 0 | 0 | 0 | 0 | 0 | 0 | 0 | 0 | 0
Consumer Transformation | Gen_BB003 | MW | SHEPD | Ceannacroc |  | 0 | 0 | 0 | 0 | 0 | 0 | 0 | 0 | 0 | 0 | 0 | 0 | 0 | 0 | 0 | 0 | 0 | 0 | 0 | 0 | 0 | 0 | 0 | 0 | 0 | 0 | 0 | 0 | 0
Consumer Transformation | Gen_BB003 | MW | SHEPD | Charleston |  | 0 | 0 | 0 | 0 | 0 | 0 | 0 | 0 | 0 | 0 | 0 | 0 | 0 | 0 | 0 | 0 | 0 | 0 | 0 | 0 | 0 | 0 | 0 | 0 | 0 | 0 | 0 | 0 | 0
Consumer Transformation | Gen_BB003 | MW | SHEPD | Clachan |  | 0 | 0 | 0 | 0 | 0 | 0 | 0 | 0 | 0 | 0 | 0 | 0 | 0 | 0 | 0 | 0 | 0 | 0 | 0 | 0 | 0 | 0 | 0 | 0 | 0 | 0 | 0 | 0 | 0
Consumer Transformation | Gen_BB003 | MW | SHEPD | Clayhills |  | 0 | 0 | 0 | 0 | 0 | 0 | 0 | 0 | 0 | 0 | 0 | 0 | 0 | 0 | 0 | 0 | 0 | 0 | 0 | 0 | 0 | 0 | 0 | 0 | 0 | 0 | 0 | 0 | 0
Consumer Transformation | Gen_BB003 | MW | SHEPD | Coupar Angus |  | 0 | 0 | 0 | 0 | 0 | 0 | 0 | 0 | 0 | 0 | 0 | 0 | 0 | 0 | 0 | 0 | 0 | 0 | 0 | 0 | 0 | 0 | 0 | 0 | 0 | 0 | 0 | 0 | 0
Consumer Transformation | Gen_BB003 | MW | SHEPD | Craigiebuckler |  | 0 | 0 | 0 | 0 | 0 | 0 | 0 | 0 | 0 | 0 | 0 | 0 | 0 | 0 | 0 | 0 | 0 | 0 | 0 | 0 | 0 | 0 | 0 | 0 | 0 | 0 | 0 | 0 | 0
Consumer Transformation | Gen_BB003 | MW | SHEPD | Dallas |  | 0 | 0 | 0 | 0 | 0 | 0 | 0 | 0 | 0 | 0 | 0 | 0 | 0 | 0 | 0 | 0 | 0 | 0 | 0 | 0 | 0 | 0 | 0 | 0 | 0 | 0 | 0 | 0 | 0
Consumer Transformation | Gen_BB003 | MW | SHEPD | Dounreay |  | 0 | 0 | 0 | 0 | 0 | 0 | 0 | 0 | 0 | 0 | 0 | 0 | 0 | 0 | 0 | 0 | 0 | 0 | 0 | 0 | 0 | 0 | 0 | 0 | 0 | 0 | 0 | 0 | 0
Consumer Transformation | Gen_BB003 | MW | SHEPD | Dudhope |  | 0 | 0 | 0 | 0 | 0 | 0 | 0 | 0 | 0 | 0 | 0 | 0 | 0 | 0 | 0 | 0 | 0 | 0 | 0 | 0 | 0 | 0 | 0 | 0 | 0 | 0 | 0 | 0 | 0
Consumer Transformation | Gen_BB003 | MW | SHEPD | Dunbeath |  | 0 | 0 | 0 | 0 | 0 | 0 | 0 | 0 | 0 | 0 | 0 | 0 | 0 | 0 | 0 | 0 | 0 | 0 | 0 | 0 | 0 | 0 | 0 | 0 | 0 | 0 | 0 | 0 | 0
Consumer Transformation | Gen_BB003 | MW | SHEPD | Dunoon |  | 0 | 0 | 0 | 0 | 0 | 0 | 0 | 0 | 0 | 0 | 0 | 0 | 0 | 0 | 0 | 0 | 0 | 0 | 0 | 0 | 0 | 0 | 0 | 0 | 0 | 0 | 0 | 0 | 0
Consumer Transformation | Gen_BB003 | MW | SHEPD | Dunvegan |  | 0 | 0 | 0 | 0 | 0 | 0 | 0 | 0 | 0 | 0 | 0 | 0 | 0 | 0 | 0 | 0 | 0 | 0 | 0 | 0 | 0 | 0 | 0 | 0 | 0 | 0 | 0 | 0 | 0
Consumer Transformation | Gen_BB003 | MW | SHEPD | Dyce |  | 0 | 0 | 0 | 0 | 0 | 0 | 0 | 0 | 0 | 0 | 0 | 0 | 0 | 0 | 0 | 0 | 0 | 0 | 0 | 0 | 0 | 0 | 0 | 0 | 0 | 0 | 0 | 0 | 0
Consumer Transformation | Gen_BB003 | MW | SHEPD | Elgin |  | 0 | 0 | 0 | 0 | 0 | 0 | 0 | 0 | 0 | 0 | 0 | 0 | 0 | 0 | 0 | 0 | 0 | 0 | 0 | 0 | 0 | 0 | 0 | 0 | 0 | 0 | 0 | 0 | 0
Consumer Transformation | Gen_BB003 | MW | SHEPD | Fasnakyle |  | 0 | 0 | 0 | 0 | 0 | 0 | 0 | 0 | 0 | 0 | 0 | 0 | 0 | 0 | 0 | 0 | 0 | 0 | 0 | 0 | 0 | 0 | 0 | 0 | 0 | 0 | 0 | 0 | 0
Consumer Transformation | Gen_BB003 | MW | SHEPD | Fetteresso |  | 0 | 0 | 0 | 0 | 0 | 0 | 0 | 0 | 0 | 0 | 0 | 0 | 0 | 0 | 0 | 0 | 0 | 0 | 0 | 0 | 0 | 0 | 0 | 0 | 0 | 0 | 0 | 0 | 0
Consumer Transformation | Gen_BB003 | MW | SHEPD | Fiddes |  | 0 | 0 | 0 | 0 | 0 | 0 | 0 | 0 | 0 | 0 | 0 | 0 | 0 | 0 | 0 | 0 | 0 | 0 | 0 | 0 | 0 | 0 | 0 | 0 | 0 | 0 | 0 | 0 | 0
Consumer Transformation | Gen_BB003 | MW | SHEPD | Finstown |  | 0 | 0 | 0 | 0 | 0 | 0 | 0 | 0 | 0 | 0 | 0 | 0 | 0 | 0 | 0 | 0 | 0 | 0 | 0 | 0 | 0 | 0 | 0 | 0 | 0 | 0 | 0 | 0 | 0
Consumer Transformation | Gen_BB003 | MW | SHEPD | Fort Augustus |  | 0 | 0 | 0 | 0 | 0 | 0 | 0 | 0 | 0 | 0 | 0 | 0 | 0 | 0 | 0 | 0 | 0 | 0 | 0 | 0 | 0 | 0 | 0 | 0 | 0 | 0 | 0 | 0 | 0
Consumer Transformation | Gen_BB003 | MW | SHEPD | Fort William |  | 0 | 0 | 0 | 0 | 0 | 0 | 0 | 0 | 0 | 0 | 0 | 0 | 0 | 0 | 0 | 0 | 0 | 0 | 0 | 0 | 0 | 0 | 0 | 0 | 0 | 0 | 0 | 0 | 0
Consumer Transformation | Gen_BB003 | MW | SHEPD | Fraserburgh |  | 0 | 0 | 0 | 0 | 0 | 0 | 0 | 0 | 0 | 0 | 0 | 0 | 0 | 0 | 0 | 0 | 0 | 0 | 0 | 0 | 0 | 0 | 0 | 0 | 0 | 0 | 0 | 0 | 0
Consumer Transformation | Gen_BB003 | MW | SHEPD | Glenfarclas |  | 0 | 0 | 0 | 0 | 0 | 0 | 0 | 0 | 0 | 0 | 0 | 0 | 0 | 0 | 0 | 0 | 0 | 0 | 0 | 0 | 0 | 0 | 0 | 0 | 0 | 0 | 0 | 0 | 0
Consumer Transformation | Gen_BB003 | MW | SHEPD | Grudie Bridge |  | 0 | 0 | 0 | 0 | 0 | 0 | 0 | 0 | 0 | 0 | 0 | 0 | 0 | 0 | 0 | 0 | 0 | 0 | 0 | 0 | 0 | 0 | 0 | 0 | 0 | 0 | 0 | 0 | 0
Consumer Transformation | Gen_BB003 | MW | SHEPD | Inverness |  | 0 | 0 | 0 | 0 | 0 | 0 | 0 | 0 | 0 | 0 | 0 | 0 | 0 | 0 | 0 | 0 | 0 | 0 | 0 | 0 | 0 | 0 | 0 | 0 | 0 | 0 | 0 | 0 | 0
Consumer Transformation | Gen_BB003 | MW | SHEPD | Keith |  | 0 | 0 | 0 | 0 | 0 | 0 | 0 | 0 | 0 | 0 | 0 | 0 | 0 | 0 | 0 | 0 | 0 | 0 | 0 | 0 | 0 | 0 | 0 | 0 | 0 | 0 | 0 | 0 | 0
Consumer Transformation | Gen_BB003 | MW | SHEPD | Killin |  | 0 | 0 | 0 | 0 | 0 | 0 | 0 | 0 | 0 | 0 | 0 | 0 | 0 | 0 | 0 | 0 | 0 | 0 | 0 | 0 | 0 | 0 | 0 | 0 | 0 | 0 | 0 | 0 | 0
Consumer Transformation | Gen_BB003 | MW | SHEPD | Kinlochleven |  | 0 | 0 | 0 | 0 | 0 | 0 | 0 | 0 | 0 | 0 | 0 | 0 | 0 | 0 | 0 | 0 | 0 | 0 | 0 | 0 | 0 | 0 | 0 | 0 | 0 | 0 | 0 | 0 | 0
Consumer Transformation | Gen_BB003 | MW | SHEPD | Kintore |  | 0 | 0 | 0 | 0 | 0 | 0 | 0 | 0 | 0 | 0 | 0 | 0 | 0 | 0 | 0 | 0 | 0 | 0 | 0 | 0 | 0 | 0 | 0 | 0 | 0 | 0 | 0 | 0 | 0
Consumer Transformation | Gen_BB003 | MW | SHEPD | Lairg |  | 0 | 0 | 0 | 0 | 0 | 0 | 0 | 0 | 0 | 0 | 0 | 0 | 0 | 0 | 0 | 0 | 0 | 0 | 0 | 0 | 0 | 0 | 0 | 0 | 0 | 0 | 0 | 0 | 0
Consumer Transformation | Gen_BB003 | MW | SHEPD | Lunanhead |  | 0 | 0 | 0 | 0 | 0 | 0 | 0 | 0 | 0 | 0 | 0 | 0 | 0 | 0 | 0 | 0 | 0 | 0 | 0 | 0 | 0 | 0 | 0 | 0 | 0 | 0 | 0 | 0 | 0
Consumer Transformation | Gen_BB003 | MW | SHEPD | Lyndhurst |  | 0 | 0 | 0 | 0 | 0 | 0 | 0 | 0 | 0 | 0 | 0 | 0 | 0 | 0 | 0 | 0 | 0 | 0 | 0 | 0 | 0 | 0 | 0 | 0 | 0 | 0 | 0 | 0 | 0
Consumer Transformation | Gen_BB003 | MW | SHEPD | Macduff |  | 0 | 0 | 0 | 0 | 0 | 0 | 0 | 0 | 0 | 0 | 0 | 0 | 0 | 0 | 0 | 0 | 0 | 0 | 0 | 0 | 0 | 0 | 0 | 0 | 0 | 0 | 0 | 0 | 0
Consumer Transformation | Gen_BB003 | MW | SHEPD | Milton of Craigie |  | 0 | 0 | 0 | 0 | 0 | 0 | 0 | 0 | 0 | 0 | 0 | 0 | 0 | 0 | 0 | 0 | 0 | 0 | 0 | 0 | 0 | 0 | 0 | 0 | 0 | 0 | 0 | 0 | 0
Consumer Transformation | Gen_BB003 | MW | SHEPD | Mybster |  | 0 | 0 | 0 | 0 | 0 | 0 | 0 | 0 | 0 | 0 | 0 | 0 | 0 | 0 | 0 | 0 | 0 | 0 | 0 | 0 | 0 | 0 | 0 | 0 | 0 | 0 | 0 | 0 | 0
Consumer Transformation | Gen_BB003 | MW | SHEPD | Nairn |  | 0 | 0 | 0 | 0 | 0 | 0 | 0 | 0 | 0 | 0 | 0 | 0 | 0 | 0 | 0 | 0 | 0 | 0 | 0 | 0 | 0 | 0 | 0 | 0 | 0 | 0 | 0 | 0 | 0
Consumer Transformation | Gen_BB003 | MW | SHEPD | Orrin |  | 0 | 0 | 0 | 0 | 0 | 0 | 0 | 0 | 0 | 0 | 0 | 0 | 0 | 0 | 0 | 0 | 0 | 0 | 0 | 0 | 0 | 0 | 0 | 0 | 0 | 0 | 0 | 0 | 0
Consumer Transformation | Gen_BB003 | MW | SHEPD | Persley |  | 0 | 0 | 0 | 0 | 0 | 0 | 0 | 0 | 0 | 0 | 0 | 0 | 0 | 0 | 0 | 0 | 0 | 0 | 0 | 0 | 0 | 0 | 0 | 0 | 0 | 0 | 0 | 0 | 0
Consumer Transformation | Gen_BB003 | MW | SHEPD | Peterhead Grange |  | 0 | 0 | 0 | 0 | 0 | 0 | 0 | 0 | 0 | 0 | 0 | 0 | 0 | 0 | 0 | 0 | 0 | 0 | 0 | 0 | 0 | 0 | 0 | 0 | 0 | 0 | 0 | 0 | 0
Consumer Transformation | Gen_BB003 | MW | SHEPD | Peterhead Shell |  | 0 | 0 | 0 | 0 | 0 | 0 | 0 | 0 | 0 | 0 | 0 | 0 | 0 | 0 | 0 | 0 | 0 | 0 | 0 | 0 | 0 | 0 | 0 | 0 | 0 | 0 | 0 | 0 | 0
Consumer Transformation | Gen_BB003 | MW | SHEPD | Port Ann |  | 0 | 0 | 0 | 0 | 0 | 0 | 0 | 0 | 0 | 0 | 0 | 0 | 0 | 0 | 0 | 0 | 0 | 0 | 0 | 0 | 0 | 0 | 0 | 0 | 0 | 0 | 0 | 0 | 0
Consumer Transformation | Gen_BB003 | MW | SHEPD | Quoich |  | 0 | 0 | 0 | 0 | 0 | 0 | 0 | 0 | 0 | 0 | 0 | 0 | 0 | 0 | 0 | 0 | 0 | 0 | 0 | 0 | 0 | 0 | 0 | 0 | 0 | 0 | 0 | 0 | 0
Consumer Transformation | Gen_BB003 | MW | SHEPD | Rannoch |  | 0 | 0 | 0 | 0 | 0 | 0 | 0 | 0 | 0 | 0 | 0 | 0 | 0 | 0 | 0 | 0 | 0 | 0 | 0 | 0 | 0 | 0 | 0 | 0 | 0 | 0 | 0 | 0 | 0
Consumer Transformation | Gen_BB003 | MW | SHEPD | Redmoss |  | 0 | 0 | 0 | 0 | 0 | 0 | 0 | 0 | 0 | 0 | 0 | 0 | 0 | 0 | 0 | 0 | 0 | 0 | 0 | 0 | 0 | 0 | 0 | 0 | 0 | 0 | 0 | 0 | 0
Consumer Transformation | Gen_BB003 | MW | SHEPD | Rothienorman |  | 0 | 0 | 0 | 0 | 0 | 0 | 0 | 0 | 0 | 0 | 0 | 0 | 0 | 0 | 0 | 0 | 0 | 0 | 0 | 0 | 0 | 0 | 0 | 0 | 0 | 0 | 0 | 0 | 0
Consumer Transformation | Gen_BB003 | MW | SHEPD | Shetland |  | 0 | 0 | 0 | 0 | 0 | 0 | 0 | 0 | 0 | 0 | 0 | 0 | 0 | 0 | 0 | 0 | 0 | 0 | 0 | 0 | 0 | 0 | 0 | 0 | 0 | 0 | 0 | 0 | 0
Consumer Transformation | Gen_BB003 | MW | SHEPD | Shin |  | 0 | 0 | 0 | 0 | 0 | 0 | 0 | 0 | 0 | 0 | 0 | 0 | 0 | 0 | 0 | 0 | 0 | 0 | 0 | 0 | 0 | 0 | 0 | 0 | 0 | 0 | 0 | 0 | 0
Consumer Transformation | Gen_BB003 | MW | SHEPD | Sloy |  | 0 | 0 | 0 | 0 | 0 | 0 | 0 | 0 | 0 | 0 | 0 | 0 | 0 | 0 | 0 | 0 | 0 | 0 | 0 | 0 | 0 | 0 | 0 | 0 | 0 | 0 | 0 | 0 | 0
Consumer Transformation | Gen_BB003 | MW | SHEPD | St Fergus Gas Terminal |  | 0 | 0 | 0 | 0 | 0 | 0 | 0 | 0 | 0 | 0 | 0 | 0 | 0 | 0 | 0 | 0 | 0 | 0 | 0 | 0 | 0 | 0 | 0 | 0 | 0 | 0 | 0 | 0 | 0
Consumer Transformation | Gen_BB003 | MW | SHEPD | St Fillans |  | 0 | 0 | 0 | 0 | 0 | 0 | 0 | 0 | 0 | 0 | 0 | 0 | 0 | 0 | 0 | 0 | 0 | 0 | 0 | 0 | 0 | 0 | 0 | 0 | 0 | 0 | 0 | 0 | 0
Consumer Transformation | Gen_BB003 | MW | SHEPD | Stornoway |  | 0 | 0 | 0 | 0 | 0 | 0 | 0 | 0 | 0 | 0 | 0 | 0 | 0 | 0 | 0 | 0 | 0 | 0 | 0 | 0 | 0 | 0 | 0 | 0 | 0 | 0 | 0 | 0 | 0
Consumer Transformation | Gen_BB003 | MW | SHEPD | Strichen |  | 0 | 0 | 0 | 0 | 0 | 0 | 0 | 0 | 0 | 0 | 0 | 0 | 0 | 0 | 0 | 0 | 0 | 0 | 0 | 0 | 0 | 0 | 0 | 0 | 0 | 0 | 0 | 0 | 0
Consumer Transformation | Gen_BB003 | MW | SHEPD | Tarland |  | 0 | 0 | 0 | 0 | 0 | 0 | 0 | 0 | 0 | 0 | 0 | 0 | 0 | 0 | 0 | 0 | 0 | 0 | 0 | 0 | 0 | 0 | 0 | 0 | 0 | 0 | 0 | 0 | 0
Consumer Transformation | Gen_BB003 | MW | SHEPD | Taynuilt |  | 0 | 0 | 0 | 0 | 0 | 0 | 0 | 0 | 0 | 0 | 0 | 0 | 0 | 0 | 0 | 0 | 0 | 0 | 0 | 0 | 0 | 0 | 0 | 0 | 0 | 0 | 0 | 0 | 0
Consumer Transformation | Gen_BB003 | MW | SHEPD | Thurso |  | 0 | 0 | 0 | 0 | 0 | 0 | 0 | 0 | 0 | 0 | 0 | 0 | 0 | 0 | 0 | 0 | 0 | 0 | 0 | 0 | 0 | 0 | 0 | 0 | 0 | 0 | 0 | 0 | 0
Consumer Transformation | Gen_BB003 | MW | SHEPD | Tummel Bridge |  | 0 | 0 | 0 | 0 | 0 | 0 | 0 | 0 | 0 | 0 | 0 | 0 | 0 | 0 | 0 | 0 | 0 | 0 | 0 | 0 | 0 | 0 | 0 | 0 | 0 | 0 | 0 | 0 | 0
Consumer Transformation | Gen_BB003 | MW | SHEPD | Willowdale |  | 0 | 0 | 0 | 0 | 0 | 0 | 0 | 0 | 0 | 0 | 0 | 0 | 0 | 0 | 0 | 0 | 0 | 0 | 0 | 0 | 0 | 0 | 0 | 0 | 0 | 0 | 0 | 0 | 0
Consumer Transformation | Gen_BB003 | MW | SHEPD | Woodhill |  | 0 | 0 | 0 | 0 | 0 | 0 | 0 | 0 | 0 | 0 | 0 | 0 | 0 | 0 | 0 | 0 | 0 | 0 | 0 | 0 | 0 | 0 | 0 | 0 | 0 | 0 | 0 | 0 | 0
Consumer Transformation | Gen_BB003 | MW | SHETL | Direct(SHETL) |  | 0 | 0 | 0 | 0 | 0 | 0 | 0 | 0 | 0 | 0 | 0 | 0 | 0 | 0 | 0 | 0 | 0 | 0 | 0 | 0 | 0 | 0 | 0 | 0 | 0 | 0 | 0 | 0 | 0
Consumer Transformation | Gen_BB003 | MW | SPD | Ayr |  | 0 | 0 | 0 | 0 | 0 | 0 | 0 | 0 | 0 | 0 | 0 | 0 | 0 | 0 | 0 | 0 | 0 | 0 | 0 | 0 | 0 | 0 | 0 | 0 | 0 | 0 | 0 | 0 | 0
Consumer Transformation | Gen_BB003 | MW | SPD | Bainsford |  | 0 | 0 | 0 | 0 | 0 | 0 | 0 | 0 | 0 | 0 | 0 | 0 | 0 | 0 | 0 | 0 | 0 | 0 | 0 | 0 | 0 | 0 | 0 | 0 | 0 | 0 | 0 | 0 | 0
Consumer Transformation | Gen_BB003 | MW | SPD | Bathgate |  | 0 | 0 | 0 | 0 | 0 | 0 | 0 | 0 | 0 | 0 | 0 | 0 | 0 | 0 | 0 | 0 | 0 | 0 | 0 | 0 | 0 | 0 | 0 | 0 | 0 | 0 | 0 | 0 | 0
Consumer Transformation | Gen_BB003 | MW | SPD | Berwick |  | 0 | 0 | 0 | 0 | 0 | 0 | 0 | 0 | 0 | 0 | 0 | 0 | 0 | 0 | 0 | 0 | 0 | 0 | 0 | 0 | 0 | 0 | 0 | 0 | 0 | 0 | 0 | 0 | 0
Consumer Transformation | Gen_BB003 | MW | SPD | Bonnybridge |  | 0 | 0 | 0 | 0 | 0 | 0 | 0 | 0 | 0 | 0 | 0 | 0 | 0 | 0 | 0 | 0 | 0 | 0 | 0 | 0 | 0 | 0 | 0 | 0 | 0 | 0 | 0 | 0 | 0
Consumer Transformation | Gen_BB003 | MW | SPD | Braehead Park |  | 0 | 0 | 0 | 0 | 0 | 0 | 0 | 0 | 0 | 0 | 0 | 0 | 0 | 0 | 0 | 0 | 0 | 0 | 0 | 0 | 0 | 0 | 0 | 0 | 0 | 0 | 0 | 0 | 0
Consumer Transformation | Gen_BB003 | MW | SPD | Broxburn |  | 0 | 0 | 0 | 0 | 0 | 0 | 0 | 0 | 0 | 0 | 0 | 0 | 0 | 0 | 0 | 0 | 0 | 0 | 0 | 0 | 0 | 0 | 0 | 0 | 0 | 0 | 0 | 0 | 0
Consumer Transformation | Gen_BB003 | MW | SPD | Carntyne |  | 0 | 0 | 0 | 0 | 0 | 0 | 0 | 0 | 0 | 0 | 0 | 0 | 0 | 0 | 0 | 0 | 0 | 0 | 0 | 0 | 0 | 0 | 0 | 0 | 0 | 0 | 0 | 0 | 0
Consumer Transformation | Gen_BB003 | MW | SPD | Carsfad |  | 0 | 0 | 0 | 0 | 0 | 0 | 0 | 0 | 0 | 0 | 0 | 0 | 0 | 0 | 0 | 0 | 0 | 0 | 0 | 0 | 0 | 0 | 0 | 0 | 0 | 0 | 0 | 0 | 0
Consumer Transformation | Gen_BB003 | MW | SPD | Chapelcross |  | 0 | 0 | 0 | 0 | 0 | 0 | 0 | 0 | 0 | 0 | 0 | 0 | 0 | 0 | 0 | 0 | 0 | 0 | 0 | 0 | 0 | 0 | 0 | 0 | 0 | 0 | 0 | 0 | 0
Consumer Transformation | Gen_BB003 | MW | SPD | Charlotte Street |  | 0 | 0 | 0 | 0 | 0 | 0 | 0 | 0 | 0 | 0 | 0 | 0 | 0 | 0 | 0 | 0 | 0 | 0 | 0 | 0 | 0 | 0 | 0 | 0 | 0 | 0 | 0 | 0 | 0
Consumer Transformation | Gen_BB003 | MW | SPD | Clyde’s Mill |  | 0 | 0 | 0 | 0 | 0 | 0 | 0 | 0 | 0 | 0 | 0 | 0 | 0 | 0 | 0 | 0 | 0 | 0 | 0 | 0 | 0 | 0 | 0 | 0 | 0 | 0 | 0 | 0 | 0 | GSP also referred to as Westburn Road
Consumer Transformation | Gen_BB003 | MW | SPD | Coatbridge |  | 0 | 0 | 0 | 0 | 0 | 0 | 0 | 0 | 0 | 0 | 0 | 0 | 0 | 0 | 0 | 0 | 0 | 0 | 0 | 0 | 0 | 0 | 0 | 0 | 0 | 0 | 0 | 0 | 0
Consumer Transformation | Gen_BB003 | MW | SPD | Cockenzie |  | 0 | 0 | 0 | 0 | 0 | 0 | 0 | 0 | 0 | 0 | 0 | 0 | 0 | 0 | 0 | 0 | 0 | 0 | 0 | 0 | 0 | 0 | 0 | 0 | 0 | 0 | 0 | 0 | 0
Consumer Transformation | Gen_BB003 | MW | SPD | Coylton |  | 0 | 0 | 0 | 0 | 0 | 0 | 0 | 0 | 0 | 0 | 0 | 0 | 0 | 0 | 0 | 0 | 0 | 0 | 0 | 0 | 0 | 0 | 0 | 0 | 0 | 0 | 0 | 0 | 0
Consumer Transformation | Gen_BB003 | MW | SPD | Crookston A |  | 0 | 0 | 0 | 0 | 0 | 0 | 0 | 0 | 0 | 0 | 0 | 0 | 0 | 0 | 0 | 0 | 0 | 0 | 0 | 0 | 0 | 0 | 0 | 0 | 0 | 0 | 0 | 0 | 0
Consumer Transformation | Gen_BB003 | MW | SPD | Crookston B |  | 0 | 0 | 0 | 0 | 0 | 0 | 0 | 0 | 0 | 0 | 0 | 0 | 0 | 0 | 0 | 0 | 0 | 0 | 0 | 0 | 0 | 0 | 0 | 0 | 0 | 0 | 0 | 0 | 0
Consumer Transformation | Gen_BB003 | MW | SPD | Cumbernauld |  | 0 | 0 | 0 | 0 | 0 | 0 | 0 | 0 | 0 | 0 | 0 | 0 | 0 | 0 | 0 | 0 | 0 | 0 | 0 | 0 | 0 | 0 | 0 | 0 | 0 | 0 | 0 | 0 | 0
Consumer Transformation | Gen_BB003 | MW | SPD | Cupar |  | 0 | 0 | 0 | 0 | 0 | 0 | 0 | 0 | 0 | 0 | 0 | 0 | 0 | 0 | 0 | 0 | 0 | 0 | 0 | 0 | 0 | 0 | 0 | 0 | 0 | 0 | 0 | 0 | 0
Consumer Transformation | Gen_BB003 | MW | SPD | Currie |  | 0 | 0 | 0 | 0 | 0 | 0 | 0 | 0 | 0 | 0 | 0 | 0 | 0 | 0 | 0 | 0 | 0 | 0 | 0 | 0 | 0 | 0 | 0 | 0 | 0 | 0 | 0 | 0 | 0
Consumer Transformation | Gen_BB003 | MW | SPD | Dalmarnock |  | 0 | 0 | 0 | 0 | 0 | 0 | 0 | 0 | 0 | 0 | 0 | 0 | 0 | 0 | 0 | 0 | 0 | 0 | 0 | 0 | 0 | 0 | 0 | 0 | 0 | 0 | 0 | 0 | 0
Consumer Transformation | Gen_BB003 | MW | SPD | Devol Moor |  | 0 | 0 | 0 | 0 | 0 | 0 | 0 | 0 | 0 | 0 | 0 | 0 | 0 | 0 | 0 | 0 | 0 | 0 | 0 | 0 | 0 | 0 | 0 | 0 | 0 | 0 | 0 | 0 | 0
Consumer Transformation | Gen_BB003 | MW | SPD | Devonside |  | 0 | 0 | 0 | 0 | 0 | 0 | 0 | 0 | 0 | 0 | 0 | 0 | 0 | 0 | 0 | 0 | 0 | 0 | 0 | 0 | 0 | 0 | 0 | 0 | 0 | 0 | 0 | 0 | 0
Consumer Transformation | Gen_BB003 | MW | SPD | Dewar Place |  | 0 | 0 | 0 | 0 | 0 | 0 | 0 | 0 | 0 | 0 | 0 | 0 | 0 | 0 | 0 | 0 | 0 | 0 | 0 | 0 | 0 | 0 | 0 | 0 | 0 | 0 | 0 | 0 | 0
Consumer Transformation | Gen_BB003 | MW | SPD | Drumchapel |  | 0 | 0 | 0 | 0 | 0 | 0 | 0 | 0 | 0 | 0 | 0 | 0 | 0 | 0 | 0 | 0 | 0 | 0 | 0 | 0 | 0 | 0 | 0 | 0 | 0 | 0 | 0 | 0 | 0
Consumer Transformation | Gen_BB003 | MW | SPD | Drumcross |  | 0 | 0 | 0 | 0 | 0 | 0 | 0 | 0 | 0 | 0 | 0 | 0 | 0 | 0 | 0 | 0 | 0 | 0 | 0 | 0 | 0 | 0 | 0 | 0 | 0 | 0 | 0 | 0 | 0
Consumer Transformation | Gen_BB003 | MW | SPD | Dumfries 11 |  | 0 | 0 | 0 | 0 | 0 | 0 | 0 | 0 | 0 | 0 | 0 | 0 | 0 | 0 | 0 | 0 | 0 | 0 | 0 | 0 | 0 | 0 | 0 | 0 | 0 | 0 | 0 | 0 | 0
Consumer Transformation | Gen_BB003 | MW | SPD | Dumfries 33 |  | 0 | 0 | 0 | 0 | 0 | 0 | 0 | 0 | 0 | 0 | 0 | 0 | 0 | 0 | 0 | 0 | 0 | 0 | 0 | 0 | 0 | 0 | 0 | 0 | 0 | 0 | 0 | 0 | 0
Consumer Transformation | Gen_BB003 | MW | SPD | Dumfries ICI |  | 0 | 0 | 0 | 0 | 0 | 0 | 0 | 0 | 0 | 0 | 0 | 0 | 0 | 0 | 0 | 0 | 0 | 0 | 0 | 0 | 0 | 0 | 0 | 0 | 0 | 0 | 0 | 0 | 0
Consumer Transformation | Gen_BB003 | MW | SPD | Dunbar |  | 0 | 0 | 0 | 0 | 0 | 0 | 0 | 0 | 0 | 0 | 0 | 0 | 0 | 0 | 0 | 0 | 0 | 0 | 0 | 0 | 0 | 0 | 0 | 0 | 0 | 0 | 0 | 0 | 0
Consumer Transformation | Gen_BB003 | MW | SPD | Dunbar A |  | 0 | 0 | 0 | 0 | 0 | 0 | 0 | 0 | 0 | 0 | 0 | 0 | 0 | 0 | 0 | 0 | 0 | 0 | 0 | 0 | 0 | 0 | 0 | 0 | 0 | 0 | 0 | 0 | 0
Consumer Transformation | Gen_BB003 | MW | SPD | Dunbar B |  | 0 | 0 | 0 | 0 | 0 | 0 | 0 | 0 | 0 | 0 | 0 | 0 | 0 | 0 | 0 | 0 | 0 | 0 | 0 | 0 | 0 | 0 | 0 | 0 | 0 | 0 | 0 | 0 | 0
Consumer Transformation | Gen_BB003 | MW | SPD | Dunfermline |  | 0 | 0 | 0 | 0 | 0 | 0 | 0 | 0 | 0 | 0 | 0 | 0 | 0 | 0 | 0 | 0 | 0 | 0 | 0 | 0 | 0 | 0 | 0 | 0 | 0 | 0 | 0 | 0 | 0
Consumer Transformation | Gen_BB003 | MW | SPD | Earlstoun |  | 0 | 0 | 0 | 0 | 0 | 0 | 0 | 0 | 0 | 0 | 0 | 0 | 0 | 0 | 0 | 0 | 0 | 0 | 0 | 0 | 0 | 0 | 0 | 0 | 0 | 0 | 0 | 0 | 0
Consumer Transformation | Gen_BB003 | MW | SPD | East Kilbride |  | 0 | 0 | 0 | 0 | 0 | 0 | 0 | 0 | 0 | 0 | 0 | 0 | 0 | 0 | 0 | 0 | 0 | 0 | 0 | 0 | 0 | 0 | 0 | 0 | 0 | 0 | 0 | 0 | 0
Consumer Transformation | Gen_BB003 | MW | SPD | East Kilbride South |  | 0 | 0 | 0 | 0 | 0 | 0 | 0 | 0 | 0 | 0 | 0 | 0 | 0 | 0 | 0 | 0 | 0 | 0 | 0 | 0 | 0 | 0 | 0 | 0 | 0 | 0 | 0 | 0 | 0
Consumer Transformation | Gen_BB003 | MW | SPD | Easterhouse |  | 0 | 0 | 0 | 0 | 0 | 0 | 0 | 0 | 0 | 0 | 0 | 0 | 0 | 0 | 0 | 0 | 0 | 0 | 0 | 0 | 0 | 0 | 0 | 0 | 0 | 0 | 0 | 0 | 0
Consumer Transformation | Gen_BB003 | MW | SPD | Eccles |  | 0 | 0 | 0 | 0 | 0 | 0 | 0 | 0 | 0 | 0 | 0 | 0 | 0 | 0 | 0 | 0 | 0 | 0 | 0 | 0 | 0 | 0 | 0 | 0 | 0 | 0 | 0 | 0 | 0
Consumer Transformation | Gen_BB003 | MW | SPD | Elderslie |  | 0 | 0 | 0 | 0 | 0 | 0 | 0 | 0 | 0 | 0 | 0 | 0 | 0 | 0 | 0 | 0 | 0 | 0 | 0 | 0 | 0 | 0 | 0 | 0 | 0 | 0 | 0 | 0 | 0
Consumer Transformation | Gen_BB003 | MW | SPD | Erskine |  | 0 | 0 | 0 | 0 | 0 | 0 | 0 | 0 | 0 | 0 | 0 | 0 | 0 | 0 | 0 | 0 | 0 | 0 | 0 | 0 | 0 | 0 | 0 | 0 | 0 | 0 | 0 | 0 | 0
Consumer Transformation | Gen_BB003 | MW | SPD | Finnieston |  | 0 | 0 | 0 | 0 | 0 | 0 | 0 | 0 | 0 | 0 | 0 | 0 | 0 | 0 | 0 | 0 | 0 | 0 | 0 | 0 | 0 | 0 | 0 | 0 | 0 | 0 | 0 | 0 | 0
Consumer Transformation | Gen_BB003 | MW | SPD | Galashiels |  | 0 | 0 | 0 | 0 | 0 | 0 | 0 | 0 | 0 | 0 | 0 | 0 | 0 | 0 | 0 | 0 | 0 | 0 | 0 | 0 | 0 | 0 | 0 | 0 | 0 | 0 | 0 | 0 | 0
Consumer Transformation | Gen_BB003 | MW | SPD | Giffnock |  | 0 | 0 | 0 | 0 | 0 | 0 | 0 | 0 | 0 | 0 | 0 | 0 | 0 | 0 | 0 | 0 | 0 | 0 | 0 | 0 | 0 | 0 | 0 | 0 | 0 | 0 | 0 | 0 | 0
Consumer Transformation | Gen_BB003 | MW | SPD | Glenlee |  | 0 | 0 | 0 | 0 | 0 | 0 | 0 | 0 | 0 | 0 | 0 | 0 | 0 | 0 | 0 | 0 | 0 | 0 | 0 | 0 | 0 | 0 | 0 | 0 | 0 | 0 | 0 | 0 | 0
Consumer Transformation | Gen_BB003 | MW | SPD | Glenluce |  | 0 | 0 | 0 | 0 | 0 | 0 | 0 | 0 | 0 | 0 | 0 | 0 | 0 | 0 | 0 | 0 | 0 | 0 | 0 | 0 | 0 | 0 | 0 | 0 | 0 | 0 | 0 | 0 | 0
Consumer Transformation | Gen_BB003 | MW | SPD | Glenniston |  | 0 | 0 | 0 | 0 | 0 | 0 | 0 | 0 | 0 | 0 | 0 | 0 | 0 | 0 | 0 | 0 | 0 | 0 | 0 | 0 | 0 | 0 | 0 | 0 | 0 | 0 | 0 | 0 | 0
Consumer Transformation | Gen_BB003 | MW | SPD | Glenrothes |  | 0 | 0 | 0 | 0 | 0 | 0 | 0 | 0 | 0 | 0 | 0 | 0 | 0 | 0 | 0 | 0 | 0 | 0 | 0 | 0 | 0 | 0 | 0 | 0 | 0 | 0 | 0 | 0 | 0
Consumer Transformation | Gen_BB003 | MW | SPD | Gorgie |  | 0 | 0 | 0 | 0 | 0 | 0 | 0 | 0 | 0 | 0 | 0 | 0 | 0 | 0 | 0 | 0 | 0 | 0 | 0 | 0 | 0 | 0 | 0 | 0 | 0 | 0 | 0 | 0 | 0
Consumer Transformation | Gen_BB003 | MW | SPD | Govan |  | 0 | 0 | 0 | 0 | 0 | 0 | 0 | 0 | 0 | 0 | 0 | 0 | 0 | 0 | 0 | 0 | 0 | 0 | 0 | 0 | 0 | 0 | 0 | 0 | 0 | 0 | 0 | 0 | 0
Consumer Transformation | Gen_BB003 | MW | SPD | Grangemouth |  | 0 | 0 | 0 | 0 | 0 | 0 | 0 | 0 | 0 | 0 | 0 | 0 | 0 | 0 | 0 | 0 | 0 | 0 | 0 | 0 | 0 | 0 | 0 | 0 | 0 | 0 | 0 | 0 | 0
Consumer Transformation | Gen_BB003 | MW | SPD | Grangemouth A |  | 0 | 0 | 0 | 0 | 0 | 0 | 0 | 0 | 0 | 0 | 0 | 0 | 0 | 0 | 0 | 0 | 0 | 0 | 0 | 0 | 0 | 0 | 0 | 0 | 0 | 0 | 0 | 0 | 0
Consumer Transformation | Gen_BB003 | MW | SPD | Grangemouth C |  | 0 | 0 | 0 | 0 | 0 | 0 | 0 | 0 | 0 | 0 | 0 | 0 | 0 | 0 | 0 | 0 | 0 | 0 | 0 | 0 | 0 | 0 | 0 | 0 | 0 | 0 | 0 | 0 | 0
Consumer Transformation | Gen_BB003 | MW | SPD | Haggs Road |  | 0 | 0 | 0 | 0 | 0 | 0 | 0 | 0 | 0 | 0 | 0 | 0 | 0 | 0 | 0 | 0 | 0 | 0 | 0 | 0 | 0 | 0 | 0 | 0 | 0 | 0 | 0 | 0 | 0
Consumer Transformation | Gen_BB003 | MW | SPD | Hawick |  | 0 | 0 | 0 | 0 | 0 | 0 | 0 | 0 | 0 | 0 | 0 | 0 | 0 | 0 | 0 | 0 | 0 | 0 | 0 | 0 | 0 | 0 | 0 | 0 | 0 | 0 | 0 | 0 | 0
Consumer Transformation | Gen_BB003 | MW | SPD | Helensburgh |  | 0 | 0 | 0 | 0 | 0 | 0 | 0 | 0 | 0 | 0 | 0 | 0 | 0 | 0 | 0 | 0 | 0 | 0 | 0 | 0 | 0 | 0 | 0 | 0 | 0 | 0 | 0 | 0 | 0
Consumer Transformation | Gen_BB003 | MW | SPD | Hunterston Farm |  | 0 | 0 | 0 | 0 | 0 | 0 | 0 | 0 | 0 | 0 | 0 | 0 | 0 | 0 | 0 | 0 | 0 | 0 | 0 | 0 | 0 | 0 | 0 | 0 | 0 | 0 | 0 | 0 | 0
Consumer Transformation | Gen_BB003 | MW | SPD | Inverkeithing |  | 0 | 0 | 0 | 0 | 0 | 0 | 0 | 0 | 0 | 0 | 0 | 0 | 0 | 0 | 0 | 0 | 0 | 0 | 0 | 0 | 0 | 0 | 0 | 0 | 0 | 0 | 0 | 0 | 0
Consumer Transformation | Gen_BB003 | MW | SPD | Johnstone |  | 0 | 0 | 0 | 0 | 0 | 0 | 0 | 0 | 0 | 0 | 0 | 0 | 0 | 0 | 0 | 0 | 0 | 0 | 0 | 0 | 0 | 0 | 0 | 0 | 0 | 0 | 0 | 0 | 0
Consumer Transformation | Gen_BB003 | MW | SPD | Kaimes |  | 0 | 0 | 0 | 0 | 0 | 0 | 0 | 0 | 0 | 0 | 0 | 0 | 0 | 0 | 0 | 0 | 0 | 0 | 0 | 0 | 0 | 0 | 0 | 0 | 0 | 0 | 0 | 0 | 0
Consumer Transformation | Gen_BB003 | MW | SPD | Kendoon |  | 0 | 0 | 0 | 0 | 0 | 0 | 0 | 0 | 0 | 0 | 0 | 0 | 0 | 0 | 0 | 0 | 0 | 0 | 0 | 0 | 0 | 0 | 0 | 0 | 0 | 0 | 0 | 0 | 0
Consumer Transformation | Gen_BB003 | MW | SPD | Kilbowie 11 |  | 0 | 0 | 0 | 0 | 0 | 0 | 0 | 0 | 0 | 0 | 0 | 0 | 0 | 0 | 0 | 0 | 0 | 0 | 0 | 0 | 0 | 0 | 0 | 0 | 0 | 0 | 0 | 0 | 0
Consumer Transformation | Gen_BB003 | MW | SPD | Kilbowie 33 |  | 0 | 0 | 0 | 0 | 0 | 0 | 0 | 0 | 0 | 0 | 0 | 0 | 0 | 0 | 0 | 0 | 0 | 0 | 0 | 0 | 0 | 0 | 0 | 0 | 0 | 0 | 0 | 0 | 0
Consumer Transformation | Gen_BB003 | MW | SPD | Killermont |  | 0 | 0 | 0 | 0 | 0 | 0 | 0 | 0 | 0 | 0 | 0 | 0 | 0 | 0 | 0 | 0 | 0 | 0 | 0 | 0 | 0 | 0 | 0 | 0 | 0 | 0 | 0 | 0 | 0
Consumer Transformation | Gen_BB003 | MW | SPD | Kilmarnock South |  | 0 | 0 | 0 | 0 | 0 | 0 | 0 | 0 | 0 | 0 | 0 | 0 | 0 | 0 | 0 | 0 | 0 | 0 | 0 | 0 | 0 | 0 | 0 | 0 | 0 | 0 | 0 | 0 | 0
Consumer Transformation | Gen_BB003 | MW | SPD | Kilmarnock Town |  | 0 | 0 | 0 | 0 | 0 | 0 | 0 | 0 | 0 | 0 | 0 | 0 | 0 | 0 | 0 | 0 | 0 | 0 | 0 | 0 | 0 | 0 | 0 | 0 | 0 | 0 | 0 | 0 | 0
Consumer Transformation | Gen_BB003 | MW | SPD | Kilwinning |  | 0 | 0 | 0 | 0 | 0 | 0 | 0 | 0 | 0 | 0 | 0 | 0 | 0 | 0 | 0 | 0 | 0 | 0 | 0 | 0 | 0 | 0 | 0 | 0 | 0 | 0 | 0 | 0 | 0
Consumer Transformation | Gen_BB003 | MW | SPD | Lesmahagow |  | 0 | 0 | 0 | 0 | 0 | 0 | 0 | 0 | 0 | 0 | 0 | 0 | 0 | 0 | 0 | 0 | 0 | 0 | 0 | 0 | 0 | 0 | 0 | 0 | 0 | 0 | 0 | 0 | 0
Consumer Transformation | Gen_BB003 | MW | SPD | Leven |  | 0 | 0 | 0 | 0 | 0 | 0 | 0 | 0 | 0 | 0 | 0 | 0 | 0 | 0 | 0 | 0 | 0 | 0 | 0 | 0 | 0 | 0 | 0 | 0 | 0 | 0 | 0 | 0 | 0
Consumer Transformation | Gen_BB003 | MW | SPD | Linnmill |  | 0 | 0 | 0 | 0 | 0 | 0 | 0 | 0 | 0 | 0 | 0 | 0 | 0 | 0 | 0 | 0 | 0 | 0 | 0 | 0 | 0 | 0 | 0 | 0 | 0 | 0 | 0 | 0 | 0
Consumer Transformation | Gen_BB003 | MW | SPD | Livingston East |  | 0 | 0 | 0 | 0 | 0 | 0 | 0 | 0 | 0 | 0 | 0 | 0 | 0 | 0 | 0 | 0 | 0 | 0 | 0 | 0 | 0 | 0 | 0 | 0 | 0 | 0 | 0 | 0 | 0
Consumer Transformation | Gen_BB003 | MW | SPD | Maybole |  | 0 | 0 | 0 | 0 | 0 | 0 | 0 | 0 | 0 | 0 | 0 | 0 | 0 | 0 | 0 | 0 | 0 | 0 | 0 | 0 | 0 | 0 | 0 | 0 | 0 | 0 | 0 | 0 | 0
Consumer Transformation | Gen_BB003 | MW | SPD | Moffat |  | 0 | 0 | 0 | 0 | 0 | 0 | 0 | 0 | 0 | 0 | 0 | 0 | 0 | 0 | 0 | 0 | 0 | 0 | 0 | 0 | 0 | 0 | 0 | 0 | 0 | 0 | 0 | 0 | 0
Consumer Transformation | Gen_BB003 | MW | SPD | Newarthill |  | 0 | 0 | 0 | 0 | 0 | 0 | 0 | 0 | 0 | 0 | 0 | 0 | 0 | 0 | 0 | 0 | 0 | 0 | 0 | 0 | 0 | 0 | 0 | 0 | 0 | 0 | 0 | 0 | 0
Consumer Transformation | Gen_BB003 | MW | SPD | Newton Stewart |  | 0 | 0 | 0 | 0 | 0 | 0 | 0 | 0 | 0 | 0 | 0 | 0 | 0 | 0 | 0 | 0 | 0 | 0 | 0 | 0 | 0 | 0 | 0 | 0 | 0 | 0 | 0 | 0 | 0
Consumer Transformation | Gen_BB003 | MW | SPD | Paisley |  | 0 | 0 | 0 | 0 | 0 | 0 | 0 | 0 | 0 | 0 | 0 | 0 | 0 | 0 | 0 | 0 | 0 | 0 | 0 | 0 | 0 | 0 | 0 | 0 | 0 | 0 | 0 | 0 | 0
Consumer Transformation | Gen_BB003 | MW | SPD | Partick |  | 0 | 0 | 0 | 0 | 0 | 0 | 0 | 0 | 0 | 0 | 0 | 0 | 0 | 0 | 0 | 0 | 0 | 0 | 0 | 0 | 0 | 0 | 0 | 0 | 0 | 0 | 0 | 0 | 0
Consumer Transformation | Gen_BB003 | MW | SPD | Port Dundas |  | 0 | 0 | 0 | 0 | 0 | 0 | 0 | 0 | 0 | 0 | 0 | 0 | 0 | 0 | 0 | 0 | 0 | 0 | 0 | 0 | 0 | 0 | 0 | 0 | 0 | 0 | 0 | 0 | 0
Consumer Transformation | Gen_BB003 | MW | SPD | Portobello |  | 0 | 0 | 0 | 0 | 0 | 0 | 0 | 0 | 0 | 0 | 0 | 0 | 0 | 0 | 0 | 0 | 0 | 0 | 0 | 0 | 0 | 0 | 0 | 0 | 0 | 0 | 0 | 0 | 0
Consumer Transformation | Gen_BB003 | MW | SPD | Ravenscraig |  | 0 | 0 | 0 | 0 | 0 | 0 | 0 | 0 | 0 | 0 | 0 | 0 | 0 | 0 | 0 | 0 | 0 | 0 | 0 | 0 | 0 | 0 | 0 | 0 | 0 | 0 | 0 | 0 | 0
Consumer Transformation | Gen_BB003 | MW | SPD | Redhouse |  | 0 | 0 | 0 | 0 | 0 | 0 | 0 | 0 | 0 | 0 | 0 | 0 | 0 | 0 | 0 | 0 | 0 | 0 | 0 | 0 | 0 | 0 | 0 | 0 | 0 | 0 | 0 | 0 | 0
Consumer Transformation | Gen_BB003 | MW | SPD | Saltcoats A |  | 0 | 0 | 0 | 0 | 0 | 0 | 0 | 0 | 0 | 0 | 0 | 0 | 0 | 0 | 0 | 0 | 0 | 0 | 0 | 0 | 0 | 0 | 0 | 0 | 0 | 0 | 0 | 0 | 0
Consumer Transformation | Gen_BB003 | MW | SPD | Saltcoats B |  | 0 | 0 | 0 | 0 | 0 | 0 | 0 | 0 | 0 | 0 | 0 | 0 | 0 | 0 | 0 | 0 | 0 | 0 | 0 | 0 | 0 | 0 | 0 | 0 | 0 | 0 | 0 | 0 | 0
Consumer Transformation | Gen_BB003 | MW | SPD | Shrubhill |  | 0 | 0 | 0 | 0 | 0 | 0 | 0 | 0 | 0 | 0 | 0 | 0 | 0 | 0 | 0 | 0 | 0 | 0 | 0 | 0 | 0 | 0 | 0 | 0 | 0 | 0 | 0 | 0 | 0
Consumer Transformation | Gen_BB003 | MW | SPD | Sighthill |  | 0 | 0 | 0 | 0 | 0 | 0 | 0 | 0 | 0 | 0 | 0 | 0 | 0 | 0 | 0 | 0 | 0 | 0 | 0 | 0 | 0 | 0 | 0 | 0 | 0 | 0 | 0 | 0 | 0
Consumer Transformation | Gen_BB003 | MW | SPD | Spango Valley |  | 0 | 0 | 0 | 0 | 0 | 0 | 0 | 0 | 0 | 0 | 0 | 0 | 0 | 0 | 0 | 0 | 0 | 0 | 0 | 0 | 0 | 0 | 0 | 0 | 0 | 0 | 0 | 0 | 0
Consumer Transformation | Gen_BB003 | MW | SPD | St Andrews Cross |  | 0 | 0 | 0 | 0 | 0 | 0 | 0 | 0 | 0 | 0 | 0 | 0 | 0 | 0 | 0 | 0 | 0 | 0 | 0 | 0 | 0 | 0 | 0 | 0 | 0 | 0 | 0 | 0 | 0
Consumer Transformation | Gen_BB003 | MW | SPD | Stirling |  | 0 | 0 | 0 | 0 | 0 | 0 | 0 | 0 | 0 | 0 | 0 | 0 | 0 | 0 | 0 | 0 | 0 | 0 | 0 | 0 | 0 | 0 | 0 | 0 | 0 | 0 | 0 | 0 | 0
Consumer Transformation | Gen_BB003 | MW | SPD | Strathaven |  | 0 | 0 | 0 | 0 | 0 | 0 | 0 | 0 | 0 | 0 | 0 | 0 | 0 | 0 | 0 | 0 | 0 | 0 | 0 | 0 | 0 | 0 | 0 | 0 | 0 | 0 | 0 | 0 | 0
Consumer Transformation | Gen_BB003 | MW | SPD | Strathleven |  | 0 | 0 | 0 | 0 | 0 | 0 | 0 | 0 | 0 | 0 | 0 | 0 | 0 | 0 | 0 | 0 | 0 | 0 | 0 | 0 | 0 | 0 | 0 | 0 | 0 | 0 | 0 | 0 | 0
Consumer Transformation | Gen_BB003 | MW | SPD | Telford Road |  | 0 | 0 | 0 | 0 | 0 | 0 | 0 | 0 | 0 | 0 | 0 | 0 | 0 | 0 | 0 | 0 | 0 | 0 | 0 | 0 | 0 | 0 | 0 | 0 | 0 | 0 | 0 | 0 | 0
Consumer Transformation | Gen_BB003 | MW | SPD | Tongland |  | 0 | 0 | 0 | 0 | 0 | 0 | 0 | 0 | 0 | 0 | 0 | 0 | 0 | 0 | 0 | 0 | 0 | 0 | 0 | 0 | 0 | 0 | 0 | 0 | 0 | 0 | 0 | 0 | 0
Consumer Transformation | Gen_BB003 | MW | SPD | West George Street |  | 0 | 0 | 0 | 0 | 0 | 0 | 0 | 0 | 0 | 0 | 0 | 0 | 0 | 0 | 0 | 0 | 0 | 0 | 0 | 0 | 0 | 0 | 0 | 0 | 0 | 0 | 0 | 0 | 0
Consumer Transformation | Gen_BB003 | MW | SPD | Westfield |  | 0 | 0 | 0 | 0 | 0 | 0 | 0 | 0 | 0 | 0 | 0 | 0 | 0 | 0 | 0 | 0 | 0 | 0 | 0 | 0 | 0 | 0 | 0 | 0 | 0 | 0 | 0 | 0 | 0
Consumer Transformation | Gen_BB003 | MW | SPD | Whitehouse |  | 0 | 0 | 0 | 0 | 0 | 0 | 0 | 0 | 0 | 0 | 0 | 0 | 0 | 0 | 0 | 0 | 0 | 0 | 0 | 0 | 0 | 0 | 0 | 0 | 0 | 0 | 0 | 0 | 0
Consumer Transformation | Gen_BB003 | MW | SPD | Wishaw |  | 0 | 0 | 0 | 0 | 0 | 0 | 0 | 0 | 0 | 0 | 0 | 0 | 0 | 0 | 0 | 0 | 0 | 0 | 0 | 0 | 0 | 0 | 0 | 0 | 0 | 0 | 0 | 0 | 0
Consumer Transformation | Gen_BB003 | MW | SPM | Birkenhead |  | 0 | 0 | 0 | 0 | 0 | 0 | 0 | 0 | 0 | 0 | 0 | 0 | 0 | 0 | 0 | 0 | 0 | 0 | 0 | 0 | 0 | 0 | 0 | 0 | 0 | 0 | 0 | 0 | 0
Consumer Transformation | Gen_BB003 | MW | SPM | Capenhurst |  | 0 | 0 | 0 | 0 | 0 | 0 | 0 | 0 | 0 | 0 | 0 | 0 | 0 | 0 | 0 | 0 | 0 | 0 | 0 | 0 | 0 | 0 | 0 | 0 | 0 | 0 | 0 | 0 | 0
Consumer Transformation | Gen_BB003 | MW | SPM | Carrington |  | 0 | 0 | 0 | 0 | 0 | 0 | 0 | 0 | 0 | 0 | 0 | 0 | 0 | 0 | 0 | 0 | 0 | 0 | 0 | 0 | 0 | 0 | 0 | 0 | 0 | 0 | 0 | 0 | 0
Consumer Transformation | Gen_BB003 | MW | SPM | Connah's Quay |  | 0 | 0 | 0 | 0 | 0 | 0 | 0 | 0 | 0 | 0 | 0 | 0 | 0 | 0 | 0 | 0 | 0 | 0 | 0 | 0 | 0 | 0 | 0 | 0 | 0 | 0 | 0 | 0 | 0
Consumer Transformation | Gen_BB003 | MW | SPM | Fiddlers Ferry |  | 0 | 0 | 0 | 0 | 0 | 0 | 0 | 0 | 0 | 0 | 0 | 0 | 0 | 0 | 0 | 0 | 0 | 0 | 0 | 0 | 0 | 0 | 0 | 0 | 0 | 0 | 0 | 0 | 0
Consumer Transformation | Gen_BB003 | MW | SPM | Frodsham |  | 0 | 0 | 0 | 0 | 0 | 0 | 0 | 0 | 0 | 0 | 0 | 0 | 0 | 0 | 0 | 0 | 0 | 0 | 0 | 0 | 0 | 0 | 0 | 0 | 0 | 0 | 0 | 0 | 0
Consumer Transformation | Gen_BB003 | MW | SPM | Kirkby (_D) |  | 0 | 0 | 0 | 0 | 0 | 0 | 0 | 0 | 0 | 0 | 0 | 0 | 0 | 0 | 0 | 0 | 0 | 0 | 0 | 0 | 0 | 0 | 0 | 0 | 0 | 0 | 0 | 0 | 0
Consumer Transformation | Gen_BB003 | MW | SPM | Legacy |  | 0 | 0 | 0 | 0 | 0 | 0 | 0 | 0 | 0 | 0 | 0 | 0 | 0 | 0 | 0 | 0 | 0 | 0 | 0 | 0 | 0 | 0 | 0 | 0 | 0 | 0 | 0 | 0 | 0
Consumer Transformation | Gen_BB003 | MW | SPM | Lister Drive |  | 0 | 0 | 0 | 0 | 0 | 0 | 0 | 0 | 0 | 0 | 0 | 0 | 0 | 0 | 0 | 0 | 0 | 0 | 0 | 0 | 0 | 0 | 0 | 0 | 0 | 0 | 0 | 0 | 0
Consumer Transformation | Gen_BB003 | MW | SPM | Pentir |  | 0 | 0 | 0 | 0 | 0 | 0 | 0 | 0 | 0 | 0 | 0 | 0 | 0 | 0 | 0 | 0 | 0 | 0 | 0 | 0 | 0 | 0 | 0 | 0 | 0 | 0 | 0 | 0 | 0
Consumer Transformation | Gen_BB003 | MW | SPM | Rainhill |  | 0 | 0 | 0 | 0 | 0 | 0 | 0 | 0 | 0 | 0 | 0 | 0 | 0 | 0 | 0 | 0 | 0 | 0 | 0 | 0 | 0 | 0 | 0 | 0 | 0 | 0 | 0 | 0 | 0
Consumer Transformation | Gen_BB003 | MW | SPM | St. Asaph |  | 0 | 0 | 0 | 0 | 0 | 0 | 0 | 0 | 0 | 0 | 0 | 0 | 0 | 0 | 0 | 0 | 0 | 0 | 0 | 0 | 0 | 0 | 0 | 0 | 0 | 0 | 0 | 0 | 0
Consumer Transformation | Gen_BB003 | MW | SPM | Trawsfynydd |  | 0 | 0 | 0 | 0 | 0 | 0 | 0 | 0 | 0 | 0 | 0 | 0 | 0 | 0 | 0 | 0 | 0 | 0 | 0 | 0 | 0 | 0 | 0 | 0 | 0 | 0 | 0 | 0 | 0
Consumer Transformation | Gen_BB003 | MW | SPM | Wylfa |  | 0 | 0 | 0 | 0 | 0 | 0 | 0 | 0 | 0 | 0 | 0 | 0 | 0 | 0 | 0 | 0 | 0 | 0 | 0 | 0 | 0 | 0 | 0 | 0 | 0 | 0 | 0 | 0 | 0
Consumer Transformation | Gen_BB003 | MW | SPN | Beddington (_J) |  | 0 | 0 | 0 | 0 | 0 | 0 | 0 | 0 | 0 | 0 | 0 | 0 | 0 | 0 | 0 | 0 | 0 | 0 | 0 | 0 | 0 | 0 | 0 | 0 | 0 | 0 | 0 | 0 | 0
Consumer Transformation | Gen_BB003 | MW | SPN | Bolney |  | 0 | 0 | 0 | 0 | 0 | 0 | 0 | 0 | 0 | 0 | 0 | 0 | 0 | 0 | 0 | 0 | 0 | 0 | 0 | 0 | 0 | 0 | 0 | 0 | 0 | 0 | 0 | 0 | 0
Consumer Transformation | Gen_BB003 | MW | SPN | Canterbury |  | 0 | 0 | 0 | 0 | 0 | 0 | 0 | 0 | 0 | 0 | 0 | 0 | 0 | 0 | 0 | 0 | 0 | 0 | 0 | 0 | 0 | 0 | 0 | 0 | 0 | 0 | 0 | 0 | 0
Consumer Transformation | Gen_BB003 | MW | SPN | Chessington |  | 0 | 0 | 0 | 0 | 0 | 0 | 0 | 0 | 0 | 0 | 0 | 0 | 0 | 0 | 0 | 0 | 0 | 0 | 0 | 0 | 0 | 0 | 0 | 0 | 0 | 0 | 0 | 0 | 0
Consumer Transformation | Gen_BB003 | MW | SPN | Kemsley |  | 0 | 0 | 0 | 0 | 0 | 0 | 0 | 0 | 0 | 0 | 0 | 0 | 0 | 0 | 0 | 0 | 0 | 0 | 0 | 0 | 0 | 0 | 0 | 0 | 0 | 0 | 0 | 0 | 0
Consumer Transformation | Gen_BB003 | MW | SPN | Kingsnorth |  | 0 | 0 | 0 | 0 | 0 | 0 | 0 | 0 | 0 | 0 | 0 | 0 | 0 | 0 | 0 | 0 | 0 | 0 | 0 | 0 | 0 | 0 | 0 | 0 | 0 | 0 | 0 | 0 | 0
Consumer Transformation | Gen_BB003 | MW | SPN | Littlebrook (_J) |  | 0 | 0 | 0 | 0 | 0 | 0 | 0 | 0 | 0 | 0 | 0 | 0 | 0 | 0 | 0 | 0 | 0 | 0 | 0 | 0 | 0 | 0 | 0 | 0 | 0 | 0 | 0 | 0 | 0
Consumer Transformation | Gen_BB003 | MW | SPN | Ninfield |  | 0 | 0 | 0 | 0 | 0 | 0 | 0 | 0 | 0 | 0 | 0 | 0 | 0 | 0 | 0 | 0 | 0 | 0 | 0 | 0 | 0 | 0 | 0 | 0 | 0 | 0 | 0 | 0 | 0
Consumer Transformation | Gen_BB003 | MW | SPN | Northfleet East |  | 0 | 0 | 0 | 0 | 0 | 0 | 0 | 0 | 0 | 0 | 0 | 0 | 0 | 0 | 0 | 0 | 0 | 0 | 0 | 0 | 0 | 0 | 0 | 0 | 0 | 0 | 0 | 0 | 0
Consumer Transformation | Gen_BB003 | MW | SPN | Richborough |  | 0 | 0 | 0 | 0 | 0 | 0 | 0 | 0 | 0 | 0 | 0 | 0 | 0 | 0 | 0 | 0 | 0 | 0 | 0 | 0 | 0 | 0 | 0 | 0 | 0 | 0 | 0 | 0 | 0
Consumer Transformation | Gen_BB003 | MW | SPN | Sellindge |  | 0 | 0 | 0 | 0 | 0 | 0 | 0 | 0 | 0 | 0 | 0 | 0 | 0 | 0 | 0 | 0 | 0 | 0 | 0 | 0 | 0 | 0 | 0 | 0 | 0 | 0 | 0 | 0 | 0
Consumer Transformation | Gen_BB003 | MW | SPN | West Weybridge |  | 0 | 0 | 0 | 0 | 0 | 0 | 0 | 0 | 0 | 0 | 0 | 0 | 0 | 0 | 0 | 0 | 0 | 0 | 0 | 0 | 0 | 0 | 0 | 0 | 0 | 0 | 0 | 0 | 0
Consumer Transformation | Gen_BB003 | MW | SPTL | Direct(SPTL) |  | 0 | 0 | 0 | 0 | 0 | 0 | 0 | 0 | 0 | 0 | 0 | 0 | 0 | 0 | 0 | 0 | 0 | 0 | 0 | 0 | 0 | 0 | 0 | 0 | 0 | 0 | 0 | 0 | 0
Consumer Transformation | Gen_BB003 | MW | South Wales | Aberthaw |  | 0 | 0 | 0 | 0 | 0 | 0 | 0 | 0 | 0 | 0 | 0 | 0 | 0 | 0 | 0 | 0 | 0 | 0 | 0 | 0 | 0 | 0 | 0 | 0 | 0 | 0 | 0 | 0 | 0
Consumer Transformation | Gen_BB003 | MW | South Wales | Alpha Steel (Uskmouth) |  | 0 | 0 | 0 | 0 | 0 | 0 | 0 | 0 | 0 | 0 | 0 | 0 | 0 | 0 | 0 | 0 | 0 | 0 | 0 | 0 | 0 | 0 | 0 | 0 | 0 | 0 | 0 | 0 | 0
Consumer Transformation | Gen_BB003 | MW | South Wales | Cardiff East |  | 0 | 0 | 0 | 0 | 0 | 0 | 0 | 0 | 0 | 0 | 0 | 0 | 0 | 0 | 0 | 0 | 0 | 0 | 0 | 0 | 0 | 0 | 0 | 0 | 0 | 0 | 0 | 0 | 0
Consumer Transformation | Gen_BB003 | MW | South Wales | Grange |  | 0 | 0 | 0 | 0 | 0 | 0 | 0 | 0 | 0 | 0 | 0 | 0 | 0 | 0 | 0 | 0 | 0 | 0 | 0 | 0 | 0 | 0 | 0 | 0 | 0 | 0 | 0 | 0 | 0
Consumer Transformation | Gen_BB003 | MW | South Wales | Imperial Park |  | 0 | 0 | 0 | 0 | 0 | 0 | 0 | 0 | 0 | 0 | 0 | 0 | 0 | 0 | 0 | 0 | 0 | 0 | 0 | 0 | 0 | 0 | 0 | 0 | 0 | 0 | 0 | 0 | 0
Consumer Transformation | Gen_BB003 | MW | South Wales | Pembroke |  | 0 | 0 | 0 | 0 | 0 | 0 | 0 | 0 | 0 | 0 | 0 | 0 | 0 | 0 | 0 | 0 | 0 | 0 | 0 | 0 | 0 | 0 | 0 | 0 | 0 | 0 | 0 | 0 | 0
Consumer Transformation | Gen_BB003 | MW | South Wales | Pyle |  | 0 | 0 | 0 | 0 | 0 | 0 | 0 | 0 | 0 | 0 | 0 | 0 | 0 | 0 | 0 | 0 | 0 | 0 | 0 | 0 | 0 | 0 | 0 | 0 | 0 | 0 | 0 | 0 | 0
Consumer Transformation | Gen_BB003 | MW | South Wales | Rassau |  | 0 | 0 | 0 | 0 | 0 | 0 | 0 | 0 | 0 | 0 | 0 | 0 | 0 | 0 | 0 | 0 | 0 | 0 | 0 | 0 | 0 | 0 | 0 | 0 | 0 | 0 | 0 | 0 | 0
Consumer Transformation | Gen_BB003 | MW | South Wales | Swansea North |  | 0 | 0 | 0 | 0 | 0 | 0 | 0 | 0 | 0 | 0 | 0 | 0 | 0 | 0 | 0 | 0 | 0 | 0 | 0 | 0 | 0 | 0 | 0 | 0 | 0 | 0 | 0 | 0 | 0
Consumer Transformation | Gen_BB003 | MW | South Wales | Upper Boat 132kV |  | 0 | 0 | 0 | 0 | 0 | 0 | 0 | 0 | 0 | 0 | 0 | 0 | 0 | 0 | 0 | 0 | 0 | 0 | 0 | 0 | 0 | 0 | 0 | 0 | 0 | 0 | 0 | 0 | 0
Consumer Transformation | Gen_BB003 | MW | South Wales | Upper Boat 33kV |  | 0 | 0 | 0 | 0 | 0 | 0 | 0 | 0 | 0 | 0 | 0 | 0 | 0 | 0 | 0 | 0 | 0 | 0 | 0 | 0 | 0 | 0 | 0 | 0 | 0 | 0 | 0 | 0 | 0
Consumer Transformation | Gen_BB003 | MW | South Wales | Uskmouth |  | 0 | 0 | 0 | 0 | 0 | 0 | 0 | 0 | 0 | 0 | 0 | 0 | 0 | 0 | 0 | 0 | 0 | 0 | 0 | 0 | 0 | 0 | 0 | 0 | 0 | 0 | 0 | 0 | 0
Consumer Transformation | Gen_BB003 | MW | South Western | Abham |  | 0 | 0 | 0 | 0 | 0 | 0 | 0 | 0 | 0 | 0 | 0 | 0 | 0 | 0 | 0 | 0 | 0 | 0 | 0 | 0 | 0 | 0 | 0 | 0 | 0 | 0 | 0 | 0 | 0
Consumer Transformation | Gen_BB003 | MW | South Western | Alverdiscott |  | 0 | 0 | 0 | 0 | 0 | 0 | 0 | 0 | 0 | 0 | 0 | 0 | 0 | 0 | 0 | 0 | 0 | 0 | 0 | 0 | 0 | 0 | 0 | 0 | 0 | 0 | 0 | 0 | 0
Consumer Transformation | Gen_BB003 | MW | South Western | Axminster |  | 0 | 0 | 0 | 0 | 0 | 0 | 0 | 0 | 0 | 0 | 0 | 0 | 0 | 0 | 0 | 0 | 0 | 0 | 0 | 0 | 0 | 0 | 0 | 0 | 0 | 0 | 0 | 0 | 0
Consumer Transformation | Gen_BB003 | MW | South Western | Bridgewater |  | 0 | 0 | 0 | 0 | 0 | 0 | 0 | 0 | 0 | 0 | 0 | 0 | 0 | 0 | 0 | 0 | 0 | 0 | 0 | 0 | 0 | 0 | 0 | 0 | 0 | 0 | 0 | 0 | 0
Consumer Transformation | Gen_BB003 | MW | South Western | Exeter |  | 0 | 0 | 0 | 0 | 0 | 0 | 0 | 0 | 0 | 0 | 0 | 0 | 0 | 0 | 0 | 0 | 0 | 0 | 0 | 0 | 0 | 0 | 0 | 0 | 0 | 0 | 0 | 0 | 0
Consumer Transformation | Gen_BB003 | MW | South Western | Indian Queens |  | 0 | 0 | 0 | 0 | 0 | 0 | 0 | 0 | 0 | 0 | 0 | 0 | 0 | 0 | 0 | 0 | 0 | 0 | 0 | 0 | 0 | 0 | 0 | 0 | 0 | 0 | 0 | 0 | 0
Consumer Transformation | Gen_BB003 | MW | South Western | Landulph |  | 0 | 0 | 0 | 0 | 0 | 0 | 0 | 0 | 0 | 0 | 0 | 0 | 0 | 0 | 0 | 0 | 0 | 0 | 0 | 0 | 0 | 0 | 0 | 0 | 0 | 0 | 0 | 0 | 0
Consumer Transformation | Gen_BB003 | MW | South Western | Seabank |  | 0 | 0 | 0 | 0 | 0 | 0 | 0 | 0 | 0 | 0 | 0 | 0 | 0 | 0 | 0 | 0 | 0 | 0 | 0 | 0 | 0 | 0 | 0 | 0 | 0 | 0 | 0 | 0 | 0
Consumer Transformation | Gen_BB003 | MW | South Western | Taunton |  | 0 | 0 | 0 | 0 | 0 | 0 | 0 | 0 | 0 | 0 | 0 | 0 | 0 | 0 | 0 | 0 | 0 | 0 | 0 | 0 | 0 | 0 | 0 | 0 | 0 | 0 | 0 | 0 | 0
Consumer Transformation | Gen_BB003 | MW | West Midlands | Bishops Wood |  | 0 | 0 | 0 | 0 | 0 | 0 | 0 | 0 | 0 | 0 | 0 | 0 | 0 | 0 | 0 | 0 | 0 | 0 | 0 | 0 | 0 | 0 | 0 | 0 | 0 | 0 | 0 | 0 | 0
Consumer Transformation | Gen_BB003 | MW | West Midlands | Bushbury |  | 0 | 0 | 0 | 0 | 0 | 0 | 0 | 0 | 0 | 0 | 0 | 0 | 0 | 0 | 0 | 0 | 0 | 0 | 0 | 0 | 0 | 0 | 0 | 0 | 0 | 0 | 0 | 0 | 0
Consumer Transformation | Gen_BB003 | MW | West Midlands | Bustleholme |  | 0 | 0 | 0 | 0 | 0 | 0 | 0 | 0 | 0 | 0 | 0 | 0 | 0 | 0 | 0 | 0 | 0 | 0 | 0 | 0 | 0 | 0 | 0 | 0 | 0 | 0 | 0 | 0 | 0
Consumer Transformation | Gen_BB003 | MW | West Midlands | Cellarhead |  | 0 | 0 | 0 | 0 | 0 | 0 | 0 | 0 | 0 | 0 | 0 | 0 | 0 | 0 | 0 | 0 | 0 | 0 | 0 | 0 | 0 | 0 | 0 | 0 | 0 | 0 | 0 | 0 | 0
Consumer Transformation | Gen_BB003 | MW | West Midlands | Feckenham |  | 0 | 0 | 0 | 0 | 0 | 0 | 0 | 0 | 0 | 0 | 0 | 0 | 0 | 0 | 0 | 0 | 0 | 0 | 0 | 0 | 0 | 0 | 0 | 0 | 0 | 0 | 0 | 0 | 0
Consumer Transformation | Gen_BB003 | MW | West Midlands | Hams Hall |  | 0 | 0 | 0 | 0 | 0 | 0 | 0 | 0 | 0 | 0 | 0 | 0 | 0 | 0 | 0 | 0 | 0 | 0 | 0 | 0 | 0 | 0 | 0 | 0 | 0 | 0 | 0 | 0 | 0
Consumer Transformation | Gen_BB003 | MW | West Midlands | Iron Acton |  | 0 | 0 | 0 | 0 | 0 | 0 | 0 | 0 | 0 | 0 | 0 | 0 | 0 | 0 | 0 | 0 | 0 | 0 | 0 | 0 | 0 | 0 | 0 | 0 | 0 | 0 | 0 | 0 | 0
Consumer Transformation | Gen_BB003 | MW | West Midlands | Ironbridge |  | 0 | 0 | 0 | 0 | 0 | 0 | 0 | 0 | 0 | 0 | 0 | 0 | 0 | 0 | 0 | 0 | 0 | 0 | 0 | 0 | 0 | 0 | 0 | 0 | 0 | 0 | 0 | 0 | 0
Consumer Transformation | Gen_BB003 | MW | West Midlands | Kitwell |  | 0 | 0 | 0 | 0 | 0 | 0 | 0 | 0 | 0 | 0 | 0 | 0 | 0 | 0 | 0 | 0 | 0 | 0 | 0 | 0 | 0 | 0 | 0 | 0 | 0 | 0 | 0 | 0 | 0
Consumer Transformation | Gen_BB003 | MW | West Midlands | Nechells |  | 0 | 0 | 0 | 0 | 0 | 0 | 0 | 0 | 0 | 0 | 0 | 0 | 0 | 0 | 0 | 0 | 0 | 0 | 0 | 0 | 0 | 0 | 0 | 0 | 0 | 0 | 0 | 0 | 0
Consumer Transformation | Gen_BB003 | MW | West Midlands | Ocker Hill |  | 0 | 0 | 0 | 0 | 0 | 0 | 0 | 0 | 0 | 0 | 0 | 0 | 0 | 0 | 0 | 0 | 0 | 0 | 0 | 0 | 0 | 0 | 0 | 0 | 0 | 0 | 0 | 0 | 0
Consumer Transformation | Gen_BB003 | MW | West Midlands | Oldbury |  | 0 | 0 | 0 | 0 | 0 | 0 | 0 | 0 | 0 | 0 | 0 | 0 | 0 | 0 | 0 | 0 | 0 | 0 | 0 | 0 | 0 | 0 | 0 | 0 | 0 | 0 | 0 | 0 | 0
Consumer Transformation | Gen_BB003 | MW | West Midlands | Penn |  | 0 | 0 | 0 | 0 | 0 | 0 | 0 | 0 | 0 | 0 | 0 | 0 | 0 | 0 | 0 | 0 | 0 | 0 | 0 | 0 | 0 | 0 | 0 | 0 | 0 | 0 | 0 | 0 | 0
Consumer Transformation | Gen_BB003 | MW | West Midlands | Rugeley |  | 0 | 0 | 0 | 0 | 0 | 0 | 0 | 0 | 0 | 0 | 0 | 0 | 0 | 0 | 0 | 0 | 0 | 0 | 0 | 0 | 0 | 0 | 0 | 0 | 0 | 0 | 0 | 0 | 0
Consumer Transformation | Gen_BB003 | MW | West Midlands | Shrewsbury |  | 0 | 0 | 0 | 0 | 0 | 0 | 0 | 0 | 0 | 0 | 0 | 0 | 0 | 0 | 0 | 0 | 0 | 0 | 0 | 0 | 0 | 0 | 0 | 0 | 0 | 0 | 0 | 0 | 0
Consumer Transformation | Gen_BB003 | MW | West Midlands | Walham |  | 0 | 0 | 0 | 0 | 0 | 0 | 0 | 0 | 0 | 0 | 0 | 0 | 0 | 0 | 0 | 0 | 0 | 0 | 0 | 0 | 0 | 0 | 0 | 0 | 0 | 0 | 0 | 0 | 0
Consumer Transformation | Gen_BB003 | MW | West Midlands | Willenhall |  | 0 | 0 | 0 | 0 | 0 | 0 | 0 | 0 | 0 | 0 | 0 | 0 | 0 | 0 | 0 | 0 | 0 | 0 | 0 | 0 | 0 | 0 | 0 | 0 | 0 | 0 | 0 | 0 | 0
Consumer Transformation | Gen_BB004 | MW | ENW | Bredbury |  | 11.608 | 12.979 | 12.928 | 12.862 | 12.779 | 12.682 | 12.575 | 12.461 | 12.075 | 11.7 | 11.336 | 10.984 | 10.645 | 10.32 | 9.802 | 9.321 | 8.87 | 8.445 | 8.04 | 7.69 | 7.384 | 7.138 | 6.925 | 6.74 | 6.58 | 6.441 | 6.326 | 6.213 | 6.103
Consumer Transformation | Gen_BB004 | MW | ENW | Harker |  | 19.329 | 31.348 | 31.659 | 31.943 | 32.191 | 32.396 | 32.595 | 32.79 | 32.596 | 32.423 | 32.275 | 32.151 | 32.051 | 31.977 | 31.617 | 31.312 | 31.017 | 30.727 | 30.396 | 30.144 | 29.916 | 29.735 | 29.585 | 29.46 | 29.358 | 29.266 | 29.211 | 29.164 | 29.126
Consumer Transformation | Gen_BB004 | MW | ENW | Heysham (NGET) |  | 6.118 | 6.052 | 6.002 | 5.949 | 5.891 | 5.827 | 5.759 | 5.687 | 5.49 | 5.299 | 5.113 | 4.934 | 4.76 | 4.593 | 4.339 | 4.103 | 3.883 | 3.679 | 3.49 | 3.329 | 3.191 | 3.085 | 2.997 | 2.924 | 2.865 | 2.818 | 2.784 | 2.751 | 2.721
Consumer Transformation | Gen_BB004 | MW | ENW | Hutton |  | 0.309 | 0.338 | 0.339 | 0.342 | 0.344 | 0.347 | 0.349 | 0.352 | 0.355 | 0.358 | 0.362 | 0.366 | 0.37 | 0.374 | 0.378 | 0.383 | 0.388 | 0.393 | 0.399 | 0.405 | 0.411 | 0.418 | 0.424 | 0.432 | 0.439 | 0.448 | 0.456 | 0.465 | 0.474
Consumer Transformation | Gen_BB004 | MW | ENW | Kearsley 132kV |  | 10.383 | 14.172 | 14.227 | 14.267 | 14.29 | 14.294 | 14.292 | 14.285 | 14.044 | 13.813 | 13.595 | 13.388 | 13.193 | 13.011 | 12.661 | 12.344 | 12.042 | 11.755 | 11.466 | 11.225 | 11.01 | 10.837 | 10.687 | 10.557 | 10.445 | 10.345 | 10.266 | 10.19 | 10.117
Consumer Transformation | Gen_BB004 | MW | ENW | Kearsley 33kV |  | 7.82 | 7.627 | 7.551 | 7.467 | 7.373 | 7.272 | 7.164 | 7.051 | 6.757 | 6.469 | 6.188 | 5.915 | 5.65 | 5.394 | 5.011 | 4.653 | 4.318 | 4.005 | 3.713 | 3.459 | 3.239 | 3.064 | 2.912 | 2.782 | 2.671 | 2.576 | 2.497 | 2.42 | 2.345
Consumer Transformation | Gen_BB004 | MW | ENW | Kirkby (_G) |  | 0.31 | 0.339 | 0.341 | 0.343 | 0.346 | 0.348 | 0.351 | 0.353 | 0.356 | 0.359 | 0.363 | 0.367 | 0.371 | 0.375 | 0.38 | 0.385 | 0.389 | 0.395 | 0.4 | 0.406 | 0.412 | 0.419 | 0.426 | 0.433 | 0.441 | 0.449 | 0.458 | 0.467 | 0.476
Consumer Transformation | Gen_BB004 | MW | ENW | Macclesfield |  | 5.79 | 5.732 | 5.686 | 5.636 | 5.582 | 5.522 | 5.459 | 5.391 | 5.207 | 5.028 | 4.854 | 4.686 | 4.524 | 4.368 | 4.131 | 3.909 | 3.704 | 3.513 | 3.337 | 3.186 | 3.058 | 2.959 | 2.877 | 2.81 | 2.756 | 2.713 | 2.682 | 2.653 | 2.626
Consumer Transformation | Gen_BB004 | MW | ENW | Padiham |  | 5.743 | 5.645 | 5.594 | 5.539 | 5.478 | 5.411 | 5.34 | 5.266 | 5.067 | 4.873 | 4.684 | 4.501 | 4.324 | 4.153 | 3.895 | 3.654 | 3.43 | 3.221 | 3.027 | 2.86 | 2.716 | 2.603 | 2.507 | 2.426 | 2.359 | 2.304 | 2.26 | 2.217 | 2.177
Consumer Transformation | Gen_BB004 | MW | ENW | Penwortham East |  | 0.434 | 0.474 | 0.476 | 0.479 | 0.483 | 0.487 | 0.49 | 0.494 | 0.498 | 0.502 | 0.507 | 0.513 | 0.519 | 0.525 | 0.531 | 0.538 | 0.545 | 0.552 | 0.56 | 0.568 | 0.577 | 0.586 | 0.596 | 0.606 | 0.617 | 0.628 | 0.64 | 0.652 | 0.666
Consumer Transformation | Gen_BB004 | MW | ENW | Penwortham West |  | 28.901 | 29.575 | 29.349 | 29.095 | 28.805 | 28.484 | 28.14 | 27.776 | 26.753 | 25.755 | 24.784 | 23.843 | 22.932 | 22.052 | 20.711 | 19.459 | 18.287 | 17.192 | 16.164 | 15.274 | 14.501 | 13.888 | 13.359 | 12.905 | 12.517 | 12.189 | 11.918 | 11.654 | 11.398
Consumer Transformation | Gen_BB004 | MW | ENW | Rochdale |  | 3.686 | 3.665 | 3.637 | 3.608 | 3.577 | 3.541 | 3.504 | 3.464 | 3.353 | 3.245 | 3.141 | 3.04 | 2.943 | 2.85 | 2.707 | 2.574 | 2.451 | 2.337 | 2.232 | 2.143 | 2.068 | 2.011 | 1.964 | 1.927 | 1.897 | 1.875 | 1.86 | 1.847 | 1.835
Consumer Transformation | Gen_BB004 | MW | ENW | South Manchester |  | 2.494 | 2.468 | 2.448 | 2.426 | 2.403 | 2.377 | 2.349 | 2.32 | 2.241 | 2.163 | 2.088 | 2.015 | 1.945 | 1.878 | 1.775 | 1.679 | 1.59 | 1.508 | 1.431 | 1.366 | 1.311 | 1.268 | 1.232 | 1.203 | 1.179 | 1.161 | 1.147 | 1.134 | 1.122
Consumer Transformation | Gen_BB004 | MW | ENW | Stalybridge |  | 1.336 | 1.339 | 1.33 | 1.321 | 1.312 | 1.301 | 1.289 | 1.277 | 1.241 | 1.206 | 1.173 | 1.141 | 1.11 | 1.08 | 1.034 | 0.992 | 0.953 | 0.916 | 0.883 | 0.856 | 0.833 | 0.816 | 0.803 | 0.793 | 0.786 | 0.782 | 0.78 | 0.779 | 0.778
Consumer Transformation | Gen_BB004 | MW | ENW | Stanah |  | 0.429 | 0.469 | 0.471 | 0.474 | 0.478 | 0.481 | 0.485 | 0.489 | 0.493 | 0.497 | 0.502 | 0.507 | 0.513 | 0.519 | 0.525 | 0.532 | 0.539 | 0.546 | 0.554 | 0.562 | 0.571 | 0.58 | 0.589 | 0.599 | 0.61 | 0.621 | 0.633 | 0.646 | 0.659
Consumer Transformation | Gen_BB004 | MW | ENW | Washway Farm |  | 1.025 | 1 | 0.99 | 0.979 | 0.966 | 0.953 | 0.939 | 0.924 | 0.886 | 0.848 | 0.811 | 0.775 | 0.741 | 0.707 | 0.657 | 0.61 | 0.566 | 0.525 | 0.487 | 0.453 | 0.425 | 0.402 | 0.382 | 0.365 | 0.35 | 0.338 | 0.327 | 0.317 | 0.307
Consumer Transformation | Gen_BB004 | MW | ENW | Whitegate |  | 4.347 | 5.676 | 5.696 | 5.713 | 5.726 | 5.731 | 5.735 | 5.737 | 5.659 | 5.584 | 5.515 | 5.45 | 5.39 | 5.336 | 5.223 | 5.122 | 5.028 | 4.939 | 4.851 | 4.78 | 4.719 | 4.674 | 4.638 | 4.61 | 4.589 | 4.574 | 4.567 | 4.562 | 4.559
Consumer Transformation | Gen_BB004 | MW | EPN | Braintree |  | 2.516 | 2.383 | 2.498 | 2.643 | 2.816 | 2.99 | 3.163 | 3.337 | 3.483 | 3.614 | 3.696 | 3.76 | 3.862 | 4.036 | 4.064 | 4.045 | 4.139 | 4.283 | 4.421 | 4.538 | 4.642 | 4.743 | 4.838 | 4.927 | 5.011 | 5.095 | 5.179 | 5.263 | 5.353
Consumer Transformation | Gen_BB004 | MW | EPN | Bramford |  | 67.968 | 64.406 | 67.514 | 71.404 | 76.071 | 80.737 | 85.404 | 90.073 | 94.001 | 97.543 | 99.75 | 101.469 | 104.22 | 108.909 | 109.651 | 109.157 | 111.678 | 115.568 | 119.275 | 122.44 | 125.238 | 127.948 | 130.508 | 132.919 | 135.18 | 137.446 | 139.717 | 141.994 | 144.425
Consumer Transformation | Gen_BB004 | MW | EPN | Brimsdown |  | 3.531 | 3.396 | 3.544 | 3.728 | 3.95 | 4.172 | 4.393 | 4.615 | 4.803 | 4.972 | 5.079 | 5.164 | 5.298 | 5.522 | 5.562 | 5.544 | 5.668 | 5.856 | 6.036 | 6.191 | 6.329 | 6.464 | 6.591 | 6.713 | 6.827 | 6.942 | 7.058 | 7.175 | 7.299
Consumer Transformation | Gen_BB004 | MW | EPN | Burwell Main |  | 7.728 | 7.57 | 7.499 | 7.421 | 7.334 | 7.24 | 7.14 | 7.034 | 6.756 | 6.485 | 6.221 | 5.964 | 5.716 | 5.475 | 5.115 | 4.777 | 4.463 | 4.169 | 3.896 | 3.66 | 3.455 | 3.294 | 3.156 | 3.039 | 2.94 | 2.857 | 2.789 | 2.724 | 2.661
Consumer Transformation | Gen_BB004 | MW | EPN | Eaton Socon |  | 0.857 | 0.936 | 0.94 | 0.946 | 0.954 | 0.961 | 0.968 | 0.975 | 0.983 | 0.992 | 1.002 | 1.012 | 1.024 | 1.036 | 1.048 | 1.061 | 1.075 | 1.089 | 1.105 | 1.121 | 1.138 | 1.156 | 1.176 | 1.196 | 1.217 | 1.239 | 1.263 | 1.288 | 1.314
Consumer Transformation | Gen_BB004 | MW | EPN | Elstree |  | 6.001 | 5.853 | 5.795 | 5.73 | 5.658 | 5.581 | 5.498 | 5.411 | 5.185 | 4.964 | 4.749 | 4.54 | 4.337 | 4.14 | 3.846 | 3.571 | 3.314 | 3.074 | 2.85 | 2.656 | 2.487 | 2.352 | 2.236 | 2.136 | 2.051 | 1.978 | 1.918 | 1.859 | 1.801
Consumer Transformation | Gen_BB004 | MW | EPN | Mill Hill |  | 0.44 | 0.481 | 0.483 | 0.486 | 0.49 | 0.494 | 0.497 | 0.501 | 0.505 | 0.51 | 0.515 | 0.52 | 0.526 | 0.532 | 0.539 | 0.545 | 0.552 | 0.56 | 0.568 | 0.576 | 0.585 | 0.594 | 0.604 | 0.614 | 0.625 | 0.637 | 0.649 | 0.662 | 0.675
Consumer Transformation | Gen_BB004 | MW | EPN | Norwich Main |  | 7.521 | 10.827 | 10.913 | 10.997 | 11.074 | 11.138 | 11.2 | 11.263 | 11.214 | 11.173 | 11.142 | 11.119 | 11.105 | 11.099 | 11.013 | 10.944 | 10.881 | 10.821 | 10.755 | 10.714 | 10.683 | 10.669 | 10.667 | 10.675 | 10.693 | 10.717 | 10.754 | 10.796 | 10.844
Consumer Transformation | Gen_BB004 | MW | EPN | Pelham |  | 2.985 | 2.985 | 3.077 | 3.194 | 3.335 | 3.475 | 3.615 | 3.756 | 3.876 | 3.987 | 4.061 | 4.123 | 4.214 | 4.361 | 4.398 | 4.4 | 4.488 | 4.615 | 4.739 | 4.849 | 4.949 | 5.048 | 5.144 | 5.237 | 5.327 | 5.419 | 5.513 | 5.608 | 5.709
Consumer Transformation | Gen_BB004 | MW | EPN | Rayleigh |  | 0.771 | 0.843 | 0.846 | 0.852 | 0.859 | 0.865 | 0.871 | 0.878 | 0.885 | 0.893 | 0.902 | 0.912 | 0.922 | 0.933 | 0.944 | 0.956 | 0.968 | 0.981 | 0.995 | 1.009 | 1.025 | 1.041 | 1.059 | 1.077 | 1.096 | 1.116 | 1.137 | 1.16 | 1.183
Consumer Transformation | Gen_BB004 | MW | EPN | Rye House |  | 5.901 | 11.256 | 11.581 | 12.257 | 13.122 | 13.978 | 14.837 | 15.7 | 16.468 | 17.226 | 17.928 | 18.616 | 19.361 | 20.109 | 20.587 | 20.953 | 21.455 | 21.936 | 22.305 | 22.638 | 22.765 | 22.885 | 22.999 | 23.105 | 23.202 | 23.297 | 23.396 | 23.497 | 23.606
Consumer Transformation | Gen_BB004 | MW | EPN | Sundon |  | 0.654 | 0.714 | 0.717 | 0.722 | 0.727 | 0.733 | 0.738 | 0.744 | 0.75 | 0.757 | 0.764 | 0.772 | 0.781 | 0.79 | 0.8 | 0.81 | 0.82 | 0.831 | 0.843 | 0.855 | 0.868 | 0.882 | 0.897 | 0.912 | 0.928 | 0.946 | 0.963 | 0.982 | 1.002
Consumer Transformation | Gen_BB004 | MW | EPN | Tilbury |  | 8.158 | 7.988 | 7.912 | 7.829 | 7.738 | 7.638 | 7.531 | 7.419 | 7.125 | 6.837 | 6.557 | 6.285 | 6.021 | 5.766 | 5.384 | 5.027 | 4.693 | 4.382 | 4.092 | 3.841 | 3.624 | 3.453 | 3.306 | 3.181 | 3.075 | 2.987 | 2.915 | 2.845 | 2.777
Consumer Transformation | Gen_BB004 | MW | EPN | Tottenham |  | 0.075 | 3.552 | 3.68 | 3.803 | 3.919 | 4.028 | 4.139 | 4.252 | 4.356 | 4.461 | 4.569 | 4.677 | 4.788 | 4.9 | 5.002 | 5.105 | 5.196 | 5.276 | 5.331 | 5.385 | 5.426 | 5.453 | 5.475 | 5.491 | 5.5 | 5.502 | 5.504 | 5.507 | 5.509
Consumer Transformation | Gen_BB004 | MW | EPN | Walpole (_A) |  | 77.37 | 72.92 | 76.466 | 80.903 | 86.23 | 91.555 | 96.877 | 102.199 | 106.616 | 110.587 | 113.017 | 114.883 | 117.939 | 123.229 | 123.933 | 123.216 | 125.979 | 130.324 | 134.459 | 137.976 | 141.077 | 144.085 | 146.924 | 149.592 | 152.089 | 154.593 | 157.102 | 159.615 | 162.301
Consumer Transformation | Gen_BB004 | MW | EPN | Warley |  | 6.613 | 6.44 | 6.493 | 6.566 | 6.658 | 6.745 | 6.829 | 6.91 | 6.873 | 6.827 | 6.746 | 6.656 | 6.6 | 6.607 | 6.43 | 6.229 | 6.13 | 6.084 | 6.044 | 6.009 | 5.982 | 5.977 | 5.98 | 5.991 | 6.008 | 6.035 | 6.071 | 6.109 | 6.152
Consumer Transformation | Gen_BB004 | MW | EPN | Watford South |  | 2.004 | 1.882 | 1.979 | 2.099 | 2.244 | 2.389 | 2.534 | 2.679 | 2.8 | 2.91 | 2.977 | 3.03 | 3.114 | 3.259 | 3.28 | 3.263 | 3.34 | 3.46 | 3.573 | 3.67 | 3.755 | 3.837 | 3.914 | 3.987 | 4.055 | 4.122 | 4.19 | 4.258 | 4.33
Consumer Transformation | Gen_BB004 | MW | EPN | West Thurrock |  | 0 | 12.392 | 12.849 | 13.286 | 13.7 | 14.087 | 14.48 | 14.88 | 15.249 | 15.623 | 16.003 | 16.388 | 16.779 | 17.175 | 17.535 | 17.899 | 18.222 | 18.503 | 18.693 | 18.882 | 19.023 | 19.115 | 19.185 | 19.235 | 19.263 | 19.263 | 19.263 | 19.263 | 19.263
Consumer Transformation | Gen_BB004 | MW | EPN | Wymondley |  | 0.001 | 0.001 | 0.001 | 0.001 | 0.001 | 0.001 | 0.001 | 0.001 | 0.001 | 0.001 | 0.001 | 0.001 | 0.001 | 0.001 | 0.001 | 0.001 | 0.001 | 0.001 | 0.001 | 0.001 | 0.001 | 0.001 | 0.001 | 0.001 | 0.001 | 0.001 | 0.001 | 0.001 | 0.001
Consumer Transformation | Gen_BB004 | MW | East Midlands | Berkswell |  | 1.388 | 1.392 | 1.383 | 1.374 | 1.364 | 1.353 | 1.341 | 1.328 | 1.291 | 1.255 | 1.221 | 1.188 | 1.156 | 1.125 | 1.078 | 1.034 | 0.994 | 0.956 | 0.922 | 0.894 | 0.871 | 0.854 | 0.84 | 0.83 | 0.823 | 0.818 | 0.817 | 0.815 | 0.815
Consumer Transformation | Gen_BB004 | MW | East Midlands | Bicker Fen |  | 4.191 | 4.439 | 4.756 | 5.157 | 5.639 | 6.119 | 6.599 | 7.078 | 7.502 | 7.916 | 8.292 | 8.655 | 9.054 | 9.568 | 9.828 | 10.054 | 10.38 | 10.753 | 11.134 | 11.404 | 11.671 | 11.933 | 12.184 | 12.424 | 12.67 | 12.922 | 13.178 | 13.441 | 13.709
Consumer Transformation | Gen_BB004 | MW | East Midlands | Chesterfield |  | 47.811 | 47.493 | 47.638 | 47.932 | 48.342 | 48.708 | 49.038 | 49.34 | 48.618 | 47.913 | 47.183 | 46.473 | 45.865 | 45.478 | 44.01 | 42.603 | 41.483 | 40.544 | 39.714 | 38.893 | 38.212 | 37.755 | 37.404 | 37.145 | 36.992 | 36.937 | 36.97 | 37.026 | 37.099
Consumer Transformation | Gen_BB004 | MW | East Midlands | Coventry |  | 18.575 | 18.813 | 19.682 | 20.79 | 22.132 | 23.46 | 24.777 | 26.086 | 27.017 | 27.923 | 28.715 | 29.475 | 30.348 | 31.585 | 31.893 | 32.125 | 32.687 | 33.419 | 34.192 | 34.665 | 35.166 | 35.697 | 36.22 | 36.731 | 37.276 | 37.852 | 38.457 | 39.081 | 39.719
Consumer Transformation | Gen_BB004 | MW | East Midlands | Drakelow |  | 28.669 | 28.093 | 27.83 | 27.541 | 27.222 | 26.874 | 26.504 | 26.114 | 25.088 | 24.085 | 23.109 | 22.162 | 21.244 | 20.356 | 19.024 | 17.779 | 16.616 | 15.533 | 14.524 | 13.652 | 12.898 | 12.305 | 11.796 | 11.364 | 10.999 | 10.695 | 10.448 | 10.209 | 9.977
Consumer Transformation | Gen_BB004 | MW | East Midlands | East Claydon (_B) |  | 19.707 | 19.649 | 20.14 | 20.777 | 21.559 | 22.323 | 23.074 | 23.813 | 24.125 | 24.427 | 24.662 | 24.883 | 25.186 | 25.734 | 25.55 | 25.341 | 25.37 | 25.532 | 25.741 | 25.793 | 25.896 | 26.062 | 26.248 | 26.446 | 26.685 | 26.962 | 27.272 | 27.596 | 27.93
Consumer Transformation | Gen_BB004 | MW | East Midlands | Enderby |  | 2.544 | 2.545 | 2.528 | 2.51 | 2.491 | 2.469 | 2.446 | 2.422 | 2.352 | 2.284 | 2.218 | 2.155 | 2.095 | 2.037 | 1.947 | 1.863 | 1.786 | 1.715 | 1.651 | 1.596 | 1.551 | 1.517 | 1.491 | 1.47 | 1.455 | 1.445 | 1.44 | 1.436 | 1.433
Consumer Transformation | Gen_BB004 | MW | East Midlands | Grendon |  | 28.605 | 35.056 | 36.039 | 37.495 | 39.274 | 41.031 | 42.785 | 44.539 | 45.856 | 47.088 | 47.99 | 48.784 | 49.861 | 51.373 | 51.65 | 51.586 | 52.313 | 53.331 | 54.215 | 54.988 | 55.523 | 56.07 | 56.598 | 57.106 | 57.589 | 58.082 | 58.598 | 59.119 | 59.684
Consumer Transformation | Gen_BB004 | MW | East Midlands | Ratcliffe |  | 4.08 | 4.081 | 4.054 | 4.025 | 3.994 | 3.96 | 3.923 | 3.884 | 3.771 | 3.661 | 3.555 | 3.454 | 3.356 | 3.263 | 3.118 | 2.984 | 2.86 | 2.746 | 2.641 | 2.553 | 2.48 | 2.427 | 2.384 | 2.35 | 2.326 | 2.31 | 2.301 | 2.294 | 2.29
Consumer Transformation | Gen_BB004 | MW | East Midlands | Staythorpe |  | 3.492 | 3.875 | 4.686 | 5.701 | 6.918 | 8.135 | 9.352 | 10.57 | 11.729 | 12.859 | 13.884 | 14.871 | 15.94 | 17.292 | 18.061 | 18.734 | 19.643 | 20.659 | 21.679 | 22.4 | 23.097 | 23.755 | 24.372 | 24.95 | 25.528 | 26.107 | 26.687 | 27.279 | 27.878
Consumer Transformation | Gen_BB004 | MW | East Midlands | Stoke Bardolph |  | 5.096 | 5.093 | 5.058 | 5.022 | 4.983 | 4.939 | 4.892 | 4.842 | 4.7 | 4.561 | 4.428 | 4.299 | 4.176 | 4.057 | 3.874 | 3.705 | 3.548 | 3.403 | 3.271 | 3.159 | 3.066 | 2.997 | 2.942 | 2.899 | 2.868 | 2.846 | 2.834 | 2.824 | 2.817
Consumer Transformation | Gen_BB004 | MW | East Midlands | Walpole (_B) |  | 3.914 | 5.812 | 6.674 | 8.078 | 9.856 | 11.637 | 13.42 | 15.208 | 16.94 | 18.647 | 20.253 | 21.826 | 23.483 | 25.329 | 26.555 | 27.618 | 28.919 | 30.245 | 31.493 | 32.42 | 33.131 | 33.803 | 34.435 | 35.028 | 35.622 | 36.217 | 36.813 | 37.422 | 38.039
Consumer Transformation | Gen_BB004 | MW | East Midlands | West Burton |  | 5.768 | 5.762 | 5.723 | 5.682 | 5.637 | 5.587 | 5.533 | 5.477 | 5.315 | 5.157 | 5.005 | 4.859 | 4.719 | 4.585 | 4.376 | 4.183 | 4.005 | 3.84 | 3.69 | 3.563 | 3.457 | 3.379 | 3.316 | 3.266 | 3.23 | 3.205 | 3.191 | 3.179 | 3.17
Consumer Transformation | Gen_BB004 | MW | East Midlands | Willington |  | 8.956 | 10.544 | 10.527 | 10.892 | 11.445 | 11.993 | 12.537 | 13.08 | 13.442 | 13.815 | 14.201 | 14.601 | 15.014 | 15.326 | 15.465 | 15.554 | 15.67 | 15.714 | 15.686 | 15.671 | 15.471 | 15.319 | 15.191 | 15.087 | 15.002 | 14.936 | 14.888 | 14.842 | 14.8
Consumer Transformation | Gen_BB004 | MW | IDNO - Refer to Comment Field | Tynemouth 2 |  | 0.165 | 6.459 | 6.692 | 6.914 | 7.125 | 7.323 | 7.523 | 7.727 | 7.916 | 8.107 | 8.302 | 8.499 | 8.699 | 8.902 | 9.087 | 9.274 | 9.44 | 9.585 | 9.684 | 9.783 | 9.858 | 9.908 | 9.948 | 9.977 | 9.995 | 9.999 | 10.004 | 10.009 | 10.014 | Note: TYNE2 is operated by an IDNO allocated to GSP Group/licence area F
Consumer Transformation | Gen_BB004 | MW | LPN | Barking |  | 0.533 | 13.14 | 13.606 | 14.053 | 14.476 | 14.873 | 15.276 | 15.686 | 16.065 | 16.449 | 16.84 | 17.237 | 17.64 | 18.049 | 18.421 | 18.798 | 19.134 | 19.428 | 19.63 | 19.831 | 19.985 | 20.089 | 20.173 | 20.236 | 20.278 | 20.292 | 20.307 | 20.322 | 20.338
Consumer Transformation | Gen_BB004 | MW | LPN | Barking West |  | 20.5 | 19.994 | 19.794 | 19.574 | 19.329 | 19.064 | 18.781 | 18.484 | 17.712 | 16.958 | 16.222 | 15.507 | 14.812 | 14.14 | 13.137 | 12.198 | 11.319 | 10.499 | 9.734 | 9.069 | 8.491 | 8.032 | 7.635 | 7.293 | 7.001 | 6.754 | 6.547 | 6.345 | 6.147
Consumer Transformation | Gen_BB004 | MW | LPN | Hackney 132kV |  | 0.102 | 0.112 | 0.112 | 0.113 | 0.114 | 0.115 | 0.116 | 0.117 | 0.118 | 0.119 | 0.12 | 0.121 | 0.122 | 0.124 | 0.125 | 0.127 | 0.128 | 0.13 | 0.132 | 0.134 | 0.136 | 0.138 | 0.141 | 0.143 | 0.145 | 0.148 | 0.151 | 0.154 | 0.157
Consumer Transformation | Gen_BB004 | MW | LPN | Hurst |  | 0.003 | 0.003 | 0.003 | 0.003 | 0.003 | 0.003 | 0.003 | 0.003 | 0.003 | 0.003 | 0.003 | 0.003 | 0.003 | 0.003 | 0.003 | 0.003 | 0.003 | 0.003 | 0.003 | 0.003 | 0.004 | 0.004 | 0.004 | 0.004 | 0.004 | 0.004 | 0.004 | 0.004 | 0.004
Consumer Transformation | Gen_BB004 | MW | LPN | Littlebrook (_C) |  | 0.27 | 6.243 | 6.464 | 6.676 | 6.877 | 7.065 | 7.256 | 7.45 | 7.63 | 7.812 | 7.997 | 8.186 | 8.377 | 8.571 | 8.747 | 8.926 | 9.086 | 9.225 | 9.321 | 9.417 | 9.49 | 9.54 | 9.58 | 9.61 | 9.63 | 9.637 | 9.645 | 9.653 | 9.661
Consumer Transformation | Gen_BB004 | MW | LPN | New Cross |  | 0.001 | 0.001 | 0.001 | 0.001 | 0.001 | 0.001 | 0.001 | 0.001 | 0.001 | 0.001 | 0.001 | 0.001 | 0.001 | 0.001 | 0.001 | 0.001 | 0.001 | 0.001 | 0.001 | 0.001 | 0.001 | 0.001 | 0.001 | 0.001 | 0.001 | 0.001 | 0.001 | 0.001 | 0.001
Consumer Transformation | Gen_BB004 | MW | LPN | Redbridge |  | 0.001 | 0.001 | 0.001 | 0.001 | 0.001 | 0.001 | 0.001 | 0.001 | 0.001 | 0.001 | 0.001 | 0.001 | 0.001 | 0.001 | 0.001 | 0.001 | 0.001 | 0.001 | 0.001 | 0.001 | 0.001 | 0.001 | 0.001 | 0.001 | 0.002 | 0.002 | 0.002 | 0.002 | 0.002
Consumer Transformation | Gen_BB004 | MW | LPN | St John's Wood |  | 0.001 | 0.001 | 0.001 | 0.001 | 0.001 | 0.001 | 0.001 | 0.001 | 0.001 | 0.001 | 0.001 | 0.001 | 0.001 | 0.001 | 0.001 | 0.001 | 0.001 | 0.001 | 0.001 | 0.001 | 0.001 | 0.001 | 0.001 | 0.001 | 0.001 | 0.001 | 0.001 | 0.001 | 0.001
Consumer Transformation | Gen_BB004 | MW | LPN | West Ham |  | 0.177 | 0.194 | 0.195 | 0.196 | 0.198 | 0.199 | 0.2 | 0.202 | 0.204 | 0.205 | 0.207 | 0.21 | 0.212 | 0.215 | 0.217 | 0.22 | 0.223 | 0.226 | 0.229 | 0.232 | 0.236 | 0.24 | 0.244 | 0.248 | 0.252 | 0.257 | 0.262 | 0.267 | 0.272
Consumer Transformation | Gen_BB004 | MW | LPN | Willesden 132kV |  | 0.338 | 0.37 | 0.371 | 0.374 | 0.377 | 0.379 | 0.382 | 0.385 | 0.388 | 0.392 | 0.396 | 0.4 | 0.404 | 0.409 | 0.414 | 0.419 | 0.424 | 0.43 | 0.436 | 0.443 | 0.449 | 0.457 | 0.464 | 0.472 | 0.481 | 0.489 | 0.499 | 0.509 | 0.519
Consumer Transformation | Gen_BB004 | MW | LPN | Willesden 66kV |  | 0.147 | 0.161 | 0.162 | 0.163 | 0.164 | 0.165 | 0.167 | 0.168 | 0.169 | 0.171 | 0.172 | 0.174 | 0.176 | 0.178 | 0.18 | 0.183 | 0.185 | 0.187 | 0.19 | 0.193 | 0.196 | 0.199 | 0.202 | 0.206 | 0.209 | 0.213 | 0.217 | 0.222 | 0.226
Consumer Transformation | Gen_BB004 | MW | LPN | Wimbledon South |  | 0.272 | 0.297 | 0.298 | 0.3 | 0.303 | 0.305 | 0.307 | 0.309 | 0.312 | 0.315 | 0.318 | 0.321 | 0.325 | 0.329 | 0.333 | 0.337 | 0.341 | 0.346 | 0.35 | 0.356 | 0.361 | 0.367 | 0.373 | 0.379 | 0.386 | 0.393 | 0.401 | 0.409 | 0.417
Consumer Transformation | Gen_BB004 | MW | NPgN | Blyth 66kV |  | 0.949 | 1.037 | 1.042 | 1.049 | 1.057 | 1.065 | 1.073 | 1.081 | 1.09 | 1.099 | 1.11 | 1.122 | 1.135 | 1.148 | 1.162 | 1.176 | 1.191 | 1.207 | 1.224 | 1.242 | 1.262 | 1.282 | 1.303 | 1.325 | 1.349 | 1.374 | 1.4 | 1.427 | 1.456
Consumer Transformation | Gen_BB004 | MW | NPgN | Hart Moor |  | 0.276 | 0.302 | 0.303 | 0.305 | 0.307 | 0.31 | 0.312 | 0.314 | 0.317 | 0.32 | 0.323 | 0.326 | 0.33 | 0.334 | 0.338 | 0.342 | 0.346 | 0.351 | 0.356 | 0.361 | 0.367 | 0.373 | 0.379 | 0.385 | 0.392 | 0.399 | 0.407 | 0.415 | 0.423
Consumer Transformation | Gen_BB004 | MW | NPgN | Hawthorn Pit |  | 0.002 | 0.002 | 0.002 | 0.002 | 0.002 | 0.002 | 0.002 | 0.002 | 0.002 | 0.002 | 0.002 | 0.002 | 0.002 | 0.002 | 0.002 | 0.002 | 0.002 | 0.002 | 0.002 | 0.002 | 0.002 | 0.002 | 0.002 | 0.002 | 0.002 | 0.002 | 0.002 | 0.002 | 0.002
Consumer Transformation | Gen_BB004 | MW | NPgN | Knaresborough |  | 0.385 | 0.421 | 0.422 | 0.425 | 0.428 | 0.432 | 0.435 | 0.438 | 0.442 | 0.446 | 0.45 | 0.455 | 0.46 | 0.465 | 0.471 | 0.477 | 0.483 | 0.489 | 0.496 | 0.504 | 0.511 | 0.52 | 0.528 | 0.537 | 0.547 | 0.557 | 0.568 | 0.579 | 0.59
Consumer Transformation | Gen_BB004 | MW | NPgN | Lackenby |  | 0.284 | 5.267 | 5.451 | 5.628 | 5.796 | 5.953 | 6.113 | 6.275 | 6.425 | 6.578 | 6.733 | 6.891 | 7.051 | 7.213 | 7.361 | 7.511 | 7.645 | 7.762 | 7.843 | 7.924 | 7.986 | 8.029 | 8.064 | 8.09 | 8.109 | 8.116 | 8.124 | 8.132 | 8.141
Consumer Transformation | Gen_BB004 | MW | NPgN | Norton |  | 1.102 | 1.204 | 1.209 | 1.217 | 1.227 | 1.236 | 1.245 | 1.255 | 1.265 | 1.276 | 1.289 | 1.303 | 1.317 | 1.333 | 1.349 | 1.365 | 1.383 | 1.401 | 1.421 | 1.442 | 1.465 | 1.488 | 1.513 | 1.539 | 1.566 | 1.595 | 1.625 | 1.657 | 1.69
Consumer Transformation | Gen_BB004 | MW | NPgN | Osbaldwick |  | 1.524 | 1.665 | 1.672 | 1.683 | 1.696 | 1.709 | 1.722 | 1.735 | 1.749 | 1.765 | 1.782 | 1.801 | 1.821 | 1.843 | 1.865 | 1.888 | 1.912 | 1.938 | 1.965 | 1.994 | 2.025 | 2.057 | 2.092 | 2.127 | 2.165 | 2.205 | 2.247 | 2.291 | 2.337
Consumer Transformation | Gen_BB004 | MW | NPgN | Poppleton |  | 0.003 | 0.004 | 0.004 | 0.004 | 0.004 | 0.004 | 0.004 | 0.004 | 0.004 | 0.004 | 0.004 | 0.004 | 0.004 | 0.004 | 0.004 | 0.004 | 0.004 | 0.004 | 0.004 | 0.004 | 0.004 | 0.004 | 0.004 | 0.004 | 0.005 | 0.005 | 0.005 | 0.005 | 0.005
Consumer Transformation | Gen_BB004 | MW | NPgN | South Shields |  | 0.001 | 0.001 | 0.001 | 0.001 | 0.001 | 0.001 | 0.001 | 0.001 | 0.001 | 0.001 | 0.001 | 0.001 | 0.001 | 0.001 | 0.001 | 0.001 | 0.001 | 0.001 | 0.001 | 0.001 | 0.001 | 0.001 | 0.001 | 0.001 | 0.001 | 0.001 | 0.001 | 0.001 | 0.001
Consumer Transformation | Gen_BB004 | MW | NPgN | Spennymoor |  | 3.764 | 3.89 | 3.88 | 3.873 | 3.866 | 3.857 | 3.846 | 3.835 | 3.781 | 3.73 | 3.683 | 3.64 | 3.6 | 3.564 | 3.498 | 3.44 | 3.388 | 3.343 | 3.306 | 3.28 | 3.264 | 3.261 | 3.266 | 3.278 | 3.297 | 3.323 | 3.355 | 3.39 | 3.428
Consumer Transformation | Gen_BB004 | MW | NPgN | Stella South |  | 3.997 | 3.966 | 3.935 | 3.903 | 3.867 | 3.827 | 3.785 | 3.74 | 3.617 | 3.497 | 3.381 | 3.269 | 3.161 | 3.056 | 2.897 | 2.749 | 2.612 | 2.485 | 2.368 | 2.268 | 2.183 | 2.119 | 2.065 | 2.022 | 1.988 | 1.961 | 1.943 | 1.926 | 1.91
Consumer Transformation | Gen_BB004 | MW | NPgN | West Boldon |  | 0.377 | 0.411 | 0.413 | 0.416 | 0.419 | 0.422 | 0.425 | 0.429 | 0.432 | 0.436 | 0.44 | 0.445 | 0.45 | 0.455 | 0.461 | 0.466 | 0.472 | 0.479 | 0.486 | 0.493 | 0.5 | 0.508 | 0.517 | 0.526 | 0.535 | 0.545 | 0.555 | 0.566 | 0.577
Consumer Transformation | Gen_BB004 | MW | NPgY | Bradford West |  | 0.368 | 5.193 | 5.372 | 5.544 | 5.707 | 5.859 | 6.015 | 6.172 | 6.319 | 6.467 | 6.618 | 6.771 | 6.927 | 7.086 | 7.23 | 7.376 | 7.507 | 7.622 | 7.702 | 7.782 | 7.844 | 7.888 | 7.923 | 7.951 | 7.971 | 7.981 | 7.991 | 8.001 | 8.013
Consumer Transformation | Gen_BB004 | MW | NPgY | Camblesforth |  | 0.049 | 0.054 | 0.054 | 0.054 | 0.055 | 0.055 | 0.056 | 0.056 | 0.057 | 0.057 | 0.058 | 0.058 | 0.059 | 0.06 | 0.06 | 0.061 | 0.062 | 0.063 | 0.064 | 0.065 | 0.066 | 0.067 | 0.068 | 0.069 | 0.07 | 0.071 | 0.073 | 0.074 | 0.076
Consumer Transformation | Gen_BB004 | MW | NPgY | Creyke Beck |  | 6.075 | 9.784 | 9.883 | 10.793 | 12.109 | 13.428 | 14.751 | 16.081 | 17.345 | 18.623 | 19.915 | 21.224 | 22.547 | 23.645 | 24.603 | 25.416 | 26.243 | 26.884 | 27.342 | 27.762 | 27.742 | 27.743 | 27.757 | 27.783 | 27.82 | 27.867 | 27.925 | 27.987 | 28.053
Consumer Transformation | Gen_BB004 | MW | NPgY | Drax |  | 0.168 | 0.184 | 0.185 | 0.186 | 0.187 | 0.189 | 0.19 | 0.192 | 0.193 | 0.195 | 0.197 | 0.199 | 0.201 | 0.204 | 0.206 | 0.209 | 0.211 | 0.214 | 0.217 | 0.22 | 0.224 | 0.227 | 0.231 | 0.235 | 0.239 | 0.244 | 0.248 | 0.253 | 0.258
Consumer Transformation | Gen_BB004 | MW | NPgY | Elland |  | 0.318 | 0.347 | 0.349 | 0.351 | 0.354 | 0.356 | 0.359 | 0.362 | 0.365 | 0.368 | 0.372 | 0.376 | 0.38 | 0.384 | 0.389 | 0.394 | 0.399 | 0.404 | 0.41 | 0.416 | 0.422 | 0.429 | 0.436 | 0.444 | 0.452 | 0.46 | 0.469 | 0.478 | 0.488
Consumer Transformation | Gen_BB004 | MW | NPgY | Ferrybridge A |  | 1.073 | 1.173 | 1.178 | 1.185 | 1.195 | 1.203 | 1.212 | 1.222 | 1.232 | 1.243 | 1.255 | 1.268 | 1.283 | 1.298 | 1.313 | 1.33 | 1.347 | 1.365 | 1.384 | 1.404 | 1.426 | 1.449 | 1.473 | 1.498 | 1.525 | 1.553 | 1.582 | 1.613 | 1.646
Consumer Transformation | Gen_BB004 | MW | NPgY | Ferrybridge B (_M) |  | 1.887 | 2.061 | 2.07 | 2.084 | 2.1 | 2.115 | 2.131 | 2.148 | 2.165 | 2.184 | 2.206 | 2.23 | 2.255 | 2.281 | 2.308 | 2.337 | 2.367 | 2.398 | 2.433 | 2.469 | 2.507 | 2.547 | 2.589 | 2.633 | 2.68 | 2.73 | 2.781 | 2.836 | 2.893
Consumer Transformation | Gen_BB004 | MW | NPgY | Grimsby West |  | 0.564 | 0.616 | 0.619 | 0.623 | 0.628 | 0.632 | 0.637 | 0.642 | 0.647 | 0.653 | 0.659 | 0.667 | 0.674 | 0.682 | 0.69 | 0.699 | 0.708 | 0.717 | 0.727 | 0.738 | 0.749 | 0.761 | 0.774 | 0.787 | 0.801 | 0.816 | 0.832 | 0.848 | 0.865
Consumer Transformation | Gen_BB004 | MW | NPgY | Jordanthorpe |  | 0.001 | 0.001 | 0.001 | 0.001 | 0.001 | 0.001 | 0.001 | 0.001 | 0.001 | 0.001 | 0.001 | 0.001 | 0.001 | 0.001 | 0.001 | 0.001 | 0.001 | 0.001 | 0.001 | 0.001 | 0.001 | 0.001 | 0.001 | 0.001 | 0.001 | 0.001 | 0.001 | 0.001 | 0.001
Consumer Transformation | Gen_BB004 | MW | NPgY | Keadby |  | 3.179 | 3.473 | 3.488 | 3.511 | 3.538 | 3.564 | 3.591 | 3.619 | 3.648 | 3.68 | 3.717 | 3.756 | 3.799 | 3.843 | 3.889 | 3.937 | 3.988 | 4.041 | 4.099 | 4.159 | 4.223 | 4.291 | 4.362 | 4.437 | 4.516 | 4.599 | 4.686 | 4.778 | 4.875
Consumer Transformation | Gen_BB004 | MW | NPgY | Kirkstall B |  | 0.002 | 0.002 | 0.002 | 0.002 | 0.002 | 0.002 | 0.002 | 0.002 | 0.002 | 0.002 | 0.002 | 0.002 | 0.002 | 0.002 | 0.002 | 0.002 | 0.002 | 0.002 | 0.002 | 0.002 | 0.002 | 0.002 | 0.002 | 0.002 | 0.002 | 0.002 | 0.002 | 0.002 | 0.002
Consumer Transformation | Gen_BB004 | MW | NPgY | Neepsend |  | 0.058 | 0.063 | 0.064 | 0.064 | 0.064 | 0.065 | 0.065 | 0.066 | 0.066 | 0.067 | 0.068 | 0.068 | 0.069 | 0.07 | 0.071 | 0.072 | 0.073 | 0.074 | 0.075 | 0.076 | 0.077 | 0.078 | 0.079 | 0.081 | 0.082 | 0.084 | 0.085 | 0.087 | 0.089
Consumer Transformation | Gen_BB004 | MW | NPgY | Saltend North |  | 0.588 | 0.643 | 0.645 | 0.65 | 0.655 | 0.659 | 0.664 | 0.67 | 0.675 | 0.681 | 0.688 | 0.695 | 0.703 | 0.711 | 0.72 | 0.729 | 0.738 | 0.748 | 0.758 | 0.77 | 0.781 | 0.794 | 0.807 | 0.821 | 0.836 | 0.851 | 0.867 | 0.884 | 0.902
Consumer Transformation | Gen_BB004 | MW | NPgY | Skelton Grange |  | 0.78 | 1.139 | 1.152 | 1.233 | 1.347 | 1.462 | 1.578 | 1.695 | 1.813 | 1.932 | 2.052 | 2.175 | 2.298 | 2.404 | 2.502 | 2.589 | 2.676 | 2.748 | 2.805 | 2.858 | 2.875 | 2.892 | 2.911 | 2.93 | 2.951 | 2.972 | 2.994 | 3.018 | 3.042
Consumer Transformation | Gen_BB004 | MW | NPgY | Thorpe Marsh |  | 2.758 | 5.162 | 5.254 | 5.349 | 5.445 | 5.534 | 5.626 | 5.719 | 5.809 | 5.902 | 5.999 | 6.1 | 6.205 | 6.312 | 6.414 | 6.519 | 6.619 | 6.714 | 6.797 | 6.882 | 6.962 | 7.037 | 7.111 | 7.184 | 7.258 | 7.33 | 7.406 | 7.485 | 7.569
Consumer Transformation | Gen_BB004 | MW | NPgY | Thurcroft |  | 0.347 | 0.379 | 0.381 | 0.383 | 0.386 | 0.389 | 0.392 | 0.395 | 0.398 | 0.402 | 0.406 | 0.41 | 0.414 | 0.419 | 0.424 | 0.43 | 0.435 | 0.441 | 0.447 | 0.454 | 0.461 | 0.468 | 0.476 | 0.484 | 0.493 | 0.502 | 0.511 | 0.521 | 0.532
Consumer Transformation | Gen_BB004 | MW | NPgY | West Melton |  | 0.354 | 0.387 | 0.388 | 0.391 | 0.394 | 0.397 | 0.4 | 0.403 | 0.406 | 0.41 | 0.414 | 0.418 | 0.423 | 0.428 | 0.433 | 0.438 | 0.444 | 0.45 | 0.456 | 0.463 | 0.47 | 0.478 | 0.486 | 0.494 | 0.503 | 0.512 | 0.522 | 0.532 | 0.543
Consumer Transformation | Gen_BB004 | MW | NPgY | Wincobank |  | 0.165 | 0.18 | 0.181 | 0.182 | 0.183 | 0.185 | 0.186 | 0.187 | 0.189 | 0.191 | 0.192 | 0.195 | 0.197 | 0.199 | 0.201 | 0.204 | 0.207 | 0.209 | 0.212 | 0.215 | 0.219 | 0.222 | 0.226 | 0.23 | 0.234 | 0.238 | 0.243 | 0.247 | 0.252
Consumer Transformation | Gen_BB004 | MW | SEPD | Acton Lane 66kV |  | 0.125 | 0.137 | 0.138 | 0.139 | 0.14 | 0.141 | 0.142 | 0.143 | 0.144 | 0.145 | 0.147 | 0.148 | 0.15 | 0.152 | 0.153 | 0.155 | 0.157 | 0.159 | 0.162 | 0.164 | 0.167 | 0.169 | 0.172 | 0.175 | 0.178 | 0.182 | 0.185 | 0.189 | 0.192
Consumer Transformation | Gen_BB004 | MW | SEPD | Botley Wood |  | 0.001 | 0.001 | 0.001 | 0.001 | 0.001 | 0.001 | 0.001 | 0.001 | 0.001 | 0.001 | 0.001 | 0.001 | 0.001 | 0.001 | 0.001 | 0.001 | 0.001 | 0.001 | 0.001 | 0.001 | 0.001 | 0.001 | 0.001 | 0.001 | 0.001 | 0.001 | 0.001 | 0.001 | 0.001
Consumer Transformation | Gen_BB004 | MW | SEPD | Bramley |  | 1.963 | 2.144 | 2.154 | 2.168 | 2.185 | 2.201 | 2.217 | 2.234 | 2.253 | 2.273 | 2.295 | 2.32 | 2.345 | 2.373 | 2.401 | 2.431 | 2.463 | 2.495 | 2.531 | 2.568 | 2.608 | 2.649 | 2.693 | 2.74 | 2.788 | 2.84 | 2.894 | 2.95 | 3.01
Consumer Transformation | Gen_BB004 | MW | SEPD | Chickerell |  | 0.884 | 0.966 | 0.97 | 0.976 | 0.984 | 0.991 | 0.999 | 1.006 | 1.015 | 1.024 | 1.034 | 1.045 | 1.057 | 1.069 | 1.082 | 1.095 | 1.109 | 1.124 | 1.14 | 1.157 | 1.175 | 1.193 | 1.213 | 1.234 | 1.256 | 1.279 | 1.303 | 1.329 | 1.356
Consumer Transformation | Gen_BB004 | MW | SEPD | Cowley |  | 15.332 | 17.559 | 17.517 | 17.458 | 17.38 | 17.282 | 17.174 | 17.056 | 16.604 | 16.165 | 15.742 | 15.335 | 14.945 | 14.572 | 13.963 | 13.399 | 12.87 | 12.374 | 11.9 | 11.496 | 11.145 | 10.867 | 10.629 | 10.427 | 10.257 | 10.113 | 9.999 | 9.89 | 9.785
Consumer Transformation | Gen_BB004 | MW | SEPD | Ealing |  | 2.527 | 7.638 | 7.899 | 8.15 | 8.39 | 8.617 | 8.847 | 9.082 | 9.302 | 9.525 | 9.747 | 9.973 | 10.199 | 10.427 | 10.632 | 10.84 | 11.023 | 11.176 | 11.282 | 11.389 | 11.471 | 11.528 | 11.575 | 11.611 | 11.637 | 11.648 | 11.66 | 11.673 | 11.686
Consumer Transformation | Gen_BB004 | MW | SEPD | Fawley |  | 0.711 | 0.997 | 1.008 | 1.071 | 1.16 | 1.249 | 1.339 | 1.43 | 1.522 | 1.614 | 1.708 | 1.804 | 1.9 | 1.983 | 2.061 | 2.129 | 2.198 | 2.255 | 2.3 | 2.343 | 2.359 | 2.374 | 2.391 | 2.409 | 2.427 | 2.446 | 2.467 | 2.488 | 2.51
Consumer Transformation | Gen_BB004 | MW | SEPD | Fleet |  | 3.763 | 7.667 | 7.794 | 7.918 | 8.034 | 8.14 | 8.245 | 8.352 | 8.403 | 8.457 | 8.518 | 8.584 | 8.655 | 8.731 | 8.764 | 8.805 | 8.841 | 8.872 | 8.882 | 8.904 | 8.922 | 8.939 | 8.958 | 8.978 | 8.998 | 9.017 | 9.042 | 9.069 | 9.1
Consumer Transformation | Gen_BB004 | MW | SEPD | Iver 132kV |  | 0.253 | 1.598 | 1.648 | 1.696 | 1.742 | 1.786 | 1.83 | 1.875 | 1.916 | 1.959 | 2.002 | 2.046 | 2.091 | 2.137 | 2.179 | 2.222 | 2.26 | 2.295 | 2.319 | 2.344 | 2.365 | 2.38 | 2.393 | 2.404 | 2.413 | 2.42 | 2.427 | 2.434 | 2.442
Consumer Transformation | Gen_BB004 | MW | SEPD | Iver 66kV |  | 7.962 | 4.122 | 4.159 | 4.197 | 4.234 | 4.27 | 4.306 | 4.342 | 4.333 | 4.328 | 4.314 | 4.304 | 4.284 | 4.266 | 4.204 | 4.148 | 4.085 | 4.008 | 3.937 | 3.875 | 3.823 | 3.782 | 3.747 | 3.718 | 3.694 | 3.674 | 3.659 | 3.644 | 3.63
Consumer Transformation | Gen_BB004 | MW | SEPD | Laleham |  | 39.868 | 13.793 | 14.18 | 14.577 | 14.983 | 15.399 | 15.825 | 16.261 | 16.709 | 17.167 | 17.551 | 17.944 | 18.254 | 18.57 | 18.797 | 19.027 | 19.164 | 19.166 | 19.169 | 19.172 | 19.175 | 19.179 | 19.182 | 19.186 | 19.19 | 19.194 | 19.198 | 19.203 | 19.208
Consumer Transformation | Gen_BB004 | MW | SEPD | Lovedean |  | 0.926 | 3.985 | 4.1 | 4.211 | 4.318 | 4.419 | 4.521 | 4.625 | 4.722 | 4.821 | 4.923 | 5.027 | 5.133 | 5.241 | 5.341 | 5.442 | 5.535 | 5.618 | 5.68 | 5.743 | 5.795 | 5.837 | 5.875 | 5.909 | 5.938 | 5.963 | 5.988 | 6.015 | 6.043
Consumer Transformation | Gen_BB004 | MW | SEPD | Mannington |  | 7.092 | 9.168 | 9.202 | 9.351 | 9.552 | 9.746 | 9.937 | 10.128 | 10.204 | 10.287 | 10.38 | 10.482 | 10.593 | 10.678 | 10.668 | 10.653 | 10.65 | 10.628 | 10.584 | 10.558 | 10.483 | 10.433 | 10.398 | 10.376 | 10.366 | 10.366 | 10.379 | 10.396 | 10.417
Consumer Transformation | Gen_BB004 | MW | SEPD | Melksham |  | 23.27 | 22.562 | 22.448 | 22.315 | 22.158 | 21.98 | 21.786 | 21.579 | 20.915 | 20.269 | 19.639 | 19.031 | 18.439 | 17.869 | 16.973 | 16.14 | 15.356 | 14.615 | 13.919 | 13.32 | 12.802 | 12.393 | 12.043 | 11.745 | 11.494 | 11.284 | 11.114 | 10.951 | 10.793
Consumer Transformation | Gen_BB004 | MW | SEPD | Minety |  | 1.02 | 2.436 | 2.49 | 2.544 | 2.597 | 2.647 | 2.697 | 2.749 | 2.798 | 2.848 | 2.9 | 2.954 | 3.009 | 3.065 | 3.119 | 3.173 | 3.224 | 3.271 | 3.309 | 3.349 | 3.385 | 3.416 | 3.446 | 3.476 | 3.504 | 3.531 | 3.559 | 3.588 | 3.619
Consumer Transformation | Gen_BB004 | MW | SEPD | Nursling |  | 0.708 | 2.922 | 3.004 | 3.085 | 3.163 | 3.236 | 3.31 | 3.385 | 3.456 | 3.528 | 3.602 | 3.678 | 3.755 | 3.833 | 3.906 | 3.98 | 4.047 | 4.108 | 4.153 | 4.199 | 4.238 | 4.269 | 4.297 | 4.323 | 4.345 | 4.364 | 4.383 | 4.404 | 4.425
Consumer Transformation | Gen_BB004 | MW | SHEPD | Abernethy |  | 3.035 | 3.046 | 3.015 | 2.982 | 2.944 | 2.904 | 2.861 | 2.816 | 2.698 | 2.583 | 2.471 | 2.362 | 2.256 | 2.154 | 2.001 | 1.858 | 1.724 | 1.599 | 1.483 | 1.381 | 1.293 | 1.223 | 1.163 | 1.111 | 1.066 | 1.029 | 0.997 | 0.966 | 0.936
Consumer Transformation | Gen_BB004 | MW | SHEPD | Alness |  | 0.043 | 0.047 | 0.047 | 0.047 | 0.048 | 0.048 | 0.048 | 0.049 | 0.049 | 0.05 | 0.05 | 0.051 | 0.051 | 0.052 | 0.052 | 0.053 | 0.054 | 0.055 | 0.055 | 0.056 | 0.057 | 0.058 | 0.059 | 0.06 | 0.061 | 0.062 | 0.063 | 0.064 | 0.066
Consumer Transformation | Gen_BB004 | MW | SHEPD | Arbroath |  | 0.847 | 0.925 | 0.929 | 0.936 | 0.943 | 0.95 | 0.957 | 0.964 | 0.972 | 0.981 | 0.99 | 1.001 | 1.012 | 1.024 | 1.036 | 1.049 | 1.063 | 1.077 | 1.092 | 1.108 | 1.125 | 1.143 | 1.162 | 1.182 | 1.203 | 1.226 | 1.249 | 1.273 | 1.299
Consumer Transformation | Gen_BB004 | MW | SHEPD | Ardmore |  | 0.127 | 0.139 | 0.139 | 0.14 | 0.141 | 0.142 | 0.144 | 0.145 | 0.146 | 0.147 | 0.149 | 0.15 | 0.152 | 0.154 | 0.155 | 0.157 | 0.159 | 0.162 | 0.164 | 0.166 | 0.169 | 0.172 | 0.174 | 0.177 | 0.181 | 0.184 | 0.187 | 0.191 | 0.195
Consumer Transformation | Gen_BB004 | MW | SHEPD | Boat of Garten |  | 0.048 | 0.053 | 0.053 | 0.053 | 0.054 | 0.054 | 0.055 | 0.055 | 0.055 | 0.056 | 0.056 | 0.057 | 0.058 | 0.058 | 0.059 | 0.06 | 0.061 | 0.061 | 0.062 | 0.063 | 0.064 | 0.065 | 0.066 | 0.067 | 0.069 | 0.07 | 0.071 | 0.073 | 0.074
Consumer Transformation | Gen_BB004 | MW | SHEPD | Braco West |  | 0.08 | 0.087 | 0.088 | 0.088 | 0.089 | 0.089 | 0.09 | 0.091 | 0.092 | 0.092 | 0.093 | 0.094 | 0.095 | 0.096 | 0.098 | 0.099 | 0.1 | 0.101 | 0.103 | 0.104 | 0.106 | 0.108 | 0.109 | 0.111 | 0.113 | 0.115 | 0.118 | 0.12 | 0.122
Consumer Transformation | Gen_BB004 | MW | SHEPD | Bridge of Dun |  | 0.462 | 0.504 | 0.506 | 0.51 | 0.514 | 0.518 | 0.521 | 0.525 | 0.53 | 0.534 | 0.54 | 0.546 | 0.552 | 0.558 | 0.565 | 0.572 | 0.579 | 0.587 | 0.595 | 0.604 | 0.613 | 0.623 | 0.633 | 0.644 | 0.656 | 0.668 | 0.681 | 0.694 | 0.708
Consumer Transformation | Gen_BB004 | MW | SHEPD | Broadford-Skye |  | 0.001 | 0.001 | 0.001 | 0.001 | 0.001 | 0.001 | 0.001 | 0.001 | 0.001 | 0.001 | 0.001 | 0.001 | 0.001 | 0.001 | 0.001 | 0.001 | 0.001 | 0.001 | 0.001 | 0.001 | 0.001 | 0.001 | 0.001 | 0.001 | 0.001 | 0.001 | 0.001 | 0.001 | 0.001
Consumer Transformation | Gen_BB004 | MW | SHEPD | Clayhills |  | 3.041 | 3.601 | 3.703 | 3.808 | 3.915 | 4.025 | 4.137 | 4.252 | 4.37 | 4.49 | 4.592 | 4.695 | 4.776 | 4.859 | 4.919 | 4.979 | 5.014 | 5.014 | 5.014 | 5.014 | 5.014 | 5.014 | 5.014 | 5.014 | 5.014 | 5.014 | 5.014 | 5.014 | 5.014
Consumer Transformation | Gen_BB004 | MW | SHEPD | Coupar Angus |  | 0.195 | 0.213 | 0.214 | 0.215 | 0.217 | 0.219 | 0.22 | 0.222 | 0.224 | 0.226 | 0.228 | 0.23 | 0.233 | 0.236 | 0.238 | 0.241 | 0.245 | 0.248 | 0.251 | 0.255 | 0.259 | 0.263 | 0.268 | 0.272 | 0.277 | 0.282 | 0.287 | 0.293 | 0.299
Consumer Transformation | Gen_BB004 | MW | SHEPD | Craigiebuckler |  | 0.001 | 0.001 | 0.001 | 0.001 | 0.001 | 0.001 | 0.001 | 0.001 | 0.001 | 0.001 | 0.001 | 0.001 | 0.001 | 0.001 | 0.001 | 0.001 | 0.001 | 0.001 | 0.001 | 0.001 | 0.001 | 0.001 | 0.001 | 0.001 | 0.001 | 0.001 | 0.001 | 0.001 | 0.001
Consumer Transformation | Gen_BB004 | MW | SHEPD | Dounreay |  | 0.106 | 0.115 | 0.116 | 0.117 | 0.118 | 0.118 | 0.119 | 0.12 | 0.121 | 0.122 | 0.123 | 0.125 | 0.126 | 0.128 | 0.129 | 0.131 | 0.133 | 0.134 | 0.136 | 0.138 | 0.14 | 0.143 | 0.145 | 0.147 | 0.15 | 0.153 | 0.156 | 0.159 | 0.162
Consumer Transformation | Gen_BB004 | MW | SHEPD | Dyce |  | 0.692 | 0.756 | 0.759 | 0.764 | 0.77 | 0.775 | 0.781 | 0.787 | 0.794 | 0.801 | 0.809 | 0.817 | 0.826 | 0.836 | 0.846 | 0.857 | 0.868 | 0.879 | 0.892 | 0.905 | 0.919 | 0.934 | 0.949 | 0.965 | 0.983 | 1.001 | 1.02 | 1.04 | 1.061
Consumer Transformation | Gen_BB004 | MW | SHEPD | Elgin |  | 0.669 | 0.73 | 0.734 | 0.738 | 0.744 | 0.75 | 0.755 | 0.761 | 0.767 | 0.774 | 0.782 | 0.79 | 0.799 | 0.808 | 0.818 | 0.828 | 0.839 | 0.85 | 0.862 | 0.875 | 0.888 | 0.902 | 0.917 | 0.933 | 0.95 | 0.967 | 0.986 | 1.005 | 1.025
Consumer Transformation | Gen_BB004 | MW | SHEPD | Fiddes |  | 0.077 | 0.084 | 0.084 | 0.085 | 0.085 | 0.086 | 0.087 | 0.087 | 0.088 | 0.089 | 0.09 | 0.091 | 0.092 | 0.093 | 0.094 | 0.095 | 0.096 | 0.097 | 0.099 | 0.1 | 0.102 | 0.103 | 0.105 | 0.107 | 0.109 | 0.111 | 0.113 | 0.115 | 0.118
Consumer Transformation | Gen_BB004 | MW | SHEPD | Fort William |  | 0.121 | 0.132 | 0.132 | 0.133 | 0.134 | 0.135 | 0.136 | 0.137 | 0.138 | 0.14 | 0.141 | 0.143 | 0.144 | 0.146 | 0.148 | 0.149 | 0.151 | 0.153 | 0.156 | 0.158 | 0.16 | 0.163 | 0.166 | 0.168 | 0.171 | 0.175 | 0.178 | 0.181 | 0.185
Consumer Transformation | Gen_BB004 | MW | SHEPD | Inverness |  | 0.528 | 0.576 | 0.579 | 0.583 | 0.587 | 0.591 | 0.596 | 0.601 | 0.606 | 0.611 | 0.617 | 0.623 | 0.63 | 0.638 | 0.645 | 0.653 | 0.662 | 0.671 | 0.68 | 0.69 | 0.701 | 0.712 | 0.724 | 0.736 | 0.749 | 0.763 | 0.778 | 0.793 | 0.809
Consumer Transformation | Gen_BB004 | MW | SHEPD | Keith |  | 0.373 | 0.408 | 0.409 | 0.412 | 0.415 | 0.418 | 0.422 | 0.425 | 0.428 | 0.432 | 0.436 | 0.441 | 0.446 | 0.451 | 0.457 | 0.462 | 0.468 | 0.474 | 0.481 | 0.488 | 0.496 | 0.504 | 0.512 | 0.521 | 0.53 | 0.54 | 0.55 | 0.561 | 0.572
Consumer Transformation | Gen_BB004 | MW | SHEPD | Killin |  | 5.059 | 0.482 | 0.508 | 0.536 | 0.565 | 0.596 | 0.628 | 0.662 | 0.697 | 0.735 | 0.774 | 0.815 | 0.859 | 0.905 | 0.93 | 0.957 | 0.983 | 1.011 | 1.039 | 1.055 | 1.058 | 1.061 | 1.064 | 1.067 | 1.069 | 1.072 | 1.075 | 1.077 | 1.08
Consumer Transformation | Gen_BB004 | MW | SHEPD | Kintore |  | 0.028 | 0.031 | 0.031 | 0.031 | 0.032 | 0.032 | 0.032 | 0.032 | 0.033 | 0.033 | 0.033 | 0.034 | 0.034 | 0.034 | 0.035 | 0.035 | 0.036 | 0.036 | 0.037 | 0.037 | 0.038 | 0.038 | 0.039 | 0.04 | 0.04 | 0.041 | 0.042 | 0.043 | 0.044
Consumer Transformation | Gen_BB004 | MW | SHEPD | Lunanhead |  | 3.515 | 4.163 | 4.281 | 4.402 | 4.526 | 4.653 | 4.783 | 4.915 | 5.052 | 5.191 | 5.308 | 5.427 | 5.522 | 5.618 | 5.686 | 5.756 | 5.797 | 5.797 | 5.797 | 5.797 | 5.797 | 5.797 | 5.797 | 5.797 | 5.797 | 5.797 | 5.797 | 5.797 | 5.797
Consumer Transformation | Gen_BB004 | MW | SHEPD | Lyndhurst |  | 0.028 | 0.031 | 0.031 | 0.031 | 0.032 | 0.032 | 0.032 | 0.032 | 0.033 | 0.033 | 0.033 | 0.034 | 0.034 | 0.034 | 0.035 | 0.035 | 0.036 | 0.036 | 0.037 | 0.037 | 0.038 | 0.038 | 0.039 | 0.04 | 0.04 | 0.041 | 0.042 | 0.043 | 0.044
Consumer Transformation | Gen_BB004 | MW | SHEPD | Macduff |  | 0.306 | 0.334 | 0.335 | 0.337 | 0.34 | 0.343 | 0.345 | 0.348 | 0.351 | 0.354 | 0.357 | 0.361 | 0.365 | 0.369 | 0.374 | 0.379 | 0.383 | 0.389 | 0.394 | 0.4 | 0.406 | 0.413 | 0.419 | 0.427 | 0.434 | 0.442 | 0.451 | 0.459 | 0.469
Consumer Transformation | Gen_BB004 | MW | SHEPD | Milton of Craigie |  | 0.45 | 0.492 | 0.494 | 0.497 | 0.501 | 0.505 | 0.509 | 0.513 | 0.517 | 0.521 | 0.527 | 0.532 | 0.538 | 0.544 | 0.551 | 0.558 | 0.565 | 0.573 | 0.581 | 0.589 | 0.598 | 0.608 | 0.618 | 0.629 | 0.64 | 0.652 | 0.664 | 0.677 | 0.691
Consumer Transformation | Gen_BB004 | MW | SHEPD | Nairn |  | 0.354 | 0.387 | 0.388 | 0.391 | 0.394 | 0.397 | 0.4 | 0.403 | 0.406 | 0.41 | 0.414 | 0.418 | 0.423 | 0.428 | 0.433 | 0.438 | 0.444 | 0.45 | 0.456 | 0.463 | 0.47 | 0.478 | 0.486 | 0.494 | 0.503 | 0.512 | 0.522 | 0.532 | 0.543
Consumer Transformation | Gen_BB004 | MW | SHEPD | Persley |  | 3.175 | 3.394 | 3.411 | 3.427 | 3.442 | 3.456 | 3.47 | 3.483 | 3.45 | 3.421 | 3.387 | 3.356 | 3.319 | 3.285 | 3.211 | 3.143 | 3.073 | 2.996 | 2.924 | 2.863 | 2.81 | 2.769 | 2.734 | 2.705 | 2.681 | 2.662 | 2.646 | 2.631 | 2.617
Consumer Transformation | Gen_BB004 | MW | SHEPD | Peterhead Shell |  | 0.376 | 0.411 | 0.412 | 0.415 | 0.418 | 0.421 | 0.425 | 0.428 | 0.431 | 0.435 | 0.439 | 0.444 | 0.449 | 0.454 | 0.46 | 0.466 | 0.472 | 0.478 | 0.485 | 0.492 | 0.499 | 0.507 | 0.516 | 0.525 | 0.534 | 0.544 | 0.554 | 0.565 | 0.576
Consumer Transformation | Gen_BB004 | MW | SHEPD | Port Ann |  | 4.947 | 0.577 | 0.602 | 0.63 | 0.658 | 0.688 | 0.72 | 0.753 | 0.788 | 0.825 | 0.864 | 0.905 | 0.948 | 0.994 | 1.02 | 1.046 | 1.074 | 1.102 | 1.131 | 1.148 | 1.153 | 1.158 | 1.163 | 1.168 | 1.173 | 1.179 | 1.184 | 1.19 | 1.195
Consumer Transformation | Gen_BB004 | MW | SHEPD | Redmoss |  | 1.425 | 1.43 | 1.416 | 1.4 | 1.382 | 1.363 | 1.343 | 1.322 | 1.267 | 1.213 | 1.16 | 1.109 | 1.059 | 1.011 | 0.94 | 0.872 | 0.81 | 0.751 | 0.696 | 0.649 | 0.607 | 0.574 | 0.546 | 0.522 | 0.501 | 0.483 | 0.468 | 0.454 | 0.44
Consumer Transformation | Gen_BB004 | MW | SHEPD | Shetland |  | 10.165 | 11.266 | 11.421 | 11.576 | 11.731 | 11.887 | 12.044 | 12.203 | 12.265 | 12.337 | 12.376 | 12.422 | 12.431 | 12.447 | 12.347 | 12.262 | 12.143 | 11.967 | 11.802 | 11.66 | 11.536 | 11.437 | 11.352 | 11.279 | 11.216 | 11.163 | 11.119 | 11.075 | 11.033
Consumer Transformation | Gen_BB004 | MW | SHEPD | Thurso |  | 2.121 | 2.317 | 2.327 | 2.342 | 2.361 | 2.378 | 2.396 | 2.414 | 2.434 | 2.456 | 2.48 | 2.506 | 2.534 | 2.564 | 2.595 | 2.627 | 2.661 | 2.696 | 2.735 | 2.775 | 2.818 | 2.863 | 2.91 | 2.96 | 3.013 | 3.069 | 3.127 | 3.188 | 3.253
Consumer Transformation | Gen_BB004 | MW | SHEPD | Woodhill |  | 0.001 | 0.001 | 0.001 | 0.001 | 0.001 | 0.001 | 0.001 | 0.001 | 0.001 | 0.001 | 0.001 | 0.001 | 0.001 | 0.001 | 0.001 | 0.001 | 0.001 | 0.001 | 0.001 | 0.001 | 0.001 | 0.001 | 0.001 | 0.001 | 0.001 | 0.001 | 0.001 | 0.001 | 0.001
Consumer Transformation | Gen_BB004 | MW | SPD | Ayr |  | 0 | 0 | 0 | 0 | 0 | 0 | 0 | 0 | 0 | 0 | 0 | 0 | 0 | 0 | 0 | 0 | 0.001 | 0.001 | 0.001 | 0.001 | 0.001 | 0.001 | 0.001 | 0.001 | 0.001 | 0.001 | 0.001 | 0.001 | 0.001
Consumer Transformation | Gen_BB004 | MW | SPD | Berwick |  | 0.137 | 0.15 | 0.151 | 0.152 | 0.153 | 0.154 | 0.155 | 0.156 | 0.158 | 0.159 | 0.16 | 0.162 | 0.164 | 0.166 | 0.168 | 0.17 | 0.172 | 0.174 | 0.177 | 0.18 | 0.182 | 0.185 | 0.188 | 0.192 | 0.195 | 0.199 | 0.202 | 0.206 | 0.21
Consumer Transformation | Gen_BB004 | MW | SPD | Bonnybridge |  | 0.257 | 0.281 | 0.282 | 0.284 | 0.286 | 0.289 | 0.291 | 0.293 | 0.295 | 0.298 | 0.301 | 0.304 | 0.308 | 0.311 | 0.315 | 0.319 | 0.323 | 0.327 | 0.332 | 0.337 | 0.342 | 0.347 | 0.353 | 0.359 | 0.366 | 0.372 | 0.379 | 0.387 | 0.395
Consumer Transformation | Gen_BB004 | MW | SPD | Broxburn |  | 0.184 | 0.201 | 0.202 | 0.204 | 0.205 | 0.207 | 0.208 | 0.21 | 0.212 | 0.214 | 0.216 | 0.218 | 0.22 | 0.223 | 0.226 | 0.228 | 0.231 | 0.234 | 0.238 | 0.241 | 0.245 | 0.249 | 0.253 | 0.257 | 0.262 | 0.267 | 0.272 | 0.277 | 0.283
Consumer Transformation | Gen_BB004 | MW | SPD | Chapelcross |  | 0.545 | 0.596 | 0.599 | 0.602 | 0.607 | 0.612 | 0.616 | 0.621 | 0.626 | 0.632 | 0.638 | 0.645 | 0.652 | 0.659 | 0.667 | 0.676 | 0.684 | 0.694 | 0.703 | 0.714 | 0.725 | 0.736 | 0.749 | 0.761 | 0.775 | 0.789 | 0.804 | 0.82 | 0.837
Consumer Transformation | Gen_BB004 | MW | SPD | Clyde’s Mill |  | 3.2 | 8.368 | 8.284 | 8.192 | 8.09 | 7.979 | 7.86 | 7.736 | 7.413 | 7.097 | 6.789 | 6.49 | 6.199 | 5.918 | 5.498 | 5.105 | 4.737 | 4.394 | 4.074 | 3.795 | 3.554 | 3.362 | 3.195 | 3.052 | 2.93 | 2.827 | 2.74 | 2.655 | 2.573 | GSP also referred to as Westburn Road
Consumer Transformation | Gen_BB004 | MW | SPD | Cockenzie |  | 1.501 | 1.697 | 1.785 | 1.894 | 2.025 | 2.155 | 2.286 | 2.417 | 2.527 | 2.626 | 2.687 | 2.734 | 2.81 | 2.941 | 2.961 | 2.945 | 3.014 | 3.122 | 3.225 | 3.312 | 3.389 | 3.463 | 3.533 | 3.599 | 3.66 | 3.721 | 3.782 | 3.843 | 3.908
Consumer Transformation | Gen_BB004 | MW | SPD | Coylton |  | 5.084 | 13.167 | 13.037 | 12.893 | 12.734 | 12.561 | 12.377 | 12.183 | 11.679 | 11.187 | 10.707 | 10.24 | 9.787 | 9.349 | 8.694 | 8.081 | 7.508 | 6.973 | 6.474 | 6.041 | 5.664 | 5.366 | 5.108 | 4.887 | 4.698 | 4.538 | 4.405 | 4.276 | 4.149
Consumer Transformation | Gen_BB004 | MW | SPD | Cumbernauld |  | 2.105 | 2.381 | 2.504 | 2.657 | 2.84 | 3.024 | 3.208 | 3.391 | 3.545 | 3.684 | 3.77 | 3.836 | 3.943 | 4.127 | 4.154 | 4.132 | 4.229 | 4.381 | 4.525 | 4.647 | 4.755 | 4.859 | 4.957 | 5.049 | 5.135 | 5.221 | 5.306 | 5.392 | 5.484
Consumer Transformation | Gen_BB004 | MW | SPD | Cupar |  | 0.202 | 0.221 | 0.222 | 0.224 | 0.225 | 0.227 | 0.229 | 0.23 | 0.232 | 0.234 | 0.237 | 0.239 | 0.242 | 0.245 | 0.248 | 0.251 | 0.254 | 0.257 | 0.261 | 0.265 | 0.269 | 0.273 | 0.278 | 0.283 | 0.288 | 0.293 | 0.298 | 0.304 | 0.31
Consumer Transformation | Gen_BB004 | MW | SPD | Devonside |  | 0.001 | 0.001 | 0.001 | 0.001 | 0.001 | 0.001 | 0.001 | 0.001 | 0.001 | 0.001 | 0.001 | 0.001 | 0.001 | 0.001 | 0.001 | 0.001 | 0.001 | 0.001 | 0.001 | 0.001 | 0.001 | 0.001 | 0.001 | 0.001 | 0.002 | 0.002 | 0.002 | 0.002 | 0.002
Consumer Transformation | Gen_BB004 | MW | SPD | Dumfries 11 |  | 0.318 | 0.347 | 0.349 | 0.351 | 0.354 | 0.356 | 0.359 | 0.362 | 0.365 | 0.368 | 0.371 | 0.375 | 0.38 | 0.384 | 0.389 | 0.393 | 0.399 | 0.404 | 0.41 | 0.416 | 0.422 | 0.429 | 0.436 | 0.443 | 0.451 | 0.46 | 0.468 | 0.477 | 0.487
Consumer Transformation | Gen_BB004 | MW | SPD | Dumfries 33 |  | 1.318 | 1.478 | 1.538 | 1.613 | 1.703 | 1.793 | 1.883 | 1.973 | 2.049 | 2.118 | 2.162 | 2.198 | 2.253 | 2.344 | 2.362 | 2.356 | 2.408 | 2.485 | 2.559 | 2.623 | 2.681 | 2.737 | 2.791 | 2.842 | 2.891 | 2.94 | 2.989 | 3.039 | 3.092
Consumer Transformation | Gen_BB004 | MW | SPD | Dumfries ICI |  | 0.318 | 0.347 | 0.349 | 0.351 | 0.354 | 0.356 | 0.359 | 0.362 | 0.365 | 0.368 | 0.371 | 0.375 | 0.38 | 0.384 | 0.389 | 0.393 | 0.399 | 0.404 | 0.41 | 0.416 | 0.422 | 0.429 | 0.436 | 0.443 | 0.451 | 0.46 | 0.468 | 0.477 | 0.487
Consumer Transformation | Gen_BB004 | MW | SPD | Dunbar B |  | 0.072 | 0.079 | 0.079 | 0.08 | 0.081 | 0.081 | 0.082 | 0.082 | 0.083 | 0.084 | 0.085 | 0.086 | 0.086 | 0.087 | 0.089 | 0.09 | 0.091 | 0.092 | 0.093 | 0.095 | 0.096 | 0.098 | 0.099 | 0.101 | 0.103 | 0.105 | 0.107 | 0.109 | 0.111
Consumer Transformation | Gen_BB004 | MW | SPD | Dunfermline |  | 7.7 | 17.613 | 17.555 | 17.505 | 17.462 | 17.402 | 17.328 | 17.244 | 16.762 | 16.282 | 15.774 | 15.267 | 14.808 | 14.429 | 13.664 | 12.909 | 12.298 | 11.777 | 11.293 | 10.87 | 10.503 | 10.227 | 9.995 | 9.801 | 9.641 | 9.516 | 9.423 | 9.333 | 9.252
Consumer Transformation | Gen_BB004 | MW | SPD | East Kilbride |  | 0.001 | 0.001 | 0.001 | 0.001 | 0.001 | 0.001 | 0.001 | 0.001 | 0.001 | 0.001 | 0.001 | 0.001 | 0.001 | 0.001 | 0.001 | 0.001 | 0.001 | 0.001 | 0.001 | 0.001 | 0.001 | 0.001 | 0.001 | 0.001 | 0.001 | 0.001 | 0.001 | 0.001 | 0.001
Consumer Transformation | Gen_BB004 | MW | SPD | East Kilbride South |  | 4.2 | 10.983 | 10.873 | 10.752 | 10.617 | 10.472 | 10.317 | 10.153 | 9.729 | 9.315 | 8.911 | 8.518 | 8.137 | 7.767 | 7.216 | 6.7 | 6.218 | 5.767 | 5.347 | 4.982 | 4.664 | 4.412 | 4.194 | 4.006 | 3.846 | 3.71 | 3.596 | 3.485 | 3.377
Consumer Transformation | Gen_BB004 | MW | SPD | Eccles |  | 0.035 | 0.038 | 0.038 | 0.038 | 0.038 | 0.039 | 0.039 | 0.039 | 0.04 | 0.04 | 0.04 | 0.041 | 0.041 | 0.042 | 0.042 | 0.043 | 0.043 | 0.044 | 0.045 | 0.045 | 0.046 | 0.047 | 0.047 | 0.048 | 0.049 | 0.05 | 0.051 | 0.052 | 0.053
Consumer Transformation | Gen_BB004 | MW | SPD | Galashiels |  | 1.008 | 1.101 | 1.105 | 1.113 | 1.121 | 1.13 | 1.138 | 1.147 | 1.156 | 1.167 | 1.178 | 1.191 | 1.204 | 1.218 | 1.233 | 1.248 | 1.264 | 1.281 | 1.299 | 1.318 | 1.339 | 1.36 | 1.383 | 1.406 | 1.431 | 1.458 | 1.485 | 1.515 | 1.545
Consumer Transformation | Gen_BB004 | MW | SPD | Glenluce |  | 0.795 | 0.869 | 0.873 | 0.878 | 0.885 | 0.892 | 0.898 | 0.905 | 0.913 | 0.921 | 0.93 | 0.94 | 0.95 | 0.962 | 0.973 | 0.985 | 0.998 | 1.011 | 1.026 | 1.041 | 1.057 | 1.074 | 1.092 | 1.11 | 1.13 | 1.151 | 1.173 | 1.196 | 1.22
Consumer Transformation | Gen_BB004 | MW | SPD | Gorgie |  | 0.268 | 0.292 | 0.294 | 0.295 | 0.298 | 0.3 | 0.302 | 0.305 | 0.307 | 0.31 | 0.313 | 0.316 | 0.32 | 0.323 | 0.327 | 0.331 | 0.336 | 0.34 | 0.345 | 0.35 | 0.355 | 0.361 | 0.367 | 0.373 | 0.38 | 0.387 | 0.394 | 0.402 | 0.41
Consumer Transformation | Gen_BB004 | MW | SPD | Govan |  | 0.001 | 0.001 | 0.001 | 0.001 | 0.001 | 0.001 | 0.001 | 0.001 | 0.001 | 0.001 | 0.001 | 0.001 | 0.001 | 0.001 | 0.001 | 0.001 | 0.001 | 0.001 | 0.001 | 0.001 | 0.001 | 0.001 | 0.001 | 0.001 | 0.001 | 0.001 | 0.001 | 0.001 | 0.001
Consumer Transformation | Gen_BB004 | MW | SPD | Grangemouth A |  | 20.905 | 15.691 | 16.135 | 16.674 | 17.309 | 17.945 | 18.582 | 19.223 | 19.636 | 20.014 | 20.241 | 20.422 | 20.746 | 21.328 | 21.227 | 20.995 | 21.158 | 21.511 | 21.861 | 22.118 | 22.295 | 22.496 | 22.696 | 22.894 | 23.087 | 23.294 | 23.512 | 23.732 | 23.971
Consumer Transformation | Gen_BB004 | MW | SPD | Grangemouth C |  | 0 | 0 | 0 | 0 | 0 | 0 | 0 | 0 | 0 | 0 | 0 | 0 | 0 | 0 | 0 | 0 | 0 | 0 | 0 | 0 | 0 | 0 | 0 | 0 | 0 | 0 | 0 | 0 | 0
Consumer Transformation | Gen_BB004 | MW | SPD | Hawick |  | 0.107 | 0.117 | 0.118 | 0.118 | 0.119 | 0.12 | 0.121 | 0.122 | 0.123 | 0.124 | 0.125 | 0.127 | 0.128 | 0.13 | 0.131 | 0.133 | 0.135 | 0.136 | 0.138 | 0.14 | 0.142 | 0.145 | 0.147 | 0.15 | 0.152 | 0.155 | 0.158 | 0.161 | 0.164
Consumer Transformation | Gen_BB004 | MW | SPD | Johnstone |  | 0.001 | 0.001 | 0.001 | 0.001 | 0.001 | 0.001 | 0.001 | 0.001 | 0.001 | 0.001 | 0.001 | 0.001 | 0.001 | 0.001 | 0.001 | 0.001 | 0.001 | 0.001 | 0.001 | 0.001 | 0.001 | 0.001 | 0.001 | 0.001 | 0.001 | 0.001 | 0.001 | 0.001 | 0.001
Consumer Transformation | Gen_BB004 | MW | SPD | Killermont |  | 0.627 | 0.685 | 0.688 | 0.692 | 0.698 | 0.703 | 0.708 | 0.713 | 0.719 | 0.726 | 0.733 | 0.741 | 0.749 | 0.758 | 0.767 | 0.776 | 0.786 | 0.797 | 0.808 | 0.82 | 0.833 | 0.846 | 0.86 | 0.875 | 0.89 | 0.907 | 0.924 | 0.942 | 0.961
Consumer Transformation | Gen_BB004 | MW | SPD | Kilmarnock South |  | 1.8 | 1.925 | 1.979 | 2.035 | 2.092 | 2.151 | 2.211 | 2.272 | 2.335 | 2.4 | 2.454 | 2.509 | 2.553 | 2.597 | 2.629 | 2.661 | 2.68 | 2.68 | 2.68 | 2.68 | 2.68 | 2.68 | 2.68 | 2.68 | 2.68 | 2.68 | 2.68 | 2.68 | 2.68
Consumer Transformation | Gen_BB004 | MW | SPD | Kilmarnock Town |  | 2.814 | 6.729 | 6.668 | 6.602 | 6.528 | 6.449 | 6.363 | 6.274 | 6.035 | 5.803 | 5.576 | 5.357 | 5.145 | 4.939 | 4.631 | 4.342 | 4.073 | 3.822 | 3.59 | 3.389 | 3.216 | 3.081 | 2.965 | 2.868 | 2.786 | 2.72 | 2.666 | 2.614 | 2.565
Consumer Transformation | Gen_BB004 | MW | SPD | Livingston East |  | 0.002 | 0.002 | 0.002 | 0.002 | 0.002 | 0.002 | 0.002 | 0.002 | 0.002 | 0.002 | 0.002 | 0.002 | 0.002 | 0.002 | 0.002 | 0.002 | 0.002 | 0.002 | 0.002 | 0.002 | 0.002 | 0.002 | 0.002 | 0.002 | 0.002 | 0.002 | 0.002 | 0.002 | 0.002
Consumer Transformation | Gen_BB004 | MW | SPD | Maybole |  | 0.628 | 0.686 | 0.689 | 0.693 | 0.699 | 0.704 | 0.709 | 0.715 | 0.721 | 0.727 | 0.734 | 0.742 | 0.75 | 0.759 | 0.768 | 0.778 | 0.788 | 0.798 | 0.81 | 0.821 | 0.834 | 0.847 | 0.862 | 0.876 | 0.892 | 0.908 | 0.926 | 0.944 | 0.963
Consumer Transformation | Gen_BB004 | MW | SPD | Newarthill |  | 0.488 | 0.533 | 0.535 | 0.539 | 0.543 | 0.547 | 0.551 | 0.555 | 0.56 | 0.565 | 0.57 | 0.577 | 0.583 | 0.59 | 0.597 | 0.604 | 0.612 | 0.62 | 0.629 | 0.638 | 0.648 | 0.659 | 0.669 | 0.681 | 0.693 | 0.706 | 0.719 | 0.733 | 0.748
Consumer Transformation | Gen_BB004 | MW | SPD | Paisley |  | 0.091 | 0.1 | 0.1 | 0.101 | 0.102 | 0.102 | 0.103 | 0.104 | 0.105 | 0.106 | 0.107 | 0.108 | 0.109 | 0.111 | 0.112 | 0.113 | 0.115 | 0.116 | 0.118 | 0.12 | 0.121 | 0.123 | 0.125 | 0.128 | 0.13 | 0.132 | 0.135 | 0.137 | 0.14
Consumer Transformation | Gen_BB004 | MW | SPD | Portobello |  | 17 | 18.177 | 18.692 | 19.22 | 19.76 | 20.314 | 20.88 | 21.461 | 22.055 | 22.665 | 23.176 | 23.696 | 24.108 | 24.526 | 24.827 | 25.13 | 25.309 | 25.309 | 25.309 | 25.309 | 25.309 | 25.309 | 25.309 | 25.309 | 25.309 | 25.309 | 25.309 | 25.309 | 25.309
Consumer Transformation | Gen_BB004 | MW | SPD | Saltcoats B |  | 2.8 | 3.167 | 3.33 | 3.534 | 3.778 | 4.022 | 4.267 | 4.511 | 4.716 | 4.901 | 5.015 | 5.103 | 5.245 | 5.489 | 5.525 | 5.496 | 5.626 | 5.827 | 6.019 | 6.182 | 6.325 | 6.464 | 6.594 | 6.716 | 6.83 | 6.944 | 7.058 | 7.172 | 7.294
Consumer Transformation | Gen_BB004 | MW | SPD | Stirling |  | 0.308 | 0.337 | 0.338 | 0.34 | 0.343 | 0.346 | 0.348 | 0.351 | 0.354 | 0.357 | 0.36 | 0.364 | 0.368 | 0.373 | 0.377 | 0.382 | 0.387 | 0.392 | 0.397 | 0.403 | 0.41 | 0.416 | 0.423 | 0.43 | 0.438 | 0.446 | 0.454 | 0.463 | 0.473
Consumer Transformation | Gen_BB004 | MW | SPD | Strathleven |  | 0.309 | 0.337 | 0.339 | 0.341 | 0.344 | 0.346 | 0.349 | 0.352 | 0.354 | 0.358 | 0.361 | 0.365 | 0.369 | 0.373 | 0.378 | 0.383 | 0.387 | 0.393 | 0.398 | 0.404 | 0.41 | 0.417 | 0.424 | 0.431 | 0.439 | 0.447 | 0.455 | 0.464 | 0.474
Consumer Transformation | Gen_BB004 | MW | SPD | Tongland |  | 0.227 | 0.248 | 0.249 | 0.25 | 0.252 | 0.254 | 0.256 | 0.258 | 0.26 | 0.263 | 0.265 | 0.268 | 0.271 | 0.274 | 0.277 | 0.281 | 0.285 | 0.288 | 0.292 | 0.297 | 0.301 | 0.306 | 0.311 | 0.317 | 0.322 | 0.328 | 0.334 | 0.341 | 0.348
Consumer Transformation | Gen_BB004 | MW | SPD | Westfield |  | 0.247 | 0.269 | 0.271 | 0.272 | 0.274 | 0.277 | 0.279 | 0.281 | 0.283 | 0.286 | 0.288 | 0.291 | 0.295 | 0.298 | 0.302 | 0.305 | 0.309 | 0.314 | 0.318 | 0.323 | 0.328 | 0.333 | 0.338 | 0.344 | 0.35 | 0.357 | 0.364 | 0.371 | 0.378
Consumer Transformation | Gen_BB004 | MW | SPD | Whitehouse |  | 0.001 | 0.001 | 0.001 | 0.001 | 0.001 | 0.001 | 0.001 | 0.001 | 0.001 | 0.001 | 0.001 | 0.001 | 0.001 | 0.001 | 0.001 | 0.001 | 0.001 | 0.001 | 0.001 | 0.001 | 0.001 | 0.001 | 0.001 | 0.001 | 0.002 | 0.002 | 0.002 | 0.002 | 0.002
Consumer Transformation | Gen_BB004 | MW | SPM | Birkenhead |  | 6.382 | 6.316 | 6.265 | 6.211 | 6.151 | 6.085 | 6.014 | 5.94 | 5.736 | 5.538 | 5.346 | 5.16 | 4.981 | 4.808 | 4.546 | 4.301 | 4.074 | 3.862 | 3.668 | 3.501 | 3.359 | 3.25 | 3.159 | 3.084 | 3.024 | 2.977 | 2.942 | 2.909 | 2.879
Consumer Transformation | Gen_BB004 | MW | SPM | Capenhurst |  | 9.992 | 9.78 | 9.687 | 9.584 | 9.471 | 9.348 | 9.217 | 9.079 | 8.716 | 8.362 | 8.017 | 7.683 | 7.358 | 7.044 | 6.573 | 6.133 | 5.723 | 5.339 | 4.982 | 4.673 | 4.406 | 4.195 | 4.014 | 3.859 | 3.728 | 3.618 | 3.529 | 3.441 | 3.357
Consumer Transformation | Gen_BB004 | MW | SPM | Carrington |  | 13.131 | 25.363 | 25.699 | 26.001 | 26.263 | 26.485 | 26.703 | 26.918 | 26.797 | 26.693 | 26.607 | 26.539 | 26.49 | 26.461 | 26.183 | 25.95 | 25.716 | 25.475 | 25.177 | 24.942 | 24.715 | 24.514 | 24.332 | 24.164 | 24.005 | 23.847 | 23.714 | 23.585 | 23.458
Consumer Transformation | Gen_BB004 | MW | SPM | Connah's Quay |  | 7.277 | 7.063 | 7.057 | 7.058 | 7.065 | 7.065 | 7.061 | 7.052 | 6.889 | 6.724 | 6.542 | 6.358 | 6.198 | 6.077 | 5.79 | 5.5 | 5.281 | 5.103 | 4.937 | 4.793 | 4.668 | 4.577 | 4.502 | 4.441 | 4.392 | 4.357 | 4.334 | 4.312 | 4.294
Consumer Transformation | Gen_BB004 | MW | SPM | Fiddlers Ferry |  | 28.672 | 29.128 | 29.212 | 29.336 | 29.496 | 29.63 | 29.745 | 29.844 | 29.346 | 28.835 | 28.235 | 27.617 | 27.11 | 26.79 | 25.765 | 24.708 | 23.968 | 23.403 | 22.874 | 22.412 | 22.013 | 21.734 | 21.51 | 21.333 | 21.198 | 21.109 | 21.067 | 21.03 | 21.011
Consumer Transformation | Gen_BB004 | MW | SPM | Frodsham |  | 12.925 | 17.895 | 18.952 | 21.092 | 23.888 | 26.684 | 29.483 | 32.288 | 34.877 | 37.424 | 39.792 | 42.104 | 44.582 | 47.213 | 48.862 | 50.18 | 51.948 | 53.713 | 55.262 | 56.479 | 57.177 | 57.856 | 58.501 | 59.111 | 59.719 | 60.336 | 60.962 | 61.6 | 62.256
Consumer Transformation | Gen_BB004 | MW | SPM | Kirkby (_D) |  | 0.955 | 1.044 | 1.048 | 1.055 | 1.064 | 1.071 | 1.079 | 1.088 | 1.097 | 1.106 | 1.117 | 1.129 | 1.142 | 1.155 | 1.169 | 1.184 | 1.199 | 1.215 | 1.232 | 1.25 | 1.269 | 1.29 | 1.311 | 1.334 | 1.357 | 1.382 | 1.409 | 1.436 | 1.465
Consumer Transformation | Gen_BB004 | MW | SPM | Legacy |  | 17.795 | 19.284 | 20.076 | 21.069 | 22.257 | 23.432 | 24.601 | 25.766 | 26.646 | 27.49 | 28.193 | 28.851 | 29.641 | 30.772 | 31.087 | 31.288 | 31.862 | 32.615 | 33.379 | 33.92 | 34.457 | 35.005 | 35.54 | 36.059 | 36.593 | 37.146 | 37.722 | 38.313 | 38.925
Consumer Transformation | Gen_BB004 | MW | SPM | Lister Drive |  | 0.633 | 3.17 | 3.264 | 3.356 | 3.444 | 3.527 | 3.611 | 3.697 | 3.776 | 3.858 | 3.941 | 4.026 | 4.112 | 4.2 | 4.281 | 4.364 | 4.439 | 4.505 | 4.555 | 4.604 | 4.645 | 4.677 | 4.706 | 4.73 | 4.752 | 4.768 | 4.786 | 4.804 | 4.823
Consumer Transformation | Gen_BB004 | MW | SPM | Pentir |  | 1.934 | 1.996 | 1.99 | 1.986 | 1.982 | 1.977 | 1.971 | 1.965 | 1.936 | 1.909 | 1.883 | 1.86 | 1.839 | 1.819 | 1.783 | 1.752 | 1.724 | 1.699 | 1.679 | 1.664 | 1.655 | 1.652 | 1.654 | 1.659 | 1.668 | 1.681 | 1.696 | 1.713 | 1.732
Consumer Transformation | Gen_BB004 | MW | SPM | Rainhill |  | 8.648 | 8.44 | 8.356 | 8.264 | 8.162 | 8.051 | 7.933 | 7.808 | 7.485 | 7.169 | 6.861 | 6.562 | 6.271 | 5.99 | 5.569 | 5.176 | 4.808 | 4.465 | 4.145 | 3.867 | 3.625 | 3.434 | 3.268 | 3.126 | 3.005 | 2.902 | 2.817 | 2.733 | 2.652
Consumer Transformation | Gen_BB004 | MW | SPM | Trawsfynydd |  | 0.709 | 0.775 | 0.778 | 0.783 | 0.789 | 0.795 | 0.801 | 0.807 | 0.814 | 0.821 | 0.829 | 0.838 | 0.847 | 0.857 | 0.867 | 0.878 | 0.89 | 0.901 | 0.914 | 0.928 | 0.942 | 0.957 | 0.973 | 0.99 | 1.007 | 1.026 | 1.045 | 1.066 | 1.087
Consumer Transformation | Gen_BB004 | MW | SPM | Wylfa |  | 3.054 | 2.905 | 2.991 | 3.101 | 3.233 | 3.364 | 3.494 | 3.624 | 3.706 | 3.776 | 3.806 | 3.822 | 3.87 | 3.98 | 3.95 | 3.885 | 3.916 | 3.994 | 4.068 | 4.13 | 4.185 | 4.244 | 4.301 | 4.356 | 4.408 | 4.463 | 4.52 | 4.577 | 4.639
Consumer Transformation | Gen_BB004 | MW | SPN | Beddington (_J) |  | 35.596 | 37.448 | 37.251 | 37.016 | 36.736 | 36.415 | 36.067 | 35.696 | 34.532 | 33.398 | 32.295 | 31.229 | 30.197 | 29.204 | 27.65 | 26.204 | 24.846 | 23.571 | 22.362 | 21.321 | 20.412 | 19.687 | 19.061 | 18.521 | 18.059 | 17.663 | 17.336 | 17.018 | 16.708
Consumer Transformation | Gen_BB004 | MW | SPN | Bolney |  | 25.627 | 29.002 | 28.959 | 28.888 | 28.784 | 28.648 | 28.494 | 28.327 | 27.616 | 26.927 | 26.262 | 25.623 | 25.009 | 24.423 | 23.449 | 22.551 | 21.705 | 20.907 | 20.14 | 19.487 | 18.918 | 18.466 | 18.078 | 17.746 | 17.465 | 17.226 | 17.035 | 16.851 | 16.674
Consumer Transformation | Gen_BB004 | MW | SPN | Canterbury |  | 7.244 | 7.094 | 7.027 | 6.953 | 6.872 | 6.783 | 6.689 | 6.589 | 6.328 | 6.073 | 5.824 | 5.583 | 5.349 | 5.123 | 4.784 | 4.467 | 4.171 | 3.895 | 3.638 | 3.416 | 3.223 | 3.072 | 2.942 | 2.831 | 2.737 | 2.659 | 2.595 | 2.533 | 2.473
Consumer Transformation | Gen_BB004 | MW | SPN | Chessington |  | 0.411 | 0.449 | 0.451 | 0.454 | 0.457 | 0.46 | 0.464 | 0.467 | 0.471 | 0.475 | 0.48 | 0.485 | 0.491 | 0.496 | 0.502 | 0.509 | 0.515 | 0.522 | 0.529 | 0.537 | 0.546 | 0.554 | 0.564 | 0.573 | 0.583 | 0.594 | 0.605 | 0.617 | 0.63
Consumer Transformation | Gen_BB004 | MW | SPN | Kemsley |  | 0.397 | 0.433 | 0.435 | 0.438 | 0.442 | 0.445 | 0.448 | 0.452 | 0.455 | 0.459 | 0.464 | 0.469 | 0.474 | 0.48 | 0.485 | 0.491 | 0.498 | 0.504 | 0.512 | 0.519 | 0.527 | 0.536 | 0.544 | 0.554 | 0.564 | 0.574 | 0.585 | 0.596 | 0.608
Consumer Transformation | Gen_BB004 | MW | SPN | Kingsnorth |  | 1.377 | 1.364 | 1.353 | 1.342 | 1.329 | 1.315 | 1.3 | 1.284 | 1.24 | 1.198 | 1.157 | 1.117 | 1.079 | 1.042 | 0.986 | 0.934 | 0.885 | 0.84 | 0.799 | 0.763 | 0.733 | 0.71 | 0.69 | 0.675 | 0.662 | 0.652 | 0.645 | 0.638 | 0.632
Consumer Transformation | Gen_BB004 | MW | SPN | Littlebrook (_J) |  | 2 | 0.686 | 0.705 | 0.725 | 0.746 | 0.767 | 0.788 | 0.81 | 0.832 | 0.855 | 0.875 | 0.894 | 0.91 | 0.926 | 0.937 | 0.948 | 0.955 | 0.955 | 0.955 | 0.955 | 0.955 | 0.955 | 0.955 | 0.955 | 0.955 | 0.955 | 0.955 | 0.955 | 0.955
Consumer Transformation | Gen_BB004 | MW | SPN | Ninfield |  | 4.443 | 3.545 | 3.538 | 3.53 | 3.522 | 3.51 | 3.498 | 3.484 | 3.415 | 3.349 | 3.284 | 3.222 | 3.16 | 3.102 | 3.002 | 2.91 | 2.823 | 2.738 | 2.66 | 2.595 | 2.541 | 2.502 | 2.47 | 2.446 | 2.429 | 2.417 | 2.411 | 2.407 | 2.404
Consumer Transformation | Gen_BB004 | MW | SPN | Northfleet East |  | 15.81 | 15.667 | 15.544 | 15.411 | 15.266 | 15.106 | 14.935 | 14.755 | 14.259 | 13.776 | 13.308 | 12.856 | 12.421 | 12.001 | 11.361 | 10.765 | 10.212 | 9.699 | 9.226 | 8.821 | 8.478 | 8.216 | 7.998 | 7.819 | 7.677 | 7.566 | 7.486 | 7.412 | 7.344
Consumer Transformation | Gen_BB004 | MW | SPN | Richborough |  | 0.402 | 0.439 | 0.441 | 0.444 | 0.448 | 0.451 | 0.454 | 0.458 | 0.462 | 0.466 | 0.47 | 0.475 | 0.48 | 0.486 | 0.492 | 0.498 | 0.504 | 0.511 | 0.518 | 0.526 | 0.534 | 0.543 | 0.552 | 0.561 | 0.571 | 0.582 | 0.593 | 0.604 | 0.617
Consumer Transformation | Gen_BB004 | MW | SPN | Sellindge |  | 2.092 | 1.424 | 1.439 | 1.457 | 1.477 | 1.497 | 1.517 | 1.538 | 1.56 | 1.583 | 1.604 | 1.627 | 1.649 | 1.671 | 1.691 | 1.712 | 1.731 | 1.747 | 1.764 | 1.782 | 1.801 | 1.821 | 1.842 | 1.864 | 1.887 | 1.912 | 1.938 | 1.965 | 1.994
Consumer Transformation | Gen_BB004 | MW | SPN | West Weybridge |  | 1.992 | 2.006 | 1.994 | 1.982 | 1.969 | 1.955 | 1.939 | 1.922 | 1.872 | 1.824 | 1.778 | 1.733 | 1.691 | 1.651 | 1.587 | 1.528 | 1.474 | 1.425 | 1.38 | 1.342 | 1.312 | 1.291 | 1.274 | 1.262 | 1.255 | 1.251 | 1.251 | 1.252 | 1.254
Consumer Transformation | Gen_BB004 | MW | South Wales | Aberthaw |  | 0.634 | 2.103 | 2.153 | 2.527 | 3.065 | 3.605 | 4.147 | 4.694 | 5.243 | 5.797 | 6.354 | 6.917 | 7.483 | 7.958 | 8.397 | 8.773 | 9.151 | 9.451 | 9.673 | 9.874 | 9.892 | 9.911 | 9.93 | 9.95 | 9.971 | 9.992 | 10.014 | 10.037 | 10.061
Consumer Transformation | Gen_BB004 | MW | South Wales | Cardiff East |  | 5.842 | 10.159 | 10.266 | 10.361 | 10.44 | 10.504 | 10.565 | 10.624 | 10.537 | 10.457 | 10.384 | 10.319 | 10.262 | 10.213 | 10.057 | 9.92 | 9.787 | 9.654 | 9.504 | 9.383 | 9.269 | 9.171 | 9.084 | 9.005 | 8.932 | 8.861 | 8.802 | 8.745 | 8.688
Consumer Transformation | Gen_BB004 | MW | South Wales | Pembroke |  | 1.404 | 1.401 | 1.391 | 1.38 | 1.369 | 1.356 | 1.343 | 1.329 | 1.288 | 1.249 | 1.211 | 1.175 | 1.14 | 1.106 | 1.054 | 1.006 | 0.961 | 0.92 | 0.882 | 0.85 | 0.823 | 0.803 | 0.787 | 0.775 | 0.765 | 0.758 | 0.754 | 0.75 | 0.747
Consumer Transformation | Gen_BB004 | MW | South Wales | Pyle |  | 1.595 | 1.597 | 1.587 | 1.576 | 1.565 | 1.552 | 1.538 | 1.523 | 1.48 | 1.438 | 1.397 | 1.359 | 1.322 | 1.286 | 1.231 | 1.18 | 1.132 | 1.089 | 1.049 | 1.016 | 0.988 | 0.968 | 0.953 | 0.94 | 0.932 | 0.926 | 0.924 | 0.922 | 0.921
Consumer Transformation | Gen_BB004 | MW | South Wales | Rassau |  | 4.374 | 4.408 | 4.383 | 4.357 | 4.33 | 4.299 | 4.265 | 4.23 | 4.122 | 4.018 | 3.918 | 3.823 | 3.732 | 3.645 | 3.507 | 3.38 | 3.264 | 3.158 | 3.061 | 2.982 | 2.917 | 2.871 | 2.837 | 2.813 | 2.798 | 2.791 | 2.792 | 2.796 | 2.802
Consumer Transformation | Gen_BB004 | MW | South Wales | Swansea North |  | 5.188 | 8.762 | 9.194 | 9.704 | 10.288 | 10.863 | 11.437 | 12.013 | 12.513 | 13.004 | 13.46 | 13.907 | 14.39 | 14.991 | 15.32 | 15.619 | 16.008 | 16.436 | 16.848 | 17.153 | 17.447 | 17.726 | 17.991 | 18.242 | 18.495 | 18.747 | 19.006 | 19.273 | 19.545
Consumer Transformation | Gen_BB004 | MW | South Wales | Upper Boat 132kV |  | 23.878 | 23.304 | 23.073 | 22.818 | 22.536 | 22.23 | 21.904 | 21.56 | 20.667 | 19.795 | 18.944 | 18.117 | 17.314 | 16.537 | 15.377 | 14.29 | 13.275 | 12.327 | 11.442 | 10.674 | 10.008 | 9.479 | 9.022 | 8.629 | 8.294 | 8.01 | 7.774 | 7.544 | 7.319
Consumer Transformation | Gen_BB004 | MW | South Wales | Uskmouth |  | 1.954 | 2.016 | 2.011 | 2.007 | 2.003 | 1.998 | 1.992 | 1.986 | 1.957 | 1.929 | 1.904 | 1.881 | 1.859 | 1.839 | 1.804 | 1.772 | 1.744 | 1.72 | 1.7 | 1.685 | 1.676 | 1.673 | 1.675 | 1.681 | 1.69 | 1.702 | 1.718 | 1.736 | 1.755
Consumer Transformation | Gen_BB004 | MW | South Western | Abham |  | 61.034 | 58.193 | 57.658 | 57.066 | 56.409 | 55.695 | 54.933 | 54.13 | 51.992 | 49.904 | 47.867 | 45.888 | 43.965 | 42.105 | 39.307 | 36.692 | 34.243 | 31.95 | 29.814 | 27.961 | 26.355 | 25.083 | 23.989 | 23.051 | 22.253 | 21.583 | 21.029 | 20.489 | 19.963
Consumer Transformation | Gen_BB004 | MW | South Western | Alverdiscott |  | 3.015 | 3.001 | 2.979 | 2.956 | 2.931 | 2.903 | 2.872 | 2.841 | 2.751 | 2.665 | 2.581 | 2.5 | 2.422 | 2.347 | 2.232 | 2.126 | 2.027 | 1.935 | 1.851 | 1.78 | 1.72 | 1.675 | 1.638 | 1.609 | 1.586 | 1.569 | 1.558 | 1.548 | 1.54
Consumer Transformation | Gen_BB004 | MW | South Western | Axminster |  | 1.138 | 1.244 | 1.249 | 1.257 | 1.267 | 1.276 | 1.286 | 1.296 | 1.306 | 1.318 | 1.331 | 1.345 | 1.36 | 1.376 | 1.393 | 1.41 | 1.428 | 1.447 | 1.468 | 1.489 | 1.512 | 1.536 | 1.562 | 1.589 | 1.617 | 1.647 | 1.678 | 1.711 | 1.745