## Info
ETYS 2023 Chart Data | Beyond 2030 Report
Data from the ETYS 2023 boundary charts, showing power flows, required transfers, and capability for each boundary. | Data from the ETYS 2023 boundary charts, showing power flows, required transfers, and capability for each boundary.
Generation and demand background for this data is taken from FES 2023, whilst boundary capability is according to the NOA 21/22 optimal path. | Generation and demand background for this data is taken from FES 2023, whilst boundary capability is according to the Beyond 2030 report.

## ETYS 2023 Chart Data
Boundary | Percentile/Transfer | Scenario | 2024 | 2025 | 2026 | 2027 | 2028 | 2029 | 2030 | 2031 | 2032 | 2033 | 2034 | 2035 | 2036 | 2037 | 2038 | 2039 | 2040 | 2041 | 2042 | 2043
B0 | 5pc | LW | 29 | 44 | 51 | 82 | 64 | 125 | 190 | 140 | 131 | 244 | 427 | 424 | 409 | 414 | 448 | 540 | 538 | 476 | 455 | 440
B0 | 25pc | LW | 205 | 289 | 314 | 422 | 402 | 631 | 992 | 952 | 957 | 1365 | 1744 | 1738 | 1716 | 1722 | 1753 | 2064 | 2028 | 1956 | 1936 | 1874
B0 | 75pc | LW | 1011 | 1335 | 1414 | 1854 | 1803 | 2274 | 3463 | 3305 | 3342 | 4532 | 5325 | 5303 | 5281 | 5294 | 5319 | 6021 | 5984 | 5990 | 5953 | 5922
B0 | 95pc | LW | 1403 | 1852 | 1967 | 2538 | 2497 | 2990 | 4295 | 4161 | 4214 | 5564 | 6479 | 6528 | 6495 | 6576 | 6622 | 7604 | 7535 | 7370 | 7238 | 7234
B0 | Economy_RT | LW | 1512 | 2003 | 2258 | 2946 | 2969 | 3677 | 5199 | 5195 | 5270 | 6762 | 6890 | 6888 | 6887 | 6892 | 6932 | 7695 | 7697 | 7699 | 7704 | 7710
B0 | Security_RT | LW | 98 | 211 | 208 | 208 | 230 | 223 | 229 | 197 | 198 | 120 | 121 | -128 | -131 | -137 | -140 | -143 | -144 | -150 | -155 | -162
B0 | Capability | LW | 1800 | 1800 | 1900 | 1900 | 1800 | 1800 | 3400 | 3400 | 5400 | 5500 | 5500 | 5500 | 5500 | 5500 | 5500 | 5500 | 5500 | 5500 | 5500 | 5500
B0 | 5pc | CT | 14 | 30 | 50 | 82 | 123 | 126 | 125 | 127 | 291 | 293 | 382 | 381 | 376 | 606 | 602 | 609 | 610 | 604 | 595 | 609
B0 | 25pc | CT | 133 | 205 | 267 | 328 | 462 | 476 | 481 | 494 | 1215 | 1209 | 1651 | 1638 | 1650 | 2323 | 2323 | 2320 | 2330 | 2317 | 2320 | 2317
B0 | 75pc | CT | 658 | 1002 | 1208 | 1307 | 1828 | 1834 | 1816 | 1930 | 3861 | 3830 | 5133 | 5072 | 5100 | 6882 | 6886 | 6882 | 6667 | 6541 | 6558 | 6306
B0 | 95pc | CT | 919 | 1395 | 1647 | 1782 | 2510 | 2546 | 2546 | 2643 | 4806 | 4822 | 6043 | 5989 | 6087 | 8061 | 8167 | 8245 | 8284 | 8273 | 8351 | 8436
B0 | Economy_RT | CT | 973 | 1493 | 1733 | 1975 | 2835 | 2914 | 2968 | 3085 | 5277 | 5272 | 6800 | 6799 | 6795 | 7635 | 7641 | 7643 | 7685 | 7668 | 7666 | 7669
B0 | Security_RT | CT | 100 | 102 | 213 | 210 | 219 | 228 | 237 | 151 | 143 | 141 | 134 | -150 | -160 | -167 | -175 | -182 | -188 | -197 | -203 | -208
B0 | Capability | CT | 1800 | 1800 | 1900 | 1900 | 1800 | 1800 | 3400 | 3400 | 5400 | 5500 | 5500 | 5500 | 5500 | 5500 | 5500 | 5500 | 5500 | 5500 | 5500 | 5500
B0 | 5pc | ST | 10 | 22 | 21 | 26 | 39 | 57 | 37 | 57 | 50 | 224 | 216 | 283 | 267 | 482 | 479 | 437 | 432 | 386 | 400 | 366
B0 | 25pc | ST | 128 | 184 | 198 | 212 | 262 | 351 | 319 | 354 | 367 | 1028 | 1026 | 1428 | 1423 | 1782 | 1769 | 1719 | 1693 | 1613 | 1847 | 1820
B0 | 75pc | ST | 647 | 936 | 997 | 1065 | 1225 | 1628 | 1485 | 1506 | 1584 | 3378 | 3338 | 4606 | 4571 | 5354 | 5250 | 5091 | 4915 | 4696 | 5403 | 5243
B0 | 95pc | ST | 906 | 1309 | 1410 | 1504 | 1734 | 2279 | 2128 | 2192 | 2311 | 4258 | 4256 | 5503 | 5416 | 6433 | 6291 | 6191 | 6237 | 6219 | 7030 | 6942
B0 | Economy_RT | ST | 971 | 1417 | 1542 | 1663 | 1979 | 2607 | 2646 | 2845 | 2963 | 5164 | 5162 | 6831 | 6829 | 6843 | 6837 | 6878 | 6875 | 6873 | 7567 | 7565
B0 | Security_RT | ST | 109 | 106 | 99 | 98 | 102 | 107 | 102 | -100 | -106 | -113 | -120 | -126 | -128 | -135 | -186 | -192 | -196 | -198 | -202 | -206
B0 | Capability | ST | 1800 | 1800 | 1900 | 1900 | 1800 | 1800 | 3400 | 3400 | 5400 | 5500 | 5500 | 5500 | 5500 | 5500 | 5500 | 5500 | 5500 | 5500 | 5500 | 5500
B0 | 5pc | FS | 7 | 7 | 7 | 3 | 23 | 29 | 48 | 56 | 64 | 66 | 65 | 65 | 248 | 377 | 375 | 373 | 374 | 372 | 366 | 364
B0 | 25pc | FS | 126 | 124 | 125 | 126 | 211 | 238 | 294 | 332 | 363 | 377 | 375 | 380 | 1140 | 1424 | 1424 | 1429 | 1428 | 1429 | 1427 | 1423
B0 | 75pc | FS | 644 | 644 | 645 | 681 | 1073 | 1186 | 1385 | 1537 | 1655 | 1707 | 1640 | 1672 | 3682 | 4439 | 4433 | 4394 | 4423 | 4401 | 4340 | 4190
B0 | 95pc | FS | 904 | 904 | 904 | 953 | 1497 | 1648 | 1927 | 2168 | 2327 | 2416 | 2382 | 2432 | 4683 | 5578 | 5579 | 5572 | 5620 | 5584 | 5497 | 5621
B0 | Economy_RT | FS | 973 | 975 | 972 | 1014 | 1624 | 1796 | 2126 | 2398 | 2573 | 2678 | 2677 | 2710 | 2962 | 5158 | 5156 | 5215 | 5214 | 5210 | 5207 | 5203
B0 | Security_RT | FS | 126 | 131 | 120 | 111 | 106 | -108 | -110 | 111 | -112 | -116 | -122 | -128 | -132 | -150 | -162 | -168 | -175 | -183 | -189 | -228
B0 | Capability | FS | 1800 | 1800 | 1900 | 1900 | 1800 | 1800 | 3400 | 3400 | 5400 | 5500 | 5500 | 5500 | 5500 | 5500 | 5500 | 5500 | 5500 | 5500 | 5500 | 5500
B13 | 5pc | LW | -1368 | -1434 | -112 | 1088 | 1039 | 891 | -564 | -792 | -1000 | -1368 | -1307 | -1200 | 247 | 219 | 195 | 155 | 236 | 550 | 602 | 718
B13 | 25pc | LW | -1025 | -1103 | 181 | 1485 | 1431 | 1327 | -32 | -188 | -340 | 639 | 601 | 608 | 1411 | 1446 | 1357 | 1414 | 1459 | 1712 | 1747 | 1810
B13 | 75pc | LW | -313 | -448 | 873 | 2204 | 2221 | 2173 | 2448 | 2335 | 2188 | 3280 | 3249 | 3382 | 3712 | 3634 | 3504 | 3509 | 3556 | 3771 | 3874 | 3986
B13 | 95pc | LW | 496 | 478 | 1867 | 3318 | 3399 | 3465 | 4317 | 4277 | 4196 | 5607 | 5700 | 5822 | 6082 | 5861 | 5807 | 5844 | 5958 | 6176 | 6357 | 6590
B13 | Economy_RT | LW | -3084 | -3091 | -2288 | 3035 | 3090 | 2778 | -2546 | -2696 | -2931 | -2008 | -2244 | -2335 | -2408 | -2396 | -2628 | -2715 | -2798 | -2767 | -2675 | -2582
B13 | Security_RT | LW | -2650 | -2637 | 2450 | 3850 | 4091 | 3940 | 4338 | 4063 | 3171 | 3079 | 3280 | 3609 | 5384 | 5317 | 5194 | 5206 | 5249 | 5359 | 5344 | 5353
B13 | Capability | LW | 3300 | 3300 | 5400 | 6500 | 6500 | 6500 | 6500 | 6500 | 6500 | 6500 | 6500 | 6500 | 6500 | 6500 | 6500 | 6500 | 6500 | 6500 | 6500 | 6500
B13 | 5pc | CT | -1364 | -1455 | -1522 | -133 | 1104 | 855 | 523 | -844 | -1122 | -1293 | -1511 | -1561 | -1693 | -1733 | -1190 | -1123 | -171 | 283 | 460 | 321
B13 | 25pc | CT | -999 | -1096 | -1149 | 184 | 1483 | 1302 | 1072 | -246 | -491 | -638 | -892 | -921 | -923 | -928 | -92 | 371 | 1239 | 1957 | 2222 | 2170
B13 | 75pc | CT | -324 | -456 | -463 | 854 | 2224 | 2108 | 2045 | 2614 | 2490 | 2467 | 2138 | 1909 | 1803 | 1686 | 2154 | 2605 | 4000 | 4955 | 5029 | 5063
B13 | 95pc | CT | 265 | 232 | 272 | 1628 | 2951 | 2978 | 2994 | 4056 | 3979 | 4023 | 3897 | 3774 | 3759 | 3650 | 4284 | 4745 | 6221 | 7303 | 7242 | 7346
B13 | Economy_RT | CT | -3155 | -3172 | -3234 | -2191 | 3136 | 2952 | 2696 | -2735 | -2987 | -3170 | -3450 | -3528 | -3671 | -3941 | -3758 | -3673 | -3944 | -2774 | -2981 | -3092
B13 | Security_RT | CT | -2819 | -2806 | -2881 | 2350 | 3769 | 3807 | 3918 | 3757 | 3534 | 3479 | 2951 | 3046 | 2946 | 3187 | 4419 | 5182 | 5046 | 5041 | 4947 | 4847
B13 | Capability | CT | 3300 | 3300 | 5400 | 6500 | 6500 | 6500 | 6500 | 6500 | 6500 | 6500 | 6500 | 6500 | 6500 | 6500 | 6500 | 6500 | 6500 | 6500 | 6500 | 6500
B13 | 5pc | ST | -1341 | -1443 | -1516 | -24 | 1257 | 1215 | 851 | 678 | -886 | -968 | -848 | -845 | -968 | -1060 | -372 | -61 | -84 | -133 | 377 | 332
B13 | 25pc | ST | -968 | -1088 | -1118 | 269 | 1573 | 1534 | 1299 | 1181 | -368 | -432 | -330 | -409 | -554 | -564 | 361 | 1231 | 1538 | 1505 | 2229 | 2220
B13 | 75pc | ST | -294 | -481 | -405 | 934 | 2247 | 2211 | 2034 | 1984 | 2388 | 2203 | 2355 | 1912 | 1568 | 1550 | 1886 | 3209 | 4010 | 4082 | 5091 | 5168
B13 | 95pc | ST | 346 | 204 | 321 | 1609 | 2964 | 2941 | 2861 | 2946 | 3863 | 3830 | 3975 | 3761 | 3581 | 3586 | 3923 | 4972 | 5652 | 5727 | 6888 | 6930
B13 | Economy_RT | ST | -3308 | -3307 | -3368 | -2314 | 3058 | 3026 | 2774 | 2673 | -2846 | -3022 | -3111 | -3436 | -3609 | -3747 | -3995 | -4365 | -4751 | -5085 | -4037 | -4232
B13 | Security_RT | ST | -2973 | -2966 | -3013 | 2252 | 3605 | 3723 | 3661 | 3586 | 3420 | 3323 | 3507 | 3485 | 3376 | 3257 | 4852 | 6052 | 6832 | 6748 | 6697 | 6617
B13 | Capability | ST | 3300 | 3300 | 5400 | 6500 | 6500 | 6500 | 6500 | 6500 | 6500 | 6500 | 6500 | 6500 | 6500 | 6500 | 6500 | 6500 | 6500 | 6500 | 6500 | 6500
B13 | 5pc | FS | -1350 | -1453 | -1457 | -1591 | -117 | 1188 | 1054 | 997 | 850 | -641 | -560 | -397 | -648 | -891 | -1013 | -1152 | -590 | -3 | -124 | -252
B13 | 25pc | FS | -982 | -1068 | -1059 | -1177 | 195 | 1509 | 1394 | 1366 | 1268 | 94 | 14 | 215 | -93 | -325 | -448 | -595 | -15 | 1200 | 1018 | 953
B13 | 75pc | FS | -324 | -396 | -364 | -482 | 820 | 2124 | 2057 | 2061 | 1978 | 2697 | 2678 | 2747 | 2501 | 2314 | 2165 | 1939 | 2236 | 2854 | 2716 | 2684
B13 | 95pc | FS | 279 | 247 | 276 | 139 | 1399 | 2731 | 2687 | 2693 | 2674 | 3839 | 3871 | 3937 | 3783 | 3637 | 3462 | 3418 | 3626 | 4482 | 4335 | 4306
B13 | Economy_RT | FS | -3448 | -3401 | -3482 | -3612 | -2526 | 2726 | 2601 | 2636 | 2692 | -2196 | -2581 | -2587 | -2914 | -3286 | -3500 | -3739 | -3635 | -3371 | -3677 | -4009
B13 | Security_RT | FS | -3068 | -2983 | -3130 | -3196 | 2254 | 3640 | 3654 | 3906 | 3953 | 3869 | 3772 | 4016 | 4026 | 3798 | 3547 | 3421 | 4088 | 5916 | 5718 | 5539
B13 | Capability | FS | 3300 | 3300 | 5400 | 6500 | 6500 | 6500 | 6500 | 6500 | 6500 | 6500 | 6500 | 6500 | 6500 | 6500 | 6500 | 6500 | 6500 | 6500 | 6500 | 6500
B14 | 5pc | LW | 3481 | 3543 | 3562 | 3660 | 3764 | 3919 | 4080 | 4295 | 4399 | 4615 | 4748 | 4873 | 4938 | 5012 | 5203 | 5234 | 5255 | 5233 | 5331 | 5387
B14 | 25pc | LW | 4479 | 4490 | 4534 | 4618 | 4742 | 4871 | 4984 | 5196 | 5356 | 5588 | 5747 | 5934 | 6097 | 6209 | 6323 | 6417 | 6471 | 6577 | 6614 | 6654
B14 | 75pc | LW | 5876 | 5863 | 5960 | 6061 | 6266 | 6529 | 6739 | 7067 | 7402 | 7791 | 8171 | 8512 | 8757 | 8990 | 9242 | 9505 | 9631 | 9709 | 9780 | 9785
B14 | 95pc | LW | 6798 | 6833 | 6920 | 7116 | 7342 | 7603 | 7957 | 8391 | 8852 | 9329 | 9815 | 10298 | 10688 | 11092 | 11448 | 11810 | 11986 | 12220 | 12296 | 12399
B14 | Economy_RT | LW | 10799 | 11171 | 11316 | 11625 | 12155 | 12579 | 12880 | 13193 | 13558 | 14295 | 15023 | 15419 | 15738 | 16278 | 16776 | 17118 | 17244 | 17265 | 17427 | 17520
B14 | Security_RT | LW | 9747 | 10089 | 10172 | 10375 | 11266 | 11900 | 12195 | 12394 | 12643 | 12994 | 13403 | 13429 | 13327 | 13747 | 14196 | 14511 | 14556 | 14460 | 14616 | 14736
B14 | Capability | LW | 11600 | 11600 | 11600 | 11600 | 11600 | 11600 | 11600 | 11600 | 11600 | 11600 | 11600 | 11600 | 11600 | 11600 | 11600 | 11600 | 11600 | 11600 | 11600 | 11600
B14 | 5pc | CT | 3554 | 3586 | 3591 | 3669 | 3783 | 3977 | 4148 | 4300 | 4535 | 4777 | 5014 | 5296 | 5449 | 5650 | 5922 | 6010 | 6206 | 6438 | 6637 | 6691
B14 | 25pc | CT | 4578 | 4591 | 4612 | 4724 | 4867 | 5007 | 5192 | 5390 | 5624 | 5894 | 6206 | 6527 | 6781 | 7092 | 7387 | 7610 | 7842 | 8303 | 8522 | 8769
B14 | 75pc | CT | 6028 | 6068 | 6083 | 6214 | 6381 | 6657 | 6958 | 7320 | 7679 | 8146 | 8562 | 9081 | 9585 | 10052 | 10511 | 10921 | 11393 | 11955 | 12519 | 12931
B14 | 95pc | CT | 6970 | 7060 | 7094 | 7262 | 7474 | 7829 | 8202 | 8597 | 9110 | 9682 | 10208 | 10918 | 11494 | 12156 | 12715 | 13331 | 13912 | 14739 | 15375 | 16024
B14 | Economy_RT | CT | 10932 | 11343 | 11365 | 11563 | 12031 | 12444 | 13003 | 13751 | 14304 | 14844 | 15456 | 15976 | 16571 | 17361 | 17912 | 18474 | 18949 | 19594 | 20094 | 20454
B14 | Security_RT | CT | 10025 | 10385 | 10366 | 10597 | 11028 | 11430 | 11677 | 13115 | 13585 | 14003 | 14340 | 14756 | 15261 | 15719 | 16171 | 16611 | 16898 | 17172 | 17612 | 17941
B14 | Capability | CT | 11600 | 11600 | 11600 | 11600 | 11600 | 11600 | 11600 | 11600 | 11600 | 11600 | 11600 | 11600 | 11600 | 11600 | 11600 | 11600 | 11600 | 11600 | 11600 | 11600
B14 | 5pc | ST | 3620 | 3636 | 3645 | 3686 | 3703 | 3724 | 3825 | 3879 | 3970 | 4086 | 4212 | 4364 | 4513 | 4675 | 4811 | 4954 | 4993 | 5025 | 5081 | 5084
B14 | 25pc | ST | 4670 | 4713 | 4715 | 4751 | 4808 | 4830 | 4934 | 5030 | 5154 | 5262 | 5365 | 5527 | 5704 | 5800 | 5945 | 6084 | 6140 | 6220 | 6271 | 6310
B14 | 75pc | ST | 6174 | 6202 | 6247 | 6271 | 6329 | 6381 | 6545 | 6682 | 6760 | 6907 | 7076 | 7308 | 7589 | 7796 | 8085 | 8346 | 8531 | 8787 | 9050 | 9212
B14 | 95pc | ST | 7130 | 7200 | 7266 | 7276 | 7371 | 7463 | 7674 | 7829 | 7960 | 8145 | 8362 | 8570 | 8859 | 9295 | 9651 | 9942 | 10232 | 10595 | 10876 | 11123
B14 | Economy_RT | ST | 11161 | 11509 | 11629 | 11661 | 11879 | 11885 | 12292 | 12712 | 12902 | 13168 | 13437 | 13797 | 14191 | 14590 | 14965 | 15340 | 15609 | 15964 | 16404 | 16733
B14 | Security_RT | ST | 10243 | 10569 | 10662 | 10708 | 10936 | 10897 | 11195 | 11940 | 12162 | 12367 | 12584 | 12749 | 13179 | 13882 | 14151 | 14452 | 14615 | 14868 | 15136 | 15362
B14 | Capability | ST | 11600 | 11600 | 11600 | 11600 | 11600 | 11600 | 11600 | 11600 | 11600 | 11600 | 11600 | 11600 | 11600 | 11600 | 11600 | 11600 | 11600 | 11600 | 11600 | 11600
B14 | 5pc | FS | 3805 | 3851 | 3871 | 3870 | 3898 | 3940 | 3987 | 4069 | 4122 | 4202 | 4287 | 4418 | 4524 | 4683 | 4869 | 5031 | 5197 | 5372 | 5511 | 5661
B14 | 25pc | FS | 4911 | 4948 | 4967 | 5017 | 5062 | 5101 | 5205 | 5292 | 5393 | 5508 | 5634 | 5759 | 5873 | 6032 | 6196 | 6358 | 6500 | 6742 | 6885 | 7021
B14 | 75pc | FS | 6476 | 6529 | 6527 | 6586 | 6683 | 6741 | 6857 | 6928 | 7105 | 7270 | 7503 | 7635 | 7884 | 8143 | 8338 | 8568 | 8892 | 9119 | 9396 | 9685
B14 | 95pc | FS | 7454 | 7563 | 7588 | 7645 | 7748 | 7853 | 7996 | 8137 | 8308 | 8508 | 8781 | 8983 | 9339 | 9653 | 9900 | 10246 | 10517 | 10860 | 11194 | 11596
B14 | Economy_RT | FS | 11487 | 11869 | 11939 | 12285 | 12542 | 12629 | 12889 | 12980 | 13187 | 13399 | 13707 | 14052 | 14466 | 14998 | 15349 | 15997 | 16306 | 16759 | 17185 | 17606
B14 | Security_RT | FS | 10422 | 10825 | 10921 | 11188 | 11451 | 11404 | 11532 | 11584 | 11876 | 12157 | 12492 | 12783 | 13096 | 13454 | 13913 | 14910 | 15184 | 15555 | 15932 | 16291
B14 | Capability | FS | 11600 | 11600 | 11600 | 11600 | 11600 | 11600 | 11600 | 11600 | 11600 | 11600 | 11600 | 11600 | 11600 | 11600 | 11600 | 11600 | 11600 | 11600 | 11600 | 11600
B1a | 5pc | LW | 195 | 203 | 285 | 290 | 235 | 181 | 417 | 319 | 283 | 723 | 921 | 941 | 791 | 854 | 1168 | 1278 | 1295 | 1224 | 1106 | 1111
B1a | 25pc | LW | 779 | 885 | 1071 | 1337 | 1306 | 1535 | 2207 | 2165 | 2166 | 2908 | 3160 | 3174 | 3099 | 3144 | 3644 | 3944 | 3856 | 3788 | 3730 | 3642
B1a | 75pc | LW | 3275 | 3624 | 4007 | 4552 | 4473 | 4728 | 6770 | 6428 | 6675 | 7973 | 8586 | 8542 | 8203 | 8476 | 9769 | 10593 | 10457 | 10484 | 10483 | 10526
B1a | 95pc | LW | 4316 | 4822 | 5473 | 6478 | 6425 | 6834 | 9122 | 8946 | 9184 | 10411 | 11147 | 11339 | 11141 | 11570 | 12878 | 13875 | 13846 | 13757 | 13673 | 13600
B1a | Economy_RT | LW | 5632 | 6159 | 6961 | 8400 | 8512 | 9246 | 11214 | 11325 | 11695 | 14590 | 16078 | 16155 | 16471 | 16860 | 18140 | 18903 | 18879 | 18886 | 18908 | 18945
B1a | Security_RT | LW | 1605 | 1709 | 1806 | 3040 | 3273 | 4018 | 4149 | 4274 | 4997 | 5869 | 5864 | 5845 | 5834 | 5826 | 5816 | 5853 | 5848 | 5840 | 5809 | 5788
B1a | Capability | LW | 2600 | 3000 | 4100 | 5100 | 5100 | 3600 | 8200 | 8700 | 9200 | 9200 | 9200 | 9200 | 9200 | 9200 | 9200 | 9200 | 9200 | 9200 | 9200 | 9200
B1a | 5pc | CT | 139 | 209 | 230 | 335 | 411 | 423 | 545 | 529 | 724 | 733 | 946 | 972 | 955 | 1318 | 1354 | 1287 | 1537 | 1510 | 1539 | 1491
B1a | 25pc | CT | 580 | 788 | 879 | 1086 | 1319 | 1384 | 1638 | 1737 | 2447 | 2437 | 3126 | 3143 | 3154 | 3828 | 3847 | 3844 | 4309 | 4225 | 4198 | 4234
B1a | 75pc | CT | 2273 | 3256 | 3481 | 4000 | 4819 | 4808 | 5192 | 5809 | 7637 | 7429 | 8606 | 8492 | 8398 | 10063 | 10212 | 10420 | 11291 | 11095 | 10978 | 11015
B1a | 95pc | CT | 3089 | 4283 | 4588 | 5353 | 6440 | 6573 | 7232 | 7746 | 9883 | 9879 | 10927 | 10967 | 11072 | 12812 | 13039 | 13386 | 14673 | 14397 | 14608 | 14690
B1a | Economy_RT | CT | 4259 | 5651 | 5966 | 6712 | 7724 | 7943 | 8487 | 8938 | 10990 | 11647 | 14112 | 14426 | 14794 | 17256 | 17321 | 17429 | 18673 | 18473 | 18429 | 18414
B1a | Security_RT | CT | 1558 | 1601 | 1832 | 1816 | 1889 | 1971 | 2046 | 2000 | 3250 | 3257 | 4001 | 5022 | 4983 | 5058 | 5065 | 5047 | 5043 | 5062 | 5029 | 4991
B1a | Capability | CT | 2600 | 3000 | 4100 | 5100 | 5100 | 3600 | 8200 | 8700 | 9200 | 9200 | 9200 | 9200 | 9200 | 9200 | 9200 | 9200 | 9200 | 9200 | 9200 | 9200
B1a | 5pc | ST | 133 | 145 | 170 | 203 | 259 | 283 | 284 | 325 | 448 | 603 | 580 | 822 | 816 | 902 | 1159 | 1104 | 1101 | 1023 | 948 | 950
B1a | 25pc | ST | 558 | 626 | 765 | 830 | 962 | 1132 | 1129 | 1205 | 1478 | 2168 | 2186 | 2811 | 2803 | 3133 | 3571 | 3455 | 3486 | 3346 | 3507 | 3474
B1a | 75pc | ST | 2253 | 2507 | 3176 | 3427 | 3851 | 4551 | 4222 | 4234 | 5169 | 6788 | 6819 | 8008 | 7842 | 8412 | 9413 | 9119 | 9037 | 8742 | 9241 | 9492
B1a | 95pc | ST | 3052 | 3395 | 4273 | 4640 | 5199 | 6144 | 5962 | 6118 | 6975 | 8875 | 9004 | 10323 | 9900 | 11091 | 11892 | 11848 | 11785 | 11987 | 12766 | 12896
B1a | Economy_RT | ST | 4248 | 4693 | 5747 | 6139 | 6793 | 7590 | 7704 | 7997 | 8662 | 10295 | 10387 | 12643 | 12609 | 14575 | 16466 | 16421 | 16350 | 16978 | 17521 | 17489
B1a | Security_RT | ST | 1621 | 1607 | 1664 | 1663 | 1745 | 1822 | 1778 | 1771 | 1791 | 1789 | 1782 | 1747 | 1720 | 2949 | 3872 | 3842 | 3855 | 3831 | 3847 | 3835
B1a | Capability | ST | 2600 | 3000 | 4100 | 5100 | 5100 | 3600 | 8200 | 8700 | 9200 | 9200 | 9200 | 9200 | 9200 | 9200 | 9200 | 9200 | 9200 | 9200 | 9200 | 9200
B1a | 5pc | FS | 136 | 122 | 121 | 137 | 168 | 217 | 273 | 286 | 320 | 339 | 363 | 342 | 617 | 842 | 851 | 838 | 870 | 859 | 856 | 870
B1a | 25pc | FS | 549 | 544 | 545 | 659 | 781 | 910 | 1031 | 1101 | 1154 | 1190 | 1252 | 1260 | 2251 | 2650 | 2643 | 2660 | 2688 | 2667 | 2632 | 2594
B1a | 75pc | FS | 2261 | 2235 | 2246 | 2868 | 3341 | 3706 | 4084 | 4323 | 4560 | 4644 | 4658 | 4691 | 7149 | 8010 | 8013 | 7971 | 7978 | 7764 | 7526 | 7519
B1a | 95pc | FS | 3022 | 3034 | 3015 | 3803 | 4433 | 4928 | 5436 | 5813 | 6095 | 6304 | 6509 | 6522 | 9446 | 10707 | 10548 | 10592 | 10625 | 10367 | 10293 | 10552
B1a | Economy_RT | FS | 4057 | 4290 | 4326 | 5132 | 5827 | 6248 | 6727 | 7040 | 7322 | 7543 | 7753 | 7748 | 8685 | 11313 | 11274 | 11925 | 12129 | 12740 | 12674 | 12604
B1a | Security_RT | FS | 1351 | 1759 | 1788 | 1825 | 1760 | 1732 | 1795 | 1910 | 1854 | 1926 | 1913 | 1924 | 1939 | 3036 | 2952 | 2959 | 3468 | 3321 | 3273 | 3172
B1a | Capability | FS | 2600 | 3000 | 4100 | 5100 | 5100 | 3600 | 8200 | 8700 | 9200 | 9200 | 9200 | 9200 | 9200 | 9200 | 9200 | 9200 | 9200 | 9200 | 9200 | 9200
B2 | 5pc | LW | 175 | 80 | 117 | -1 | -117 | -574 | -902 | -1244 | -2289 | 1185 | 1181 | 1445 | 1004 | 403 | 1010 | 1627 | 1723 | 1412 | 1246 | 1094
B2 | 25pc | LW | 1104 | 985 | 1075 | 1227 | 1735 | 1779 | 2594 | 2294 | 1828 | 5421 | 5884 | 5988 | 5614 | 5514 | 6010 | 6426 | 6300 | 6213 | 6009 | 6170
B2 | 75pc | LW | 4026 | 3916 | 4114 | 4514 | 4530 | 4854 | 6878 | 6565 | 6561 | 12842 | 14534 | 14859 | 14282 | 13924 | 15338 | 16430 | 16405 | 16512 | 16291 | 16416
B2 | 95pc | LW | 5245 | 5373 | 5710 | 6505 | 7052 | 7499 | 10324 | 10153 | 10789 | 17661 | 19452 | 19954 | 19747 | 19435 | 20848 | 21749 | 22203 | 21994 | 22749 | 23397
B2 | Economy_RT | LW | 6732 | 7142 | 7922 | 9335 | 9917 | 10990 | 12966 | 13035 | 11996 | 19902 | 21952 | 22699 | 22966 | 23376 | 24624 | 25377 | 25319 | 25314 | 25341 | 25398
B2 | Security_RT | LW | 2924 | 3011 | 3109 | 4349 | 4378 | 5791 | 5925 | 5892 | 6469 | 8016 | 7995 | 7958 | 7998 | 8015 | 7988 | 8012 | 7996 | 7968 | 7904 | 7839
B2 | Capability | LW | 3600 | 3500 | 3800 | 4500 | 4500 | 5700 | 9100 | 8200 | 10100 | 10100 | 10100 | 10100 | 10100 | 10100 | 10100 | 10100 | 10100 | 10100 | 10100 | 10100
B2 | 5pc | CT | 139 | 205 | 245 | 333 | 1109 | 1097 | 1188 | 1096 | 1147 | 1221 | 2033 | 2430 | 2551 | 2953 | 2978 | 3019 | 3188 | 2902 | 2895 | 2999
B2 | 25pc | CT | 970 | 1117 | 1241 | 1371 | 2089 | 2081 | 2265 | 2350 | 2914 | 3104 | 5408 | 5866 | 6077 | 6926 | 7237 | 7310 | 7718 | 7487 | 7402 | 7509
B2 | 75pc | CT | 3125 | 4007 | 4265 | 4722 | 5773 | 5677 | 5884 | 6475 | 8010 | 8273 | 14637 | 16767 | 16593 | 19068 | 19498 | 19882 | 20739 | 20354 | 20146 | 20182
B2 | 95pc | CT | 4121 | 5240 | 5523 | 6203 | 7746 | 7522 | 8080 | 8522 | 10353 | 10934 | 18251 | 20208 | 20837 | 23743 | 24061 | 24471 | 25813 | 25295 | 25320 | 25555
B2 | Economy_RT | CT | 5873 | 6865 | 7073 | 7824 | 9109 | 9302 | 9897 | 10348 | 12353 | 13024 | 19155 | 20451 | 21803 | 24974 | 25071 | 25173 | 26388 | 25992 | 25894 | 25837
B2 | Security_RT | CT | 2861 | 2967 | 3134 | 3121 | 2922 | 3052 | 3423 | 3348 | 4399 | 4442 | 5852 | 6530 | 7500 | 7547 | 7542 | 7472 | 7654 | 7657 | 8098 | 8524
B2 | Capability | CT | 3600 | 3500 | 3800 | 4500 | 4500 | 5700 | 9100 | 8200 | 10100 | 10100 | 10100 | 10100 | 10100 | 10100 | 10100 | 10100 | 10100 | 10100 | 10100 | 10100
B2 | 5pc | ST | 177 | 108 | 93 | 118 | 157 | 878 | 638 | 678 | 654 | 887 | 936 | 1620 | 1590 | 1782 | 2174 | 1811 | 1862 | 2252 | 2193 | 2285
B2 | 25pc | ST | 1036 | 892 | 988 | 1022 | 962 | 1844 | 1708 | 1838 | 2021 | 2638 | 3036 | 4676 | 4884 | 5193 | 6167 | 5880 | 5936 | 6720 | 6649 | 6797
B2 | 75pc | ST | 3147 | 3196 | 3682 | 3802 | 4118 | 5280 | 4747 | 4813 | 5570 | 7033 | 8607 | 13744 | 14509 | 14340 | 17131 | 16387 | 16562 | 17756 | 17970 | 18015
B2 | 95pc | ST | 4157 | 4304 | 4980 | 5245 | 5702 | 7089 | 6605 | 6794 | 7450 | 9279 | 11067 | 16817 | 17595 | 18057 | 20901 | 20212 | 20540 | 22679 | 22729 | 23259
B2 | Economy_RT | ST | 5853 | 6199 | 6890 | 7268 | 7421 | 9026 | 9122 | 9496 | 10146 | 11745 | 13206 | 17761 | 18359 | 20291 | 22894 | 22765 | 22627 | 25079 | 25437 | 25230
B2 | Security_RT | ST | 2869 | 2950 | 2986 | 2980 | 1727 | 2913 | 2848 | 3182 | 3167 | 3159 | 3142 | 4252 | 4203 | 5059 | 5680 | 5612 | 5601 | 7782 | 7781 | 8255
B2 | Capability | ST | 3600 | 3500 | 3800 | 4500 | 4500 | 5700 | 9100 | 8200 | 10100 | 10100 | 10100 | 10100 | 10100 | 10100 | 10100 | 10100 | 10100 | 10100 | 10100 | 10100
B2 | 5pc | FS | 321 | 228 | 329 | 162 | 178 | 222 | 255 | 213 | 964 | 925 | 1046 | 994 | 1311 | 1680 | 1646 | 1691 | 1692 | 1607 | 1791 | 1711
B2 | 25pc | FS | 1141 | 1069 | 1129 | 1099 | 1114 | 1202 | 1310 | 1182 | 1878 | 1856 | 2127 | 2113 | 3236 | 4113 | 4278 | 4506 | 4489 | 4652 | 4725 | 4847
B2 | 75pc | FS | 3166 | 3087 | 3108 | 3650 | 4027 | 4378 | 4722 | 4852 | 5325 | 5410 | 6191 | 6238 | 9271 | 11698 | 12310 | 13206 | 13306 | 13613 | 13740 | 14282
B2 | 95pc | FS | 4175 | 4053 | 4084 | 4772 | 5325 | 5732 | 6225 | 6528 | 7102 | 7274 | 8205 | 8265 | 11824 | 14947 | 15977 | 17104 | 16905 | 17375 | 17522 | 18187
B2 | Economy_RT | FS | 5711 | 5944 | 5989 | 6460 | 6954 | 7284 | 7710 | 7575 | 8633 | 8846 | 9737 | 9709 | 12021 | 15311 | 15902 | 16875 | 17055 | 17637 | 17895 | 17801
B2 | Security_RT | FS | 2746 | 3281 | 3349 | 3341 | 3220 | 3165 | 3250 | 1912 | 3008 | 3092 | 3065 | 3077 | 3094 | 4096 | 3981 | 3956 | 4268 | 4086 | 4011 | 3901
B2 | Capability | FS | 3600 | 3500 | 3800 | 4500 | 4500 | 5700 | 9100 | 8200 | 10100 | 10100 | 10100 | 10100 | 10100 | 10100 | 10100 | 10100 | 10100 | 10100 | 10100 | 10100
B3b | 5pc | LW | 53 | 63 | 61 | 68 | 87 | 84 | 74 | 74 | 73 | 72 | 75 | 74 | 76 | 73 | 71 | 74 | 69 | 65 | 61 | -1
B3b | 25pc | LW | 118 | 133 | 129 | 149 | 219 | 216 | 209 | 205 | 204 | 206 | 223 | 224 | 221 | 221 | 217 | 220 | 215 | 211 | 206 | 186
B3b | 75pc | LW | 327 | 387 | 358 | 451 | 745 | 730 | 709 | 705 | 702 | 648 | 731 | 742 | 688 | 703 | 701 | 730 | 723 | 758 | 773 | 767
B3b | 95pc | LW | 436 | 516 | 479 | 592 | 1000 | 959 | 957 | 956 | 991 | 945 | 1046 | 1091 | 1050 | 1100 | 1096 | 1112 | 1099 | 1101 | 1086 | 1076
B3b | Local_RT | LW | 642 | 754 | 764 | 933 | 1465 | 1480 | 1498 | 1517 | 1539 | 1562 | 1738 | 1762 | 1791 | 1811 | 1829 | 1851 | 1876 | 1900 | 1925 | 1950
B3b | Capability | LW | 400 | 400 | 400 | 400 | 400 | 400 | 400 | 400 | 400 | 400 | 400 | 400 | 400 | 400 | 400 | 400 | 400 | 400 | 400 | 400
B3b | 5pc | CT | 51 | 55 | 60 | 60 | 67 | 79 | 84 | 86 | 84 | 81 | 80 | 82 | 81 | 79 | 78 | 76 | 78 | 74 | 73 | 75
B3b | 25pc | CT | 118 | 118 | 123 | 122 | 140 | 199 | 219 | 227 | 225 | 223 | 218 | 239 | 240 | 235 | 238 | 235 | 237 | 230 | 230 | 234
B3b | 75pc | CT | 332 | 330 | 333 | 320 | 406 | 629 | 671 | 741 | 748 | 733 | 674 | 772 | 754 | 741 | 756 | 755 | 762 | 738 | 756 | 775
B3b | 95pc | CT | 437 | 438 | 442 | 426 | 537 | 846 | 924 | 1009 | 1051 | 1055 | 923 | 1049 | 1110 | 1090 | 1135 | 1151 | 1171 | 1125 | 1166 | 1205
B3b | Local_RT | CT | 659 | 664 | 680 | 686 | 828 | 1254 | 1425 | 1489 | 1501 | 1516 | 1534 | 1701 | 1718 | 1734 | 1751 | 1768 | 1789 | 1806 | 1825 | 1845
B3b | Capability | CT | 400 | 400 | 400 | 400 | 400 | 400 | 400 | 400 | 400 | 400 | 400 | 400 | 400 | 400 | 400 | 400 | 400 | 400 | 400 | 400
B3b | 5pc | ST | 47 | 51 | 54 | 56 | 57 | 65 | 78 | 81 | 84 | 83 | 81 | 80 | 82 | 82 | 78 | 72 | 74 | 71 | 62 | 64
B3b | 25pc | ST | 116 | 115 | 116 | 120 | 118 | 143 | 192 | 197 | 218 | 216 | 215 | 209 | 220 | 222 | 213 | 205 | 206 | 203 | 192 | 195
B3b | 75pc | ST | 331 | 326 | 321 | 322 | 310 | 431 | 573 | 594 | 707 | 684 | 680 | 632 | 646 | 664 | 631 | 612 | 615 | 631 | 611 | 643
B3b | 95pc | ST | 437 | 431 | 427 | 425 | 418 | 575 | 808 | 831 | 995 | 969 | 991 | 900 | 910 | 1006 | 928 | 903 | 939 | 1000 | 963 | 1002
B3b | Local_RT | ST | 655 | 657 | 663 | 676 | 685 | 870 | 1243 | 1324 | 1470 | 1479 | 1490 | 1501 | 1611 | 1619 | 1628 | 1637 | 1651 | 1666 | 1681 | 1698
B3b | Capability | ST | 400 | 400 | 400 | 400 | 400 | 400 | 400 | 400 | 400 | 400 | 400 | 400 | 400 | 400 | 400 | 400 | 400 | 400 | 400 | 400
B3b | 5pc | FS | 45 | 48 | 49 | 52 | 53 | 53 | 58 | 65 | 68 | 73 | 73 | 72 | 70 | 69 | 71 | 69 | 66 | 65 | 63 | 63
B3b | 25pc | FS | 114 | 113 | 112 | 114 | 115 | 115 | 127 | 154 | 166 | 189 | 189 | 187 | 185 | 183 | 192 | 193 | 191 | 188 | 186 | 185
B3b | 75pc | FS | 330 | 327 | 326 | 326 | 327 | 319 | 364 | 499 | 534 | 636 | 610 | 611 | 564 | 546 | 606 | 599 | 608 | 577 | 588 | 594
B3b | 95pc | FS | 436 | 433 | 434 | 434 | 430 | 428 | 497 | 673 | 738 | 878 | 869 | 869 | 850 | 837 | 926 | 919 | 921 | 889 | 908 | 919
B3b | Local_RT | FS | 650 | 648 | 647 | 651 | 654 | 652 | 739 | 941 | 1021 | 1180 | 1182 | 1185 | 1188 | 1189 | 1290 | 1294 | 1299 | 1306 | 1312 | 1318
B3b | Capability | FS | 400 | 400 | 400 | 400 | 400 | 400 | 400 | 400 | 400 | 400 | 400 | 400 | 400 | 400 | 400 | 400 | 400 | 400 | 400 | 400
B4 | 5pc | LW | 333 | 281 | 336 | 304 | 729 | 274 | -261 | -618 | -1588 | 1938 | 1973 | 2032 | 1932 | 1527 | 1797 | 2278 | 2325 | 2233 | 1942 | 1763
B4 | 25pc | LW | 1549 | 1477 | 1553 | 1766 | 2438 | 2530 | 3239 | 2986 | 2823 | 6124 | 6567 | 6677 | 6199 | 6118 | 6567 | 6988 | 6920 | 6847 | 6558 | 6841
B4 | 75pc | LW | 5220 | 5069 | 5119 | 5601 | 6004 | 6113 | 8216 | 7816 | 7683 | 14026 | 15719 | 16099 | 15463 | 15027 | 16143 | 17339 | 17537 | 17724 | 17397 | 17513
B4 | 95pc | LW | 6760 | 6839 | 7102 | 7794 | 8789 | 8912 | 11881 | 11382 | 12129 | 18755 | 20592 | 21194 | 20777 | 20516 | 22005 | 22936 | 23455 | 22993 | 23786 | 24302
B4 | Economy_RT | LW | 7587 | 8014 | 8755 | 10220 | 11499 | 13000 | 16706 | 16785 | 15799 | 24390 | 27793 | 28502 | 28676 | 29135 | 30315 | 31041 | 30903 | 30879 | 30914 | 31014
B4 | Security_RT | LW | 4606 | 4587 | 4680 | 5593 | 5877 | 7158 | 7335 | 7689 | 8255 | 9775 | 10581 | 10531 | 10575 | 10619 | 10575 | 10587 | 10563 | 10518 | 10431 | 10337
B4 | Capability | LW | 4300 | 4000 | 4400 | 4800 | 4800 | 4900 | 9400 | 9200 | 10500 | 10500 | 10500 | 10500 | 10500 | 10500 | 10500 | 10500 | 10500 | 10500 | 10500 | 10500
B4 | 5pc | CT | 267 | 377 | 429 | 481 | 1264 | 1288 | 1402 | 1335 | 1351 | 1514 | 2357 | 2624 | 2798 | 3266 | 3282 | 3214 | 3452 | 3113 | 3137 | 3214
B4 | 25pc | CT | 1383 | 1574 | 1699 | 1819 | 2621 | 2654 | 2839 | 2949 | 3465 | 3624 | 5791 | 6437 | 6643 | 7518 | 7685 | 7736 | 8200 | 7722 | 7829 | 7790
B4 | 75pc | CT | 4249 | 5166 | 5433 | 5821 | 6969 | 6882 | 6996 | 7800 | 9325 | 9545 | 15533 | 17619 | 17531 | 19925 | 19921 | 20292 | 21236 | 20617 | 20587 | 20627
B4 | 95pc | CT | 5670 | 6748 | 7026 | 7582 | 9104 | 9185 | 9675 | 10414 | 12097 | 12641 | 19469 | 21449 | 22095 | 24650 | 25207 | 25462 | 26769 | 25859 | 26180 | 26428
B4 | Economy_RT | CT | 6890 | 7877 | 8014 | 8805 | 10231 | 11325 | 12539 | 13291 | 15325 | 16929 | 23830 | 26675 | 27952 | 30823 | 31020 | 31130 | 32180 | 31382 | 31168 | 31044
B4 | Security_RT | CT | 4588 | 4661 | 4677 | 4673 | 4653 | 4762 | 5051 | 4969 | 6221 | 6228 | 7548 | 9201 | 10133 | 10199 | 10170 | 10061 | 10181 | 10188 | 10585 | 10967
B4 | Capability | CT | 4300 | 4000 | 4400 | 4800 | 4800 | 4900 | 9400 | 9200 | 10500 | 10500 | 10500 | 10500 | 10500 | 10500 | 10500 | 10500 | 10500 | 10500 | 10500 | 10500
B4 | 5pc | ST | 317 | 235 | 248 | 302 | 290 | 1105 | 1009 | 1099 | 1054 | 1209 | 1240 | 1980 | 1954 | 2267 | 2497 | 2188 | 2162 | 2646 | 2617 | 2639
B4 | 25pc | ST | 1457 | 1347 | 1414 | 1446 | 1401 | 2337 | 2247 | 2375 | 2595 | 3187 | 3623 | 5342 | 5541 | 5835 | 6729 | 6305 | 6378 | 7369 | 7229 | 7255
B4 | 75pc | ST | 4268 | 4308 | 4744 | 4884 | 5152 | 6443 | 5890 | 5917 | 6943 | 8399 | 9969 | 14915 | 15701 | 15491 | 17753 | 16914 | 17135 | 18596 | 18571 | 18860
B4 | 95pc | ST | 5674 | 5823 | 6435 | 6622 | 7046 | 8540 | 8156 | 8315 | 9333 | 11062 | 12863 | 18330 | 19013 | 19333 | 22012 | 21336 | 21294 | 23881 | 23728 | 24287
B4 | Economy_RT | ST | 7937 | 8249 | 8768 | 9235 | 9455 | 11238 | 12487 | 12850 | 13697 | 16167 | 17448 | 22619 | 24441 | 26300 | 28437 | 28022 | 27656 | 29860 | 29715 | 29408
B4 | Security_RT | ST | 6564 | 6554 | 6442 | 6415 | 5621 | 6570 | 6487 | 6672 | 6604 | 6561 | 6503 | 7711 | 8604 | 9411 | 10003 | 9881 | 9877 | 12012 | 12011 | 12456
B4 | Capability | ST | 4300 | 4000 | 4400 | 4800 | 4800 | 4900 | 9400 | 9200 | 10500 | 10500 | 10500 | 10500 | 10500 | 10500 | 10500 | 10500 | 10500 | 10500 | 10500 | 10500
B4 | 5pc | FS | 483 | 372 | 503 | 302 | 322 | 346 | 352 | 322 | 1096 | 1034 | 1186 | 1148 | 1479 | 1869 | 1919 | 1902 | 1912 | 1854 | 2026 | 1931
B4 | 25pc | FS | 1518 | 1448 | 1510 | 1494 | 1521 | 1589 | 1673 | 1600 | 2313 | 2349 | 2596 | 2587 | 3766 | 4671 | 4826 | 5023 | 5019 | 5182 | 5180 | 5304
B4 | 75pc | FS | 4297 | 4199 | 4209 | 4713 | 5051 | 5365 | 5679 | 5988 | 6463 | 6656 | 7351 | 7450 | 10326 | 12673 | 13084 | 13982 | 14005 | 14237 | 14310 | 14931
B4 | 95pc | FS | 5653 | 5577 | 5584 | 6233 | 6733 | 7126 | 7543 | 8000 | 8530 | 8917 | 9782 | 9920 | 13311 | 16330 | 17261 | 18354 | 18256 | 18624 | 18696 | 19436
B4 | Economy_RT | FS | 6801 | 7122 | 7154 | 7466 | 7908 | 8128 | 9920 | 9981 | 11108 | 11558 | 12707 | 12633 | 16928 | 19957 | 20553 | 21384 | 21526 | 23529 | 23657 | 23424
B4 | Security_RT | FS | 4668 | 5077 | 5089 | 4974 | 4851 | 4785 | 4826 | 3933 | 4660 | 4734 | 5210 | 5233 | 5219 | 5871 | 5680 | 5638 | 5884 | 6456 | 6331 | 6180
B4 | Capability | FS | 4300 | 4000 | 4400 | 4800 | 4800 | 4900 | 9400 | 9200 | 10500 | 10500 | 10500 | 10500 | 10500 | 10500 | 10500 | 10500 | 10500 | 10500 | 10500 | 10500
B5 | 5pc | LW | -67 | -207 | -120 | -158 | 243 | -182 | -719 | -978 | -2036 | 1508 | 1499 | 1757 | 1467 | 1072 | 1387 | 1901 | 2013 | 1723 | 1553 | 1336
B5 | 25pc | LW | 1316 | 1302 | 1392 | 1592 | 2218 | 2230 | 2966 | 2701 | 2363 | 5775 | 6262 | 6324 | 5888 | 5837 | 6238 | 6682 | 6572 | 6534 | 6306 | 6577
B5 | 75pc | LW | 5208 | 5032 | 5011 | 5478 | 5940 | 6108 | 8160 | 7743 | 7548 | 13620 | 15193 | 15607 | 14897 | 14634 | 15681 | 16937 | 17027 | 17265 | 16960 | 16993
B5 | 95pc | LW | 7043 | 7059 | 7287 | 7954 | 8913 | 9211 | 11964 | 11524 | 12163 | 18631 | 20410 | 21125 | 20432 | 20276 | 21748 | 22815 | 22971 | 22761 | 23286 | 23927
B5 | Economy_RT | LW | 8092 | 8483 | 9186 | 10608 | 11927 | 13364 | 17064 | 17070 | 16039 | 24521 | 27835 | 28487 | 28597 | 29001 | 30133 | 30828 | 30985 | 30927 | 30948 | 31033
B5 | Security_RT | LW | 5054 | 4995 | 5038 | 5919 | 6306 | 7517 | 7720 | 7938 | 8456 | 9906 | 10651 | 10552 | 10549 | 10533 | 10428 | 10408 | 10883 | 10785 | 10613 | 10451
B5 | Capability | LW | 4300 | 4300 | 4000 | 4200 | 5500 | 8000 | 10200 | 11500 | 12200 | 12100 | 12100 | 12100 | 11500 | 13100 | 13100 | 13100 | 13100 | 13100 | 13100 | 13100
B5 | 5pc | CT | -183 | 28 | 51 | 83 | 859 | 810 | 880 | 804 | 765 | 957 | 1828 | 2182 | 2307 | 2751 | 2727 | 2671 | 2954 | 2458 | 2389 | 2541
B5 | 25pc | CT | 1105 | 1356 | 1495 | 1587 | 2348 | 2394 | 2579 | 2648 | 3183 | 3196 | 5480 | 6087 | 6250 | 7053 | 7295 | 7211 | 7714 | 7182 | 7140 | 7223
B5 | 75pc | CT | 4275 | 5159 | 5399 | 5752 | 6802 | 6730 | 6766 | 7554 | 8908 | 9138 | 14814 | 16815 | 16802 | 19175 | 19018 | 19451 | 20342 | 19615 | 19584 | 19578
B5 | 95pc | CT | 5987 | 7047 | 7227 | 7768 | 9263 | 9313 | 9753 | 10423 | 12166 | 12541 | 18973 | 20932 | 21574 | 24269 | 24526 | 24801 | 26166 | 25056 | 25181 | 25373
B5 | Economy_RT | CT | 7410 | 8378 | 8476 | 9231 | 10631 | 11652 | 12792 | 13504 | 15449 | 16976 | 23769 | 26546 | 27758 | 30517 | 30646 | 30684 | 31682 | 30803 | 30532 | 30374
B5 | Security_RT | CT | 5040 | 5120 | 5055 | 5001 | 4987 | 5080 | 5361 | 5199 | 6332 | 6283 | 7487 | 9051 | 9912 | 9914 | 9806 | 9613 | 9665 | 9644 | 9966 | 10300
B5 | Capability | CT | 4300 | 4300 | 4000 | 4200 | 5500 | 8000 | 10200 | 11500 | 12200 | 12100 | 12100 | 12100 | 11500 | 13100 | 13100 | 13100 | 13100 | 13100 | 13100 | 13100
B5 | 5pc | ST | -46 | -180 | -160 | -71 | -155 | 643 | 460 | 539 | 464 | 710 | 828 | 1631 | 1861 | 2198 | 2525 | 2021 | 1940 | 2377 | 2222 | 2364
B5 | 25pc | ST | 1167 | 1071 | 1186 | 1253 | 1168 | 2105 | 1980 | 2108 | 2361 | 2958 | 3365 | 5078 | 5838 | 6062 | 6842 | 6361 | 6292 | 7181 | 7180 | 7135
B5 | 75pc | ST | 4280 | 4245 | 4627 | 4795 | 5061 | 6350 | 5736 | 5644 | 6495 | 7937 | 9442 | 14456 | 15108 | 15075 | 17075 | 16145 | 16457 | 17863 | 17968 | 18398
B5 | 95pc | ST | 5911 | 6053 | 6675 | 6822 | 7160 | 8716 | 8247 | 8417 | 9341 | 11087 | 12724 | 17850 | 18566 | 19200 | 21461 | 20884 | 21052 | 23372 | 23247 | 23828
B5 | Economy_RT | ST | 8014 | 8739 | 9239 | 9706 | 9940 | 11701 | 12892 | 13217 | 14031 | 16453 | 17687 | 22797 | 25377 | 27169 | 29183 | 28675 | 28237 | 30365 | 30099 | 29725
B5 | Security_RT | ST | 6293 | 6991 | 6835 | 6814 | 6033 | 7006 | 6868 | 7009 | 6881 | 6798 | 6698 | 7850 | 9927 | 10667 | 11137 | 10939 | 10899 | 12970 | 12924 | 13326
B5 | Capability | ST | 4300 | 4300 | 4000 | 4200 | 5500 | 8000 | 10200 | 11500 | 12200 | 12100 | 12100 | 12100 | 11500 | 13100 | 13100 | 13100 | 13100 | 13100 | 13100 | 13100
B5 | 5pc | FS | 140 | 27 | 129 | -77 | -114 | -81 | -105 | -131 | 636 | 492 | 663 | 622 | 1047 | 1444 | 1401 | 1411 | 1352 | 1389 | 1479 | 1392
B5 | 25pc | FS | 1203 | 1160 | 1226 | 1210 | 1229 | 1294 | 1372 | 1318 | 2025 | 2019 | 2289 | 2271 | 3392 | 4332 | 4478 | 4678 | 4613 | 4712 | 4721 | 4824
B5 | 75pc | FS | 4257 | 4106 | 4187 | 4623 | 4945 | 5262 | 5550 | 5775 | 6226 | 6447 | 7168 | 7179 | 9938 | 12253 | 12673 | 13413 | 13436 | 13614 | 13732 | 14400
B5 | 95pc | FS | 5791 | 5643 | 5768 | 6388 | 6892 | 7221 | 7661 | 8085 | 8579 | 8903 | 9780 | 9827 | 13135 | 16126 | 17017 | 18101 | 17784 | 18134 | 18170 | 18926
B5 | Economy_RT | FS | 6704 | 7051 | 7230 | 7539 | 8100 | 8276 | 10031 | 10059 | 11167 | 11586 | 12703 | 12576 | 16805 | 19749 | 20285 | 21042 | 21122 | 23057 | 23118 | 22821
B5 | Security_RT | FS | 4256 | 4743 | 4958 | 4852 | 4918 | 4811 | 4826 | 3954 | 4622 | 4660 | 5112 | 5096 | 5035 | 5608 | 5334 | 5235 | 5400 | 5870 | 5676 | 5463
B5 | Capability | FS | 4300 | 4300 | 4000 | 4200 | 5500 | 8000 | 10200 | 11500 | 12200 | 12100 | 12100 | 12100 | 11500 | 13100 | 13100 | 13100 | 13100 | 13100 | 13100 | 13100
B6 | 5pc | LW | 208 | 117 | 152 | 487 | 165 | 272 | -316 | -398 | -1248 | 1484 | 1599 | 1829 | 1734 | 1682 | 1958 | 2110 | 2107 | 1506 | 1122 | 646
B6 | 25pc | LW | 2600 | 2781 | 3104 | 3762 | 3802 | 4230 | 4920 | 4750 | 4766 | 7628 | 7967 | 8182 | 7657 | 7388 | 7881 | 8272 | 8222 | 7668 | 7454 | 7536
B6 | 75pc | LW | 10621 | 10853 | 10840 | 11891 | 11896 | 12004 | 14548 | 13675 | 13388 | 19489 | 20733 | 21316 | 19965 | 20130 | 20714 | 22165 | 22710 | 22114 | 22105 | 22380
B6 | 95pc | LW | 14044 | 14770 | 14612 | 16130 | 16620 | 17230 | 20488 | 20156 | 19884 | 26798 | 28487 | 28943 | 28026 | 28158 | 29391 | 29987 | 30818 | 30085 | 30942 | 30488
B6 | Economy_RT | LW | 13457 | 14836 | 16449 | 18696 | 20018 | 22268 | 25980 | 25911 | 24709 | 33352 | 36633 | 37381 | 37015 | 37648 | 38682 | 39239 | 39622 | 39571 | 39609 | 39723
B6 | Security_RT | LW | 4770 | 4757 | 5157 | 5953 | 5466 | 6624 | 6808 | 6853 | 7255 | 8561 | 9175 | 9004 | 9482 | 9338 | 9082 | 8962 | 9420 | 9164 | 8895 | 8599
B6 | Capability | LW | 7200 | 7000 | 7000 | 9600 | 9600 | 9600 | 13600 | 15500 | 15500 | 16800 | 16800 | 16800 | 17200 | 21500 | 24300 | 24300 | 24300 | 24300 | 24300 | 24300
B6 | 5pc | CT | -145 | -339 | -534 | -334 | 149 | 286 | 622 | 388 | 380 | 624 | 1635 | 1331 | 1679 | 2435 | 2371 | 2153 | 2629 | 2257 | 2166 | 2388
B6 | 25pc | CT | 1679 | 1746 | 1974 | 2396 | 3147 | 3316 | 4341 | 4584 | 4957 | 5312 | 7645 | 8042 | 8382 | 9448 | 9440 | 9439 | 10588 | 9415 | 9586 | 9637
B6 | 75pc | CT | 7455 | 8885 | 10189 | 11021 | 12013 | 11855 | 13424 | 14769 | 15765 | 16576 | 21389 | 23127 | 23677 | 25752 | 25800 | 25472 | 28471 | 25358 | 26650 | 26425
B6 | 95pc | CT | 10369 | 12399 | 13931 | 15056 | 16182 | 16234 | 18311 | 20163 | 21568 | 22771 | 28102 | 29702 | 31532 | 33660 | 34594 | 34691 | 38376 | 35291 | 36074 | 35947
B6 | Economy_RT | CT | 10330 | 12324 | 13531 | 15131 | 16664 | 17726 | 20983 | 21291 | 22966 | 24510 | 30955 | 34482 | 36734 | 39271 | 39359 | 39319 | 42126 | 40673 | 40308 | 40103
B6 | Security_RT | CT | 4381 | 4337 | 4042 | 3952 | 3906 | 3906 | 4304 | 3968 | 4852 | 4606 | 5569 | 6867 | 8624 | 8496 | 8190 | 7825 | 7816 | 7649 | 7811 | 8550
B6 | Capability | CT | 7200 | 7000 | 7000 | 9600 | 9600 | 9600 | 13600 | 15500 | 15500 | 16800 | 16800 | 16800 | 17200 | 21500 | 24300 | 24300 | 24300 | 24300 | 24300 | 24300
B6 | 5pc | ST | -137 | -158 | -454 | -817 | -1010 | -274 | -220 | 138 | -233 | 317 | 206 | 1128 | 1646 | 2079 | 2386 | 1940 | 1764 | 2287 | 2356 | 2192
B6 | 25pc | ST | 1449 | 1771 | 1990 | 1760 | 1580 | 2587 | 2769 | 3468 | 3556 | 4704 | 4935 | 7025 | 7499 | 7646 | 8819 | 7945 | 7869 | 8651 | 8465 | 8425
B6 | 75pc | ST | 7098 | 8221 | 9417 | 9413 | 9476 | 10759 | 9621 | 10763 | 11568 | 14350 | 15333 | 19061 | 19298 | 19223 | 21293 | 19681 | 19280 | 20853 | 20516 | 21422
B6 | 95pc | ST | 9880 | 11543 | 13473 | 13349 | 13452 | 15001 | 14308 | 16028 | 17039 | 20488 | 21419 | 24764 | 24865 | 25718 | 27955 | 26612 | 27323 | 29284 | 29431 | 29833
B6 | Economy_RT | ST | 10599 | 12999 | 14777 | 15090 | 15638 | 17562 | 18748 | 20870 | 21232 | 23541 | 24990 | 30217 | 32928 | 34621 | 36747 | 35837 | 35471 | 38045 | 37630 | 37167
B6 | Security_RT | ST | 5676 | 6756 | 6319 | 5809 | 5088 | 6058 | 5895 | 5935 | 5679 | 5484 | 5450 | 6530 | 8435 | 9018 | 9307 | 8958 | 8811 | 11249 | 11038 | 11212
B6 | Capability | ST | 7200 | 7000 | 7000 | 9600 | 9600 | 9600 | 13600 | 15500 | 15500 | 16800 | 16800 | 16800 | 17200 | 21500 | 24300 | 24300 | 24300 | 24300 | 24300 | 24300
B6 | 5pc | FS | -486 | -855 | -767 | -779 | -719 | -654 | -671 | -839 | -63 | -227 | 100 | -95 | 645 | 1051 | 2033 | 2087 | 1862 | 1612 | 1856 | 1481
B6 | 25pc | FS | 969 | 665 | 792 | 1313 | 1612 | 1690 | 2224 | 2035 | 2792 | 2847 | 3661 | 3499 | 5245 | 6282 | 7287 | 7329 | 7602 | 7456 | 7250 | 7272
B6 | 75pc | FS | 6484 | 6336 | 6598 | 8473 | 9706 | 10322 | 11339 | 11612 | 12408 | 12652 | 14243 | 14135 | 17562 | 19289 | 19593 | 20216 | 20621 | 20081 | 19426 | 20293
B6 | 95pc | FS | 9233 | 9108 | 9315 | 11578 | 13364 | 14181 | 15765 | 16216 | 16899 | 17774 | 19537 | 19445 | 23991 | 26267 | 26747 | 28102 | 28307 | 27696 | 27342 | 28030
B6 | Economy_RT | FS | 8634 | 8816 | 9006 | 10628 | 12501 | 13056 | 14983 | 15079 | 16825 | 17289 | 19634 | 19372 | 23640 | 26530 | 28498 | 29369 | 29481 | 31291 | 31181 | 30742
B6 | Security_RT | FS | 2929 | 2837 | 2966 | 2859 | 3140 | 2949 | 3096 | 2175 | 2732 | 2658 | 2976 | 2837 | 2685 | 3069 | 4242 | 3991 | 4134 | 4341 | 3969 | 3593
B6 | Capability | FS | 7200 | 7000 | 7000 | 9600 | 9600 | 9600 | 13600 | 15500 | 15500 | 16800 | 16800 | 16800 | 17200 | 21500 | 24300 | 24300 | 24300 | 24300 | 24300 | 24300
B7a | 5pc | LW | 2784 | 3058 | 2975 | 1494 | 170 | 483 | -564 | -162 | -760 | 1784 | 1947 | 2199 | 2089 | 2735 | 2459 | 2730 | 2133 | 1783 | 1374 | 846
B7a | 25pc | LW | 5596 | 6114 | 6413 | 5426 | 4580 | 5276 | 6350 | 6490 | 6602 | 9538 | 9703 | 9649 | 9581 | 9815 | 9764 | 9988 | 9614 | 8735 | 9009 | 8979
B7a | 75pc | LW | 13454 | 14327 | 14184 | 13503 | 12611 | 13669 | 16717 | 16576 | 16852 | 22252 | 22572 | 23427 | 22717 | 22705 | 22637 | 23871 | 23901 | 23906 | 24298 | 24496
B7a | 95pc | LW | 17411 | 18907 | 18603 | 18244 | 18104 | 19185 | 23048 | 23240 | 23639 | 29580 | 30397 | 30855 | 30885 | 31590 | 31445 | 32187 | 32919 | 32550 | 33313 | 33224
B7a | Economy_RT | LW | 15461 | 17749 | 19029 | 19261 | 19862 | 23108 | 27046 | 28360 | 27632 | 35616 | 38509 | 39169 | 39793 | 38837 | 39647 | 40383 | 41180 | 41141 | 41222 | 41475
B7a | Security_RT | LW | 6010 | 6069 | 6546 | 5536 | 4655 | 6055 | 7185 | 7877 | 8256 | 9574 | 10026 | 10243 | 11289 | 10994 | 10564 | 10757 | 11299 | 10915 | 10793 | 10726
B7a | Capability | LW | 10300 | 10600 | 10600 | 10600 | 10600 | 10600 | 18400 | 18400 | 18400 | 18700 | 18700 | 18700 | 22000 | 26200 | 28700 | 28700 | 28700 | 28700 | 28700 | 28700
B7a | 5pc | CT | 2346 | 1878 | 528 | -230 | 50 | 255 | 1081 | 738 | 814 | 1287 | 2632 | 2192 | 2439 | 4218 | 3945 | 4528 | 5003 | 5654 | 5631 | 5503
B7a | 25pc | CT | 4413 | 4183 | 3664 | 3039 | 3679 | 4179 | 5620 | 6000 | 6335 | 7145 | 9501 | 9970 | 10451 | 12672 | 12419 | 12964 | 14229 | 14352 | 14042 | 14358
B7a | 75pc | CT | 10322 | 11450 | 12762 | 12424 | 13235 | 13862 | 14819 | 16496 | 17376 | 18568 | 22549 | 24603 | 25489 | 28654 | 28679 | 28605 | 31233 | 30230 | 30943 | 30550
B7a | 95pc | CT | 13742 | 15373 | 16989 | 16790 | 17770 | 18621 | 20369 | 22416 | 23713 | 25690 | 29307 | 31859 | 33522 | 36639 | 37645 | 38168 | 41031 | 40464 | 40391 | 40665
B7a | Economy_RT | CT | 12231 | 13882 | 14914 | 15024 | 16236 | 18259 | 22184 | 22784 | 24561 | 27367 | 33178 | 37631 | 39709 | 44297 | 44414 | 45095 | 48047 | 48855 | 48283 | 48055
B7a | Security_RT | CT | 5112 | 5029 | 3306 | 2190 | 2109 | 2119 | 4103 | 3991 | 5052 | 7531 | 8204 | 9347 | 10957 | 13011 | 12541 | 12789 | 13022 | 12840 | 12838 | 14043
B7a | Capability | CT | 10300 | 10600 | 10600 | 10600 | 10600 | 10600 | 18400 | 18400 | 18400 | 18700 | 18700 | 18700 | 22000 | 26200 | 28700 | 28700 | 28700 | 28700 | 28700 | 28700
B7a | 5pc | ST | 2154 | 2376 | 1669 | -510 | -947 | -350 | 679 | 981 | 457 | 978 | 1064 | 2599 | 2865 | 3519 | 4732 | 4146 | 3130 | 3468 | 3439 | 3321
B7a | 25pc | ST | 4090 | 4479 | 4356 | 2571 | 2162 | 3064 | 4448 | 4995 | 4983 | 6434 | 6871 | 9145 | 10084 | 10481 | 12374 | 11573 | 10610 | 10777 | 10373 | 10803
B7a | 75pc | ST | 10077 | 11096 | 11932 | 11176 | 10751 | 11990 | 11765 | 12453 | 13147 | 16114 | 17101 | 20547 | 21017 | 21629 | 24056 | 22416 | 21834 | 22941 | 22222 | 23301
B7a | 95pc | ST | 13287 | 14633 | 16381 | 15771 | 15195 | 16653 | 17197 | 18016 | 18806 | 22421 | 23678 | 27315 | 27211 | 29064 | 31137 | 29793 | 30073 | 31468 | 31127 | 31862
B7a | Economy_RT | ST | 12902 | 14741 | 16180 | 15480 | 15133 | 17009 | 19881 | 21812 | 22035 | 24870 | 26728 | 32141 | 35962 | 37793 | 41470 | 42055 | 41369 | 43616 | 43167 | 43907
B7a | Security_RT | ST | 6362 | 7530 | 6541 | 3876 | 3183 | 4180 | 5203 | 5175 | 4768 | 5570 | 6433 | 8037 | 10407 | 11210 | 12908 | 14269 | 14064 | 16409 | 16055 | 16884
B7a | Capability | ST | 10300 | 10600 | 10600 | 10600 | 10600 | 10600 | 18400 | 18400 | 18400 | 18700 | 18700 | 18700 | 22000 | 26200 | 28700 | 28700 | 28700 | 28700 | 28700 | 28700
B7a | 5pc | FS | 1214 | 557 | -1149 | -1108 | -985 | -945 | -926 | -1179 | -469 | -592 | -456 | -709 | 315 | 574 | 2723 | 3533 | 3937 | 4909 | 4387 | 4607
B7a | 25pc | FS | 3090 | 2386 | 717 | 1364 | 1862 | 2055 | 2535 | 2415 | 3072 | 3129 | 3815 | 3535 | 6176 | 6897 | 9115 | 9886 | 10762 | 11578 | 11104 | 11205
B7a | 75pc | FS | 9131 | 8569 | 7072 | 9235 | 11032 | 11656 | 12584 | 12857 | 13239 | 13823 | 14822 | 14532 | 20408 | 21688 | 22426 | 22931 | 23570 | 23002 | 22025 | 22619
B7a | 95pc | FS | 12105 | 11550 | 10100 | 12610 | 14970 | 15698 | 17237 | 17626 | 17856 | 18974 | 20361 | 20318 | 27169 | 28777 | 29996 | 30326 | 30857 | 30720 | 29906 | 30834
B7a | Economy_RT | FS | 10830 | 10726 | 8966 | 10887 | 12671 | 13184 | 15409 | 15345 | 17042 | 17490 | 19101 | 18963 | 24666 | 27377 | 30105 | 32075 | 33651 | 36839 | 36532 | 36973
B7a | Security_RT | FS | 3322 | 2861 | -3293 | -3296 | -2729 | -2900 | -2781 | -3492 | -2659 | -2838 | -2665 | -2615 | -2714 | -2576 | 3909 | 4748 | 6219 | 8004 | 7368 | 7618
B7a | Capability | FS | 10300 | 10600 | 10600 | 10600 | 10600 | 10600 | 18400 | 18400 | 18400 | 18700 | 18700 | 18700 | 22000 | 26200 | 28700 | 28700 | 28700 | 28700 | 28700 | 28700
B8 | 5pc | LW | 657 | 685 | 811 | -716 | -1696 | -781 | -2465 | -1498 | -1442 | 1064 | 1275 | 917 | 2086 | 1753 | 1023 | 1669 | 203 | -411 | -1220 | -1361
B8 | 25pc | LW | 4749 | 4788 | 5510 | 4403 | 4323 | 5882 | 6939 | 7805 | 8230 | 11659 | 11541 | 11101 | 11095 | 10649 | 10619 | 10746 | 10184 | 9086 | 8289 | 8519
B8 | 75pc | LW | 13833 | 14531 | 13746 | 12820 | 12095 | 14663 | 18536 | 19236 | 21011 | 24676 | 24082 | 24205 | 23739 | 23266 | 22618 | 23415 | 23541 | 23675 | 23772 | 24441
B8 | 95pc | LW | 18440 | 19285 | 18161 | 17366 | 17063 | 19707 | 24289 | 25005 | 27253 | 31031 | 30685 | 30979 | 30952 | 30999 | 30378 | 31239 | 32011 | 31789 | 31999 | 32579
B8 | Economy_RT | LW | 17786 | 20074 | 21697 | 21344 | 22341 | 25661 | 30805 | 33431 | 34803 | 38367 | 40846 | 41193 | 41966 | 40659 | 41238 | 42306 | 42982 | 42898 | 42904 | 43547
B8 | Security_RT | LW | 11393 | 11862 | 14381 | 13742 | 12159 | 13148 | 13535 | 17801 | 18013 | 19074 | 19642 | 18054 | 19395 | 18684 | 18176 | 18118 | 18776 | 18573 | 18510 | 18493
B8 | Capability | LW | 12200 | 12500 | 12500 | 13000 | 14000 | 14000 | 19400 | 19400 | 19400 | 25900 | 25900 | 25900 | 25900 | 31100 | 33900 | 33900 | 33900 | 33900 | 33900 | 33900
B8 | 5pc | CT | -48 | -452 | -713 | -1775 | -2379 | -2039 | -1216 | -1767 | -1024 | -987 | 100 | -255 | -903 | 1597 | 1737 | 1984 | 1917 | 1277 | 1664 | 1768
B8 | 25pc | CT | 3126 | 3082 | 3647 | 2551 | 2410 | 3395 | 5312 | 5983 | 7557 | 8247 | 9942 | 10538 | 10558 | 13214 | 12790 | 12917 | 13269 | 12393 | 12756 | 13203
B8 | 75pc | CT | 9678 | 11437 | 13213 | 12208 | 12564 | 14150 | 15433 | 19626 | 21191 | 22248 | 24031 | 25231 | 25858 | 27956 | 26413 | 27164 | 27567 | 26054 | 27961 | 28674
B8 | 95pc | CT | 13986 | 16239 | 17948 | 16576 | 16760 | 18702 | 20578 | 24833 | 26612 | 28377 | 30539 | 31658 | 33109 | 35676 | 34795 | 35859 | 36734 | 35318 | 37306 | 37752
B8 | Economy_RT | CT | 13830 | 17410 | 18992 | 19127 | 19990 | 22006 | 26020 | 28766 | 31490 | 33994 | 39121 | 44011 | 45412 | 49965 | 48405 | 49708 | 51795 | 51251 | 51840 | 52862
B8 | Security_RT | CT | 9620 | 11052 | 10901 | 9577 | 9145 | 8810 | 10897 | 14130 | 15201 | 17299 | 18427 | 19813 | 21372 | 24195 | 22989 | 23260 | 22857 | 22892 | 23549 | 24705
B8 | Capability | CT | 12200 | 12500 | 12500 | 13000 | 14000 | 14000 | 19400 | 19400 | 19400 | 25900 | 25900 | 25900 | 25900 | 31100 | 33900 | 33900 | 33900 | 33900 | 33900 | 33900
B8 | 5pc | ST | -254 | -288 | 310 | -1714 | -2654 | -2603 | -1353 | -1209 | -1022 | -1057 | -1135 | -377 | -355 | 216 | 1456 | 192 | 242 | 143 | -136 | -126
B8 | 25pc | ST | 2762 | 2809 | 4290 | 2463 | 1353 | 1833 | 4336 | 5506 | 5872 | 7031 | 7724 | 9813 | 10760 | 11124 | 12755 | 11462 | 10830 | 10534 | 10049 | 10587
B8 | 75pc | ST | 9099 | 9963 | 12407 | 11321 | 10453 | 11624 | 13068 | 15122 | 15918 | 18347 | 19792 | 21055 | 21119 | 21451 | 23059 | 21346 | 20854 | 21838 | 21255 | 22734
B8 | 95pc | ST | 13204 | 14317 | 17217 | 16224 | 14821 | 15997 | 18049 | 20066 | 21027 | 23921 | 26085 | 27025 | 26855 | 27972 | 29250 | 27770 | 27661 | 29390 | 28636 | 30303
B8 | Economy_RT | ST | 13562 | 16300 | 19351 | 19174 | 18888 | 20220 | 23417 | 25662 | 28068 | 30039 | 31667 | 35409 | 38776 | 41773 | 44000 | 44776 | 45500 | 47585 | 47586 | 48735
B8 | Security_RT | ST | 10590 | 12478 | 13362 | 10918 | 10238 | 10568 | 10188 | 12348 | 13816 | 14540 | 15073 | 16619 | 19879 | 21618 | 22628 | 24180 | 24111 | 26193 | 27208 | 28692
B8 | Capability | ST | 12200 | 12500 | 12500 | 13000 | 14000 | 14000 | 19400 | 19400 | 19400 | 25900 | 25900 | 25900 | 25900 | 31100 | 33900 | 33900 | 33900 | 33900 | 33900 | 33900
B8 | 5pc | FS | -793 | -1543 | -2067 | -683 | -764 | -1243 | -1645 | -2027 | -1537 | -2569 | -2362 | -2447 | -1566 | 574 | 1631 | 798 | 903 | 1420 | 475 | 121
B8 | 25pc | FS | 2061 | 1137 | 900 | 2697 | 2979 | 2617 | 3115 | 2750 | 3650 | 3014 | 3603 | 4255 | 6967 | 9644 | 10940 | 11227 | 11068 | 11366 | 10853 | 10542
B8 | 75pc | FS | 8310 | 7209 | 7111 | 9084 | 11028 | 11575 | 12864 | 13080 | 14809 | 15202 | 16697 | 17850 | 22532 | 23483 | 24199 | 24415 | 24299 | 23147 | 21751 | 21958
B8 | 95pc | FS | 12096 | 10904 | 10930 | 13296 | 15787 | 15844 | 17138 | 17440 | 19205 | 20013 | 21775 | 23008 | 28423 | 29742 | 30792 | 31481 | 31308 | 30207 | 29103 | 29052
B8 | Economy_RT | FS | 12497 | 13401 | 13096 | 14485 | 16411 | 16068 | 17193 | 17810 | 20239 | 22419 | 24907 | 26113 | 31784 | 36349 | 38853 | 39674 | 40856 | 42766 | 42125 | 41384
B8 | Security_RT | FS | 9638 | 10336 | 10070 | 11642 | 11462 | 11078 | 11040 | 11467 | 12946 | 12512 | 12275 | 12393 | 13024 | 15672 | 18497 | 18971 | 19609 | 20118 | 19010 | 18322
B8 | Capability | FS | 12200 | 12500 | 12500 | 13000 | 14000 | 14000 | 19400 | 19400 | 19400 | 25900 | 25900 | 25900 | 25900 | 31100 | 33900 | 33900 | 33900 | 33900 | 33900 | 33900
B9 | 5pc | LW | 323 | 223 | -1098 | -2657 | -3634 | -2909 | -3990 | -3063 | -3307 | -1675 | -1539 | -2024 | -1245 | -1358 | -2268 | -1684 | -3264 | -3768 | -4447 | -4751
B9 | 25pc | LW | 3567 | 3201 | 2947 | 1635 | 1592 | 3024 | 4586 | 5889 | 5876 | 8267 | 8299 | 7622 | 8090 | 7167 | 6657 | 6756 | 6003 | 5289 | 4708 | 4709
B9 | 75pc | LW | 11068 | 11201 | 9666 | 8575 | 7953 | 9959 | 14868 | 16703 | 18097 | 20084 | 20900 | 20899 | 19828 | 18751 | 18145 | 18897 | 18620 | 19118 | 19232 | 19733
B9 | 95pc | LW | 15171 | 15152 | 13758 | 12851 | 12820 | 14838 | 20008 | 21607 | 23586 | 24824 | 26092 | 26113 | 25791 | 25101 | 24775 | 25419 | 25492 | 25411 | 25989 | 26413
B9 | Economy_RT | LW | 14302 | 15608 | 16430 | 15681 | 16302 | 18954 | 23780 | 25927 | 27048 | 29782 | 31667 | 31631 | 32272 | 30474 | 30676 | 31457 | 31997 | 31938 | 31878 | 32561
B9 | Security_RT | LW | 11808 | 10590 | 13337 | 12586 | 9884 | 11216 | 10518 | 13773 | 13587 | 14547 | 14804 | 13368 | 14963 | 14065 | 13312 | 13114 | 13878 | 13841 | 13836 | 13838
B9 | Capability | LW | 12900 | 12900 | 12900 | 12900 | 12900 | 12900 | 15600 | 15600 | 15600 | 22400 | 22400 | 22400 | 22400 | 26700 | 28800 | 28800 | 28800 | 28800 | 28800 | 28800
B9 | 5pc | CT | 37 | -219 | -571 | -2313 | -3513 | -3422 | -2555 | -4132 | -3249 | -3246 | -2509 | -2743 | -3503 | -1198 | -1865 | -1750 | -2030 | -2683 | -2727 | -2472
B9 | 25pc | CT | 2478 | 2247 | 2544 | 873 | 367 | 1125 | 3048 | 3560 | 4843 | 5048 | 7072 | 7860 | 7397 | 9704 | 8779 | 9123 | 9089 | 7909 | 8148 | 8553
B9 | 75pc | CT | 7692 | 8417 | 9935 | 8414 | 8454 | 9570 | 11341 | 15534 | 16985 | 18139 | 19909 | 22785 | 22767 | 24592 | 22411 | 22934 | 23361 | 21237 | 23204 | 23492
B9 | 95pc | CT | 11501 | 12884 | 14300 | 12114 | 12534 | 13879 | 15712 | 20249 | 21781 | 23072 | 25196 | 27899 | 28620 | 30779 | 29638 | 30201 | 30906 | 28656 | 30507 | 31249
B9 | Economy_RT | CT | 11448 | 13536 | 14853 | 14566 | 14821 | 16098 | 18900 | 21490 | 23402 | 25316 | 29658 | 34146 | 34804 | 38463 | 36656 | 37609 | 39187 | 37705 | 37882 | 38640
B9 | Security_RT | CT | 9938 | 9822 | 9773 | 8251 | 7571 | 6795 | 8045 | 10948 | 11464 | 13235 | 14304 | 15347 | 15440 | 17883 | 16567 | 16637 | 16039 | 14211 | 14675 | 15626
B9 | Capability | CT | 12900 | 12900 | 12900 | 12900 | 12900 | 12900 | 15600 | 15600 | 15600 | 22400 | 22400 | 22400 | 22400 | 26700 | 28800 | 28800 | 28800 | 28800 | 28800 | 28800
B9 | 5pc | ST | -159 | -76 | 246 | -1494 | -3375 | -3645 | -2552 | -2418 | -2690 | -2938 | -3112 | -2840 | -2478 | -2124 | -1231 | -2622 | -3049 | -3183 | -3918 | -3929
B9 | 25pc | ST | 2476 | 2219 | 3038 | 1389 | -311 | 43 | 2265 | 3253 | 3994 | 4974 | 5357 | 7057 | 8783 | 8866 | 10204 | 8474 | 7574 | 7400 | 6820 | 7118
B9 | 75pc | ST | 7446 | 7250 | 9293 | 8347 | 6818 | 7762 | 9533 | 11239 | 12957 | 14914 | 16353 | 17844 | 19087 | 19374 | 20294 | 18225 | 17517 | 18328 | 17525 | 18927
B9 | 95pc | ST | 11166 | 11206 | 13826 | 12918 | 10694 | 11873 | 14120 | 15544 | 17299 | 19715 | 21607 | 22492 | 23659 | 24737 | 25163 | 23251 | 23498 | 24755 | 23957 | 25604
B9 | Economy_RT | ST | 11320 | 12678 | 15086 | 15108 | 13981 | 15239 | 17348 | 19012 | 21205 | 22613 | 23583 | 26328 | 29223 | 31850 | 33387 | 33675 | 34034 | 35751 | 35389 | 36253
B9 | Security_RT | ST | 10807 | 10972 | 11717 | 9491 | 8538 | 8948 | 8315 | 10296 | 11465 | 11970 | 11646 | 12433 | 15373 | 16769 | 16838 | 17823 | 17678 | 18912 | 18633 | 19951
B9 | Capability | ST | 12900 | 12900 | 12900 | 12900 | 12900 | 12900 | 15600 | 15600 | 15600 | 22400 | 22400 | 22400 | 22400 | 26700 | 28800 | 28800 | 28800 | 28800 | 28800 | 28800
B9 | 5pc | FS | -310 | -710 | -1270 | -348 | -757 | -1895 | -2736 | -3115 | -2705 | -3599 | -3885 | -4032 | -3792 | -2156 | -1003 | -2168 | -2128 | -1561 | -2531 | -3402
B9 | 25pc | FS | 2090 | 1241 | 971 | 1957 | 1887 | 990 | 1173 | 929 | 1552 | 869 | 1182 | 1740 | 3942 | 6028 | 7313 | 7614 | 7377 | 8054 | 7216 | 6533
B9 | 75pc | FS | 6937 | 5441 | 5407 | 6792 | 8146 | 8049 | 9076 | 9116 | 10442 | 11637 | 12812 | 14165 | 18285 | 18923 | 20218 | 19722 | 19627 | 19468 | 18200 | 18008
B9 | 95pc | FS | 10692 | 8600 | 8802 | 10762 | 12622 | 11856 | 12785 | 12944 | 14269 | 15641 | 16917 | 18625 | 23285 | 24027 | 25278 | 25099 | 25240 | 25700 | 24410 | 24182
B9 | Economy_RT | FS | 10815 | 10700 | 10368 | 11327 | 12426 | 11452 | 12123 | 12879 | 15022 | 16986 | 18924 | 19625 | 23728 | 27553 | 29778 | 29857 | 30744 | 32148 | 31030 | 29837
B9 | Security_RT | FS | 10303 | 9474 | 8947 | 10174 | 9647 | 9114 | 8907 | 9583 | 10671 | 9990 | 9394 | 9259 | 9649 | 11865 | 14787 | 14666 | 15178 | 15046 | 13667 | 12714
B9 | Capability | FS | 12900 | 12900 | 12900 | 12900 | 12900 | 12900 | 15600 | 15600 | 15600 | 22400 | 22400 | 22400 | 22400 | 26700 | 28800 | 28800 | 28800 | 28800 | 28800 | 28800
EC5 | 5pc | LW | 877 | 910 | 1132 | 1141 | 1393 | 1345 | -1948 | -2081 | -2163 | -2400 | -2584 | -2544 | -2688 | -1343 | 2 | -1 | 7 | -266 | -630 | -1510
EC5 | 25pc | LW | 1281 | 1565 | 2454 | 2578 | 3507 | 3360 | 1258 | 1036 | 942 | 122 | -131 | -137 | -179 | 1127 | 2369 | 2361 | 2529 | 1950 | 2024 | 1574
EC5 | 75pc | LW | 2359 | 3545 | 6674 | 7361 | 10560 | 10130 | 7265 | 6842 | 6830 | 6273 | 5682 | 5601 | 5557 | 6600 | 8010 | 7996 | 8587 | 8517 | 8427 | 7269
EC5 | 95pc | LW | 2993 | 4335 | 7927 | 8651 | 12264 | 11676 | 9780 | 9579 | 9859 | 8672 | 8309 | 8204 | 7997 | 9386 | 11036 | 10943 | 11303 | 11644 | 11778 | 11864
EC5 | Local_RT | LW | 4864 | 6594 | 10746 | 11846 | 16302 | 16443 | 13545 | 13426 | 13727 | 14057 | 13845 | 14578 | 14237 | 16551 | 18227 | 18502 | 18784 | 18922 | 19175 | 18051
EC5 | Capability | LW | 4000 | 4300 | 4500 | 5200 | 5200 | 5900 | 11300 | 11300 | 11300 | 11300 | 11300 | 11300 | 11300 | 11300 | 11300 | 11300 | 11300 | 11300 | 11300 | 11300
EC5 | 5pc | CT | 875 | 901 | 921 | 1194 | 1212 | 1246 | 1272 | -967 | -1306 | -1323 | -1743 | -1818 | -1812 | -1942 | -570 | -573 | -700 | 559 | 358 | 373
EC5 | 25pc | CT | 1265 | 1485 | 1501 | 2555 | 3000 | 3371 | 3582 | 2471 | 2073 | 2140 | 1362 | 1261 | 1406 | 1103 | 2296 | 2350 | 2255 | 3251 | 2449 | 2154
EC5 | 75pc | CT | 2358 | 3331 | 3323 | 6939 | 8486 | 10221 | 11145 | 8444 | 8207 | 8214 | 7459 | 7346 | 7440 | 7046 | 8441 | 8399 | 7859 | 8696 | 8745 | 9107
EC5 | 95pc | CT | 3018 | 4117 | 4095 | 8254 | 10020 | 11876 | 12945 | 10255 | 10210 | 10518 | 9701 | 9644 | 9696 | 9567 | 10827 | 10819 | 10767 | 11930 | 12015 | 12002
EC5 | Local_RT | CT | 4540 | 6058 | 6170 | 10795 | 12758 | 14996 | 16285 | 16600 | 16695 | 16785 | 15535 | 13800 | 13362 | 13430 | 15223 | 15305 | 15530 | 16857 | 17726 | 17609
EC5 | Capability | CT | 4000 | 4300 | 4500 | 5200 | 5200 | 5900 | 11300 | 11300 | 11300 | 11300 | 11300 | 11300 | 11300 | 11300 | 11300 | 11300 | 11300 | 11300 | 11300 | 11300
EC5 | 5pc | ST | 885 | 819 | 861 | 825 | 1090 | 1106 | 1155 | 1070 | 967 | -150 | -1442 | -1868 | -2084 | -2143 | -2337 | -1367 | -1464 | -1533 | -652 | -1183
EC5 | 25pc | ST | 1282 | 1228 | 1409 | 1375 | 2542 | 2811 | 3277 | 3170 | 3067 | 2285 | 1472 | 722 | 536 | 380 | 37 | 1026 | 886 | 795 | 1803 | 771
EC5 | 75pc | ST | 2366 | 2307 | 3193 | 3127 | 7085 | 8144 | 10412 | 9997 | 9900 | 8422 | 6747 | 6170 | 5993 | 5748 | 5320 | 6175 | 6135 | 5823 | 6653 | 6878
EC5 | 95pc | ST | 3026 | 2976 | 3963 | 3867 | 8372 | 9561 | 12093 | 11383 | 11740 | 10258 | 8885 | 8447 | 8204 | 8274 | 7885 | 8826 | 8760 | 8958 | 9892 | 10047
EC5 | Local_RT | ST | 4492 | 4593 | 5841 | 5891 | 11060 | 12510 | 15604 | 15682 | 16085 | 16125 | 16391 | 16014 | 14470 | 12873 | 12875 | 14555 | 14605 | 14328 | 16544 | 16596
EC5 | Capability | ST | 4000 | 4300 | 4500 | 5200 | 5200 | 5900 | 11300 | 11300 | 11300 | 11300 | 11300 | 11300 | 11300 | 11300 | 11300 | 11300 | 11300 | 11300 | 11300 | 11300
EC5 | 5pc | FS | 865 | 820 | 851 | 897 | 847 | 1054 | 1147 | 1158 | 1137 | 1087 | 1060 | 393 | -852 | -1271 | -1327 | -85 | -161 | -219 | 1139 | 1114
EC5 | 25pc | FS | 1285 | 1236 | 1242 | 1438 | 1394 | 2206 | 2909 | 2908 | 2889 | 2856 | 2818 | 2621 | 1979 | 1443 | 1210 | 2291 | 2361 | 2226 | 3593 | 3743
EC5 | 75pc | FS | 2339 | 2323 | 2331 | 3287 | 3248 | 5956 | 8457 | 8406 | 8274 | 8276 | 8007 | 7020 | 6050 | 5599 | 5436 | 6626 | 6770 | 6474 | 8315 | 8973
EC5 | 95pc | FS | 2998 | 2989 | 2998 | 4090 | 4039 | 7189 | 9937 | 9923 | 9870 | 9854 | 9786 | 8585 | 8331 | 8105 | 8005 | 9108 | 9257 | 9102 | 10838 | 11700
EC5 | Local_RT | FS | 4031 | 4369 | 4464 | 5655 | 5768 | 9191 | 12227 | 12250 | 12263 | 12259 | 12259 | 12258 | 12086 | 12288 | 12253 | 13898 | 13992 | 14349 | 16870 | 17725
EC5 | Capability | FS | 4000 | 4300 | 4500 | 5200 | 5200 | 5900 | 11300 | 11300 | 11300 | 11300 | 11300 | 11300 | 11300 | 11300 | 11300 | 11300 | 11300 | 11300 | 11300 | 11300
LE1 | 5pc | LW | 487 | 245 | 1359 | 1338 | 1692 | 1777 | 2367 | 3058 | 2175 | 3909 | 4466 | 4231 | 5182 | 5810 | 6617 | 6624 | 5676 | 5134 | 4852 | 4850
LE1 | 25pc | LW | 2562 | 2359 | 4477 | 4836 | 6462 | 7501 | 7478 | 8051 | 7914 | 10470 | 11186 | 11083 | 12293 | 12749 | 13298 | 13440 | 13032 | 12392 | 12199 | 11942
LE1 | 75pc | LW | 8755 | 9384 | 11324 | 11717 | 13484 | 14068 | 14254 | 14772 | 16424 | 16489 | 17094 | 17051 | 17616 | 17823 | 18299 | 18548 | 18543 | 18480 | 18608 | 18562
LE1 | 95pc | LW | 11496 | 11996 | 13146 | 13544 | 15312 | 15929 | 16216 | 16907 | 18829 | 18804 | 19549 | 19860 | 20445 | 20894 | 21232 | 21657 | 21919 | 21925 | 21992 | 21929
LE1 | Economy_RT | LW | 9839 | 11413 | 15506 | 16248 | 19333 | 20253 | 20540 | 21055 | 22487 | 24113 | 25209 | 25493 | 25831 | 25962 | 27065 | 27386 | 27658 | 27779 | 28011 | 27846
LE1 | Security_RT | LW | 7796 | 7458 | 7461 | 7452 | 11419 | 12507 | 12778 | 13057 | 13350 | 13587 | 14081 | 13972 | 14191 | 14701 | 15194 | 14612 | 14533 | 14435 | 14623 | 14750
LE1 | Capability | LW | 11200 | 11200 | 11200 | 10100 | 10100 | 13900 | 17200 | 17200 | 17200 | 20200 | 20200 | 20200 | 20200 | 20200 | 21300 | 21300 | 21300 | 21300 | 21300 | 21300
LE1 | 5pc | CT | 310 | -39 | 125 | 293 | -35 | 117 | 524 | 1961 | 2105 | 2341 | 2780 | 2057 | 1877 | 3130 | 4404 | 4420 | 4891 | 5156 | 5377 | 5873
LE1 | 25pc | CT | 1654 | 1368 | 2063 | 2719 | 3604 | 4954 | 6546 | 6170 | 6814 | 7128 | 8478 | 8549 | 8668 | 10396 | 11351 | 12013 | 12658 | 13410 | 13748 | 14082
LE1 | 75pc | CT | 5729 | 6395 | 7728 | 10519 | 12714 | 13860 | 14725 | 14812 | 15372 | 15884 | 15930 | 17868 | 18026 | 18753 | 19423 | 19809 | 20586 | 20629 | 21606 | 22415
LE1 | 95pc | CT | 9333 | 10684 | 11632 | 12868 | 14903 | 15893 | 16822 | 17074 | 17766 | 18559 | 18429 | 20594 | 20968 | 21841 | 22516 | 23237 | 24278 | 24475 | 25912 | 26638
LE1 | Economy_RT | CT | 7594 | 10089 | 11225 | 14506 | 17081 | 18337 | 19516 | 20618 | 21320 | 22381 | 23836 | 25959 | 26244 | 27732 | 27462 | 28124 | 28878 | 28967 | 29727 | 30368
LE1 | Security_RT | CT | 8183 | 8085 | 7841 | 8120 | 8788 | 9138 | 9203 | 11560 | 11282 | 13119 | 13680 | 14239 | 13911 | 15107 | 16155 | 16659 | 16022 | 15108 | 15431 | 15906
LE1 | Capability | CT | 11200 | 11200 | 11200 | 10100 | 10100 | 13900 | 17200 | 17200 | 17200 | 20200 | 20200 | 20200 | 20200 | 20200 | 21300 | 21300 | 21300 | 21300 | 21300 | 21300
LE1 | 5pc | ST | 481 | -35 | 388 | 277 | 386 | -219 | 465 | 403 | 1127 | 1738 | 2016 | 2575 | 2732 | 3311 | 3607 | 4024 | 3215 | 2957 | 3643 | 3879
LE1 | 25pc | ST | 1901 | 1164 | 2175 | 2105 | 2790 | 3121 | 5700 | 6347 | 6984 | 7075 | 7224 | 8266 | 9397 | 9545 | 10684 | 11289 | 10448 | 10212 | 11375 | 11379
LE1 | 75pc | ST | 5867 | 4948 | 7084 | 7659 | 10590 | 12212 | 13905 | 14270 | 14551 | 14814 | 15100 | 14627 | 14848 | 15143 | 15590 | 15648 | 15536 | 15601 | 15953 | 16151
LE1 | 95pc | ST | 9419 | 8280 | 11116 | 11482 | 12927 | 14529 | 15944 | 16240 | 16461 | 16893 | 17234 | 16562 | 17015 | 17353 | 17778 | 17721 | 17748 | 18342 | 18666 | 18913
LE1 | Economy_RT | ST | 6925 | 7796 | 10516 | 12425 | 15173 | 16629 | 18441 | 19407 | 19864 | 20458 | 21054 | 22053 | 22293 | 22958 | 22925 | 23252 | 22595 | 23243 | 24160 | 24672
LE1 | Security_RT | ST | 8723 | 8353 | 8492 | 8262 | 9138 | 8606 | 8568 | 10094 | 10509 | 10856 | 11166 | 10478 | 10615 | 12003 | 12069 | 12309 | 11256 | 11929 | 12546 | 12855
LE1 | Capability | ST | 11200 | 11200 | 11200 | 10100 | 10100 | 13900 | 17200 | 17200 | 17200 | 20200 | 20200 | 20200 | 20200 | 20200 | 21300 | 21300 | 21300 | 21300 | 21300 | 21300
LE1 | 5pc | FS | 436 | 42 | -133 | 167 | 428 | 962 | 302 | 194 | 244 | 769 | -106 | 560 | 1188 | 1740 | 2183 | 2796 | 2748 | 3389 | 3821 | 3063
LE1 | 25pc | FS | 1731 | 1060 | 1043 | 1614 | 2069 | 2871 | 3687 | 3332 | 3458 | 4133 | 3848 | 4217 | 5330 | 6273 | 6859 | 7878 | 7898 | 8801 | 9294 | 8381
LE1 | 75pc | FS | 5342 | 3581 | 3775 | 5231 | 6967 | 10259 | 12670 | 12729 | 13373 | 13557 | 14119 | 14230 | 15177 | 14319 | 14892 | 15366 | 15561 | 16172 | 16397 | 16305
LE1 | 95pc | FS | 8918 | 5992 | 6360 | 8439 | 11068 | 12951 | 15048 | 15194 | 15870 | 16099 | 16656 | 16834 | 17886 | 16967 | 17555 | 18148 | 18501 | 19082 | 19401 | 19512
LE1 | Economy_RT | FS | 6628 | 6852 | 6639 | 7631 | 9379 | 10902 | 12334 | 13150 | 15297 | 16553 | 17423 | 17604 | 20025 | 21858 | 22747 | 23587 | 24062 | 24872 | 24665 | 22729
LE1 | Security_RT | FS | 8936 | 8791 | 8376 | 8884 | 9403 | 10030 | 10177 | 10353 | 10891 | 11277 | 10040 | 10323 | 10349 | 12282 | 12977 | 14586 | 14998 | 15716 | 15783 | 14011
LE1 | Capability | FS | 11200 | 11200 | 11200 | 10100 | 10100 | 13900 | 17200 | 17200 | 17200 | 20200 | 20200 | 20200 | 20200 | 20200 | 21300 | 21300 | 21300 | 21300 | 21300 | 21300
NW1 | 5pc | LW | -59 | -64 | -221 | -210 | -196 | -325 | -224 | -339 | -193 | -219 | -230 | -173 | -156 | -120 | -245 | -265 | -388 | -609 | -820 | -1024
NW1 | 25pc | LW | 12 | 4 | -12 | -13 | 0 | 1 | 5 | 0 | 0 | -15 | -6 | -16 | -7 | -1 | -98 | -114 | -214 | -446 | -653 | -849
NW1 | 75pc | LW | 45 | 44 | 39 | 39 | 53 | 118 | 108 | 110 | 106 | 96 | 115 | 110 | 163 | 168 | 173 | 172 | 160 | 154 | 160 | 162
NW1 | 95pc | LW | 104 | 102 | 209 | 208 | 215 | 351 | 356 | 381 | 352 | 343 | 364 | 356 | 403 | 395 | 395 | 401 | 392 | 406 | 402 | 398
NW1 | Local_RT | LW | 262 | 278 | 534 | 549 | 595 | 1366 | 1383 | 1602 | 1623 | 1642 | 1722 | 1741 | 1847 | 1857 | 1925 | 1940 | 1959 | 1977 | 1995 | 1953
NW1 | Capability | LW | 1800 | 1800 | 1800 | 1800 | 1800 | 1800 | 1800 | 1800 | 1800 | 1800 | 1800 | 1800 | 1800 | 1800 | 1800 | 1800 | 1800 | 1800 | 1800 | 1800
NW1 | 5pc | CT | -29 | -96 | -60 | -69 | -68 | -209 | -235 | -192 | -79 | -93 | -197 | -234 | -129 | -142 | -97 | -116 | -88 | -186 | -244 | -340
NW1 | 25pc | CT | -18 | -21 | 9 | 3 | 2 | 6 | -6 | 15 | 13 | 15 | -9 | -12 | -6 | -9 | -7 | -7 | -11 | -89 | -162 | -244
NW1 | 75pc | CT | 0 | 4 | 44 | 41 | 40 | 128 | 122 | 138 | 121 | 122 | 107 | 112 | 104 | 103 | 107 | 106 | 100 | 58 | 31 | 4
NW1 | 95pc | CT | 10 | 63 | 101 | 97 | 96 | 262 | 262 | 280 | 275 | 279 | 324 | 346 | 303 | 303 | 299 | 295 | 292 | 247 | 216 | 187
NW1 | Local_RT | CT | 41 | 200 | 269 | 278 | 288 | 1084 | 1097 | 1143 | 1159 | 1175 | 1393 | 1408 | 1422 | 1432 | 1443 | 1455 | 1471 | 1486 | 1501 | 1516
NW1 | Capability | CT | 1800 | 1800 | 1800 | 1800 | 1800 | 1800 | 1800 | 1800 | 1800 | 1800 | 1800 | 1800 | 1800 | 1800 | 1800 | 1800 | 1800 | 1800 | 1800 | 1800
NW1 | 5pc | ST | -30 | -30 | -30 | -30 | -85 | -54 | -83 | -90 | -99 | -98 | -96 | -274 | -246 | -263 | -366 | -451 | -467 | -620 | -895 | -1095
NW1 | 25pc | ST | -19 | -19 | -19 | -19 | -13 | 13 | -3 | -8 | -12 | -15 | -15 | -90 | -96 | -89 | -150 | -248 | -215 | -555 | -734 | -945
NW1 | 75pc | ST | -2 | -2 | -1 | 0 | 18 | 56 | 50 | 46 | 56 | 56 | 55 | 72 | 57 | 62 | 39 | 20 | 415 | 412 | 472 | 477
NW1 | 95pc | ST | 7 | 8 | 9 | 10 | 72 | 110 | 99 | 98 | 132 | 132 | 130 | 241 | 240 | 307 | 280 | 261 | 634 | 620 | 706 | 707
NW1 | Local_RT | ST | 36 | 41 | 47 | 52 | 238 | 304 | 315 | 326 | 578 | 588 | 601 | 1124 | 1132 | 1334 | 1337 | 1341 | 1818 | 1827 | 1985 | 1993
NW1 | Capability | ST | 1800 | 1800 | 1800 | 1800 | 1800 | 1800 | 1800 | 1800 | 1800 | 1800 | 1800 | 1800 | 1800 | 1800 | 1800 | 1800 | 1800 | 1800 | 1800 | 1800
NW1 | 5pc | FS | -103 | -59 | -59 | -61 | -54 | -56 | -60 | -61 | -96 | -96 | -85 | -84 | -166 | -40 | -37 | -46 | -46 | -52 | -48 | -69
NW1 | 25pc | FS | -27 | 14 | 15 | 9 | 17 | 14 | 7 | 5 | 6 | 4 | 8 | 5 | 14 | 84 | 82 | 65 | 71 | 56 | 51 | 36
NW1 | 75pc | FS | 0 | 43 | 42 | 40 | 56 | 54 | 51 | 51 | 68 | 66 | 82 | 78 | 156 | 516 | 505 | 500 | 499 | 491 | 485 | 485
NW1 | 95pc | FS | 60 | 104 | 103 | 100 | 112 | 109 | 107 | 106 | 141 | 140 | 150 | 153 | 312 | 674 | 670 | 665 | 663 | 659 | 646 | 650
NW1 | Local_RT | FS | 180 | 241 | 242 | 243 | 275 | 278 | 281 | 286 | 533 | 538 | 575 | 580 | 1158 | 1627 | 1627 | 1628 | 1632 | 1637 | 1641 | 1645
NW1 | Capability | FS | 1800 | 1800 | 1800 | 1800 | 1800 | 1800 | 1800 | 1800 | 1800 | 1800 | 1800 | 1800 | 1800 | 1800 | 1800 | 1800 | 1800 | 1800 | 1800 | 1800
NW2 | 5pc | LW | -787 | -910 | -1093 | -960 | -909 | -904 | -828 | -1085 | -648 | -629 | -720 | -666 | -589 | -620 | -604 | -533 | -589 | -574 | -679 | -675
NW2 | 25pc | LW | 67 | 63 | 63 | 91 | 105 | -268 | -200 | -399 | 343 | 249 | 137 | 237 | 322 | 302 | 257 | 510 | 331 | 426 | 343 | 317
NW2 | 75pc | LW | 641 | 652 | 694 | 672 | 694 | 1089 | 1676 | 1463 | 2949 | 2919 | 2679 | 2707 | 2757 | 2702 | 2739 | 3166 | 2955 | 3239 | 2972 | 3075
NW2 | 95pc | LW | 1383 | 1445 | 1625 | 1408 | 1447 | 2225 | 2977 | 2798 | 4715 | 4570 | 4470 | 4509 | 4405 | 4491 | 4400 | 5187 | 5043 | 4957 | 4669 | 4601
NW2 | Local_RT | LW | 2850 | 2900 | 3340 | 3381 | 3450 | 4685 | 5326 | 5274 | 7477 | 7448 | 7797 | 7905 | 7881 | 7954 | 8049 | 8999 | 9188 | 9251 | 9300 | 9280
NW2 | Capability | LW | 1400 | 1400 | 1400 | 1400 | 1400 | 3600 | 3400 | 3400 | 3400 | 3900 | 3900 | 3900 | 3900 | 7500 | 7500 | 7500 | 7500 | 7500 | 7500 | 7500
NW2 | 5pc | CT | -676 | -806 | -502 | -778 | -911 | -483 | -103 | -125 | 47 | 69 | -728 | -738 | -666 | -687 | -714 | -554 | -659 | -658 | -674 | -726
NW2 | 25pc | CT | 20 | 9 | 67 | 68 | 58 | 254 | 307 | 269 | 673 | 852 | 67 | 160 | 266 | 192 | 144 | 461 | 184 | 335 | 283 | 210
NW2 | 75pc | CT | 602 | 605 | 632 | 617 | 623 | 1304 | 2020 | 1849 | 2760 | 3211 | 2527 | 2593 | 2825 | 2700 | 2575 | 3594 | 2767 | 3354 | 3189 | 3050
NW2 | 95pc | CT | 1048 | 1380 | 1162 | 1330 | 1421 | 2406 | 3041 | 2773 | 4014 | 4581 | 4276 | 4291 | 4447 | 4365 | 4395 | 5369 | 4879 | 5214 | 5170 | 5110
NW2 | Local_RT | CT | 2615 | 2791 | 2875 | 2896 | 2916 | 3881 | 3911 | 3976 | 5511 | 6068 | 6340 | 7025 | 6934 | 7011 | 7006 | 8015 | 8181 | 8075 | 7980 | 8096
NW2 | Capability | CT | 1400 | 1400 | 1400 | 1400 | 1400 | 3600 | 3400 | 3400 | 3400 | 3900 | 3900 | 3900 | 3900 | 7500 | 7500 | 7500 | 7500 | 7500 | 7500 | 7500
NW2 | 5pc | ST | -124 | -682 | -456 | -409 | -704 | -757 | -55 | -451 | -366 | -709 | -210 | -290 | -68 | -118 | -601 | -126 | 131 | -49 | -275 | -278
NW2 | 25pc | ST | 24 | 22 | 27 | 29 | 32 | 69 | 244 | 164 | 403 | 249 | 518 | 520 | 623 | 654 | 423 | 686 | 973 | 914 | 723 | 758
NW2 | 75pc | ST | 595 | 598 | 592 | 594 | 608 | 643 | 1934 | 1873 | 2319 | 1630 | 2488 | 2178 | 2509 | 2526 | 2055 | 2493 | 2804 | 2817 | 2548 | 2498
NW2 | 95pc | ST | 801 | 1019 | 1015 | 971 | 1188 | 1278 | 2727 | 2854 | 3055 | 2872 | 3429 | 3282 | 3399 | 3386 | 3215 | 3658 | 4004 | 3730 | 3535 | 3461
NW2 | Local_RT | ST | 2599 | 2614 | 2629 | 2642 | 2836 | 2912 | 2936 | 2965 | 3733 | 3756 | 4310 | 5844 | 5862 | 6564 | 6567 | 7573 | 8061 | 8134 | 8301 | 8320
NW2 | Capability | ST | 1400 | 1400 | 1400 | 1400 | 1400 | 3600 | 3400 | 3400 | 3400 | 3900 | 3900 | 3900 | 3900 | 7500 | 7500 | 7500 | 7500 | 7500 | 7500 | 7500
NW2 | 5pc | FS | -313 | -749 | -395 | -226 | -301 | -795 | -146 | -111 | -49 | -57 | -57 | -38 | -37 | 316 | 322 | 402 | 288 | 299 | 309 | 312
NW2 | 25pc | FS | 14 | 51 | 63 | 58 | 78 | 56 | 159 | 180 | 478 | 431 | 434 | 585 | 662 | 1115 | 1124 | 1229 | 1010 | 1023 | 1058 | 1054
NW2 | 75pc | FS | 582 | 624 | 621 | 620 | 628 | 624 | 1454 | 1563 | 2491 | 2050 | 2232 | 2784 | 2599 | 3214 | 3352 | 3440 | 3183 | 3137 | 3435 | 3174
NW2 | 95pc | FS | 824 | 1287 | 968 | 882 | 935 | 1335 | 2577 | 2602 | 3546 | 3505 | 3489 | 4029 | 4029 | 4488 | 4505 | 4492 | 4452 | 4443 | 4443 | 4419
NW2 | Local_RT | FS | 2735 | 2795 | 2797 | 2799 | 2833 | 2839 | 2847 | 2859 | 3112 | 3123 | 3169 | 3758 | 4839 | 6303 | 6297 | 6240 | 6247 | 6258 | 6263 | 6269
NW2 | Capability | FS | 1400 | 1400 | 1400 | 1400 | 1400 | 3600 | 3400 | 3400 | 3400 | 3900 | 3900 | 3900 | 3900 | 7500 | 7500 | 7500 | 7500 | 7500 | 7500 | 7500
NW3 | 5pc | LW | -981 | -1114 | -1325 | -1064 | -1061 | -888 | -864 | -1069 | -661 | -659 | -744 | -686 | -623 | -643 | -638 | -544 | -613 | -594 | -694 | -707
NW3 | 25pc | LW | 60 | 55 | 51 | 91 | 109 | -238 | -165 | -372 | 372 | 258 | 142 | 257 | 314 | 319 | 263 | 523 | 329 | 445 | 371 | 353
NW3 | 75pc | LW | 694 | 694 | 748 | 785 | 816 | 1204 | 1819 | 1578 | 3073 | 2992 | 2728 | 2773 | 2828 | 2784 | 2845 | 3290 | 3022 | 3344 | 3090 | 3179
NW3 | 95pc | LW | 1525 | 1694 | 1868 | 1645 | 1695 | 2373 | 3102 | 2949 | 4857 | 4636 | 4510 | 4590 | 4494 | 4543 | 4491 | 5276 | 5038 | 5154 | 4833 | 4836
NW3 | Local_RT | LW | 3369 | 3436 | 3891 | 4057 | 4143 | 5396 | 6058 | 6030 | 8257 | 8254 | 8632 | 8775 | 8790 | 8890 | 9008 | 9985 | 10208 | 10303 | 10384 | 10397
NW3 | Capability | LW | 5500 | 5500 | 5500 | 5500 | 5500 | 5500 | 5500 | 5500 | 5500 | 5500 | 5500 | 5500 | 5500 | 5500 | 5500 | 5500 | 5500 | 5500 | 5500 | 5500
NW3 | 5pc | CT | -898 | -1008 | -675 | -970 | -990 | -567 | -360 | -285 | 4 | 29 | -773 | -793 | -700 | -711 | -787 | -581 | -693 | -717 | -383 | -423
NW3 | 25pc | CT | 12 | 2 | 57 | 51 | 59 | 260 | 313 | 288 | 697 | 869 | 73 | 167 | 277 | 194 | 135 | 483 | 182 | 340 | 620 | 563
NW3 | 75pc | CT | 659 | 656 | 684 | 667 | 732 | 1391 | 2087 | 1946 | 2854 | 3260 | 2549 | 2656 | 2850 | 2756 | 2654 | 3675 | 2885 | 3430 | 3521 | 3386
NW3 | 95pc | CT | 1269 | 1601 | 1335 | 1516 | 1664 | 2649 | 3232 | 2994 | 4089 | 4750 | 4345 | 4393 | 4494 | 4429 | 4515 | 5425 | 4991 | 5316 | 5439 | 5299
NW3 | Local_RT | CT | 3126 | 3319 | 3420 | 3457 | 3602 | 4583 | 4634 | 4723 | 6283 | 6865 | 7166 | 7884 | 7829 | 7941 | 7972 | 9019 | 9226 | 9156 | 9566 | 9721
NW3 | Capability | CT | 5500 | 5500 | 5500 | 5500 | 5500 | 5500 | 5500 | 5500 | 5500 | 5500 | 5500 | 5500 | 5500 | 5500 | 5500 | 5500 | 5500 | 5500 | 5500 | 5500
NW3 | 5pc | ST | -190 | -900 | -515 | -479 | -848 | -885 | -252 | -629 | -500 | -917 | -305 | -426 | -162 | -247 | -693 | -230 | -15 | -143 | -405 | -371
NW3 | 25pc | ST | 14 | 13 | 19 | 22 | 22 | 54 | 239 | 136 | 374 | 210 | 493 | 458 | 551 | 591 | 374 | 629 | 920 | 833 | 672 | 708
NW3 | 75pc | ST | 642 | 654 | 632 | 635 | 646 | 684 | 1947 | 1887 | 2321 | 1713 | 2474 | 2132 | 2442 | 2470 | 1979 | 2479 | 2768 | 2773 | 2501 | 2472
NW3 | 95pc | ST | 922 | 1205 | 1159 | 1148 | 1432 | 1497 | 2835 | 3022 | 3121 | 2907 | 3470 | 3251 | 3408 | 3422 | 3148 | 3652 | 3953 | 3799 | 3571 | 3512
NW3 | Local_RT | ST | 3096 | 3116 | 3134 | 3152 | 3349 | 3426 | 3458 | 3495 | 4270 | 4300 | 4860 | 6400 | 6428 | 7133 | 7140 | 8151 | 8647 | 8734 | 8911 | 8940
NW3 | Capability | ST | 5500 | 5500 | 5500 | 5500 | 5500 | 5500 | 5500 | 5500 | 5500 | 5500 | 5500 | 5500 | 5500 | 5500 | 5500 | 5500 | 5500 | 5500 | 5500 | 5500
NW3 | 5pc | FS | -462 | -1003 | -584 | -232 | -369 | -1002 | -204 | -289 | -103 | -140 | -176 | -133 | -192 | 227 | 216 | 322 | 179 | 200 | 211 | 215
NW3 | 25pc | FS | 0 | 32 | 45 | 45 | 61 | 40 | 144 | 161 | 458 | 405 | 410 | 556 | 628 | 1061 | 1083 | 1171 | 966 | 971 | 991 | 997
NW3 | 75pc | FS | 623 | 660 | 659 | 654 | 665 | 656 | 1493 | 1654 | 2536 | 2096 | 2261 | 2826 | 2636 | 3223 | 3335 | 3425 | 3162 | 3103 | 3384 | 3146
NW3 | 95pc | FS | 919 | 1473 | 1135 | 990 | 1080 | 1528 | 2641 | 2670 | 3602 | 3547 | 3509 | 4079 | 4014 | 4535 | 4526 | 4540 | 4456 | 4407 | 4446 | 4451
NW3 | Local_RT | FS | 3224 | 3284 | 3286 | 3287 | 3321 | 3326 | 3334 | 3350 | 3607 | 3620 | 3668 | 4257 | 5341 | 6803 | 6795 | 6736 | 6743 | 6756 | 6762 | 6769
NW3 | Capability | FS | 5500 | 5500 | 5500 | 5500 | 5500 | 5500 | 5500 | 5500 | 5500 | 5500 | 5500 | 5500 | 5500 | 5500 | 5500 | 5500 | 5500 | 5500 | 5500 | 5500
SC1 | 5pc | LW | -7173 | -7512 | -8182 | -8407 | -8646 | -8917 | -10579 | -11012 | -11380 | -10491 | -10761 | -10348 | -9219 | -9382 | -9810 | -9861 | -9911 | -9883 | -9733 | -9651
SC1 | 25pc | LW | -4177 | -4795 | -7108 | -7448 | -7590 | -7999 | -9484 | -9826 | -10059 | -8775 | -8900 | -8746 | -7769 | -7777 | -8063 | -8183 | -8190 | -7862 | -7888 | -7768
SC1 | 75pc | LW | 2182 | 2359 | 1025 | 792 | 510 | -496 | -767 | -1038 | -1297 | -2041 | -2413 | -1781 | -2385 | -2902 | -3457 | -3301 | -3054 | -2231 | -1650 | -1507
SC1 | 95pc | LW | 3980 | 4010 | 3321 | 3292 | 3198 | 2935 | 3973 | 3729 | 3367 | 3888 | 3814 | 4125 | 3700 | 3302 | 2766 | 2730 | 2924 | 3137 | 3267 | 3413
SC1 | Economy_RT | LW | -3670 | -5267 | -9868 | -10481 | -10882 | -11451 | -12811 | -13158 | -13442 | -12914 | -13486 | -13729 | -13940 | -13919 | -14432 | -14600 | -14717 | -14700 | -14559 | -14334
SC1 | Security_RT | LW | -3975 | -3882 | -3984 | -4028 | -4763 | -5270 | -4777 | -4986 | -5971 | -6027 | -5915 | -5531 | -3568 | -3751 | -3967 | -4117 | -4034 | -3897 | -3954 | -3969
SC1 | Capability | LW | 5500 | 5500 | 5500 | 5000 | 6100 | 6100 | 6100 | 6100 | 6100 | 6100 | 6100 | 6100 | 6100 | 6100 | 6100 | 6100 | 6100 | 6100 | 6100 | 6100
SC1 | 5pc | CT | -5405 | -6500 | -7163 | -7990 | -8348 | -8916 | -9544 | -10997 | -11404 | -11840 | -11305 | -11402 | -11531 | -12100 | -11325 | -11122 | -10347 | -10795 | -11188 | -11514
SC1 | 25pc | CT | -1585 | -1910 | -3029 | -6246 | -7211 | -7879 | -8517 | -9845 | -10328 | -10610 | -10035 | -10074 | -10169 | -10485 | -9169 | -8904 | -8090 | -8709 | -8824 | -9085
SC1 | 75pc | CT | 2908 | 2977 | 2582 | 2084 | 1722 | 1124 | -221 | 971 | 606 | 749 | -616 | -1373 | -1454 | -2651 | -2110 | -1976 | -1686 | -3046 | -3350 | -3562
SC1 | 95pc | CT | 4153 | 4209 | 4064 | 3875 | 3651 | 3372 | 3178 | 4108 | 3890 | 3814 | 3642 | 3396 | 3333 | 2876 | 3600 | 3680 | 4863 | 3823 | 3793 | 3714
SC1 | Economy_RT | CT | 2057 | -3909 | -5229 | -8982 | -9671 | -10787 | -11390 | -12912 | -13530 | -13882 | -14837 | -15095 | -15445 | -16110 | -15220 | -15305 | -15799 | -16785 | -17079 | -17320
SC1 | Security_RT | CT | -4259 | -4082 | -4267 | -4319 | -4402 | -4681 | -4565 | -4877 | -5261 | -5272 | -6834 | -6869 | -7021 | -6923 | -5778 | -5096 | -5262 | -5405 | -5443 | -5607
SC1 | Capability | CT | 5500 | 5500 | 5500 | 5000 | 6100 | 6100 | 6100 | 6100 | 6100 | 6100 | 6100 | 6100 | 6100 | 6100 | 6100 | 6100 | 6100 | 6100 | 6100 | 6100
SC1 | 5pc | ST | -5089 | -3760 | -6762 | -7075 | -8011 | -8253 | -8973 | -9239 | -10813 | -11007 | -11076 | -10113 | -10495 | -10711 | -10342 | -10038 | -10146 | -10208 | -10446 | -10642
SC1 | 25pc | ST | -1499 | -99 | -2281 | -2673 | -6383 | -6937 | -7971 | -8271 | -9867 | -10042 | -10061 | -9099 | -9274 | -9533 | -9025 | -8366 | -8209 | -8033 | -8282 | -8374
SC1 | 75pc | ST | 2729 | 3036 | 2627 | 2551 | 2049 | 1689 | 159 | -132 | -531 | -954 | -321 | -2158 | -3557 | -3354 | -4219 | -4521 | -4270 | -3543 | -4654 | -4510
SC1 | 95pc | ST | 4158 | 4096 | 4015 | 4060 | 3845 | 3599 | 3103 | 3090 | 4122 | 3855 | 3832 | 3733 | 3460 | 3358 | 3402 | 3582 | 3928 | 4051 | 3501 | 3406
SC1 | Economy_RT | ST | 2805 | 2132 | -4143 | -6427 | -9329 | -9754 | -11058 | -11361 | -13015 | -13395 | -13726 | -14428 | -14812 | -15134 | -15715 | -16278 | -16804 | -17301 | -18239 | -18573
SC1 | Security_RT | ST | -4463 | -4358 | -4490 | -4418 | -4496 | -4401 | -4607 | -4755 | -5024 | -5241 | -5282 | -5372 | -5609 | -5918 | -4463 | -4976 | -4255 | -4379 | -4411 | -4580
SC1 | Capability | ST | 5500 | 5500 | 5500 | 5000 | 6100 | 6100 | 6100 | 6100 | 6100 | 6100 | 6100 | 6100 | 6100 | 6100 | 6100 | 6100 | 6100 | 6100 | 6100 | 6100
SC1 | 5pc | FS | -4273 | -1564 | -1849 | -3416 | -6846 | -7986 | -8514 | -8586 | -8923 | -10477 | -10670 | -10616 | -11146 | -10171 | -10524 | -10941 | -10460 | -9805 | -10106 | -10284
SC1 | 25pc | FS | -1011 | 1626 | 1316 | 208 | -2093 | -5656 | -7235 | -7328 | -7669 | -9172 | -9379 | -9285 | -9815 | -8858 | -9216 | -9453 | -9017 | -7860 | -8138 | -8316
SC1 | 75pc | FS | 2952 | 3484 | 3361 | 2898 | 2580 | 2042 | 1342 | 1419 | 1368 | 2056 | 1908 | 1836 | 1181 | 1240 | 764 | 72 | 782 | 654 | 11 | -20
SC1 | 95pc | FS | 4228 | 4361 | 4387 | 4105 | 3903 | 3657 | 3199 | 3356 | 3266 | 4393 | 4293 | 4256 | 4053 | 3984 | 3675 | 3436 | 3587 | 4013 | 3824 | 3724
SC1 | Economy_RT | FS | 3296 | 3423 | 3202 | 2722 | -2724 | -3976 | -5135 | -6046 | -7849 | -10352 | -12211 | -12179 | -13591 | -14236 | -14798 | -15151 | -14934 | -15177 | -15611 | -16039
SC1 | Security_RT | FS | -4391 | -4193 | -4329 | -4541 | -4687 | -4881 | -4897 | -5109 | -5155 | -5388 | -5506 | -5425 | -5152 | -5531 | -5903 | -6211 | -5619 | -3934 | -4304 | -4647
SC1 | Capability | FS | 5500 | 5500 | 5500 | 5000 | 6100 | 6100 | 6100 | 6100 | 6100 | 6100 | 6100 | 6100 | 6100 | 6100 | 6100 | 6100 | 6100 | 6100 | 6100 | 6100
SC1.5 | 5pc | LW | -6298 | -6414 | -6857 | -6990 | -7146 | -7372 | -7481 | -7720 | -7934 | -7484 | -7909 | -7564 | -7917 | -8010 | -8180 | -8397 | -8407 | -8330 | -8332 | -8286
SC1.5 | 25pc | LW | -3473 | -3971 | -6208 | -6416 | -6507 | -6758 | -6805 | -7032 | -7129 | -6616 | -6832 | -6586 | -6813 | -6939 | -7088 | -7193 | -7248 | -7093 | -7196 | -7153
SC1.5 | 75pc | LW | 2562 | 2901 | 1683 | 1493 | 1256 | -34 | -452 | -488 | -690 | -2717 | -3315 | -2865 | -4035 | -4430 | -4703 | -4818 | -4413 | -3895 | -3412 | -3286
SC1.5 | 95pc | LW | 4010 | 4059 | 3677 | 3679 | 3506 | 3398 | 3050 | 2781 | 2533 | 1886 | 1722 | 1995 | 1508 | 1235 | 971 | 892 | 1133 | 1459 | 1603 | 1535
SC1.5 | Economy_RT | LW | -2244 | -3846 | -8342 | -8867 | -9329 | -9599 | -9642 | -9850 | -9910 | -10331 | -10687 | -10851 | -10998 | -10999 | -11293 | -11382 | -11420 | -11433 | -11385 | -11250
SC1.5 | Security_RT | LW | -3257 | -3202 | -3220 | -3278 | -4093 | -4521 | -4395 | -4459 | -4545 | -4532 | -4616 | -4555 | -4355 | -4473 | -4577 | -4702 | -4664 | -4631 | -4678 | -4703
SC1.5 | Capability | LW | 5800 | 5700 | 5700 | 7100 | 7100 | 8000 | 9400 | 9400 | 9400 | 9400 | 9400 | 9400 | 9400 | 9400 | 9400 | 9400 | 9400 | 9400 | 9400 | 9400
SC1.5 | 5pc | CT | -4659 | -5651 | -6181 | -6712 | -6983 | -7305 | -7743 | -7718 | -7962 | -8219 | -7767 | -7718 | -7860 | -8239 | -8065 | -8159 | -8600 | -8934 | -9404 | -9666
SC1.5 | 25pc | CT | -958 | -1172 | -2072 | -5539 | -6247 | -6688 | -7114 | -7046 | -7253 | -7438 | -6776 | -6761 | -6850 | -7191 | -6790 | -6987 | -7244 | -7622 | -7939 | -8216
SC1.5 | 75pc | CT | 3487 | 3602 | 3241 | 2686 | 2325 | 1722 | 556 | 991 | 762 | 750 | 87 | -396 | -474 | -1572 | -1648 | -1798 | -2964 | -4657 | -4940 | -5133
SC1.5 | 95pc | CT | 4164 | 4207 | 4155 | 4023 | 3863 | 3747 | 3571 | 3335 | 3151 | 3125 | 2897 | 2740 | 2816 | 2462 | 2573 | 2493 | 2278 | 1463 | 1558 | 1375
SC1.5 | Economy_RT | CT | 3448 | -2552 | -3801 | -7564 | -8173 | -9120 | -9483 | -9583 | -9966 | -10151 | -10849 | -11042 | -11263 | -11681 | -10985 | -11167 | -11405 | -11832 | -11931 | -12068
SC1.5 | Security_RT | CT | -3416 | -3321 | -3411 | -3456 | -3493 | -3713 | -3623 | -3819 | -4070 | -4036 | -5147 | -5296 | -5360 | -5471 | -5561 | -5660 | -5729 | -5844 | -5808 | -5897
SC1.5 | Capability | CT | 5800 | 5700 | 5700 | 7100 | 7100 | 8000 | 9400 | 9400 | 9400 | 9400 | 9400 | 9400 | 9400 | 9400 | 9400 | 9400 | 9400 | 9400 | 9400 | 9400
SC1.5 | 5pc | ST | -4538 | -2793 | -5888 | -6169 | -6750 | -6882 | -7343 | -7524 | -7555 | -7678 | -7878 | -7150 | -7356 | -7468 | -7983 | -8024 | -8413 | -8096 | -8343 | -8271
SC1.5 | 25pc | ST | -978 | 683 | -1458 | -1789 | -5569 | -6054 | -6772 | -6966 | -6987 | -7099 | -7237 | -6281 | -6356 | -6541 | -7011 | -7021 | -7327 | -7112 | -7229 | -7285
SC1.5 | 75pc | ST | 3312 | 3646 | 3212 | 3238 | 2733 | 2312 | 890 | 573 | 112 | -170 | 124 | -1401 | -2515 | -2205 | -3363 | -4517 | -4618 | -3876 | -5149 | -5144
SC1.5 | 95pc | ST | 4186 | 4167 | 4052 | 4080 | 4002 | 3847 | 3637 | 3635 | 3403 | 3253 | 3119 | 2999 | 2975 | 2809 | 2645 | 2234 | 2095 | 2259 | 2000 | 1911
SC1.5 | Economy_RT | ST | 4346 | 3657 | -2546 | -4888 | -7751 | -8151 | -9217 | -9427 | -9571 | -9789 | -10043 | -10437 | -10659 | -10859 | -11208 | -11449 | -11638 | -11848 | -12181 | -12343
SC1.5 | Security_RT | ST | -3468 | -3387 | -3471 | -3457 | -3495 | -3426 | -3624 | -3713 | -3868 | -3987 | -4222 | -4336 | -4470 | -4674 | -4825 | -5736 | -5790 | -5853 | -5831 | -5933
SC1.5 | Capability | ST | 5800 | 5700 | 5700 | 7100 | 7100 | 8000 | 9400 | 9400 | 9400 | 9400 | 9400 | 9400 | 9400 | 9400 | 9400 | 9400 | 9400 | 9400 | 9400 | 9400
SC1.5 | 5pc | FS | -3725 | -906 | -1083 | -2438 | -5958 | -6724 | -7054 | -7115 | -7286 | -7370 | -7613 | -7687 | -8001 | -6936 | -7269 | -7532 | -7562 | -7811 | -7924 | -8123
SC1.5 | 25pc | FS | -518 | 2512 | 1991 | 1139 | -1141 | -4555 | -6260 | -6319 | -6555 | -6570 | -6828 | -6874 | -7202 | -6085 | -6362 | -6533 | -6596 | -6822 | -6878 | -6945
SC1.5 | 75pc | FS | 3525 | 3919 | 3817 | 3537 | 3352 | 2952 | 2089 | 2296 | 2319 | 1923 | 1650 | 1620 | 1239 | 1296 | 1010 | 543 | 855 | 393 | 24 | -117
SC1.5 | 95pc | FS | 4265 | 4427 | 4430 | 4133 | 3987 | 3852 | 3689 | 3712 | 3678 | 3556 | 3519 | 3446 | 3304 | 3420 | 3219 | 3047 | 3008 | 2889 | 2800 | 2708
SC1.5 | Economy_RT | FS | 4876 | 4864 | 4731 | 4396 | 3010 | -2084 | -3128 | -4082 | -5951 | -7576 | -9063 | -9038 | -10135 | -10426 | -10789 | -10920 | -10822 | -11342 | -11484 | -11596
SC1.5 | Security_RT | FS | -3428 | -3386 | -3375 | -3533 | -3649 | -3775 | -3808 | -4113 | -4294 | -4433 | -4471 | -4617 | -4334 | -4543 | -4733 | -4914 | -5045 | -5305 | -5509 | -5698
SC1.5 | Capability | FS | 5800 | 5700 | 5700 | 7100 | 7100 | 8000 | 9400 | 9400 | 9400 | 9400 | 9400 | 9400 | 9400 | 9400 | 9400 | 9400 | 9400 | 9400 | 9400 | 9400
SC2 | 5pc | LW | -4260 | -4339 | -4671 | -4739 | -4802 | -4912 | -4972 | -5100 | -5178 | -4690 | -4988 | -4747 | -4883 | -4844 | -4951 | -5175 | -5071 | -4878 | -4855 | -4830
SC2 | 25pc | LW | -2266 | -2742 | -4158 | -4336 | -4385 | -4560 | -4623 | -4723 | -4737 | -4158 | -4248 | -3882 | -4049 | -4046 | -4147 | -4254 | -4275 | -4061 | -4103 | -4064
SC2 | 75pc | LW | 3346 | 3319 | 1797 | 1658 | 1470 | 911 | 587 | 487 | 497 | -1488 | -1874 | -1523 | -2505 | -2690 | -2785 | -2854 | -2746 | -2238 | -2088 | -1526
SC2 | 95pc | LW | 4420 | 4386 | 3678 | 3667 | 3481 | 3433 | 3302 | 3032 | 2984 | 2530 | 2294 | 2527 | 2265 | 2048 | 1756 | 1857 | 2073 | 2387 | 2616 | 2616
SC2 | Local_RT | LW | 2560 | 1345 | -1865 | -1974 | -2056 | -2289 | -2193 | -1984 | -1787 | -1518 | -1412 | -1180 | -957 | -762 | -725 | -563 | -350 | -240 | -102 | 89
SC2 | Capability | LW | 4500 | 5000 | 5000 | 3200 | 4300 | 4300 | 4300 | 4300 | 4300 | 4300 | 4300 | 4300 | 4300 | 4300 | 4300 | 4300 | 4300 | 4300 | 4300 | 4300
SC2 | 5pc | CT | -3099 | -3913 | -4186 | -4495 | -4669 | -4882 | -5157 | -5094 | -5201 | -5311 | -4794 | -4744 | -4776 | -4842 | -5044 | -5025 | -5384 | -5429 | -5559 | -5597
SC2 | 25pc | CT | 277 | -15 | -866 | -3838 | -4172 | -4523 | -4810 | -4728 | -4829 | -4907 | -4165 | -3915 | -3944 | -4103 | -4216 | -4276 | -4475 | -4573 | -4733 | -4816
SC2 | 75pc | CT | 3800 | 3735 | 3495 | 3202 | 2748 | 2324 | 1430 | 1709 | 1491 | 1274 | 1141 | 856 | 809 | -80 | -523 | -760 | -1671 | -2967 | -3195 | -3308
SC2 | 95pc | CT | 4736 | 4590 | 4532 | 4320 | 4077 | 3942 | 3751 | 3593 | 3487 | 3331 | 3379 | 3300 | 3429 | 3170 | 2978 | 2962 | 2842 | 2228 | 2250 | 2140
SC2 | Local_RT | CT | 3379 | 1870 | 849 | -1562 | -1875 | -2298 | -2228 | -2176 | -2119 | -2037 | -1969 | -1862 | -1716 | -1664 | -361 | -300 | -154 | -103 | 193 | 315
SC2 | Capability | CT | 4500 | 5000 | 5000 | 3200 | 4300 | 4300 | 4300 | 4300 | 4300 | 4300 | 4300 | 4300 | 4300 | 4300 | 4300 | 4300 | 4300 | 4300 | 4300 | 4300
SC2 | 5pc | ST | -3009 | -1601 | -3982 | -4120 | -4511 | -4624 | -4911 | -5049 | -5045 | -5186 | -5314 | -4692 | -4934 | -5063 | -5472 | -5477 | -5935 | -5512 | -5624 | -5558
SC2 | 25pc | ST | 303 | 1702 | -250 | -554 | -3865 | -4092 | -4597 | -4712 | -4769 | -4911 | -5019 | -4088 | -4112 | -4257 | -4693 | -4680 | -5096 | -4822 | -4880 | -4879
SC2 | 75pc | ST | 3824 | 3954 | 3502 | 3483 | 3209 | 2767 | 1516 | 1404 | 1146 | 963 | 1072 | -229 | -1252 | -818 | -2285 | -3197 | -3392 | -2904 | -3592 | -3625
SC2 | 95pc | ST | 4756 | 4777 | 4492 | 4488 | 4338 | 4119 | 3678 | 3682 | 3546 | 3392 | 3269 | 3221 | 3148 | 2987 | 2779 | 2455 | 2108 | 2299 | 2004 | 2015
SC2 | Local_RT | ST | 4237 | 3590 | 1927 | -82 | -1740 | -1955 | -2431 | -2442 | -2420 | -2407 | -2352 | -2352 | -2337 | -2371 | -2388 | -2392 | -2323 | -2242 | -2072 | -2040
SC2 | Capability | ST | 4500 | 5000 | 5000 | 3200 | 4300 | 4300 | 4300 | 4300 | 4300 | 4300 | 4300 | 4300 | 4300 | 4300 | 4300 | 4300 | 4300 | 4300 | 4300 | 4300
SC2 | 5pc | FS | -2295 | 546 | 400 | -1255 | -3973 | -4513 | -4692 | -4706 | -4808 | -4860 | -4981 | -5054 | -5230 | -4326 | -4509 | -4593 | -4622 | -4780 | -4903 | -4947
SC2 | 25pc | FS | 831 | 3235 | 2645 | 1796 | 242 | -3217 | -4195 | -4192 | -4334 | -4364 | -4545 | -4544 | -4796 | -3531 | -3765 | -3871 | -3869 | -3996 | -3931 | -3989
SC2 | 75pc | FS | 4097 | 4472 | 4269 | 3942 | 3756 | 3374 | 2739 | 3064 | 3058 | 2719 | 2394 | 2304 | 2118 | 2040 | 1769 | 1443 | 1690 | 1272 | 1120 | 1075
SC2 | 95pc | FS | 4873 | 4953 | 4908 | 4770 | 4653 | 4403 | 4013 | 4022 | 4059 | 3878 | 3756 | 3630 | 3598 | 3774 | 3710 | 3556 | 3508 | 3363 | 3299 | 3321
SC2 | Local_RT | FS | 4476 | 4379 | 4304 | 4197 | 3220 | 2569 | 1883 | 758 | -518 | -1512 | -2554 | -2332 | -2843 | -2792 | -2972 | -2877 | -2578 | -2782 | -2708 | -2631
SC2 | Capability | FS | 4500 | 5000 | 5000 | 3200 | 4300 | 4300 | 4300 | 4300 | 4300 | 4300 | 4300 | 4300 | 4300 | 4300 | 4300 | 4300 | 4300 | 4300 | 4300 | 4300
SC3 | 5pc | LW | -4852 | -4958 | -5289 | -5342 | -6807 | -6883 | -6889 | -6954 | -6994 | -6533 | -6726 | -6452 | -6577 | -6527 | -6599 | -6735 | -6657 | -6484 | -6507 | -6481
SC3 | 25pc | LW | -2243 | -2988 | -4782 | -4952 | -6419 | -6566 | -6612 | -6673 | -6633 | -6002 | -6016 | -5547 | -5730 | -5702 | -5772 | -5865 | -5862 | -5662 | -5681 | -5647
SC3 | 75pc | LW | 3742 | 3716 | 1184 | 1061 | -432 | -713 | -537 | -688 | -723 | -2592 | -3111 | -2553 | -3682 | -3943 | -4281 | -4340 | -3799 | -2938 | -2536 | -1859
SC3 | 95pc | LW | 5537 | 5491 | 4806 | 4753 | 4712 | 4688 | 4146 | 3823 | 3858 | 2843 | 2747 | 3081 | 2722 | 2427 | 1871 | 2080 | 2937 | 3252 | 3547 | 3658
SC3 | Economy_RT | LW | 3884 | 1964 | -5481 | -5801 | -7964 | -7997 | -7917 | -7962 | -7562 | -7969 | -8043 | -7819 | -7691 | -7157 | -7605 | -7503 | -7566 | -7676 | -7736 | -7577
SC3 | Security_RT | LW | 2811 | 2800 | 2819 | 2824 | -556 | -591 | -627 | -621 | -666 | 604 | -643 | 673 | 1163 | 1198 | 1181 | 1168 | 1166 | 1172 | 1167 | 1164
SC3 | Capability | LW | 7200 | 7200 | 7300 | 7300 | 7300 | 7300 | 7300 | 7300 | 7300 | 7300 | 7300 | 7300 | 7300 | 7300 | 7300 | 7300 | 7300 | 7300 | 7300 | 7300
SC3 | 5pc | CT | -3128 | -4426 | -4772 | -5109 | -6683 | -6862 | -7054 | -6975 | -7025 | -7070 | -6523 | -6489 | -6455 | -6577 | -6649 | -6632 | -6822 | -6901 | -7064 | -7115
SC3 | 25pc | CT | 603 | 143 | -1033 | -4337 | -6170 | -6523 | -6764 | -6660 | -6718 | -6744 | -5946 | -5566 | -5538 | -5663 | -5742 | -5800 | -6013 | -6063 | -6224 | -6345
SC3 | 75pc | CT | 4866 | 4883 | 4245 | 3485 | 2843 | 1958 | 215 | 960 | 608 | 651 | -120 | -258 | -100 | -691 | -1099 | -1172 | -2015 | -3821 | -4036 | -4310
SC3 | 95pc | CT | 5957 | 5887 | 5775 | 5473 | 6391 | 6318 | 6156 | 5283 | 5361 | 5345 | 5279 | 5404 | 5925 | 5214 | 4604 | 4607 | 4573 | 3116 | 3149 | 2858
SC3 | Economy_RT | CT | 6145 | 3843 | 2176 | -4465 | -6691 | -7320 | -7513 | -7646 | -7812 | -8054 | -8297 | -8350 | -8443 | -8465 | -8406 | -8414 | -8580 | -8532 | -8537 | -8665
SC3 | Security_RT | CT | 2855 | 2920 | 2822 | 2858 | 2039 | 2034 | 2093 | 2051 | 1971 | -875 | -942 | -1019 | -1079 | -1141 | -1202 | -1252 | -1295 | -1333 | -1254 | -1293
SC3 | Capability | CT | 7200 | 7200 | 7300 | 7300 | 7300 | 7300 | 7300 | 7300 | 7300 | 7300 | 7300 | 7300 | 7300 | 7300 | 7300 | 7300 | 7300 | 7300 | 7300 | 7300
SC3 | 5pc | ST | -2947 | -1770 | -4518 | -4699 | -5121 | -6618 | -6902 | -6986 | -6964 | -7073 | -7168 | -6562 | -6727 | -6881 | -7289 | -7220 | -7745 | -7271 | -7325 | -7309
SC3 | 25pc | ST | 518 | 1364 | -288 | -607 | -4271 | -5937 | -6627 | -6706 | -6764 | -6882 | -6968 | -5929 | -5800 | -5959 | -6472 | -6380 | -6853 | -6548 | -6605 | -6596
SC3 | 75pc | ST | 4782 | 5111 | 4412 | 4347 | 3622 | 3160 | 321 | 86 | -351 | -252 | -97 | -939 | -1996 | -1507 | -3015 | -4156 | -4432 | -4012 | -5240 | -5285
SC3 | 95pc | ST | 5990 | 6078 | 5653 | 5682 | 5524 | 6511 | 6124 | 6158 | 5929 | 5216 | 4817 | 4202 | 4357 | 4129 | 3776 | 3233 | 2799 | 3208 | 2367 | 2380
SC3 | Economy_RT | ST | 7338 | 6395 | 3849 | -1926 | -4733 | -6394 | -7444 | -7551 | -7734 | -7827 | -7923 | -8164 | -8270 | -8324 | -8476 | -8534 | -8568 | -8601 | -8665 | -8697
SC3 | Security_RT | ST | 2949 | 2906 | 2814 | 2812 | 1990 | 2055 | 2002 | 1983 | 1930 | 1853 | 1837 | 1779 | 1631 | 1568 | 1552 | -1092 | -1118 | -1154 | -1144 | -1176
SC3 | Capability | ST | 7200 | 7200 | 7300 | 7300 | 7300 | 7300 | 7300 | 7300 | 7300 | 7300 | 7300 | 7300 | 7300 | 7300 | 7300 | 7300 | 7300 | 7300 | 7300 | 7300
SC3 | 5pc | FS | -2221 | 802 | 558 | -1414 | -4455 | -5092 | -6664 | -6665 | -6772 | -6780 | -6876 | -6944 | -7067 | -6019 | -6232 | -6329 | -6278 | -6489 | -6537 | -6564
SC3 | 25pc | FS | 1137 | 3766 | 2770 | 1521 | 325 | -3052 | -5951 | -5816 | -6160 | -6157 | -6394 | -6342 | -6650 | -5226 | -5413 | -5546 | -5537 | -5563 | -5504 | -5565
SC3 | 75pc | FS | 5139 | 5748 | 5453 | 5155 | 4888 | 4292 | 3253 | 3743 | 3719 | 3396 | 2917 | 2855 | 2576 | 1927 | 1591 | 713 | 1352 | 563 | 274 | 234
SC3 | 95pc | FS | 6154 | 6322 | 6246 | 6086 | 5984 | 5641 | 6490 | 6557 | 6648 | 6458 | 6408 | 6305 | 6203 | 6165 | 6127 | 6063 | 6144 | 6023 | 5906 | 5948
SC3 | Economy_RT | FS | 8147 | 8015 | 7899 | 7545 | 6213 | 4670 | 3595 | 2622 | -2028 | -3552 | -4921 | -4602 | -6482 | -7148 | -7499 | -7157 | -7199 | -7195 | -6775 | -6410
SC3 | Security_RT | FS | 3207 | 3479 | 3299 | 3140 | 3004 | 2044 | 2088 | 2215 | 2135 | 2132 | 2103 | 2104 | 2034 | -950 | -1008 | -1063 | -1111 | -1180 | -1236 | -1288
SC3 | Capability | FS | 7200 | 7200 | 7300 | 7300 | 7300 | 7300 | 7300 | 7300 | 7300 | 7300 | 7300 | 7300 | 7300 | 7300 | 7300 | 7300 | 7300 | 7300 | 7300 | 7300
SW1 | 5pc | LW | -915 | -1393 | -1349 | -1381 | -1337 | -1441 | -1507 | -1615 | -1634 | -1713 | -1689 | -1722 | -1761 | -1806 | -1882 | -1958 | -2045 | -2018 | -2029 | -2106
SW1 | 25pc | LW | -628 | -1017 | -955 | -934 | -815 | -909 | -899 | -986 | -1009 | -1048 | -715 | -606 | -449 | -441 | -547 | -546 | -581 | -613 | -607 | -680
SW1 | 75pc | LW | -7 | -185 | -122 | -67 | 245 | 161 | 266 | 92 | 272 | 152 | 901 | 1319 | 1946 | 2101 | 1905 | 2011 | 1986 | 2071 | 2082 | 2082
SW1 | 95pc | LW | 1243 | 668 | 713 | 796 | 1118 | 997 | 1166 | 1063 | 1178 | 1394 | 2341 | 2774 | 3529 | 3657 | 3526 | 3623 | 3628 | 3687 | 3648 | 3715
SW1 | Economy_RT | LW | -1942 | -1974 | 2182 | 2043 | 2802 | 2536 | 2515 | 2151 | 2165 | -2391 | -2353 | -2240 | -2253 | -2191 | -2243 | -2375 | -2263 | -2196 | -2126 | 2005
SW1 | Security_RT | LW | 2648 | 2528 | 2643 | 2684 | 2788 | 2920 | 2921 | 2729 | 2897 | 3209 | 3701 | 4070 | 3551 | 3491 | 3409 | 3395 | 3452 | 3506 | 3557 | 3626
SW1 | Capability | LW | 2900 | 2900 | 3000 | 3000 | 3000 | 2900 | 2900 | 2900 | 2900 | 2900 | 2900 | 2900 | 2900 | 2900 | 2900 | 2900 | 2900 | 2900 | 2900 | 2900
SW1 | 5pc | CT | -846 | -1350 | -1374 | -1430 | -1540 | -1695 | -1968 | -1898 | -1967 | -1916 | -1920 | -2005 | -2083 | -2205 | -2296 | -2347 | -2540 | -2738 | -2918 | -3044
SW1 | 25pc | CT | -550 | -866 | -807 | -952 | -1079 | -1198 | -1407 | -1365 | -1465 | -1416 | -1166 | -1156 | -1137 | -1290 | -1325 | -1362 | -1463 | -1693 | -1788 | -1892
SW1 | 75pc | CT | 901 | 160 | 332 | -54 | -224 | -326 | -453 | -425 | -460 | -303 | 77 | 261 | 366 | 296 | 234 | 219 | 272 | -58 | -58 | -146
SW1 | 95pc | CT | 1315 | 1000 | 1184 | 1026 | 775 | 692 | 679 | 716 | 392 | 619 | 1400 | 1585 | 1588 | 1595 | 1556 | 1475 | 1510 | 1332 | 1341 | 1232
SW1 | Economy_RT | CT | -1900 | 1976 | 2160 | 2184 | 2194 | 2165 | -2166 | -2411 | -2654 | -2599 | -2670 | -2568 | -2767 | -3184 | -3039 | -3022 | -2905 | -3602 | -3804 | -3822
SW1 | Security_RT | CT | 2613 | 2590 | 2691 | 2660 | 2669 | 2745 | 2771 | 2608 | 2587 | 2902 | 3585 | 3903 | 3783 | 3769 | 3707 | 3623 | 3952 | 3927 | 3832 | 3789
SW1 | Capability | CT | 2900 | 2900 | 3000 | 3000 | 3000 | 2900 | 2900 | 2900 | 2900 | 2900 | 2900 | 2900 | 2900 | 2900 | 2900 | 2900 | 2900 | 2900 | 2900 | 2900
SW1 | 5pc | ST | -820 | -928 | -1367 | -1210 | -1360 | -1412 | -1576 | -1671 | -1616 | -1546 | -1490 | -1602 | -1689 | -1735 | -1816 | -1842 | -1959 | -2053 | -2212 | -2399
SW1 | 25pc | ST | -499 | -641 | -867 | -580 | -809 | -861 | -1128 | -1265 | -1275 | -1084 | -743 | -808 | -882 | -913 | -1028 | -841 | -959 | -1019 | -1157 | -1299
SW1 | 75pc | ST | 1040 | 537 | 157 | 432 | 144 | 78 | -284 | -449 | -404 | -149 | 697 | 680 | 600 | 615 | 479 | 1149 | 1020 | 1065 | 787 | 736
SW1 | 95pc | ST | 1355 | 1221 | 985 | 1295 | 1067 | 1005 | 639 | 573 | 499 | 856 | 1870 | 1955 | 1883 | 1899 | 1800 | 2539 | 2443 | 2423 | 2324 | 2163
SW1 | Economy_RT | ST | -1980 | -2160 | -2009 | 2440 | 2443 | 2495 | 2139 | -2000 | -2506 | -2448 | -2083 | -2708 | -2935 | -3020 | -3433 | -3696 | -3782 | -3950 | -4323 | -4190
SW1 | Security_RT | ST | 2631 | 2487 | 2409 | 2629 | 2624 | 2675 | 2624 | 2576 | 2469 | 2735 | 3514 | 3640 | 3534 | 3610 | 3541 | 4278 | 4254 | 3985 | 3960 | 2139
SW1 | Capability | ST | 2900 | 2900 | 3000 | 3000 | 3000 | 2900 | 2900 | 2900 | 2900 | 2900 | 2900 | 2900 | 2900 | 2900 | 2900 | 2900 | 2900 | 2900 | 2900 | 2900
SW1 | 5pc | FS | -659 | -726 | -627 | -904 | -1197 | -1339 | -1434 | -1340 | -1446 | -1408 | -1475 | -1533 | -1670 | -1812 | -1908 | -2014 | -2091 | -2161 | -2130 | -2202
SW1 | 25pc | FS | -369 | -440 | -312 | -359 | -617 | -810 | -933 | -785 | -975 | -915 | -942 | -966 | -1127 | -1280 | -1368 | -1477 | -1526 | -1559 | -1334 | -1383
SW1 | 75pc | FS | 1184 | 1066 | 1201 | 764 | 327 | 62 | -43 | 205 | 53 | 160 | 182 | 198 | -64 | -258 | -344 | -519 | -497 | -510 | 137 | 178
SW1 | 95pc | FS | 1484 | 1406 | 1549 | 1614 | 1256 | 1082 | 972 | 1195 | 966 | 910 | 973 | 944 | 812 | 644 | 516 | 405 | 398 | 506 | 1278 | 1261
SW1 | Economy_RT | FS | -1950 | 2059 | 2208 | 2349 | 2264 | 2033 | -2171 | 2340 | 2842 | 2953 | 2889 | 3006 | 2655 | 2294 | 2153 | -2192 | -2239 | -2478 | -2548 | -2843
SW1 | Security_RT | FS | 3369 | 3427 | 3624 | 3458 | 3380 | 3320 | 3293 | 3495 | 3969 | 3924 | 3819 | 4328 | 4287 | 4675 | 4480 | 4415 | 4242 | 4201 | 4933 | 4816
SW1 | Capability | FS | 2900 | 2900 | 3000 | 3000 | 3000 | 2900 | 2900 | 2900 | 2900 | 2900 | 2900 | 2900 | 2900 | 2900 | 2900 | 2900 | 2900 | 2900 | 2900 | 2900

## Beyond 2030 report
| Boundary | Scenario | 2024 | 2025 | 2026 | 2027 | 2028 | 2029 | 2030 | 2031 | 2032 | 2033 | 2034 | 2035 | 2036 | 2037 | 2038 | 2039 | 2040 | 2041 | 2042 | 2043
5pc | B13 | LW | -1368 | -1434 | -112 | 1088 | 1039 | 891 | -564 | -792 | -1000 | -1368 | -1307 | -1200 | 247 | 219 | 195 | 155 | 236 | 550 | 602 | 718
25pc | B13 | LW | -1025 | -1103 | 181 | 1485 | 1431 | 1327 | -32 | -188 | -340 | 639 | 601 | 608 | 1411 | 1446 | 1357 | 1414 | 1459 | 1712 | 1747 | 1810
75pc | B13 | LW | -313 | -448 | 873 | 2204 | 2221 | 2173 | 2448 | 2335 | 2188 | 3280 | 3249 | 3382 | 3712 | 3634 | 3504 | 3509 | 3556 | 3771 | 3874 | 3986
95pc | B13 | LW | 496 | 478 | 1867 | 3318 | 3399 | 3465 | 4317 | 4277 | 4196 | 5607 | 5700 | 5822 | 6082 | 5861 | 5807 | 5844 | 5958 | 6176 | 6357 | 6590
Economy_RT | B13 | LW | -3084 | -3091 | -2288 | 3035 | 3090 | 2778 | -2546 | -2696 | -2931 | -2008 | -2244 | -2335 | -2408 | -2396 | -2628 | -2715 | -2798 | -2767 | -2675 | -2582
Security_RT | B13 | LW | -2650 | -2637 | 2450 | 3850 | 4091 | 3940 | 4338 | 4063 | 3171 | 3079 | 3280 | 3609 | 5384 | 5317 | 5194 | 5206 | 5249 | 5359 | 5344 | 5353
Capability | B13 | LW | 3300 | 3300 | 5400 | 6500 | 6500 | 6500 | 5900 | 5900 | 5900 | 5900 | 5900 | 5900 | 5900 | 5900 | 5900 | 5900 | 5900 | 5900 | 5900 | 5900
5pc | B13 | CT | -1364 | -1455 | -1522 | -133 | 1104 | 855 | 523 | -844 | -1122 | -1293 | -1511 | -1561 | -1693 | -1733 | -1190 | -1123 | -171 | 283 | 460 | 321
25pc | B13 | CT | -999 | -1096 | -1149 | 184 | 1483 | 1302 | 1072 | -246 | -491 | -638 | -892 | -921 | -923 | -928 | -92 | 371 | 1239 | 1957 | 2222 | 2170
75pc | B13 | CT | -324 | -456 | -463 | 854 | 2224 | 2108 | 2045 | 2614 | 2490 | 2467 | 2138 | 1909 | 1803 | 1686 | 2154 | 2605 | 4000 | 4955 | 5029 | 5063
95pc | B13 | CT | 265 | 232 | 272 | 1628 | 2951 | 2978 | 2994 | 4056 | 3979 | 4023 | 3897 | 3774 | 3759 | 3650 | 4284 | 4745 | 6221 | 7303 | 7242 | 7346
Economy_RT | B13 | CT | -3155 | -3172 | -3234 | -2191 | 3136 | 2952 | 2696 | -2735 | -2987 | -3170 | -3450 | -3528 | -3671 | -3941 | -3758 | -3673 | -3944 | -2774 | -2981 | -3092
Security_RT | B13 | CT | -2819 | -2806 | -2881 | 2350 | 3769 | 3807 | 3918 | 3757 | 3534 | 3479 | 2951 | 3046 | 2946 | 3187 | 4419 | 5182 | 5046 | 5041 | 4947 | 4847
Capability | B13 | CT | 3300 | 3300 | 5400 | 6500 | 6500 | 6500 | 5900 | 5900 | 5900 | 5900 | 5900 | 5900 | 5900 | 5900 | 5900 | 5900 | 5900 | 5900 | 5900 | 5900
5pc | B13 | ST | -1341 | -1443 | -1516 | -24 | 1257 | 1215 | 851 | 678 | -886 | -968 | -848 | -845 | -968 | -1060 | -372 | -61 | -84 | -133 | 377 | 332
25pc | B13 | ST | -968 | -1088 | -1118 | 269 | 1573 | 1534 | 1299 | 1181 | -368 | -432 | -330 | -409 | -554 | -564 | 361 | 1231 | 1538 | 1505 | 2229 | 2220
75pc | B13 | ST | -294 | -481 | -405 | 934 | 2247 | 2211 | 2034 | 1984 | 2388 | 2203 | 2355 | 1912 | 1568 | 1550 | 1886 | 3209 | 4010 | 4082 | 5091 | 5168
95pc | B13 | ST | 346 | 204 | 321 | 1609 | 2964 | 2941 | 2861 | 2946 | 3863 | 3830 | 3975 | 3761 | 3581 | 3586 | 3923 | 4972 | 5652 | 5727 | 6888 | 6930
Economy_RT | B13 | ST | -3308 | -3307 | -3368 | -2314 | 3058 | 3026 | 2774 | 2673 | -2846 | -3022 | -3111 | -3436 | -3609 | -3747 | -3995 | -4365 | -4751 | -5085 | -4037 | -4232
Security_RT | B13 | ST | -2973 | -2966 | -3013 | 2252 | 3605 | 3723 | 3661 | 3586 | 3420 | 3323 | 3507 | 3485 | 3376 | 3257 | 4852 | 6052 | 6832 | 6748 | 6697 | 6617
Capability | B13 | ST | 3300 | 3300 | 5400 | 6500 | 6500 | 6500 | 5900 | 5900 | 5900 | 5900 | 5900 | 5900 | 5900 | 5900 | 5900 | 5900 | 5900 | 5900 | 5900 | 5900
5pc | B13 | FS | -1350 | -1453 | -1457 | -1591 | -117 | 1188 | 1054 | 997 | 850 | -641 | -560 | -397 | -648 | -891 | -1013 | -1152 | -590 | -3 | -124 | -252
25pc | B13 | FS | -982 | -1068 | -1059 | -1177 | 195 | 1509 | 1394 | 1366 | 1268 | 94 | 14 | 215 | -93 | -325 | -448 | -595 | -15 | 1200 | 1018 | 953
75pc | B13 | FS | -324 | -396 | -364 | -482 | 820 | 2124 | 2057 | 2061 | 1978 | 2697 | 2678 | 2747 | 2501 | 2314 | 2165 | 1939 | 2236 | 2854 | 2716 | 2684
95pc | B13 | FS | 279 | 247 | 276 | 139 | 1399 | 2731 | 2687 | 2693 | 2674 | 3839 | 3871 | 3937 | 3783 | 3637 | 3462 | 3418 | 3626 | 4482 | 4335 | 4306
Economy_RT | B13 | FS | -3448 | -3401 | -3482 | -3612 | -2526 | 2726 | 2601 | 2636 | 2692 | -2196 | -2581 | -2587 | -2914 | -3286 | -3500 | -3739 | -3635 | -3371 | -3677 | -4009
Security_RT | B13 | FS | -3068 | -2983 | -3130 | -3196 | 2254 | 3640 | 3654 | 3906 | 3953 | 3869 | 3772 | 4016 | 4026 | 3798 | 3547 | 3421 | 4088 | 5916 | 5718 | 5539
Capability | B13 | FS | 3300 | 3300 | 5400 | 6500 | 6500 | 6500 | 5900 | 5900 | 5900 | 5900 | 5900 | 5900 | 5900 | 5900 | 5900 | 5900 | 5900 | 5900 | 5900 | 5900
5pc | B1aF | LW | 195 | 203 | 285 | 290 | 235 | 181 | 417 | 319 | 283 | 723 | 921 | 941 | 791 | 854 | 1168 | 1278 | 1295 | 1224 | 1106 | 1111
25pc | B1aF | LW | 779 | 885 | 1071 | 1337 | 1306 | 1535 | 2207 | 2165 | 2166 | 2908 | 3160 | 3174 | 3099 | 3144 | 3644 | 3944 | 3856 | 3788 | 3730 | 3642
75pc | B1aF | LW | 3275 | 3624 | 4007 | 4552 | 4473 | 4728 | 6770 | 6428 | 6675 | 7973 | 8586 | 8542 | 8203 | 8476 | 9769 | 10593 | 10457 | 10484 | 10483 | 10526
95pc | B1aF | LW | 4316 | 4822 | 5473 | 6478 | 6425 | 6834 | 9122 | 8946 | 9184 | 10411 | 11147 | 11339 | 11141 | 11570 | 12878 | 13875 | 13846 | 13757 | 13673 | 13600
Economy_RT | B1aF | LW | 5632 | 6159 | 6961 | 8400 | 8512 | 9246 | 11214 | 11325 | 11695 | 14590 | 16078 | 16155 | 16471 | 16860 | 18140 | 18903 | 18879 | 18886 | 18908 | 18945
Security_RT | B1aF | LW | 1605 | 1709 | 1806 | 3040 | 3273 | 4018 | 4149 | 4274 | 4997 | 5869 | 5864 | 5845 | 5834 | 5826 | 5816 | 5853 | 5848 | 5840 | 5809 | 5788
Capability | B1aF | LW | 2600 | 3000 | 4100 | 5100 | 5100 | 3600 | 5900 | 5900 | 5900 | 9300 | 10600 | 10600 | 10600 | 10600 | 12100 | 12100 | 12100 | 12100 | 12100 | 12100
5pc | B1aF | CT | 139 | 209 | 230 | 335 | 411 | 423 | 545 | 529 | 724 | 733 | 946 | 972 | 955 | 1318 | 1354 | 1287 | 1537 | 1510 | 1539 | 1491
25pc | B1aF | CT | 580 | 788 | 879 | 1086 | 1319 | 1384 | 1638 | 1737 | 2447 | 2437 | 3126 | 3143 | 3154 | 3828 | 3847 | 3844 | 4309 | 4225 | 4198 | 4234
75pc | B1aF | CT | 2273 | 3256 | 3481 | 4000 | 4819 | 4808 | 5192 | 5809 | 7637 | 7429 | 8606 | 8492 | 8398 | 10063 | 10212 | 10420 | 11291 | 11095 | 10978 | 11015
95pc | B1aF | CT | 3089 | 4283 | 4588 | 5353 | 6440 | 6573 | 7232 | 7746 | 9883 | 9879 | 10927 | 10967 | 11072 | 12812 | 13039 | 13386 | 14673 | 14397 | 14608 | 14690
Economy_RT | B1aF | CT | 4259 | 5651 | 5966 | 6712 | 7724 | 7943 | 8487 | 8938 | 10990 | 11647 | 14112 | 14426 | 14794 | 17256 | 17321 | 17429 | 18673 | 18473 | 18429 | 18414
Security_RT | B1aF | CT | 1558 | 1601 | 1832 | 1816 | 1889 | 1971 | 2046 | 2000 | 3250 | 3257 | 4001 | 5022 | 4983 | 5058 | 5065 | 5047 | 5043 | 5062 | 5029 | 4991
Capability | B1aF | CT | 2600 | 3000 | 4100 | 5100 | 5100 | 3600 | 5900 | 5900 | 5900 | 9300 | 10600 | 10600 | 10600 | 10600 | 12100 | 12100 | 12100 | 12100 | 12100 | 12100
5pc | B1aF | ST | 133 | 145 | 170 | 203 | 259 | 283 | 284 | 325 | 448 | 603 | 580 | 822 | 816 | 902 | 1159 | 1104 | 1101 | 1023 | 948 | 950
25pc | B1aF | ST | 558 | 626 | 765 | 830 | 962 | 1132 | 1129 | 1205 | 1478 | 2168 | 2186 | 2811 | 2803 | 3133 | 3571 | 3455 | 3486 | 3346 | 3507 | 3474
75pc | B1aF | ST | 2253 | 2507 | 3176 | 3427 | 3851 | 4551 | 4222 | 4234 | 5169 | 6788 | 6819 | 8008 | 7842 | 8412 | 9413 | 9119 | 9037 | 8742 | 9241 | 9492
95pc | B1aF | ST | 3052 | 3395 | 4273 | 4640 | 5199 | 6144 | 5962 | 6118 | 6975 | 8875 | 9004 | 10323 | 9900 | 11091 | 11892 | 11848 | 11785 | 11987 | 12766 | 12896
Economy_RT | B1aF | ST | 4248 | 4693 | 5747 | 6139 | 6793 | 7590 | 7704 | 7997 | 8662 | 10295 | 10387 | 12643 | 12609 | 14575 | 16466 | 16421 | 16350 | 16978 | 17521 | 17489
Security_RT | B1aF | ST | 1621 | 1607 | 1664 | 1663 | 1745 | 1822 | 1778 | 1771 | 1791 | 1789 | 1782 | 1747 | 1720 | 2949 | 3872 | 3842 | 3855 | 3831 | 3847 | 3835
Capability | B1aF | ST | 2600 | 3000 | 4100 | 5100 | 5100 | 3600 | 5900 | 5900 | 5900 | 9300 | 10600 | 10600 | 10600 | 10600 | 12100 | 12100 | 12100 | 12100 | 12100 | 12100
5pc | B1aF | FS | 136 | 122 | 121 | 137 | 168 | 217 | 273 | 286 | 320 | 339 | 363 | 342 | 617 | 842 | 851 | 838 | 870 | 859 | 856 | 870
25pc | B1aF | FS | 549 | 544 | 545 | 659 | 781 | 910 | 1031 | 1101 | 1154 | 1190 | 1252 | 1260 | 2251 | 2650 | 2643 | 2660 | 2688 | 2667 | 2632 | 2594
75pc | B1aF | FS | 2261 | 2235 | 2246 | 2868 | 3341 | 3706 | 4084 | 4323 | 4560 | 4644 | 4658 | 4691 | 7149 | 8010 | 8013 | 7971 | 7978 | 7764 | 7526 | 7519
95pc | B1aF | FS | 3022 | 3034 | 3015 | 3803 | 4433 | 4928 | 5436 | 5813 | 6095 | 6304 | 6509 | 6522 | 9446 | 10707 | 10548 | 10592 | 10625 | 10367 | 10293 | 10552
Economy_RT | B1aF | FS | 4057 | 4290 | 4326 | 5132 | 5827 | 6248 | 6727 | 7040 | 7322 | 7543 | 7753 | 7748 | 8685 | 11313 | 11274 | 11925 | 12129 | 12740 | 12674 | 12604
Security_RT | B1aF | FS | 1351 | 1759 | 1788 | 1825 | 1760 | 1732 | 1795 | 1910 | 1854 | 1926 | 1913 | 1924 | 1939 | 3036 | 2952 | 2959 | 3468 | 3321 | 3273 | 3172
Capability | B1aF | FS | 2600 | 3000 | 4100 | 5100 | 5100 | 3600 | 5900 | 5900 | 5900 | 9300 | 10600 | 10600 | 10600 | 10600 | 12100 | 12100 | 12100 | 12100 | 12100 | 12100
5pc | B2F | LW | 175 | 80 | 117 | -1 | -117 | -574 | -902 | -1244 | -2289 | 1185 | 1181 | 1445 | 1004 | 403 | 1010 | 1627 | 1723 | 1412 | 1246 | 1094
25pc | B2F | LW | 1104 | 985 | 1075 | 1227 | 1735 | 1779 | 2594 | 2294 | 1828 | 5421 | 5884 | 5988 | 5614 | 5514 | 6010 | 6426 | 6300 | 6213 | 6009 | 6170
75pc | B2F | LW | 4026 | 3916 | 4114 | 4514 | 4530 | 4854 | 6878 | 6565 | 6561 | 12842 | 14534 | 14859 | 14282 | 13924 | 15338 | 16430 | 16405 | 16512 | 16291 | 16416
95pc | B2F | LW | 5245 | 5373 | 5710 | 6505 | 7052 | 7499 | 10324 | 10153 | 10789 | 17661 | 19452 | 19954 | 19747 | 19435 | 20848 | 21749 | 22203 | 21994 | 22749 | 23397
Economy_RT | B2F | LW | 6732 | 7142 | 7922 | 9335 | 9917 | 10990 | 12966 | 13035 | 11996 | 19902 | 21952 | 22699 | 22966 | 23376 | 24624 | 25377 | 25319 | 25314 | 25341 | 25398
Security_RT | B2F | LW | 2924 | 3011 | 3109 | 4349 | 4378 | 5791 | 5925 | 5892 | 6469 | 8016 | 7995 | 7958 | 7998 | 8015 | 7988 | 8012 | 7996 | 7968 | 7904 | 7839
Capability | B2F | LW | 3600 | 3500 | 3800 | 4500 | 4500 | 5700 | 6000 | 6000 | 6000 | 10400 | 12000 | 12000 | 12000 | 12000 | 15600 | 15600 | 15600 | 15600 | 15600 | 15600
5pc | B2F | CT | 139 | 205 | 245 | 333 | 1109 | 1097 | 1188 | 1096 | 1147 | 1221 | 2033 | 2430 | 2551 | 2953 | 2978 | 3019 | 3188 | 2902 | 2895 | 2999
25pc | B2F | CT | 970 | 1117 | 1241 | 1371 | 2089 | 2081 | 2265 | 2350 | 2914 | 3104 | 5408 | 5866 | 6077 | 6926 | 7237 | 7310 | 7718 | 7487 | 7402 | 7509
75pc | B2F | CT | 3125 | 4007 | 4265 | 4722 | 5773 | 5677 | 5884 | 6475 | 8010 | 8273 | 14637 | 16767 | 16593 | 19068 | 19498 | 19882 | 20739 | 20354 | 20146 | 20182
95pc | B2F | CT | 4121 | 5240 | 5523 | 6203 | 7746 | 7522 | 8080 | 8522 | 10353 | 10934 | 18251 | 20208 | 20837 | 23743 | 24061 | 24471 | 25813 | 25295 | 25320 | 25555
Economy_RT | B2F | CT | 5873 | 6865 | 7073 | 7824 | 9109 | 9302 | 9897 | 10348 | 12353 | 13024 | 19155 | 20451 | 21803 | 24974 | 25071 | 25173 | 26388 | 25992 | 25894 | 25837
Security_RT | B2F | CT | 2861 | 2967 | 3134 | 3121 | 2922 | 3052 | 3423 | 3348 | 4399 | 4442 | 5852 | 6530 | 7500 | 7547 | 7542 | 7472 | 7654 | 7657 | 8098 | 8524
Capability | B2F | CT | 3600 | 3500 | 3800 | 4500 | 4500 | 5700 | 6000 | 6000 | 6000 | 10400 | 12000 | 12000 | 12000 | 12000 | 15600 | 15600 | 15600 | 15600 | 15600 | 15600
5pc | B2F | ST | 177 | 108 | 93 | 118 | 157 | 878 | 638 | 678 | 654 | 887 | 936 | 1620 | 1590 | 1782 | 2174 | 1811 | 1862 | 2252 | 2193 | 2285
25pc | B2F | ST | 1036 | 892 | 988 | 1022 | 962 | 1844 | 1708 | 1838 | 2021 | 2638 | 3036 | 4676 | 4884 | 5193 | 6167 | 5880 | 5936 | 6720 | 6649 | 6797
75pc | B2F | ST | 3147 | 3196 | 3682 | 3802 | 4118 | 5280 | 4747 | 4813 | 5570 | 7033 | 8607 | 13744 | 14509 | 14340 | 17131 | 16387 | 16562 | 17756 | 17970 | 18015
95pc | B2F | ST | 4157 | 4304 | 4980 | 5245 | 5702 | 7089 | 6605 | 6794 | 7450 | 9279 | 11067 | 16817 | 17595 | 18057 | 20901 | 20212 | 20540 | 22679 | 22729 | 23259
Economy_RT | B2F | ST | 5853 | 6199 | 6890 | 7268 | 7421 | 9026 | 9122 | 9496 | 10146 | 11745 | 13206 | 17761 | 18359 | 20291 | 22894 | 22765 | 22627 | 25079 | 25437 | 25230
Security_RT | B2F | ST | 2869 | 2950 | 2986 | 2980 | 1727 | 2913 | 2848 | 3182 | 3167 | 3159 | 3142 | 4252 | 4203 | 5059 | 5680 | 5612 | 5601 | 7782 | 7781 | 8255
Capability | B2F | ST | 3600 | 3500 | 3800 | 4500 | 4500 | 5700 | 6000 | 6000 | 6000 | 10400 | 12000 | 12000 | 12000 | 12000 | 15600 | 15600 | 15600 | 15600 | 15600 | 15600
5pc | B2F | FS | 321 | 228 | 329 | 162 | 178 | 222 | 255 | 213 | 964 | 925 | 1046 | 994 | 1311 | 1680 | 1646 | 1691 | 1692 | 1607 | 1791 | 1711
25pc | B2F | FS | 1141 | 1069 | 1129 | 1099 | 1114 | 1202 | 1310 | 1182 | 1878 | 1856 | 2127 | 2113 | 3236 | 4113 | 4278 | 4506 | 4489 | 4652 | 4725 | 4847
75pc | B2F | FS | 3166 | 3087 | 3108 | 3650 | 4027 | 4378 | 4722 | 4852 | 5325 | 5410 | 6191 | 6238 | 9271 | 11698 | 12310 | 13206 | 13306 | 13613 | 13740 | 14282
95pc | B2F | FS | 4175 | 4053 | 4084 | 4772 | 5325 | 5732 | 6225 | 6528 | 7102 | 7274 | 8205 | 8265 | 11824 | 14947 | 15977 | 17104 | 16905 | 17375 | 17522 | 18187
Economy_RT | B2F | FS | 5711 | 5944 | 5989 | 6460 | 6954 | 7284 | 7710 | 7575 | 8633 | 8846 | 9737 | 9709 | 12021 | 15311 | 15902 | 16875 | 17055 | 17637 | 17895 | 17801
Security_RT | B2F | FS | 2746 | 3281 | 3349 | 3341 | 3220 | 3165 | 3250 | 1912 | 3008 | 3092 | 3065 | 3077 | 3094 | 4096 | 3981 | 3956 | 4268 | 4086 | 4011 | 3901
Capability | B2F | FS | 3600 | 3500 | 3800 | 4500 | 4500 | 5700 | 6000 | 6000 | 6000 | 10400 | 12000 | 12000 | 12000 | 12000 | 15600 | 15600 | 15600 | 15600 | 15600 | 15600
5pc | B4F | LW | 333 | 281 | 336 | 304 | 729 | 274 | -261 | -618 | -1588 | 1938 | 1973 | 2032 | 1932 | 1527 | 1797 | 2278 | 2325 | 2233 | 1942 | 1763
25pc | B4F | LW | 1549 | 1477 | 1553 | 1766 | 2438 | 2530 | 3239 | 2986 | 2823 | 6124 | 6567 | 6677 | 6199 | 6118 | 6567 | 6988 | 6920 | 6847 | 6558 | 6841
75pc | B4F | LW | 5220 | 5069 | 5119 | 5601 | 6004 | 6113 | 8216 | 7816 | 7683 | 14026 | 15719 | 16099 | 15463 | 15027 | 16143 | 17339 | 17537 | 17724 | 17397 | 17513
95pc | B4F | LW | 6760 | 6839 | 7102 | 7794 | 8789 | 8912 | 11881 | 11382 | 12129 | 18755 | 20592 | 21194 | 20777 | 20516 | 22005 | 22936 | 23455 | 22993 | 23786 | 24302
Economy_RT | B4F | LW | 7587 | 8014 | 8755 | 10220 | 11499 | 13000 | 16706 | 16785 | 15799 | 24390 | 27793 | 28502 | 28676 | 29135 | 30315 | 31041 | 30903 | 30879 | 30914 | 31014
Security_RT | B4F | LW | 4606 | 4587 | 4680 | 5593 | 5877 | 7158 | 7335 | 7689 | 8255 | 9775 | 10581 | 10531 | 10575 | 10619 | 10575 | 10587 | 10563 | 10518 | 10431 | 10337
Capability | B4F | LW | 4300 | 4000 | 4400 | 4800 | 4800 | 4900 | 7300 | 7300 | 7300 | 11000 | 12000 | 12000 | 12000 | 12000 | 15300 | 15300 | 15300 | 15300 | 15300 | 15300
5pc | B4F | CT | 267 | 377 | 429 | 481 | 1264 | 1288 | 1402 | 1335 | 1351 | 1514 | 2357 | 2624 | 2798 | 3266 | 3282 | 3214 | 3452 | 3113 | 3137 | 3214
25pc | B4F | CT | 1383 | 1574 | 1699 | 1819 | 2621 | 2654 | 2839 | 2949 | 3465 | 3624 | 5791 | 6437 | 6643 | 7518 | 7685 | 7736 | 8200 | 7722 | 7829 | 7790
75pc | B4F | CT | 4249 | 5166 | 5433 | 5821 | 6969 | 6882 | 6996 | 7800 | 9325 | 9545 | 15533 | 17619 | 17531 | 19925 | 19921 | 20292 | 21236 | 20617 | 20587 | 20627
95pc | B4F | CT | 5670 | 6748 | 7026 | 7582 | 9104 | 9185 | 9675 | 10414 | 12097 | 12641 | 19469 | 21449 | 22095 | 24650 | 25207 | 25462 | 26769 | 25859 | 26180 | 26428
Economy_RT | B4F | CT | 6890 | 7877 | 8014 | 8805 | 10231 | 11325 | 12539 | 13291 | 15325 | 16929 | 23830 | 26675 | 27952 | 30823 | 31020 | 31130 | 32180 | 31382 | 31168 | 31044
Security_RT | B4F | CT | 4588 | 4661 | 4677 | 4673 | 4653 | 4762 | 5051 | 4969 | 6221 | 6228 | 7548 | 9201 | 10133 | 10199 | 10170 | 10061 | 10181 | 10188 | 10585 | 10967
Capability | B4F | CT | 4300 | 4000 | 4400 | 4800 | 4800 | 4900 | 7300 | 7300 | 7300 | 11000 | 12000 | 12000 | 12000 | 12000 | 15300 | 15300 | 15300 | 15300 | 15300 | 15300
5pc | B4F | ST | 317 | 235 | 248 | 302 | 290 | 1105 | 1009 | 1099 | 1054 | 1209 | 1240 | 1980 | 1954 | 2267 | 2497 | 2188 | 2162 | 2646 | 2617 | 2639
25pc | B4F | ST | 1457 | 1347 | 1414 | 1446 | 1401 | 2337 | 2247 | 2375 | 2595 | 3187 | 3623 | 5342 | 5541 | 5835 | 6729 | 6305 | 6378 | 7369 | 7229 | 7255
75pc | B4F | ST | 4268 | 4308 | 4744 | 4884 | 5152 | 6443 | 5890 | 5917 | 6943 | 8399 | 9969 | 14915 | 15701 | 15491 | 17753 | 16914 | 17135 | 18596 | 18571 | 18860
95pc | B4F | ST | 5674 | 5823 | 6435 | 6622 | 7046 | 8540 | 8156 | 8315 | 9333 | 11062 | 12863 | 18330 | 19013 | 19333 | 22012 | 21336 | 21294 | 23881 | 23728 | 24287
Economy_RT | B4F | ST | 7937 | 8249 | 8768 | 9235 | 9455 | 11238 | 12487 | 12850 | 13697 | 16167 | 17448 | 22619 | 24441 | 26300 | 28437 | 28022 | 27656 | 29860 | 29715 | 29408
Security_RT | B4F | ST | 6564 | 6554 | 6442 | 6415 | 5621 | 6570 | 6487 | 6672 | 6604 | 6561 | 6503 | 7711 | 8604 | 9411 | 10003 | 9881 | 9877 | 12012 | 12011 | 12456
Capability | B4F | ST | 4300 | 4000 | 4400 | 4800 | 4800 | 4900 | 7300 | 7300 | 7300 | 11000 | 12000 | 12000 | 12000 | 12000 | 15300 | 15300 | 15300 | 15300 | 15300 | 15300
5pc | B4F | FS | 483 | 372 | 503 | 302 | 322 | 346 | 352 | 322 | 1096 | 1034 | 1186 | 1148 | 1479 | 1869 | 1919 | 1902 | 1912 | 1854 | 2026 | 1931
25pc | B4F | FS | 1518 | 1448 | 1510 | 1494 | 1521 | 1589 | 1673 | 1600 | 2313 | 2349 | 2596 | 2587 | 3766 | 4671 | 4826 | 5023 | 5019 | 5182 | 5180 | 5304
75pc | B4F | FS | 4297 | 4199 | 4209 | 4713 | 5051 | 5365 | 5679 | 5988 | 6463 | 6656 | 7351 | 7450 | 10326 | 12673 | 13084 | 13982 | 14005 | 14237 | 14310 | 14931
95pc | B4F | FS | 5653 | 5577 | 5584 | 6233 | 6733 | 7126 | 7543 | 8000 | 8530 | 8917 | 9782 | 9920 | 13311 | 16330 | 17261 | 18354 | 18256 | 18624 | 18696 | 19436
Economy_RT | B4F | FS | 6801 | 7122 | 7154 | 7466 | 7908 | 8128 | 9920 | 9981 | 11108 | 11558 | 12707 | 12633 | 16928 | 19957 | 20553 | 21384 | 21526 | 23529 | 23657 | 23424
Security_RT | B4F | FS | 4668 | 5077 | 5089 | 4974 | 4851 | 4785 | 4826 | 3933 | 4660 | 4734 | 5210 | 5233 | 5219 | 5871 | 5680 | 5638 | 5884 | 6456 | 6331 | 6180
Capability | B4F | FS | 4300 | 4000 | 4400 | 4800 | 4800 | 4900 | 7300 | 7300 | 7300 | 11000 | 12000 | 12000 | 12000 | 12000 | 15300 | 15300 | 15300 | 15300 | 15300 | 15300
5pc | B5 | LW | -67 | -207 | -120 | -158 | 243 | -182 | -719 | -978 | -2036 | 1508 | 1499 | 1757 | 1467 | 1072 | 1387 | 1901 | 2013 | 1723 | 1553 | 1336
25pc | B5 | LW | 1316 | 1302 | 1392 | 1592 | 2218 | 2230 | 2966 | 2701 | 2363 | 5775 | 6262 | 6324 | 5888 | 5837 | 6238 | 6682 | 6572 | 6534 | 6306 | 6577
75pc | B5 | LW | 5208 | 5032 | 5011 | 5478 | 5940 | 6108 | 8160 | 7743 | 7548 | 13620 | 15193 | 15607 | 14897 | 14634 | 15681 | 16937 | 17027 | 17265 | 16960 | 16993
95pc | B5 | LW | 7043 | 7059 | 7287 | 7954 | 8913 | 9211 | 11964 | 11524 | 12163 | 18631 | 20410 | 21125 | 20432 | 20276 | 21748 | 22815 | 22971 | 22761 | 23286 | 23927
Economy_RT | B5 | LW | 8092 | 8483 | 9186 | 10608 | 11927 | 13364 | 17064 | 17070 | 16039 | 24521 | 27835 | 28487 | 28597 | 29001 | 30133 | 30828 | 30985 | 30927 | 30948 | 31033
Security_RT | B5 | LW | 5054 | 4995 | 5038 | 5919 | 6306 | 7517 | 7720 | 7938 | 8456 | 9906 | 10651 | 10552 | 10549 | 10533 | 10428 | 10408 | 10883 | 10785 | 10613 | 10451
Capability | B5 | LW | 4300 | 4300 | 4000 | 4200 | 5500 | 8000 | 8300 | 8300 | 8300 | 8500 | 11700 | 11700 | 11700 | 11900 | 14300 | 14300 | 14300 | 14300 | 14300 | 14300
5pc | B5 | CT | -183 | 28 | 51 | 83 | 859 | 810 | 880 | 804 | 765 | 957 | 1828 | 2182 | 2307 | 2751 | 2727 | 2671 | 2954 | 2458 | 2389 | 2541
25pc | B5 | CT | 1105 | 1356 | 1495 | 1587 | 2348 | 2394 | 2579 | 2648 | 3183 | 3196 | 5480 | 6087 | 6250 | 7053 | 7295 | 7211 | 7714 | 7182 | 7140 | 7223
75pc | B5 | CT | 4275 | 5159 | 5399 | 5752 | 6802 | 6730 | 6766 | 7554 | 8908 | 9138 | 14814 | 16815 | 16802 | 19175 | 19018 | 19451 | 20342 | 19615 | 19584 | 19578
95pc | B5 | CT | 5987 | 7047 | 7227 | 7768 | 9263 | 9313 | 9753 | 10423 | 12166 | 12541 | 18973 | 20932 | 21574 | 24269 | 24526 | 24801 | 26166 | 25056 | 25181 | 25373
Economy_RT | B5 | CT | 7410 | 8378 | 8476 | 9231 | 10631 | 11652 | 12792 | 13504 | 15449 | 16976 | 23769 | 26546 | 27758 | 30517 | 30646 | 30684 | 31682 | 30803 | 30532 | 30374
Security_RT | B5 | CT | 5040 | 5120 | 5055 | 5001 | 4987 | 5080 | 5361 | 5199 | 6332 | 6283 | 7487 | 9051 | 9912 | 9914 | 9806 | 9613 | 9665 | 9644 | 9966 | 10300
Capability | B5 | CT | 4300 | 4300 | 4000 | 4200 | 5500 | 8000 | 8300 | 8300 | 8300 | 8500 | 11700 | 11700 | 11700 | 11900 | 14300 | 14300 | 14300 | 14300 | 14300 | 14300
5pc | B5 | ST | -46 | -180 | -160 | -71 | -155 | 643 | 460 | 539 | 464 | 710 | 828 | 1631 | 1861 | 2198 | 2525 | 2021 | 1940 | 2377 | 2222 | 2364
25pc | B5 | ST | 1167 | 1071 | 1186 | 1253 | 1168 | 2105 | 1980 | 2108 | 2361 | 2958 | 3365 | 5078 | 5838 | 6062 | 6842 | 6361 | 6292 | 7181 | 7180 | 7135
75pc | B5 | ST | 4280 | 4245 | 4627 | 4795 | 5061 | 6350 | 5736 | 5644 | 6495 | 7937 | 9442 | 14456 | 15108 | 15075 | 17075 | 16145 | 16457 | 17863 | 17968 | 18398
95pc | B5 | ST | 5911 | 6053 | 6675 | 6822 | 7160 | 8716 | 8247 | 8417 | 9341 | 11087 | 12724 | 17850 | 18566 | 19200 | 21461 | 20884 | 21052 | 23372 | 23247 | 23828
Economy_RT | B5 | ST | 8014 | 8739 | 9239 | 9706 | 9940 | 11701 | 12892 | 13217 | 14031 | 16453 | 17687 | 22797 | 25377 | 27169 | 29183 | 28675 | 28237 | 30365 | 30099 | 29725
Security_RT | B5 | ST | 6293 | 6991 | 6835 | 6814 | 6033 | 7006 | 6868 | 7009 | 6881 | 6798 | 6698 | 7850 | 9927 | 10667 | 11137 | 10939 | 10899 | 12970 | 12924 | 13326
Capability | B5 | ST | 4300 | 4300 | 4000 | 4200 | 5500 | 8000 | 8300 | 8300 | 8300 | 8500 | 11700 | 11700 | 11700 | 11900 | 14300 | 14300 | 14300 | 14300 | 14300 | 14300
5pc | B5 | FS | 140 | 27 | 129 | -77 | -114 | -81 | -105 | -131 | 636 | 492 | 663 | 622 | 1047 | 1444 | 1401 | 1411 | 1352 | 1389 | 1479 | 1392
25pc | B5 | FS | 1203 | 1160 | 1226 | 1210 | 1229 | 1294 | 1372 | 1318 | 2025 | 2019 | 2289 | 2271 | 3392 | 4332 | 4478 | 4678 | 4613 | 4712 | 4721 | 4824
75pc | B5 | FS | 4257 | 4106 | 4187 | 4623 | 4945 | 5262 | 5550 | 5775 | 6226 | 6447 | 7168 | 7179 | 9938 | 12253 | 12673 | 13413 | 13436 | 13614 | 13732 | 14400
95pc | B5 | FS | 5791 | 5643 | 5768 | 6388 | 6892 | 7221 | 7661 | 8085 | 8579 | 8903 | 9780 | 9827 | 13135 | 16126 | 17017 | 18101 | 17784 | 18134 | 18170 | 18926
Economy_RT | B5 | FS | 6704 | 7051 | 7230 | 7539 | 8100 | 8276 | 10031 | 10059 | 11167 | 11586 | 12703 | 12576 | 16805 | 19749 | 20285 | 21042 | 21122 | 23057 | 23118 | 22821
Security_RT | B5 | FS | 4256 | 4743 | 4958 | 4852 | 4918 | 4811 | 4826 | 3954 | 4622 | 4660 | 5112 | 5096 | 5035 | 5608 | 5334 | 5235 | 5400 | 5870 | 5676 | 5463
Capability | B5 | FS | 4300 | 4300 | 4000 | 4200 | 5500 | 8000 | 8300 | 8300 | 8300 | 8500 | 11700 | 11700 | 11700 | 11900 | 14300 | 14300 | 14300 | 14300 | 14300 | 14300
5pc | B6F | LW | 208 | 117 | 152 | 487 | 165 | 272 | -316 | -398 | -1248 | 1484 | 1599 | 1829 | 1734 | 1682 | 1958 | 2110 | 2107 | 1506 | 1122 | 646
25pc | B6F | LW | 2600 | 2781 | 3104 | 3762 | 3802 | 4230 | 4920 | 4750 | 4766 | 7628 | 7967 | 8182 | 7657 | 7388 | 7881 | 8272 | 8222 | 7668 | 7454 | 7536
75pc | B6F | LW | 10621 | 10853 | 10840 | 11891 | 11896 | 12004 | 14548 | 13675 | 13388 | 19489 | 20733 | 21316 | 19965 | 20130 | 20714 | 22165 | 22710 | 22114 | 22105 | 22380
95pc | B6F | LW | 14044 | 14770 | 14612 | 16130 | 16620 | 17230 | 20488 | 20156 | 19884 | 26798 | 28487 | 28943 | 28026 | 28158 | 29391 | 29987 | 30818 | 30085 | 30942 | 30488
Economy_RT | B6F | LW | 13457 | 14836 | 16449 | 18696 | 20018 | 22268 | 25980 | 25911 | 24709 | 33352 | 36633 | 37381 | 37015 | 37648 | 38682 | 39239 | 39622 | 39571 | 39609 | 39723
Security_RT | B6F | LW | 4770 | 4757 | 5157 | 5953 | 5466 | 6624 | 6808 | 6853 | 7255 | 8561 | 9175 | 9004 | 9482 | 9338 | 9082 | 8962 | 9420 | 9164 | 8895 | 8599
Capability | B6F | LW | 7200 | 7000 | 7000 | 9600 | 9600 | 11400 | 10200 | 10200 | 10200 | 14700 | 15400 | 16800 | 16800 | 21500 | 21500 | 21500 | 21500 | 21500 | 21500 | 21500
5pc | B6F | CT | -145 | -339 | -534 | -334 | 149 | 286 | 622 | 388 | 380 | 624 | 1635 | 1331 | 1679 | 2435 | 2371 | 2153 | 2629 | 2257 | 2166 | 2388
25pc | B6F | CT | 1679 | 1746 | 1974 | 2396 | 3147 | 3316 | 4341 | 4584 | 4957 | 5312 | 7645 | 8042 | 8382 | 9448 | 9440 | 9439 | 10588 | 9415 | 9586 | 9637
75pc | B6F | CT | 7455 | 8885 | 10189 | 11021 | 12013 | 11855 | 13424 | 14769 | 15765 | 16576 | 21389 | 23127 | 23677 | 25752 | 25800 | 25472 | 28471 | 25358 | 26650 | 26425
95pc | B6F | CT | 10369 | 12399 | 13931 | 15056 | 16182 | 16234 | 18311 | 20163 | 21568 | 22771 | 28102 | 29702 | 31532 | 33660 | 34594 | 34691 | 38376 | 35291 | 36074 | 35947
Economy_RT | B6F | CT | 10330 | 12324 | 13531 | 15131 | 16664 | 17726 | 20983 | 21291 | 22966 | 24510 | 30955 | 34482 | 36734 | 39271 | 39359 | 39319 | 42126 | 40673 | 40308 | 40103
Security_RT | B6F | CT | 4381 | 4337 | 4042 | 3952 | 3906 | 3906 | 4304 | 3968 | 4852 | 4606 | 5569 | 6867 | 8624 | 8496 | 8190 | 7825 | 7816 | 7649 | 7811 | 8550
Capability | B6F | CT | 7200 | 7000 | 7000 | 9600 | 9600 | 11400 | 10200 | 10200 | 10200 | 14700 | 15400 | 16800 | 16800 | 21500 | 21500 | 21500 | 21500 | 21500 | 21500 | 21500
5pc | B6F | ST | -137 | -158 | -454 | -817 | -1010 | -274 | -220 | 138 | -233 | 317 | 206 | 1128 | 1646 | 2079 | 2386 | 1940 | 1764 | 2287 | 2356 | 2192
25pc | B6F | ST | 1449 | 1771 | 1990 | 1760 | 1580 | 2587 | 2769 | 3468 | 3556 | 4704 | 4935 | 7025 | 7499 | 7646 | 8819 | 7945 | 7869 | 8651 | 8465 | 8425
75pc | B6F | ST | 7098 | 8221 | 9417 | 9413 | 9476 | 10759 | 9621 | 10763 | 11568 | 14350 | 15333 | 19061 | 19298 | 19223 | 21293 | 19681 | 19280 | 20853 | 20516 | 21422
95pc | B6F | ST | 9880 | 11543 | 13473 | 13349 | 13452 | 15001 | 14308 | 16028 | 17039 | 20488 | 21419 | 24764 | 24865 | 25718 | 27955 | 26612 | 27323 | 29284 | 29431 | 29833
Economy_RT | B6F | ST | 10599 | 12999 | 14777 | 15090 | 15638 | 17562 | 18748 | 20870 | 21232 | 23541 | 24990 | 30217 | 32928 | 34621 | 36747 | 35837 | 35471 | 38045 | 37630 | 37167
Security_RT | B6F | ST | 5676 | 6756 | 6319 | 5809 | 5088 | 6058 | 5895 | 5935 | 5679 | 5484 | 5450 | 6530 | 8435 | 9018 | 9307 | 8958 | 8811 | 11249 | 11038 | 11212
Capability | B6F | ST | 7200 | 7000 | 7000 | 9600 | 9600 | 11400 | 10200 | 10200 | 10200 | 14700 | 15400 | 16800 | 16800 | 21500 | 21500 | 21500 | 21500 | 21500 | 21500 | 21500
5pc | B6F | FS | -486 | -855 | -767 | -779 | -719 | -654 | -671 | -839 | -63 | -227 | 100 | -95 | 645 | 1051 | 2033 | 2087 | 1862 | 1612 | 1856 | 1481
25pc | B6F | FS | 969 | 665 | 792 | 1313 | 1612 | 1690 | 2224 | 2035 | 2792 | 2847 | 3661 | 3499 | 5245 | 6282 | 7287 | 7329 | 7602 | 7456 | 7250 | 7272
75pc | B6F | FS | 6484 | 6336 | 6598 | 8473 | 9706 | 10322 | 11339 | 11612 | 12408 | 12652 | 14243 | 14135 | 17562 | 19289 | 19593 | 20216 | 20621 | 20081 | 19426 | 20293
95pc | B6F | FS | 9233 | 9108 | 9315 | 11578 | 13364 | 14181 | 15765 | 16216 | 16899 | 17774 | 19537 | 19445 | 23991 | 26267 | 26747 | 28102 | 28307 | 27696 | 27342 | 28030
Economy_RT | B6F | FS | 8634 | 8816 | 9006 | 10628 | 12501 | 13056 | 14983 | 15079 | 16825 | 17289 | 19634 | 19372 | 23640 | 26530 | 28498 | 29369 | 29481 | 31291 | 31181 | 30742
Security_RT | B6F | FS | 2929 | 2837 | 2966 | 2859 | 3140 | 2949 | 3096 | 2175 | 2732 | 2658 | 2976 | 2837 | 2685 | 3069 | 4242 | 3991 | 4134 | 4341 | 3969 | 3593
Capability | B6F | FS | 7200 | 7000 | 7000 | 9600 | 9600 | 11400 | 10200 | 10200 | 10200 | 14700 | 15400 | 16800 | 16800 | 21500 | 21500 | 21500 | 21500 | 21500 | 21500 | 21500
5pc | B7aF | LW | 2784 | 3058 | 2975 | 1494 | 170 | 483 | -564 | -162 | -760 | 1784 | 1947 | 2199 | 2089 | 2735 | 2459 | 2730 | 2133 | 1783 | 1374 | 846
25pc | B7aF | LW | 5596 | 6114 | 6413 | 5426 | 4580 | 5276 | 6350 | 6490 | 6602 | 9538 | 9703 | 9649 | 9581 | 9815 | 9764 | 9988 | 9614 | 8735 | 9009 | 8979
75pc | B7aF | LW | 13454 | 14327 | 14184 | 13503 | 12611 | 13669 | 16717 | 16576 | 16852 | 22252 | 22572 | 23427 | 22717 | 22705 | 22637 | 23871 | 23901 | 23906 | 24298 | 24496
95pc | B7aF | LW | 17411 | 18907 | 18603 | 18244 | 18104 | 19185 | 23048 | 23240 | 23639 | 29580 | 30397 | 30855 | 30885 | 31590 | 31445 | 32187 | 32919 | 32550 | 33313 | 33224
Economy_RT | B7aF | LW | 15461 | 17749 | 19029 | 19261 | 19862 | 23108 | 27046 | 28360 | 27632 | 35616 | 38509 | 39169 | 39793 | 38837 | 39647 | 40383 | 41180 | 41141 | 41222 | 41475
Security_RT | B7aF | LW | 6010 | 6069 | 6546 | 5536 | 4655 | 6055 | 7185 | 7877 | 8256 | 9574 | 10026 | 10243 | 11289 | 10994 | 10564 | 10757 | 11299 | 10915 | 10793 | 10726
Capability | B7aF | LW | 10300 | 10600 | 10600 | 10600 | 10600 | 10600 | 13500 | 13500 | 13500 | 18700 | 19100 | 19700 | 20100 | 23600 | 23600 | 23600 | 23600 | 23600 | 23600 | 23600
5pc | B7aF | CT | 2346 | 1878 | 528 | -230 | 50 | 255 | 1081 | 738 | 814 | 1287 | 2632 | 2192 | 2439 | 4218 | 3945 | 4528 | 5003 | 5654 | 5631 | 5503
25pc | B7aF | CT | 4413 | 4183 | 3664 | 3039 | 3679 | 4179 | 5620 | 6000 | 6335 | 7145 | 9501 | 9970 | 10451 | 12672 | 12419 | 12964 | 14229 | 14352 | 14042 | 14358
75pc | B7aF | CT | 10322 | 11450 | 12762 | 12424 | 13235 | 13862 | 14819 | 16496 | 17376 | 18568 | 22549 | 24603 | 25489 | 28654 | 28679 | 28605 | 31233 | 30230 | 30943 | 30550
95pc | B7aF | CT | 13742 | 15373 | 16989 | 16790 | 17770 | 18621 | 20369 | 22416 | 23713 | 25690 | 29307 | 31859 | 33522 | 36639 | 37645 | 38168 | 41031 | 40464 | 40391 | 40665
Economy_RT | B7aF | CT | 12231 | 13882 | 14914 | 15024 | 16236 | 18259 | 22184 | 22784 | 24561 | 27367 | 33178 | 37631 | 39709 | 44297 | 44414 | 45095 | 48047 | 48855 | 48283 | 48055
Security_RT | B7aF | CT | 5112 | 5029 | 3306 | 2190 | 2109 | 2119 | 4103 | 3991 | 5052 | 7531 | 8204 | 9347 | 10957 | 13011 | 12541 | 12789 | 13022 | 12840 | 12838 | 14043
Capability | B7aF | CT | 10300 | 10600 | 10600 | 10600 | 10600 | 10600 | 13500 | 13500 | 13500 | 18700 | 19100 | 19700 | 20100 | 23600 | 23600 | 23600 | 23600 | 23600 | 23600 | 23600
5pc | B7aF | ST | 2154 | 2376 | 1669 | -510 | -947 | -350 | 679 | 981 | 457 | 978 | 1064 | 2599 | 2865 | 3519 | 4732 | 4146 | 3130 | 3468 | 3439 | 3321
25pc | B7aF | ST | 4090 | 4479 | 4356 | 2571 | 2162 | 3064 | 4448 | 4995 | 4983 | 6434 | 6871 | 9145 | 10084 | 10481 | 12374 | 11573 | 10610 | 10777 | 10373 | 10803
75pc | B7aF | ST | 10077 | 11096 | 11932 | 11176 | 10751 | 11990 | 11765 | 12453 | 13147 | 16114 | 17101 | 20547 | 21017 | 21629 | 24056 | 22416 | 21834 | 22941 | 22222 | 23301
95pc | B7aF | ST | 13287 | 14633 | 16381 | 15771 | 15195 | 16653 | 17197 | 18016 | 18806 | 22421 | 23678 | 27315 | 27211 | 29064 | 31137 | 29793 | 30073 | 31468 | 31127 | 31862
Economy_RT | B7aF | ST | 12902 | 14741 | 16180 | 15480 | 15133 | 17009 | 19881 | 21812 | 22035 | 24870 | 26728 | 32141 | 35962 | 37793 | 41470 | 42055 | 41369 | 43616 | 43167 | 43907
Security_RT | B7aF | ST | 6362 | 7530 | 6541 | 3876 | 3183 | 4180 | 5203 | 5175 | 4768 | 5570 | 6433 | 8037 | 10407 | 11210 | 12908 | 14269 | 14064 | 16409 | 16055 | 16884
Capability | B7aF | ST | 10300 | 10600 | 10600 | 10600 | 10600 | 10600 | 13500 | 13500 | 13500 | 18700 | 19100 | 19700 | 20100 | 23600 | 23600 | 23600 | 23600 | 23600 | 23600 | 23600
5pc | B7aF | FS | 1214 | 557 | -1149 | -1108 | -985 | -945 | -926 | -1179 | -469 | -592 | -456 | -709 | 315 | 574 | 2723 | 3533 | 3937 | 4909 | 4387 | 4607
25pc | B7aF | FS | 3090 | 2386 | 717 | 1364 | 1862 | 2055 | 2535 | 2415 | 3072 | 3129 | 3815 | 3535 | 6176 | 6897 | 9115 | 9886 | 10762 | 11578 | 11104 | 11205
75pc | B7aF | FS | 9131 | 8569 | 7072 | 9235 | 11032 | 11656 | 12584 | 12857 | 13239 | 13823 | 14822 | 14532 | 20408 | 21688 | 22426 | 22931 | 23570 | 23002 | 22025 | 22619
95pc | B7aF | FS | 12105 | 11550 | 10100 | 12610 | 14970 | 15698 | 17237 | 17626 | 17856 | 18974 | 20361 | 20318 | 27169 | 28777 | 29996 | 30326 | 30857 | 30720 | 29906 | 30834
Economy_RT | B7aF | FS | 10830 | 10726 | 8966 | 10887 | 12671 | 13184 | 15409 | 15345 | 17042 | 17490 | 19101 | 18963 | 24666 | 27377 | 30105 | 32075 | 33651 | 36839 | 36532 | 36973
Security_RT | B7aF | FS | 3322 | 2861 | -3293 | -3296 | -2729 | -2900 | -2781 | -3492 | -2659 | -2838 | -2665 | -2615 | -2714 | -2576 | 3909 | 4748 | 6219 | 8004 | 7368 | 7618
Capability | B7aF | FS | 10300 | 10600 | 10600 | 10600 | 10600 | 10600 | 13500 | 13500 | 13500 | 18700 | 19100 | 19700 | 20100 | 23600 | 23600 | 23600 | 23600 | 23600 | 23600 | 23600
5pc | B8 | LW | 657 | 685 | 811 | -716 | -1696 | -781 | -2465 | -1498 | -1442 | 1064 | 1275 | 917 | 2086 | 1753 | 1023 | 1669 | 203 | -411 | -1220 | -1361
25pc | B8 | LW | 4749 | 4788 | 5510 | 4403 | 4323 | 5882 | 6939 | 7805 | 8230 | 11659 | 11541 | 11101 | 11095 | 10649 | 10619 | 10746 | 10184 | 9086 | 8289 | 8519
75pc | B8 | LW | 13833 | 14531 | 13746 | 12820 | 12095 | 14663 | 18536 | 19236 | 21011 | 24676 | 24082 | 24205 | 23739 | 23266 | 22618 | 23415 | 23541 | 23675 | 23772 | 24441
95pc | B8 | LW | 18440 | 19285 | 18161 | 17366 | 17063 | 19707 | 24289 | 25005 | 27253 | 31031 | 30685 | 30979 | 30952 | 30999 | 30378 | 31239 | 32011 | 31789 | 31999 | 32579
Economy_RT | B8 | LW | 17786 | 20074 | 21697 | 21344 | 22341 | 25661 | 30805 | 33431 | 34803 | 38367 | 40846 | 41193 | 41966 | 40659 | 41238 | 42306 | 42982 | 42898 | 42904 | 43547
Security_RT | B8 | LW | 11393 | 11862 | 14381 | 13742 | 12159 | 13148 | 13535 | 17801 | 18013 | 19074 | 19642 | 18054 | 19395 | 18684 | 18176 | 18118 | 18776 | 18573 | 18510 | 18493
Capability | B8 | LW | 12200 | 12500 | 12500 | 13000 | 14000 | 14000 | 16400 | 16400 | 16400 | 21100 | 23400 | 23400 | 23400 | 27300 | 27300 | 27300 | 27300 | 27300 | 27300 | 27300
5pc | B8 | CT | -48 | -452 | -713 | -1775 | -2379 | -2039 | -1216 | -1767 | -1024 | -987 | 100 | -255 | -903 | 1597 | 1737 | 1984 | 1917 | 1277 | 1664 | 1768
25pc | B8 | CT | 3126 | 3082 | 3647 | 2551 | 2410 | 3395 | 5312 | 5983 | 7557 | 8247 | 9942 | 10538 | 10558 | 13214 | 12790 | 12917 | 13269 | 12393 | 12756 | 13203
75pc | B8 | CT | 9678 | 11437 | 13213 | 12208 | 12564 | 14150 | 15433 | 19626 | 21191 | 22248 | 24031 | 25231 | 25858 | 27956 | 26413 | 27164 | 27567 | 26054 | 27961 | 28674
95pc | B8 | CT | 13986 | 16239 | 17948 | 16576 | 16760 | 18702 | 20578 | 24833 | 26612 | 28377 | 30539 | 31658 | 33109 | 35676 | 34795 | 35859 | 36734 | 35318 | 37306 | 37752
Economy_RT | B8 | CT | 13830 | 17410 | 18992 | 19127 | 19990 | 22006 | 26020 | 28766 | 31490 | 33994 | 39121 | 44011 | 45412 | 49965 | 48405 | 49708 | 51795 | 51251 | 51840 | 52862
Security_RT | B8 | CT | 9620 | 11052 | 10901 | 9577 | 9145 | 8810 | 10897 | 14130 | 15201 | 17299 | 18427 | 19813 | 21372 | 24195 | 22989 | 23260 | 22857 | 22892 | 23549 | 24705
Capability | B8 | CT | 12200 | 12500 | 12500 | 13000 | 14000 | 14000 | 16400 | 16400 | 16400 | 21100 | 23400 | 23400 | 23400 | 27300 | 27300 | 27300 | 27300 | 27300 | 27300 | 27300
5pc | B8 | ST | -254 | -288 | 310 | -1714 | -2654 | -2603 | -1353 | -1209 | -1022 | -1057 | -1135 | -377 | -355 | 216 | 1456 | 192 | 242 | 143 | -136 | -126
25pc | B8 | ST | 2762 | 2809 | 4290 | 2463 | 1353 | 1833 | 4336 | 5506 | 5872 | 7031 | 7724 | 9813 | 10760 | 11124 | 12755 | 11462 | 10830 | 10534 | 10049 | 10587
75pc | B8 | ST | 9099 | 9963 | 12407 | 11321 | 10453 | 11624 | 13068 | 15122 | 15918 | 18347 | 19792 | 21055 | 21119 | 21451 | 23059 | 21346 | 20854 | 21838 | 21255 | 22734
95pc | B8 | ST | 13204 | 14317 | 17217 | 16224 | 14821 | 15997 | 18049 | 20066 | 21027 | 23921 | 26085 | 27025 | 26855 | 27972 | 29250 | 27770 | 27661 | 29390 | 28636 | 30303
Economy_RT | B8 | ST | 13562 | 16300 | 19351 | 19174 | 18888 | 20220 | 23417 | 25662 | 28068 | 30039 | 31667 | 35409 | 38776 | 41773 | 44000 | 44776 | 45500 | 47585 | 47586 | 48735
Security_RT | B8 | ST | 10590 | 12478 | 13362 | 10918 | 10238 | 10568 | 10188 | 12348 | 13816 | 14540 | 15073 | 16619 | 19879 | 21618 | 22628 | 24180 | 24111 | 26193 | 27208 | 28692
Capability | B8 | ST | 12200 | 12500 | 12500 | 13000 | 14000 | 14000 | 16400 | 16400 | 16400 | 21100 | 23400 | 23400 | 23400 | 27300 | 27300 | 27300 | 27300 | 27300 | 27300 | 27300
5pc | B8 | FS | -793 | -1543 | -2067 | -683 | -764 | -1243 | -1645 | -2027 | -1537 | -2569 | -2362 | -2447 | -1566 | 574 | 1631 | 798 | 903 | 1420 | 475 | 121
25pc | B8 | FS | 2061 | 1137 | 900 | 2697 | 2979 | 2617 | 3115 | 2750 | 3650 | 3014 | 3603 | 4255 | 6967 | 9644 | 10940 | 11227 | 11068 | 11366 | 10853 | 10542
75pc | B8 | FS | 8310 | 7209 | 7111 | 9084 | 11028 | 11575 | 12864 | 13080 | 14809 | 15202 | 16697 | 17850 | 22532 | 23483 | 24199 | 24415 | 24299 | 23147 | 21751 | 21958
95pc | B8 | FS | 12096 | 10904 | 10930 | 13296 | 15787 | 15844 | 17138 | 17440 | 19205 | 20013 | 21775 | 23008 | 28423 | 29742 | 30792 | 31481 | 31308 | 30207 | 29103 | 29052
Economy_RT | B8 | FS | 12497 | 13401 | 13096 | 14485 | 16411 | 16068 | 17193 | 17810 | 20239 | 22419 | 24907 | 26113 | 31784 | 36349 | 38853 | 39674 | 40856 | 42766 | 42125 | 41384
Security_RT | B8 | FS | 9638 | 10336 | 10070 | 11642 | 11462 | 11078 | 11040 | 11467 | 12946 | 12512 | 12275 | 12393 | 13024 | 15672 | 18497 | 18971 | 19609 | 20118 | 19010 | 18322
Capability | B8 | FS | 12200 | 12500 | 12500 | 13000 | 14000 | 14000 | 16400 | 16400 | 16400 | 21100 | 23400 | 23400 | 23400 | 27300 | 27300 | 27300 | 27300 | 27300 | 27300 | 27300
5pc | B9 | LW | 323 | 223 | -1098 | -2657 | -3634 | -2909 | -3990 | -3063 | -3307 | -1675 | -1539 | -2024 | -1245 | -1358 | -2268 | -1684 | -3264 | -3768 | -4447 | -4751
25pc | B9 | LW | 3567 | 3201 | 2947 | 1635 | 1592 | 3024 | 4586 | 5889 | 5876 | 8267 | 8299 | 7622 | 8090 | 7167 | 6657 | 6756 | 6003 | 5289 | 4708 | 4709
75pc | B9 | LW | 11068 | 11201 | 9666 | 8575 | 7953 | 9959 | 14868 | 16703 | 18097 | 20084 | 20900 | 20899 | 19828 | 18751 | 18145 | 18897 | 18620 | 19118 | 19232 | 19733
95pc | B9 | LW | 15171 | 15152 | 13758 | 12851 | 12820 | 14838 | 20008 | 21607 | 23586 | 24824 | 26092 | 26113 | 25791 | 25101 | 24775 | 25419 | 25492 | 25411 | 25989 | 26413
Economy_RT | B9 | LW | 14302 | 15608 | 16430 | 15681 | 16302 | 18954 | 23780 | 25927 | 27048 | 29782 | 31667 | 31631 | 32272 | 30474 | 30676 | 31457 | 31997 | 31938 | 31878 | 32561
Security_RT | B9 | LW | 11808 | 10590 | 13337 | 12586 | 9884 | 11216 | 10518 | 13773 | 13587 | 14547 | 14804 | 13368 | 14963 | 14065 | 13312 | 13114 | 13878 | 13841 | 13836 | 13838
Capability | B9 | LW | 12900 | 12900 | 12900 | 12900 | 12900 | 12900 | 15300 | 15300 | 15300 | 15300 | 19300 | 19300 | 19300 | 22900 | 22900 | 22900 | 22900 | 22900 | 22900 | 22900
5pc | B9 | CT | 37 | -219 | -571 | -2313 | -3513 | -3422 | -2555 | -4132 | -3249 | -3246 | -2509 | -2743 | -3503 | -1198 | -1865 | -1750 | -2030 | -2683 | -2727 | -2472
25pc | B9 | CT | 2478 | 2247 | 2544 | 873 | 367 | 1125 | 3048 | 3560 | 4843 | 5048 | 7072 | 7860 | 7397 | 9704 | 8779 | 9123 | 9089 | 7909 | 8148 | 8553
75pc | B9 | CT | 7692 | 8417 | 9935 | 8414 | 8454 | 9570 | 11341 | 15534 | 16985 | 18139 | 19909 | 22785 | 22767 | 24592 | 22411 | 22934 | 23361 | 21237 | 23204 | 23492
95pc | B9 | CT | 11501 | 12884 | 14300 | 12114 | 12534 | 13879 | 15712 | 20249 | 21781 | 23072 | 25196 | 27899 | 28620 | 30779 | 29638 | 30201 | 30906 | 28656 | 30507 | 31249
Economy_RT | B9 | CT | 11448 | 13536 | 14853 | 14566 | 14821 | 16098 | 18900 | 21490 | 23402 | 25316 | 29658 | 34146 | 34804 | 38463 | 36656 | 37609 | 39187 | 37705 | 37882 | 38640
Security_RT | B9 | CT | 9938 | 9822 | 9773 | 8251 | 7571 | 6795 | 8045 | 10948 | 11464 | 13235 | 14304 | 15347 | 15440 | 17883 | 16567 | 16637 | 16039 | 14211 | 14675 | 15626
Capability | B9 | CT | 12900 | 12900 | 12900 | 12900 | 12900 | 12900 | 15300 | 15300 | 15300 | 15300 | 19300 | 19300 | 19300 | 22900 | 22900 | 22900 | 22900 | 22900 | 22900 | 22900
5pc | B9 | ST | -159 | -76 | 246 | -1494 | -3375 | -3645 | -2552 | -2418 | -2690 | -2938 | -3112 | -2840 | -2478 | -2124 | -1231 | -2622 | -3049 | -3183 | -3918 | -3929
25pc | B9 | ST | 2476 | 2219 | 3038 | 1389 | -311 | 43 | 2265 | 3253 | 3994 | 4974 | 5357 | 7057 | 8783 | 8866 | 10204 | 8474 | 7574 | 7400 | 6820 | 7118
75pc | B9 | ST | 7446 | 7250 | 9293 | 8347 | 6818 | 7762 | 9533 | 11239 | 12957 | 14914 | 16353 | 17844 | 19087 | 19374 | 20294 | 18225 | 17517 | 18328 | 17525 | 18927
95pc | B9 | ST | 11166 | 11206 | 13826 | 12918 | 10694 | 11873 | 14120 | 15544 | 17299 | 19715 | 21607 | 22492 | 23659 | 24737 | 25163 | 23251 | 23498 | 24755 | 23957 | 25604
Economy_RT | B9 | ST | 11320 | 12678 | 15086 | 15108 | 13981 | 15239 | 17348 | 19012 | 21205 | 22613 | 23583 | 26328 | 29223 | 31850 | 33387 | 33675 | 34034 | 35751 | 35389 | 36253
Security_RT | B9 | ST | 10807 | 10972 | 11717 | 9491 | 8538 | 8948 | 8315 | 10296 | 11465 | 11970 | 11646 | 12433 | 15373 | 16769 | 16838 | 17823 | 17678 | 18912 | 18633 | 19951
Capability | B9 | ST | 12900 | 12900 | 12900 | 12900 | 12900 | 12900 | 15300 | 15300 | 15300 | 15300 | 19300 | 19300 | 19300 | 22900 | 22900 | 22900 | 22900 | 22900 | 22900 | 22900
5pc | B9 | FS | -310 | -710 | -1270 | -348 | -757 | -1895 | -2736 | -3115 | -2705 | -3599 | -3885 | -4032 | -3792 | -2156 | -1003 | -2168 | -2128 | -1561 | -2531 | -3402
25pc | B9 | FS | 2090 | 1241 | 971 | 1957 | 1887 | 990 | 1173 | 929 | 1552 | 869 | 1182 | 1740 | 3942 | 6028 | 7313 | 7614 | 7377 | 8054 | 7216 | 6533
75pc | B9 | FS | 6937 | 5441 | 5407 | 6792 | 8146 | 8049 | 9076 | 9116 | 10442 | 11637 | 12812 | 14165 | 18285 | 18923 | 20218 | 19722 | 19627 | 19468 | 18200 | 18008
95pc | B9 | FS | 10692 | 8600 | 8802 | 10762 | 12622 | 11856 | 12785 | 12944 | 14269 | 15641 | 16917 | 18625 | 23285 | 24027 | 25278 | 25099 | 25240 | 25700 | 24410 | 24182
Economy_RT | B9 | FS | 10815 | 10700 | 10368 | 11327 | 12426 | 11452 | 12123 | 12879 | 15022 | 16986 | 18924 | 19625 | 23728 | 27553 | 29778 | 29857 | 30744 | 32148 | 31030 | 29837
Security_RT | B9 | FS | 10303 | 9474 | 8947 | 10174 | 9647 | 9114 | 8907 | 9583 | 10671 | 9990 | 9394 | 9259 | 9649 | 11865 | 14787 | 14666 | 15178 | 15046 | 13667 | 12714
Capability | B9 | FS | 12900 | 12900 | 12900 | 12900 | 12900 | 12900 | 15300 | 15300 | 15300 | 15300 | 19300 | 19300 | 19300 | 22900 | 22900 | 22900 | 22900 | 22900 | 22900 | 22900
5pc | EC5I | LW | 877 | 910 | 1132 | 1141 | 1393 | 1345 | -1948 | -2081 | -2163 | -2400 | -2584 | -2544 | -2688 | -1343 | 2 | -1 | 7 | -266 | -630 | -1510
25pc | EC5I | LW | 1281 | 1565 | 2454 | 2578 | 3507 | 3360 | 1258 | 1036 | 942 | 122 | -131 | -137 | -179 | 1127 | 2369 | 2361 | 2529 | 1950 | 2024 | 1574
75pc | EC5I | LW | 2359 | 3545 | 6674 | 7361 | 10560 | 10130 | 7265 | 6842 | 6830 | 6273 | 5682 | 5601 | 5557 | 6600 | 8010 | 7996 | 8587 | 8517 | 8427 | 7269
95pc | EC5I | LW | 2993 | 4335 | 7927 | 8651 | 12264 | 11676 | 9780 | 9579 | 9859 | 8672 | 8309 | 8204 | 7997 | 9386 | 11036 | 10943 | 11303 | 11644 | 11778 | 11864
Economy_RT | EC5I | LW | 4864 | 6594 | 10746 | 11846 | 16302 | 16443 | 13545 | 13426 | 13727 | 14057 | 13845 | 14578 | 14237 | 16551 | 18227 | 18502 | 18784 | 18922 | 19175 | 18051
Security_RT | EC5I | LW | 4864 | 6594 | 10746 | 11846 | 16302 | 16443 | 13545 | 13426 | 13727 | 14057 | 13845 | 14578 | 14237 | 16551 | 18227 | 18502 | 18784 | 18922 | 19175 | 18051
Capability | EC5I | LW | 4000 | 4300 | 4500 | 5300 | 5300 | 5900 | 13500 | 13500 | 13500 | 13500 | 14200 | 14200 | 14200 | 14200 | 14200 | 14200 | 14200 | 14200 | 14200 | 14200
5pc | EC5I | CT | 875 | 901 | 921 | 1194 | 1212 | 1246 | 1272 | -967 | -1306 | -1323 | -1743 | -1818 | -1812 | -1942 | -570 | -573 | -700 | 559 | 358 | 373
25pc | EC5I | CT | 1265 | 1485 | 1501 | 2555 | 3000 | 3371 | 3582 | 2471 | 2073 | 2140 | 1362 | 1261 | 1406 | 1103 | 2296 | 2350 | 2255 | 3251 | 2449 | 2154
75pc | EC5I | CT | 2358 | 3331 | 3323 | 6939 | 8486 | 10221 | 11145 | 8444 | 8207 | 8214 | 7459 | 7346 | 7440 | 7046 | 8441 | 8399 | 7859 | 8696 | 8745 | 9107
95pc | EC5I | CT | 3018 | 4117 | 4095 | 8254 | 10020 | 11876 | 12945 | 10255 | 10210 | 10518 | 9701 | 9644 | 9696 | 9567 | 10827 | 10819 | 10767 | 11930 | 12015 | 12002
Economy_RT | EC5I | CT | 4540 | 6058 | 6170 | 10795 | 12758 | 14996 | 16285 | 16600 | 16695 | 16785 | 15535 | 13800 | 13362 | 13430 | 15223 | 15305 | 15530 | 16857 | 17726 | 17609
Security_RT | EC5I | CT | 4540 | 6058 | 6170 | 10795 | 12758 | 14996 | 16285 | 16600 | 16695 | 16785 | 15535 | 13800 | 13362 | 13430 | 15223 | 15305 | 15530 | 16857 | 17726 | 17609
Capability | EC5I | CT | 4000 | 4300 | 4500 | 5300 | 5300 | 5900 | 13500 | 13500 | 13500 | 13500 | 14200 | 14200 | 14200 | 14200 | 14200 | 14200 | 14200 | 14200 | 14200 | 14200
5pc | EC5I | ST | 885 | 819 | 861 | 825 | 1090 | 1106 | 1155 | 1070 | 967 | -150 | -1442 | -1868 | -2084 | -2143 | -2337 | -1367 | -1464 | -1533 | -652 | -1183
25pc | EC5I | ST | 1282 | 1228 | 1409 | 1375 | 2542 | 2811 | 3277 | 3170 | 3067 | 2285 | 1472 | 722 | 536 | 380 | 37 | 1026 | 886 | 795 | 1803 | 771
75pc | EC5I | ST | 2366 | 2307 | 3193 | 3127 | 7085 | 8144 | 10412 | 9997 | 9900 | 8422 | 6747 | 6170 | 5993 | 5748 | 5320 | 6175 | 6135 | 5823 | 6653 | 6878
95pc | EC5I | ST | 3026 | 2976 | 3963 | 3867 | 8372 | 9561 | 12093 | 11383 | 11740 | 10258 | 8885 | 8447 | 8204 | 8274 | 7885 | 8826 | 8760 | 8958 | 9892 | 10047
Economy_RT | EC5I | ST | 4492 | 4593 | 5841 | 5891 | 11060 | 12510 | 15604 | 15682 | 16085 | 16125 | 16391 | 16014 | 14470 | 12873 | 12875 | 14555 | 14605 | 14328 | 16544 | 16596
Security_RT | EC5I | ST | 4492 | 4593 | 5841 | 5891 | 11060 | 12510 | 15604 | 15682 | 16085 | 16125 | 16391 | 16014 | 14470 | 12873 | 12875 | 14555 | 14605 | 14328 | 16544 | 16596
Capability | EC5I | ST | 4000 | 4300 | 4500 | 5300 | 5300 | 5900 | 13500 | 13500 | 13500 | 13500 | 14200 | 14200 | 14200 | 14200 | 14200 | 14200 | 14200 | 14200 | 14200 | 14200
5pc | EC5I | FS | 865 | 820 | 851 | 897 | 847 | 1054 | 1147 | 1158 | 1137 | 1087 | 1060 | 393 | -852 | -1271 | -1327 | -85 | -161 | -219 | 1139 | 1114
25pc | EC5I | FS | 1285 | 1236 | 1242 | 1438 | 1394 | 2206 | 2909 | 2908 | 2889 | 2856 | 2818 | 2621 | 1979 | 1443 | 1210 | 2291 | 2361 | 2226 | 3593 | 3743
75pc | EC5I | FS | 2339 | 2323 | 2331 | 3287 | 3248 | 5956 | 8457 | 8406 | 8274 | 8276 | 8007 | 7020 | 6050 | 5599 | 5436 | 6626 | 6770 | 6474 | 8315 | 8973
95pc | EC5I | FS | 2998 | 2989 | 2998 | 4090 | 4039 | 7189 | 9937 | 9923 | 9870 | 9854 | 9786 | 8585 | 8331 | 8105 | 8005 | 9108 | 9257 | 9102 | 10838 | 11700
Economy_RT | EC5I | FS | 4031 | 4369 | 4464 | 5655 | 5768 | 9191 | 12227 | 12250 | 12263 | 12259 | 12259 | 12258 | 12086 | 12288 | 12253 | 13898 | 13992 | 14349 | 16870 | 17725
Security_RT | EC5I | FS | 4031 | 4369 | 4464 | 5655 | 5768 | 9191 | 12227 | 12250 | 12263 | 12259 | 12259 | 12258 | 12086 | 12288 | 12253 | 13898 | 13992 | 14349 | 16870 | 17725
Capability | EC5I | FS | 4000 | 4300 | 4500 | 5300 | 5300 | 5900 | 13500 | 13500 | 13500 | 13500 | 14200 | 14200 | 14200 | 14200 | 14200 | 14200 | 14200 | 14200 | 14200 | 14200
5pc | LE1 | LW | 487 | 245 | 1359 | 1338 | 1692 | 1777 | 2367 | 3058 | 2175 | 3909 | 4466 | 4231 | 5182 | 5810 | 6617 | 6624 | 5676 | 5134 | 4852 | 4850
25pc | LE1 | LW | 2562 | 2359 | 4477 | 4836 | 6462 | 7501 | 7478 | 8051 | 7914 | 10470 | 11186 | 11083 | 12293 | 12749 | 13298 | 13440 | 13032 | 12392 | 12199 | 11942
75pc | LE1 | LW | 8755 | 9384 | 11324 | 11717 | 13484 | 14068 | 14254 | 14772 | 16424 | 16489 | 17094 | 17051 | 17616 | 17823 | 18299 | 18548 | 18543 | 18480 | 18608 | 18562
95pc | LE1 | LW | 11496 | 11996 | 13146 | 13544 | 15312 | 15929 | 16216 | 16907 | 18829 | 18804 | 19549 | 19860 | 20445 | 20894 | 21232 | 21657 | 21919 | 21925 | 21992 | 21929
Economy_RT | LE1 | LW | 9839 | 11413 | 15506 | 16248 | 19333 | 20253 | 20540 | 21055 | 22487 | 24113 | 25209 | 25493 | 25831 | 25962 | 27065 | 27386 | 27658 | 27779 | 28011 | 27846
Security_RT | LE1 | LW | 7796 | 7458 | 7461 | 7452 | 11419 | 12507 | 12778 | 13057 | 13350 | 13587 | 14081 | 13972 | 14191 | 14701 | 15194 | 14612 | 14533 | 14435 | 14623 | 14750
Capability | LE1 | LW | 11200 | 11200 | 11200 | 10100 | 10100 | 13900 | 17300 | 17300 | 17300 | 17300 | 20700 | 20700 | 20700 | 20700 | 20700 | 20700 | 20700 | 20700 | 20700 | 20700
5pc | LE1 | CT | 310 | -39 | 125 | 293 | -35 | 117 | 524 | 1961 | 2105 | 2341 | 2780 | 2057 | 1877 | 3130 | 4404 | 4420 | 4891 | 5156 | 5377 | 5873
25pc | LE1 | CT | 1654 | 1368 | 2063 | 2719 | 3604 | 4954 | 6546 | 6170 | 6814 | 7128 | 8478 | 8549 | 8668 | 10396 | 11351 | 12013 | 12658 | 13410 | 13748 | 14082
75pc | LE1 | CT | 5729 | 6395 | 7728 | 10519 | 12714 | 13860 | 14725 | 14812 | 15372 | 15884 | 15930 | 17868 | 18026 | 18753 | 19423 | 19809 | 20586 | 20629 | 21606 | 22415
95pc | LE1 | CT | 9333 | 10684 | 11632 | 12868 | 14903 | 15893 | 16822 | 17074 | 17766 | 18559 | 18429 | 20594 | 20968 | 21841 | 22516 | 23237 | 24278 | 24475 | 25912 | 26638
Economy_RT | LE1 | CT | 7594 | 10089 | 11225 | 14506 | 17081 | 18337 | 19516 | 20618 | 21320 | 22381 | 23836 | 25959 | 26244 | 27732 | 27462 | 28124 | 28878 | 28967 | 29727 | 30368
Security_RT | LE1 | CT | 8183 | 8085 | 7841 | 8120 | 8788 | 9138 | 9203 | 11560 | 11282 | 13119 | 13680 | 14239 | 13911 | 15107 | 16155 | 16659 | 16022 | 15108 | 15431 | 15906
Capability | LE1 | CT | 11200 | 11200 | 11200 | 10100 | 10100 | 13900 | 17300 | 17300 | 17300 | 17300 | 20700 | 20700 | 20700 | 20700 | 20700 | 20700 | 20700 | 20700 | 20700 | 20700
5pc | LE1 | ST | 481 | -35 | 388 | 277 | 386 | -219 | 465 | 403 | 1127 | 1738 | 2016 | 2575 | 2732 | 3311 | 3607 | 4024 | 3215 | 2957 | 3643 | 3879
25pc | LE1 | ST | 1901 | 1164 | 2175 | 2105 | 2790 | 3121 | 5700 | 6347 | 6984 | 7075 | 7224 | 8266 | 9397 | 9545 | 10684 | 11289 | 10448 | 10212 | 11375 | 11379
75pc | LE1 | ST | 5867 | 4948 | 7084 | 7659 | 10590 | 12212 | 13905 | 14270 | 14551 | 14814 | 15100 | 14627 | 14848 | 15143 | 15590 | 15648 | 15536 | 15601 | 15953 | 16151
95pc | LE1 | ST | 9419 | 8280 | 11116 | 11482 | 12927 | 14529 | 15944 | 16240 | 16461 | 16893 | 17234 | 16562 | 17015 | 17353 | 17778 | 17721 | 17748 | 18342 | 18666 | 18913
Economy_RT | LE1 | ST | 6925 | 7796 | 10516 | 12425 | 15173 | 16629 | 18441 | 19407 | 19864 | 20458 | 21054 | 22053 | 22293 | 22958 | 22925 | 23252 | 22595 | 23243 | 24160 | 24672
Security_RT | LE1 | ST | 8723 | 8353 | 8492 | 8262 | 9138 | 8606 | 8568 | 10094 | 10509 | 10856 | 11166 | 10478 | 10615 | 12003 | 12069 | 12309 | 11256 | 11929 | 12546 | 12855
Capability | LE1 | ST | 11200 | 11200 | 11200 | 10100 | 10100 | 13900 | 17300 | 17300 | 17300 | 17300 | 20700 | 20700 | 20700 | 20700 | 20700 | 20700 | 20700 | 20700 | 20700 | 20700
5pc | LE1 | FS | 436 | 42 | -133 | 167 | 428 | 962 | 302 | 194 | 244 | 769 | -106 | 560 | 1188 | 1740 | 2183 | 2796 | 2748 | 3389 | 3821 | 3063
25pc | LE1 | FS | 1731 | 1060 | 1043 | 1614 | 2069 | 2871 | 3687 | 3332 | 3458 | 4133 | 3848 | 4217 | 5330 | 6273 | 6859 | 7878 | 7898 | 8801 | 9294 | 8381
75pc | LE1 | FS | 5342 | 3581 | 3775 | 5231 | 6967 | 10259 | 12670 | 12729 | 13373 | 13557 | 14119 | 14230 | 15177 | 14319 | 14892 | 15366 | 15561 | 16172 | 16397 | 16305
95pc | LE1 | FS | 8918 | 5992 | 6360 | 8439 | 11068 | 12951 | 15048 | 15194 | 15870 | 16099 | 16656 | 16834 | 17886 | 16967 | 17555 | 18148 | 18501 | 19082 | 19401 | 19512
Economy_RT | LE1 | FS | 6628 | 6852 | 6639 | 7631 | 9379 | 10902 | 12334 | 13150 | 15297 | 16553 | 17423 | 17604 | 20025 | 21858 | 22747 | 23587 | 24062 | 24872 | 24665 | 22729
Security_RT | LE1 | FS | 8936 | 8791 | 8376 | 8884 | 9403 | 10030 | 10177 | 10353 | 10891 | 11277 | 10040 | 10323 | 10349 | 12282 | 12977 | 14586 | 14998 | 15716 | 15783 | 14011
Capability | LE1 | FS | 11200 | 11200 | 11200 | 10100 | 10100 | 13900 | 17300 | 17300 | 17300 | 17300 | 20700 | 20700 | 20700 | 20700 | 20700 | 20700 | 20700 | 20700 | 20700 | 20700
5pc | NW2 | LW | -787 | -910 | -1093 | -960 | -909 | -904 | -828 | -1085 | -648 | -629 | -720 | -666 | -589 | -620 | -604 | -533 | -589 | -574 | -679 | -675
25pc | NW2 | LW | 67 | 63 | 63 | 91 | 105 | -268 | -200 | -399 | 343 | 249 | 137 | 237 | 322 | 302 | 257 | 510 | 331 | 426 | 343 | 317
75pc | NW2 | LW | 641 | 652 | 694 | 672 | 694 | 1089 | 1676 | 1463 | 2949 | 2919 | 2679 | 2707 | 2757 | 2702 | 2739 | 3166 | 2955 | 3239 | 2972 | 3075
95pc | NW2 | LW | 1383 | 1445 | 1625 | 1408 | 1447 | 2225 | 2977 | 2798 | 4715 | 4570 | 4470 | 4509 | 4405 | 4491 | 4400 | 5187 | 5043 | 4957 | 4669 | 4601
Economy_RT | NW2 | LW | 2850 | 2900 | 3340 | 3381 | 3450 | 4685 | 5326 | 5274 | 7477 | 7448 | 7797 | 7905 | 7881 | 7954 | 8049 | 8999 | 9188 | 9251 | 9300 | 9280
Security_RT | NW2 | LW | 2850 | 2900 | 3340 | 3381 | 3450 | 4685 | 5326 | 5274 | 7477 | 7448 | 7797 | 7905 | 7881 | 7954 | 8049 | 8999 | 9188 | 9251 | 9300 | 9280
Capability | NW2 | LW | 1400 | 1400 | 1400 | 1400 | 5400 | 5400 | 7000 | 7000 | 7000 | 7000 | 7000 | 7000 | 7000 | 9700 | 9700 | 9700 | 9700 | 9700 | 9700 | 9700
5pc | NW2 | CT | -676 | -806 | -502 | -778 | -911 | -483 | -103 | -125 | 47 | 69 | -728 | -738 | -666 | -687 | -714 | -554 | -659 | -658 | -674 | -726
25pc | NW2 | CT | 20 | 9 | 67 | 68 | 58 | 254 | 307 | 269 | 673 | 852 | 67 | 160 | 266 | 192 | 144 | 461 | 184 | 335 | 283 | 210
75pc | NW2 | CT | 602 | 605 | 632 | 617 | 623 | 1304 | 2020 | 1849 | 2760 | 3211 | 2527 | 2593 | 2825 | 2700 | 2575 | 3594 | 2767 | 3354 | 3189 | 3050
95pc | NW2 | CT | 1048 | 1380 | 1162 | 1330 | 1421 | 2406 | 3041 | 2773 | 4014 | 4581 | 4276 | 4291 | 4447 | 4365 | 4395 | 5369 | 4879 | 5214 | 5170 | 5110
Economy_RT | NW2 | CT | 2615 | 2791 | 2875 | 2896 | 2916 | 3881 | 3911 | 3976 | 5511 | 6068 | 6340 | 7025 | 6934 | 7011 | 7006 | 8015 | 8181 | 8075 | 7980 | 8096
Security_RT | NW2 | CT | 2615 | 2791 | 2875 | 2896 | 2916 | 3881 | 3911 | 3976 | 5511 | 6068 | 6340 | 7025 | 6934 | 7011 | 7006 | 8015 | 8181 | 8075 | 7980 | 8096
Capability | NW2 | CT | 1400 | 1400 | 1400 | 1400 | 5400 | 5400 | 7000 | 7000 | 7000 | 7000 | 7000 | 7000 | 7000 | 9700 | 9700 | 9700 | 9700 | 9700 | 9700 | 9700
5pc | NW2 | ST | -124 | -682 | -456 | -409 | -704 | -757 | -55 | -451 | -366 | -709 | -210 | -290 | -68 | -118 | -601 | -126 | 131 | -49 | -275 | -278
25pc | NW2 | ST | 24 | 22 | 27 | 29 | 32 | 69 | 244 | 164 | 403 | 249 | 518 | 520 | 623 | 654 | 423 | 686 | 973 | 914 | 723 | 758
75pc | NW2 | ST | 595 | 598 | 592 | 594 | 608 | 643 | 1934 | 1873 | 2319 | 1630 | 2488 | 2178 | 2509 | 2526 | 2055 | 2493 | 2804 | 2817 | 2548 | 2498
95pc | NW2 | ST | 801 | 1019 | 1015 | 971 | 1188 | 1278 | 2727 | 2854 | 3055 | 2872 | 3429 | 3282 | 3399 | 3386 | 3215 | 3658 | 4004 | 3730 | 3535 | 3461
Economy_RT | NW2 | ST | 2599 | 2614 | 2629 | 2642 | 2836 | 2912 | 2936 | 2965 | 3733 | 3756 | 4310 | 5844 | 5862 | 6564 | 6567 | 7573 | 8061 | 8134 | 8301 | 8320
Security_RT | NW2 | ST | 2599 | 2614 | 2629 | 2642 | 2836 | 2912 | 2936 | 2965 | 3733 | 3756 | 4310 | 5844 | 5862 | 6564 | 6567 | 7573 | 8061 | 8134 | 8301 | 8320
Capability | NW2 | ST | 1400 | 1400 | 1400 | 1400 | 5400 | 5400 | 7000 | 7000 | 7000 | 7000 | 7000 | 7000 | 7000 | 9700 | 9700 | 9700 | 9700 | 9700 | 9700 | 9700
5pc | NW2 | FS | -313 | -749 | -395 | -226 | -301 | -795 | -146 | -111 | -49 | -57 | -57 | -38 | -37 | 316 | 322 | 402 | 288 | 299 | 309 | 312
25pc | NW2 | FS | 14 | 51 | 63 | 58 | 78 | 56 | 159 | 180 | 478 | 431 | 434 | 585 | 662 | 1115 | 1124 | 1229 | 1010 | 1023 | 1058 | 1054
75pc | NW2 | FS | 582 | 624 | 621 | 620 | 628 | 624 | 1454 | 1563 | 2491 | 2050 | 2232 | 2784 | 2599 | 3214 | 3352 | 3440 | 3183 | 3137 | 3435 | 3174
95pc | NW2 | FS | 824 | 1287 | 968 | 882 | 935 | 1335 | 2577 | 2602 | 3546 | 3505 | 3489 | 4029 | 4029 | 4488 | 4505 | 4492 | 4452 | 4443 | 4443 | 4419
Economy_RT | NW2 | FS | 2735 | 2795 | 2797 | 2799 | 2833 | 2839 | 2847 | 2859 | 3112 | 3123 | 3169 | 3758 | 4839 | 6303 | 6297 | 6240 | 6247 | 6258 | 6263 | 6269
Security_RT | NW2 | FS | 2735 | 2795 | 2797 | 2799 | 2833 | 2839 | 2847 | 2859 | 3112 | 3123 | 3169 | 3758 | 4839 | 6303 | 6297 | 6240 | 6247 | 6258 | 6263 | 6269
Capability | NW2 | FS | 1400 | 1400 | 1400 | 1400 | 5400 | 5400 | 7000 | 7000 | 7000 | 7000 | 7000 | 7000 | 7000 | 9700 | 9700 | 9700 | 9700 | 9700 | 9700 | 9700
5pc | SC1 | LW | -7173 | -7512 | -8182 | -8407 | -8646 | -8917 | -10579 | -11012 | -11380 | -10491 | -10761 | -10348 | -9219 | -9382 | -9810 | -9861 | -9911 | -9883 | -9733 | -9651
25pc | SC1 | LW | -4177 | -4795 | -7108 | -7448 | -7590 | -7999 | -9484 | -9826 | -10059 | -8775 | -8900 | -8746 | -7769 | -7777 | -8063 | -8183 | -8190 | -7862 | -7888 | -7768
75pc | SC1 | LW | 2182 | 2359 | 1025 | 792 | 510 | -496 | -767 | -1038 | -1297 | -2041 | -2413 | -1781 | -2385 | -2902 | -3457 | -3301 | -3054 | -2231 | -1650 | -1507
95pc | SC1 | LW | 3980 | 4010 | 3321 | 3292 | 3198 | 2935 | 3973 | 3729 | 3367 | 3888 | 3814 | 4125 | 3700 | 3302 | 2766 | 2730 | 2924 | 3137 | 3267 | 3413
Economy_RT | SC1 | LW | -3670 | -5267 | -9868 | -10481 | -10882 | -11451 | -12811 | -13158 | -13442 | -12914 | -13486 | -13729 | -13940 | -13919 | -14432 | -14600 | -14717 | -14700 | -14559 | -14334
Security_RT | SC1 | LW | -3975 | -3882 | -3984 | -4028 | -4763 | -5270 | -4777 | -4986 | -5971 | -6027 | -5915 | -5531 | -3568 | -3751 | -3967 | -4117 | -4034 | -3897 | -3954 | -3969
Capability | SC1 | LW | 5500 | 5500 | 5500 | 5000 | 6100 | 6100 | 6100 | 6100 | 6100 | 6100 | 6100 | 6100 | 6100 | 6100 | 6100 | 6100 | 6100 | 6100 | 6100 | 6100
5pc | SC1 | CT | -5405 | -6500 | -7163 | -7990 | -8348 | -8916 | -9544 | -10997 | -11404 | -11840 | -11305 | -11402 | -11531 | -12100 | -11325 | -11122 | -10347 | -10795 | -11188 | -11514
25pc | SC1 | CT | -1585 | -1910 | -3029 | -6246 | -7211 | -7879 | -8517 | -9845 | -10328 | -10610 | -10035 | -10074 | -10169 | -10485 | -9169 | -8904 | -8090 | -8709 | -8824 | -9085
75pc | SC1 | CT | 2908 | 2977 | 2582 | 2084 | 1722 | 1124 | -221 | 971 | 606 | 749 | -616 | -1373 | -1454 | -2651 | -2110 | -1976 | -1686 | -3046 | -3350 | -3562
95pc | SC1 | CT | 4153 | 4209 | 4064 | 3875 | 3651 | 3372 | 3178 | 4108 | 3890 | 3814 | 3642 | 3396 | 3333 | 2876 | 3600 | 3680 | 4863 | 3823 | 3793 | 3714
Economy_RT | SC1 | CT | 2057 | -3909 | -5229 | -8982 | -9671 | -10787 | -11390 | -12912 | -13530 | -13882 | -14837 | -15095 | -15445 | -16110 | -15220 | -15305 | -15799 | -16785 | -17079 | -17320
Security_RT | SC1 | CT | -4259 | -4082 | -4267 | -4319 | -4402 | -4681 | -4565 | -4877 | -5261 | -5272 | -6834 | -6869 | -7021 | -6923 | -5778 | -5096 | -5262 | -5405 | -5443 | -5607
Capability | SC1 | CT | 5500 | 5500 | 5500 | 5000 | 6100 | 6100 | 6100 | 6100 | 6100 | 6100 | 6100 | 6100 | 6100 | 6100 | 6100 | 6100 | 6100 | 6100 | 6100 | 6100
5pc | SC1 | ST | -5089 | -3760 | -6762 | -7075 | -8011 | -8253 | -8973 | -9239 | -10813 | -11007 | -11076 | -10113 | -10495 | -10711 | -10342 | -10038 | -10146 | -10208 | -10446 | -10642
25pc | SC1 | ST | -1499 | -99 | -2281 | -2673 | -6383 | -6937 | -7971 | -8271 | -9867 | -10042 | -10061 | -9099 | -9274 | -9533 | -9025 | -8366 | -8209 | -8033 | -8282 | -8374
75pc | SC1 | ST | 2729 | 3036 | 2627 | 2551 | 2049 | 1689 | 159 | -132 | -531 | -954 | -321 | -2158 | -3557 | -3354 | -4219 | -4521 | -4270 | -3543 | -4654 | -4510
95pc | SC1 | ST | 4158 | 4096 | 4015 | 4060 | 3845 | 3599 | 3103 | 3090 | 4122 | 3855 | 3832 | 3733 | 3460 | 3358 | 3402 | 3582 | 3928 | 4051 | 3501 | 3406
Economy_RT | SC1 | ST | 2805 | 2132 | -4143 | -6427 | -9329 | -9754 | -11058 | -11361 | -13015 | -13395 | -13726 | -14428 | -14812 | -15134 | -15715 | -16278 | -16804 | -17301 | -18239 | -18573
Security_RT | SC1 | ST | -4463 | -4358 | -4490 | -4418 | -4496 | -4401 | -4607 | -4755 | -5024 | -5241 | -5282 | -5372 | -5609 | -5918 | -4463 | -4976 | -4255 | -4379 | -4411 | -4580
Capability | SC1 | ST | 5500 | 5500 | 5500 | 5000 | 6100 | 6100 | 6100 | 6100 | 6100 | 6100 | 6100 | 6100 | 6100 | 6100 | 6100 | 6100 | 6100 | 6100 | 6100 | 6100
5pc | SC1 | FS | -4273 | -1564 | -1849 | -3416 | -6846 | -7986 | -8514 | -8586 | -8923 | -10477 | -10670 | -10616 | -11146 | -10171 | -10524 | -10941 | -10460 | -9805 | -10106 | -10284
25pc | SC1 | FS | -1011 | 1626 | 1316 | 208 | -2093 | -5656 | -7235 | -7328 | -7669 | -9172 | -9379 | -9285 | -9815 | -8858 | -9216 | -9453 | -9017 | -7860 | -8138 | -8316
75pc | SC1 | FS | 2952 | 3484 | 3361 | 2898 | 2580 | 2042 | 1342 | 1419 | 1368 | 2056 | 1908 | 1836 | 1181 | 1240 | 764 | 72 | 782 | 654 | 11 | -20
95pc | SC1 | FS | 4228 | 4361 | 4387 | 4105 | 3903 | 3657 | 3199 | 3356 | 3266 | 4393 | 4293 | 4256 | 4053 | 3984 | 3675 | 3436 | 3587 | 4013 | 3824 | 3724
Economy_RT | SC1 | FS | 3296 | 3423 | 3202 | 2722 | -2724 | -3976 | -5135 | -6046 | -7849 | -10352 | -12211 | -12179 | -13591 | -14236 | -14798 | -15151 | -14934 | -15177 | -15611 | -16039
Security_RT | SC1 | FS | -4391 | -4193 | -4329 | -4541 | -4687 | -4881 | -4897 | -5109 | -5155 | -5388 | -5506 | -5425 | -5152 | -5531 | -5903 | -6211 | -5619 | -3934 | -4304 | -4647
Capability | SC1 | FS | 5500 | 5500 | 5500 | 5000 | 6100 | 6100 | 6100 | 6100 | 6100 | 6100 | 6100 | 6100 | 6100 | 6100 | 6100 | 6100 | 6100 | 6100 | 6100 | 6100
5pc | SC1.5 | LW | -6298 | -6414 | -6857 | -6990 | -7146 | -7372 | -7481 | -7720 | -7934 | -7484 | -7909 | -7564 | -7917 | -8010 | -8180 | -8397 | -8407 | -8330 | -8332 | -8286
25pc | SC1.5 | LW | -3473 | -3971 | -6208 | -6416 | -6507 | -6758 | -6805 | -7032 | -7129 | -6616 | -6832 | -6586 | -6813 | -6939 | -7088 | -7193 | -7248 | -7093 | -7196 | -7153
75pc | SC1.5 | LW | 2562 | 2901 | 1683 | 1493 | 1256 | -34 | -452 | -488 | -690 | -2717 | -3315 | -2865 | -4035 | -4430 | -4703 | -4818 | -4413 | -3895 | -3412 | -3286
95pc | SC1.5 | LW | 4010 | 4059 | 3677 | 3679 | 3506 | 3398 | 3050 | 2781 | 2533 | 1886 | 1722 | 1995 | 1508 | 1235 | 971 | 892 | 1133 | 1459 | 1603 | 1535
Economy_RT | SC1.5 | LW | -2244 | -3846 | -8342 | -8867 | -9329 | -9599 | -9642 | -9850 | -9910 | -10331 | -10687 | -10851 | -10998 | -10999 | -11293 | -11382 | -11420 | -11433 | -11385 | -11250
Security_RT | SC1.5 | LW | -3257 | -3202 | -3220 | -3278 | -4093 | -4521 | -4395 | -4459 | -4545 | -4532 | -4616 | -4555 | -4355 | -4473 | -4577 | -4702 | -4664 | -4631 | -4678 | -4703
Capability | SC1.5 | LW | 5800 | 5700 | 5700 | 7100 | 7100 | 8000 | 7400 | 7400 | 7400 | 7400 | 7400 | 7400 | 7400 | 7400 | 7400 | 7400 | 7400 | 7400 | 7400 | 7400
5pc | SC1.5 | CT | -4659 | -5651 | -6181 | -6712 | -6983 | -7305 | -7743 | -7718 | -7962 | -8219 | -7767 | -7718 | -7860 | -8239 | -8065 | -8159 | -8600 | -8934 | -9404 | -9666
25pc | SC1.5 | CT | -958 | -1172 | -2072 | -5539 | -6247 | -6688 | -7114 | -7046 | -7253 | -7438 | -6776 | -6761 | -6850 | -7191 | -6790 | -6987 | -7244 | -7622 | -7939 | -8216
75pc | SC1.5 | CT | 3487 | 3602 | 3241 | 2686 | 2325 | 1722 | 556 | 991 | 762 | 750 | 87 | -396 | -474 | -1572 | -1648 | -1798 | -2964 | -4657 | -4940 | -5133
95pc | SC1.5 | CT | 4164 | 4207 | 4155 | 4023 | 3863 | 3747 | 3571 | 3335 | 3151 | 3125 | 2897 | 2740 | 2816 | 2462 | 2573 | 2493 | 2278 | 1463 | 1558 | 1375
Economy_RT | SC1.5 | CT | 3448 | -2552 | -3801 | -7564 | -8173 | -9120 | -9483 | -9583 | -9966 | -10151 | -10849 | -11042 | -11263 | -11681 | -10985 | -11167 | -11405 | -11832 | -11931 | -12068
Security_RT | SC1.5 | CT | -3416 | -3321 | -3411 | -3456 | -3493 | -3713 | -3623 | -3819 | -4070 | -4036 | -5147 | -5296 | -5360 | -5471 | -5561 | -5660 | -5729 | -5844 | -5808 | -5897
Capability | SC1.5 | CT | 5800 | 5700 | 5700 | 7100 | 7100 | 8000 | 7400 | 7400 | 7400 | 7400 | 7400 | 7400 | 7400 | 7400 | 7400 | 7400 | 7400 | 7400 | 7400 | 7400
5pc | SC1.5 | ST | -4538 | -2793 | -5888 | -6169 | -6750 | -6882 | -7343 | -7524 | -7555 | -7678 | -7878 | -7150 | -7356 | -7468 | -7983 | -8024 | -8413 | -8096 | -8343 | -8271
25pc | SC1.5 | ST | -978 | 683 | -1458 | -1789 | -5569 | -6054 | -6772 | -6966 | -6987 | -7099 | -7237 | -6281 | -6356 | -6541 | -7011 | -7021 | -7327 | -7112 | -7229 | -7285
75pc | SC1.5 | ST | 3312 | 3646 | 3212 | 3238 | 2733 | 2312 | 890 | 573 | 112 | -170 | 124 | -1401 | -2515 | -2205 | -3363 | -4517 | -4618 | -3876 | -5149 | -5144
95pc | SC1.5 | ST | 4186 | 4167 | 4052 | 4080 | 4002 | 3847 | 3637 | 3635 | 3403 | 3253 | 3119 | 2999 | 2975 | 2809 | 2645 | 2234 | 2095 | 2259 | 2000 | 1911
Economy_RT | SC1.5 | ST | 4346 | 3657 | -2546 | -4888 | -7751 | -8151 | -9217 | -9427 | -9571 | -9789 | -10043 | -10437 | -10659 | -10859 | -11208 | -11449 | -11638 | -11848 | -12181 | -12343
Security_RT | SC1.5 | ST | -3468 | -3387 | -3471 | -3457 | -3495 | -3426 | -3624 | -3713 | -3868 | -3987 | -4222 | -4336 | -4470 | -4674 | -4825 | -5736 | -5790 | -5853 | -5831 | -5933
Capability | SC1.5 | ST | 5800 | 5700 | 5700 | 7100 | 7100 | 8000 | 7400 | 7400 | 7400 | 7400 | 7400 | 7400 | 7400 | 7400 | 7400 | 7400 | 7400 | 7400 | 7400 | 7400
5pc | SC1.5 | FS | -3725 | -906 | -1083 | -2438 | -5958 | -6724 | -7054 | -7115 | -7286 | -7370 | -7613 | -7687 | -8001 | -6936 | -7269 | -7532 | -7562 | -7811 | -7924 | -8123
25pc | SC1.5 | FS | -518 | 2512 | 1991 | 1139 | -1141 | -4555 | -6260 | -6319 | -6555 | -6570 | -6828 | -6874 | -7202 | -6085 | -6362 | -6533 | -6596 | -6822 | -6878 | -6945
75pc | SC1.5 | FS | 3525 | 3919 | 3817 | 3537 | 3352 | 2952 | 2089 | 2296 | 2319 | 1923 | 1650 | 1620 | 1239 | 1296 | 1010 | 543 | 855 | 393 | 24 | -117
95pc | SC1.5 | FS | 4265 | 4427 | 4430 | 4133 | 3987 | 3852 | 3689 | 3712 | 3678 | 3556 | 3519 | 3446 | 3304 | 3420 | 3219 | 3047 | 3008 | 2889 | 2800 | 2708
Economy_RT | SC1.5 | FS | 4876 | 4864 | 4731 | 4396 | 3010 | -2084 | -3128 | -4082 | -5951 | -7576 | -9063 | -9038 | -10135 | -10426 | -10789 | -10920 | -10822 | -11342 | -11484 | -11596
Security_RT | SC1.5 | FS | -3428 | -3386 | -3375 | -3533 | -3649 | -3775 | -3808 | -4113 | -4294 | -4433 | -4471 | -4617 | -4334 | -4543 | -4733 | -4914 | -5045 | -5305 | -5509 | -5698
Capability | SC1.5 | FS | 5800 | 5700 | 5700 | 7100 | 7100 | 8000 | 7400 | 7400 | 7400 | 7400 | 7400 | 7400 | 7400 | 7400 | 7400 | 7400 | 7400 | 7400 | 7400 | 7400
5pc | SC2 | LW | -4260 | -4339 | -4671 | -4739 | -4802 | -4912 | -4972 | -5100 | -5178 | -4690 | -4988 | -4747 | -4883 | -4844 | -4951 | -5175 | -5071 | -4878 | -4855 | -4830
25pc | SC2 | LW | -2266 | -2742 | -4158 | -4336 | -4385 | -4560 | -4623 | -4723 | -4737 | -4158 | -4248 | -3882 | -4049 | -4046 | -4147 | -4254 | -4275 | -4061 | -4103 | -4064
75pc | SC2 | LW | 3346 | 3319 | 1797 | 1658 | 1470 | 911 | 587 | 487 | 497 | -1488 | -1874 | -1523 | -2505 | -2690 | -2785 | -2854 | -2746 | -2238 | -2088 | -1526
95pc | SC2 | LW | 4420 | 4386 | 3678 | 3667 | 3481 | 3433 | 3302 | 3032 | 2984 | 2530 | 2294 | 2527 | 2265 | 2048 | 1756 | 1857 | 2073 | 2387 | 2616 | 2616
Economy_RT | SC2 | LW | 2560 | 1345 | -1865 | -1974 | -2056 | -2289 | -2193 | -1984 | -1787 | -1518 | -1412 | -1180 | -957 | -762 | -725 | -563 | -350 | -240 | -102 | 89
Security_RT | SC2 | LW | 2560 | 1345 | -1865 | -1974 | -2056 | -2289 | -2193 | -1984 | -1787 | -1518 | -1412 | -1180 | -957 | -762 | -725 | -563 | -350 | -240 | -102 | 89
Capability | SC2 | LW | 4900 | 5300 | 5300 | 3200 | 4500 | 4500 | 5200 | 5200 | 5200 | 5200 | 5200 | 5200 | 5200 | 5200 | 5200 | 5200 | 5200 | 5200 | 5200 | 5200
5pc | SC2 | CT | -3099 | -3913 | -4186 | -4495 | -4669 | -4882 | -5157 | -5094 | -5201 | -5311 | -4794 | -4744 | -4776 | -4842 | -5044 | -5025 | -5384 | -5429 | -5559 | -5597
25pc | SC2 | CT | 277 | -15 | -866 | -3838 | -4172 | -4523 | -4810 | -4728 | -4829 | -4907 | -4165 | -3915 | -3944 | -4103 | -4216 | -4276 | -4475 | -4573 | -4733 | -4816
75pc | SC2 | CT | 3800 | 3735 | 3495 | 3202 | 2748 | 2324 | 1430 | 1709 | 1491 | 1274 | 1141 | 856 | 809 | -80 | -523 | -760 | -1671 | -2967 | -3195 | -3308
95pc | SC2 | CT | 4736 | 4590 | 4532 | 4320 | 4077 | 3942 | 3751 | 3593 | 3487 | 3331 | 3379 | 3300 | 3429 | 3170 | 2978 | 2962 | 2842 | 2228 | 2250 | 2140
Economy_RT | SC2 | CT | 3379 | 1870 | 849 | -1562 | -1875 | -2298 | -2228 | -2176 | -2119 | -2037 | -1969 | -1862 | -1716 | -1664 | -361 | -300 | -154 | -103 | 193 | 315
Security_RT | SC2 | CT | 3379 | 1870 | 849 | -1562 | -1875 | -2298 | -2228 | -2176 | -2119 | -2037 | -1969 | -1862 | -1716 | -1664 | -361 | -300 | -154 | -103 | 193 | 315
Capability | SC2 | CT | 4900 | 5300 | 5300 | 3200 | 4500 | 4500 | 5200 | 5200 | 5200 | 5200 | 5200 | 5200 | 5200 | 5200 | 5200 | 5200 | 5200 | 5200 | 5200 | 5200
5pc | SC2 | ST | -3009 | -1601 | -3982 | -4120 | -4511 | -4624 | -4911 | -5049 | -5045 | -5186 | -5314 | -4692 | -4934 | -5063 | -5472 | -5477 | -5935 | -5512 | -5624 | -5558
25pc | SC2 | ST | 303 | 1702 | -250 | -554 | -3865 | -4092 | -4597 | -4712 | -4769 | -4911 | -5019 | -4088 | -4112 | -4257 | -4693 | -4680 | -5096 | -4822 | -4880 | -4879
75pc | SC2 | ST | 3824 | 3954 | 3502 | 3483 | 3209 | 2767 | 1516 | 1404 | 1146 | 963 | 1072 | -229 | -1252 | -818 | -2285 | -3197 | -3392 | -2904 | -3592 | -3625
95pc | SC2 | ST | 4756 | 4777 | 4492 | 4488 | 4338 | 4119 | 3678 | 3682 | 3546 | 3392 | 3269 | 3221 | 3148 | 2987 | 2779 | 2455 | 2108 | 2299 | 2004 | 2015
Economy_RT | SC2 | ST | 4237 | 3590 | 1927 | -82 | -1740 | -1955 | -2431 | -2442 | -2420 | -2407 | -2352 | -2352 | -2337 | -2371 | -2388 | -2392 | -2323 | -2242 | -2072 | -2040
Security_RT | SC2 | ST | 4237 | 3590 | 1927 | -82 | -1740 | -1955 | -2431 | -2442 | -2420 | -2407 | -2352 | -2352 | -2337 | -2371 | -2388 | -2392 | -2323 | -2242 | -2072 | -2040
Capability | SC2 | ST | 4900 | 5300 | 5300 | 3200 | 4500 | 4500 | 5200 | 5200 | 5200 | 5200 | 5200 | 5200 | 5200 | 5200 | 5200 | 5200 | 5200 | 5200 | 5200 | 5200
5pc | SC2 | FS | -2295 | 546 | 400 | -1255 | -3973 | -4513 | -4692 | -4706 | -4808 | -4860 | -4981 | -5054 | -5230 | -4326 | -4509 | -4593 | -4622 | -4780 | -4903 | -4947
25pc | SC2 | FS | 831 | 3235 | 2645 | 1796 | 242 | -3217 | -4195 | -4192 | -4334 | -4364 | -4545 | -4544 | -4796 | -3531 | -3765 | -3871 | -3869 | -3996 | -3931 | -3989
75pc | SC2 | FS | 4097 | 4472 | 4269 | 3942 | 3756 | 3374 | 2739 | 3064 | 3058 | 2719 | 2394 | 2304 | 2118 | 2040 | 1769 | 1443 | 1690 | 1272 | 1120 | 1075
95pc | SC2 | FS | 4873 | 4953 | 4908 | 4770 | 4653 | 4403 | 4013 | 4022 | 4059 | 3878 | 3756 | 3630 | 3598 | 3774 | 3710 | 3556 | 3508 | 3363 | 3299 | 3321
Economy_RT | SC2 | FS | 4476 | 4379 | 4304 | 4197 | 3220 | 2569 | 1883 | 758 | -518 | -1512 | -2554 | -2332 | -2843 | -2792 | -2972 | -2877 | -2578 | -2782 | -2708 | -2631
Security_RT | SC2 | FS | 4476 | 4379 | 4304 | 4197 | 3220 | 2569 | 1883 | 758 | -518 | -1512 | -2554 | -2332 | -2843 | -2792 | -2972 | -2877 | -2578 | -2782 | -2708 | -2631
Capability | SC2 | FS | 4900 | 5300 | 5300 | 3200 | 4500 | 4500 | 5200 | 5200 | 5200 | 5200 | 5200 | 5200 | 5200 | 5200 | 5200 | 5200 | 5200 | 5200 | 5200 | 5200
5pc | SC3 | LW | -4852 | -4958 | -5289 | -5342 | -6807 | -6883 | -6889 | -6954 | -6994 | -6533 | -6726 | -6452 | -6577 | -6527 | -6599 | -6735 | -6657 | -6484 | -6507 | -6481
25pc | SC3 | LW | -2243 | -2988 | -4782 | -4952 | -6419 | -6566 | -6612 | -6673 | -6633 | -6002 | -6016 | -5547 | -5730 | -5702 | -5772 | -5865 | -5862 | -5662 | -5681 | -5647
75pc | SC3 | LW | 3742 | 3716 | 1184 | 1061 | -432 | -713 | -537 | -688 | -723 | -2592 | -3111 | -2553 | -3682 | -3943 | -4281 | -4340 | -3799 | -2938 | -2536 | -1859
95pc | SC3 | LW | 5537 | 5491 | 4806 | 4753 | 4712 | 4688 | 4146 | 3823 | 3858 | 2843 | 2747 | 3081 | 2722 | 2427 | 1871 | 2080 | 2937 | 3252 | 3547 | 3658
Economy_RT | SC3 | LW | 3884 | 1964 | -5481 | -5801 | -7964 | -7997 | -7917 | -7962 | -7562 | -7969 | -8043 | -7819 | -7691 | -7157 | -7605 | -7503 | -7566 | -7676 | -7736 | -7577
Security_RT | SC3 | LW | 2811 | 2800 | 2819 | 2824 | -556 | -591 | -627 | -621 | -666 | 604 | -643 | 673 | 1163 | 1198 | 1181 | 1168 | 1166 | 1172 | 1167 | 1164
Capability | SC3 | LW | 7200 | 7200 | 7300 | 7300 | 7300 | 7300 | 7700 | 7700 | 7700 | 7700 | 7700 | 7700 | 7700 | 7700 | 7700 | 7700 | 7700 | 7700 | 7700 | 7700
5pc | SC3 | CT | -3128 | -4426 | -4772 | -5109 | -6683 | -6862 | -7054 | -6975 | -7025 | -7070 | -6523 | -6489 | -6455 | -6577 | -6649 | -6632 | -6822 | -6901 | -7064 | -7115
25pc | SC3 | CT | 603 | 143 | -1033 | -4337 | -6170 | -6523 | -6764 | -6660 | -6718 | -6744 | -5946 | -5566 | -5538 | -5663 | -5742 | -5800 | -6013 | -6063 | -6224 | -6345
75pc | SC3 | CT | 4866 | 4883 | 4245 | 3485 | 2843 | 1958 | 215 | 960 | 608 | 651 | -120 | -258 | -100 | -691 | -1099 | -1172 | -2015 | -3821 | -4036 | -4310
95pc | SC3 | CT | 5957 | 5887 | 5775 | 5473 | 6391 | 6318 | 6156 | 5283 | 5361 | 5345 | 5279 | 5404 | 5925 | 5214 | 4604 | 4607 | 4573 | 3116 | 3149 | 2858
Economy_RT | SC3 | CT | 6145 | 3843 | 2176 | -4465 | -6691 | -7320 | -7513 | -7646 | -7812 | -8054 | -8297 | -8350 | -8443 | -8465 | -8406 | -8414 | -8580 | -8532 | -8537 | -8665
Security_RT | SC3 | CT | 2855 | 2920 | 2822 | 2858 | 2039 | 2034 | 2093 | 2051 | 1971 | -875 | -942 | -1019 | -1079 | -1141 | -1202 | -1252 | -1295 | -1333 | -1254 | -1293
Capability | SC3 | CT | 7200 | 7200 | 7300 | 7300 | 7300 | 7300 | 7700 | 7700 | 7700 | 7700 | 7700 | 7700 | 7700 | 7700 | 7700 | 7700 | 7700 | 7700 | 7700 | 7700
5pc | SC3 | ST | -2947 | -1770 | -4518 | -4699 | -5121 | -6618 | -6902 | -6986 | -6964 | -7073 | -7168 | -6562 | -6727 | -6881 | -7289 | -7220 | -7745 | -7271 | -7325 | -7309
25pc | SC3 | ST | 518 | 1364 | -288 | -607 | -4271 | -5937 | -6627 | -6706 | -6764 | -6882 | -6968 | -5929 | -5800 | -5959 | -6472 | -6380 | -6853 | -6548 | -6605 | -6596
75pc | SC3 | ST | 4782 | 5111 | 4412 | 4347 | 3622 | 3160 | 321 | 86 | -351 | -252 | -97 | -939 | -1996 | -1507 | -3015 | -4156 | -4432 | -4012 | -5240 | -5285
95pc | SC3 | ST | 5990 | 6078 | 5653 | 5682 | 5524 | 6511 | 6124 | 6158 | 5929 | 5216 | 4817 | 4202 | 4357 | 4129 | 3776 | 3233 | 2799 | 3208 | 2367 | 2380
Economy_RT | SC3 | ST | 7338 | 6395 | 3849 | -1926 | -4733 | -6394 | -7444 | -7551 | -7734 | -7827 | -7923 | -8164 | -8270 | -8324 | -8476 | -8534 | -8568 | -8601 | -8665 | -8697
Security_RT | SC3 | ST | 2949 | 2906 | 2814 | 2812 | 1990 | 2055 | 2002 | 1983 | 1930 | 1853 | 1837 | 1779 | 1631 | 1568 | 1552 | -1092 | -1118 | -1154 | -1144 | -1176
Capability | SC3 | ST | 7200 | 7200 | 7300 | 7300 | 7300 | 7300 | 7700 | 7700 | 7700 | 7700 | 7700 | 7700 | 7700 | 7700 | 7700 | 7700 | 7700 | 7700 | 7700 | 7700
5pc | SC3 | FS | -2221 | 802 | 558 | -1414 | -4455 | -5092 | -6664 | -6665 | -6772 | -6780 | -6876 | -6944 | -7067 | -6019 | -6232 | -6329 | -6278 | -6489 | -6537 | -6564
25pc | SC3 | FS | 1137 | 3766 | 2770 | 1521 | 325 | -3052 | -5951 | -5816 | -6160 | -6157 | -6394 | -6342 | -6650 | -5226 | -5413 | -5546 | -5537 | -5563 | -5504 | -5565
75pc | SC3 | FS | 5139 | 5748 | 5453 | 5155 | 4888 | 4292 | 3253 | 3743 | 3719 | 3396 | 2917 | 2855 | 2576 | 1927 | 1591 | 713 | 1352 | 563 | 274 | 234
95pc | SC3 | FS | 6154 | 6322 | 6246 | 6086 | 5984 | 5641 | 6490 | 6557 | 6648 | 6458 | 6408 | 6305 | 6203 | 6165 | 6127 | 6063 | 6144 | 6023 | 5906 | 5948
Economy_RT | SC3 | FS | 8147 | 8015 | 7899 | 7545 | 6213 | 4670 | 3595 | 2622 | -2028 | -3552 | -4921 | -4602 | -6482 | -7148 | -7499 | -7157 | -7199 | -7195 | -6775 | -6410
Security_RT | SC3 | FS | 3207 | 3479 | 3299 | 3140 | 3004 | 2044 | 2088 | 2215 | 2135 | 2132 | 2103 | 2104 | 2034 | -950 | -1008 | -1063 | -1111 | -1180 | -1236 | -1288
Capability | SC3 | FS | 7200 | 7200 | 7300 | 7300 | 7300 | 7300 | 7700 | 7700 | 7700 | 7700 | 7700 | 7700 | 7700 | 7700 | 7700 | 7700 | 7700 | 7700 | 7700 | 7700
5pc | SW1 | LW | -915 | -1393 | -1349 | -1381 | -1337 | -1441 | -1507 | -1615 | -1634 | -1713 | -1689 | -1722 | -1761 | -1806 | -1882 | -1958 | -2045 | -2018 | -2029 | -2106
25pc | SW1 | LW | -628 | -1017 | -955 | -934 | -815 | -909 | -899 | -986 | -1009 | -1048 | -715 | -606 | -449 | -441 | -547 | -546 | -581 | -613 | -607 | -680
75pc | SW1 | LW | -7 | -185 | -122 | -67 | 245 | 161 | 266 | 92 | 272 | 152 | 901 | 1319 | 1946 | 2101 | 1905 | 2011 | 1986 | 2071 | 2082 | 2082
95pc | SW1 | LW | 1243 | 668 | 713 | 796 | 1118 | 997 | 1166 | 1063 | 1178 | 1394 | 2341 | 2774 | 3529 | 3657 | 3526 | 3623 | 3628 | 3687 | 3648 | 3715
Economy_RT | SW1 | LW | -1942 | -1974 | 2182 | 2043 | 2802 | 2536 | 2515 | 2151 | 2165 | -2391 | -2353 | -2240 | -2253 | -2191 | -2243 | -2375 | -2263 | -2196 | -2126 | 2005
Security_RT | SW1 | LW | 2648 | 2528 | 2643 | 2684 | 2788 | 2920 | 2921 | 2729 | 2897 | 3209 | 3701 | 4070 | 3551 | 3491 | 3409 | 3395 | 3452 | 3506 | 3557 | 3626
Capability | SW1 | LW | 2900 | 2900 | 3000 | 3000 | 3000 | 2900 | 2900 | 2900 | 2900 | 2900 | 3300 | 3300 | 3300 | 3300 | 3300 | 3300 | 3300 | 3300 | 3300 | 3300
5pc | SW1 | CT | -846 | -1350 | -1374 | -1430 | -1540 | -1695 | -1968 | -1898 | -1967 | -1916 | -1920 | -2005 | -2083 | -2205 | -2296 | -2347 | -2540 | -2738 | -2918 | -3044
25pc | SW1 | CT | -550 | -866 | -807 | -952 | -1079 | -1198 | -1407 | -1365 | -1465 | -1416 | -1166 | -1156 | -1137 | -1290 | -1325 | -1362 | -1463 | -1693 | -1788 | -1892
75pc | SW1 | CT | 901 | 160 | 332 | -54 | -224 | -326 | -453 | -425 | -460 | -303 | 77 | 261 | 366 | 296 | 234 | 219 | 272 | -58 | -58 | -146
95pc | SW1 | CT | 1315 | 1000 | 1184 | 1026 | 775 | 692 | 679 | 716 | 392 | 619 | 1400 | 1585 | 1588 | 1595 | 1556 | 1475 | 1510 | 1332 | 1341 | 1232
Economy_RT | SW1 | CT | -1900 | 1976 | 2160 | 2184 | 2194 | 2165 | -2166 | -2411 | -2654 | -2599 | -2670 | -2568 | -2767 | -3184 | -3039 | -3022 | -2905 | -3602 | -3804 | -3822
Security_RT | SW1 | CT | 2613 | 2590 | 2691 | 2660 | 2669 | 2745 | 2771 | 2608 | 2587 | 2902 | 3585 | 3903 | 3783 | 3769 | 3707 | 3623 | 3952 | 3927 | 3832 | 3789
Capability | SW1 | CT | 2900 | 2900 | 3000 | 3000 | 3000 | 2900 | 2900 | 2900 | 2900 | 2900 | 3300 | 3300 | 3300 | 3300 | 3300 | 3300 | 3300 | 3300 | 3300 | 3300
5pc | SW1 | ST | -820 | -928 | -1367 | -1210 | -1360 | -1412 | -1576 | -1671 | -1616 | -1546 | -1490 | -1602 | -1689 | -1735 | -1816 | -1842 | -1959 | -2053 | -2212 | -2399
25pc | SW1 | ST | -499 | -641 | -867 | -580 | -809 | -861 | -1128 | -1265 | -1275 | -1084 | -743 | -808 | -882 | -913 | -1028 | -841 | -959 | -1019 | -1157 | -1299
75pc | SW1 | ST | 1040 | 537 | 157 | 432 | 144 | 78 | -284 | -449 | -404 | -149 | 697 | 680 | 600 | 615 | 479 | 1149 | 1020 | 1065 | 787 | 736
95pc | SW1 | ST | 1355 | 1221 | 985 | 1295 | 1067 | 1005 | 639 | 573 | 499 | 856 | 1870 | 1955 | 1883 | 1899 | 1800 | 2539 | 2443 | 2423 | 2324 | 2163
Economy_RT | SW1 | ST | -1980 | -2160 | -2009 | 2440 | 2443 | 2495 | 2139 | -2000 | -2506 | -2448 | -2083 | -2708 | -2935 | -3020 | -3433 | -3696 | -3782 | -3950 | -4323 | -4190
Security_RT | SW1 | ST | 2631 | 2487 | 2409 | 2629 | 2624 | 2675 | 2624 | 2576 | 2469 | 2735 | 3514 | 3640 | 3534 | 3610 | 3541 | 4278 | 4254 | 3985 | 3960 | 2139
Capability | SW1 | ST | 2900 | 2900 | 3000 | 3000 | 3000 | 2900 | 2900 | 2900 | 2900 | 2900 | 3300 | 3300 | 3300 | 3300 | 3300 | 3300 | 3300 | 3300 | 3300 | 3300
5pc | SW1 | FS | -659 | -726 | -627 | -904 | -1197 | -1339 | -1434 | -1340 | -1446 | -1408 | -1475 | -1533 | -1670 | -1812 | -1908 | -2014 | -2091 | -2161 | -2130 | -2202
25pc | SW1 | FS | -369 | -440 | -312 | -359 | -617 | -810 | -933 | -785 | -975 | -915 | -942 | -966 | -1127 | -1280 | -1368 | -1477 | -1526 | -1559 | -1334 | -1383
75pc | SW1 | FS | 1184 | 1066 | 1201 | 764 | 327 | 62 | -43 | 205 | 53 | 160 | 182 | 198 | -64 | -258 | -344 | -519 | -497 | -510 | 137 | 178
95pc | SW1 | FS | 1484 | 1406 | 1549 | 1614 | 1256 | 1082 | 972 | 1195 | 966 | 910 | 973 | 944 | 812 | 644 | 516 | 405 | 398 | 506 | 1278 | 1261
Economy_RT | SW1 | FS | -1950 | 2059 | 2208 | 2349 | 2264 | 2033 | -2171 | 2340 | 2842 | 2953 | 2889 | 3006 | 2655 | 2294 | 2153 | -2192 | -2239 | -2478 | -2548 | -2843
Security_RT | SW1 | FS | 3369 | 3427 | 3624 | 3458 | 3380 | 3320 | 3293 | 3495 | 3969 | 3924 | 3819 | 4328 | 4287 | 4675 | 4480 | 4415 | 4242 | 4201 | 4933 | 4816
Capability | SW1 | FS | 2900 | 2900 | 3000 | 3000 | 3000 | 2900 | 2900 | 2900 | 2900 | 2900 | 3300 | 3300 | 3300 | 3300 | 3300 | 3300 | 3300 | 3300 | 3300 | 3300