## Index
INDEX - click the links below to navigate
Table 1 - Changes to Average Generation Tariffs
Table 2 - Generation Wider Tariffs 2029/30
Table 3 - Generation Wider Tariffs 2030/31
Table 4 - Generation Wider Tariffs 2031/32
Table 5 - Generation Wider Tariffs 2032/33
Table 6 - Generation Wider Tariffs 2033/34
Table 7 Comparison of Example Conventional Carbon tariffs
Table 8 Comparison of Example Conventional Low Carbon tariffs
Table 9 Comparison of Example Intermittent tariffs
Table 10 - Summary of Demand Tariffs
Table 11 – Non-locational banded charges
Table 12 - Half-Hourly Demand Tariffs for 2024/25 to 2033/34
Table 13 - Embedded Export Tariffs for 2024/25 to 2033/34
Table 14 - Non-Half-Hourly Demand Tariffs for 2024/25 to 2033/34
Table 15 – Expansion constant for 2024/25 to 2033/34
Table 16 - Allowed Revenues
Table 17 - Generation and Demand Revenue Proportions
Table 18 - Contracted and Modelled TEC
Table 19 - Charging Bases
Table 20 - Residual & Adjustment Tariff Calculation
Table 21 - Generation TEC Scaling Factors
Table 22 - Summary of CUSC modification proposals affecting tariffs that have been raised since April 2023
Table 23 - Demand Locational Tariffs for 2029/30
Table 24 - Demand Locational Tariffs for 2030/31
Table 25 - Demand Locational Tariffs for 2031/32
Table 26 - Demand Locational Tariffs for 2032/33
Table 27 - Demand Locational Tariffs for 2033/34
Allowed revenues inflation
Table ot used T24 - Generation Revenue Error Margin
Table ot used T33 - Generic Annual Load Factors
Table ot used T34 - Contracted TEC by generation zone
Table 35-38 - Revenue Breakdown
Table ot used maybe_T39 - Offshore Revenues
Sensitivity
Sensitivity table 1 - Generation tariffs for 2030/31 under the alternative scenario ("Falling Short")
Sensitivity table 2 - Demand Locational Tariffs for 2030/31 under the alternative scenario ("Falling Short")
Sensitivity 3 - TDR tariffs for 2030/31 under the alternative scenario ("Falling Short")
Sensitivity 4 - Generation and Demand Revenue Proportions for 2030/31 under the alternative scenario ("Falling Short")
Not in Report
Table A - HVDC direction setting
Table AA - not used - Demand Profiles 2024/25 to 2028/29
Table B – Non-locational banded charges
Table C - not used – Special Expansion Factors Assumption

## T1
Table 1 - Changes to Average Generation Tariffs |  |  |  |  | Return to Index
Generation Tariffs (£/kW) | 2023/24 | 2024/25 | 2025/26 | 2026/27 | 2027/28 | 2028/29 | 2029/30 | 2030/31 | 2031/32 | 2032/33 | 2033/34
Adjustment Tariff | -0.92818 | -1.2964 | -2.1676 | -3.297 | -5.2811 | -6.205 | -11.6423 | -19.9227 | -21.7987 | -21.7017 | -20.1049
Average Generation Tariff* | 12.4546 | 12.9371 | 13.1215 | 11.3033 | 12.1274 | 12.7217 | 17.8569 | 20.1541 | 22.0169 | 24.3949 | 26.8242
*N.B. These generation average tariffs include local tariffs

## T2
Table 2 - Generation Wider Tariffs 2029/30 | [7 empty] | Return to Index
Example tariffs for a generator of each technology type
Generation Tariffs |  | System Peak Tariff | Shared Year Round Tariff | Not Shared Year Round Tariff | Adjustment Tariff | Conventional Carbon | Conventional Low Carbon | Intermittent
[6 empty] | 40% | 75% | 45%
Zone | Zone Name | (£/kW) | (£/kW) | (£/kW) | (£/kW) | Load Factor (£/kW) | Load Factor (£/kW) | Load Factor (£/kW)
1 | North Scotland | 8.2939 | 38.9993 | 35.1181 | -11.6423 | 26.2986 | 61.0192 | 41.0255
2 | East Aberdeenshire | 7.3404 | 24.1133 | 35.1181 | -11.6423 | 19.3907 | 48.9012 | 34.3268
3 | Western Highlands | 6.4488 | 33.9354 | 31.441 | -11.6423 | 20.9571 | 51.6991 | 35.0697
4 | Skye and Lochalsh | 6.4512 | 33.9354 | 40.0009 | -11.6423 | 24.3835 | 60.2615 | 43.6296
5 | Eastern Grampian and Tayside | 7.2392 | 31.209 | 29.0956 | -11.6423 | 19.7188 | 48.0992 | 31.4973
6 | Central Grampian | 8.0631 | 30.3135 | 28.0155 | -11.6423 | 19.7524 | 47.1714 | 30.0143
7 | Argyll | 7.8742 | 29.5677 | 37.055 | -11.6423 | 22.8811 | 55.4627 | 38.7182
8 | The Trossachs | 8.3793 | 27.8966 | 25.0734 | -11.6423 | 17.925 | 42.7329 | 25.9846
9 | Stirlingshire and Fife | 7.1156 | 28.8296 | 26.1761 | -11.6423 | 17.4756 | 43.2717 | 27.5072
10 | South West Scotlands | 6.3807 | 26.6103 | 24.1742 | -11.6423 | 15.0522 | 38.8703 | 24.5065
11 | Lothian and Borders | 6.5373 | 26.6103 | 15.0559 | -11.6423 | 11.5615 | 29.9087 | 15.3883
12 | Solway and Cheviot | 4.1255 | 18.7295 | 14.1863 | -11.6423 | 5.6495 | 20.7167 | 10.9724
13 | North East England | 5.3312 | 16.3068 | 10.9277 | -11.6423 | 4.5827 | 16.8468 | 6.6236
14 | North Lancashire and The Lakes | 2.7448 | 16.3068 | -1.0661 | -11.6423 | -2.8011 | 2.2666 | -5.3703
15 | South Lancashire, Yorkshire and Humber | 5.6737 | 10.2521 | 4.0806 | -11.6423 | -0.23549 | 5.8011 | -2.9482
16 | North Midlands and North Wales | 3.9747 | 2.264 | 0.19354 | -11.6423 | -6.6845 | -5.776 | -10.4299
17 | South Lincolnshire and North Norfolk | -0.35599 | 3.6695 | 0.4861 | -11.6423 | -10.336 | -8.76 | -9.5049
18 | Mid Wales and The Midlands | -0.90117 | 4.6983 | 0.6952 | -11.6423 | -10.386 | -8.3245 | -8.8328
19 | Anglesey and Snowdon | 3.8065 | 0.31612 | 0.19354 | -11.6423 | -7.6319 | -7.4051 | -11.3065
20 | Pembrokeshire | 9.6904 | -4.5352 | 0 | -11.6423 | -3.7659 | -5.3532 | -13.6831
21 | South Wales & Gloucester | 4.4596 | -4.399 | 0 | -11.6423 | -8.9422 | -10.4819 | -13.6218
22 | Cotswold | 3.2764 | 3.9705 | -10.8157 | -11.6423 | -11.104 | -16.2038 | -20.6713
23 | Central London | -5.2255 | 3.9705 | 0.17015 | -11.6423 | -15.2115 | -13.7197 | -9.6854
24 | Essex and Kent | -5.0249 | 3.9705 | 0.50306 | -11.6423 | -14.8777 | -13.1862 | -9.3525
25 | Oxfordshire, Surrey and Sussex | -2.6035 | -2.5577 | -0.47309 | -11.6423 | -15.4581 | -16.6371 | -13.2663
26 | Somerset and Wessex | 4.6771 | -4.6151 | -0.90513 | -11.6423 | -9.1733 | -11.3317 | -14.6242
27 | West Devon and Cornwall | 4.4616 | -6.7599 | -0.90513 | -11.6423 | -10.2467 | -13.1557 | -15.5893

## T3
Table 3 - Generation Wider Tariffs 2030/31 | [7 empty] | Return to Index
Example tariffs for a generator of each technology type
Generation Tariffs |  | System Peak Tariff | Shared Year Round Tariff | Not Shared Year Round Tariff | Adjustment Tariff | Conventional Carbon | Conventional Low Carbon | Intermittent
[6 empty] | 40% | 75% | 45%
Zone | Zone Name | (£/kW) | (£/kW) | (£/kW) | (£/kW) | Load Factor (£/kW) | Load Factor (£/kW) | Load Factor (£/kW)
1 | North Scotland | 8.9135 | 61.7559 | 70.0356 | -19.9227 | 41.7074 | 105.3433 | 77.9031
2 | East Aberdeenshire | 12.0929 | 52.2552 | 61.007 | -19.9227 | 37.4751 | 92.3687 | 64.5992
3 | Western Highlands | 8.1348 | 52.1828 | 60.1066 | -19.9227 | 33.1279 | 87.4559 | 63.6662
4 | Skye and Lochalsh | 8.1491 | 52.1828 | 68.7299 | -19.9227 | 36.5915 | 96.0935 | 72.2895
5 | Eastern Grampian and Tayside | 8.9985 | 51.0008 | 58.7138 | -19.9227 | 32.9617 | 86.0402 | 61.7415
6 | Central Grampian | 11.9682 | 44.1499 | 48.3136 | -19.9227 | 29.0309 | 73.4715 | 48.2583
7 | Argyll | 11.5873 | 43.29 | 54.5552 | -19.9227 | 30.8027 | 78.6873 | 54.113
8 | The Trossachs | 10.9248 | 41.869 | 44.826 | -19.9227 | 25.6801 | 67.2299 | 43.7444
9 | Stirlingshire and Fife | 8.7509 | 43.3065 | 46.9246 | -19.9227 | 24.9206 | 68.2326 | 46.4898
10 | South West Scotlands | 7.5282 | 36.5477 | 39.325 | -19.9227 | 17.9546 | 54.3414 | 35.8488
11 | Lothian and Borders | 7.5205 | 36.5477 | 28.221 | -19.9227 | 13.5053 | 43.2296 | 24.7447
12 | Solway and Cheviot | 4.45 | 25.7979 | 24.9322 | -19.9227 | 4.8193 | 28.8079 | 16.6186
13 | North East England | 6.7324 | 15.6216 | 10.5602 | -19.9227 | -2.7175 | 9.0861 | -2.3328
14 | North Lancashire and The Lakes | 3.3798 | 15.6216 | 6.1307 | -19.9227 | -7.842 | 1.304 | -6.7623
15 | South Lancashire, Yorkshire and Humber | 5.88 | 9.0495 | 3.9586 | -19.9227 | -8.8395 | -3.2969 | -11.8918
16 | North Midlands and North Wales | 3.66 | 3.2843 | 0.63958 | -19.9227 | -14.6931 | -13.1599 | -17.8052
17 | South Lincolnshire and North Norfolk | 0.25465 | 2.9373 | 0.52359 | -19.9227 | -18.2837 | -16.9414 | -18.0773
18 | Mid Wales and The Midlands | -1.5975 | 5.7717 | 1.4163 | -19.9227 | -18.645 | -15.7752 | -15.9091
19 | Anglesey and Snowdon | 5.4347 | 1.601 | 0.63958 | -19.9227 | -13.5917 | -12.6476 | -18.5626
20 | Pembrokeshire | 9.7251 | -4.9264 | 0 | -19.9227 | -12.1681 | -13.8924 | -22.1396
21 | South Wales & Gloucester | 4.4906 | -4.9806 | 0 | -19.9227 | -17.4243 | -19.1675 | -22.164
22 | Cotswold | 3.0401 | 2.1265 | -9.9499 | -19.9227 | -20.0119 | -25.2375 | -28.9156
23 | Central London | -6.2763 | 2.1265 | 0.33236 | -19.9227 | -25.2154 | -24.2717 | -18.6334
24 | Essex and Kent | -5.8848 | 2.1265 | -1.9989 | -19.9227 | -25.7564 | -26.2115 | -20.9646
25 | Oxfordshire, Surrey and Sussex | -3.8371 | -5.1256 | -0.28988 | -19.9227 | -25.926 | -27.8939 | -22.5191
26 | Somerset and Wessex | 4.425 | -6.1871 | -0.19357 | -19.9227 | -18.05 | -20.3316 | -22.9004
27 | West Devon and Cornwall | 4.335 | -8.4345 | -0.19357 | -19.9227 | -19.0389 | -22.1071 | -23.9118

## T4
Table 4 - Generation Wider Tariffs 2031/32 | [7 empty] | Return to Index
Example tariffs for a generator of each technology type
Generation Tariffs |  | System Peak Tariff | Shared Year Round Tariff | Not Shared Year Round Tariff | Adjustment Tariff | Conventional Carbon | Conventional Low Carbon | Intermittent
[6 empty] | 40% | 75% | 45%
Zone | Zone Name | (£/kW) | (£/kW) | (£/kW) | (£/kW) | Load Factor (£/kW) | Load Factor (£/kW) | Load Factor (£/kW)
1 | North Scotland | 9.3793 | 59.9251 | 73.7023 | -21.7987 | 41.0316 | 106.2267 | 78.8699
2 | East Aberdeenshire | 12.5681 | 51.1941 | 64.2704 | -21.7987 | 36.9552 | 93.4354 | 65.5091
3 | Western Highlands | 8.5268 | 50.1826 | 63.7933 | -21.7987 | 32.3185 | 88.1584 | 64.5768
4 | Skye and Lochalsh | 8.5426 | 50.1826 | 72.5708 | -21.7987 | 35.8453 | 96.9517 | 73.3543
5 | Eastern Grampian and Tayside | 8.9164 | 50.1251 | 63.7269 | -21.7987 | 32.6586 | 88.4385 | 64.4845
6 | Central Grampian | 12.2671 | 42.4663 | 51.4125 | -21.7987 | 28.0199 | 73.7306 | 48.7236
7 | Argyll | 11.8887 | 41.6292 | 57.6787 | -21.7987 | 29.8132 | 78.9906 | 54.6131
8 | The Trossachs | 11.2889 | 40.2565 | 47.8364 | -21.7987 | 24.7274 | 67.519 | 44.1531
9 | Stirlingshire and Fife | 9.2143 | 41.6094 | 49.9322 | -21.7987 | 24.0322 | 68.5549 | 46.8577
10 | South West Scotlands | 7.5101 | 35.2943 | 42.282 | -21.7987 | 16.742 | 54.4642 | 36.3658
11 | Lothian and Borders | 7.1391 | 35.2943 | 31.0025 | -21.7987 | 11.8591 | 42.8137 | 25.0863
12 | Solway and Cheviot | 4.6473 | 24.5103 | 25.1928 | -21.7987 | 2.7299 | 26.4242 | 14.4238
13 | North East England | 6.1131 | 15.6295 | 12.3429 | -21.7987 | -4.4966 | 8.3795 | -2.4225
14 | North Lancashire and The Lakes | 3.4116 | 15.6295 | 6.7265 | -21.7987 | -9.4447 | 0.061514 | -8.0389
15 | South Lancashire, Yorkshire and Humber | 5.8612 | 8.911 | 4.3099 | -21.7987 | -10.6491 | -4.9443 | -13.4789
16 | North Midlands and North Wales | 3.5546 | 3.4791 | 0.83946 | -21.7987 | -16.5167 | -14.7954 | -19.3937
17 | South Lincolnshire and North Norfolk | 1.3587 | 3.066 | 0.67165 | -21.7987 | -18.9449 | -17.4688 | -19.7473
18 | Mid Wales and The Midlands | -0.91791 | 5.7708 | 1.6826 | -21.7987 | -19.7353 | -16.706 | -17.5193
19 | Anglesey and Snowdon | 5.4891 | 1.759 | 0.83946 | -21.7987 | -15.2702 | -14.1509 | -20.1677
20 | Pembrokeshire | 9.9616 | -7.049 | 0 | -21.7987 | -14.6567 | -17.1238 | -24.9707
21 | South Wales & Gloucester | 4.4067 | -7.1319 | 0 | -21.7987 | -20.2448 | -22.7409 | -25.008
22 | Cotswold | 1.0508 | 2.4413 | -11.2454 | -21.7987 | -24.2695 | -30.1623 | -31.9455
23 | Central London | -4.3168 | 2.4413 | 0.5364 | -21.7987 | -24.9244 | -23.7481 | -20.1637
24 | Essex and Kent | -5.5068 | 2.4413 | -2.325 | -21.7987 | -27.259 | -27.7995 | -23.0251
25 | Oxfordshire, Surrey and Sussex | -3.743 | -5.1914 | -0.33633 | -21.7987 | -27.7527 | -29.7715 | -24.4712
26 | Somerset and Wessex | 3.9931 | -6.7293 | 0 | -21.7987 | -20.4973 | -22.8526 | -24.8269
27 | West Devon and Cornwall | 3.946 | -9.0371 | 0 | -21.7987 | -21.4676 | -24.6306 | -25.8654

## T5
Table 5 - Generation Wider Tariffs 2032/33 | [7 empty] | Return to Index
Example tariffs for a generator of each technology type
Generation Tariffs |  | System Peak Tariff | Shared Year Round Tariff | Not Shared Year Round Tariff | Adjustment Tariff | Conventional Carbon | Conventional Low Carbon | Intermittent
[6 empty] | 40% | 75% | 45%
Zone | Zone Name | (£/kW) | (£/kW) | (£/kW) | (£/kW) | Load Factor (£/kW) | Load Factor (£/kW) | Load Factor (£/kW)
1 | North Scotland | 12.6473 | 70.3832 | 63.0908 | -21.7017 | 44.3352 | 106.8238 | 73.0616
2 | East Aberdeenshire | 9.3391 | 59.5846 | 61.2139 | -21.7017 | 35.9569 | 93.5399 | 66.3253
3 | Western Highlands | 11.6402 | 58.989 | 55.4324 | -21.7017 | 35.7071 | 89.6126 | 60.2757
4 | Skye and Lochalsh | 10.7594 | 58.989 | 63.987 | -21.7017 | 38.2481 | 97.2864 | 68.8304
5 | Eastern Grampian and Tayside | 11.7225 | 58.8414 | 55.3345 | -21.7017 | 35.6911 | 89.4863 | 60.1114
6 | Central Grampian | 14.5303 | 48.7631 | 45.5389 | -21.7017 | 30.5494 | 74.9398 | 45.7806
7 | Argyll | 13.3232 | 47.5041 | 52.3729 | -21.7017 | 31.5724 | 79.6226 | 52.0481
8 | The Trossachs | 13.3159 | 46.2012 | 43.0315 | -21.7017 | 27.3073 | 69.2967 | 42.1204
9 | Stirlingshire and Fife | 11.1341 | 47.6316 | 44.42 | -21.7017 | 26.2531 | 69.5762 | 44.1526
10 | South West Scotlands | 9.1803 | 39.9997 | 38.2565 | -21.7017 | 18.7811 | 55.7349 | 34.5547
11 | Lothian and Borders | 8.5502 | 39.9997 | 27.2422 | -21.7017 | 13.7453 | 44.0905 | 23.5404
12 | Solway and Cheviot | 6.6344 | 26.6719 | 22.7911 | -21.7017 | 4.7179 | 27.7277 | 13.0918
13 | North East England | 6.8304 | 16.2838 | 11.5062 | -21.7017 | -3.7553 | 8.8477 | -2.8678
14 | North Lancashire and The Lakes | 5.0423 | 16.2838 | 5.4404 | -21.7017 | -7.9697 | 0.99385 | -8.9336
15 | South Lancashire, Yorkshire and Humber | 6.6943 | 8.892 | 4.0515 | -21.7017 | -9.83 | -4.2869 | -13.6488
16 | North Midlands and North Wales | 4.8084 | 2.7843 | 0.48441 | -21.7017 | -15.5858 | -14.3206 | -19.9643
17 | South Lincolnshire and North Norfolk | -1.0878 | 3.4057 | 0.73794 | -21.7017 | -21.132 | -19.4972 | -19.4312
18 | Mid Wales and The Midlands | -1.2009 | 5.529 | 1.5968 | -21.7017 | -20.0523 | -17.159 | -17.6168
19 | Anglesey and Snowdon | 7.1707 | 0.75041 | 0.48441 | -21.7017 | -14.037 | -13.4837 | -20.8796
20 | Pembrokeshire | 10.0559 | -6.5812 | 0 | -21.7017 | -14.2783 | -16.5817 | -24.6632
21 | South Wales & Gloucester | 4.2889 | -6.6361 | 0 | -21.7017 | -20.0672 | -22.3898 | -24.6879
22 | Cotswold | 1.4826 | 2.6805 | -12.1709 | -21.7017 | -24.0152 | -30.3796 | -32.6663
23 | Central London | -4.9166 | 2.6805 | 0.5801 | -21.7017 | -25.3141 | -24.0279 | -19.9154
24 | Essex and Kent | -5.8818 | 2.6805 | -1.919 | -21.7017 | -27.2789 | -27.4922 | -22.4145
25 | Oxfordshire, Surrey and Sussex | -4.1055 | -5.2039 | -0.30649 | -21.7017 | -28.0113 | -30.0166 | -24.3499
26 | Somerset and Wessex | 3.2947 | -6.5176 | -0.82235 | -21.7017 | -21.3429 | -24.1175 | -25.4569
27 | West Devon and Cornwall | 0.77718 | -7.2035 | -1.1746 | -21.7017 | -24.2757 | -27.5017 | -26.1178

## T6
Table 6 - Generation Wider Tariffs 2033/34 | [7 empty] | Return to Index
Example tariffs for a generator of each technology type
Generation Tariffs |  | System Peak Tariff | Shared Year Round Tariff | Not Shared Year Round Tariff | Adjustment Tariff | Conventional Carbon | Conventional Low Carbon | Intermittent
[6 empty] | 40% | 75% | 45%
Zone | Zone Name | (£/kW) | (£/kW) | (£/kW) | (£/kW) | Load Factor (£/kW) | Load Factor (£/kW) | Load Factor (£/kW)
1 | North Scotland | 25.5405 | 59.3428 | 64.1712 | -20.1049 | 54.8412 | 114.114 | 70.7706
2 | East Aberdeenshire | 22.4498 | 49.6822 | 61.5253 | -20.1049 | 46.8279 | 101.1318 | 63.7774
3 | Western Highlands | 23.1819 | 49.6045 | 55.9652 | -20.1049 | 45.3049 | 96.2456 | 58.1824
4 | Skye and Lochalsh | 22.5588 | 49.6045 | 64.8671 | -20.1049 | 48.2425 | 104.5244 | 67.0842
5 | Eastern Grampian and Tayside | 22.754 | 53.8783 | 59.734 | -20.1049 | 48.094 | 102.7918 | 63.8743
6 | Central Grampian | 23.1947 | 42.4619 | 45.8057 | -20.1049 | 38.3968 | 80.7419 | 44.8086
7 | Argyll | 21.0917 | 42.2847 | 54.2702 | -20.1049 | 39.6088 | 86.9706 | 53.1934
8 | The Trossachs | 21.0218 | 40.8236 | 43.7944 | -20.1049 | 34.7641 | 75.3291 | 42.0601
9 | Stirlingshire and Fife | 19.0349 | 41.6852 | 44.8299 | -20.1049 | 33.536 | 75.0238 | 43.4834
10 | South West Scotlands | 13.5677 | 36.3627 | 39.5723 | -20.1049 | 23.8368 | 60.3071 | 35.8306
11 | Lothian and Borders | 12.2485 | 36.3627 | 31.4794 | -20.1049 | 19.2805 | 50.8951 | 27.7378
12 | Solway and Cheviot | 9.385 | 24.2075 | 23.6608 | -20.1049 | 8.4274 | 31.0966 | 14.4493
13 | North East England | 7.0922 | 15.1657 | 12.573 | -20.1049 | -1.9172 | 10.9346 | -0.70729
14 | North Lancashire and The Lakes | 7.5952 | 15.1657 | 5.0957 | -20.1049 | -4.4052 | 3.9602 | -8.1846
15 | South Lancashire, Yorkshire and Humber | 6.437 | 7.2293 | 3.7011 | -20.1049 | -9.2957 | -4.5448 | -13.1506
16 | North Midlands and North Wales | 4.9529 | 1.7995 | 0.31298 | -20.1049 | -14.307 | -13.4894 | -18.9821
17 | South Lincolnshire and North Norfolk | -0.74504 | 3.243 | 0.98965 | -20.1049 | -19.1569 | -17.428 | -17.6559
18 | Mid Wales and The Midlands | -1.0378 | 4.9899 | 1.8533 | -20.1049 | -18.4053 | -15.5469 | -16.0061
19 | Anglesey and Snowdon | 10.1879 | -1.772 | 0.31298 | -20.1049 | -10.5006 | -10.933 | -20.5893
20 | Pembrokeshire | 9.3559 | -5.429 | 0 | -20.1049 | -12.9206 | -14.8207 | -22.5479
21 | South Wales & Gloucester | 3.5002 | -5.4472 | 0 | -20.1049 | -18.7836 | -20.6901 | -22.5561
22 | Cotswold | 0.71027 | 2.3235 | -10.7355 | -20.1049 | -22.7594 | -28.3875 | -29.7948
23 | Central London | -4.8324 | 2.3235 | 0.67569 | -20.1049 | -23.7376 | -22.519 | -18.3836
24 | Essex and Kent | -5.9105 | 2.3235 | -2.02 | -20.1049 | -25.894 | -26.2927 | -21.0793
25 | Oxfordshire, Surrey and Sussex | -4.6779 | -3.188 | -1.9675 | -20.1049 | -26.845 | -29.1413 | -23.507
26 | Somerset and Wessex | 3.2452 | -3.3861 | -2.7807 | -20.1049 | -19.3264 | -22.1799 | -24.4093
27 | West Devon and Cornwall | -0.48539 | -2.974 | 0.008784 | -20.1049 | -21.7764 | -22.812 | -21.4344

## T7 & Fig 1
Table 7 Comparison of Example Conventional Carbon tariffs | [10 empty] | Return to Index
Example Wider Generation Tariffs (£/kW)
Conventional Carbon 40%
Zone | Zone Name | 2023/24 | 2024/25 | 2025/26 | 2026/27 | 2027/28 | 2028/29 | 2029/30 | 2030/31 | 2031/32 | 2032/33 | 2033/34
1 | North Scotland | 16.6471 | 18.5331 | 18.4655 | 17.8545 | 20.7878 | 20.6634 | 26.2986 | 41.7074 | 41.0316 | 44.3352 | 54.8412
2 | East Aberdeenshire | 13.7084 | 15.5961 | 15.5548 | 14.9704 | 20.747 | 15.4754 | 19.3907 | 37.4751 | 36.9552 | 35.9569 | 46.8279
3 | Western Highlands | 15.8544 | 17.4173 | 17.6202 | 17.5388 | 18.8065 | 19.0596 | 20.9571 | 33.1279 | 32.3185 | 35.7071 | 45.3049
4 | Skye and Lochalsh | 18.3958 | 20.072 | 20.308 | 21.139 | 22.5201 | 22.776 | 24.3835 | 36.5915 | 35.8453 | 38.2481 | 48.2425
5 | Eastern Grampian and Tayside | 13.8397 | 16.1871 | 15.5412 | 16.0531 | 17.4443 | 15.5006 | 19.7188 | 32.9617 | 32.6586 | 35.6911 | 48.094
6 | Central Grampian | 13.8177 | 16.3149 | 15.8723 | 15.4246 | 16.8009 | 16.1195 | 19.7524 | 29.0309 | 28.0199 | 30.5494 | 38.3968
7 | Argyll | 15.0604 | 16.2531 | 16.5045 | 17.0875 | 17.4946 | 17.8312 | 22.8811 | 30.8027 | 29.8132 | 31.5724 | 39.6088
8 | The Trossachs | 11.5872 | 13.865 | 13.6423 | 13.1841 | 14.5599 | 14.0701 | 17.925 | 25.6801 | 24.7274 | 27.3073 | 34.7641
9 | Stirlingshire and Fife | 10.2612 | 12.2461 | 12.0224 | 11.4452 | 12.9152 | 12.7904 | 17.4756 | 24.9206 | 24.0322 | 26.2531 | 33.536
10 | South West Scotlands | 8.7589 | 10.9432 | 10.7249 | 10.274 | 11.5703 | 11.0801 | 15.0522 | 17.9546 | 16.742 | 18.7811 | 23.8368
11 | Lothian and Borders | 10.0426 | 9.6204 | 9.223 | 8.5512 | 10.6021 | 9.9968 | 11.5615 | 13.5053 | 11.8591 | 13.7453 | 19.2805
12 | Solway and Cheviot | 5.9161 | 7.1881 | 6.8423 | 6.6031 | 6.435 | 5.7229 | 5.6495 | 4.8193 | 2.7299 | 4.7179 | 8.4274
13 | North East England | 6.8879 | 6.5946 | 6.2487 | 5.0381 | 2.794 | 1.9028 | 4.5827 | -2.7175 | -4.4966 | -3.7553 | -1.9172
14 | North Lancashire and The Lakes | 2.8007 | 3.9769 | 3.5824 | 2.9101 | 0.68324 | -0.085943 | -2.8011 | -7.842 | -9.4447 | -7.9697 | -4.4052
15 | South Lancashire, Yorkshire and Humber | 4.5416 | 4.2689 | 3.6593 | 2.9867 | 0.78795 | -0.211 | -0.23549 | -8.8395 | -10.6491 | -9.83 | -9.2957
16 | North Midlands and North Wales | 2.3173 | 2.4963 | 1.8298 | 1.0844 | -1.1541 | -2.1036 | -6.6845 | -14.6931 | -16.5167 | -15.5858 | -14.307
17 | South Lincolnshire and North Norfolk | 2.1796 | 2.4332 | 1.9221 | -0.41872 | -2.5457 | -3.794 | -10.336 | -18.2837 | -18.9449 | -21.132 | -19.1569
18 | Mid Wales and The Midlands | 1.2285 | 1.5777 | 0.16037 | -1.6687 | -3.7692 | -4.995 | -10.386 | -18.645 | -19.7353 | -20.0523 | -18.4053
19 | Anglesey and Snowdon | 3.6205 | 4.5058 | 4.2322 | 1.9364 | 0.4618 | 0.53373 | -7.6319 | -13.5917 | -15.2702 | -14.037 | -10.5006
20 | Pembrokeshire | 2.3213 | 2.337 | 1.8143 | 3.0458 | 1.2943 | 0.89941 | -3.7659 | -12.1681 | -14.6567 | -14.2783 | -12.9206
21 | South Wales & Gloucester | -2.5772 | -2.4852 | -3.1548 | -2.1969 | -4.0201 | -4.7513 | -8.9422 | -17.4243 | -20.2448 | -20.0672 | -18.7836
22 | Cotswold | -2.7493 | -2.7754 | -3.5077 | -3.2996 | -4.257 | -4.9496 | -11.104 | -20.0119 | -24.2695 | -24.0152 | -22.7594
23 | Central London | -4.286 | -2.3166 | -2.7367 | -5.0518 | -6.9688 | -8.2564 | -15.2115 | -25.2154 | -24.9244 | -25.3141 | -23.7376
24 | Essex and Kent | -2.0114 | -1.6638 | -1.8094 | -3.8179 | -6.0346 | -7.3796 | -14.8777 | -25.7564 | -27.259 | -27.2789 | -25.894
25 | Oxfordshire, Surrey and Sussex | -2.026 | -3.0537 | -3.6867 | -5.3307 | -7.0317 | -7.5721 | -15.4581 | -25.926 | -27.7527 | -28.0113 | -26.845
26 | Somerset and Wessex | -2.7589 | -7.2797 | -7.9247 | -5.6204 | -4.4221 | -4.1914 | -9.1733 | -18.05 | -20.4973 | -21.3429 | -19.3264
27 | West Devon and Cornwall | -5.1185 | -10.7872 | -11.5227 | -5.9864 | -5.557 | -5.2145 | -10.2467 | -19.0389 | -21.4676 | -24.2757 | -21.7764
Figure 1 Example wider tariffs for a Conventional Carbon generator with 40% ALF

## T8 & Fig 2
Table 8 Comparison of Example Conventional Low Carbon tariffs | [10 empty] | Return to Index
Example Wider Generation Tariffs (£/kW)
Conventional Low Carbon 75%
Zone | Zone Name | 2023/24 | 2024/25 | 2025/26 | 2026/27 | 2027/28 | 2028/29 | 2029/30 | 2030/31 | 2031/32 | 2032/33 | 2033/34 | 2029/30 | 2030/31 | 2031/32 | 2032/33 | 2033/34
1 | North Scotland | 34.0956 | 37.2659 | 37.8434 | 38.2653 | 48.1085 | 50.7852 | 61.0192 | 105.3433 | 106.2267 | 106.8238 | 114.114 | 61.0192 | 105.3433 | 106.2267 | 106.8238 | 114.114
2 | East Aberdeenshire | 28.0495 | 30.468 | 31.7064 | 32.2469 | 43.5705 | 40.613 | 48.9012 | 92.3687 | 93.4354 | 93.5399 | 101.1318 | 48.9012 | 92.3687 | 93.4354 | 93.5399 | 101.1318
3 | Western Highlands | 32.3392 | 34.8352 | 35.656 | 36.6855 | 43.583 | 45.8355 | 51.6991 | 87.4559 | 88.1584 | 89.6126 | 96.2456 | 51.6991 | 87.4559 | 88.1584 | 89.6126 | 96.2456
4 | Skye and Lochalsh | 38.8184 | 41.5639 | 42.5183 | 45.8384 | 52.9881 | 55.295 | 60.2615 | 96.0935 | 96.9517 | 97.2864 | 104.5244 | 60.2615 | 96.0935 | 96.9517 | 97.2864 | 104.5244
5 | Eastern Grampian and Tayside | 27.1068 | 29.925 | 30.3276 | 32.1845 | 38.7067 | 38.334 | 48.0992 | 86.0402 | 88.4385 | 89.4863 | 102.7918 | 48.0992 | 86.0402 | 88.4385 | 89.4863 | 102.7918
6 | Central Grampian | 27.4971 | 30.7247 | 31.1705 | 31.0432 | 37.3614 | 37.9755 | 47.1714 | 73.4715 | 73.7306 | 74.9398 | 80.7419 | 47.1714 | 73.4715 | 73.7306 | 74.9398 | 80.7419
7 | Argyll | 32.0933 | 33.6137 | 35.5884 | 38.2975 | 42.1238 | 44.9559 | 55.4627 | 78.6873 | 78.9906 | 79.6226 | 86.9706 | 55.4627 | 78.6873 | 78.9906 | 79.6226 | 86.9706
8 | The Trossachs | 23.2598 | 26.1148 | 26.8064 | 26.938 | 33.1353 | 33.8279 | 42.7329 | 67.2299 | 67.519 | 69.2967 | 75.3291 | 42.7329 | 67.2299 | 67.519 | 69.2967 | 75.3291
9 | Stirlingshire and Fife | 21.2209 | 23.8726 | 24.5851 | 24.6542 | 31.0063 | 32.2442 | 43.2717 | 68.2326 | 68.5549 | 69.5762 | 75.0238 | 43.2717 | 68.2326 | 68.5549 | 69.5762 | 75.0238
10 | South West Scotlands | 19.9767 | 22.4788 | 23.2325 | 23.4039 | 29.2782 | 29.9756 | 38.8703 | 54.3414 | 54.4642 | 55.7349 | 60.3071 | 38.8703 | 54.3414 | 54.4642 | 55.7349 | 60.3071
11 | Lothian and Borders | 18.3335 | 17.903 | 18.1554 | 17.8327 | 25.678 | 26.116 | 29.9087 | 43.2296 | 42.8137 | 44.0905 | 50.8951 | 29.9087 | 43.2296 | 42.8137 | 44.0905 | 50.8951
12 | Solway and Cheviot | 12.6397 | 14.4684 | 14.8788 | 15.497 | 18.432 | 18.4352 | 20.7167 | 28.8079 | 26.4242 | 27.7277 | 31.0966 | 20.7167 | 28.8079 | 26.4242 | 27.7277 | 31.0966
13 | North East England | 11.4701 | 11.711 | 11.8087 | 10.449 | 7.8346 | 7.3185 | 16.8468 | 9.0861 | 8.3795 | 8.8477 | 10.9346 | 16.8468 | 9.0861 | 8.3795 | 8.8477 | 10.9346
14 | North Lancashire and The Lakes | 5.6381 | 7.4568 | 7.8114 | 7.6275 | 6.4889 | 6.0672 | 2.2666 | 1.304 | 0.061514 | 0.99385 | 3.9602 | 2.2666 | 1.304 | 0.061514 | 0.99385 | 3.9602
15 | South Lancashire, Yorkshire and Humber | 5.4235 | 5.7464 | 5.4004 | 4.9549 | 2.9473 | 2.1305 | 5.8011 | -3.2969 | -4.9443 | -4.2869 | -4.5448 | 5.8011 | -3.2969 | -4.9443 | -4.2869 | -4.5448
16 | North Midlands and North Wales | 2.5533 | 3.3392 | 2.972 | 2.7738 | 0.92895 | -0.12712 | -5.776 | -13.1599 | -14.7954 | -14.3206 | -13.4894 | -5.776 | -13.1599 | -14.7954 | -14.3206 | -13.4894
17 | South Lincolnshire and North Norfolk | 3.2062 | 3.8888 | 3.4397 | 0.83133 | -1.1825 | -2.354 | -8.76 | -16.9414 | -17.4688 | -19.4972 | -17.428 | -8.76 | -16.9414 | -17.4688 | -19.4972 | -17.428
18 | Mid Wales and The Midlands | 2.2367 | 2.7287 | 1.5173 | -0.42806 | -2.4764 | -3.6612 | -8.3245 | -15.7752 | -16.706 | -17.159 | -15.5469 | -8.3245 | -15.7752 | -16.706 | -17.159 | -15.5469
19 | Anglesey and Snowdon | 3.8834 | 5.3443 | 5.3052 | 4.2074 | 2.8064 | 2.6694 | -7.4051 | -12.6476 | -14.1509 | -13.4837 | -10.933 | -7.4051 | -12.6476 | -14.1509 | -13.4837 | -10.933
20 | Pembrokeshire | -0.76524 | -0.74631 | -1.1903 | 0.72957 | -0.5816 | -0.9068 | -5.3532 | -13.8924 | -17.1238 | -16.5817 | -14.8207 | -5.3532 | -13.8924 | -17.1238 | -16.5817 | -14.8207
21 | South Wales & Gloucester | -5.6224 | -5.5822 | -6.0741 | -4.6705 | -6.0899 | -6.8146 | -10.4819 | -19.1675 | -22.7409 | -22.3898 | -20.6901 | -10.4819 | -19.1675 | -22.7409 | -22.3898 | -20.6901
22 | Cotswold | -8.3007 | -8.3347 | -8.9526 | -8.5551 | -9.1126 | -10.1055 | -16.2038 | -25.2375 | -30.1623 | -30.3796 | -28.3875 | -16.2038 | -25.2375 | -30.1623 | -30.3796 | -28.3875
23 | Central London | -5.1309 | -1.1334 | -1.7745 | -4.2425 | -6.2564 | -7.6233 | -13.7197 | -24.2717 | -23.7481 | -24.0279 | -22.519 | -13.7197 | -24.2717 | -23.7481 | -24.0279 | -22.519
24 | Essex and Kent | -0.49521 | -0.16972 | -0.3799 | -2.5493 | -4.9124 | -6.0884 | -13.1862 | -26.2115 | -27.7995 | -27.4922 | -26.2927 | -13.1862 | -26.2115 | -27.7995 | -27.4922 | -26.2927
25 | Oxfordshire, Surrey and Sussex | -2.6773 | -4.1281 | -4.7486 | -6.5737 | -8.383 | -8.7768 | -16.6371 | -27.8939 | -29.7715 | -30.0166 | -29.1413 | -16.6371 | -27.8939 | -29.7715 | -30.0166 | -29.1413
26 | Somerset and Wessex | -3.6724 | -8.9554 | -9.5323 | -6.9196 | -6.4948 | -6.0579 | -11.3317 | -20.3316 | -22.8526 | -24.1175 | -22.1799 | -11.3317 | -20.3316 | -22.8526 | -24.1175 | -22.1799
27 | West Devon and Cornwall | -7.7208 | -14.7865 | -15.4694 | -8.396 | -8.9374 | -8.4032 | -13.1557 | -22.1071 | -24.6306 | -27.5017 | -22.812 | -13.1557 | -22.1071 | -24.6306 | -27.5017 | -22.812
Figure 2 Example wider tariffs for a Conventional Low Carbon generator with 75% ALF

## T9 & Fig 3
Table 9 Comparison of Example Intermittent tariffs | [10 empty] | Return to Index
Example Wider Generation Tariffs (£/kW)
Intermittent 45%
Zone | Zone Name | 84.2917 | 80.96 | 77.8846 | 75.037 | 72.3929 | 69.931 | 67.6333 | 65.4839 | 63.4688 | 61.5758 | 59.7941
1 | North Scotland | 25.4451 | 26.2497 | 26.644 | 27.2862 | 36.0058 | 40.7121 | 41.0255 | 77.9031 | 78.8699 | 73.0616 | 70.7706
2 | East Aberdeenshire | 21.45 | 21.2858 | 22.4958 | 23.2562 | 30.2238 | 32.405 | 34.3268 | 64.5992 | 65.5091 | 66.3253 | 63.7774
3 | Western Highlands | 24.0808 | 24.3657 | 24.6757 | 25.3925 | 32.1115 | 35.2882 | 35.0697 | 63.6662 | 64.5768 | 60.2757 | 58.1824
4 | Skye and Lochalsh | 30.6436 | 31.1555 | 31.6331 | 34.6469 | 41.5973 | 44.8599 | 43.6296 | 72.2895 | 73.3543 | 68.8304 | 67.0842
5 | Eastern Grampian and Tayside | 19.406 | 18.9708 | 19.8295 | 20.8215 | 26.6902 | 28.8797 | 31.4973 | 61.7415 | 64.4845 | 60.1114 | 63.8743
6 | Central Grampian | 20.0323 | 19.9967 | 20.6176 | 20.0243 | 25.5881 | 27.2864 | 30.0143 | 48.2583 | 48.7236 | 45.7806 | 44.8086
7 | Argyll | 25.9138 | 25.2133 | 27.1952 | 29.5502 | 32.5595 | 36.1436 | 38.7182 | 54.113 | 54.6131 | 52.0481 | 53.1934
8 | The Trossachs | 16.9801 | 16.6952 | 17.3289 | 17.1234 | 22.4698 | 23.8655 | 25.9846 | 43.7444 | 44.1531 | 42.1204 | 42.0601
9 | Stirlingshire and Fife | 15.9147 | 15.759 | 16.4163 | 16.285 | 21.7171 | 23.3754 | 27.5072 | 46.4898 | 46.8577 | 44.1526 | 43.4834
10 | South West Scotlands | 16.2981 | 15.6301 | 16.337 | 16.1691 | 21.146 | 22.5108 | 24.5065 | 35.8488 | 36.3658 | 34.5547 | 35.8306
11 | Lothian and Borders | 11.42 | 10.2085 | 10.3781 | 9.7551 | 16.7592 | 17.8836 | 15.3883 | 24.7447 | 25.0863 | 23.5404 | 27.7378
12 | Solway and Cheviot | 9.3056 | 9.2928 | 9.5844 | 9.7616 | 12.4615 | 12.9159 | 10.9724 | 16.6186 | 14.4238 | 13.0918 | 14.4493
13 | North East England | 5.9658 | 6.0604 | 5.8359 | 4.468 | 1.7198 | 1.4703 | 6.6236 | -2.3328 | -2.4225 | -2.8678 | -0.70729
14 | North Lancashire and The Lakes | 3.058 | 3.333 | 3.6177 | 3.3121 | 2.9948 | 2.6995 | -5.3703 | -6.7623 | -8.0389 | -8.9336 | -8.1846
15 | South Lancashire, Yorkshire and Humber | 0.27245 | 0.6614 | 0.13369 | -0.73114 | -2.4886 | -3.122 | -2.9482 | -11.8918 | -13.4789 | -13.6488 | -13.1506
16 | North Midlands and North Wales | -0.62483 | -0.21265 | -0.69904 | -1.1224 | -2.5956 | -3.6422 | -10.4299 | -17.8052 | -19.3937 | -19.9643 | -18.9821
17 | South Lincolnshire and North Norfolk | 0.39168 | 0.57516 | -0.21644 | -1.69 | -3.5265 | -4.3504 | -9.5049 | -18.0773 | -19.7473 | -19.4312 | -17.6559
18 | Mid Wales and The Midlands | 0.36807 | 0.1835 | -0.42291 | -1.7021 | -3.6171 | -4.4885 | -8.8328 | -15.9091 | -17.5193 | -17.6168 | -16.0061
19 | Anglesey and Snowdon | -0.59009 | -0.21827 | -0.78799 | -0.37456 | -2.2593 | -3.4376 | -11.3065 | -18.5626 | -20.1677 | -20.8796 | -20.5893
20 | Pembrokeshire | -4.8966 | -5.2607 | -6.0306 | -6.275 | -7.6929 | -8.5273 | -13.6831 | -22.1396 | -24.9707 | -24.6632 | -22.5479
21 | South Wales & Gloucester | -4.8434 | -5.2782 | -5.9211 | -6.4773 | -7.9423 | -8.8578 | -13.6218 | -22.164 | -25.008 | -24.6879 | -22.5561
22 | Cotswold | -10.7581 | -11.131 | -11.787 | -12.5393 | -13.8012 | -15.2901 | -20.6713 | -28.9156 | -31.9455 | -32.6663 | -29.7948
23 | Central London | -2.9139 | 0.10635 | -1.1085 | -2.4313 | -4.5213 | -5.6418 | -9.6854 | -18.6334 | -20.1637 | -19.9154 | -18.3836
24 | Essex and Kent | 1.0212 | 0.62452 | -0.32963 | -1.666 | -3.8383 | -4.5448 | -9.3525 | -20.9646 | -23.0251 | -22.4145 | -21.0793
25 | Oxfordshire, Surrey and Sussex | -1.7656 | -2.6777 | -3.5328 | -4.8951 | -7.0185 | -7.754 | -13.2663 | -22.5191 | -24.4712 | -24.3499 | -23.507
26 | Somerset and Wessex | -2.1027 | -3.4509 | -4.2345 | -4.9674 | -7.946 | -8.6049 | -14.6242 | -22.9004 | -24.8269 | -25.4569 | -24.4093
27 | West Devon and Cornwall | -4.2741 | -6.4383 | -7.242 | -6.3951 | -9.6273 | -10.3049 | -15.5893 | -23.9118 | -25.8654 | -26.1178 | -21.4344
Figure 3 Example wider tariffs for an Intermittent generator with 45% ALF

## T10
Table 10 - Summary of Demand Tariffs | [11 empty] | Return to Index
| Non-locational Banded Tariffs | 2023/24 | 2024/25 | 2025/26 | 2026/27 | 2027/28 | 2028/29 | 2029/30 | 2030/31 | 2031/32 | 2032/33 | 2033/34
| Average (£/site/annum) |  | 108.4166 | 108.0553 | 111.3928 | 113.8385 | 120.2578 | 186.7294 | 180.049 | 166.8175 | 168.3447 | 175.1942
| Unmetered (p/kWh) |  | 1.281 | 1.2882 | 1.328 | 1.3571 | 1.4336 | 2.2261 | 2.1464 | 1.9887 | 2.0069 | 2.0886
| Demand Residual (£m) | 3388.1287 | 3470.1148 | 3489.5223 | 3597.3016 | 3676.2835 | 3883.5885 | 6030.213 | 5814.4753 | 5387.1812 | 5436.4981 | 5657.6967
| HH Tariffs (Locational) | 2023/24 | 2024/25 | 2025/26 | 2026/27 | 2027/28 | 2028/29 | 2029/30 | 2030/31 | 2031/32 | 2032/33 | 2033/34
| Average Tariff (£/kW) | 5.5893 | 6.3805 | 5.9312 | 4.9181 | 4.8679 | 4.6583 | 5.3302 | 7.8799 | 8.0825 | 8.559 | 8.5698
Residual (£/kW)
| EET | 2023/24 | 2024/25 | 2025/26 | 2026/27 | 2027/28 | 2028/29 | 2029/30 | 2030/31 | 2031/32 | 2032/33 | 2033/34
| Average Tariff (£/kW) | 2.5461 | 2.8036 | 2.6772 | 2.3213 | 2.1402 | 2.1879 | 2.4444 | 3.0875 | 3.4019 | 3.6585 | 3.7147
| AGIC (£/kW) | 2.5473 | 2.6792 | 2.7409 | 2.8121 | 2.8824 | 2.9545 | 2.9545 | 2.9545 | 2.9545 | 2.9545 | 2.9545
| Embedded Export Volume (GW) | 7.6291 | 7.1091 | 7.7221 | 7.9422 | 9.0835 | 8.9317 | 8.8271 | 8.7648 | 8.7406 | 8.7511 | 8.7935
| Total Credit (£m) | 19.4245 | 19.931 | 20.6737 | 18.436 | 19.4405 | 19.5416 | 21.577 | 27.0619 | 29.7346 | 32.0158 | 32.6652
| NHH Tariffs (locational) | 2023/24 | 2024/25 | 2025/26 | 2026/27 | 2027/28 | 2028/29 | 2029/30 | 2030/31 | 2031/32 | 2032/33 | 2033/34
| Average (p/kWh) | 0.26707 | 0.30465 | 0.28636 | 0.23058 | 0.2249 | 0.21665 | 0.25572 | 0.38816 | 0.40713 | 0.4435 | 0.45152

## T11
Table 11 – Non-locational banded charges | [11 empty] | Return to Index
| Band |  | 2024/25 | 2025/26 | 2026/27 | 2027/28 | 2028/29 | 2029/30 | 2030/31 | 2031/32 | 2032/33 | 2033/34
| Domestic | Tariff - £/Site/Day | 0.1228 | 0.12349 | 0.12731 | 0.12974 | 0.13744 | 0.2134 | 0.20577 | 0.19013 | 0.19239 | 0.20022
| LV_NoMIC_1 |  | 0.062712 | 0.063063 | 0.065011 | 0.066257 | 0.070185 | 0.10898 | 0.10508 | 0.097092 | 0.098249 | 0.10225
| LV_NoMIC_2 |  | 0.2854 | 0.28699 | 0.29586 | 0.30153 | 0.3194 | 0.49595 | 0.47821 | 0.44185 | 0.44712 | 0.46531
| LV_NoMIC_3 |  | 0.68058 | 0.68438 | 0.70552 | 0.71904 | 0.76167 | 1.1827 | 1.1404 | 1.0537 | 1.0662 | 1.1096
| LV_NoMIC_4 |  | 2.1132 | 2.125 | 2.1906 | 2.2326 | 2.3649 | 3.6722 | 3.5408 | 3.2716 | 3.3106 | 3.4453
| LV1 |  | 3.4139 | 3.433 | 3.539 | 3.6069 | 3.8207 | 5.9326 | 5.7203 | 5.2855 | 5.3485 | 5.5661
| LV2 |  | 6.2679 | 6.3029 | 6.4976 | 6.6221 | 7.0147 | 10.892 | 10.5023 | 9.7039 | 9.8196 | 10.2191
| LV3 |  | 10.2009 | 10.258 | 10.5748 | 10.7775 | 11.4164 | 17.7267 | 17.0925 | 15.7932 | 15.9814 | 16.6317
| LV4 |  | 22.9789 | 23.1074 | 23.8211 | 24.2776 | 25.7169 | 39.9317 | 38.5031 | 35.5761 | 36.0001 | 37.4649
| HV1 |  | 17.7807 | 17.8801 | 18.4324 | 18.7856 | 19.8993 | 30.8985 | 29.7931 | 27.5282 | 27.8563 | 28.9897
| HV2 |  | 57.2333 | 57.5534 | 59.331 | 60.468 | 64.0528 | 99.4575 | 95.8993 | 88.6091 | 89.6652 | 93.3135
| HV3 |  | 112.3754 | 113.0039 | 116.4942 | 118.7266 | 125.7652 | 195.281 | 188.2946 | 173.9806 | 176.0543 | 183.2175
| HV4 |  | 285.2107 | 286.8058 | 295.6643 | 301.3303 | 319.1944 | 495.6267 | 477.8951 | 441.5658 | 446.8289 | 465.0094
| EHV1 |  | 134.5822 | 135.3349 | 139.5149 | 142.1885 | 150.618 | 233.871 | 225.504 | 208.3613 | 210.8448 | 219.4236
| EHV2 |  | 661.7283 | 665.4292 | 685.982 | 699.128 | 740.5751 | 1149.9224 | 1108.7827 | 1024.4936 | 1036.7049 | 1078.886
| EHV3 |  | 1334.2566 | 1341.7188 | 1383.1598 | 1409.6662 | 1493.2369 | 2318.6125 | 2235.6615 | 2065.7078 | 2090.3295 | 2175.3802
| EHV4 |  | 3633.5717 | 3653.8935 | 3766.7496 | 3838.9342 | 4066.5218 | 6314.2613 | 6088.3615 | 5625.5277 | 5692.58 | 5924.198
| T-Demand1 |  | 346.7132 | 348.6523 | 359.421 | 366.3088 | 388.025 | 602.503 | 580.9478 | 536.7844 | 543.1825 | 565.2834
| T-Demand2 |  | 1431.9914 | 1440.0002 | 1484.4768 | 1512.9248 | 1602.6171 | 2488.4517 | 2399.4246 | 2217.0217 | 2243.447 | 2334.7277
| T-Demand3 |  | 3990.9241 | 4013.2445 | 4137.1997 | 4216.4835 | 4466.4537 | 6935.2526 | 6687.1361 | 6178.7838 | 6252.4306 | 6506.8276
| T-Demand4 |  | 10429.4346 | 10487.764 | 10811.6947 | 11018.8862 | 11672.1304 | 18123.8131 | 17475.4133 | 16146.9422 | 16339.4025 | 17004.215
| Unmetered demand |  | 2024/25: p/kWh
| Unmetered |  | 1.281 | 1.2882 | 1.328 | 1.3571 | 1.4336 | 2.2261 | 2.1464 | 1.9887 | 2.0069 | 2.0886
| Demand Residual (£m) |  | 3470.1148 | 3489.5223 | 3597.3016 | 3676.2835 | 3883.5885 | 6030.213 | 5814.4753 | 5387.1812 | 5436.4981 | 5657.6967

## T12 & Fig 4
Table 12 - Half-Hourly Demand Tariffs for 2024/25 to 2033/34 |  |  |  |  | Return to Index | [5 empty] | Return to Index
Zone | Zone Name | 2024/25 (£/kW) | 2025/26 (£/kW) | 2026/27 (£/kW) | 2027/28 (£/kW) | 2028/29 (£/kW) | 2029/30 (£/kW) | 2030/31 (£/kW) | 2031/32 (£/kW) | 2031/32 (£/kW) | 2033/34 (£/kW) | Zone | Difference 2024/25 to 2025/26 (£/kW) | Difference 2025/26 to 2026/27 (£/kW) | Difference 2026/27 to 2027/28 (£/kW) | Difference 2027/28 to 2028/29 (£/kW) | Difference 2028/29 to 2029/30 (£/kW) | Difference 2029/30 to 2030/31 (£/kW) | Difference 2030/31 to 2031/32 (£/kW) | Difference 2031/32 to 2032/33 (£/kW) | Difference 2032/33 to 2033/34 (£/kW)
1 | Northern Scotland | 0 | 0 | 0 | 0 | 0 | 0 | 0 | 0 | 0 | 0 | 1 | 0 | 0 | 0 | 0 | 0 | 0 | 0 | 0 | 0
2 | Southern Scotland | 0 | 0 | 0 | 0 | 0 | 0 | 0 | 0 | 0 | 0 | 2 | 0 | 0 | 0 | 0 | 0 | 0 | 0 | 0 | 0
3 | Northern | 0 | 0 | 0 | 0 | 0 | 0 | 0 | 0 | 0 | 0 | 3 | 0 | 0 | 0 | 0 | 0 | 0 | 0 | 0 | 0
4 | North West | 0 | 0 | 0 | 0 | 0 | 0 | 0 | 0 | 0 | 0 | 4 | 0 | 0 | 0 | 0 | 0 | 0 | 0 | 0 | 0
5 | Yorkshire | 0 | 0 | 0 | 0 | 0 | 0 | 0 | 0 | 0 | 0 | 5 | 0 | 0 | 0 | 0 | 0 | 0 | 0 | 0 | 0
6 | N Wales & Mersey | 0 | 0 | 0 | 0 | 0 | 0 | 0 | 0 | 0 | 0 | 6 | 0 | 0 | 0 | 0 | 0 | 0 | 0 | 0 | 0
7 | East Midlands | 0 | 0 | 0 | 0 | 0 | 0 | 0 | 0 | 0 | 0 | 7 | 0 | 0 | 0 | 0 | 0 | 0 | 0 | 0 | 0
8 | Midlands | 1.7632 | 1.0689 | 0 | 0 | 0 | 0 | 0 | 0 | 0 | 0 | 8 | -0.6943 | -1.0689 | 0 | 0 | 0 | 0 | 0 | 0 | 0
9 | Eastern | 0 | 0 | 0.052917 | 0.20974 | 0.63751 | 0.55067 | 2.0168 | 1.5711 | 1.821 | 2.0969 | 9 | 0 | 0.052917 | 0.15682 | 0.42777 | -0.086838 | 1.4661 | -0.44575 | 0.24994 | 0.27595
10 | South Wales | 6.2788 | 5.897 | 2.7197 | 1.9128 | 1.402 | 0.22375 | 0.79728 | 2.812 | 2.2923 | 1.93 | 10 | -0.38188 | -3.1773 | -0.80683 | -0.51086 | -1.1782 | 0.57354 | 2.0147 | -0.51973 | -0.36229
11 | South East | 3.6233 | 3.3757 | 4.5564 | 4.2039 | 3.629 | 5.2685 | 9.8119 | 9.8074 | 9.7976 | 10.6668 | 11 | -0.24758 | 1.1806 | -0.35249 | -0.57483 | 1.6394 | 4.5435 | -0.004488 | -0.009898 | 0.86927
12 | London | 2.6093 | 2.2144 | 3.7376 | 5.0378 | 5.8643 | 6.3785 | 9.3377 | 9.0956 | 9.124 | 9.7569 | 12 | -0.39488 | 1.5232 | 1.3002 | 0.82646 | 0.51426 | 2.9592 | -0.24217 | 0.028426 | 0.63295
13 | Southern | 6.9269 | 6.6198 | 7.0022 | 6.4901 | 6.0003 | 7.0923 | 8.3439 | 8.6326 | 9.2815 | 9.1863 | 13 | -0.30712 | 0.38243 | -0.51212 | -0.48977 | 1.092 | 1.2516 | 0.28869 | 0.64892 | -0.095248
14 | South Western | 14.0428 | 13.802 | 5.4843 | 4.6686 | 3.2753 | 3.7305 | 4.2453 | 5.5695 | 7.7339 | 5.6553 | 14 | -0.24081 | -8.3177 | -0.81572 | -1.3933 | 0.45519 | 0.51488 | 1.3242 | 2.1644 | -2.0785
Figure 4 - Changes to locational Half-Hourly demand tariffs

## T13 & Fig 5
Table 13 - Embedded Export Tariffs for 2024/25 to 2033/34 | [8 empty] | Figure 5 - Changes to Embedded Export tariffs |  |  |  | Return to Index
| Zone | Zone Name | 2024/25 (£/kW) | 2025/26 (£/kW) | 2026/27 (£/kW) | 2027/28 (£/kW) | 2028/29 (£/kW) | 2029/30 (£/kW) | 2030/31 (£/kW) | 2031/32 (£/kW) | 2032/33 (£/kW) | 2033/34 (£/kW)
| 1 | Northern Scotland | 0 | 0 | 0 | 0 | 0 | 0 | 0 | 0 | 0 | 0
| 2 | Southern Scotland | 0 | 0 | 0 | 0 | 0 | 0 | 0 | 0 | 0 | 0
| 3 | Northern | 0 | 0 | 0 | 0 | 0 | 0 | 0 | 0 | 0 | 0
| 4 | North West | 0 | 0 | 0 | 0 | 0 | 0 | 0 | 0 | 0 | 0
| 5 | Yorkshire | 0 | 0 | 0 | 0 | 0 | 0 | 0 | 0 | 0 | 0
| 6 | N Wales & Mersey | 0 | 0 | 0 | 0 | 0 | 0 | 0 | 0 | 0 | 0
| 7 | East Midlands | 1.1166 | 0.76638 | 0.87295 | 0.75235 | 0.92176 | 1.231 | 1.1201 | 1.1276 | 0.90416 | 0.8954
| 8 | Midlands | 4.4424 | 3.8097 | 2.6674 | 2.6689 | 2.5914 | 2.8383 | 1.8673 | 2.2422 | 2.0619 | 1.8979
| 9 | Eastern | 1.7692 | 1.5075 | 2.865 | 3.0922 | 3.592 | 3.5052 | 4.9713 | 4.5256 | 4.7755 | 5.0514
| 10 | South Wales | 8.9581 | 8.6378 | 5.5318 | 4.7953 | 4.3565 | 3.1782 | 3.7518 | 5.7665 | 5.2468 | 4.8845
| 11 | South East | 6.3025 | 6.1166 | 7.3685 | 7.0863 | 6.5835 | 8.223 | 12.7664 | 12.7619 | 12.752 | 13.6213
| 12 | London | 5.2886 | 4.9553 | 6.5497 | 7.9202 | 8.8188 | 9.333 | 12.2922 | 12.0501 | 12.0785 | 12.7114
| 13 | Southern | 9.6061 | 9.3606 | 9.8143 | 9.3725 | 8.9548 | 10.0468 | 11.2984 | 11.5871 | 12.236 | 12.1407
| 14 | South Western | 16.7221 | 16.5429 | 8.2964 | 7.551 | 6.2298 | 6.685 | 7.1998 | 8.524 | 10.6884 | 8.6098
These tariffs include:
|  | Phased residual (£/kW) | 0 | 0 | 0 | 0 | 0 | 0 | 0 | 0 | 0 | 0
|  | AGIC (£/kW) | 2.6792 | 2.7409 | 2.8121 | 2.8824 | 2.9545 | 2.9545 | 2.9545 | 2.9545 | 2.9545 | 2.9545
| Zone | Zone Name | Difference 2024/25 to 2025/26 (£/kW) | Difference 2025/26 to 2026/27 (£/kW) | Difference 2026/27 to 2027/28 (£/kW) | Difference 2027/28 to 2028/29 (£/kW) | Difference 2028/29 to 2029/30 (£/kW) | Difference 2029/30 to 2030/31 (£/kW) | Difference 2030/31 to 2031/32 (£/kW) | Difference 2031/32 to 2032/33 (£/kW) | Difference 2032/33 to 2033/34 (£/kW)
| 1 | Northern Scotland | 0 | 0 | 0 | 0 | 0 | 0 | 0 | 0 | 0
| 2 | Southern Scotland | 0 | 0 | 0 | 0 | 0 | 0 | 0 | 0 | 0
| 3 | Northern | 0 | 0 | 0 | 0 | 0 | 0 | 0 | 0 | 0
| 4 | North West | 0 | 0 | 0 | 0 | 0 | 0 | 0 | 0 | 0
| 5 | Yorkshire | 0 | 0 | 0 | 0 | 0 | 0 | 0 | 0 | 0
| 6 | N Wales & Mersey | 0 | 0 | 0 | 0 | 0 | 0 | 0 | 0 | 0
| 7 | East Midlands | -0.35023 | 0.10657 | -0.1206 | 0.16942 | 0.30927 | -0.11095 | 0.007479 | -0.2234 | -0.008756
| 8 | Midlands | -0.63268 | -1.1423 | 0.001532 | -0.077517 | 0.24689 | -0.97101 | 0.37493 | -0.18032 | -0.16398
| 9 | Eastern | -0.2617 | 1.3576 | 0.22713 | 0.49983 | -0.086838 | 1.4661 | -0.44575 | 0.24994 | 0.27595
| 10 | South Wales | -0.32026 | -3.106 | -0.73653 | -0.43879 | -1.1782 | 0.57354 | 2.0147 | -0.51973 | -0.36229
| 11 | South East | -0.18595 | 1.2519 | -0.28219 | -0.50277 | 1.6394 | 4.5435 | -0.004488 | -0.009898 | 0.86927
| 12 | London | -0.33326 | 1.5944 | 1.3705 | 0.89852 | 0.51426 | 2.9592 | -0.24217 | 0.028426 | 0.63295
| 13 | Southern | -0.2455 | 0.45369 | -0.44182 | -0.41771 | 1.092 | 1.2516 | 0.2887 | 0.64892 | -0.095248
| 14 | South Western | -0.17919 | -8.2464 | -0.74542 | -1.3213 | 0.45519 | 0.51488 | 1.3242 | 2.1644 | -2.0785

## T14 & Fig 6
Table 14 - Non-Half-Hourly Demand Tariffs for 2024/25 to 2033/34 |  |  |  |  | Return to Index | [5 empty] | Return to Index
Zone | Zone Name | 2024/25 (p/kWh) | 2025/26 (p/kWh) | 2026/27 (p/kWh) | 2027/28 (p/kWh) | 2028/29 (p/kWh) | 2029/30 (p/kWh) | 2030/31 (p/kWh) | 2031/32 (p/kWh) | 2032/33 (p/kWh) | 2033/34 (p/kWh) | Zone | Difference 2024/25 to 2025/26 (p/kWh) | Difference 2025/26 to 2026/27 (p/kWh) | Difference 2026/27 to 2027/28 (p/kWh) | Difference 2027/28 to 2028/29 (p/kWh)
1 | Northern Scotland | 0 | 0 | 0 | 0 | 0 | 0 | 0 | 0 | 0 | 0 | 1 | 0 | 0 | 0 | 0
2 | Southern Scotland | 0 | 0 | 0 | 0 | 0 | 0 | 0 | 0 | 0 | 0 | 2 | 0 | 0 | 0 | 0
3 | Northern | 0 | 0 | 0 | 0 | 0 | 0 | 0 | 0 | 0 | 0 | 3 | 0 | 0 | 0 | 0
4 | North West | 0 | 0 | 0 | 0 | 0 | 0 | 0 | 0 | 0 | 0 | 4 | 0 | 0 | 0 | 0
5 | Yorkshire | 0 | 0 | 0 | 0 | 0 | 0 | 0 | 0 | 0 | 0 | 5 | 0 | 0 | 0 | 0
6 | N Wales & Mersey | 0 | 0 | 0 | 0 | 0 | 0 | 0 | 0 | 0 | 0 | 6 | 0 | 0 | 0 | 0
7 | East Midlands | 0 | 0 | 0 | 0 | 0 | 0 | 0 | 0 | 0 | 0 | 7 | 0 | 0 | 0 | 0
8 | Midlands | 0.22446 | 0.13752 | 0 | 0 | 0 | 0 | 0 | 0 | 0 | 0 | 8 | -0.086942 | -0.13752 | 0 | 0
9 | Eastern | 0 | 0 | 0.007201 | 0.02856 | 0.087993 | 0.077043 | 0.28601 | 0.22583 | 0.26533 | 0.30969 | 9 | 0 | 0.007201 | 0.021359 | 0.059433
10 | South Wales | 0.73392 | 0.69394 | 0.31945 | 0.22517 | 0.16664 | 0.02685 | 0.096582 | 0.34382 | 0.28284 | 0.24029 | 10 | -0.039978 | -0.37449 | -0.094286 | -0.058526
11 | South East | 0.48401 | 0.45294 | 0.60914 | 0.56807 | 0.49682 | 0.73072 | 1.3787 | 1.3961 | 1.413 | 1.5585 | 11 | -0.031068 | 0.1562 | -0.041071 | -0.071249
12 | London | 0.28307 | 0.24271 | 0.41013 | 0.55829 | 0.65663 | 0.72162 | 1.0674 | 1.0505 | 1.0647 | 1.1504 | 12 | -0.040364 | 0.16743 | 0.14815 | 0.098337
13 | Southern | 0.89634 | 0.86311 | 0.9132 | 0.85104 | 0.79917 | 0.95945 | 1.1465 | 1.2048 | 1.3157 | 1.3226 | 13 | -0.033236 | 0.050098 | -0.062164 | -0.051867
14 | South Western | 1.9256 | 1.9108 | 0.76112 | 0.64951 | 0.46226 | 0.53412 | 0.61663 | 0.82067 | 1.1561 | 0.8576 | 14 | -0.014746 | -1.1497 | -0.11161 | -0.18725
Figure 6 - Changes to NHH Demand tariffs

## T15
Table 15 – Expansion constant for 2024/25 to 2033/34 | [10 empty] | Return to Index
| £/MWkm | 2024/25 | 2025/26 | 2026/27 | 2027/28 | 2028/29 | 2029/30 | 2030/31 | 2031/32 | 2032/33 | 2033/34
| Expansion Constant | 17.6705 | 18.0769 | 18.5469 | 19.0105 | 19.4858 | 19.8755 | 20.273 | 20.6785 | 21.0921 | 21.5139
|  | 17.6705 | 18.0769 | 18.5469 | 19.0105 | 19.4858 | 19.8755 | 20.273 | 20.6785 | 21.0921 | 21.5139

## T16
Table 16 - Allowed Revenues | [10 empty] | Return to Index
£m Nominal | 2024/25 | 2025/26 | 2026/27 | 2027/28 | 2028/29 | 2029/30 | 2030/31 | 2031/32 | 2032/33 | 2033/34
Total onshore TO Income from TNUoS | 3703.7968 | 3756.4768 | 3881.6213 | 3959.0505 | 4038.2315 | 4118.9962 | 4201.3761 | 4285.4036 | 4371.1117 | 4458.5339
Other Income from TNUoS | bar: 2024/25 to 2028/29
Significant Reinforcement Works and Other Pass-through from TNUoS | 120.1526 | 92.1526 | 92.1526 | 92.1526 | 92.1526 | 2224.3266 | 1859.8247 | 1259.0269 | 1151.3661 | 1107.482
Offshore (plus interconnector contribution / allowance) | 751.9181 | 786.8958 | 819.3486 | 951.0732 | 1185.5702 | 1389.1118 | 1536.9205 | 1825.8426 | 2035.1052 | 2330.4518
Total Other Income from TNUoS | 872.0707 | 879.0484 | 911.5012 | 1043.2259 | 1277.7229 | 3613.4384 | 3396.7452 | 3084.8695 | 3186.4713 | 3437.9338
Total to Collect from TNUoS | 4575.8675 | 4635.5253 | 4793.1225 | 5002.2764 | 5315.9544 | 7732.4345 | 7598.1213 | 7370.2731 | 7557.583 | 7896.4677

## T17
Table 17 - Generation and Demand Revenue Proportions | [11 empty] | Return to Index
| Code | Revenue | 2024/25 | 2025/26 | 2026/27 | 2027/28 | 2028/29 | 2029/30 | 2030/31 | 2031/32 | 2032/33 | 2033/34
| CAPEC | Limit on generation tariff (€/MWh) | 2.5 | 2.5 | 2.5 | 2.5 | 2.5 | 2.5 | 2.5 | 2.5 | 2.5 | 2.5
| y | Error Margin | 23.6% | 23.6% | 23.6% | 23.6% | 23.6% | 23.6% | 23.6% | 23.6% | 23.6% | 23.6%
| ER | Exchange Rate (€/£) | 1.1175 | 1.1175 | 1.1175 | 1.1175 | 1.1175 | 1.1175 | 1.1175 | 1.1175 | 1.1175 | 1.1175
| MAR | Total Revenue (£m) | 4575.8675 | 4635.5253 | 4793.1225 | 5002.2764 | 5315.9544 | 7732.4345 | 7598.1213 | 7370.2731 | 7557.583 | 7896.4677
| GO | Generation Output (TWh) | 189.8543 | 188.3734 | 203.6929 | 207.3904 | 207.3904 | 207.3904 | 207.3904 | 207.3904 | 207.3904 | 207.3904
| G | % of revenue from generation | 22.06% | 22.79% | 23.4% | 25.04% | 25.59% | 20.9% | 21.67% | 24.95% | 25.98% | 26.28%
| D | % of revenue from demand | 77.94% | 77.21% | 76.6% | 74.96% | 74.41% | 79.1% | 78.33% | 75.05% | 74.02% | 73.72%
| G.R | Revenue recovered from generation (£m) | 1009.2714 | 1056.5324 | 1121.5586 | 1252.7632 | 1360.3664 | 1616.2871 | 1646.6352 | 1839.0949 | 1963.1727 | 2075.1084
| D.R | Revenue recovered from demand (£m) | 3566.5961 | 3578.9929 | 3671.5639 | 3749.5132 | 3955.588 | 6116.1475 | 5951.4862 | 5531.1782 | 5594.4103 | 5821.3593
Breakdown of generation revenue
|  | Revenue from the Peak element | 102.9695 | 103.7752 | 126.6955 | 137.871 | 136.3759 | 171.435 | 152.3859 | 151.2386 | 167.5762 | 192.6854
|  | Revenue from the Year Round Shared element | 186.9522 | 213.3429 | 290.2041 | 342.6968 | 319.4747 | 448.6495 | 557.4628 | 572.9336 | 653.6539 | 520.9687
|  | Revenue from the Year Round Not Shared element | 132.5573 | 174.7291 | 252.2542 | 413.1084 | 555.6602 | 781.729 | 1265.9464 | 1444.7543 | 1273.271 | 1189.7367
|  | Revenue from Onshore Local Circuit tariffs | 19.599 | 48.3583 | 51.6824 | 61.8794 | 66.527 | 46.4393 | 41.1767 | 42.363 | 42.434 | 39.6993
|  | Revenue from Onshore Local Substation tariffs | 12.0332 | 12.426 | 15.3089 | 17.0478 | 17.8955 | 17.8955 | 17.8955 | 17.8955 | 17.8955 | 17.8955
|  | Revenue from Offshore Local tariffs | 656.1272 | 678.2471 | 712.3421 | 825.4501 | 927.6894 | 1203.9207 | 1239.4994 | 1430.7754 | 1554.7754 | 1669.4259
|  | Revenue from the adjustment element | -101.1204 | -174.5045 | -327.0913 | -545.4644 | -663.4343 | -1053.7819 | -1627.7316 | -1820.8656 | -1746.4333 | -1555.3031
| G.MAR | Total Revenue recovered from generation (£m) | 1009.2714 | 1056.5324 | 1121.5586 | 1252.7632 | 1360.3664 | 1616.2871 | 1646.6352 | 1839.0949 | 1963.1727 | 2075.1084
|  | Including revenue from local charges associated with pre-existing assets (indicative) (£m) | 3.1454 | 4.6303 | 6.095 | 6.2655 | 6.4008 | 6.4457 | 6.4457 | 6.4457 | 6.4457 | 6.4457

## T18
Table 18 - Contracted and Modelled TEC | [9 empty] | Return to Index
Generation (GW) | 2024/25 | 2025/26 | 2026/27 | 2027/28 | 2028/29 | 2029/30 | 2030/31 | 2031/32 | 2032/33 | 2033/34
Contracted TEC | 104.546 | 129.8973 | 157.472 | 182.7112 | 203.9273 | N/A | N/A | N/A | N/A | N/A
Modelled Best View TEC | 89.6268 | 92.1321 | 111.3389 | 115.4148 | 119.0481 | 130.1948 | 143.1548 | 151.6574 | 159.0166 | 181.8184
Chargeable TEC | 78.0018 | 80.5071 | 99.2099 | 103.2858 | 106.9191 | 117.7408 | 125.7008 | 134.2034 | 138.7626 | 157.8644

## T19
Table 19 - Charging Bases |  |  |  |  | Return to Index | [6 empty] | Return to Index
| Charging Bases | 2023/24 | 2024/25 | 2025/26 | 2026/27 | 2027/28 | 2028/29 | 2029/30 | 2030/31 | 2031/32 | 2032/33 | 2033/34
| Generation (GW) | 75.7825 | 78.0018 | 80.5071 | 99.2099 | 103.2858 | 106.9191 | 117.7408 | 125.7008 | 134.2034 | 138.7626 | 157.8644
| NHH Demand (4pm-7pm TWh) | 24.23 | 24.9094 | 25.1899 | 25.5628 | 25.8249 | 26.0837 | 26.3453 | 26.6097 | 26.8769 | 27.1469 | 27.4199
Gross charging
| Total Average Gross Triad (GW) | 49.9588 | 49.6459 | 50.6044 | 51.2984 | 51.9915 | 53.3652 | 54.7753 | 56.2229 | 57.709 | 59.2344 | 60.8004
| HH Demand Average Gross Triad (GW) | 18.46 | 18.16 | 18.48 | 18.74 | 18.93 | 19.54 | 20.1703 | 20.8217 | 21.4948 | 22.1904 | 22.9093
| Embedded Generation Export (GW) | 7.6291 | 7.1091 | 7.7221 | 7.9422 | 9.0835 | 8.9317 | 8.8271 | 8.7648 | 8.7406 | 8.7511 | 8.7935

## T20
Table 20 - Residual & Adjustment Tariff Calculation | [5 empty] | Return to Index | [5 empty] | Return to Index
| Component |  | 2024/25 | 2025/26 | 2026/27 | 2027/28 | 2028/29 | 2029/30 | 2030/31 | 2031/32 | 2032/33 | 2033/34
| G | Proportion of revenue recovered from generation (%) | 22.06% | 22.79% | 23.4% | 25.04% | 25.59% | 20.9% | 21.67% | 24.95% | 25.98% | 26.28%
| D | Proportion of revenue recovered from demand (%) | 77.94% | 77.21% | 76.6% | 74.96% | 74.41% | 79.1% | 78.33% | 75.05% | 74.02% | 73.72%
| R | Total TNUoS revenue (£m) | 4575.8675 | 4635.5253 | 4793.1225 | 5002.2764 | 5315.9544 | 7732.4345 | 7598.1213 | 7370.2731 | 7557.583 | 7896.4677
Generation revenue breakdown (without adjustment)
| ZG | Revenue recovered from the wider locational element of generator tariffs (£m) | 422.4791 | 491.8471 | 669.1538 | 893.6762 | 1011.5108 | 1401.8135 | 1975.7951 | 2168.9265 | 2094.5011 | 1903.3909
| O | Revenue recovered from offshore local tariffs (£m) | 656.1272 | 678.2471 | 712.3421 | 825.4501 | 927.6894 | 1203.9207 | 1239.4994 | 1430.7754 | 1554.7754 | 1669.4259
| LG | Revenue recovered from onshore local substation tariffs (£m) | 12.0332 | 12.426 | 15.3089 | 17.0478 | 17.8955 | 17.8955 | 17.8955 | 17.8955 | 17.8955 | 17.8955
| SG | Revenue recovered from onshore local circuit tariffs (£m) | 19.599 | 48.3583 | 51.6824 | 61.8794 | 66.527 | 46.4393 | 41.1767 | 42.363 | 42.434 | 39.6993
|  | Revenue from local charges associated with pre-existing assets (indicative) (£m) | 3.1454 | 4.6303 | 6.095 | 6.2655 | 6.4008 | 6.4457 | 6.4457 | 6.4457 | 6.4457 | 6.4457
Generation adjustment tariff calculation
|  | Limit on generation tariff (€/MWh) | 2.5 | 2.5 | 2.5 | 2.5 | 2.5 | 2.5 | 2.5 | 2.5 | 2.5 | 2.5
|  | Error Margin | 23.6% | 23.6% | 23.6% | 23.6% | 23.6% | 23.6% | 23.6% | 23.6% | 23.6% | 23.6%
|  | Exchange Rate (€/£) | 1.1175 | 1.1175 | 1.1175 | 1.1175 | 1.1175 | 1.1175 | 1.1175 | 1.1175 | 1.1175 | 1.1175
|  | Total generation Output (TWh) | 189.8543 | 188.3734 | 203.6929 | 207.3904 | 207.3904 | 207.3904 | 207.3904 | 207.3904 | 207.3904 | 207.3904
|  | Generation revenue subject to the [0,2.50]Euro/MWh range (£m) | 324.5041 | 321.973 | 348.1575 | 354.4773 | 354.4773 | 354.4773 | 354.4773 | 354.4773 | 354.4773 | 354.4773
|  | Adjustment Revenue (£m) | -101.1204 | -174.5045 | -327.0913 | -545.4644 | -663.4343 | -1053.7819 | -1627.7316 | -1820.8656 | -1746.4333 | -1555.3031
| BG | Generator charging base (GW) | 78.0018 | 80.5071 | 99.2099 | 103.2858 | 106.9191 | 117.7408 | 125.7008 | 134.2034 | 138.7626 | 157.8644
| AdjTariff | Generator adjusment tariff (£/kW) | -1.2964 | -2.1676 | -3.297 | -5.2811 | -6.205 | -11.6423 | -19.9227 | -21.7987 | -21.7017 | -20.1049
Gross demand residual
| RD | Demand residual (£m) | 3470.1148 | 3489.5223 | 3597.3016 | 3676.2835 | 3883.5885 | 6030.213 | 5814.4753 | 5387.1812 | 5436.4981 | 5657.6967
| ZD | Revenue recovered from the locational element of demand tariffs (£m) | 115.8706 | 109.6077 | 92.166 | 92.1493 | 91.024 | 0 | 0 | 0 | 0 | 0
| EE | Amount to be paid to Embedded Export Tariffs (£m) | -19.931 | -20.6737 | -18.436 | -19.4405 | -19.5416 | -26.0798 | -25.8957 | -25.8242 | -25.8551 | -25.9803

## T21
Table 21 - Generation TEC Scaling Factors |  | Return to Index
Year | Scaling Factor %
2029/30 | 0.78
2030/31 | 0.65
2031/32 | 0.62
2032/33 | 0.58
2033/34 | 0.49

## T22
Table 22 - Summary of CUSC modification proposals affecting tariffs that have been raised since April 2023 |  |  |  | Return to Index
| Name | Title | Effect of proposed change | Possible implementation
| CMP418 | Refine the allocation of Static Var Compensators (SVC) costs at OFTO transfer | To socialise SVC costs through wider TNUoS charges | Potential implementation dates will be included once the relevant modification has reached a sufficient stage of development.
| CMP419 | Generation Zoning Methodology Review | To review the existing generation zoning methodology to incorporate offshore assets connected as part of the Holistic Network Design (HND) and enable the wider tariff to be applied to offshore generators

## T23
Table 23 - Demand Locational Tariffs for 2029/30 |  |  |  | Return to Index
Demand Zone |  | 2029/30
|  | Peak (£/kW) | Year Round (£/kW) | Floored HH Tariff (£/kW)
1 | Northern Scotland | -7.0439 | -62.2552 | 0
2 | Southern Scotland | -6.3039 | -46.7907 | 0
3 | Northern | -5.2832 | -13.5644 | 0
4 | North West | -1.949 | -8.9977 | 0
5 | Yorkshire | -3.9609 | -4.178 | 0
6 | N Wales & Mersey | -1.3301 | -4.5292 | 0
7 | East Midlands | -2.1244 | 0.40096 | 0
8 | Midlands | -1.8487 | 1.7325 | 0
9 | Eastern | 2.3598 | -1.8091 | 0.55067
10 | South Wales | -5.0297 | 5.2534 | 0.22375
11 | South East | 4.7926 | 0.47583 | 5.2685
12 | London | 6.5097 | -0.13119 | 6.3785
13 | Southern | 2.3446 | 4.7477 | 7.0923
14 | South Western | -3.8235 | 7.554 | 3.7305

## T24
Table 24 - Demand Locational Tariffs for 2030/31 |  |  |  | Return to Index
Demand Zone |  | 2030/31
|  | Peak (£/kW) | Year Round (£/kW) | Floored HH Tariff (£/kW)
1 | Northern Scotland | -7.4642 | -108.7501 | 0
2 | Southern Scotland | -7.7103 | -76.5583 | 0
3 | Northern | -6.3153 | -22.3918 | 0
4 | North West | -2.9982 | -13.4769 | 0
5 | Yorkshire | -4.3763 | -5.6412 | 0
6 | N Wales & Mersey | -2.7411 | -7.7092 | 0
7 | East Midlands | -1.8991 | 0.064729 | 0
8 | Midlands | -2.6627 | 1.5755 | 0
9 | Eastern | 3.195 | -1.1782 | 2.0168
10 | South Wales | -4.9425 | 5.7397 | 0.79728
11 | South East | 6.3124 | 3.4995 | 9.8119
12 | London | 7.2674 | 2.0704 | 9.3377
13 | Southern | 2.6098 | 5.7341 | 8.3439
14 | South Western | -4.2603 | 8.5056 | 4.2453

## T25
Table 25 - Demand Locational Tariffs for 2031/32 |  |  |  | Return to Index
Demand Zone |  | 2031/32
|  | Peak (£/kW) | Year Round (£/kW) | Floored HH Tariff (£/kW)
1 | Northern Scotland | -7.7901 | -110.5363 | 0
2 | Southern Scotland | -7.6321 | -77.9059 | 0
3 | Northern | -5.8979 | -23.0239 | 0
4 | North West | -2.7692 | -14.1071 | 0
5 | Yorkshire | -4.407 | -5.7761 | 0
6 | N Wales & Mersey | -2.6469 | -8.0436 | 0
7 | East Midlands | -1.9296 | 0.10265 | 0
8 | Midlands | -2.4624 | 1.7501 | 0
9 | Eastern | 2.7526 | -1.1815 | 1.5711
10 | South Wales | -5.1113 | 7.9233 | 2.812
11 | South East | 6.2085 | 3.5989 | 9.8075
12 | London | 6.972 | 2.1236 | 9.0956
13 | Southern | 2.6901 | 5.9425 | 8.6326
14 | South Western | -3.4486 | 9.0182 | 5.5695

## T26
Table 26 - Demand Locational Tariffs for 2032/33 |  |  |  | Return to Index
Demand Zone |  | 2032/33
|  | Peak (£/kW) | Year Round (£/kW) | Floored HH Tariff (£/kW)
1 | Northern Scotland | -10.8254 | -109.9718 | 0
2 | Southern Scotland | -9.3508 | -78.4552 | 0
3 | Northern | -6.5544 | -23.234 | 0
4 | North West | -4.0781 | -13.5137 | 0
5 | Yorkshire | -5.4436 | -5.333 | 0
6 | N Wales & Mersey | -4.1022 | -7.0898 | 0
7 | East Midlands | -1.9668 | -0.083489 | 0
8 | Midlands | -2.3812 | 1.4886 | 0
9 | Eastern | 3.157 | -1.336 | 1.821
10 | South Wales | -5.0449 | 7.3372 | 2.2923
11 | South East | 6.4907 | 3.3069 | 9.7976
12 | London | 7.2912 | 1.8327 | 9.124
13 | Southern | 3.181 | 6.1005 | 9.2815
14 | South Western | -1.3489 | 9.0828 | 7.7339

## T27
Table 27 - Demand Locational Tariffs for 2033/34 |  |  |  | Return to Index
Demand Zone |  | 2033/34
|  | Peak (£/kW) | Year Round (£/kW) | Floored HH Tariff (£/kW)
1 | Northern Scotland | -23.0927 | -100.7798 | 0
2 | Southern Scotland | -15.4882 | -74.6324 | 0
3 | Northern | -6.4362 | -23.8768 | 0
4 | North West | -6.4423 | -11.5356 | 0
5 | Yorkshire | -5.3436 | -5.6104 | 0
6 | N Wales & Mersey | -6.8141 | -4.7248 | 0
7 | East Midlands | -2.1177 | 0.058601 | 0
8 | Midlands | -2.9691 | 1.9125 | 0
9 | Eastern | 3.294 | -1.1971 | 2.0969
10 | South Wales | -4.2748 | 6.2048 | 1.93
11 | South East | 7.1431 | 3.5237 | 10.6668
12 | London | 7.5427 | 2.2143 | 9.7569
13 | Southern | 3.6706 | 5.5156 | 9.1863
14 | South Western | -0.52686 | 6.1822 | 5.6553

## RevenueAssumption
Capitalisation Rate | 78%
annuity factor | 4.2% |  |  |  | 2029/30 | 2030/31 | 2031/32 | 2032/33 | 2033/34
Inflation (year 2021/22 is the base) |  |  |  |  | 1.3206 | 1.347 | 1.3739 | 1.4014 | 1.4294
Allowed revenues inflation | 2%
parameters assumptions
Additional reinforcement for HND (£m) in 2021/22 price | 7600
|  |  | 2027/28 | 2028/29 | 2029/30 | 2030/31 | 2031/32 | 2032/33 | 2033/34
Spending profile - Additional HND Expenditure (£m) in 2021/22 price |  |  | 2027/28: 760; 2028/29: 2280; 2029/30: 3040; 2030/31: 1520
| slow money pot |  |  | 24.8976 | 99.5904 | 199.1808 | 248.976 | 248.976 | 248.976
| fast money pot |  | 2027/28: 167.2; 2028/29: 501.6; 2029/30: 668.8; 2030/31: 334.4
[5 empty] | 768.3904 | 533.5808 | 248.976 | 248.976 | 248.976
|  | 2026/27 | 2027/28 | 2028/29 | 2029/30 | 2030/31 | 2031/32 | 2032/33 | 2033/34
Spending profile - ASTI Expenditure (£m) in 2021/22 price |  | 2900 | 4000 | 3600 | 2600 | 1900 | 800 | 250
| slow money pot | 0 | 95.004 | 226.044 | 343.98 | 429.156 | 491.4 | 517.608 | 525.798
| fast money pot | 638 | 880 | 792 | 572 | 418 | 176 | 55
[5 empty] | 915.98 | 847.156 | 667.4 | 572.608 | 525.798
[5 empty] | 2029/30 | 2030/31 | 2031/32 | 2032/33 | 2033/34
ASTI and additional HND annual revenue combined |  |  |  |  | 1684.3704 | 1380.7368 | 916.376 | 821.584 | 774.774
[5 empty] | 2029/30 | 2030/31 | 2031/32 | 2032/33 | 2033/34
In nominal price |  |  | ASTI and Incremental HND |  | 2224.3266 | 1859.8247 | 1259.0269 | 1151.3661 | 1107.482
years of interest
Total OFTO Local Revenue | 1029.4602 | 2026/27: 1103.3646; 2027/28: 1247.8256; 2028/29: 1352.4569; 2029/30: 1500.1302
Incremental (£m) by asset transfer year (increase from 28/29) | 2029/30 | 2026/27: 2030/31; 2027/28: 2031/32; 2028/29: 2032/33; 2029/30: 2033/34
1 - LW | 154.1318 | 2026/27: 260.843; 2027/28: 466.0188; 2028/29: 606.2054; 2029/30: 800.9381
In nominal price | 203.5416 | 351.3503 | 640.2724 | 849.535 | 1144.8816 | Incremental offshore

## Not used Assumptions
Allowed revenues inflation | 2% |  | Capitalisation Rate | 78% | annuity factor | 4.2% |  | EC in 2021/22 price | 15.0507 |  | Additional reinforcement for HND (£m) | 7600
[10 empty] | 24.8976 | 99.5904
Additional HND Expenditure (£m) in 2021/22 price | 3040 | 1520 | 0 | 0 | 0 |  |  |  | 760 | 2280
ASTI Expenditure (£m) in 2021/22 price | 2600 | 1900 | 800 | 250 | 0 |  | slow pot | 2026/27 | 2027/28 | 2028/29
| 2029/30 | 2030/31 | 2031/32 | 2032/33 | 2033/34 |  |  | 2900 | 4000 | 3600 | source: https://www.ofgem.gov.uk/publications/decision-accelerating-onshore-electricity-transmission-investment#:~:text=In%20August%202022%20we%20consulted%20on%20how%20Ofgem,a%20new%20Accelerated%20Strategic%20Transmission%20Investment%20%28ASTI%29%20framework.
ASTI annual revenue | 915.98 | 847.156 | 667.4 | 572.608 | 525.798 |  |  | 0 | 95.004 | 226.044 | 343.98
additional HND annual revenue | 768.3904 | 533.5808 | 248.976 | 248.976 | 248.976
In nominal price | 2224.3266 | 1859.8247 | 1259.0269 | 1151.3661 | 1107.482
Total OFTO Local Revenue | 1029.4602 | 1103.3646 | 1247.8256 | 1352.4569 | 1500.1302
Incremental (£m) by asset transfer year (increase from 28/29) | 2029/30 | 2030/31 | 2031/32 | 2032/33 | 2033/34 |  |  | ..\Revenue\OFTO TRS v FTV all Tender Rounds_10YrP.xlsx
1 - LW | 154.1318 | 260.843 | 466.0188 | 606.2054 | 800.9381
In nominal price | 203.5416 | 351.3503 | 640.2724 | 849.535 | 1144.8816
Additional reinforcement for HND

## Not used T24
Table ot used T24 - Generation Revenue Error Margin |  |  |  |  | Return to Index
| Calculation for | 2024/25
| Data from year: | Revenue inputs |  | Generation output variance
|  | Revenue variance | Adjusted variance
| 2018/19 | -9.175% | -4.539% | -7.478%
| 2019/20 | -14.65% | -10.01% | -4.114%
| 2020/21 | -13.17% | -8.532% | 7.472%
| 2021/22 | 4.299% | 8.935% | 9.526%
| 2022/23 | 9.515% | 14.15% | 13.1%
| Systemic error: | -4.636%
| Adjusted error: |  | 14.2% | 13.1%
| Error margin = |  |  | 31.42%
Adjusted variance = the revenue variance - systemic error
Systemic error = the average of all the values in the series
Adjusted error = the maximum of the (absolute) values in the series

## not used T33
Table ot used T33 - Generic Annual Load Factors |  | Return to Index
Technology | Generic ALF
Battery | 1.239%
Biomass | 43.91%
CCGT_CHP | 49.36%
Coal | 17.66%
Gas_Oil | 0.4762%
Hydro | 41.64%
Nuclear | 68.2%
Offshore_Wind | 46.94%
Onshore_Wind | 39.43%
Pumped_Storage | 8.6%
Reactive_Compensation | 0%
Solar | 10.9%
Tidal | 11.6%
Wave | 2.9%
*Note:
ALF figures for Solar, Wave and Tidal technology are generic figures provided by BEIS due to no metered data being available.

## Not used T34
Table ot used T34 - Contracted TEC by generation zone | [6 empty] | Return to Index
| Zone | Zone Name | 2024/25 | 2025/26 | 2026/27 | 2027/28 | 2028/29
|  |  | (MW) | (MW) | (MW) | (MW) | (MW)
| 1 | North Scotland | 0 | 0 | 0 | 0 | 0
| 2 | East Aberdeenshire | 0 | 0 | 0 | 0 | 0
| 3 | Western Highlands | 0 | 0 | 0 | 0 | 0
| 4 | Skye and Lochalsh | 0 | 0 | 0 | 0 | 0
| 5 | Eastern Grampian and Tayside | 0 | 0 | 0 | 0 | 0
| 6 | Central Grampian | 0 | 0 | 0 | 0 | 0
| 7 | Argyll | 0 | 0 | 0 | 0 | 0
| 8 | The Trossachs | 0 | 0 | 0 | 0 | 0
| 9 | Stirlingshire and Fife | 0 | 0 | 0 | 0 | 0
| 10 | South West Scotland | 0 | 0 | 0 | 0 | 0
| 11 | Lothian and Borders | 0 | 0 | 0 | 0 | 0
| 12 | Solway and Cheviot | 0 | 0 | 0 | 0 | 0
| 13 | North East England | 0 | 0 | 0 | 0 | 0
| 14 | North Lancashire and The Lakes | 0 | 0 | 0 | 0 | 0
| 15 | South Lancashire, Yorkshire and Humber | 0 | 0 | 0 | 0 | 0
| 16 | North Midlands and North Wales | 0 | 0 | 0 | 0 | 0
| 17 | South Lincolnshire and North Norfolk | 0 | 0 | 0 | 0 | 0
| 18 | Mid Wales and The Midlands | 0 | 0 | 0 | 0 | 0
| 19 | Anglesey and Snowdon | 0 | 0 | 0 | 0 | 0
| 20 | Pembrokeshire | 0 | 0 | 0 | 0 | 0
| 21 | South Wales & Gloucester | 0 | 0 | 0 | 0 | 0
| 22 | Cotswold | 0 | 0 | 0 | 0 | 0
| 23 | Central London | 0 | 0 | 0 | 0 | 0
| 24 | Essex and Kent | 0 | 0 | 0 | 0 | 0
| 25 | Oxfordshire, Surrey and Sussex | 0 | 0 | 0 | 0 | 0
| 26 | Somerset and Wessex | 0 | 0 | 0 | 0 | 0
| 27 | West Devon and Cornwall | 0 | 0 | 0 | 0 | 0

## Not used_T35-38
Table 35-38 - Revenue Breakdown | [7 empty] | Return to Index
Transmission Revenue Forecast |  |  | National Grid Electricity Transmission |  |  |  |  | Scottish Power Transmission |  |  |  |  | SHE Transmission | [6 empty] | NGESO TNUoS Other Pass-Through
|  |  | 2024/25 | 2025/26 | 2026/27 | 2027/28 | 2028/29 | 2024/25 | 2025/26 | 2026/27 | 2027/28 | 2028/29 | 2024/25 | 2025/26 | 2026/27 | 2027/28 | 2028/29 | Notes | Term | 2024/25 | 2025/26 | 2026/27 | 2027/28 | 2028/29
Inflation 2018/19 |  | PI2018/19 | 283.3083 | 283.3083 | 283.3083 | 283.3083 | 283.3083 | 283.3083 | 283.3083 | 283.3083 | 283.3083 | 283.3083 | 283.3083 | 283.3083 | 283.3083 | 283.3083 | 283.3083 | April to March 2018/19 average RPI | Embedded Offshore Pass-Through (OFETt) | 0.695 | 0.695 | 0.695 | 0.695 | 0.695
Inflation |  | PIt | 352.7717 | 351.1809 | 358.2045 | 365.3686 | 372.6759 | 352.7717 | 351.1809 | 353.7153 | 360.6548 | 367.8679 | 352.7717 | 351.1809 | 351.1809 | 351.1809 | 351.1809 | Blended RPI-CPIH Inflation | Network Innovation Competition Fund (NICFt) | 3 | 0 | 0 | 0 | 0
Opening Base Revenue Allowance (2018/19 prices) | A1 | Rt | 1840.1044 | 1865.4448 | 1865.4448 | 1865.4448 | 1865.4448 | 412.4247 | 427.0855 | 427.0855 | 427.0855 | 427.0855 | 772.7009 | 782.8443 | 798.5011 | 814.4712 | 830.7606 |  | Strategic Innovation Fund (SIFt) | 45.5 | 45.5 | 45.5 | 45.5 | 45.5
Price Control Financial Model Iteration Adjustment | A2 | ADJt | 0 | 0 | 0 | 0 | 0 | 0 | 0 | 0 | 0 | 0 | 0 | 0 | 0 | 0 | 0 |  | The Adjustment Term (ADJt) | 0 | 0 | 0 | 0 | 0
[ADJRt = Rt * PIt / PI2018/19 + ADJt] | A | ADJRt | 2291.2731 | 2312.3517 | 2358.5987 | 2405.7707 | 2453.8861 | 513.5456 | 529.4029 | 533.2236 | 543.6848 | 554.5585 | 962.1567 | 970.3912 | 989.799 | 1009.595 | 1029.7869 |  | Offshore Transmission Revenue (OFTOt) and Interconnectors Cap&Floor Revenue Adjustment (TICFt) | 764.7961 | 868.1818 | 911.4256 | 1056.0012 | 1185.5702
SONIA | B1 | It-1 | 0.047754 | 0.045626 | 0.041497 | 0.042327 | 0.043173 | 0.047754 | 0.045626 | 0.041497 | 0.041497 | 0.041497 | 0.047754 | 0.045626 | 0.041497 | 0.041497 | 0.041497 |  | Interconnectors CACM Cost Recovery (ICPt) | -12.878 | -81.286 | -92.077 | -104.928 | 0
Allowed Revenue | B2 | ARt-1 | 2397.0568 | 2223.0895 | 2254.07 | 2299.1514 | 2345.1345 | 0 | 0 | 0 | 0 | 0 | 859.1329 | 979.8331 | 985.3159 | 1122.4 | 1235.4 |  | Site Specific Charges Discrepancy (DISt) | 0 | 0 | 0 | 0 | 0
Recovered Revenue | B4 | RRt-1 | 2397.0568 | 2223.0895 | 2254.07 | 2299.1514 | 2345.1345 | 0 | 0 | 0 | 0 | 0 | 859.1329 | 979.8331 | 985.3159 | 1122.4 | 1235.4 |  | Termination Sums (TSt) | 25 | 0 | 0 | 0 | 0
Correction Term [Kt = (ARt-1 - RRt-1) * (1 + It-1 + 1.15%)] | B | Kt | 0 | 0 | 0 | 0 | 0 | 0 | 0 | 0 | 0 | 0 | 0 | 0 | 0 | 0 | 0 |  | NGET revenue pas-through (NGETTOt)* | 2223.0895 | 2254.07 | 2358.5987 | 2405.7707 | 2453.8861
Legacy pass-through | C1 | LPt | 0 | 0 | 0 | 0 | 0 | 0 | 0 | 0 | 0 | 0 | 0 | 0 | 0 | 0 | 0 |  | SPT revenue pass-through (TSPt) | 500.8741 | 517.0909 | 533.2236 | 543.6848 | 554.5585
Legacy MOD | C2 | LMODt | -56.6589 | -58.2817 | 0 | 0 | 0 | -12.0611 | -12.4065 | 0 | 0 | 0 | 14.502 | 14.9247 | 0 | 0 | 0 |  | SHETL revenue pass-through (TSHt) | 979.8331 | 985.3159 | 989.799 | 1009.595 | 1029.7869
Legacy K correction | C3 | LKt | 0 | 0 | 0 | 0 | 0 | 0 | 0 | 0 | 0 | 0 | 0 | 0 | 0 | 0 | 0 |  | ESO Bad debt (BDt) | 3.5797 | 3.5797 | 3.5797 | 3.5797 | 3.5797
Legacy TRU term | C4 | LTRUt | -11.5246 | 0 | 0 | 0 | 0 | -0.70278 | 0 | 0 | 0 | 0 | 3.1745 | 0 | 0 | 0 | 0 |  | ESO other pass-through items (LFt + ITCt etc) | 42.3779 | 42.3779 | 42.3779 | 42.3779 | 42.3779
Close out of the RIIO-ET1 stakeholder satisfaction output | C5 | LSSOt | 0 | 0 | 0 | 0 | 0 | 0 | 0 | 0 | 0 | 0 | 0 | 0 | 0 | 0 | 0 |  | ESO legacy adjustment (LARt) | 0 | 0 | 0 | 0 | 0
Close out of the RIIO-1 adjustment in respect of the Environmental Discretionary Reward Scheme | C6 | LEDRt | 0 | 0 | 0 | 0 | 0 | 0 | 0 | 0 | 0 | 0 | 0 | 0 | 0 | 0 | 0 |  | Total | 4575.8675 | 4635.5253 | 4793.1225 | 5002.2764 | 5315.9544
Close out of the RIIO-ET1 Incentive in respect of the sulphur hexafluoride (SF6) gas emissions incentive | C7 | LSFIt | 0 | 0 | 0 | 0 | 0 | 0 | 0 | 0 | 0 | 0 | 0 | 0 | 0 | 0 | 0
Close out of the RIIO-ET1 reliability incentive in respect of energy not supplied | C8 | LRIt | 0 | 0 | 0 | 0 | 0 | 0 | 0 | 0 | 0 | 0 | 0 | 0 | 0 | 0 | 0
Close out of RIIO-1 Network Outputs | C9 | NOCOt | 0 | 0 | 0 | 0 | 0 | 0.092446 | 0.094621 | 0 | 0 | 0 | 0 | 0 | 0 | 0 | 0
Legacy Adjustment [LAR𝑡 = LPT𝑡 + LMODt + LKt + LTRUt + NOCOt + LSSOt + LEDRt + LSFIt + LRIt] | C | LARt | -68.1835 | -58.2817 | 0 | 0 | 0 | -12.6714 | -12.3119 | 0 | 0 | 0 | 17.6765 | 14.9247 | 0 | 0 | 0
Total Allowed Revenue [ARt = ADJRt + Kt + LARt] | D | ARt | 2223.0895 | 2254.07 | 2358.5987 | 2405.7707 | 2453.8861 | 500.8741 | 517.0909 | 533.2236 | 543.6848 | 554.5585 | 979.8331 | 985.3159 | 989.799 | 1009.595 | 1029.7869
Notes
All monies are nominal 'money of the day' prices unless stated otherwise
Licensee forecasts and budgets are subject to change especially where they are influenced by external stakeholders
Greyed out cells are either calculated or not applicable in the year concerned due to the way the licence formula are constructed
NIC payments are listed separately, as they do not form part of TOs Maximum Revenue
Commentary
All reasonable care has been taken in the preparation of these illustrative tables and the data therein.
TOs offer this data without prejudice and cannot be held responsible for any loss that might be attributed to the use of this data.
TOs do not accept or assume responsibility for the use of this information by any person or any person to whom this information is shown or any person to whom this information otherwise becomes available.
This forecast contains as much information as can be currently made available.
This respects commercial confidentiality and disclosure considerations.
All £ figures are in money of the day
Information provided in £m to one decimal place

## Not used maybe_T39
Table ot used maybe_T39 - Offshore Revenues | [6 empty] | Return to Index
Offshore Transmission Revenue Forecast (£m) | Year
Regulatory Year | 2023/24 | 2024/25 | 2025/26 | 2026/27 | 2027/28 | 2028/29 | Notes
Barrow | 7.7732 | 8.455 | 8.7439 | 9.0365 | 9.3436 | 9.6558 | Current revenues plus indexation
Gunfleet | 9.7173 | 10.593 | 10.9553 | 11.3223 | 11.7073 | 12.0989 | Current revenues plus indexation
Walney 1 | 17.8069 | 19.1802 | 19.8245 | 20.5054 | 21.1551 | 21.9167 | Current revenues plus indexation
Robin Rigg | 10.8989 | 11.8498 | 12.2564 | 12.6683 | 13.1005 | 13.54 | Current revenues plus indexation
Walney 2 | 18.3051 | 19.7517 | 20.5364 | 21.2271 | 21.9517 | 22.6887 | Current revenues plus indexation
Sheringham Shoal | 26.7431 | 29.0743 | 30.1926 | 31.2101 | 32.2045 | 33.288 | Current revenues plus indexation
Ormonde | 16.2228 | 17.7647 | 18.3741 | 18.9916 | 19.6394 | 20.2982 | Current revenues plus indexation
Greater Gabbard | 37.007 | 39.7375 | 41.3376 | 42.9619 | 43.2326 | 44.0133 | Current revenues plus indexation
London Array | 52.563 | 55.888 | 57.6826 | 59.6798 | 61.7118 | 63.7939 | Current revenues plus indexation
Thanet | 23.9923 | 26.0467 | 26.9711 | 27.8583 | 28.2899 | 29.04 | Current revenues plus indexation
Lincs | 33.9996 | 37.6286 | 38.8295 | 40.1662 | 41.526 | 42.9194 | Current revenues plus indexation
Gwynt y mor | 37.6025 | 37.6276 | 38.9072 | 40.2934 | 41.7065 | 43.1542 | Current revenues plus indexation
West of Duddon Sands | 28.5141 | 30.6679 | 31.7428 | 32.8413 | 33.9589 | 35.1041 | Current revenues plus indexation
Humber Gateway | 15.0055 | 15.9674 | 16.495 | 17.081 | 17.6774 | 18.2886 | Current revenues plus indexation
Westermost Rough | 16.4738 | 17.8201 | 18.3853 | 19.0144 | 19.6544 | 20.3102 | Current revenues plus indexation
Burbo Bank | 16.4107 | 17.6418 | 18.2263 | 18.8748 | 19.535 | 20.2117 | Current revenues plus indexation
Dudgeon | 22.6461 | 24.4436 | 25.2182 | 26.0804 | 26.9575 | 27.8563 | Current revenues plus indexation
Race Bank | 32.5117 | 34.9818 | 36.1383 | 37.4218 | 38.7281 | 40.0671 | Current revenues plus indexation
Galloper | 20.0683 | 21.5765 | 22.2901 | 23.0819 | 23.8879 | 24.7141 | Current revenues plus indexation
Walney 3 | 15.8725 | 17.0624 | 17.6265 | 18.2525 | 18.8897 | 19.5427 | Current revenues plus indexation
Walney 4 | 15.8725 | 17.0624 | 17.6265 | 18.2525 | 18.8897 | 19.5427 | Current revenues plus indexation
Hornsea 1A | 20.5636 | 22.2587 | 22.9973 | 23.8167 | 24.651 | 25.5062 | Current revenues plus indexation
Hornsea 1B | 20.5636 | 22.2587 | 22.9973 | 23.8167 | 24.651 | 25.5062 | Current revenues plus indexation
Hornsea 1C | 20.5636 | 22.2587 | 22.9973 | 23.8167 | 24.651 | 25.5062 | Current revenues plus indexation
Beatrice | 24.3563 | 26.5899 | 27.4342 | 28.3739 | 29.3299 | 30.3096 | Current revenues plus indexation
Rampion | 17.3983 | 19.5156 | 20.1351 | 20.8247 | 21.5261 | 22.245 | Current revenues plus indexation
East Anglia 1 | 47.4264 | 52.5088 | 54.1747 | 56.0288 | 57.915 | 59.8479 | Current revenues plus indexation
Forecast to asset transfer to OFTO in 2023/24 | 109.4279 | 144.3135 | 148.6429 | 153.1022 | 157.6953 | 162.4261 | NGESO Forecast
Forecast to asset transfer to OFTO in 2024/25 |  | 19.3508 | 20.443 | 21.0563 | 21.688 | 22.3386 | NGESO Forecast
Forecast to asset transfer to OFTO in 2025/26 |  |  | 0 | 0 | 0 | 0 | NGESO Forecast
Forecast to asset transfer to OFTO in 2026/27 | Year 2026/27: 13.768; Year 2027/28: 29.238; Year 2028/29: 30.1152 | NGESO Forecast
Forecast to asset transfer to OFTO in 2027/28 | Year 2027/28: 100.9084; Year 2028/29: 135.1035 | NGESO Forecast
Forecast to asset transfer to OFTO in 2028/29 | Year 2028/29: 64.621 | NGESO Forecast
Offshore Transmission Pass-Through (B7) | 736.3067 | 839.8757 | 868.1818 | 911.4256 | 1056.0012 | 1185.5702
Notes:
Licensee forecasts and budgets are subject to change especially where they are influenced by external stakeholders
Greyed out cells are either calculated or not applicable in the year concerned due to the way the licence formula are constructed
NIC payments are not included as they do not form part of OFTO Maximum Revenue
All monies are nominal 'money of the day' prices unless stated otherwise

## Sensitivity
Sensitivity

## S1
Sensitivity table 1 - Generation tariffs for 2030/31 under the alternative scenario ("Falling Short") | [8 empty] | Return to Index
| Generation Zones |  | System Peak Tariff (£/kW) | Shared Year Round Tariff (£/kW) | Not Shared Year Round Tariff (£/kW) | Adjustment Tariff (£/kW) | Conventional Carbon (40%) | Conventional Low Carbon (75%) | Intermittent 45%
| Zone | Zone Name
| 1 | North Scotland | 4.8192 | 61.6074 | 68.5599 | -13.9892 | 42.8969 | 105.5954 | 82.294
| 2 | East Aberdeenshire | 8.5757 | 47.8659 | 68.5599 | -13.9892 | 41.1568 | 99.0458 | 76.1104
| 3 | Western Highlands | 3.6539 | 54.8388 | 61.8522 | -13.9892 | 36.3411 | 92.646 | 72.5405
| 4 | Skye and Lochalsh | 3.6376 | 54.8388 | 70.3297 | -13.9892 | 39.7158 | 101.1072 | 81.018
| 5 | Eastern Grampian and Tayside | 3.5378 | 52.5164 | 59.0444 | -13.9892 | 34.173 | 87.9804 | 68.6876
| 6 | Central Grampian | 4.4653 | 47.1841 | 51.4362 | -13.9892 | 29.9242 | 77.3004 | 58.6799
| 7 | Argyll | 6.1107 | 46.0223 | 54.7828 | -13.9892 | 32.4435 | 81.421 | 61.5036
| 8 | The Trossachs | 5.6384 | 44.3178 | 47.2892 | -13.9892 | 28.292 | 72.1768 | 53.243
| 9 | Stirlingshire and Fife | 3.5463 | 45.2577 | 48.5351 | -13.9892 | 27.0742 | 72.0354 | 54.9118
| 10 | South West Scotlands | 1.6671 | 36.3925 | 40.4442 | -13.9892 | 18.4126 | 55.4165 | 42.8316
| 11 | Lothian and Borders | 1.946 | 36.3925 | 31.4829 | -13.9892 | 15.1069 | 46.7339 | 33.8702
| 12 | Solway and Cheviot | 0.49899 | 26.6791 | 26.022 | -13.9892 | 7.5902 | 32.541 | 24.0383
| 13 | North East England | 2.7441 | 19.1779 | 14.153 | -13.9892 | 2.0873 | 17.2913 | 8.7938
| 14 | North Lancashire and The Lakes | 0.534 | 19.1779 | 3.4169 | -13.9892 | -4.4173 | 4.3451 | -1.9423
| 15 | South Lancashire, Yorkshire and Humber | 2.8672 | 8.6507 | 1.6311 | -13.9892 | -7.0093 | -3.0029 | -8.4654
| 16 | North Midlands and North Wales | 2.04 | 5.1875 | 0.41395 | -13.9892 | -9.7086 | -7.6446 | -11.2409
| 17 | South Lincolnshire and North Norfolk | -0.12426 | 4.5686 | 0.4113 | -13.9892 | -12.1215 | -10.2757 | -11.522
| 18 | Mid Wales and The Midlands | -0.20212 | 6.2721 | 0.41957 | -13.9892 | -11.5147 | -9.0677 | -10.7472
| 19 | Anglesey and Snowdon | 6.031 | 0.96182 | 0.41395 | -13.9892 | -7.4079 | -6.8229 | -13.1425
| 20 | Pembrokeshire | 9.6225 | -7.4329 | 0 | -13.9892 | -7.3399 | -9.9414 | -17.334
| 21 | South Wales & Gloucester | 4.8045 | -7.6265 | 0 | -13.9892 | -12.2354 | -14.9046 | -17.4212
| 22 | Cotswold | 4.3725 | 0.32595 | -7.9498 | -13.9892 | -12.6662 | -17.322 | -21.7923
| 23 | Central London | -4.4949 | 0.32595 | -2.3586 | -13.9892 | -19.2972 | -20.5983 | -16.2011
| 24 | Essex and Kent | -3.6211 | 0.32595 | 0 | -13.9892 | -17.4799 | -17.3658 | -13.8426
| 25 | Oxfordshire, Surrey and Sussex | -0.22938 | -5.2467 | 0 | -13.9892 | -16.3173 | -18.1536 | -16.3502
| 26 | Somerset and Wessex | 4.1002 | -7.1712 | 0 | -13.9892 | -12.7576 | -15.2675 | -17.2163
| 27 | West Devon and Cornwall | 5.3164 | -9.2815 | 0 | -13.9892 | -12.3854 | -15.634 | -18.1659

## S2
Sensitivity table 2 - Demand Locational Tariffs for 2030/31 under the alternative scenario ("Falling Short") | [5 empty] | Return to Index
2030/31
| Zone | Zone Name | HH Gross Demand Zonal Locational Tariff (£/kW) | NHH Demand Zonal Locational Tariff (p/kWh) | Embedded Export Tariff (£/kW)
| 1 | Northern Scotland | 0 | 0 | 0
| 2 | Southern Scotland | 0 | 0 | 0
| 3 | Northern | 0 | 0 | 0
| 4 | North West | 0 | 0 | 0
| 5 | Yorkshire | 0 | 0 | 0
| 6 | N Wales & Mersey | 0 | 0 | 0
| 7 | East Midlands | 0 | 0 | 0.86474
| 8 | Midlands | 0 | 0 | 2.7027
| 9 | Eastern | 1.0116 | 0.14347 | 3.9661
| 10 | South Wales | 3.3428 | 0.40494 | 6.2973
| 11 | South East | 7.0768 | 0.99438 | 10.0313
| 12 | London | 8.0138 | 0.91604 | 10.9683
| 13 | Southern | 8.0185 | 1.1018 | 10.973
| 14 | South Western | 4.4433 | 0.64539 | 7.3978

## S3
Sensitivity 3 - TDR tariffs for 2030/31 under the alternative scenario ("Falling Short") |  |  | Return to Index
2030/31
| TDR Band | TDR Tariff (£/(site day))
| DOM | 0.21037
| LVN1 | 0.10743
| LVN2 | 0.4889
| LVN3 | 1.1659
| LVN4 | 3.62
| LV1 | 5.8483
| LV2 | 10.7372
| LV3 | 17.4749
| LV4 | 39.3642
| HV1 | 30.4594
| HV2 | 98.0442
| HV3 | 192.5061
| HV4 | 488.584
| EHV1 | 230.5477
| EHV2 | 1133.5824
| EHV3 | 2285.6657
| EHV4 | 6224.5375
| TRN1 | 593.9416
| TRN2 | 2453.0916
| TRN3 | 6836.7047
| TRN4 | 17866.2791
| Unmetered demand | p/kWh per year
| UMS | 2.1944

## S4
Sensitivity 4 - Generation and Demand Revenue Proportions for 2030/31 under the alternative scenario ("Falling Short") |  |  |  | Return to Index
2030/31
| Code | Revenue
| CAPEC | Limit on generation tariff (€/MWh) | 2.5
| y | Error Margin | 0.236
| ER | Exchange Rate (€/£) | 1.1175
| MAR | Total Revenue (£m) | 7598.1213
| GO | Generation Output (TWh) | 207.3904
| G | % of revenue from generation | 0.2023
| D | % of revenue from demand | 0.7977
| G.R | Revenue recovered from generation (£m) | 1537.1237
| D.R | Revenue recovered from demand (£m) | 6060.9976
Breakdown of generation revenue
|  | Revenue from the Peak element | 88.4515
|  | Revenue from the Year Round Shared element | 386.6189
|  | Revenue from the Year Round Not Shared element | 819.3899
|  | Revenue from Onshore Local Circuit tariffs | 32.0673
|  | Revenue from Onshore Local Substation tariffs | 17.8955
|  | Revenue from Offshore Local tariffs | 1139.005
|  | Revenue from the adjustment element | -946.3044
| G.MAR | Total Revenue recovered from generation (£m) | 1537.1237
|  | Including revenue from local charges associated with pre-existing assets (indicative) (£m) | 6.4457

## Not in report ----->
Not in Report

## TA
Table A - HVDC direction setting | [6 empty] | Return to Index
| Code | Bus 1 | Bus 2 | Bus 1 Zone | Bus 2 Zone | CCt Direction | Rating
| AI32 | FLIB40 | HUNE40 | M5 | S6 | 1 | 2200
| BI38 | BLHI20 | SPIT20 | T6 | T5 | 1 | 800
| E2DC | BRNX40 | HAWP40 | S6 | Q4 | -1 | 2000
| T2030_022 | PENT40 | TPNT40 | M6 | S6 | 1 | 2000
| E4D3 | PEHE40 | DRAX40 | T2 | P4 | -1 | 2000
| E4L5 | GRIW40 | PEHE40 | P7 | T2 | 1 | 2000
| PSDC | PEHE40 | SPIT40 | T2 | T5 | 1 | 2000
| SCD1 | RICH40 | SIZE40 | C7 | J2 | 1 | 2000
| TGDC | WFIE40 | GRIW40 | S5 | P7 | -1 | 2000

## TAA - not used
Table AA - not used - Demand Profiles 2024/25 to 2028/29 | [6 empty] | Return to Index
Zone | Zone Name | 2024/25
|  | Locational Model Demand (MW) | GROSS Tariff model Peak Demand (MW) | GROSS Tariff Model HH Demand (MW) | Tariff model NHH Demand (TWh) | Tariff model Embedded Export (MW)
1 | Northern Scotland | #VALUE! | 1403.395 | 423.5305 | 0.7489 | 1064.1853
2 | Southern Scotland | #VALUE! | 3203.432 | 1172.5338 | 1.6407 | 620.4008
3 | Northern | #VALUE! | 2414.207 | 1002.8152 | 1.1868 | 338.3491
4 | North West | #VALUE! | 3875.3368 | 1380.133 | 1.9839 | 477.8037
5 | Yorkshire | #VALUE! | 3719.0864 | 1495.8903 | 1.8343 | 740.3366
6 | N Wales & Mersey | #VALUE! | 2486.1025 | 964.1645 | 1.2462 | 540.8041
7 | East Midlands | #VALUE! | 4619.6402 | 1692.8396 | 2.3049 | 553.237
8 | Midlands | #VALUE! | 4112.1445 | 1496.6918 | 2.0545 | 365.3252
9 | Eastern | #VALUE! | 6340.381 | 2017.1683 | 3.2113 | 735.5231
10 | South Wales | #VALUE! | 1747.0163 | 736.6987 | 0.86435 | 387.3046
11 | South East | #VALUE! | 3783.6128 | 1129.791 | 1.9867 | 360.6285
12 | London | #VALUE! | 3944.4306 | 1988.9633 | 1.8025 | 127.7053
13 | Southern | #VALUE! | 5431.9024 | 1953.5892 | 2.688 | 472.7686
14 | South Western | #VALUE! | 2565.2473 | 705.1908 | 1.3565 | 324.7083
Total |  | #VALUE! | 49645.9349 | 18160 | 24.9094 | 7109.0801
Zone | Zone Name | 2025/26
|  | Locational Model Demand (MW) | GROSS Tariff model Peak Demand (MW) | GROSS Tariff Model HH Demand (MW) | Tariff model NHH Demand (TWh) | Tariff model Embedded Export (MW)
1 | Northern Scotland | #VALUE! | 1433.8282 | 431.9818 | 0.75829 | 1145.7812
2 | Southern Scotland | #VALUE! | 3265.7203 | 1192.9463 | 1.658 | 689.3943
3 | Northern | #VALUE! | 2459.6659 | 1019.0943 | 1.1997 | 360.661
4 | North West | #VALUE! | 3948.1986 | 1401.8317 | 2.0059 | 520.1118
5 | Yorkshire | #VALUE! | 3792.3955 | 1519.5853 | 1.8549 | 802.0687
6 | N Wales & Mersey | #VALUE! | 2529.8035 | 979.6734 | 1.2594 | 588.0302
7 | East Midlands | #VALUE! | 4716.8075 | 1724.1683 | 2.3313 | 591.5331
8 | Midlands | #VALUE! | 4200.3111 | 1526.3453 | 2.0783 | 399.5606
9 | Eastern | #VALUE! | 6457.8876 | 2054.3072 | 3.2447 | 796.9487
10 | South Wales | #VALUE! | 1781.9537 | 754.0093 | 0.87352 | 435.553
11 | South East | #VALUE! | 3849.3126 | 1151.289 | 2.0108 | 383.7915
12 | London | #VALUE! | 4023.5112 | 2023.5053 | 1.8248 | 136.0134
13 | Southern | #VALUE! | 5529.0886 | 1984.7763 | 2.7184 | 518.3422
14 | South Western | #VALUE! | 2615.8995 | 716.4866 | 1.372 | 354.2928
Total |  | #VALUE! | 50604.3838 | 18480 | 25.1899 | 7722.0825
Zone | Zone Name | 2026/27
|  | Locational Model Demand (MW) | GROSS Tariff model Peak Demand (MW) | GROSS Tariff Model HH Demand (MW) | Tariff model NHH Demand (TWh) | Tariff model Embedded Export (MW)
1 | Northern Scotland | #VALUE! | 1450.9685 | 437.6048 | 0.76991 | 1211.2406
2 | Southern Scotland | #VALUE! | 3300.5796 | 1211.1121 | 1.6791 | 780.0867
3 | Northern | #VALUE! | 2488.4589 | 1032.6342 | 1.215 | 355.4085
4 | North West | #VALUE! | 3992.3584 | 1415.6404 | 2.0336 | 525.6635
5 | Yorkshire | #VALUE! | 3842.7964 | 1543.6522 | 1.8813 | 804.5007
6 | N Wales & Mersey | #VALUE! | 2554.4268 | 994.1015 | 1.2753 | 588.6572
7 | East Midlands | #VALUE! | 4782.3508 | 1751.0049 | 2.3658 | 588.3638
8 | Midlands | #VALUE! | 4260.2646 | 1551.2087 | 2.1105 | 409.0969
9 | Eastern | #VALUE! | 6564.3737 | 2085.7645 | 3.2913 | 811.7175
10 | South Wales | #VALUE! | 1801.6854 | 762.617 | 0.88461 | 437.4998
11 | South East | #VALUE! | 3902.4337 | 1168.1355 | 2.0452 | 387.6287
12 | London | #VALUE! | 4093.1113 | 2052.0441 | 1.8601 | 134.8302
13 | Southern | #VALUE! | 5608.7461 | 2009.2543 | 2.76 | 538.4253
14 | South Western | #VALUE! | 2655.8919 | 725.226 | 1.3912 | 369.0445
Total |  | #VALUE! | 51298.4461 | 18740 | 25.5628 | 7942.164
Zone | Zone Name | 2027/28
|  | Locational Model Demand (MW) | GROSS Tariff model Peak Demand (MW) | GROSS Tariff Model HH Demand (MW) | Tariff model NHH Demand (TWh) | Tariff model Embedded Export (MW)
1 | Northern Scotland | #VALUE! | 1472.9555 | 437.1638 | 0.77752 | 1385.7822
2 | Southern Scotland | #VALUE! | 3332.0858 | 1210.1873 | 1.6936 | 898.7449
3 | Northern | #VALUE! | 2516.359 | 1039.1286 | 1.2268 | 448.5824
4 | North West | #VALUE! | 4046.8928 | 1432.4019 | 2.0534 | 603.7959
5 | Yorkshire | #VALUE! | 3887.7923 | 1555.2405 | 1.9007 | 929.0823
6 | N Wales & Mersey | #VALUE! | 2588.8478 | 1001.4451 | 1.2882 | 716.9704
7 | East Midlands | #VALUE! | 4834.6661 | 1760.6375 | 2.391 | 706.0226
8 | Midlands | #VALUE! | 4308.6059 | 1558.8813 | 2.1332 | 441.4312
9 | Eastern | #VALUE! | 6638.5618 | 2114.0047 | 3.3228 | 905.4519
10 | South Wales | #VALUE! | 1826.2191 | 774.8318 | 0.89318 | 503.8078
11 | South East | #VALUE! | 3978.347 | 1184.7089 | 2.0674 | 441.8824
12 | London | #VALUE! | 4185.6373 | 2098.5569 | 1.8833 | 145.3783
13 | Southern | #VALUE! | 5685.1841 | 2027.368 | 2.7895 | 554.2908
14 | South Western | #VALUE! | 2689.3577 | 735.4437 | 1.4044 | 402.2812
Total |  | #VALUE! | 51991.5123 | 18930 | 25.8249 | 9083.5042
Zone | Zone Name | 2028/29
|  | Locational Model Demand (MW) | GROSS Tariff model Peak Demand (MW) | GROSS Tariff Model HH Demand (MW) | Tariff model NHH Demand (TWh) | Tariff model Embedded Export (MW)
1 | Northern Scotland | #VALUE! | 1508.3887 | 452.0649 | 0.78245 | 1236.4536
2 | Southern Scotland | #VALUE! | 3416.379 | 1242.8354 | 1.7039 | 753.3952
3 | Northern | #VALUE! | 2578.973 | 1075.3256 | 1.2357 | 446.4144
4 | North West | #VALUE! | 4147.8724 | 1482.4259 | 2.0698 | 605.1167
5 | Yorkshire | #VALUE! | 3995.023 | 1615.6719 | 1.9183 | 961.4698
6 | N Wales & Mersey | #VALUE! | 2653.9833 | 1030.8607 | 1.299 | 728.4154
7 | East Midlands | #VALUE! | 4972.9688 | 1829.6748 | 2.4155 | 708.6593
8 | Midlands | #VALUE! | 4437.61 | 1627.2026 | 2.1565 | 460.1688
9 | Eastern | #VALUE! | 6814.8787 | 2176.2988 | 3.3607 | 907.0135
10 | South Wales | #VALUE! | 1871.2064 | 802.0518 | 0.8995 | 520.6671
11 | South East | #VALUE! | 4080.7138 | 1218.1873 | 2.0909 | 446.0935
12 | London | #VALUE! | 4293.1303 | 2150.9789 | 1.9131 | 142.7581
13 | Southern | #VALUE! | 5843.2318 | 2083.3922 | 2.823 | 605.5491
14 | South Western | #VALUE! | 2750.8398 | 753.0293 | 1.4155 | 409.5237
Total |  | #VALUE! | 53365.199 | 19540 | 26.0837 | 8931.698
Locational Model Demand (MW)
Zone | Zone Name | 2024/25 | 2025/26 | 2026/27 | 2027/28 | 2028/29
1 | Northern Scotland | #VALUE! | #VALUE! | #VALUE! | #VALUE! | #VALUE!
2 | Southern Scotland | #VALUE! | #VALUE! | #VALUE! | #VALUE! | #VALUE!
3 | Northern | #VALUE! | #VALUE! | #VALUE! | #VALUE! | #VALUE!
4 | North West | #VALUE! | #VALUE! | #VALUE! | #VALUE! | #VALUE!
5 | Yorkshire | #VALUE! | #VALUE! | #VALUE! | #VALUE! | #VALUE!
6 | N Wales & Mersey | #VALUE! | #VALUE! | #VALUE! | #VALUE! | #VALUE!
7 | East Midlands | #VALUE! | #VALUE! | #VALUE! | #VALUE! | #VALUE!
8 | Midlands | #VALUE! | #VALUE! | #VALUE! | #VALUE! | #VALUE!
9 | Eastern | #VALUE! | #VALUE! | #VALUE! | #VALUE! | #VALUE!
10 | South Wales | #VALUE! | #VALUE! | #VALUE! | #VALUE! | #VALUE!
11 | South East | #VALUE! | #VALUE! | #VALUE! | #VALUE! | #VALUE!
12 | London | #VALUE! | #VALUE! | #VALUE! | #VALUE! | #VALUE!
13 | Southern | #VALUE! | #VALUE! | #VALUE! | #VALUE! | #VALUE!
14 | South Western | #VALUE! | #VALUE! | #VALUE! | #VALUE! | #VALUE!
| Total | #VALUE! | #VALUE! | #VALUE! | #VALUE! | #VALUE!

## TB
Table B – Non-locational banded charges | [13 empty] | Return to Index
|  | Band | Tariff | Percentile | Threshold (kWh/MWh or kVA) |  | Consumption (GWh) | Consumption Proportion % | Site Count | 29/30 | 30/31 | 31/32 | 32/33 | 33/34
[5 empty] | Lower | Upper
|  | Domestic | Tariff - £/Site/Day |  |  |  | 103176.6223 | 38.09% | 29486716.8376 | 0.2134 | 0.20577 | 0.19013 | 0.19239 | 0.20022
| kWh | LV_NoMIC_1 |  | <= 40% | - | <= 3,571 | 1630.9345 | 0.6021% | 912727.743 | 0.10898 | 0.10508 | 0.097092 | 0.098249 | 0.10225
|  | LV_NoMIC_2 |  | 40 - 70% | > 3,571 | <= 12,553 | 5646.9823 | 2.085% | 694427.2227 | 0.49595 | 0.47821 | 0.44185 | 0.44712 | 0.46531
|  | LV_NoMIC_3 |  | 70 - 85% | > 12,553 | <= 25,279 | 6732.9509 | 2.485% | 347205.5778 | 1.1827 | 1.1404 | 1.0537 | 1.0662 | 1.1096
|  | LV_NoMIC_4 |  | > 85% | > 25,279 | ∞ | 20449.628 | 7.549% | 339634.3818 | 3.6722 | 3.5408 | 3.2716 | 3.3106 | 3.4453
| kVA | LV1 |  | <= 40% | - | <= 80 | 7934.9359 | 2.929% | 81573.4646 | 5.9326 | 5.7203 | 5.2855 | 5.3485 | 5.5661
|  | LV2 |  | 40 - 70% | > 80 | <= 150 | 11785.2546 | 4.351% | 65990.0387 | 10.892 | 10.5023 | 9.7039 | 9.8196 | 10.2191
|  | LV3 |  | 70 - 85% | > 150 | <= 231 | 7305.483 | 2.697% | 25134.3122 | 17.7267 | 17.0925 | 15.7932 | 15.9814 | 16.6317
|  | LV4 |  | > 85% | > 231 | ∞ | 19707.1672 | 7.275% | 30099.1223 | 39.9317 | 38.5031 | 35.5761 | 36.0001 | 37.4649
|  | HV1 |  | <= 40% | - | <= 422 | 4301.3819 | 1.588% | 8490.198 | 30.8985 | 29.7931 | 27.5282 | 27.8563 | 28.9897
|  | HV2 |  | 40 - 70% | > 422 | <= 1,000 | 12616.3493 | 4.657% | 7736.4777 | 99.4575 | 95.8993 | 88.6091 | 89.6652 | 93.3135
|  | HV3 |  | 70 - 85% | > 1,000 | <= 1,800 | 9733.238 | 3.593% | 3039.7951 | 195.281 | 188.2946 | 173.9806 | 176.0543 | 183.2175
|  | HV4 |  | > 85% | > 1,800 | ∞ | 27313.1282 | 10.08% | 3360.9635 | 495.6267 | 477.8951 | 441.5658 | 446.8289 | 465.0094
|  | EHV1 |  | <= 40% | - | <= 5,000 | 1878.994 | 0.6936% | 490 | 233.871 | 225.504 | 208.3613 | 210.8448 | 219.4236
|  | EHV2 |  | 40 - 70% | > 5,000 | <= 12,000 | 4826.8243 | 1.782% | 256 | 1149.9224 | 1108.7827 | 1024.4936 | 1036.7049 | 1078.886
|  | EHV3 |  | 70 - 85% | > 12,000 | <= 21,500 | 5132.334 | 1.895% | 135 | 2318.6125 | 2235.6615 | 2065.7078 | 2090.3295 | 2175.3802
|  | EHV4 |  | > 85% | > 21,500 | ∞ | 14287.4463 | 5.274% | 138 | 6314.2613 | 6088.3615 | 5625.5277 | 5692.58 | 5924.198
| MWh | T-Demand1 |  | <= 40% | - | <= 33,548 | 286.4905 | 0.1058% | 29 | 602.503 | 580.9478 | 536.7844 | 543.1825 | 565.2834
|  | T-Demand2 |  | 40 - 70% | > 33,548 | <= 73,936 | 775.2393 | 0.2862% | 19 | 2488.4517 | 2399.4246 | 2217.0217 | 2243.447 | 2334.7277
|  | T-Demand3 |  | 70 - 93% | > 73,936 | <= 189,873 | 1478.2865 | 0.5457% | 13 | 6935.2526 | 6687.1361 | 6178.7838 | 6252.4306 | 6506.8276
|  | T-Demand4 |  | > 93% | > 189,873 | ∞ | 1485.8417 | 0.5485% | 5 | 18123.8131 | 17475.4133 | 16146.9422 | 16339.4025 | 17004.215
Unmetered demand
|  | Unmetered | p/kWh |  |  |  | 2404.3539 | 0.8876% |  | 2.2261 | 2.1464 | 1.9887 | 2.0069 | 2.0886

## TC - not used
Table C - not used – Special Expansion Factors Assumption |  |  |  | Return to Index
| Node 1 | Node 2 | Onshore circuit-specific expansion factor (to 2 d.p.)
| FLIB40 | HUNE40 | 4.66
| HUNN2A | HUNN2C | 12.06
| HUNN2B | HUNN2D | 12.06
| BLHI20 | SPIT20 | 14.69
| CRSS2A | CRSS2C | 38.41
| CRSS2B | CRSS2D | 38.41
| CRSS2C | HUNN2C | 18.01
| CRSS2D | HUNN2D | 18.01
| KERG2T | BLHI20 | 8.7
| FINS20 | DOUN20 | 16.26
| ARNI2T | BEAU20 | 20
| BRNX40 | HAWP40 | 11.01
| PEHE40 | DRAX40 | 6.7