## READ ME
Initial assessment of the long list of access and charging options and adaptations from a small users perspective
This spreadsheet shows the assessments of the access and charging options carried out by a cross-industry stakeholder group focused on Small Users (the "Small Users Subgroup") in November/December 2019. The Small Users subgroup has assessed the range of access and charging options identified for larger users to understand whether these are suitable and should be applied directly for small users, in particular vulnerable consumers, against our Principle 2 "Arrangements reflect the needs of consumers as appropriate for an essential service". The assessments presented in this document are initial views from the cross-industry subgroup members that informed our Winter working paper published in December 2019. The assessment will be subject to further development in the next phase of this project.
Small users subgroup assessment (tab 1-4) Assessment based on Principle 2 and customer interface considerations of Principle 3
| Access options | tab 1
| Charging options | tab 2
| Connection boundary options | tab 3 | (options adapted for the purpose of this assessment)
| Wider retail measures options | tab 4
This spreadsheet also shows any consideration relevant for small users against our Principle 1 “Arrangements support efficient use and development of system capacity” and our Principle 3 "Any changes are practical and proportionate " about the access and charging options identified for larger users. This work has been done by the other industry groups within the Access SCR.
Other workstreams/subgroups (tab 5 - 7) Considerations around Principle 1 and 3 from a consumer's perspective
| Access options | tab 5
| Charging options | tab 6
| Connection boundary options | tab 7
Winter working paper: https://www.ofgem.gov.uk/publications-and-updates/access-and-forward-looking-charges-significant-code-review-winter-2019-working-paper

## 1. Small users - Access
Small Users Subgroup Assessment | Access options
This table shows the assessment completed by the Small Users subgroup on these options considering Principle 2 and 3 from a consumers' interface perspective
Option/Adaptation: | B1 - Defining a level of access | B2 - Level of firmness | B3 - Time-profiled access | B4 - Shared Access | B5 - Standardisation of options | B6 - Monitoring and enforcement approach | A1 - Limits on access choice
(Relevent adaptations) | A2 – Lower limit on access A3 – Core access level or levels A9 – Access rights not further defined A10 – Opt-in arrangements for access |  |  |  | A4 - Standardised access levels/bands | A5 – Exceedance conditions for access limit A6 – Automatic increases A7 – Curtailment override A8 – Other limits on nature of enforcement
Principle 2 - Arrangements reflect the needs of consumers as appropriate for an essential service
Identifying and meeting small users' needs:
1. Identifying and meeting small users’ needs How readily can consumers' needs and requirements can be a) identified and b) met under this option – either by consumers directly, or suppliers / intermediaries / DNOs? This may require an understanding of their demand, characteristics and ability to shift usage. Please consider what information or data would be needed, in what format and who/what might be able to provide these. What challenges may exist for all/any specific groups of small users (eg certain vulnerable customers) or type of customer demand? | • This option in particular would require users (or their intermediaries) to have a good understanding of their usage • There are multiple ways to define the level of access users have and some will require more understanding from the user. For example: o Defining the level of access by power requirement (i.e. kW) would require relatively in-depth knowledge of electrical demand o However, defining access level by technology or “products” (such as EVs for example) would be easier for users to understand but potentially less accurate • Adaptations such as a lower level of access or core level of access would limit the impact of getting any definitions wrong and therefore lower the importance of in depth knowledge of usage • Adaptations such as “opt in” and, to a greater extent, not defining the level of access will also remove the need for in depth knowledge almost entirely • If suppliers or intermediaries were to take on the role of defining the access level requirements of their customers/clients, this could also mean they have greater expert knowledge and therefore take on the risk of making such decisions | • Conceptually might be quite difficult for consumers who think and expect that they already have firm access • Financially firm access (so ESO/DSO does not have the right to curtail the customer without compensation) is essential to meet the need for customers to bid in to flexibility markets, or offer flexibility services through their suppliers. Financial firmness gives customers the property right to sell their flexibility at a price which is right for them (e.g. contractually through their supplier at a fixed fee/discount and/or utilisation, which could be fixed, profiled, or dynamic), instead of being forced to be flexible without compensation. No customers “need” financially non-firm access. By contrast, customers may need something else, such as an early connection date, for which financially non-firm access could be the price to pay. Non-firm Access is very unlikely to be suitable for energy use that is associated with basic needs. This will be particularly true for vulnerable customers and will depend on the nature of their vulnerability. | • Steps for ‘defining a level of access’ apply • Additionally, distributor / supplier / intermediary engages with customer to ask any question to define the access rights (eg time periods where elec is needed) • Supplier / intermediary prepares tariff offering reflecting access level and options • Users will have to assess whether they have demand/generation that fits a particular time profile or can be flexible enough to do so. This will be particularly important for users who rely on electricity more than others, for example some types of vulnerability. | • This option could work well where there are synergies between the needs of groups of small users Where synergies exist, this can be an efficient way of meeting these needs from a network perspective If any vulnerable customers are included within the shared Access arrangements, their needs will need to be factored in against the requirements of all users carefully as there is a risk they do not secure the level of access they need reliably. | • What are the levels of access from option B1 are being put forward • Smart meters to provide with accurate profiles to determine a sensible standard product. • Consumers may just have one standard option which doesn’t limit their access, too many standard tariffs based on access it may be too confusing for a consumer to understand. • Market research would need to be done to understand the need for consumers access to change • Standardisation may be particulalry helpful for vulnerable customers, particularly if it can help them match Access levels/options to their needs. However, there is also a risk that if options are too standardised, there may not be enough flexibility to address vulnerability in choices. | A good understanding of customer requirements will be needed to ensure the level of enforcement is not excessive and is proportionate to the overall arrangements | • This would require: o Knowledge of essential needs such as medical dependence on electricity o Users appetite/resilience to lack of Access and how this may vary between customer segments o Knowledge of users intention to participate in flex markets Although in general this adaptation may serve to protect vulnerable users from higher risk options, this could be at the cost of those users that have the ability to flex their energy use but will not be able to relaise benefits. This will be particulalrly true if this adaptation is targeted at subsets of customers rather than on a "blanket" basis.
2. Benefits from this option Which customer groups, or forms of customer demand, may be able to readily engage with and benefit from this option, eg through shifting consumption? Are there any which may not? What enablers may they need? Where possible, please consider any quantitative analysis which may be relevant to the design or assessment of the option – eg on thresholds / types of flexible customer demand. | • Defining access levels for certain types of demand may be easier. For example defining access level by technology such as: o Electric vehicle access o Electric heating access o Access defined by size of property etc. • Adaptations such as lower level or core demand would make it less risky to define access levels for the non-essential demand If Access is to be better defined, ways to monitor customers' use of energy will be required to measure adherence to any new arrangements Additionally, systems will be required to register users' Access levels/choices | • There would be little/no benefit to smaller users in having an option of non-firm access. • Financially firm access could encourage markets and, importantly, enable price discovery for efficient operational dispatch and provide a signal to networks of the value users place on the firmness of their access • Operational flexibility could be facilitated using contractual arrangements with their supplier which could include the option of operating like financially non-firm from the customer’s point of view. This would require careful regulation to prevent miss-selling. Investment flexibility signals not beneficial for small users. A potential benefit of financially non-firm access could be to enable faster connections. This would not be a socially appropriate signal for small users e.g. allowing new housing estates to be developed on a financially non-firm basis where customers could be forced to curtail without compensation. | • Potentially a good match with EV demand • Ideal for storage plus load control • High interaction with Time of Use Tariffs • Technology may be needed to enable this option, for example devices that control demand/generation to fit time profiles. This would be particularly relevnat to more dynamic time-profiles. | • This could benefit groups such as community energy schemes as a way to allocate the required access to the group in the most efficient way, therefore benefiting the whole group There may be other more specific use cases for matching generation to demand etc. | • Enablers – smart meters to monitor consumption against the standard option chosen. • Without clear articulate communication from DNOs and suppliers most consumers would not be able to understand what the changes they were signing up to meant • It may allow small users to understand their consumption and work within it rather than just constantly using (energy conscious) | • If done right, this option can be a route for signalling to customers the value of their use of the network • The adaptations can be of particular benefit to consumers to help protect the Access users require to fulfil essential needs | • Can result in lower bills – but requires active engagement • Lowers risk to users with lower engagement or lower energy literacy • Potentially keep more options open for business users if it can be proven they have a greater ability to engage • Limiting of options could be targeted at core use leaving options more open for non-core use To enable this option, the party rsponsible for implementing it would need access to sufficient data/information to justifiably exclude users from certain access options. This would also need to be refreshed at a suitable interval to make sure it reflects changes in customers' circumstances.
3. Risks and potential adverse impacts What risks could this option address and which risks could remain for consumers under this option? This should consider financial or other impacts and identify how far the adaptation would mitigate these. Please consider any potential adverse impacts which may be specific to certain customer groups, eg with different capabilities or needs, particularly those who may be vulnerable, or certain forms of customer demand. Please consider the characteristics identified by Citizens Advice. | • Adaptations such as lower level of access, core access, opt in and no definition of access could all address the risk of defining an access level for consumers • However, any definition of the level of access leads to the risk of the defined level not meeting the user’s needs and therefore resulting in negative consequences • Defining a level of access is perhaps less suitable for essential demands, particularly where the essential demand can vary materially between different types of users. This will be particularly important where the essential need is linked with a vulnerability | • High risk to social equity if market relied on price discovery for non-firm access. There would be a high risk that miss-selling, imperfect information, or bounded rationality may result in vulnerable customers choosing cheaper non-firm supply despite it not being appropriate for them. • Risk of perception of social inequality that customers can only get a reliable electricity supply if they are wealthy enough to pay for it | • When applied across groups of customers, this approach may result in dispatch that is ‘out of merit’ i.e. not the most efficient outcome (market based approaches address this) • Consumer risk being tied into a fixed term product with no ability to change usage • Risk that if upper limits are set incorrectly, customers will face higher charges • There would be a high risk that miss-selling, imperfect information, or change in circumstances may result in vulnerable customers choosing inappropriate time profiled tariffs. | • There is a risk that the synergies between customers’ requirements are not reliable leading to overall requirements exceeding those allocated under the shared access This option relies on the ongoing coordination between many parties. If this coordination fails, all users may experience detriment If any vulnerable customers are included within the shared Access arrangements, their needs will need to be factored in against the requirements of all users carefully as there is a risk they do not secure the level of access they need reliably. | • Could be benefits for making consumers more energy conscious and have no “surprise bills” • Communication needs to be clear and easy for consumers to understand what they are buying | • If monitoring and enforcement does not take account of users essential needs, this could likely lead to customer detriment This customer detriment could lead to negative perceptions of the Access products and wider arrangements it applies to | • This adaptation has the risk of precluding people from engaging – potentially the people for whom it would be most beneficial • Risks around getting the definition of customer segments right to ensure only appropriate options are available • If there are fewer options – there may be fewer ways to address changes in circumstances
4. Barriers to this option Have you identified any barriers to this option working well with regards to engagement and identifying and meeting small users’ needs? How could these be resolved? Please specify here. | • If access levels are to be defined for individual users, this will require a high level of engagement from consumers and a requirement of sufficient education • If this is done on behalf of users by an intermediary, this will lower the engagement but there may still be a requirement for them to engage to inform the intermediary of their specific requirements • Adaptations such as opt-in would be a way around this barrier as the engagement would only be required from those who choose to engage | • Imperfect information – Customers would not have the required information, or understanding to make an informed choice about whether financially non-firm is appropriate for them. • Physical-firmness – For the option of financial non-firmness to be viable, it must first be possible for customers to be physically non-firm such that it is physically/technically possible for ESO/DSO to curtail their demand without compensation. • Market distortions to flexibility markets – If some customers have the option of financially non-firm access, then this could result in flexible customers dispatching out of merit in flexibility markets resulting in less economically efficient outcomes. This would have to opt-in – actively chosen with piece of kit installed to manage – might not be for domestic | • Complexity of offer and understand from user • Additional kit in homes in order to benefit and data control | If shared Access is implemented in a dynamic way, there may be issues in setting up agreements between users that have a certain amount of ambiguity in the service provision (i.e. shared service between customers) | • Users unlikely to be engaged if options are too complex – i.e. too bespoke • Users will need to be well informed of the potential options available to them • Options should be kept as simple as possible and easy to understand for small users – communication must be clear • Must have to assess how much someone can go without electricity – how long for can they be cut off for? What happens if this goes wrong | • Public perception of some options for enforcement may be a barrier to adoption • Some options for monitoring and enforcement may be particularly difficult to implement goiven the high volume of small users | • Knowing enough about customers to be able to “target” a restriction of options and ongoing monitoring/refreshing of this • Potential for creating a two-tier market by excluding some users – could be perceived negatively as there may be consumers who are willing to participate but are excluded for this reason and therefore exlcued from realising benefits that other consumers are not • One way to mitigate for this potential "two tier" consequence is to apply any limits to all users regardless of situation. Another mitigation would be transparency on the criteria for limits and potentially the possibility of opting back into arrangements.
5. Considerations for different customer groups – non-half hourly, unmetered, new and existing, and those connected directly to the DNO network or via an IDNO or third party, or different types of customer group or demand (eg more or less flexible)? Have you identified any specific considerations for these types of users? | • Consideration will have to be given to when customers will be defining their level of access. For example: o Defining level of access at time of connecting a new property – who is the decision maker in this case? o Defining level of access when moving property o Defining a level of access when already in a property (existing customers) o Defining a level of access when circumstances change • Each of these will require different types of engagement and will have impacts on the benefits that are realised to be passed on to customers | • There may be some niche customers for which financially non-firm access may be suitable for them. If the option were given to some groups of customers, it would be difficult to define which individual customers should have the option of financially-firm access and which should not be given the choice. This question could not be left to suppliers. | Only works with those half hourly metered if truly efficient | • Users would likely require smart meters to monitor compliance with the sharing arrangements Further technology may be required to implement this arrangement | Requirement for smart meters would mean roll out for unmetered customers not possible. Smart meters would need to be installed for certain customers. Standardised options would most likely only fit “standard” customers. | • The adaptations could be used to ensure that arrangements are suitable for wider groups of customers Some forms of enforcement will not be suitable for certain types of demand, particularly for demand associated with essential needs | • It would be hard to monitor this for customers without smart meters
6. Considerations for small businesses. Are there any specific considerations applicable for small businesses, particularly microbusinesses, around identifying and meeting their needs? | • Small businesses may have a higher level of engagement in energy costs • Some types of small business may have more predictable usage patterns which may help towards defining a level of access • Small businesses may have the resource to better assess their needs | There may be some small businesses for which financially non-firm access may be an appropriate option. For example, those with elements of their demand or generation are more flexible and curtailment will not result in undue negative impact. | • Will require an understanding and monitoring in order to achieve positive outputs for the business • Businesses' requirements may change as their business develops and they would need to factor this into their Access choices. | This could be an option that works well for small businesses that have multiple, small sites in a local area of the network and wish to share the network access between these sites to achieve efficiencies | Certain bespoke options may be suited for certain businesses with specific use-cases. Will need to be separate from domestic users | • Some options for monitoring and enforcement and associated adaptations may be more suitable for small businesses • This will depend on the nature of the business and how this translates to energy requirements • Some choices for businesses may be commercial decisions which may mean the associated enforcement could reflect | • Could vulnerability be applied to businesses e.g. care homes and would this adaptation need to account for this? • Could cause issues such as a perceived separate tier for business users – if arrangements are perceived to favour larger businesses
7. Enabling new, low carbon technologies and business models What considerations are there for uptake or facilitation of new low carbon technologies and new business models from a consumer perspective? Have you identified any considerations with regards to innovation and competition in supply market offerings? Eg this may be through enabling quicker connections and reducing network costs, enabling and reflecting the benefits that new, innovative approaches and business models (such as local energy models). This has links with principle 1. | • Defining a level of access for the purposes of procuring an access product with an associated cost signal may encourage users to give more thought to their energy requirements and how this relates to LCTs such as EVs or small scale generation • These signals and the response they trigger may be a way to help the rollout of such technologies in a more efficient way and therefore reducing the cost to consumers furthering their uptake • The adaptations generally lower this requirement to think about energy use. However separating out core usage may be a way to separate the discussion of energy use for flexible LCT demand such as EVs from basic needs | • If financially non-firm access were offered to generators, then it may be appropriate to offer financially non-firm access to domestic and small business exports on the same terms. • New low carbon demand technologies such as EVs and electric heating could be incentivised through contractual arrangements with their suppliers, so would not require financially non-firm access arrangements with ESO/DSO | New low carbon demand technologies such as solar, heat pumps, storage can be combined and incentivised through contractual arrangements with the supplier | • This option could be used as means to implement local energy schemes which are looking for an efficient way to embed low carbon technologies in local areas For example if flexible demand can be matched with generation profiles, shared access may be a way to realise the benefits of this | Standardised options may make consumers more conscious of how much electricity they use and therefore possibly may be more likely to engage more with low carbon technology. | • Monitoring and enforcement could be tailored to suit certain types of technology For example, more flexible technologies lend themselves to stronger forms of enforcement such as automation etc. | • Could stifle innovation and new business models • Could stifle competition by restricting new offerings which could attract new customers • Other arrangements could mitigate for lack of Access option choice (such as ToU tariffs and flex markets)
Understanding of options and information required to be able to reasonably predict future access and charges and select the most suitable option
8. Understanding and predicting access and charges How readily can consumers, suppliers or intermediaries understand or predict access and charges under this option? This may require an understanding of their demand, characteristics and ability to shift usage. Please consider what information or data would be needed, in what format and who/what might be able to provide these. What challenges may exist for all/any specific groups of small users (eg certain vulnerable customers) or type of customer demand? | • Having historic demand profiles may help as an indication of future requirements • Suppliers and intermediaries could use this data to help define access levels for individual consumers or their customer base as a whole/in groups • For adaptations such as core access and a lower limit, reliable information of what constitutes core access across a wide range of scenarios such as heating/cooking type, mobility issues, electric showers etc. This could likely be required on an individual customer basis • To avoid detriment to vulnerable users, knowledge of their individual requirements is even more important | • Financially non-firm access would be a problem for predictability because customers would not know in advance how often they would be curtailed without compensation. • Data/information would be needed regarding the extent to which consumers energy use is flexible. • This information could come from consumers directly through informed choices or may need to come from a more objective source such as independent research. | • Historic usage could be used to determine what time-profile would best suit the customer’s needs • Knowledge of the type of demand/generation could be used to predict what time-profile would best suit the customer (i.e. solar generation following daylight hours etc.) • However there is still some risk that the chosen profile does not suit customer needs • Any assessment done to understand users' requirements should take into account vulnerability | • Assuming the sharing group can stay within an agreed level of Access, this should be fairly simple to predict However, a very detailed understanding of how expected demand and generation will interact will be required upfront to set the level of shared Access | Standardised bands may facilitate the understanding of a consumers demand and therefore how much they are charged as they will pay fixed rate for their band. Charges based on band will need to be communicated to user. Smart meters will be required to obtain data on consumers demand to allocated appropriate bands. | If enforcement is implemented through financial means, this could lead to unpredictable charges if users exceed Access options | • This adaptation could simplify what needs to be understood or the level of detail required What data is still required will depend on which options remain available to users or groups of users.
9. Assessing suitability of the option How readily can consumers, suppliers or intermediaries assess the suitability of this option/product for a consumer? Please consider what information or data would consumers / suppliers / intermediaries need to decide on / recommend an option, what is involved in doing this, in what format and who might be able to provide any data or information needed? What challenges may exist for all/any specific groups of small users with different capabilities or needs (eg any vulnerable groups of customers) or customer demand? | • This will depend on how the level of access is defined. If defined in power terms (i.e. kW) assessment will be more difficult than if defined by characteristics well known to customers such as property size or technology etc. • Intermediaries with access to larger data sets and analysis tools may be in a good position to inform customers or make decision on their behalf • The exact data requirements will depend on the specific Access options taken forward. • Historic energy use may be an indicator of suitability. • Data/evidence from trials showing consumer response may also be used to measure suitability. | • Customers - Very difficult to assess because customers do not know the cost to them in terms of the frequency of curtailment • Suppliers/intermediaries – Very difficult, they do not know either the value to the customer of having access, the cost to the customer of losing access without compensation, or the likely frequency of curtailment. | • To a large extent the suitability of this product will depend on the profile that is set as discussed above • The time-profile could be set to apply to a subset of the load at the property to mitigate risks • This assessment of suitability will need to account for certain types of vulnerability, particularly where users' rely on electricity for essential needs which may not suit a time-profile. | • Ensuring customers are aware of what shared Access will mean for them and what limits it may place on their energy use will be essential to avoid a negative customer experience The method used for monitoring and enforcement will determine how important the point above is | Standardised options will need to be kept as simple as possible and communicated as effectively as possible to aid customers ability to assess suitability of option. May be too complex for certain users to understand e.g. more vulnerable users. Data from smart metres will be required to correctly monitor users’ energy use in order for suppliers to recommend options. | Stronger enforcement options will make the requirement for assessing users need more important to avoid unintended consequences | • Would need to know enough about responsiveness/engagement to decide if restricting options makes sense • Assessment of who this applies to would benefit from an independent assessment (Ofgem?) If this adaptation is targeted at vulnerable customers, a good understanding of what the various types of vulnerability mean for users' ability to respond to the Access options are. It will also require an assessment that there is overall benefit to excluding these vulnerable users from some Access options.
10. Understanding, coordination and communication across different industry parties How readily will industry parties (suppliers / DNOs / other intermediaries) be able to understand these arrangements and offer this option, including coordinating and communicating between each other to offer this tariff to customers? Please consider what is involved in enabling this, and what challenges may exist in relation to all/any specific groups of small users (eg vulnerable customers) or type of customer demand. | • This will depend where the access options “register” sits. • This in turn will potentially be determined by who is making the decision and if there is any aggregation by suppliers for example • Regardless of where the information sits, information will need to pass between parties in some manner for any benefits to be realised. Information/signals must flow one way or the other for any different action to be taken | • Difficult to effectively communicate the implications with customers • Difficult for ESO/DSO to know if customers have the required technical capability to be curtailed in order to offer the option of being financially non-firm. | • Time profiled access may need to be incorporated into customer-facing tariffs • Time profiled Access and ToU tariffs will need considering alongside each other to determine the best option to influence customer behaviour • Where coordination is required, consideration for vulnerability must not be lost between parties. | • This option could likely have a high requirement for coordination between industry parties • Customers within the shared access arrangement may be with different suppliers There will also be a high requirement for coordination between the parties within the agreement or parties acting on their behalf | Standardised options will mean all industry parties must agree and sign up to standard – these standards will need to be created and standard options will need to be agreed upon by industry | • This will depend on the party responsible for monitoring and enforcement • It is likely that multiple parties will be involved in the process and good coordination will be required to ensure customers do not receive poor service/negative experience | • Maintaining the “list” of customers with restricted options would require care • Having customer segments with different possible options could add to complications of administering tariffs
11. Barriers to this option Have you identified any barriers to this option working well, with regards to consumers or suppliers / intermediaries understanding the suitability of the option and predicting their future access / charges? How could these be resolved? Please specify. | • General consumer understanding of electrical requirements will be an issue • An ability to effectively communicate what access/capacity/power is could potentially be a barrier • A fear of being restricted may lead to negative feelings towards such arrangements | • See answer to 9 above | • Only the risk that if the time-profile is not suitable for the customer’s energy use, it could be detrimental • Time-profiled Access shouldn't have any significant barriers relating to predictability of charges, for example, as the arrangements are agreed upfront. | There may be regulatory/legal/social barriers to users signing up to agreements which do not guarantee each individual a set amount of access | • Majority of industry parties unlikely to be able to communicate aspects of options to customers – particularly vulnerable customers as they are not engaged to wider areas of industry – only very limited communication with supplier. • Many consumers very unlikely to understand the suitability of option, especially if bespoke. • Suppliers could perhaps engage more with consumers – unlikely with more vulnerable. Options could be kept simple to aid understanding of suitability. | Public perception may be a barrier to this option, particularly regarding enforcement options | • Consumers may disagree with the segment they are assigned to and therefore the options they have available to them (if this is prescriptive) • Suppliers/sales staff etc. would need excellent understanding of the arrangements
12. Potential risks How will this option (if an adaptation) help reduce risks for small users? Have you identified any potential risks that may remain for consumers in relation to their understanding of their access or charges, or suitability of this option – financial or other impacts? Please consider any specific groups with different capabilities or needs that may have risks of adverse impacts under this option, considering the characteristics identified by Citizens Advice. | • The adaptations will help reduce the risk of users having to define their access level • There is a general risk that better definition of Access for small users does not reflect their expectations of energy supply. Each option for defining Access has specific risks associated with it. This will need balancing against the benefits. | • Risk of inappropriate choice could be mitigated with detailed assessment through questions, or discussion between customers and ESO/DSO, or suppliers. However, this would be administratively impractical and costly for domestic customers. Even if this were carried out, there would still be a high risk of making inappropriate choices. | Only the risk that if the time-profile is not suitable for the customer’s energy use, it could be detrimental | • There is a risk that the synergies between customers’ requirements are not reliable leading to overall requirements exceeding those allocated under the shared access This option relies on the ongoing coordination between many parties. If this coordination fails, all users may experience detriment If any vulnerable customers are included within the shared Access arrangements, their needs will need to be factored in against the requirements of all users carefully as there is a risk they do not secure the level of access they need reliably. This risk would need to be accounted for when setting up arrangements. | • Standardised options could be kept as simple as possible with less bespoke to reduce financial risk. • Bands may impose financial risk on customers due to lack of understanding e.g. some customers may pick option in wrong band and may be overcharged if demand exceeds band. | The adaptations identified can be used to mitigate the risks for small users while still ensuring that Access options are responded to Strong enforcement approaches would need to be used with care for vulnerable customers. Some will rely on a reliable energy supply for essential/medical needs. | • By limiting customers’ exposure to riskier Access choices, this adaptation naturally helps to reduce risk to consumers
13. Considerations for different customer groups – non-half hourly, unmetered, new and existing, and those connected directly to the DNO network or via an IDNO or third party, or different types of customer group or demand (eg more or less flexible)? Have you identified any specific considerations for these types of users? | • New/connecting users may have a better understanding of their requirements as they are specifying a new property etc. However it should be kept in mind that many consumer properties are built and connected by developers | This option will be most applicable to users who have elements of their demand/generation that are particulalry flexible. | • Options should be available for all customers regardless of IDNO etc. • This option could be more suitable for certain types of demand/generation with predictable patterns | • Users would likely require smart meters to monitor compliance with the sharing arrangements Further technology may be required to implement this arrangement | Standard options can exist within customer groups but not for all types of customers – each group will require own set of standard options | As per Q5 | • Lack of smart meters will hinder analysis of customers’ needs • It should be assumed that IDNOs will offer the same arrangements
14. Considerations for small businesses For this option, are there any specific considerations applicable for small businesses, particularly microbusinesses, around understanding of options and information required? | Definition of Access for small businesses may be more complex due to the greater variation in the needs being met by energy supply. Therefore specific approaches to defining Access may be needed and these will be applying to a relatively small volume of customers so the complexity of implementation will need to be justified. | Smaller businesses may be better placed to engage with ESO/DSO/suppliers to make an informed choice. Although even then, the administrative burden may be high. | • This could be a particularly suitable option for businesses that operate outside of network peak hours, reflecting their limited impact on network reinforcement • If the business’s processes result in very predictable patterns of use, this could be an attractive option | This could be an option that works well for small businesses that have multiple, small sites in a local area of the network and wish to share the network access between these sites to achieve efficiencies | Clear and key communication so small businesses can understand what they are getting themselves into | As per Q6 | • Would require smart metering • Businesses could potentially be more able to handle the risks of being exposed to all options due to business users' being less likely to be vulnerable and relying on energy for essential needs
Further considerations
15. Any other considerations Have you identified any further considerations for this option?
Principle 3 - Any changes are practical and proportionate
16. Changes to the way data is collected, processed and analysed Have you identified any changes required to data collection, processing and analysis, and whether new data may need to be collected? Can you provide any estimates or indications of likely time / associated costs? | • Depending at which level access levels are defined, this could be a huge new data requirement • For networks to then take advantage of this data set, new processing and analysis capabilities will be required • Core level of access may lower the data requirements if common to larger groups of users although could increase requirements if more specific to individual users • Adaptations such as opt-in and no further definition of access levels will naturally lower the data requirements | • ESO, DSO and suppliers would need to have data regarding whether a customer has the technical capability to be physically non-firm and whether they have then opted to be financially non-firm. Would also need knowledge of any caps on curtailment frequency. They would then need to have real time access to data, decision making and control systems to be able to curtail the customer. This would need to be in place for any customer choosing to obtain cheaper access by being financially non-firm. • Customers choosing to have cheaper access in return for financially non-firm access would need to pay for the associated administrative cost of these data flows and systems, which may tend to reduce, or outweigh the cost saving from the cheaper non-firm access | • Data collected through half hourly metering and conveyed back to users to ascertain best use of time profiled access, with continual monitoring May require further information on the demand type/technology in customers’ properties | This will require careful registration of users agreements and the parameters agreed between parties to implement the sharing arrangement | Data from consumers’ smart meters will be needed to assess usage patterns to help inform standard options available to consumers Roll out of smart meters will be required which has associated barriers as some people will be reluctant to engage. | • The arrangements for monitoring will have a large impact on the data requirements Stronger enforcement options will require good underlying data to ensure they are applied fairly For most Access choices, more granular data will be required on customers' energy use. This may be fulfilled through smart meters or equivalent monitoring installed by customers when adopting Access options.
17. Changes to engagement with customers What changes would this option require to how customers are engaged, and what associated changes may be needed to supplier / network company systems to support this? Can you provide any estimates or indications of likely time / associated costs? | • Generally speaking, defining a level of access for individual customers will require a step-change in engagement with customers. However, the process through which it is defined will have a big impact on this. For example: o Individual customers define their levels requires very high engagement o If suppliers/intermediaries choose on customers’ behalf, there will still be a requirement for some engagement if any response is to be triggered | • ESO, DSO and suppliers would need to be much more engaged with all customers if all customers had the option of financially non-firm access. This may be easier if it were offered on an opt-in basis, where opting in was conditional on a deeper level of engagement. | • Depending how bespoke the time-profiling is, there could be a high engagement requirement to determine it For customers that do not adhere to the time-profile, there may need to be further engagement to make required adjustments This could potenially require registration of agreed time profiles with a mechanism for updating based on further engagement with customers. | • This option will likely appeal to much more engaged groups of customers Engagement will be required to establish what the group as a whole require | Greater engagement with custumers needed to help determine what options should be made available to them – market research. Engagement needed to educate customers about the options made available to them – options should remain as simple as possible. | • Arrangements for monitoring and enforcement must be very clear to customers to manage expectations Some of the adaptations will require high levels of engagement to determine core/minimum levels of Access etc.
18. Changes to commercial agreements What changes will this option require to commercial agreements going forward, and what would be the impact on existing commercial arrangements? Can you provide any estimates or indications of likely time / associated costs? | Depending at what level access is defined (connection agreements for example), new commercial agreements will be required • This may be at a legal level or through existing contracts with layers of arrangements over them • It will also likely require new arrangements between industry parties such as DNOs and suppliers | • If a customer were financially non-firm, then suppliers would need to be aware, so they could take it into account in supply agreements. If financially non-firm customers were curtailed by ESO/DSO, then their supplier would need to be kept whole and not put out of balance | This option would need reflecting in the commercial agreements with the customer – although which agreement will be determined by the “lead party” | This option will likely involve very complex commercial agreements between multiple parties | Estimates etc will not be able to be provided as information will need to be obtained from suppliers. Changes to commercial agreements may be needed for small businesses. Commercially selling a new access product – may lead to changes to commercial agreements down the line. | • Some options for enforcement would require specific commercial terms The extent of this will depend on the option chosen and how bespoke it is to each user
19. Changes to customer billing What changes will this option require to customer billing, including any new metering or monitoring equipment? Can you provide any estimates or indications of likely time / associated costs? | Depending how access level price signals are sent, this is highly likely to require changes to billing processes. | • Suppliers may need to take account of whether or not a customer is financially firm when setting tariffs and billing. Equipment for metering, monitoring and control would be required to curtail a customer if the customer received cheaper access in return for financially non-firm access. | • This will depend on how the Access options chosen by customers are reflected in the charge design • Monitoring of well customers usage fits the profile may be required to be reflected in the bill This could be a way to signal that change is required to a customer | Depending how Access arrangements are implemented in charge design, this option could be complex to reflect in customer bills due to the interaction between multiple parties Shared Access could be monitored through smart meters or equivalent monitoring. There is also potentially a requirement for sophisticated control between parties. | Potentially add new layer of complexity to customer billing. How would you bill this and monitor? Customers need to fully understand what exactly they are paying in their bills Needs wider consideration from the group | If enforcement is implemented through financial measures, this will have an impact on how customers are billed
20. Charge calculation and settlement considerations Do you have any considerations for charge calculation and settlement? | • Depending how access level price signals are sent, this is highly likely to require changes to charge and settlement processes. | Settlement would need to take account of customer curtailment such that other parties such as suppliers are not put out of balance | As above (in Q19), this will depend on how Access options in general are implemented in the charge design | question about whether does this impact settlement | There will need to be new calculation and settlement considerations – this will depend on what type of standard products will be available | question about whether does this impact settlement
21. Information or data What information or data would suppliers/intermediaries/DNOs need under this option and how would it be accessed, shared, stored? Can you provide any estimates or indications of likely time / associated costs? | • As per Q16 mainly | • Data on all customer’s physical firmness, financial firmness, metering, monitoring and control would need to be accessible to suppliers, ESO and DSO. This would have a large administrative burden. By contrast, if all customers were financially firm, then such data may only be required for those customers choosing to provide flexibility services. | As per Q16 | As per Q16 | Demand / energy use data will be needed Similar detail to Q16. | As per Q16
22. Technical or other enablers What technical or other enablers might consumers need to support their engagement with this option – either in their premises or elsewhere? How might this be provided? | • This would depend almost entirely on the monitoring/enforcement approach • However, at a minimum customers would need a smart meter or equivalent for this to be effective | • Method of reliably interfacing with ESO/DSO/suppliers to ensure the customer is sufficiently informed. A tick-box in online terms and conditions may not be sufficiently reliable • Equipment at customer site to adequately meter, monitor and control | • There is the potential for technology to help customers achieve a particular time profile for example, devices that react to time profiles and control demand/generation Data requirements as per Q16 | • This option is very likely to benefit from technical enablers that might implement sharing arrangements For example, technology could be used to automatically flex demand in response to the output of a generator to keep overall network impact within the agreed shared Access level | Many options will require a way to monitor energy use on a granular basis. This could be through smart meters or equivalent monitoring installed on a voluntary basis. Must be clearly explained | Some options for monitoring and enforcement would rely on technical enablers such as monitoring devices, smart meters or load switches etc. This would be necessary for all options of monitoring/enforcement other than simply relying on customers to react to choices they make with no further monitoring for adherance.
23. Practical or implementation challenges Do you anticipate any practical / implementation challenges or barriers with this option? How could they be resolved? | • None other than those previously identified in Q11 | • Installing equipment • Collecting, storing, sharing data • ESO/DSO flexibility markets would need to accommodate curtailing individual customers who opted for non-firm acces These challenges could be resolved by parties offering this option as a package which includes collection of required information and installation of any required equipment etc. | • There is a risk users are set up with a profile that doesn’t match their needs Having bespoke time profiles for large volumes of customers could be difficult/costly to administer | The commercial/legal/coordination requirements could be challenging to implement for this option | Standard must be agreed across suppliers | As per responses to other questions (e.g. Q3), stronger enforcement options have commercial/legal/technical/social challenges to implementation
24. Roles and responsibilities What coordination and implications of roles and responsibilities might there be for these variants? How could these be managed? | • As mentioned in previous questions, some parties may have to take on the role of making decisions for consumers on their access level This would mitigate for the high volume of small users and the requirement for each individual customer to make a specific choice. | • Access right is between the customer and ESO/DSO, so these would should to lead the responsibility. However, custoeers do not currently have a relationship with the ESO/DSO • There may be issues with attempting to use suppliers as an intermediary. Suppliers could receive the blame for customers being curtailed without compensation, when is is the ESO/DSO that is taking the action | There is a role for supporting customers to be set up with the right profile – question as to which party this should be | • There is a question as to which party (if any) has overall responsibility for overall network impact remaining within the agreed Access level The role of parties such as network companies, suppliers etc. in setting up and administering such arrangements would need clarity | Suppliers and other parties must agree on standard access product | It will be important to ensure the party responsible for monitoring and engagement is in a position to have a good relationship with the customer to ensure arrangements are proportionate and do not lead to consumer detriment There will need to be strong coordination between the parties responsible for monitoring and those responsible for engaging and communicating with customers to ensure a positive customer experience.
25. Considerations for small businesses Have you identified any specific considerations for small businesses, including microbusinesses, around practicalities? | • Nothing specific | Some small businesses may be large enough that the trade-off between benefits and administrative burden could be viable. | As per Q14 | As per Q14 | Must make sure what they are signing up to Must be easily monitored Standard access for business may be a separate standard to homeowners | As per Q14
26. Considerations for different customer groups – non-half hourly, unmetered, new and existing, and those connected directly to the DNO network or via an IDNO or third party, or different types of customer group or demand (eg more or less flexible)? Have you identified any specific considerations for these types of users? | • As identified in Q13 | Some niche situations may exist where the trade-off between benefits and administrative burden could be viable. | As per Q13 | As per Q13 | Does not work unless customer is metered properly by smart meters – all customer groups will need these Standard product will need to be developed for each group | As per Q13
27. Interactions with other market arrangements and new technologies How would this option interact with other market arrangements, eg flexibility markets, or innovation and competition in supply market offerings, or uptake of new technologies from a consumer perspective? | Interactions with: • Flex markets - Access choices may exclude users from participating if there is a limit to combined benefit • LCTs - Adoption of LCTs may influence consumer choice and also have an impact on the benefits to be realised • Charge design - Consideration will need to be given as to how Access choices will be reflected in the charge design | • The option of financially non-firm access could distort the outcome of flexibility markets. This is because customers with financially non-firm access would have no price discovery regarding operational dispatch, so would tend to be curtailed out of economic merit New technologies which enabled customers to bidding into flexibility markets may require financially firm access | • Time profiled access may need to be incorporated into customer-facing tariffs Time profiled Access and ToU tariffs will need considering alongside each other to determine the best option to influence customer behaviour | • This option may have interactions with other mechanisms such as flexibility markets This option may encourage new technologies which enable efficient use of the network between local groups | Will be its own separate ‘Access market’ Analysis will need to be done to prevent the benefits being too great that customers not taking part are ‘punished’ | • The methods used for monitoring and enforcement are likely to interact with other arrangements such as the implementation of flexibility markets They will also have an impact on other arrangements under the SCR such as charge design and billing
28. Any other considerations Have you identified any other consideration that could be relevant for the assessment – considering practical aspects identified in the first working paper, or others.
Summary: | • To a large extent will be a trade-off between customer engagement and ability to reduce costs • Mitigations will help achieve a balance between these factors • Perhaps a more optimal solution is a version of A10 “opt-in” where access is optionally defined in areas where there will be network benefit i.e. behind specific constraints

## 2. Small users - Charging
Small Users Subgroup Assessment | Charging options
This table shows the assessment completed by the Small Users subgroup on these options considering Principle 2 and 3 from a consumers' interface perspective
Option: | B1 - Charge design - Volumetric ToU (assumed static) | B2 - Charge design - Actual capacity | B3 - Charge design - Agreed capacity | B4 - Charge design - Dynamic charging | B5 - Charge design - Critical Peak Rebates | B6 - Charge design - Locational Granularity | A1 - Cost model - basic charging tier limiting locational or temporal granularity | A2 - Cost model - Averaging signal or cut-off on degree of locational granularity | A3 - Cost model - Limiting level of temporal granularity / signal dynamism | A4 - Charge design – limit on certain types of charge offered | A5 - Charge design – minimum required notice period | A6 - Charge design – exceedance conditions for agreed capacity
| Unit energy prices (£/kWh) vary by time of consumption, with variants including (i) seasonality; (ii) number of time bands; and (iii) time bands set on assumed or actual demand profiles. | Users are charged on their actual capacity, given the network is sized to meet peak capacity rather than energy volume. Variants include (i) charges differ between pre-defined periods; (ii) the period over which the capacity is determined; and (iii) the charge is based on a single or multiple periods. | Users are charged based on a capacity agreed before the start of the relevant charging period. Variants include those identified for actual capacity and (i) how the capacity is agreed; and (ii) what the consequences are of exceeding this agreed level. | Considering (i) Critical Peak Pricing (CPP), where users pay a high price for using the network at times of system (or local) peak a limited number of times per year, notified in advance, and a low price the remainder of the year, and (ii) Real-Time Pricing, where the unit rate that customers pay varies half hourly to reflect real time costs. | Critical peak rebates are paid to users to reduce their demand during periods of network congestions (ie are the inverse of CPP). Variable factors would be similar to those identified for CPP. | Granular locational charges could reflect i) impacts on the EHV network on a per-primary substation basis (maximum up to ~5000), ii) more granular locational charges reflect impacts on HV / LV network based on (a) geographical proximity or electrical connectivity in an area of the HV/LV network (b) designated network archetype based on the characteristics of the network in an area (eg rural vs urban, % of OHL/underground cable, network length etc.) (c) network loading based on an indicator of spare capacity, including whether the area is generation or demand dominant. | Basic charging tier that limits the locational or temporal granularity of charges for a given group of customers below a certain level of demand (usage / capacity), to a given voltage level, eg discounts capacity for basic usage tier, or limits extremes of charges. | i) Averaging charging signals to limit the degree of locational granularity (eg averaging across network areas, multiple sites or using archetypes), for certain consumers or certain voltage levels, or ii) cut-off signals (eg ‘capping’ the locational charge at a set limit, limiting the sharpness of extremes of locational granularity, eg if a very rural network were significantly more expensive, or in areas with very low spare capacity) | Charging that limits the temporal granularity or dynamism of signal for a given group of customers by limiting the granularity with which charges can vary (ie above a half hour), | Consider whether certain i) charge designs, eg critical peak or dynamic ToU are not suitable for certain types small users or types of demand (eg ‘basic’ usage / a basic charging tier), or ii) only if specific enablers (eg automation technology) are in place | Setting a minimum amount of notice which consumers must have of any charging variations, i) in general or ii) unless specific enablers (eg automation technology) are in place | Conditions may apply if consumers exceed their agreed capacity on a certain number of occasions, including i) exceedance charges, ii) required to increase their agreed capacity level, eg to the next band, iii) limits on their usage (links to access rights). They may have a grace period / number of overrun instances before any conditions apply.
Please highlight any key variants in design choices which may make a difference for the assessment, including quantitative variants where applicable. (eg thresholds / levels) | ~ ToU above a threshold usage or agreed capacity ~ Staggered ToU banding amongst customers on same parts of network | ~ Maximum capacity over a period ~ Average of maxima ~Actual capacity over a threshold (i.e. agreed and actual capacity hybrid) ~ Actual capacity of groups of customers (to enable cooperation) ~ | ~ How long is the agreement/when can you change? ~ How is it enforced - we assume financial exceeded capacity pricing A6 | ~ Notification window ~ CPP vs continuous dynamic rate
Where the option being assessed is an adaptation, please specify which basic options its mitigations would it apply to: | [6 empty] | In principle this would be feasible with Volumetric ToU, actual capacity and dynamic pricing. It is more difficult to see how it might work with agreed capacity other than by offering some agreed capacity for free or at a discount to the chosen group. | This could apply to all basic charging options.
Principle 2 - Arrangements reflect the needs of consumers as appropriate for an essential service
Identifying and meeting small users' needs
1. Identifying and meeting small users’ needs How readily can consumers' needs and requirements can be a) identified and b) met under this option – either by consumers directly, or suppliers / intermediaries / DNOs? This may require an understanding of their demand, characteristics and ability to shift usage. Please consider what information or data would be needed, in what format and who/what might be able to provide these. What challenges may exist for all/any specific groups of small users (eg certain vulnerable customers) or type of customer demand? | ~ Economy 7 meets consumers needs ~ Moving towards RAG anyway - From 2021/22 all LLFCs will have three rate (RAG) tariffs, in line with DCP268 ~ Need to be able to facilitate anyone providing a price comparison or quote access to historic half hourly ~ Consumers will need awareness of capacity load shifting capability ~ Need to be careful that consumers understand capability to change load and don't overestimate theri ability to do this | ~ Easier than ToU as you just looking for maximum usages ~ Relatively easier to understand for consumers (e.g. French model - "In France, household meters contain a fuse that switches off power if the customer's demand reaches a level above the subscribed capacity. After turning off one or several appliances allowing the demand to be below the subscribed capacity, the customer can easily turn the power back on." Citizen's Advice paper on Consumer network access, core capacity) ~ Customers would need to have a way of knowing directly if they are exceeding their capacity, otherwise they may unknowingly face excess charges. In the French model this is done using a physical switch so that they cannot exceed. They would not necessarily need to know their exact demand at any given time but they would need to know if they were getting close to or exceeding their subscribed level. | ~ Difficult to set and manage agreed capacities for that many customers - DNOs do not have data for individual NHH MPANs. At present agreed capacities are set using a contract between the customer and the DNO. This would not be possible at present as DNOs do not have NHH customer information, meaning that suppliers would have to be involved in some way. EACs would need to be used to calculate capacities for NHH customers as the exact individual usage and profile are not known (unlike for HH customers). Consideration would be needed for whether eg all residential customers require the same capacity or if there should be a range available. This could depend on many factors and more analysis such as that in the Citizen's Advice paper may be needed to ensure that different needs are being met. | ~ Hardest for a consumer to evaluate their future prices (true for all customers as charges are dynamic and so could not be set 15 months in advance as at present, meaning that without forecasting when charges could change a customer could not evaluate their future prices and the necessity to forecast the changes means that the charges they calculate may not be accurate. This could be particularly problematic for customers with low literacy and numeracy.) ~ Would likely require suppliers to simplify or absorb some of the risk to make something for consumers |  | Consumers are used to an element of locational level pricing in the energy market | Identifying and maintaining a list of customers who fit into this basic tier group may be a challenge. In particular: - Vulnerability is associated with customers not properties so would need to travel with the customer if they move - What criteria would be used to identify these customers, something maintained by DWP, or something maintained between suppliers and DNOs like PSR? - Would it be opt in or opt out? What if customers would prefer not to be in the basic tier. | Identifying customers prices would be more challenging if some regions operated under a regional average. This is because supplier would need to know in advance which parts of the network are subject to this averaging and then predict pricing at multiple nodes to be able to predict the average. If the averages were published in advance this might be easier however in a dynamic or crtitical rebate world this would be more of a challenge. | Assumes B1 and B4 are applied but the extremes of these are dampened, perhaps by a cap/collar approach to protect consumers from extreme high or low prices. Understanding the data requirements of A3 are therefore same as for A1 and B4. HH energy consumption would need to be understood for a customer to make the most of this form of network tariff (assume that this is available for those customers without smart meters). This information is already available to all smart metered customers (upon request) from their supplier. The DUoS charge only forms a component of their electricity supply bill so it would be for their supplier (or prospective one), to use their historic data to provide a suitable product for them to accept. The complexity of these products could be tailored to type of customer and their appetite for engaging with complex tariffs. There is evidence from other markets (e.g. Scandinavia) and existing tariff offerings that some customers would engage with complex products whilst others may not be so interested. The competitive energy supply market should provide the answers to this issue. Temporal DUoS price signals would be set, as now 15 months in advance, with differing prices for each HH for each day. This would require a level of modelling by DNO not currently undertaken and would make the DUoS charging models and spreadsheets significantly more complex but is viable. Dynamic tariffs may be more problematic and start to look more like flexibility products rather than existing DUoS tariffs. If they started to form a significant element of a DUoS charge it is likely that DNO/IDNO and suppliers would want to send indicative levels as to what charges would be for an average customer. Volatility of charges, both at an aggregate level and individually may be an issue for both DNO/IDNO and suppliers. | Not clear how it could be identified as to what customers would be restricted to what types of tariff at this point. Assuming that this is overcome and customers can be classified in some way and then suitable tariffs applied then it implies that DNO/IDNO would have to develop and implement multiple forms of DUoS tariff for different customers. Predicting and understanding the number of customers in different categories and then reflecting this in the charging models required to correspond price control allowances would make the already complex models even more complicated. - Identification and maintenance of a specific group will be a challenge but from a network charging perspective it would be assumed that this would be the responsibility of the supplier. Industry rules would dictate the groupings and network tariffs derived for each group. The limit on the charges applied to different types of customer could then be applied to the tariffs. How these limits would be defined would be a consequence of what the needs of the specific groups might be. Two challenges here; the first would be who and how would this be determined, the second in relation to the option of limiting charges for some types of customer would be to understand what the implications for other groups of customers would be. | Notice period is easy to communicate. Note that if this measure is not in place consumers could be cross subsidising each other? | Exceedance conditions easy to communicate to consumers, but harder to act on?
2. Benefits from this option | ~ EVs, electric heating (new or existing) are the easiest candidates for shiftable load ~ In home storage or V2G makes the whole home load shiftable ~ Slower tech adopters will be slower to benefit ~ technology should reduce the price differential required for action | ~ Evs would likely not benefit as you need to trickle charge ~ Heat pumps would likely not benefit ~ Electric heating would likely not benefit ~ Anyone with big load devices that cannot be turned down will not benefit ~ Anyone with lots of smaller load devices e.g. small applicances that they can optimise the timing of may benefit ~ Medical dependency customers with high loads may have issue (need to be quantified) | ~ Price certainty ~ Benefits customers who want to be able to budget - customers will know in advance what their charges for the year will be as it is based on a fixed value, meaning that if customers want to budget for these costs they will be able to more easily and accurately than if the charge is variable. ~ Makes you think about capacity in advance ~ Not good for very variable usage customers (e.g. holiday homes) | ~ Less reactive, tech savvy customers may get caught out ~ Harder to bemchmark pricing to ensure these types of customers don't pay more ~ Anyone with controllable, shiftable load benefits ~ Networks would have a higher fidelity tool with which to influence behaviour | ~ Those with flexible load can benefit ~ Unlike CPP those who are inflexible don't directly get penalised (although the cost of rebates will be socialised) | ~ Rural customers may see spikier prices ~ Difficult to tell who would or wouldn't benefit but it would introduce locational inequalities - for example if the costs of assets for connection were to be shared between the customers connected this could result in very high cost for a rural customer who might be one of a very few connected to a given section of network, compared to a very low cost for a similar customer connected in a city centre where the assets are shared between a much higher number of customers due to population density in a city compared to a rural area. | Customers who cannot engage with price signals but who have high cost profiles may benefit from being placed in the basic tier. Equally customers in high cost regions may benefit from being placed in the basic tier group. | Customers in locations with very acute price signals may benefit most | Those customers with a high amount of moveable load (e.g. EV car drivers) would potentially be able to benefit. A limit on the total exposure of customers (either high or low) provides some protection to those customers who through their location may experience high costs. A level of cost smearing therefore may be considered socially beneficial. An uncapped approach to charges would allow for meaningful values being passed through to customers. These dynamic time bound options would only be of value to customers who can amend their consumption in a meaningful way without affecting their basic needs. In practice this is likely to be some wet appliances and the likes of EV. If there is a limit on these signals, imposed by the cost model, to protect some customers then it is likely that it will reduce the value of the cost signals. Reduced cost signals will lower the number of customers who are likely to respond. | Key benefit would be an approach whereby tariff types are tailored to the customers most able to react to them (e.g. an EV tariff seems a clear example, based on granular ToU temporal charging) - Not sure if I can provide much insight at this point, it would depend upon what type of tariff structure was chosen, how many ‘groups’ of customer were determined and what level of cap was considered appropriate. | Customers making predictable changes to their consumption would benefit from this. Charges cease to be cost reflective if customer changes consumption patterns. | Customers making predictable changes to consumption will not be affected by this
Which customer groups, or forms of customer demand, may be able to readily engage with and benefit from this option, eg through shifting consumption? Are there any which may not? What enablers may they need?
Where possible, please consider any quantitative analysis which may be relevant to the design or assessment of the option – eg on thresholds / types of flexible customer demand.
3. Risks and potential adverse impacts | ~ There's an argument that the non-shifters would end up subsising the shifters ~ Because a lot of the shiftable load will be incremental, if you set the bandings correctly so that non-shifters don't pay more you can mitigate this risk ~ Risk suppliers won't pass signals on - and the end consumer will not see the benefit | ~ If not physically limited, people not being aware of their usage - use of apps or in home devices to let customer know their levels and to alert them if they are close to or over their subscribed levels could mitigate this but still leaves the risk of the notification not being seen or understood. Physically limiting, as in France, removes this issue ~ Max capacity based pricing could be spikey (e.g. small periods of time dictating bill for the year) | ~ Requires engagement to avoid customers getting stung ~ Gameable if not financially enforced ~ Change of tenancy makes transfer of capacity problematic - if the agreed capacity belongs to the property then there is a chance that if new tenants enter a property then the existing capacity may not be suitable. This is true of both domestic customers and small businesses who may have very different requirements depending on their circumstances. For example if a single person lives in a three bedroom house their maximum capacity might be completely different to a family of four living in the same house. Similarly a property occupied by a small business such as a beauty salon could have very different capacity requirements to the same property occupied by an estate agents, but if the agreed capacity was simply transferred between tenants this would be problematic as one could be vastly over or under utilising the capacity. | ~ Medically dependent or vulnerable customers may get high charges when unable to shift ~ If signal isn't clearly communicated to consumer they may not be aware of high pricing | ~ Less risk for customers since it is an upside scheme | ~ Someone else in your area could drive up your prices (e.g. new connections) | This option would help mitigate the risk of vulnerable customers being exposed to higher network charges. There is a risk that it may also exclude these customers from engaging with price signals. Depending on how the group is defined and how many customers it contains, there is a risk that by excluding these customers from price signals would drive up network costs for others. An approach that encourages these customers (or their suppliers as their agents) to change behaviour whilst still protecting them would be more favourable. There is a risk that some suppliers may not pass on the benefits of basic tier prices prices to these customers. Some of the most vulnerable customers are still on the most expensive standard variable tariffs. | There is a risk that by dampening the locational signals you reduce the incetive for behavioural change and therefore end up having to reinforce in these areas thus increasing cost for customers in these areas. In the averaging process there is a risk that some parts of the network have prices artificially inflated by more expensive parts of the network. | A risk of a cap and collar on price signals will reduce their value to consumers and therefore make it less likely that they will react. A consequence (rather than risk) of this approach to charging is that customers unable to reduce their usage during times of high cost (winter evening peak) may pay more than they would under alternative options. Temporarly granular price signals will charge customers at peak time a higher charge. Those customers that use the majority of the load at this time and are unable to move this will be disproproationately affected. An example of this will be a working family who return home, cook their dinner and undertake their activities during the evening peak. These can’t be avoided or moved to the middle of the night. Limiting the level of these charges will help them but not mitigate their total exposure. | The risk of wrongly classifying a customer is potentially high, who would do this and how, would customers be able to opt to change it themselves? - A cap on prices for any group of customers will reduce the signals that are sent to them regarding their usage. The consequence of this might be higher costs for other consumers. | The opposite of above. Customers with unpredictable capacity requirements likely to be penalised. | The opposite of above. Customers with unpredictable capacity requirements likely to be penalised.
What risks could this option address and which risks could remain for consumers under this option?
This should consider financial or other impacts and identify how far the adaptation would mitigate these.
Please consider any potential adverse impacts which may be specific to certain customer groups, eg with different capabilities or needs, particularly those who may be vulnerable, or certain forms of customer demand. Please consider the characteristics identified by Citizens Advice.
4. Barriers to this option | We do it now | ~ Would have to use HH volumes as a proxy for instantaneous capacity |  |  |  |  | The approach would require adapting an existing or creating a new register of customers in this basic tier. Whilst not a barrier, doing this in a coordinated way rather than creating more administrative burden would be sensible. |  | This option would require smart meters installed, a sufficient number of suppliers engaged and providing suitable products for customers and an ability for small users to engage easily with the market. The market is immature at the moment but is likely to allow these barriers to be overcome. New DUoS billing processes and methodologies would need to be developed by DNO/IDNO and consideration given to how data is distributed in the energy sector (aggregated HH data might not be sufficient) | Classification of customers, visibility of these classifications, increased complexity of having multiple charging options for customers, challenges for modelling how charges would recover allowances and potentially increased volatility | No barriers as such given that proposition is easy to understand, and a common form of contract type for example in telecoms. The difficulty is within prediction of future need. | No barriers as such.
Have you identified any barriers to this option working well with regards to engagement and identifying and meeting small users’ needs? How could these be resolved?
Please specify here.
5. Considerations for different customer groups – non-half hourly, unmetered, new and existing, and those connected directly to the DNO network or via an IDNO or third party, or different types of customer group or demand (eg more or less flexible)? | No | ~ Would it be beneficial to be on smooth NHH profile, could this be gamed? |  | ~ Would a NHH profile get unfairly penalised on a deemed profile (assuming suppliers pass this through) |  | ~ Is there a challenge with how IDNO tariffs relate to DNO tariffs. | None identified |  | NHH and unmetered customers would not be able to engage easily with dynamic tariffs | May make this easier, different customers could have different charging options | No specific risks for any group. | Risks for consumers that unexpectedly change capacity requirements.
Have you identified any specific considerations for these types of users?
6. Considerations for small businesses | ~ Small businesses might have less propensity to shift ~ Small businesses may have more propensity to install load shifting kit |  |  |  |  | ~ A lot of businesses have located already so adding regional pricing after the fact may impact business models |  |  | No specific considerations for small business compared to residential customers apart from the fact that they will likely have more commercial drivers in their evaluation of whether to adjust their electricity usage | None identified, potentially allows for a different more tailored approach for small business customers compared to residential | As above No specific risks for any group. No real difference between this and other consumer contracts they might have signed. | May be an issue for a growing business.
Are there any specific considerations applicable for small businesses, particularly microbusinesses, around identifying and meeting their needs?
7. Enabling new, low carbon technologies and business models | ~ ToU enables electifc vehicles ~ ToU both demand and generation enables colocated generation and storage | ~ Impedes EVs, heat pumps and electric heating ~ Does encourage batteries | ~ Impedes EVs, heat pumps and electric heating ~ Does encourage batteries | ~ Very good for storage ~ For EVs it depends on how frequent the signals are (e.g. every day is good for EV, every year is irrelevant) | ~ Very good for storage ~ For EVs it depends on how frequent the signals are (e.g. every day is good for EV, every year is irrelevant) | ~ Could discourage EV uptake in expensive regions ~ Could encourage deployment of clean tech in the right places (is this the right tool to achieve this) | In some ways, this reduces the incetive to deploy low carbon or smart technologies to reduce the bills of those customers identified in the basic tier. | This would reduce the incetive for low carbon or storage technologies in the parts of the network that need it most. | A cap and collar on prices may reduce the signal that is applied to customers and potentially change a business model that relies on DUoS cost avoidance to make it viable. | Could be targeted at LCT more clearly, would need to be linked to greater visibility of what technologies are connected (not great at the moment as enforcement is challenging and ease of obtaining data is hard). | Minimum timings could be complementary to technology characteristics | May act as a deterrent for some new technologies if their capabilities are not fully understood.
What considerations are there for uptake or facilitation of new low carbon technologies and new business models from a consumer perspective? Have you identified any considerations with regards to innovation and competition in supply market offerings?
Eg this may be through enabling quicker connections and reducing network costs, enabling and reflecting the benefits that new, innovative approaches and business models (such as local energy models). This has links with principle 1.
Understanding of options and information required to be able to reasonably predict future access and charges and select the most suitable option
8. Understanding and predicting access and charges | ~ Fixed blocks and fixed prices make this easier than dynamic CPP to predict | ~ Less predictable than ToU as your basing pricing on a much smaller time window of measurement ~ The more granular the easier to predict | The most predictable because people give you the answer | ~ Least predictable | ~ Quite predictable since it's a rebate | ~ Reconfiguration of the network could change charges drastically | It would be easy to predict the charges for the basic tier since they would likely have less granular/dynamic prices. Being able to identify these customers at the time of sign up/quote is important to be able to quote them accurately. Otherwise there is a chance the lower cost of the basic tier isn't passed on to customers. | Depending on how the averaging takes place these price signals may be challenging to predict. If the averaging is predetermined and published in advance then it would be easier to predict. | Temporal granular DUoS charges could be published by DNO/IDNO in advance for each HH. Customers and their suppliers would need to understand their average/historical HH consumption over the past year to understand the likely impacts for them. This information is available for those customers with smart meters. The competitive supply/intermediary market should be able to provide a service for customers unable to manage this themselves. Price comparison will become more bespoke to individual customers which may present an issue for the minority who do not want (or can't) engage with an online market. | Linked to the question regarding barriers, key challenge would be ensuring customers understood how they were classified | Minimum notice period is part of the assessment of risk associated with understanding capcity. Minimum requirement is simply one aspect of the consumers choice | Any exceedance conditions must reflect customer circumstances i.e. reasons for exceeding limits vulnerability
How readily can consumers, suppliers or intermediaries understand or predict access and charges under this option?
This may require an understanding of their demand, characteristics and ability to shift usage. Please consider what information or data would be needed, in what format and who/what might be able to provide these. What challenges may exist for all/any specific groups of small users (eg certain vulnerable customers) or type of customer demand?
9. Assessing suitability of the option | ~ Need to know hh profile, propensity to shift, any kit going to install | ~ HH profile, even then diffiult to know if that captures max capcaity behaviour | ~ More optionality for the consumer, they have to understand their capacity and make an informed decision about the right amount to buy ~ Consumers do this in mobile data market already May be difficult for customers with lower literacy to understand and make informed decisions. Many customers already understand this kind of model with regards to mobile phones data plans, where they make a decision about their requirements and understand the consequences of exceeding their agreements. Transfering this to the demand capacity customers need to be able to assess their household and understand the cumulative capacity requirements of their appliances. For vulnerable customers this may be difficult, particularly for those with lower literacy and numeracy or anyone who may be undergoing transition or have distractions which will not allow them to calculate their own capacities or changes in capacities. Customers with eg medical reliance may require higher agreed capacities to ensure they are covered for essential equipment as well as general use - they may need additional support in order to assess the suitability of different options to ensure they are taking account of all of their requirements. Customers with changes in circumstances may also not think to make changes to their agreed capacities to take account of these changes. |  |  | ~ Very easy since it wouldn't be a decision for customers | Suppliers/intermediaries would need to assess eligibility of consumers for basic tier at the time of sign up. They would also need to assess whether the basic tier is indeed the cheaper option for the consumer which would require an understanding of HH profile. | Suppliers/intermediaries would need to be able to look up which regions are being averaged together so they can calaculate the effective average when quoting. | Access to HH data is needed, the challenge will be for those customers where a smart meter cannot be installed, they risk from being excluded from any value from this option and ultimately end up paying more than they could. Capping the exposure to costs would limit this to an extent. | May be beneficial if the classification of the customer is accurate, if not then this may be a significant risk | A very easy concept to grasp but of course linked to consumers understanding of capacity. | A very easy concept to understand but may be difficult to understand how capacity usage may be controlled without promoting unnecessary rationing.
How readily can consumers, suppliers or intermediaries assess the suitability of this option/product for a consumer?
Please consider what information or data would consumers / suppliers / intermediaries need to decide on / recommend an option, what is involved in doing this, in what format and who might be able to provide any data or information needed? What challenges may exist for all/any specific groups of small users with different capabilities or needs (eg any vulnerable groups of customers) or customer demand?
10. Understanding, coordination and communication across different industry parties | ~ No different to current RAG | ~ Consider to be understandable and not require much extra back and forth between industry parties | ~ Someone would have to measure and assess capacity usage and contracts at an MPAN level | ~ Under the right framework it would be understandable | ~ Under the right framework it would be understandable |  | There would need to be coordination between the DNOs and whowever holds the register of basic tier customers | Networks would need to publish which regions are subject to averaging as par t of their network charges. | The market would have to adapt to the new arrangements. Principally this involves a much greater level of data (developing and publishing charging statements, undertaking supplier billing etc) manipulation. The market will need to translate this additional complexity into a variety of products that are engaging enough for all customers to be comfortable understanding. | A very complex approach like this would take a significant period of transition and change for all parties. | Very easy information to understand by other parties | Very easy information to understand by other parties
How readily will industry parties (suppliers / DNOs / other intermediaries) be able to understand these arrangements and offer this option, including coordinating and communicating between each other to offer this tariff to customers?
Please consider what is involved in enabling this, and what challenges may exist in relation to all/any specific groups of small users (eg vulnerable customers) or type of customer demand.
11. Barriers to this option |  |  |  | ~ How would the DNOs calculate it? ~ Couldn't be set 15 months in advance | ~ How would the DNOs calculate it? ~ Couldn't be set 15 months in advance |  | This introduces an extra step to quoting and signing up for new tariffs that would require validation against basic tier registration. Unlike WHD this would be required up front. Having a lookup at the quote stage that also protects a consumers data provacy is important. |  | Access to HH data and the ability to utilise it to correctly understand the impacts for a customer. | Key barriers would be complexity and ensuring the customer classification was accurate | No barriers as such | Barrier linked to ability to understand capcity
Have you identified any barriers to this option working well, with regards to consumers or suppliers / intermediaries understanding the suitability of the option and predicting their future access / charges? How could these be resolved?
Please specify.
12. Potential risks | ~ Current system is lowest risk possible |  |  | ~ Risks of over/underrecovery - With static charging DNOs are able to allocate tariffs so that their forecast allowed revenue is exactly recovered, however with dynamic charging it is not clear how DNOs would be able to ensure they are recovering allowed revenues as the tariffs would change during the year, leaving DNOs at risk of over/under-recovery. | ~ Risks of over/underrecovery - it would be difficult to forecast critical peak rebates as we would not have a view of how many people are likely to engage with this or to what extent and it would be difficult to forecast when the critical peaks are likely to be or how many there would be. This would mean it is difficult to accurately set tariffs to recover allowed revenues, leaving DNOs at risk of over/under-recovery. |  | There is a risk customers either don't know or falsely believe they are on the basic tier. | There is a risk that the averaging of locational signals reduces behavioural change and drives up cost in that part of the network. | A model that limits the value of the signals that is sent to consumers risks it delivering the required outcome and being an expensive alternative for a fixed DUoS charge. - As with the answer to the question above, customers who are unable to move their load will pay more, a limit to these costs will help them. | If the customer is correctly categorised the least risk approach for them could be implemented - None that I can think of. | No specific risk other than the consumers understanding of the factors that lead changes in capacity requirements | Clear design risk associated with setting exceedance conditions
How will this option (if an adaptation) help reduce risks for small users? Have you identified any potential risks that may remain for consumers in relation to their understanding of their access or charges, or suitability of this option – financial or other impacts?
Please consider any specific groups with different capabilities or needs that may have risks of adverse impacts under this option, considering the characteristics identified by Citizens Advice.
13. Considerations for different customer groups – non-half hourly, unmetered, new and existing, and those connected directly to the DNO network or via an IDNO or third party, or different types of customer group or demand (eg more or less flexible)? | [8 empty] | Those without HH data would not be able to engage. | Allows for different solutions for different types of customer | No specific considerations | Will have a regressive impact on poorer customer groups.
Have you identified any specific considerations for these types of users?
14. Considerations for small businesses | [8 empty] | No specific issues identified | Allows for small business to have a different solution if appropriate | No specific considerations | No specific considerations
For this option, are there any specific considerations applicable for small businesses, particularly microbusinesses, around understanding of options and information required?
Further considerations
15. Any other considerations |  | ~ Very sensitive to the temporal resolution over which you measure capacity | Does it make you use capacity intelligently |  | ~ Finding customer baselines is a challenge particularly with house moves, rapidly changing loads in homes. ~ Open to gaming ~ Needs to be considered alongside another pricing mechanism |  | Has Ofgem considered the option of a basic tier for all customers below which no ToU or locational charges are applied but above which they are? |  | Key issue for A3 over B1 and B4 is that it limits the value of the signal sent to consumers and therefore is likely to reduce the value to them of changing their usage. | This option is superficially attractive but the complexities of its implementation and its requirement for 'someone' to classify a customer make it a high risk approach. As the forward looking access DUoS charge only makes up a small component of the customers overall electricity bill it would be more logical to determine a suitable approach for DUoS and then let the question of product type be determined by the supplier. They should be best placed to include all the elements of cost and bring this together in a format that small users are able to best engage with. | None | None
Have you identified any further considerations for this option?
Options | B1 - Charge design - Volumetric ToU | B2 - Charge design - Actual capacity | B3 - Charge design - Agreed capacity | B4 - Charge design - Dynamic charging | B5 - Charge design - Critical peak rebates | B6 - Cost model - Locational granularity for LV connected users | B7 - Cost model – temporal granularity | A1 - Cost model - basic charging tier limiting locational or temporal granularity | A2 - Cost model - Averaging signal or cut-off on degree of locational granularity | A3 - Cost model - Limiting level of temporal granularity / signal dynamism | A4 - Charge design – limit on certain types of charge offered | A5 - Charge design – minimum required notice period | A6 - Charge design – exceedance conditions for agreed capacity
Where the option being assessed is an adaptation, please specify which basic options would it apply to: | [9 empty] | B1, B4, B5 | B1-B7 | B4 - see answers to B4 | B3 - see answers to B3
Principle 3 - Any changes are practical and proportionate
1. Changes to the way data is collected, processed and analysed. Have you identified any changes required to data collection, processing and analysis, and whether new data may need to be collected? Can you provide any estimates or indications of likely time / associated costs? | May require some system changes depending on whether the data is required in the current D0036 and D0030 formats or HH data flows for all customers. | Elexon would need to provide the data to enable to this option to work for small users. Initial forecasting for charging purposes. This would require a change to the D0030 flow, and a huge change to the DURABILL billing application. It would also impact on HH specific billing. | Biggest level of change required. If data is disaggregated DNO would potentially require an intermediary fulfil this requirement. | Collect and analysis data at HH level - would need to be aggregated. Data monitoring at DNO level - live data monitoring. Option (ii) would need a whole new change to any billing application | Similar to B4. Complications would arise from how the rebates interacted with allowed revenues within a year and how it would affect the volatity of charges year on year. | The billing of DUoS would need to be on a ToU for every MPAN in every location. This would be a huge change to all the flows and DURABILL. Would disaggregated data be required? | See comments to B1 and B4. | Suppliers should be able to absorb the granular locational pricing and create suitable products, as consumers are already invariably required to input their 7 digit postcode to either the supplier's website or uswitch etc before getting a price. A large supplier and a small supplier have said this is not a problem given a bit of notice (presumably ~2 years, so they more or less know by April 2021 that this will come in from April 2023) that this is coming. Therefore, if granular prices locationally solve network constraint problems then we should use them and let suppliers work out how best to package up these signals to consumers (it is presumably permitted for Suppliers to not do so) Temporal granularity is likely to be more challenging for some suppliers, particularly if the pricing were dynamic. Presumably more or less all customers would need to have a smart meter, and Supplier would need to collect half hourly data and use it to settle even if the temporal granularity were less than half hourly (so that the HH data were aggregated into the relevant timeslots for that tariff); the use of profiles, instead of collecting HH data, would destroy the incentives that temporally granulary prices were intended to create, and so would prevent RAFLC from delivering the DSR that it is intended to deliver. Larger suppliers are perhaps more likely to have legacy systems that are more costly and less easy to change. An impact assessment consultation is recommended on a specific proposal, to draw out Suppliers on the cost to them of accommodating temporal granularity to establish whether this is practical and proportionate. (it is presumably permitted for Suppliers to not pass on the temporal e.g. DUOS signals that are created as a RAFLC outcome; however if they continued to keep their customers on unirate tariffs, it would blunt or destroy the intended messages if this were commonplace, and the resulting time of day DSR would not be realised at all from the relevant customers). Limiting temporal granularity may help but once the Supplier has gone beyond 2-rates, quite how many extra timeslots might not make that much difference | if a very rural network were significantly more expensive, if the capping were done in the DUOS prices we create via RAFLC, then the data flows themselves are as before, just that the prices are less in some v. rural areas (some primary substations). Similar considerations apply if the most extreme peak temporal (DUoS) prices arising from the RAFLC reform are capped as part of our programme. If it is the raw network tariffs that are capped at peak times, there is no extra consideration for suppliers re ; data flows. No considerations as to practicality and proportionality (principle 3) would appear to arise | May require some system changes | This would suggest some form of MPAN identification of customers that could be linked to their DUoS charging. Conceptually LLFC could be created for different types of small users with different characteristics and different charge rates applied to them. This could be applied to any of the potential charging models. What these groups were and how customers would move from one LLFC to another would need to be considered. The Supplier could be responsible for determining this and notifying the DNO who would then update the LLFC. | Not sure if this is a specific category or just a process that would be applied in scenarios where there are charging options based upon some form of customer characteristic criteria - see answer to A6 question one. | This would require MPAN specific monitoring which moves away from the principle of aggregate small user billing of suppliers by DNO. Possible but it would need a significant re-development of the current billing systems from DNO/IDNO. It would also require a significant effort for DNO and Suppliers to manage queries and disputes.
2. Changes to engagement with customers. What changes would this option require to how customers are engaged, and what associated changes may be needed to supplier / network company systems to support this? Can you provide any estimates or indications of likely time / associated costs? | More problematic the more timebands that are introduced and required to be communicated to the customer. Vulnerable customers who require constant electricity will not be able to respond to these ToU rates, their total cost of electricity should not increase because of any change. Customers would need to be contacted regularly to be informed of the timebands and the associated tariffs so that they could make decisions over whether they can move their demand to a cheaper time period. The more timebands there are the more difficult it will be for a customer to make sure they are aware of the differences. If there are very different timebands between DNO regions this could cause problems for customers moving between those regions (moving house, visiting someone, going on holiday etc). It may be necessary to ensure customers are alerted via an in home display or an app in order to make sure they are aware of the different timebands. Some small users are less likely to be engaged and are unlikely to remember if they are informed with 15 months, or even 3 months notice of a change to time bands. In particular the more timebands there are the more difficult it will be for some vulnerable customers, such as those with learning difficulties, to understand when the different time bands start and end and what the implication of using energy within those time bands is. | Educating customers so they understand how it works. Literacy levels | Yes contract with consumer would be required to establish agreed capacity. Would this be the DNO or Supplier? | Dynamic pricing - customers would need to know the prices potentially each half hour - consumers device is engaging with the customer. | Vulernable customers could not reduce demand during periods of network congestions if their electrical requirement is for medical purposes | More problematic the more complicated the charging structure that is introduced and required to be communicated to the customer. Vulnerable customers who require constant electricity will not be able to move to an area where electricity is cheaper - as is the case for the majority of customers. | See comments to B1 and B4. | Consumers already do not realise that their postcode is in fact secretly resolved to entire collections of counties (GSP Groups) and if it instead started to be resolved at a far more granular level, e.g. primary substation, they would be entirely unaware. Therefore locational granularity should not bother customers and is practical and proportionate. It seems unlikely that they would realise that they were at the edge of a more highly priced granular zone, and that their neighbour in a different zone enjoys lower prices, and become anxious about this. The customer reaction to temporally-granular tariffs i.e. time of day tariffs is not easy to anticipate. Quite a few of them might perceive it as complicated and view it as undesirable. They would want assurance that selecting such a tariff would not cost them more money, or would save them money (which may not always be the case) to overcome their natural aversion. A vital way of allowing this would be a tick-button on price comparison websites and on rival supplier's websites to say "I consent to downloading my half hourly metered data for the last year against which to apply this time of day tariff and tell me what it would actually cost me". Without such a function, it will be entirely impossible for normal customers to determine the cost to them of each time of day tariff - to compare them - and selecting a tariff would comprise a random, blind choice. Perhaps a larger small customer might be competent to upload his past 18760 half hours (1 year)'s data and assign in a spreadsheet the correct tariff price for that timeslot and cost an offer, but populating the half hours with the correct tariff element would be exceedingly time consuming to do and he then has to cross-multiply and sum the products, applying his 20% VAT and CCL. This sounds neither proportionate nor practical. If the customer's future consumption will not match his past consumption due to some change, there is no way to help him choose the right time of day tariff. Limiting temporal granularity may help the customer understand the choice he is being offered | if a very rural network were significantly more expensive, if the capping were done in the DUOS prices we create via RAFLC, then the customer engagement is as before, just that the prices are less in some v. rural areas (some primary substations). Similar considerations apply if the most extreme peak temporal (DUoS) prices arising from the RAFLC reform are capped as part of our programme. If it is the raw network tariffs that are capped at peak times, there is no extra consideration for customer engagement... no considerations as to practicality and proportionality (principle 3) would appear to arise | B1 - Temporal granularity - The less timebands the easier to communicate to the customer and the easier for the customer to understand. B4 - CPP - the less peaks the easier for customers to understand and potentially also easier to communicate to customers. High numbers of peaks risks customers becoming disengaged or ignoring signals. Real time pricing - the bigger the timebands the easier it is to understand and communicate. Charges changing every half hour would be very difficult for a customer to keep track of and respond to, whereas changing every day would be easier (although still not ideal). B5 - Critical Peak Rebate - as for CPP, the less peaks the easier for customers to understand and potentially also easier to communicate to customers. | Most basic options require technology for alerting customers to higher costs e.g. critical peak alert, actual capacity read out. Automation technology would make response to ToU, capacity based and CPP easier. Any technology needs to be easy to understand/use for people with low technology literacy. Any explanation of how tariffs work needs to be simple enough for customers with low literacy to understand. | Educating customers so they understand how it works. Literacy levels
3. Changes to commercial agreements. What changes will this option require to commercial agreements going forward, and what would be the impact on existing commercial arrangements? Can you provide any estimates or indications of likely time / associated costs? | No change as will be shortly RAG for all tariffs. | No change. | Agreeing capacity - where would the commercial arrangements sit - see the implementation of P272 for typical issues. | Codes would need to be rewritten |  |  | See comments to B1 and B4. | Presumably if a customer selects a time of day tariff, he clicks upon it and contracts for it in the usual way. Likewise if he selects a tariff that applies to his location based on primary substation and not based on GSP group - he is unaware - he only knows that he signed up to nn pence a day and xx p/kWh guaranteed for zz months with an exit penalty before term of £aa. There seem no obvious hazards here. | No considerations as to practicality and proportionality (principle 3) would appear to arise from this amelioration | B1 - No change as will be shortly RAG for all tariffs. B4/B5 - Codes would need to be rewritten. |  | Potentially
4. Changes to customer billing. What changes will this option require to customer billing, including any new metering or monitoring equipment? Can you provide any estimates or indications of likely time / associated costs? | None unless number of timebands increase or HH billing for domestic customers if not aggregated HH data. | Billing systems will need to be updated to reflect capacity element | Billing system would need to be updated to allow for individual capacities at the domestic level. Massive amounts of data would be required. | Definitely - to reflect the various tariffs/prices - huge system changes | Billing systems would need to be updated. | See point 1 above. | See comments to B1 and B4. | Presumably more or less all customers on a new tariff of increased temporal granularity would need to have a smart meter (because, Supplier would need to collect half hourly data and use it to settle even if the temporal granularity were less than half hourly; the use of profiles, instead of collecting HH data, would destroy the incentives that temporally granulary prices were intended to create, and so would prevent RAFLC from delivering the DSR that it is intended to deliver). Two rate tariffs are accomodated by bespoke meters fitted as a one off visit at present. Changes to the two timeslots without a site visit are accommodated via RTS. However that's not going to work for >2 timeslots - a smart meter is vital unless the Supplier keeps the customer on unirate and ignores the new timeslots for DUoS that we may create via RAFLC, in which case our work is foiled and no new DSR can result | No extra billing considerations would appear to arise from this amelioration | B1 - None unless number of timebands increase or HH billing for domestic customers if not aggregated HH data. B4/B5 - Definitely - to reflect the various tariffs/prices - huge system changes |  | Huge change to billing systems could be required. | Billing systems would need to up updated to reflect exceeded capacity element.
5. Charge calculation and settlement considerations. Do you have any considerations for charge calculation and settlement? | Not an issue. Settlement considerations required if HH billing for domestic customers. | Actual capacity is ok from an aggregated level for the DNO to bill suppliers - Elexon would need to create new flows. | Complicated - see above for settlement issues | Settlements | Assume the data would be required disaggregated - see previous comments | Complicated - see previous comments on disaggregated data. | See comments to B1 and B4. | The suppliers will need new systems to do this if they put their customers on new, more granular time of day tariffs. Their systems for domestics are for most Suppliers only set up for 1 or 2 rate tariffs. As far as I know Octopus is the only domestic Supplier to offer variable HH pricing for domestics. In my personal experience it seems impossible to find a HH supplier as a SME - even they are mostly unirate tariffs. | No extra Charge calculation and settlement considerations would appear to arise from this amelioration | Not an issue. Settlement considerations required if HH billing for domestic customers. |  | See comments on data disaggregation | See comments on data disaggregation
6. Information or data. What information or data would suppliers/intermediaries/DNOs need under this option and how would it be accessed, shared, stored? Can you provide any estimates or indications of likely time / associated costs? | No different to current ToU tariffs unless timebands of increase. Current TPRs do not reflect seasonality. | Data flow as mentioned above. | See above | Price in advance | Disaggregated data | See previous comments. | See comments to B1 and B4. | There are 18760 data points (half hours) per customer per year. Presumably all has to be collected from the HH capable meter before aggregating so as to apply the time of day tariff. Locationally, each customer has to have its primary substation associated with it, if granular tariffs are priced according to primary substation. Suppliers will presently not have a record for each customer of its primary substation, and would need to be given this data for each MPAN by DNOs, for whom its collation might be quite an exercise. The time needed for this and its costs needs to be ascertained in an impact assessment | No additional considerations as to Information or data would appear to arise from this amelioration. DNOs would be anxious to ensure that the collected DUoS income met their allowed total, and as with all time of day products would want to set the tariffs to ensure this, so other tariffs (cheaper times and areas) would need to go up to reflect the extremity-cropping under A2; DCUSA would need to inform as to how DNOs might do this. Forecasts of customer consumption by area and by time of day would be needed (DNOs' job ?) | B1 - No different to current ToU tariffs unless timebands of increase. Current TPRs cannot do seasonality B4/B5 - Price in advance
7. Technical or other enablers What technical or other enablers might consumers need to support their engagement with this option – either in their premises or elsewhere? How might this be provided? | Empower suppliers to use consumer devices to commuate rates e.g. mobile phone, google home etc…..IHD is very restrictive Customers would need to know when the different rates are in force. Small customers are less likely to be engaged or remember the details if they are only contacted once a year or intermittently to be told the timebands for charging, particularly if those bands change year to year or where dynamic charging is in place. In order for customers to be engaged they need to be informed at the time that different signals are initiated. This can most easily be done by use of technology, such as apps and google home, rather than by using in home devices as they currently exist which are often put to one side and not consulted regularly. Limitations on this are where people do not have mobile phones or are not technologically literate. Limiting the level of granularity/signal dynamism reduces the risk by reducing the frequency of signals but does not reduce the risk for customers without access or engagement with technology. | Consumers would need views of their historic capacity - live capacity reader in the home. | Having to monitor actual capacity to ensure not exceeding declared capacity | Apps etc to inform customers. |  |  | See comments to B1 and B4. | To make best use of time of day pricing, customers will need a means of receiving the time of day price, particularly if it is to be variant, and not fixed per timeslot for their contract period. Given that we have been reminded of the bandwidth limitation in getting data TO a SMETS2 smart meter FROM the supplier via the DCC, because of DCC to-the-meter data rate constraints, this may need to be via a Supplier website or data portal presenting the data in machine-readable form. It would be much better that it be via the smart meter and the HAN since then the data would be identical for all suppliers - all an appliance manufacturer has to do to make a smart price-optimising appliance to deliver DSR and customer savings, is to read the HAN data stream. It is undesirable if the automation is via supplier-specific data and comms, as for a washing machine with modern electronic controls (perhaps the prime DSR appliance for domestics) for instance, it will not work via a smart plug adapter as if the adapter cuts power mid-cycle and then re-energise, or energises from a set time hoping to star the cycle, it will not re-start (or start) without a confirmatory manual button push due to an EU directive. | I cannot think of anything extra that arises from cropping the most extreme locational or peak-time network tariffs to save customers from their ferocity | B1 - empower suppliers to use any consumer device to commuate rates - mobile phone, google home etc…..IHD is very restrictive B4/B5 - Apps etc to inform customers Customers would need to know when the different rates are in force. Small customers are less likely to be engaged or remember the details if they are only contacted once a year or intermittently to be told the timebands for charging, particularly if those bands change year to year or where dynamic charging is in place. In order for customers to be engaged they need to be informed at the time that different signals are initiated. This can most easily be done by use of technology, such as apps and google home, rather than by using in home devices as they currently exist which are often put to one side and not consulted regularly. Limitations on this are where people do not have mobile phones or are not technologically literate. Limiting the level of granularity/signal dynamism reduces the risk by reducing the frequency of signals but does not reduce the risk for customers without access or engagement with technology. | Most basic options require technology for alerting customers to higher costs e.g. critical peak alert, actual capacity read out. Automation technology would make response to ToU, capacity based and CPP easier. Any technology needs to be easy to understand/use for people with low technology literacy.
8. Practical or implementation challenges Do you anticipate any practical / implementation challenges or barriers with this option? How could they be resolved? |  |  | Huge - see P272 - bad implementation need a different approach. | Customers who are not technically literate. | Yes vunerable customers may not be able to reduce their demand if they have a medical requirement. Allowed revenues/under-recovery |  | See comments to B1 and B4. | Primarily getting the customer to adopt a time of day or dynamic tariff, enabling him to be sure of its value to him, and then automating the DSR itself. The HAN encryption codes are not being given to appliance manufacturers I believe, so automating DSR via the HAN is not possible whilst this is so - GCHQ intervened to say not to give the code out other than to the IHD (the trusted device) | There would need to be an increase in calculated off--peak or better-area (cheaper locational) DUoS to compensate for loss of revenue arising from the capping, would be done by the DNO. However DNOs would certainly be anxious to ensure that the collected DUoS income met their allowed total, and as with all time of day products would want to set the tariffs to ensure this. I don't think there is much extra difficulty here from tariff cropping under A2, but that is not to say there's none | Customers who are not technically literate, although limiting the granularity does make it easier to understand. |  | Charges changing every half hour would be very difficult for a customer to keep track of and respond to
9. Roles and responsibilities. What coordination and implications of roles and responsibilities might there be for these variants? How could these be managed? |  | Change from billing volume to capacity. Disputes process |  |  |  |  | See comments to B1 and B4. | Thought needs to be given to how to compel the DNO to assign each MPAN to a primary substation and how to give this data to Suppliers in a form they can handle - presumably a file is compiled for all HANs by the DNOs collectively covering all of GB (no customer details like name...) and given to all Suppliers, enabling them to quote to customers not presently theirs ? How is this file kept up to date ?? | Forecasts of customer consumption by area and by time of day would be needed (DNOs' job ?) | No
10. Considerations for small businesses Have you identified any specific considerations for small businesses, including microbusinesses, around practicalities? | [6 empty] | See comments to B1 and B4. | Same issues as for domestics; SMEs are time-poor and value simplicity. Some SMEs give even less attention to their energy supply than domestics. They are busy with other things. | No additional considerations | None
11. Considerations for different customer groups – non-half hourly, unmetered, new and existing, and those connected directly to the DNO network or via an IDNO or third party, or different types of customer group or demand (eg more or less flexible)? Have you identified any specific considerations for these types of users? | [6 empty] | See comments to B1 and B4. | assessing a new time of day tariff is particularly hard if you just moved in as there is no hh profile for you, only for the past occupant - and can uswitch etc access that if it is not your data, but the previous occupants ?? If you have to live at an address for a year before you can assess your best time of day price, that's a shame. Can you tell the price comparison service or supplier to use your consumption pattern at your last addresss - sounds simple and obvious but CAN SYSTEMS COPE ?? | very rural customers would, where relevant, benefit | None | Capacity and ToU are difficult to implement for NHH customers as they will have smoothed profiles.
12. Interactions with other market arrangements and new technologies How would this option interact with other market arrangements, eg flexibility markets, or innovation and competition in supply market offerings, or uptake of new technologies from a consumer perspective? | Shift the market in a one time event. Much less of an interaction than other options. | Might not want to take up an option of a flexibility contract because of high capacity costs | Same as actual capacity - flexibility do you want to tender if you pay exceeded capacity charges. |  |  |  | See comments to B1 and B4. | See comments above about smart meters and automation, and how to get time of day tariffs if variant, or even if static, into the home for the purpose of manual price optimisation or automation. Suppliers may innovate to solve this issue | No extra considerations arise for the ameliorants in A2 | B1 - shift the market in a one time event. Much less of an interaction than other options.
13. Any other considerations Have you identified any other consideration that could be relevant for the assessment – considering practical aspects identified in the first working paper, or others. | [7 empty] | How do vulnerable customers cope; can they still choose unirate | -

## 3. Small users - Connection B.
Small Users Subgroup Assessment | Connection boundary options
This table shows the assessment completed by the Small Users subgroup on these options considering Principle 2 and 3 from a consumers' interface perspective
Options | B1 - Shallow connection boundary – small users’ status quo | B2 - Shallow connection boundary - with user commitment / securitisation | B3 - Shallowish connection boundary | B4 - Shallowish boundary with amended voltage rule | B5 - Change the proportion of new capacity the customer pays for | B6 - Simplification / averaging / standardisation of connection charge calculation | B7 - Limits on shallowish charge | B8 - Alternative payment options | General Comment
Description of the option(s): | Retain the effective shallow boundary for existing whole current metered LV premises (1, 2 or 3 phase) with max 100A / phase. | Retain current small user connection boundary, but introduce security requirements – either i) for the duration of the specific connection works, or ii) ongoing user commitment. This could involve iii) posting some security upfront or iv) taking on a liability for v) the specific, bespoke costs of any reinforcement or connection works or vi) a generic £ / kW value. | Adopt the existing larger users’ shallowish distribution connection boundary, with reinforcement paid for based on Cost Apportionment Factor (CAF) and two voltage level rule. | Adopt shallowish boundary, but small users would only pay for sole use assets / reinforcement at same voltage level as the point of connection, with higher voltage levels and transmission costs socialised. | Amend the Cost Apportionment Factor (CAF) calculation – for larger users, the customer’s contribution to reinforcement is currently calculated so that the connecting customer only pays for the proportion of the new capacity they require, for works covered by the voltage rule. This proportion could be amended, so a customer faced a smaller share of reinforcement costs. | Simplify / smooth calculation of the connection charge. This could include i) basing the connection charge on the long-run marginal cost, (eg as per the DUoS model) rather than specific connection works, or ii) a standardised connection charge (ie in £ / kW). | Could adopt shallowish boundary, but introduce a cap / collar on charges – either i) applying a cap / collar to reinforcement charges (pay all / none of reinforcement costs beyond a threshold), ii) significance thresholds of contribution to new capacity (eg customer only contributes if capacity required accounts for more than 25% of that provided), or iii) applying an ‘economic test’ analogous to gas arrangements to determine customer’s contribution. | Could delay payment of the connection charge, paying on an annualised basis over an agreed period of time, following energisation.
Principle 2 - Arrangements reflect the needs of consumers as appropriate for an essential service
Identifying and meeting small users' needs
1. Identifying and meeting small users’ needs How readily can consumers' needs and requirements can be a) identified and b) met under this option – either by consumers directly, or suppliers / intermediaries / DNOs? This may require an understanding of their demand, characteristics and ability to shift usage. Please consider what information or data would be needed, in what format and who/what might be able to provide these. What challenges may exist for all/any specific groups of small users (eg certain vulnerable customers) or type of customer demand? | a) This does not really assess a consumer’s needs and requirements it just applies a blanket wide 100A supply capacity. When in excess of 100A the customer must assess their additional requirements. In most cases 100A is more than sufficient for a small users requirements. b) Customers would need to submit their requirements for any capacity in excess of 100A ‘customer need’ needs to be better defined. Are we looking at how each option delivers a suitable new connection (which they all do) or are we considering how each option impacts a customer financially (which does differ across options). For example, an option that pushes most of the reinforcement cost onto the new connection customer does not meet the need of the customer as they may not be able to afford it, especially if they are the ‘last straw’ before significant reinforcement is required. | a) Without assumption This does not really assess a consumer’s needs and requirements it just applies a blanket wide 100A supply capacity. With Assumption When in excess of 100A the customer must assess their additional requirements. b) In most cases 100A is more than sufficient for a small users requirements. Customers would need to submit their requirements for any capacity in excess of 100A. See comment in B1 | a) Consumers are more likely to identify exactly what type of supply they require when reinforcement is required, incentivised by not paying for excess reinforcement. b) Increased reinforcement costs attributed to customer schemes means that they are less likely to proceed with connections/upgrades. This may result in them not switching to electrical powered LCTs. See comment in B1 | a) Consumers are more likely to identify exactly what type of supply they require when reinforcement is required, incentivised by not paying for excess reinforcement. b) Increased reinforcement costs attributed to customer schemes means that they are less likely to proceed with connections/upgrades. This may result in them not switching to electrical powered LCTs. See comment in B1 | a) Consumers are more likely to identify exactly what type of supply they require when reinforcement is required, incentivised by not paying for excess reinforcement. b) Increased reinforcement costs attributed to customer schemes means that they are less likely to proceed with connections/upgrades. This may result in them not switching to electrical powered LCTs. See comment in B1 | a) Consumers are more likely to identify exactly what type of supply they require when reinforcement is required, incentivised by not paying for excess reinforcement. Customers may perceive a fairer apportionment of costs - same charge regardless of postcode. b) Increased reinforcement costs attributed to customer schemes means that they are less likely to proceed with connections/upgrades. This may result in them not switching to electrical powered LCTs. See comment in B1 | a) Consumers are more likely to identify exactly what type of supply they require when reinforcement is required, incentivised by not paying for excess reinforcement. Customers may perceive a fairer apportionment of costs - same charge regardless of postcode. b) Increased reinforcement costs attributed to customer schemes means that they are less likely to proceed with connections/upgrades. This may result in them not switching to electrical powered LCTs. See comment in B1 | a. This does not really assess a consumer’s needs and requirements it just applies a blanket wide 100A supply capacity. When in excess of 100A the customer must assess their additional requirements. b. In most cases 100A is more than sufficient for a small users requirements. Customers would need to submit their requirements for any capacity in excess of 100A See comment in B1
2. Benefits from this option | Positive • Customers who currently only have a supply which is rated at <100A would benefit from being able to get a free upgrade to 100A. By having a 100A supply this may allow customers to flex their supply more. With variable charging this would allow consumers to flex their supplies more in non-peak hours which would then allow then to reduce during peak hours. • This option is likely to not be seen as a blocker to LCT uptake. Negative • This would be a negative for the wider consumer base because they have to pay for socialised reinforcement costs. | Positive • Customers who require reinforcement to enable their connection may find that reinforcement delivery timescales are improved because the DNO is less likely to wait for project delivery milestones where securities have been paid. Without assumption • The entire customer base would benefit from this option because it would limit the amount of socialised reinforcement which is carried out for projects which then subsequently get cancelled. Negative • Consumers who are involved in a project which subsequently gets cancelled will loose their deposit • Small users will struggle to understand the need for securities. When you buy a car (£>10k), you only pay a few hundred pounds deposit Without assumption • Users who don’t currently have a 100A supply due to historical design reasons would be affected if they required a supply upgrade. | Positive • Where reinforcement is required for higher supply capacities; Consumers who are easily able to manage their supplies will be able to manage their supplies within a lower level will benefit from avoiding higher reinforcement costs. Without assumption • Less socialisation of reinforcement costs will result in savings for all electricity bill payers. Negative • Consumers who are not able to manage their supplies will end up paying for higher reinforcement costs. • For users which are fed from more sole use assets they will be more impacted e.g. a rural single house fed from a long HV cable/Overhead line. Without assumption • Users who don’t currently have a 100A supply due to historical design reasons would be affected if they required a supply upgrade. | Positive • Where reinforcement is required for higher supply capacities; Consumers who are easily able to manage their supplies will be able to manage their supplies within a lower level will benefit from avoiding higher reinforcement costs. Without assumption • Less socialisation of reinforcement costs will result in savings for all electricity bill payers. Negative • Consumers who are not able to manage their supplies will end up paying for higher reinforcement costs. • For users which are fed from more sole use assets they will be more impacted e.g. a rural single house fed from a long HV cable/Overhead line. Without assumption • Users who don’t currently have a 100A supply due to historical design reasons would be affected if they required a supply upgrade. | Positive • Where reinforcement is required for higher supply capacities; Consumers who are easily able to manage their supplies will be able to manage their supplies within a lower level will benefit from avoiding higher reinforcement costs. • Less socialisation of reinforcement costs will result in savings for all electricity bill payers. Negative • Consumers who are not able to manage their supplies will end up paying for higher reinforcement costs. • For users which are fed from more sole use assets they will be more impacted e.g. a rural single house fed from a long HV cable/Overhead line. | Positive • Where reinforcement is required for higher supply capacities; Consumers who are easily able to manage their supplies will be able to manage their supplies within a lower level will benefit from avoiding higher reinforcement costs. • Less socialisation of reinforcement costs will result in savings for all electricity bill payers. • Customers may perceive a fairer apportionment of costs - same charge regardless of postcode. • Customers can calculate the cost for connection ahead of requesting a quote from the DNO. Negative • Consumers who are not able to manage their supplies will end up paying for higher reinforcement costs. Without Assumption • Users who don’t currently have a 100A supply due to historical design reasons would be affected if they required a supply upgrade. | Positive • Where reinforcement is required for higher supply capacities; Consumers who are easily able to manage their supplies will be able to manage their supplies within a lower level will benefit from avoiding higher reinforcement costs. • Customers may perceive a fairer apportionment of costs - same charge regardless of postcode. Negative • Consumers who are not able to manage their supplies will end up paying for higher reinforcement costs. • For users which are fed from more sole use assets they will be more impacted e.g. a rural single house fed from a long HV cable/Overhead line. Without assumption • Users who don’t currently have a 100A supply due to historical design reasons would be affected if they required a supply upgrade. | Positive • Customers who currently only have a supply which is rated at <100A would benefit from being able to get a free upgrade to 100A. By having a 100A supply this may allow customers to flex their supply more. With variable charging this would allow consumers to flex their supplies more in non-peak hours which would then allow then to reduce during peak hours. • This option is likely to not be seen as a blocker to LCT uptake. • Where customers do have to pay this cost can be spread which makes it even easier to afford. Negative • This would be a negative for the wider consumer base because they have to pay for socialised reinforcement costs. • This may not be good for customers who struggle with debt management. • Any unpaid costs would ultimately be socialised, resulting in everybody paying more. Without Assumption • Users who don’t currently have a 100A supply due to historical design reasons would be affected if they required a supply upgrade.
Which customer groups, or forms of customer demand, may be able to readily engage with and benefit from this option, eg through shifting consumption? Are there any which may not? What enablers may they need?
Where possible, please consider any quantitative analysis which may be relevant to the design or assessment of the option – eg on thresholds / types of flexible customer demand.
3. Risks and potential adverse impacts | Common to all with assumption • This gives users quite a bit of capacity and does not encourage them to use it more wisely. • If everybody were to use the maximum capacity of their supply then the network would not be capable of providing this level of capacity. • Unequal policy relating to retrofit compared to new build; I.e. the current system says that DNOs should socialise reinforcement costs to provide a 100A supply as a retrofit, however the cost of reinforcement for new builds to have a 100A supply is not socialised. • If people who currently have <100A supply realise they can get a free upgrade then they could cause a clog in the system. Proposal to put an admin fee on, however this comes with its own list of advantages and disadvantages.
What risks could this option address and which risks could remain for consumers under this option?
This should consider financial or other impacts and identify how far the adaptation would mitigate these. Please consider any potential adverse impacts which may be specific to certain customer groups, eg with different capabilities or needs, particularly those who may be vulnerable, or certain forms of customer demand. Please consider the characteristics identified by Citizens Advice.
| • DNOs may choose to defer construction/reinforcement of site assets until the consumer has passed certain milestones. This can extend delivery timescales. • High socialisation of costs means that those who are not benefiting from the reinforcement still have to pay for it. • Not aligned to the charging methodology at higher voltage levels. This could be criticised as it is not a fair system for all. • All costs are paid upfront with no mechanism for users to spread the cost of any work. • If connection costs are too high users will choose to go off grid or not develop in an area. • If connection costs are not proportional to the impact a user creates then this unfairly puts the cost onto other bill payers as well as not incentivising utilising what is already available without significant build or reinforcement. • No active relationship with the DNO so consumers can become disconnected and not engaged in the energy transition. • If people who currently have <100A supply realise they can get a free upgrade then they could cause a clog in the system. Proposal to put an admin fee on, however this comes with its own list of advantages and disadvantages. | • Complicates connections process and may cause additional confusion. • Much more complicated to manage by DNOs. • May encourage users to utilise their existing capacity to its full potential more often, thus decreasing diversity. • Where sites do not succeed to reach build stages or reduce requirements this could lead to stranded or underutilised DNO assets. • Additional resource requirements required by DNOs to manage security payments. • Where sites do not succeed to reach build stages or reduce requirements customers left with paying security payments or assets they do not use. • May build a bad relationship between DNOs and customers. • If people who currently have <100A supply realise they can get a free upgrade then they could cause a clog in the system. Proposal to put an admin fee on, however this comes with its own list of advantages and disadvantages. | • Complicates connections process and may cause additional confusion. • Much more complicated to manage by DNOs. • May encourage users to utilise their existing capacity to its full potential more often, thus decreasing diversity. • Where sites do not succeed to reach build stages or reduce requirements this could lead to stranded or underutilised DNO assets. • Additional resource requirements required by DNOs to manage security payments. • Where sites do not succeed to reach build stages or reduce requirements customers left with paying security payments or assets they do not use. • May build a bad relationship between DNOs and customers. | • Complicates connections process and may cause additional confusion. • Much more complicated to manage by DNOs. • May encourage users to utilise their existing capacity to its full potential more often, thus decreasing diversity. • Where sites do not succeed to reach build stages or reduce requirements this could lead to stranded or underutilised DNO assets. • Additional resource requirements required by DNOs to manage security payments. • Where sites do not succeed to reach build stages or reduce requirements customers left with paying security payments or assets they do not use. • May build a bad relationship between DNOs and customers. • If people who currently have <100A supply realise they can get a free upgrade then they could cause a clog in the system. Proposal to put an admin fee on, however this comes with its own list of advantages and disadvantages. | • Complicates connections process and may cause additional confusion. • Much more complicated to manage by DNOs. • May encourage users to utilise their existing capacity to its full potential more often thus decreasing diversity. • All costs are paid upfront with no mechanism for users to spread the cost of any work. • If connection costs are too high users will choose to go off grid or not develop in an area. • If connection costs are not proportional to the impact a user creates then this unfairly puts the cost onto other bill payers as well as not incentivising utilising what is already available without significant build or reinforcement. • Extremely complicated for DNOs to manage second comer rules. • Under a second comer rule situation if the original customer has moved property likely that DNOs will not be able to track them down. • If people who currently have <100A supply realise they can get a free upgrade then they could cause a clog in the system. Proposal to put an admin fee on, however this comes with its own list of advantages and disadvantages. | • Customers with cheaper connections will be subsidising the cost for more expensive connections. • If everybody were to use the maximum capacity of their supply then the network would not be capable of providing this level of capacity. • Not aligned to the charging methodology at higher voltage levels. This could be criticised as it is not a fair system for all. • No active relationship with the DNO so consumers can become disconnected and not engaged in the energy transition. • If people who currently have <100A supply realise they can get a free upgrade then they could cause a clog in the system. Proposal to put an admin fee on, however this comes with its own list of advantages and disadvantages. | • Complicates connections process and may cause additional confusion. • Much more complicated to manage by DNOs. • May encourage users to utilise their existing capacity to its full potential more often thus decreasing diversity. • All costs are paid upfront with no mechanism for users to spread the cost of any work. • If connection costs are too high users will choose to go off grid or not develop in an area. • If the cap does not disincentivise people from requesting much greater supplies this ultimately results in much higher socialisation of costs. • Will lead to underutilised assess • Does not disincentives people from requesting really large supplies. • Does encourage users from being energy/capacity efficient. • If people who currently have <100A supply realise they can get a free upgrade then they could cause a clog in the system. Proposal to put an admin fee on, however this comes with its own list of advantages and disadvantages. | • If people who currently have <100A supply realise they can get a free upgrade then they could cause a clog in the system. Proposal to put an admin fee on, however this comes with its own list of advantages and disadvantages.
4. Barriers to this option | No | • Introducing securities will create more work for DNOs to manage. • The money paid may also need to be held separately in a ring fenced account until the reinforcement has been completed. | • DNOs will have to manage CAF second comers which is likely to become complicated and unmanageable. • New processes and systems could be introduced to manage the Second comer CAF contributions | No | No | No | • Complex regulatory reporting identifying costs. • DNOs are currently not funded for the potential level of reinforcement socialisation which may occur. | DNOs currently are not set up to manage debt. This will require significantly more resourcing or to be outsourced.
Have you identified any barriers to this option working well with regards to engagement and identifying and meeting small users’ needs? How could these be resolved?
Please specify here.
5. Considerations for different customer groups – non-half hourly, unmetered, new and existing, and those connected directly to the DNO network or via an IDNO or third party, or different types of customer group or demand (eg more or less flexible)? | • For non-half hourly metered customers you may not know your instantaneous peak demand so you don’t know how close you are to needing a supply upgrade. • In most cases 100A is more than sufficient for a small users requirements. | • For non-half hourly metered customers you may not know your instantaneous peak demand so you don’t know how close you are to needing a supply upgrade. • Complicates connections process and may cause additional confusion. • The base assumption is that every property is entitled to 100A 1-phase supply. If a business user wants a 3-phase supply or greater than 100A we have assumed this would be at the users cost. • Much more complicated to manage by DNOs. | For non-half hourly metered customers you may not know your instantaneous peak demand so you don’t know how close you are to needing a supply upgrade. | For non-half hourly metered customers you may not know your instantaneous peak demand so you don’t know how close you are to needing a supply upgrade. | For non-half hourly metered customers you may not know your instantaneous peak demand so you don’t know how close you are to needing a supply upgrade. | For non-half hourly metered customers you may not know your instantaneous peak demand so you don’t know how close you are to needing a supply upgrade. | For non-half hourly metered customers you may not know your instantaneous peak demand so you don’t know how close you are to needing a supply upgrade | For non-half hourly metered customers you may not know your instantaneous peak demand so you don’t know how close you are to needing a supply upgrade.
Have you identified any specific considerations for these types of users?
6. Considerations for small businesses | The base assumption is that every property is entitled to 100A 1-phase supply. If a business user wants a 3-phase supply or greater than 100A we have assumed this would be at the users cost. | • May encourage users to utilise their existing capacity to its full potential more often, thus decreasing diversity. • Where sites do not succeed to reach build stages or reduce requirements this could lead to stranded or underutilised DNO assets. • The base assumption is that every property is entitled to 100A 1-phase supply. If a business user wants a 3-phase supply or greater than 100A we have assumed this would be at the users cost. | The base assumption is that every property is entitled to 100A 1-phase supply. If a business user wants a 3-phase supply or greater than 100A we have assumed this would be at the users cost. | The base assumption is that every property is entitled to 100A 1-phase supply. If a business user wants a 3-phase supply or greater than 100A we have assumed this would be at the users cost. | The base assumption is that every property is entitled to 100A 1-phase supply. If a business user wants a 3-phase supply or greater than 100A we have assumed this would be at the users cost. | The base assumption is that every property is entitled to 100A 1-phase supply. If a business user wants a 3-phase supply or greater than 100A we have assumed this would be at the users cost. | The base assumption is that every property is entitled to 100A 1-phase supply. If a business user wants a 3-phase supply or greater than 100A we have assumed this would be at the users cost. | The base assumption is that every property is entitled to 100A 1-phase supply. If a business user wants a 3-phase supply or greater than 100A we have assumed this would be at the users cost.
Are there any specific considerations applicable for small businesses, particularly microbusinesses, around identifying and meeting their needs?
7. Enabling new, low carbon technologies and business models | • Encourages higher LCT uptake rates which are better for society. • High electricity bills caused by socialisation of charges could result in people not wanting to swap to Electric LCTs. This would appear to be a key potential barrier to net zero. • For customers impacted by having to pay increased connections/reinforcement costs they are less likely to request supplies large enough to facilitate electric powered LCT. | • Additional resource requirements required by DNOs to manage security payments. • Where sites do not succeed to reach build stages or reduce requirements customers left with paying security payments or assets they do not use. • May build a bad relationship between DNOs and customers. • For customers impacted by having to pay increased reinforcement costs they are less likely to request supplies large enough to facilitate electric powered LCT. • For customers impacted by having to pay increased connections/reinforcement costs if they elect to have a smaller supply they will be less able to flex their supplies outside of peak hours. This will decrease the benefits case for smart charging and TOU tariff structures. | • Assuming this option results in less socialised reinforcement costs; then this will result in a saving on electricity bills meaning it is even more attractive to switch to electric powered LCTs. • For customers impacted by having to pay increased reinforcement costs they are less likely to request supplies large enough to facilitate electric powered LCT. • For customers impacted by having to pay increased connections/reinforcement costs if they elect to have a smaller supply they will be less able to flex their supplies outside of peak hours. This will decrease the benefits case for smart charging and TOU tariff structures. | • Assuming this option results in less socialised reinforcement costs; then this will result in a saving on electricity bills meaning it is even more attractive to switch to electric powered LCTs. • For customers impacted by having to pay increased reinforcement/connections costs they are less likely to request supplies large enough to facilitate electric powered LCT. • For customers impacted by having to pay increased connections/reinforcement costs if they elect to have a smaller supply they will be less able to flex their supplies outside of peak hours. This will decrease the benefits case for smart charging and TOU tariff structures. | • Assuming this option results in less socialised reinforcement costs; then this will result in a saving on electricity bills meaning it is even more attractive to switch to electric powered LCTs. • For customers impacted by having to pay increased reinforcement/connections costs they are less likely to request supplies large enough to facilitate electric powered LCT. • For customers impacted by having to pay increased connections/reinforcement costs if they elect to have a smaller supply they will be less able to flex their supplies outside of peak hours. This will decrease the benefits case for smart charging and TOU tariff structures. | • Assuming this option results in less socialised reinforcement costs; then this will result in a saving on electricity bills meaning it is even more attractive to switch to electric powered LCTs. • For customers impacted by having to pay increased reinforcement/connections costs they are less likely to request supplies large enough to facilitate electric powered LCT. • For customers impacted by having to pay increased connections/reinforcement costs if they elect to have a smaller supply they will be less able to flex their supplies outside of peak hours. This will decrease the benefits case for smart charging and TOU tariff structures. | • Assuming this option results in less socialised reinforcement costs; then this will result in a saving on electricity bills meaning it is even more attractive to switch to electric powered LCTs. • For customers impacted by having to pay increased reinforcement/connections costs they are less likely to request supplies large enough to facilitate electric powered LCT. • For customers impacted by having to pay increased connections/reinforcement costs if they elect to have a smaller supply they will be less able to flex their supplies outside of peak hours. This will decrease the benefits case for smart charging and TOU tariff structures. | • Encourages higher LCT uptake rates which are better for society. • High electricity bills caused by socialisation of charges could result in people not wanting to swap to Electric LCTs. This would appear to be a key potential barrier to net zero. • For customers impacted by having to pay increased connections/reinforcement costs they are less likely to request supplies large enough to facilitate electric powered LCT.
What considerations are there for uptake or facilitation of new low carbon technologies and new business models from a consumer perspective? Have you identified any considerations with regards to innovation and competition in supply market offerings?
Eg this may be through enabling quicker connections and reducing network costs, enabling and reflecting the benefits that new, innovative approaches and business models (such as local energy models). This has links with principle 1.
Understanding of options and information required to be able to reasonably predict future access and charges and select the most suitable option
8. Understanding and predicting access and charges | Small users will typically have no idea about the costs associated with connections. Understanding of connection charges will be difficult where customers are having to pay for any proportion of the reinforcement work
How readily can consumers, suppliers or intermediaries understand or predict access and charges under this option?
This may require an understanding of their demand, characteristics and ability to shift usage. Please consider what information or data would be needed, in what format and who/what might be able to provide these. What challenges may exist for all/any specific groups of small users (eg certain vulnerable customers) or type of customer demand?
9. Assessing suitability of the option | Connection boundary options are purely for Ofgem/DNOs to decide upon. Customers, suppliers & intermediaries cannot have any influence on degree of customer vs socialisation charges (other than perhaps the ability to pay over a period rather than upfront) Customers would need to submit their requirements for any capacity in excess of 100A | Connection boundary options are purely for Ofgem/DNOs to decide upon. Customers, suppliers & intermediaries cannot have any influence on degree of customer vs socialisation charges (other than perhaps the ability to pay over a period rather than upfront)
How readily can consumers, suppliers or intermediaries assess the suitability of this option/product for a consumer?
Please consider what information or data would consumers / suppliers / intermediaries need to decide on / recommend an option, what is involved in doing this, in what format and who might be able to provide any data or information needed? What challenges may exist for all/any specific groups of small users with different capabilities or needs (eg any vulnerable groups of customers) or customer demand?
10. Understanding, coordination and communication across different industry parties | Again, the connection boundary will be an Ofgem/DNO decision. Suppliers will not have a role to play other than recovering DUoS charges which will contain a degree of reinforcement charges due to new connections. | Connection boundary options are purely for Ofgem/DNOs to decide upon. Customers, suppliers & intermediaries cannot have any influence on degree of customer vs socialisation charges (other than perhaps the ability to pay over a period rather than upfront) | Connection boundary options are purely for Ofgem/DNOs to decide upon. Customers, suppliers & intermediaries cannot have any influence on degree of customer vs socialisation charges (other than perhaps the ability to pay over a period rather than upfront) | Connection boundary options are purely for Ofgem/DNOs to decide upon. Customers, suppliers & intermediaries cannot have any influence on degree of customer vs socialisation charges (other than perhaps the ability to pay over a period rather than upfront) | Connection boundary options are purely for Ofgem/DNOs to decide upon. Customers, suppliers & intermediaries cannot have any influence on degree of customer vs socialisation charges (other than perhaps the ability to pay over a period rather than upfront) | Connection boundary options are purely for Ofgem/DNOs to decide upon. Customers, suppliers & intermediaries cannot have any influence on degree of customer vs socialisation charges (other than perhaps the ability to pay over a period rather than upfront) | Connection boundary options are purely for Ofgem/DNOs to decide upon. Customers, suppliers & intermediaries cannot have any influence on degree of customer vs socialisation charges (other than perhaps the ability to pay over a period rather than upfront) | Connection boundary options are purely for Ofgem/DNOs to decide upon. Customers, suppliers & intermediaries cannot have any influence on degree of customer vs socialisation charges (other than perhaps the ability to pay over a period rather than upfront)
How readily will industry parties (suppliers / DNOs / other intermediaries) be able to understand these arrangements and offer this option, including coordinating and communicating between each other to offer this tariff to customers?
Please consider what is involved in enabling this, and what challenges may exist in relation to all/any specific groups of small users (eg vulnerable customers) or type of customer demand.
11. Barriers to this option | No | Adding the need for small users to post some sort of security deposit will add a barrier (even if this is returned) | No | No | No | No | No | No
Have you identified any barriers to this option working well, with regards to consumers or suppliers / intermediaries understanding the suitability of the option and predicting their future access / charges? How could these be resolved?
Please specify.
12. Potential risks | No additional risk as this is the status quo | Same as comment in B1 but having to post a security will add further financial risk to conneting parties | Adds more financial risk to the connecting party, but less to all other customers | See B3 comment but less risky for connecting party as only paying for reinforcement at same voltage level | See B3 comment but less risky for connecting party as only paying for proportion of reinforcement | Lower level of financial risk for the connectee than B1, higher level of risk for all other customers than B1 | See B3 comment | Lower level of financial risk for the connectee than B1, higher level of risk for all other customers than B1
How will this option (if an adaptation) help reduce risks for small users? Have you identified any potential risks that may remain for consumers in relation to their understanding of their access or charges, or suitability of this option – financial or other impacts?
Please consider any specific groups with different capabilities or needs that may have risks of adverse impacts under this option, considering the characteristics identified by Citizens Advice.
13. Considerations for different customer groups – non-half hourly, unmetered, new and existing, and those connected directly to the DNO network or via an IDNO or third party, or different types of customer group or demand (eg more or less flexible)?
Have you identified any specific considerations for these types of users?
14. Considerations for small businesses
For this option, are there any specific considerations applicable for small businesses, particularly microbusinesses, around understanding of options and information required?
Further considerations
15. Any other considerations | This option is well understood and works very well. We feel that this should represent the base solution which all further options are based upon. I.e all users should be entitield to a 100A single phase supply. Users who want a larger than 100A single phase would then need to pay reinforcemnt costs based upon principles B2-B8. | This option would appear extreamly complicated for both Small users and DNOs and the benefits are likely to not outwiegh the negatives. | [5 empty] | This option looks quite attractive from a customer persepective allowing them to spread the costs of any reinforcement & connections costs. This option could be applied to all B1-B7 options. From a DNO perspective this option would add significant additinoal workload and would require them to take on debt management capabilities unless outsourced to a 3rd party or the supplier.
Have you identified any further considerations for this option?
Principle 3 - Any changes are practical and proportionate
1. Changes to the way data is collected, processed and analysed. Have you identified any changes required to data collection, processing and analysis, and whether new data may need to be collected? Can you provide any estimates or indications of likely time / associated costs? | No change anticipated | No Change anticipated | Data about the end customer (Who has paid for the work) would be required to be collected in case there is a "second Comer". In instances of a second comer the originoal funder of the workk is entitled to a refund of any reinforcement they have paid for which has been utalised by another connecttee. DNOs will need to keep records of all reinforcement paid for with contributions for hte previuos 10 years to enable them to calcualte CAF factors and manage second comer rules. | Data about the end customer (Who has paid for the work) would be required to be collected in case there is a "second Comer". In instances of a second comer the originoal funder of the workk is entitled to a refund of any reinforcement they have paid for which has been utalised by another connecttee. DNOs will need to keep records of all reinforcement paid for with contributions for hte previuos 10 years to enable them to calcualte CAF factors and manage second comer rules. | Data about the end customer (Who has paid for the work) would be required to be collected in case there is a "second Comer". In instances of a second comer the originoal funder of the workk is entitled to a refund of any reinforcement they have paid for which has been utalised by another connecttee. DNOs will need to keep records of all reinforcement paid for with contributions for hte previuos 10 years to enable them to calcualte CAF factors and manage second comer rules. | DNOs will need to concolodate records of previuos reinofrcemnt to allow them to determine hte approraite £/kW factors to charge new customers. | No Change anticipated | DNOs will need to carry out credit checks for customers wishing to utlaise a spread payment option. DNOs will need to keep records of repayments of loans. DNOs will need to manage the debt. Subject to the rules which Ofgem will need to define on whether the debt is the responsiblity of the originoal applicant to pay or is assosiated with the property. DNOs will need to keep records of when a property is transfered and determine whether to chase the unpaid debt, make the new property owner to pay it, or write the debt off. | Changes to way in which data is process and analysed has not been specifically considered or identified. Assessment of ease of implementation has however been considered as part of the analysis work undertaken by the connection boundary subgroup which is relevant to any assessment for this group. Please refer to that work. File title "Comparison of Connection Boundary Options.xls"
2. Changes to engagement with customers. What changes would this option require to how customers are engaged, and what associated changes may be needed to supplier / network company systems to support this? Can you provide any estimates or indications of likely time / associated costs? | Please refer to General Comments | Please refer to General Comments | Please refer to General Comments | Please refer to General Comments | Please refer to General Comments | Please refer to General Comments | Please refer to General Comments | Please refer to General Comments | As a general rule, any changes to the way in which customers are charged will require DNOs to ensure revised policy is clear and understood by customers. With the exception to Options B2 and B8 which would require post connection engamenet for billing purposes, not envisaged that any substantial changes would be required. This could prove very complex and difficult to administer and manage
3. Changes to commercial agreements. What changes will this option require to commercial agreements going forward, and what would be the impact on existing commercial arrangements? Can you provide any estimates or indications of likely time / associated costs? | No changes requried | New connection agreements will have to be developed that will include domestic customers providing a security deposit. This will need to be held in escrow (with potentially 000s of individual escrow accounts for the DNO to manage) which is not practicable | Very complex commercial agreements (which will be difficult for domestic customers to deal with without support) | Slightly less complex commercial agreements than B3 but still difficult for a domestic customer to negotiate | Same as B3 | Still requires new commercial agreements but easier for a domestic customer to deal with | Same as B3 | Potential attractive to domestic customers but will require the DNO to include a risk premium for bad debt. Also a new area for DNOs so potential teething issues
4. Changes to customer billing. What changes will this option require to customer billing, including any new metering or monitoring equipment? Can you provide any estimates or indications of likely time / associated costs? | No change anticipated | No direct changes to the customer's monthly/quarterly billing. The Customer will need to pay the securities for the extended connection prior to delivery stage progressing. This will add additional cost to the amount that the customer will need to pay upfront, as they will also need to pay the first stage payment of the connection costs i.e. contestable and non contestable costs. | No direct changes to the customer's monthly/quarterly billing. At some point in the staged payments the Customer will need to pay the approtioned reinforcement costs prior to specified delivery stage progressing. This will add additional cost to the amount that the customer will need to pay i.e. contestable and non contestable costs. | No direct changes to the customer's monthly/quarterly billing. At some point in the staged payments the Customer will need to pay the approtioned reinforcement costs prior to specified delivery stage progressing. This will add additional cost to the amount that the customer will need to pay i.e. contestable and non contestable costs. | No direct changes to the customer's monthly/quarterly billing. At some point in the staged payments the Customer will need to pay the approtioned reinforcement costs prior to specified delivery stage progressing. This will add additional cost to the amount that the customer will need to pay i.e. contestable and non contestable costs. | No direct changes to the customer's monthly/quarterly billing. At some point in the staged payments the Customer will need to pay the approtioned reinforcement costs prior to specified delivery stage progressing. This will add additional cost to the amount that the customer will need to pay i.e. contestable and non contestable costs. | No direct changes to the customer's monthly/quarterly billing. At some point in the staged payments the Customer will need to pay the approtioned reinforcement costs prior to specified delivery stage progressing. This will add additional cost to the amount that the customer will need to pay i.e. contestable and non contestable costs. | The charges for the reinforcement work could either be included into the customer's monthly/quarterly billing much like the Green Deal or paid as a seperate repayment to the DNO. From a customer perspecitve it would probably be better to pay this as part of their existing electricity bill however htis would add an additinoal layer of complexity for DNOs and Retail companies to manage.
5. Charge calculation and settlement considerations. Do you have any considerations for charge calculation and settlement? | Please refer to General Comments | Please refer to General Comments | Please refer to General Comments | Please refer to General Comments | Please refer to General Comments | Please refer to General Comments | Please refer to General Comments |  | Please refer to General Comments
6. Information or data. What information or data would suppliers/intermediaries/DNOs need under this option and how would it be accessed, shared, stored? Can you provide any estimates or indications of likely time / associated costs? | No additional data required (except for domestic customers looking to go beyond 100A). For >100A supply then DNO/iDNO would need to be made aware of increased connection to factor into local planning. Supplier could help customer deal with potentially large bills if made aware but not absolutely necessary | No additional data required (except for domestic customers looking to go beyond 100A). For >100A supply then DNO/iDNO would need to be made aware of increased connection to factor into local planning. Supplier could help customer deal with potentially large bills if made aware but not absolutely necessary | No additional data required (except for domestic customers looking to go beyond 100A). For >100A supply then DNO/iDNO would need to be made aware of increased connection to factor into local planning. Supplier could help customer deal with potentially large bills if made aware but not absolutely necessary | No additional data required (except for domestic customers looking to go beyond 100A). For >100A supply then DNO/iDNO would need to be made aware of increased connection to factor into local planning. Supplier could help customer deal with potentially large bills if made aware but not absolutely necessary | No additional data required (except for domestic customers looking to go beyond 100A). For >100A supply then DNO/iDNO would need to be made aware of increased connection to factor into local planning. Supplier could help customer deal with potentially large bills if made aware but not absolutely necessary | No additional data required (except for domestic customers looking to go beyond 100A). For >100A supply then DNO/iDNO would need to be made aware of increased connection to factor into local planning. Supplier could help customer deal with potentially large bills if made aware but not absolutely necessary | No additional data required (except for domestic customers looking to go beyond 100A). For >100A supply then DNO/iDNO would need to be made aware of increased connection to factor into local planning. Supplier could help customer deal with potentially large bills if made aware but not absolutely necessary | DNOs/iDNOs would need to understand customers financial situation for credit rating. This is a new area for DNOs and would require the creation of new departments to manage (including data collection and privacy). Suppliers have significant (00s of people) teams covering debt management
7. Technical or other enablers What technical or other enablers might consumers need to support their engagement with this option – either in their premises or elsewhere? How might this be provided? | Home Energy management systems may be required to maintain supply within the supply rating if the consumer has a particularly high amount of electrical demand requirements. By using an energy management system this is also help reduce the likelihood of needing to upgrade the supply capability. | Home Energy management systems may be required to maintain supply within the supply rating if the consumer has a particularly high amount of electrical demand requirements. By using an energy management system this is also help reduce the likelihood of needing to upgrade the supply capability. | Home Energy management systems may be required to maintain supply within the supply rating if the consumer has a particularly high amount of electrical demand requirements. By using an energy management system this is also help reduce the likelihood of needing to upgrade the supply capability. | Home Energy management systems may be required to maintain supply within the supply rating if the consumer has a particularly high amount of electrical demand requirements. By using an energy management system this is also help reduce the likelihood of needing to upgrade the supply capability. | Home Energy management systems may be required to maintain supply within the supply rating if the consumer has a particularly high amount of electrical demand requirements. By using an energy management system this is also help reduce the likelihood of needing to upgrade the supply capability. | Home Energy management systems may be required to maintain supply within the supply rating if the consumer has a particularly high amount of electrical demand requirements. By using an energy management system this is also help reduce the likelihood of needing to upgrade the supply capability. | Home Energy management systems may be required to maintain supply within the supply rating if the consumer has a particularly high amount of electrical demand requirements. By using an energy management system this is also help reduce the likelihood of needing to upgrade the supply capability. | Home Energy management systems may be required to maintain supply within the supply rating if the consumer has a particularly high amount of electrical demand requirements. By using an energy management system this is also help reduce the likelihood of needing to upgrade the supply capability. | There are no technical or other enablers that would be required to support or prevent engagement with any option being considered
8. Practical or implementation challenges Do you anticipate any practical / implementation challenges or barriers with this option? How could they be resolved? | Please refer to General Comments | Please refer to General Comments | Please refer to General Comments | Please refer to General Comments | Please refer to General Comments | Please refer to General Comments | Please refer to General Comments | Please refer to General Comments | Changes to way in which data is process and analysed has not been specifically considered or identified. Assessment of ease of implementation has however been considered as part of the analysis work undertaken by the connection boundary subgroup which is relevant to any assessment for this group. Please refer to that work. File title "Comparison of Connection Boundary Options.xls"
9. Roles and responsibilities. What coordination and implications of roles and responsibilities might there be for these variants? How could these be managed? | Customers would need to submit their requirements for any capacity in excess of 100A. For small iDNO networks it might require coordination between the iDNO and DNO when new connections are added (especially for local planning) | Customers would need to submit their requirements for any capacity in excess of 100A. For small iDNO networks it might require coordination between the iDNO and DNO when new connections are added (especially for local planning) | Customers would need to submit their requirements for any capacity in excess of 100A. For small iDNO networks it might require coordination between the iDNO and DNO when new connections are added (especially for local planning) | Customers would need to submit their requirements for any capacity in excess of 100A. For small iDNO networks it might require coordination between the iDNO and DNO when new connections are added (especially for local planning) | Customers would need to submit their requirements for any capacity in excess of 100A. For small iDNO networks it might require coordination between the iDNO and DNO when new connections are added (especially for local planning) | Customers would need to submit their requirements for any capacity in excess of 100A. For small iDNO networks it might require coordination between the iDNO and DNO when new connections are added (especially for local planning) | Customers would need to submit their requirements for any capacity in excess of 100A. For small iDNO networks it might require coordination between the iDNO and DNO when new connections are added (especially for local planning) | DNOs/iDNOS would have a new role as a debt management company with all the associated regulation that this entails
10. Considerations for small businesses Have you identified any specific considerations for small businesses, including microbusinesses, around practicalities? | No change anticipated | For small building development companies being required to pay securities may make it so that some building developments may no longer be affordable. Where a small business is looking to make an incremental change to building demand for their current supply to enable business growth however this triggers significant reinforcement the securities may make it so that the change may become unaffordable. Small businesses are more likely to require supply upgrades from a 100A single phase supply and generally have less flexibility in managing their supplies over a prolonged period due to standard business working hours. E.g. a hair salon is most likely to be busiest 4pm-7pm weekdays and will require all of its demand availability between these hours, overnight they will have little to no requirement for power. | For small building development companies being required to pay reinforcement costs may make it so that some building developments may no longer be affordable. Where a small business is looking to make an incremental change to building demand for their current supply to enable business growth however this triggers significant reinforcement the apportioned costs may make it so that the change may become unaffordable. Small businesses are more likely to require supply upgrades from a 100A single phase supply and generally have less flexibility in managing their supplies over a prolonged period due to standard business working hours. E.g. a hair salon is most likely to be busiest 4pm-7pm weekdays and will require all of its demand availability between these hours, overnight they will have little to no requirement for power. | For small building development companies being required to pay reinforcement costs may make it so that some building developments may no longer be affordable. Where a small business is looking to make an incremental change to building demand for their current supply to enable business growth however this triggers significant reinforcement the apportioned costs may make it so that the change may become unaffordable. Small businesses are more likely to require supply upgrades from a 100A single phase supply and generally have less flexibility in managing their supplies over a prolonged period due to standard business working hours. E.g. a hair salon is most likely to be busiest 4pm-7pm weekdays and will require all of its demand availability between these hours, overnight they will have little to no requirement for power. | For small building development companies being required to pay reinforcement costs may make it so that some building developments may no longer be affordable. Where a small business is looking to make an incremental change to building demand for their current supply to enable business growth however this triggers significant reinforcement the apportioned costs may make it so that the change may become unaffordable. Small businesses are more likely to require supply upgrades from a 100A single phase supply and generally have less flexibility in managing their supplies over a prolonged period due to standard business working hours. E.g. a hair salon is most likely to be busiest 4pm-7pm weekdays and will require all of its demand availability between these hours, overnight they will have little to no requirement for power. | For small building development companies being required to pay reinforcement costs may make it so that some building developments may no longer be affordable. Where a small business is looking to make an incremental change to building demand for their current supply to enable business growth however this triggers significant reinforcement the apportioned costs may make it so that the change may become unaffordable. Small businesses are more likely to require supply upgrades from a 100A single phase supply and generally have less flexibility in managing their supplies over a prolonged period due to standard business working hours. E.g. a hair salon is most likely to be busiest 4pm-7pm weekdays and will require all of its demand availability between these hours, overnight they will have little to no requirement for power. | For small building development companies being required to pay reinforcement costs may make it so that some building developments may no longer be affordable. Where a small business is looking to make an incremental change to building demand for their current supply to enable business growth however this triggers significant reinforcement the apportioned costs may make it so that the change may become unaffordable. Small businesses are more likely to require supply upgrades from a 100A single phase supply and generally have less flexibility in managing their supplies over a prolonged period due to standard business working hours. E.g. a hair salon is most likely to be busiest 4pm-7pm weekdays and will require all of its demand availability between these hours, overnight they will have little to no requirement for power. | This could have a positive effect for businesses where they are able to spread the costs of reinforcement over a number of years to allow them to recoup the benefits of the investment prior to repaying the loan. However businesses can be negativly effected by having debts on their accounts. The unpredicable nature of many small businesses cash flows can mean that they cannot always afford to repay debts. Domestic customer are generally more protected from unaffordable debtsthan small businesses. In a domestic scenario if a customer cannot repay the debt they can be given repayment holidays and energy companies can in some limited cases write off the debt. For a business they are expected to repay the debt or to go into administration. Small businesses are more likely to require supply upgrades from a 100A single phase supply and generally have less flexibility in managing their supplies over a prolonged period due to standard business working hours. E.g. a hair salon is most likely to be busiest 4pm-7pm weekdays and will require all of its demand availability between these hours, overnight they will have little to no requirement for power. | There are no specific considerations that would apply specifically to small businesses
11. Considerations for different customer groups – non-half hourly, unmetered, new and existing, and those connected directly to the DNO network or via an IDNO or third party, or different types of customer group or demand (eg more or less flexible)? Have you identified any specific considerations for these types of users? | Please refer to General Comments | Please refer to General Comments | Please refer to General Comments | Please refer to General Comments | Please refer to General Comments | Please refer to General Comments | Please refer to General Comments | Please refer to General Comments | Customers would submit their requirements for any capacity in excess of 100A. Consideration for different customer groups doesn't apply for the options.
12. Interactions with other market arrangements and new technologies How would this option interact with other market arrangements, eg flexibility markets, or innovation and competition in supply market offerings, or uptake of new technologies from a consumer perspective? | This option provides the clearest and easiest path for domestic uptake of LCT ie ensures that all customers can access LCT and does not penalised the last customer whose LCT necessitates reinforcement | Nearly as easy as B1, but financial deposit may exclude some customers from LCT | Options that involve customers paying even a small component of reinforcecment costs is liable to exclude some customers from taking up LCT | Options that involve customers paying even a small component of reinforcecment costs is liable to exclude some customers from taking up LCT | Options that involve customers paying even a small component of reinforcecment costs is liable to exclude some customers from taking up LCT | Options that involve customers paying even a small component of reinforcecment costs is liable to exclude some customers from taking up LCT | Options that involve customers paying even a small component of reinforcecment costs is liable to exclude some customers from taking up LCT | Paying later options could help uptake of domesic LCT
13. Any other considerations Have you identified any other consideration that could be relevant for the assessment – considering practical aspects identified in the first working paper, or others. | I think that ‘customer need’ needs to be better defined. Are we looking at how each option delivers a suitable new connection (which they all do) or are we considering how each option impacts a customer financially (which does differ across options). For example, an option that pushes most of the reinforcement cost onto the new connection customer does not meet the need of the customer as they may not be able to afford it, especially if they are the ‘last straw’ before significant reinforcement is required. | [7 empty] | I think that ‘customer need’ needs to be better defined. Are we looking at how each option delivers a suitable new connection (which they all do) or are we considering how each option impacts a customer financially (which does differ across options). For example, an option that pushes most of the reinforcement cost onto the new connection customer does not meet the need of the customer as they may not be able to afford it, especially if they are the ‘last straw’ before significant reinforcement is required.

## 4. Small users - Wider Retail
Small Users Subgroup Assessment |  | Wider retail measures
This table shows the assessment completed by the Small Users subgroup on these options considering Principle 2 and 3 from a consumers' interface perspective
Option/Adaptation: | A2 - Approach to customer engagement & communication | A3 - Tailoring offers to consumers’ needs and capabilities, including identifying and protecting vulnerable consumers | A4 - Tariff design features | A5 - Standardisation around aspects of good practice | A6 - Wider Protections | A1 - Principles-based approach (existing framework or new/updated obligations)
(Relevent adaptations)
Principle 2 - Arrangements reflect the needs of consumers as appropriate for an essential service
Identifying and meeting small users' needs:
1. Identifying and meeting small users’ needs How readily can consumers' needs and requirements can be a) identified and b) met under this option – either by consumers directly, or suppliers / intermediaries / DNOs? This may require an understanding of their demand, characteristics and ability to shift usage. Please consider what information or data would be needed, in what format and who/what might be able to provide these. What challenges may exist for all/any specific groups of small users (eg certain vulnerable customers) or type of customer demand? | - Current arrangments: annual consumption, E7 (switch load), potentially HH info from SM., correspondence and payment preferences - Where access rights/charging structure are more defined (beyond volumetric/ToU), would need to understand their desired product, use questions to reveal this or infer this from other data surces (i.e. HH history, past choices) - Needs data exchange between DNO and Supplier to confirm or update access/charging choice - Increasingly levels of detail can be challenging to reveal from vulnerable customers, who may not wish to ask for extra help | - Tailoring requires more than one option, which would be matched to consumer needs (see answer to left) - Need to ensure there are appropriate options for vulnerable customers - Vulnerable customers can access all options plus additional tailored options (i.e. additive, not resrictive) - Data sharing across industry and parties is required to identify requirements and vulnerability if this is not obtained at sign-up (e.g. through COT or default arrangements) | - Cooling off period, standardised application of consumer rights - Customer able to engage more could adopt more 'risk' and hence not need guarantees? - Advocacy, guidance, 'health' warning, e.g. mortgages - Clear identification of curtailment risk and ability (or otherwise) to interrupt - Tariff presented and structured to give the most helpful information at the time is needed - enhances the level of informing. Information/communication needs to not be limited to the point of contracting, or customer journey "trigger". If level of engagement needs to be high for consumers to see the benefit, this should be clearly flagged and monitored - i.e. if level of engagement dips should consumer be nudged on to a more appropriate tariff? - Structured to ensure appropriate choices by design throughout use of the product | - Could have a standard metric for illustrating consumer risk, required level of participation - Language and terminology (of product and supply chain actors/functions) - Roles and responsibilities especially in emergency situations | - could be more relevant/tailored depending on customer characteristics and product | could be more relevant/tailored depending on customer characteristics and product. For example, proportionate to customers ability and willingness/risk appetite
2. Benefits from this option Which customer groups, or forms of customer demand, may be able to readily engage with and benefit from this option, eg through shifting consumption? Are there any which may not? What enablers may they need? Where possible, please consider any quantitative analysis which may be relevant to the design or assessment of the option – eg on thresholds / types of flexible customer demand. | - Engagement and communication must be suitable for all customer groups and in some/many instances will have to be proactive, especially at events such as tariff renewal/moving house ie offer the customer a 'energy tariff survey' to help them understand what load they could shift and the new tariffs that would reward this. This will ensure that all customers have the chance to take advantage of new tariffs. - Can also run separate supplier-led 'campaigns' to encourage customers off of expensive tariffs and onto cheaper tariffs suitable to their lifestyle - May lead to a better relationship between suppliers and customers - Having access to customers HH data for more than just billing will be essential | - As consumers' requirements become more diverse, tailoring will ensure more efficient outcomes for the system, and more cost-reflective charging for consumers. - The opportunity to engage with more tailored products also improves engagement with the energy transition and enables consumers to directly benefit from decarbonisation. - Identifying and protecting vulnerable consumers is essential to ensuring energy as an essential service is maintained through the energy transition | - Tariff design will only be relevant to those consumers who choose their tariff (assumes some level of engagement). - Consumers that might benefit from automated solutions using assets may need financial support for this to smooth payments. Quantifying benefits against: cost, risk and requirements enables an informed choice. Historic demand, and expected future demand e.g. using EV charging scenarios (i.e. dumb, scheduled, fully optimised) could be used to quantify this on a per customer basis using smart meter data. - There are many benefits of using the tariff design for more cost reflective charging or behavioural signalling (1) existing principles-based obligations around communications can, for the most part, be used (2) there is a single point of contact/contract for the customer (3) the roles for engaging with energy consumption are familiar to the customer (4) a singular framework for engagement (i.e. the tariff) enables consistency throughout the contract period and across the market | - Customers with low levels of engagement may be able to engage and benefit. - An agreed baseline could support all customers by giving a commons basis for evaluating alternatives. - Would require analysis to identify the best mix of standardisation, too simple and benefits may be lost to complex and customers may not engage. - Benefits for equipment vendors (i.e. automation) by allowing products to suit more uses - Benefits for suppliers, aggregators, energy brokers etc through the use of common language and convention | Engaged consumers will benefit from additional support which needs to be applied for - for example, ECO and RHI. Warm Home Discount is not universally offered by all suppliers - those consumers who have contracts with those suppliers will be able to apply for it. | arrangements should be open to all users by default and desinged to prevent lock-in/lock-out
3. Risks and potential adverse impacts What risks could this option address and which risks could remain for consumers under this option? This should consider financial or other impacts and identify how far the adaptation would mitigate these. Please consider any potential adverse impacts which may be specific to certain customer groups, eg with different capabilities or needs, particularly those who may be vulnerable, or certain forms of customer demand. Please consider the characteristics identified by Citizens Advice. | - Customers may resent suppliers/TPIs contacting them too frequently trying to encourage them onto cheaper tariffs - Customers may perceive suppliers as trying to get hold of HH data for other purposes | - Classification of consumers may be complex and introduce more consumer harm (i.e. restrict choice). Ideally solutions are transparent to all users, with additional requirements reflected where appropriate. For example, we wouldn't want to restrict choice because a consumer has been identified as "vulnerable" because they have a small child, but they also have solar panels and a battery and want to optimise their consumption - Identification of consumers' needs could be achieved indirectly by requiring they perform certain functions in order to sign up for a tariff, or view on ongoing communication (e.g. monthly bill). Where a consumer does not demonstrate sufficient engagement/understanding default arrangements could be used. - Better data sharing including cross-industry (e.g. with water) could support segmentation or tailoring of these default arrangements | - Less relevant to those that do not actively choose tariffs. Will need to have default arrangements that accept a "default" level of risk for the consumer. - Possibility of consumers' circumstances changing resulting in either very benficial or penal impacts. - The use of any "introductory offers" (i.e. cooling off periods ,or financial guarantees) could mean consumers have a shock when they roll off this period. - Risks this option addresses are captured above | - Potential restrictions on innovation - Risk of technology lock-in or loss of innovation - Limited appetite for improvements in communication, greater focus on meeting a standard rather than excelling - Loss of potential for tailored solution | Wider protections may only address affordability and not incentivise change of behaviour i.e. load shifting. Consumers that can't shift load may still be at risk of higher charges at peak times - i.e. high use low income consumers or those with specific medical needs. Some exisiting provisions are not universally available through all suppliers - for example, the Warm Home Discount. | - arrangements need to recognise that vulnerable customers may not be able/willing to self identify
4. Barriers to this option Have you identified any barriers to this option working well with regards to engagement and identifying and meeting small users’ needs? How could these be resolved? Please specify here. | Working with customers to find the best tariff for them could drive up average handling times in customer service and therefore add costs to suppliers. These additional costs will need to be recvoered and allowed for in price caps. Suppliers will look for ways to keep these costs as low as possible ie digital engagement, HH data helping to identify shiftable load etc | - Data availability and quality (both from customers directly, and data already within industry). - Segmenting customers, and identifying what needs are most relevant. - Time lags between capturing information and reflecting it (e.g. between customer and supplier, supplier and DNO). - Changes to circumstance not being communicated | - Price cap would need to change. - As this is a nascent area, setting an "acceptable level of risk" for default arrangements and gauging whether the customer has understood this could be challenging. - Interdependencies around billing systems, dcc development, DNO billing, TPI/broker billing could slow down more novel tariff design. However, it is likely that most structural changes will be performed anyway as part of MWHHS and the smart meter rollout | - Brokers/price comparison websites may not reflect or implement key aspects of good practice. - could be addressed through Codes of Practice, Standards or increased regulation |  | none identified, but need to be alert to the potential for certain circumstances to be not compatible for overriding principles
5. Considerations for different customer groups – non-half hourly, unmetered, new and existing, and those connected directly to the DNO network or via an IDNO or third party, or different types of customer group or demand (eg more or less flexible)? Have you identified any specific considerations for these types of users? | Suppliers must not make assumptions about customer group participation in new tariffs (although some customers without certain equipment such as smart meters will not be able to participate until these are installed). Therefore engagement and communication must be open to all (unless the customer requests no contact) | NA - captured above | None | - Expectation that domestic customers may benefit the most from this particularly the vulnerable or time-poor - Customers connected via IDNO or private network may need additional interfacing (physical or logical) to ensure standard products meet the specific aspects of their network. |  | As above
6. Considerations for small businesses. Are there any specific considerations applicable for small businesses, particularly microbusinesses, around identifying and meeting their needs? | No | Small or microbusinesses are included in the diverse range of consumers considered above - no additional requirements are needed for small or microbusinesses given the discussion above. - The only consideration that might be relevant is whether energy is an "essential service" for these consumers, and therefore the acceptable price and risk level of default arrangements | None | - Micro-business may also exhibit the same 'vulnerabilities' as some domestic customers |  | Consumer protections do not extend as fully to small businesses and perhaps should do
7. Enabling new, low carbon technologies and business models What considerations are there for uptake or facilitation of new low carbon technologies and new business models from a consumer perspective? Have you identified any considerations with regards to innovation and competition in supply market offerings? Eg this may be through enabling quicker connections and reducing network costs, enabling and reflecting the benefits that new, innovative approaches and business models (such as local energy models). This has links with principle 1. | - Use of data to reveal opportunities - Suppliers could highlight (through engagement and communcation) the additional benefits of LCT in allowing load shifting/smart charging etc | - tailoring offers to LCT supports whole system efficiencies through the energy transition. Done effectively, this will support decarbonisation, as well as achieving it at lowest cost. We must consider that LCT should be controllable, and therefore automation of solutions is important in ensuring LCT does not create a two-tiered market. - An approach that focuses on transparency rather than restricting choice based on segmentation is important for encouraging innovation and competition in this space | prevent lock-in or lock-out of future possibilities given existing position. - The purchasing of new technologies for other means (e.g. reducing carbon footprint) results in a natural "trigger" to engage with tariff design. - Tariff design itself can be used as a funding mechanism for LCT (e.g.mobile phone contracts) - The retail market is increasingly competitive which makes it a good place to incentivise LCT | - Standard solutions may reduce barriers to entry for equipment suppliers and service providers - Standard solutions may enable greater comparison between innovations | - Risk of inappropriate upselling | - none identified
Understanding of options and information required to be able to reasonably predict future access and charges and select the most suitable option
8. Understanding and predicting access and charges How readily can consumers, suppliers or intermediaries understand or predict access and charges under this option? This may require an understanding of their demand, characteristics and ability to shift usage. Please consider what information or data would be needed, in what format and who/what might be able to provide these. What challenges may exist for all/any specific groups of small users (eg certain vulnerable customers) or type of customer demand? | - communication required between different parties. Required to predict i.e. network capabaility v customer capability and requirement. - Data could be pulished in advance or made available on a site specific basis. | - will need a combination of historic usage information, as well as information from the customer about key changes to circumstance. This could be gathered at the point of signup, but it would be beneficial to have requirements across other industries (e.g. EV sales) to ensure suppliers are notified of changes to circumstance so that they can support consumers to change offers where appropriate. Cross-vector data sharing is important, especially in the identification of vulnerability (e.g. Experion reports, benefits claims etc). | - could simplify tariff design and accept inaccuracy - or - increase interaction, at cost/time to improve accuracy. - The best/most streamlined/simplest option for consumers is to use their historic smart meter to forecast charges, supplemented with any additional consumption changes. The analysis of this would need to be consistent across parties so that comparisons were fair (e.g. how does one "adjust" for seasonality? - the Elexon MWHHS solution may support here). In this case, consumers who opted out of data sharing, or who didn't have smart meters (or a significant history of consumption) would have a poorer comparison, but the types of tariff design that would need this type of comparison may not be the best option for these consumers anyway. Consumers with very "peaky" demand may see very different cost estimates and therefore an expectation of risk metric that is comparable is important. | - Introduce standard language and calculation methodologies - Create a common language for describing similar options from different vendors |  | as per other options
9. Assessing suitability of the option How readily can consumers, suppliers or intermediaries assess the suitability of this option/product for a consumer? Please consider what information or data would consumers / suppliers / intermediaries need to decide on / recommend an option, what is involved in doing this, in what format and who might be able to provide any data or information needed? What challenges may exist for all/any specific groups of small users with different capabilities or needs (eg any vulnerable groups of customers) or customer demand? | - Price and product comparison - needs standard metrics for defining product (risk, cost, carbon, other value stream) - Should reveal how adjustment to requirement can release value - Need clarity on individual customer's consumption pattern i.e. full access to - HH data and therefore need customer protections for allowing supplier access to this consumption data i.e. time limited? | - consistency in comparison is key, but we need to ensure this does not hinder innovation and competition by restricting consumer choice. - A clear framework for the purposes of comparison (i.e. cost, risk and requirements) would support this better than requiring "comparable products" to be sold. Where consumers need support to understand their factors (i.e. affordability, risk appetite or behavioural response requirements) this should be done clearly, on a principles based approach, so that there is an active choice to engage rather than a passive restriction of tailoring | - Price and product comparison - needs standard metrics for defining product (risk, cost). - A consumers' understanding of their own needs may be poor. Key questions to ensure a customer is understanding the cost, risk and requirements they are signing up to are needed. And ongoing monitoring of this - e.g. a consumer needs to log in to the app at least once a month, and perform a load-shifting action at least once a month etc... | - Could have a standard metric for illustrating consumer risk, required level of participation | Code of practice or regulated practice to ensure fair comparison and open description of how much of the market is covered. | as per other options
10. Understanding, coordination and communication across different industry parties How readily will industry parties (suppliers / DNOs / other intermediaries) be able to understand these arrangements and offer this option, including coordinating and communicating between each other to offer this tariff to customers? Please consider what is involved in enabling this, and what challenges may exist in relation to all/any specific groups of small users (eg vulnerable customers) or type of customer demand. | Needs to be clear communication between suppliers and DNOs on charging and access options for each region | - We need to have a clear framework or common language of assessing consumers' needs. This may be common segments, or be common metrics used for e.g. "ability to engage". This should be considered across all consumers not just the vulnerable, but may require more specific metrics for specific use-cases. |  | - Language and terminology (of product and supply chain actors/functions) - Clear roles and responsibilities between parties and types of vendor would be useful, especially in emergency situations |  | as per other options
11. Barriers to this option Have you identified any barriers to this option working well, with regards to consumers or suppliers / intermediaries understanding the suitability of the option and predicting their future access / charges? How could these be resolved? Please specify. | Only potential barrier is ensuring that any communication makes options simple enough to understand and comparable | - concept of "cross-subsidisation" needs to be considered - how much are we comfortable with? - Concept of all parties' roles and responsibilities needs to be considered - what should we expect the customer to do? Should we expect them to know their own needs, or should we identify them for them? |  | - This option may stifle innovation and/or introduce unnecessary restrictions |  | as per other options
12. Potential risks How will this option (if an adaptation) help reduce risks for small users? Have you identified any potential risks that may remain for consumers in relation to their understanding of their access or charges, or suitability of this option – financial or other impacts? Please consider any specific groups with different capabilities or needs that may have risks of adverse impacts under this option, considering the characteristics identified by Citizens Advice. | Potential for mis-selling/mis-leading customers to select a tariff that is not suitable | - Making offers most relevant to consumers reduces the risk of inappropriate offerings. However, the risk remains that a customer chooses an offering that becomes inappropriate as a result of a change of circumstances. Ongoing monitoring and engagement (i.e. not just "customer journey" event-triggered) is important here, and having default arrangements that could be used until the consumer is ready to re-engage |  | N/A
13. Considerations for different customer groups – non-half hourly, unmetered, new and existing, and those connected directly to the DNO network or via an IDNO or third party, or different types of customer group or demand (eg more or less flexible)? Have you identified any specific considerations for these types of users? | As long as communication is simple, clear and easy to understand there are no specific considerations | NA - see above |  | See #5 |  | as above
14. Considerations for small businesses For this option, are there any specific considerations applicable for small businesses, particularly microbusinesses, around understanding of options and information required? | No | NA - see above |  | Small businesses are not protected to the same extent as domestic consumers, unless they are on a domestic tariff. Standardisation should help small businesses compare tariffs. |  | Small businesses are not protected to the same extent as domestic consumers, unless they are on a domestic tariff. A principles-based approach may not help businesses compare tariffs.
Further considerations
15. Any other considerations Have you identified any further considerations for this option? | Needs careful monitoring/best practise across the industry
Principle 3 - Any changes are practical and proportionate
Option:
16. Changes to the way data is collected, processed and analysed Have you identified any changes required to data collection, processing and analysis, and whether new data may need to be collected? Can you provide any estimates or indications of likely time / associated costs? | Supplier will need access to HH data | Data sharing across parties and industries will be useful to reduce the burden on consumers' actions to demonstrate their needs and capabilities. Historical HH data will be key, and a clear framework of the use of this for tailoring offers. As suppliers will be dealing with HH data anyway under MWHHS this isn't expected to be significant additional cost |  | - Systems and processes - both within and between organisations - would need to be modified to adopt standard approaches. - Will require agreement of terms, definitions and data formats (much of which may extend existing provisions) |  | EDTF objectives seem relevant
17. Changes to engagement with customers What changes would this option require to how customers are engaged, and what associated changes may be needed to supplier / network company systems to support this? Can you provide any estimates or indications of likely time / associated costs? | Customers may need 'energy consumption survey' to identify best tariff option which could add significant time to all renewal/homemove conversations. Currently efficient suppliers take about 5 minutes for a renewal conversation. This could easily double with more dynamic tariffs. It is essential that these additional costs are captured in any price cap calculations | More information will be needed from consumers to assess their appropriate level of risk appetite (where this is unknown by the consumer). This may require a greater time investment with the consumer to ensure more complex products are appropriate for them, or the sharing of data items to reduce this burden on the consumer. This would help tailor and automate the conversation with the consumer. Digitisation of this relationship further supports a more tailored journey for the consumer and enables them to "save an estimate" for retrieval later rather than having to get all the information from one conversation |  | - Consistent use of agreed terms and definitions - Perhaps increased use of standard metrics and scoring approaches when comparing options - Greater clarity of roles and hand-offs between different organisations |  | as per other options
18. Changes to commercial agreements What changes will this option require to commercial agreements going forward, and what would be the impact on existing commercial arrangements? Can you provide any estimates or indications of likely time / associated costs? | No changes unless additional products are included in the new tariff i.e. EV charger paid for through tariff | Consumers may need to break commercial agreements for previously unacceptable reasons. E.g. shifting more consumption to peak times as a result of a change in circumstance would have not been cause to break a flat rate tariff, but may justify breaking a time of use tariff in the future. - At the point of signup, it will be more difficult for suppliers/TPIs to estimate costs both for the pricing of flat tariffs and for estimating the value of additional propositions. There may need to be additional Ts&Cs around "fair usage" policies and penalty arrangements |  | - Greater use of nationally agreed standard forms - Potential role for existing/future code such as the National Terms of Connection or other aspects in DCUSA etc. |  | should prevent lock-in or lock-out
19. Changes to customer billing What changes will this option require to customer billing, including any new metering or monitoring equipment? Can you provide any estimates or indications of likely time / associated costs? | None - changes to billing will be related to charging options | In a smart meter, MWHHS world, expect no additional metering requirements from these options (assuming the options have already been tested for feasibility under current SMETS). Customer tariff billing would depend on the tariff offering, but suppliers could choose simplicity to mitigate costs |  | - Consistent use of agreed terms and definitions - Perhaps increased use of standard metrics and scoring approaches when comparing options |  | as per other options
20. Charge calculation and settlement considerations Do you have any considerations for charge calculation and settlement? | None | No additional considerations beyond MWHHS which is assumed to already be in place. Enabling consumers to take more control and risk share of uncertain behavioural response could reduce costs for those consumers who want more control, but the default position would be for supplier management of this risk (as currently). Suppliers currently manage the GCF shape risk. |  | N/A |  | None
21. Information or data What information or data would suppliers/intermediaries/DNOs need under this option and how would it be accessed, shared, stored? Can you provide any estimates or indications of likely time / associated costs? | Access to customer HH data - will need the approval from the customer | Covered elsewhere |  | -Systems and processes - both within and between organisations - would need to be modified to adopt standard approaches. - Will require agreement of terms, definitions and data formats (much of which may extend existing provisions) - Cost dependant on the nature of change and whether it is incremental or disruptive |  | EDTF objections seem relevant
22. Technical or other enablers What technical or other enablers might consumers need to support their engagement with this option – either in their premises or elsewhere? How might this be provided? | None | Smart meters. MWHHS is a crucial enabler. Access to digital platforms (web, apps etc) will be an enabler - i.e. internet and access to devices |  | - Standard approaches may simplify the range of solutions and technology choices individual householder must make and may aid future interoperability and/or change of service provider |  | as per other options
23. Practical or implementation challenges Do you anticipate any practical / implementation challenges or barriers with this option? How could they be resolved? | Challenges will be around educating customers about time of usage tariffs and their ability to shift load. | Covered elsewhere |  | - agreement of standards and good practice which give maximal benefit without stifling innovation |  | Achieving consensus on principles across a wide base of licenced and unlicend parties may be challenging
24. Roles and responsibilities What coordination and implications of roles and responsibilities might there be for these variants? How could these be managed? | More coordination between suppliers and DNOs | The point of sale of the offering should be responsible for ensuring the consumer has made an informed choice. This means extending regulation to TPIs. The supplier acts as the consumer agent in the market, and will be responsible for managing any remaining risk the customer doesn't choose to take. Communication with the DNOs may need to be quicker, more streamlined, and more bidirectional. This may imply greater penetration of API-based communications |  | - Consistent use of agreed terms and definitions - Greater clarity of roles and hand-offs between different organisations |  | as per other options
25. Considerations for small businesses Have you identified any specific considerations for small businesses, including microbusinesses, around practicalities? | None | Nothing additional, see above |  | N/A |  | as above, may be helpful to extend domestic customer consideration to these customers
26. Considerations for different customer groups – non-half hourly, unmetered, new and existing, and those connected directly to the DNO network or via an IDNO or third party, or different types of customer group or demand (eg more or less flexible)? Have you identified any specific considerations for these types of users? | None | See previous comments, as this "option" is focused on tailoring of offers to different consumer groups… |  | - unmetered supplies may need further consideration as their definition lies more in their predictability rather than their size. Future UMS could be significant (e.g. charge points, internet access etc) and could play an increasingly important role for domestic, micro business and including vulnerable. |  | None
27. Interactions with other market arrangements and new technologies How would this option interact with other market arrangements, eg flexibility markets, or innovation and competition in supply market offerings, or uptake of new technologies from a consumer perspective? | - Suppliers could offer bundled tariffs with DER eg domestic storage - Tariffs with bundled aggregation which providers could then bid into flexibility markets - However, all of this needs to be explained simply and in a manner that allows the customer to compare against other tariffs | Enabling consumers to have more choice and control over their energy services and risk share is crucial to (a) unlocking the value of domestic flexibility to flexibility markets (b) decarbonising the energy system and (c) empowering consumers to engage with the energy transition. The energy transition and NetZero goals necessitate a material change in consumers' relationship with energy, and therefore deviation from current arrangements should not be seen as a disadvantage in itself. The definition of "practical and proportionate" will be different in this SCR than any SCR before it. Using network charging signals to create a liquid, distributed pool of residential flexibility (both direct and indirect) will positively impact the security and reliability of response and the efficiency of subsequent dispatch-focused flexibility markets. Appropriately forward-looking signals are crucial for supporting the adoption of new technologies and services to achieve decarbonisation before it is too late |  | - as above, there is a trade-off between standardisation and innovation - interaction between markets will require consistency of definition and terminology to enable opportunities to be realised across all sectors. E.g. small user flexibility would need to be defined and recognised (i.e. costs/benefits) using comparable terms with other connected customers to ensure efficient coordination. |  | Need to extend obligation to third parties
28. Any other considerations Have you identified any other consideration that could be relevant for the assessment – considering practical aspects identified in the first working paper, or others. | None | Consumer support requirements can be based on ability to engage and willingness to engage. Some ideas on how to measure these items: |  | - achieving consensus for standardisation maybe challenging and will require choices to be made which may not benefit all parties equally but should treat all customers fairly |  | None
Ability to engage
Amount of load that is flexible - metric (continuous)
Type of flexibility in load (technology-enabled or behavioural¦ automated or manual) - degree of flexibility can be measured (continuous)
Capability to install additional flexible load: (discrete yes/no)
Home ownership
Capex affordability
Smart meter installation (e.g. distance between meter & property in case of flats)
Wifi/network access for communications
Physical space for asset
Network constraints (e.g. is reinforcement needed/possible)
Capability to receive, understand and respond to signals (automated or manually)
Internet access
Mobile phone (app) access possibly, or computer literacy
Literacy
Understanding of what messages mean (UX design, could be tested through examples/teaching)
Mobility (if physical response is needed)
Location (i.e. are they at home during the periods when a response is required (if manual), and if not how much notice would they need?)
Willingness to engage
How much of a proportion of outgoings/income is energy? I.e. is a typical penalty payment likely to put them in to debt?
How much time are they willing to spend on energy? Upfront? And ongoing? How much money are they willing to spend not to spend time on it? (i.e. the value of third party optimisation services, or acceptable risk premium) - How often do they log in to the app? How frequently do they look at their usage, or bill breakdown?
What sacrifices are they willing to make (i.e. what’s their hierarchy of needs?) - for some users they may be more than happy to set their washing machine to run overnight, others may be unwilling to deviate. (note this is different from ability to engage)
Measures/proxies:
Have they switched in the past? Why did they switch? Was it cost-savings driven?
How do they manage other services (e.g. banking, insurance, phone contracts)

## 5. Other workstreams - Access
Other subgroups assessment | Workstream: Access
This table shows the assessment completed by the access workstream on these options considering Principle 1 and 3 from a consumers' perspective
Option/Adaptation: | B1 - Defining a level of access | B2 - Level of firmness | B3 - Time-profiled access | B4 - Shared Access | B5 - Standardisation of options | B6 - Monitoring and enforcement approach | A1 - Limits on access choice
Would any adaptations apply? | A2 – Lower limit on access A3 – Core access level or levels A9 – Access rights not further defined A10 – Opt-in arrangements for access
Principle 1: “Arrangements support efficient use and development of system capacity”
1. Access arrangements support network capacity being allocated in accordance to users’ needs and the value they ascribe to network usage. Have you identified any considerations around small users’ needs and the value they ascribe to network usage? | • Developers will have a lot of input to the requirements of new-build which would need to reflect users’ needs to influence the design (and therefore cost) of the network to support the connection • Smaller (single service) connections are often mad by the customer themselves and therefore could reflect that user’s needs more closely • There is a risk that from the points made above, the networks is either developed inefficiently or the final network as built doesn’t meet users’ needs • This could be mitigated by informing customers of the access that a new property comes with (potentially being a factor in decisions on property purchases) • Current arrangements see the benefit of diversity of use among users • Definition of access by technology has the potential for network companies to better assess a user’s need based on how they will use that technology rather than just static kW basis In theory better definition of access would help networks understand each customer’s needs and be able to combine them more effectively for network design. However, the end users are often not in place when decisions are being made on network design/build so it is difficult to reflect this. | • This option has the ability to signal the portion of a small user’s Access that they consider to be flexible – potentially quite accurately • This also has the advantage of providing the signal upfront, signalling user’s potential for flexibility ahead of their observed behaviour | Static time profiled connections may prove to be effective for small DG owners (PV but less so for wind or storage), EV customers, street furniture operators and microbusinesses due to their typically routine network demands. Profiling residential demand and vulnerable customers may be too difficult to consider (given the SLC restrictions on collection and use of metering data) and so may result in limited buy-in of this type of connection. WF generators may wish to explore dynamic time-profiled access but with certain levels of assurance which may be difficult to achieve. Limited benefits to storage customers. Requires users to be able to make informed decisions about the level of access that they require. May be a role for supplier or TPI to do this. | Shared access connections can prove to be effective for small users with typically routine network demands (PV, microbusinesses, EV, etc.). Shared access connections may also appeal to WF operators due to the variability of their generation, however this variability may be a deterrent to other users from sharing access with a wind farm operator, unless the terms for sharing are defined in a clear and rigid manner. Shared access may not appeal to residential demand and vulnerable customers given the need for commercial arrangements to be agreed with other network users, unless these conditions are agreed on their behalf by IDNOs and written into connection agreements. However, these will still be difficult or unreasonable to enforce. | • Potential to set standardised access for new build domestic based upon planning standards, i.e. potential bandwidths determined by water/space heating types or even inclusion of LCT’s • Less potential for new build micro-business although perhaps by class, i.e. A1 = shops, B1 office/light industrial, etc. • Bespoke access not viable because of high volumes but may be attributable for one-off micro-business infill where there are known network constraints | • The use of a monitoring and enforcement approach could serve to mitigate against customers exceeding capacity or importing/exporting at times of peak demand when incentivised not to do so • However, small users acting in isolation may not necessarily have a significant impact on the network so consideration should be given to what effect curtailment or financial penalties for exceedance may have -Some of the adaptations (eg A6-8) may protect consumers to ensure that access rights are allocated in accordance with users needs. | • By limiting the choice users have in access choices, there is a chance this limits how closely these choices will reflect the users’ requirements • Therefore this could be a limiting factor on how much benefit can be seen from Access choices (however see benefits under practical and proportionate below)
2. Arrangements provide signals that reflect the costs and benefits of using the network at different times and places, to support efficient use of capacity, and ensure no undue cross-subsidisation between users. Have you identified any specific considerations for small users? In particular for groups of users with different needs and capabilities, especially vulnerable customers, but also for new and existing customers, those with/without half-hourly settlement, disengaged customers. | • Better definition of access could be used to signal locational costs but not necessarily time (as this would need a time-profile layered on) • Having an access right will reflect was the customer has “reserved” rather than necessarily their actual impact on the network – therefore customer charges may not entirely reflect impact of each individual user • Relating to vulnerable customers – use of A2 or A3 would mean that their access is “protected” and wouldn’t be subject to the conditions (financial etc.) of an access product | • Depending on the arrangements, this option has the ability to signal locational and temporal value • This would potentially rely on the forecast or limits of curtailment being provided to users in a way that reflects the locational and temporal constraints on the network -We would need to find a way of accurately charging for this level of access. At LV, it may be difficult to accurately charge for non-firm access via UoS (since we don’t have the data to monitor and charge for local LV network conditions). | A solution to facilitate DG customers with storage capabilities may be beneficial, especially in an effort to limit fluctuations in the network if a dynamic approach is employed. Definition in the signalling requires absolute clarity – especially for a dynamic approach. Level of variability for both a dynamic and static approach to be set upfront, in order to achieve an effective balance between the dynamic use of the network and sufficient firmness to allow long-term business planning. Depending on the arrangements, this option has the ability to signal locational and temporal value | While it’s for the users themselves to decide and agree connection conditions between themselves (in line with the connection restrictions implemented by the DNO / SLC), it may be beneficial for DNOs to help facilitate communications between small users, including introducing working groups to educate small users on different sharing arrangements that could benefit them. | • Demand unlikely to respond to signals that influence connection location. More potential with DG. • HH Settled customers may be more inclined to engage • RAG tariff for non HH settled customers could influence use -Standardised options may not reflect local network conditions and therefore may not lead to more efficient use of the network. • Hybrid options could incentivise use of DG/storage/V2G to encourage time shift | • Financial consequences would need to send a strong enough signal to alter customers behaviours whether this be through time of use tariff or penalty consequences • A curtailment facility would preclude the need to implement contractual or financial actions but would need to be weighed against costs. It may have more relevance to micro-businesses • A curtailment override facility (A7) may have a particular application for vulnerable customers • Disconnection/de-energisation of domestic customers is already possible under the NTC’s but it is very much an idle threat and very unlikely to be pursued unless danger to safety -Automatic increase may not provide effective incentive for users to accurately forecasts their requirements. | • As above, this adaptation may limit the opportunity to most accurately reflect users’ needs in network planning with regards to location and time
3. They provide effective signals for where new network capacity is justified. Have you identified any considerations for small users, drawing particularly on interactions with network planning and how this might develop to derive benefits from this option in future? | • Connections: This would rely on network companies having knowledge of customers’ needs at time of designing and building connections • Background reinforcement: having a good view of access rights might help better specify the reinforcement required • If the cost of increasing capacity is reflected in access charges, it may influence customers’ choice and therefore their use of the system which would minimise the reinforcement requirements | • This signal can be provided by observing when users stop accepting this arrangement – i.e. if the benefit of deferring network capacity is signalled in the non-firm arrangements, the point at which users stop responding at this value, it is a signal that new capacity is justified | Customer interaction and system modelling will be key to understand the best level of static / dynamic application of time-profiled access (too static may not be the most efficient approach but too dynamic will have limited buy-in). These access rights should help provide effective signals about where and when (eG what times of day) new network capacity is justified. | Again, DNOs can consider providing general system studies to assist small users in determining the logistics of a shared access agreement that may be of benefit to them. | • As above, LCT could be incentivised where local constraints exist (or even where no constraint exists) • Difficult to influence developers to connect demand where there is spare capacity -Standardised options may not reflect local network conditions and therefore may not lead to more efficient use of the network. | • Where new network capacity is created under new development and a monitoring and enforcement approach is implemented across large numbers of customers in a locality, this may help network operators to more easily assess small user behaviour and incorporate in to design assessment in future | Limited choice to small users may limit the signals about where new network capacity is required on the local LV networks. Eg without time-profiled access, the DNOs may think that new capacity is required 24/7, but in reality it may only be for a single HH of the day.
4. Arrangements reduce barriers to entry and enable new business models where these can bring value for the system. Do you have any consideration for new business models for small users? | • Access charges that better reflect customers’ usage could form part of innovative “packages” offered by suppliers – this could include bundling access right charges with time of use charges etc. | • This option could allow innovative new products to be developed that reflect the flexibility small users are willing to provide • Depending on the nature of small businesses, this option could allow them to derive benefit from flexing their usage to reflect network constraints | Implementation of static time-profiled access should identify potential gaps in network loading. DNO’s may need to consider promoting the filling of these gaps by small businesses in order to improve network efficiency. Time-profiled access rights may also enable new business models. For example, a supplier may obtain a time-profiled access right on behalf of their user and then take action to manage user consumption (eg smart appliances). Depending on the nature of small businesses, this option could allow them to derive benefit from flexing their usage to reflect network constraints |  | • Standardised access will provide clarity and keep things simple • Domestic customers unlikely to be receptive to over-complex, bespoke access arrangements but micro-business may be more willing to embrace different access options, including hybrid and bespoke that would speed up time to connect and help manage peak demands -There could be a role for suppliers to handle this complexity. | • This is all about cost signals and if a number of enforcement tools are available to the network operator then, the combined effect should serve to reduce barriers and allow earlier and cheaper connection to the network -Some optoins may help enable further business models (eg suppliers helping to manage smart appliances to avoid excess capacity charges). | • Having a simpler set of choices for consumers is likely to reduce the barrier to entry for consumers in terms of engagement • This could to some extent mitigate for the point above – options may not reflect users’ needs as closely but there could be greater uptake if making the choice is easier -Some suppliers/TPIs might see value in being able to manage access rights on behalf of their users (eg time-profiled access being managed via smart appliances). Limited choice might limit these business model opportunities.
5. Arrangements support decarbonisation, primarily by enabling uptake of low carbon technologies through enabling quicker connections and reducing network costs, enabling and reflecting the benefits that new, innovative approaches and business models (such as local energy models) can bring to the network, without undue preferential treatment. Do you have any considerations for the implications for uptake or facilitation of new, low carbon technologies? | • Parallels can be drawn with Flexible DG products – providing connections/access more flexibly will allow more LCT connections quickly and cheaply – making best use of the existing capacity -For small users there is a question about the extent to which defining access may lead to more efficient use of the network. Current diversity assumption mean that better definition of access rights may lead to more inefficient use of the network | • This model has worked well for large generation users – this could potentially extend down to small users with generation • Generation is inherently more flexible where it is not being used to fulfil a basic need but is instead traded on the wholesale market, therefore it is more suitable for non-firm connections • This option could also be a good fit for other LCTs such as EVs and Heat Pumps if the expected curtailment can be reliable shown to not adversely impact the outcomes required by customers -Some DNOs/IDNOs are already thinking about the application of non-firm arrangements to certain LCR technologies (eg EV managed charging) – to help facilitate uptake of EVs at reduced costs. Might eb useful to state that non-firm arrangements could eb appliance specific. | With the right triggers / signals, the Static approach promotes PV, EV and potentially storage solutions while the Dynamic approach promotes wind. | Shared connections would be expected to naturally help facilitate interaction between different types of low carbon technologies. This could facilitate more efficient use of the system which will lower the cost of decarbonisation | • A suite of access options should encourage LCT • New build housing/micro-business is particularly relevant here although developers may be less inclined to think about the on-going benefits without associated Government led incentives • LCT will increase flexibility and help to facilitate energy management during peak demand • Access options can also influence existing customer behaviours if incentives exist for the installation of LCT | • Monitoring and enforcement capabilities don’t necessarily directly support decarbonisation. However, LCT’s do offer the chance to provide curtailment facilities, particularly through generation with export-limiting devices • Monitoring of LV feeders with equipment to ‘throttle back’ at times of peak demand may serve as a temporary solution to the uptake in EV’s although longer term solution may be smart car chargers and implementation of flexible tariffs -Maintaining compliance with access rights is necessary to ensure efficient use of the network – and enable uptake at low cost. | • This will depend on the options that are available to consumers • There is an opportunity to focus the available Access product choices on low carbon technology loads – in particular where they are expected to drive significant differences in costs -Greater access right choice for small users may potentially enable quicker and cheaper connection by reducing the need for network reinforcement. Limiting choice may limit the ability to deliver this.
6. Considerations for small businesses, including microbusinesses. Have you identified any specific considerations for small businesses, including microbusinesses? | • Small businesses may have more predictable usage and therefore defining access may be easier/more suitable | • This would depend on the nature of the business o If the usage of the business is inherently flexible, this may allow small businesses to see the benefit of realising this flexibility o However, if the business’s usage is more essential for their production, this option could introduce unacceptable risk | Static time profiled access can benefit small businesses on the basis that the triggers / signals in place line up with the business’s energy profile - however there is a risk of a misalignment between business needs and the time profile. There may be benefits in DNOs incentivising small users to consider adapting their energy usage profile to more efficiently utilise the network. | Small businesses should be able to benefit from shared access if they can identify other small users with energy profiles that can compliment their own energy usage. However, DNO’s may need to help facilitate this communication and potentially educate small businesses on commercial aspects needing considered when entering a shared access agreement. Small businesses considering expansion may find a shared access agreement restricting. Can business expansion / variations in energy profiles over time be accommodated in a shared access agreement? | • Some micro-businesses may be more adaptable than others, e.g. a manufacture may have more scope to manage processes than a small storage/distribution warehouse • Granular access levels or bands based on kVA requirements could have particular relevance to micro-businesses and influence energy management throughout the course of the day | • Financial consequences may have some impact on micro-businesses • Contractual consequences are less likely to have an effect as experience shows that the process from ‘notice of breach’, through discussion, potential dispute, to remedy can take time and is administratively burdensome • Opportunities for curtailment or time shift may be greater here but potentially with the ability to allow curtailment override -Some of the adaptations may help ensure that microbusiness get the level of access that they require (eg curtailment overrides) without impacting quality business activities. | • There could potentially be different Access options available to small businesses that better suit the usage and risk appetite of this customer segment
7. Considerations for different customer groups – non-half hourly, unmetered, new and existing, and those connected directly to the DNO network or via an IDNO or third party, or different types of customer group or demand (eg more or less flexible)? Have you identified any specific considerations for these types of users? | • Unmetered – unmetered tariffs may already reflect usage patterns however many will need standard 24/7 access • New users – this will depend on whether the new user is directly involved in their connection or through a developer (as per points mentioned above) • NHH – without smart meter or equivalent, monitoring access would be difficult and therefore harder to realise benefits unless other technologies are used (for example radio tele-switching) • Other parties involved in a customer’s supply such as BNOs, Local Authorities, IDNOs etc. (however, all customers have MPAN and are free to appoint supplier etc. so should still have all options available to them) | • Due to the high-risk nature of curtailment, this option may be less suitable for certain types of customers or types of demand • Therefore, more benefit is likely to be seen from focusing on those customers that have inherently flexible demand/generation needs • This product is less likely to be suitable for more vulnerable users if they rely on electricity for essential needs and therefore is unlikely to provide as much benefit in this customer segment | Time profiled access may be this option may be less suitable for certain types of customers or types of demand. Therefore, more benefit is likely to be seen from focusing on those customers that have inherently flexible demand/generation needs This product is less likely to be suitable for more vulnerable users if they rely on electricity for essential needs and therefore is unlikely to provide as much benefit in this customer segment | Already discussed. | • It is unlikely that unmetered connections (by the nature of their very low energy usage) would be influenced by standardised option arrangements. Much street furniture needs to operate on 24/7 basis • Consideration should be given to how developers can be influenced and make informed decisions when they are not ultimately the end user. It is easier to have these discussions with existing customers. • IDNOs primarily deal in new connections and so may be embedded within the DNO network. Consideration should be given as to how to ensure there is no dilution in message to the end user where certain access options may help the DNO in constrained areas. | • Limited application of monitoring and enforcement for unmetered connections • New connections provide better opportunities in terms of penetration against network constraint and allowing significant response. Existing connections provide less benefits excepting that financial consequences may have some cost signal • IDNO’s primarily deal in new connections and so may be embedded within the DNO network. Financial consequences may be inherent through Supplier led tariffs/charges but consideration should be given as to how a DNO is protected against lack of enforcement by the IDNO | • The choices available to customers could reflect the characteristics of the different customer segments • This would help to mitigate for the limiting factor of reducing Access choices as described in answers above
8. Other considerations? | • In an ideal scenario – having good definition of all users’ access would help build and operate the most efficient network |  |  |  | • A suite of standardised options for access may be developed according to customer type (domestic/microbusiness) and nature of network constraint (peak demand/fault level)
Principle 3: “Any changes are practical and proportionate”
9. Changes to the way data is collected, processed and analysed. Have you identified any changes required to data collection, processing and analysis for small users, and whether new data may need to be collected? Can you provide any estimates or indications of likely time / associated costs? | • This option would require data to be collected and registered regarding users’ access choices • Depending on the monitoring/enforcement approach, data would also have to be collected on users’ compliance with their agreed access rights • This would all require assurance proportionate to the financial impact it could have | • As with all Access options, the users’ access choices will have to be registered by a relevant party • Specifically for this option: o Further data on the level of curtailment may need to be recorded o Users’ historic data may need to be collected/processed to determine forecasts for curtailment o If user protection is required to mitigate the risks of this option, further data on levels of protection for each customer may also have to be collected, stored and factored into dispatch decisions | SLC restrictions on data gathering from smart meters will restrict some small users from obtaining a time-profiled access connection. As with all Access options, the users’ access choices will have to be registered by a relevant party Additional monitoring data may be required – to monitor small user compliance with access rights (eg excess capacity charges). | DNOs will need to reconsider the way small users are profiled, given that shared access will require bilateral agreements between users. DNOs may require shared access small users to submit load profiling information that reflects the system usage profile agreed between shared users for system studies purposes. Currently, only larger generators provide simulation models of their Power Generating Module for system studies purposes. | • Data collected will need to be compared against a specific customer’s agreed access option. More viable for standardised access options with granular levels of choice, e.g. contracted capacity limits but increased difficulty with regard to hybrid or bespoke type arrangements | • The administrative burden on data collection could increase in relation to monitoring customer performance against access limitations • The ability (under A5) to record the number of occasions a customer may exceed their capacity (particularly with regard to time-profiled or shared access) and then then potentially take action could impose burdens on analysis and enforcement processes (primarily for the supplier?) This should be considered in term of volumetric data -Is there something about taking a proportionate approach to monitoring and enforcement… to ensure that data burdens are proportionate. | • This adaptation could help to reduce the data capture and processing requirements of implementing Access choices • By focusing on the options that can deliver most benefit (potentially targeting specific customer segments), the data requirements will be more efficient • If Access choice limits are reflective of customer characteristics, this could require data collection and analysis to determine which options are most suitable for which customer segments
10. Changes to commercial agreements. Have you identified any changes that this option will require to commercial agreements with small users, and what would be the impact on existing commercial arrangements? Can you provide any estimates or indications of likely time / associated costs? | • Current connection agreements for small users do not define a capacity/access right beyond the physical limits of their connection assets • This would likely need to change, could possibly be implemented by a change to the National Terms of Connection rather than bilaterally | • Commercial agreements will need to be set with users who adopt this option to reflect that at least part of their access is interruptible • These terms will need to reflect the complexity of the arrangements that are put in place to give effect to this option • The clarity of these terms will be of significant importance to ensure the risk is well understood and managed from the commercial perspective -There may be a role for suppliers in managing commercial agreements. | Commercial agreements will need to be set with users who adopt this option to reflect that there access is time-profiled. These terms will need to reflect the complexity of the arrangements that are put in place to give effect to this option The clarity of these terms will be of significant importance to ensure the risk is well understood and managed from the commercial perspective | Commercial agreements will need to be set with users who adopt this option to reflect this access optoin • These terms will need to reflect the complexity of the arrangements that are put in place to give effect to this option -The clarity of these terms will be of significant importance to ensure the risk is well understood and managed from the commercial perspective | • For new connections Connection Offers would need to reflect proposed access levels • The vast majority of small users rely on the NTC’s for enduring arrangements and so there may be some high level work required to ensure this is covered • In terms of volumes, consideration should also be given as to how DNO’s accommodate bespoke access arrangements. These are generally covered under bespoke Connection Agreements but current volumes (generally for HV/EHV connected customers) are manageable. Higher volumes for small users could have considerable impact • Suppliers will need to consider how supply contracts are managed and conveyed • At a high level code changes will be required, e.g. under DCUSA | • Small users are generally covered under the NTC’s so changes may be required to enable any wider enforcement powers by the DNO • Parallel amendments may be required under supplier contracts • Consideration should also be given to the time and associated costs for developing additional template/bespoke offers for connection and enduring connection agreements • Changes may be made to existing connection agreements via an amendment under the NTC’s • Consideration should be given as to whether these monitoring and enforcement processes can be applied retrospectively | • No specific comments other than that this could simplify commercial arrangements due to fewer options needing to be catered for
11. Changes to customer billing. Have you identified any changes that this option will require to customer (small users) billing, including any new metering or monitoring equipment? Can you provide any estimates or indications of likely time / associated costs? | • Billing systems would have to be capable of billing small users factoring in the agreed access rights • They would potentially also need to be capable of billing for over-run or breach of access rights – dependant on monitoring/enforcement approach | • This will largely depend on how charges are designed to reflect the value of this option • The simplest implementation would likely be that the level of firmness agreed with a customer has an influence on the “capacity based” element of their network charge • There is also an option that the benefit of this option is reflected in connection charges – this will need consideration in wider arrangements | Connection or UoS charges will need to be re-designed to reflect the value of this option. The simplest implementation would likely be that the time-profiling agreed with a customer has an influence on the “capacity based” element of their network charge | This will largely depend on how charges are designed to reflect the value of this option • The simplest implementation would likely be that the level of firmness agreed with a customer has an influence on the “capacity based” element of their network charge -There is also an option that the benefit of this option is reflected in connection charges – this will need consideration in wider arrangements | • Metering equipment would need to be able record demand/export and time of use (through smart metering) • Supplier bills would need to easily convey to customers the appropriate tariff arrangements, including any instances showing exceedance and penalty charges | • Customer bills would need to reflect any changes in charges following exceedance. • Capacity increases may be easier to identify and address but breach of time-profiled/sharing access more difficult to convey • Metering should be capable of monitoring assuming completion of smart roll-out • There will be associated costs should the industry enforce customer-side or network side curtailment equipment -The different protections may create different costs, that should be reflected through charges (Eg a user with a curtailment override creates additional costs to a network operator than a user without a curtailment override capability) . Need to think about differnet monitoring and enforcement approaches could be charged for cost-reflectively. | • No specific comments other than that this could simplify billing arrangements due to fewer options needing to be catered for
12. Charge calculation and settlement considerations Do you have any considerations for charge calculation and settlement for small users? | • Charge setting would have to be capable of calculating charges for small users factoring in the agreed access rights • They would potentially also need to be capable of calculating charges for over-run or breach of access rights – dependant on monitoring/enforcement approach | • As above • [Will this impact settlement?] |  | Not for this working group. | • Charge calculations will become more complex especially if exceedance charges are implemented • Small users knowledge of tariffs/access levels will generally be small and so clarity of information will be key | • Additional algorithms would need to be developed to enable charge calculation • Consideration should be given to how any exceedance charges or changes in capacity level could be clearly conveyed to the customer | • No specific comments other than that this could simplify charge calculation arrangements due to fewer options needing to be catered for • [Does this impact settlement?]
13. Engineering and planning standards. Have you identified any changes required for small users to engineering or planning standards? | • Planning standards would have to be updated to reflect how small users’ access rights are factored into network design, planning and forecasting • This is likely to have a lot of interaction with current diversity assumptions | • Use of this option would likely require significant consideration in planning standards both to: o Determine where this option can add network value i.e. what types and level of constraint can be addressed through this option o To what extent the customer response to this option can be relied on for network planning purposes | Use of this option would likely require significant consideration in planning standards both to: o Determine where this option can add network value i.e. what types and level of constraint can be addressed through this option To what extent the customer response to this option can be relied on for network planning purposes | Use of this option would likely require significant consideration in planning standards both to: o Determine where this option can add network value i.e. what types and level of constraint can be addressed through this option -To what extent the customer response to this option can be relied on for network planning purposes | • Planning standards will need to be reviewed against potential increase in capacity requirements for small users to account for use of LCT’s including heat pumps and EV’s • As a counterfactual, design standards for diversified demands may need to account for changing behaviours and shifts in time of use | • Not in terms of monitoring and enforcement excepting potential to require obligatory curtailment devices at lower voltage levels and enhanced levels of monitoring capability | • Reducing the number of access choices that need to be reflected in planning standards could simplify the requirements to be accounted for • This may lead to the options that are available being better embedded due to fewer concerns around negative interaction between different options
14. Implementation challenges. Do you anticipate any implementation challenges or barriers with this option, in particular for small users? How might they be resolved? | • Practical challenges would be around building in registration of agreed capacity/access rights into charging and billing systems/processes • There would be challenges with educating customers on what access rights mean/what is suitable for them • Depending on the approach taken, the interaction between suppliers and networks will become much more complicated | • The biggest challenge is likely to be the risk that comes along with this option for small users • This could either be the risk of negative customer experience if not implemented well or the risk that the required response is not achieved leading to inefficiencies in delivering network capacity | The challenges may lie in defining the right triggers / signals for the most effective implementation of a time-profiled access scheme (in terms of efficient network operation) that does not introduce preferential access conditions for any single user group over the others. Will the signals vary between DNOs and/or locations to better adapt the local network? This access option is heavily reliant on a fair, simple and efficient solution being agreed and established. | The challenges may lie in understanding the new energy profiles for small users and how these will influence the network. Is there a potential that shared access agreements may be introduced that disadvantage surrounding network users? Small users are typically less commercially aware. Accordingly, DNO’s will have some level of responsibility in educating small users in the effective application of a shared access agreement. However, our level of involvement will need to be considered and defined. | • Challenges will exist in creating rationale for determining rules around access including core access levels and granularity across access bands • Bandwidth and hence number of access levels need to be determined | • Administrative burden could increase, particularly around data acquisition and analysis and then implementation of exceedance conditions for access limit • Conveying information to end users, particularly domestic with little or no knowledge of charging arrangements. This is amplified where the business wants to apply an exceedance charge of automatically increase a customer’s access level 9need to explain overrun instances/tolerance levels, etc. | • This adaptation could mitigate for some of the implementation challenges of the basic options • Implementation of the adaptation itself could be complicated by the analysis required to determine which access choices should be available to which customers
15. Roles and responsibilities. What coordination and implications of roles and responsibilities might there be for these variants? How could these be managed? | • Suppliers could be required to take on a much larger role in helping/deciding the level of access small users require • This could involve also taking on the risk associated with this | • This will largely depend on the party that is responsible for managing the access choices of customers • Changes in customer choices will have to be managed and this will more than likely be tied into the customers’ wider tariffs | This will largely depend on the party that is responsible for managing the access choices of customers Changes in customer choices will have to be managed and this will more than likely be tied into the customers’ wider tariffs | Discussed above. | • DNO’s will need to interact with developers/consultants to understand house/unit type, potential inclusion of LCT and how this might determine diversified demand and potential to manage constraint • DNO’s and Suppliers will need to liaise to ensure correct data collection and transfer | • DNO’s/IDNO’s have responsibility for explaining options to developer/consultant with regard to new build developments • Supplier/data aggregator interaction is critical to process (consider potential for suppliers to absorb the risk (socialise)) • Coordination between DNO/IDNO and Supplier required where there is ‘breach’ of obligations by the customer; what actions are required (potentially disconnection?) | • There are multiple options for which party is responsible for determining which Access choices should be available to which customers • This role could be shared among multiple parties to reflect the different drivers for limiting Access choices o Network companies accounting for where benefit is likely to be realised o Suppliers accounting for suitability for consumers and how they can be integrated into tariffs o Consumer protection groups accounting for suitability for consumers, particularly those that are vulnerable
16. Considerations for small businesses. Have you identified any specific considerations for small businesses, including microbusinesses? | • Small businesses may have more bespoke energy requirements that might not be as easily standardised as domestic users making definition of access rights harder | • If small businesses are seen as larger users with potential for more flexibility, this customer segment may produce more benefits through his option for a similar level of implementation effort | Discussed above. | Discussed above. | • There may be more scope for micro-businesses to benefit from standard options with pre-defined parameters that can be amended to suit individual customer needs • Micro-businesses may be better able to deliver flexibility and therefore bespoke options within standardised bands could be offered | • In terms of practicality and proportion it is the volumes of customers that needs to be considered. Anything that needs intervention (whether through physical or logical process) has to be considered in terms of the numbers that may be affected • Micro-businesses may experience bigger spikes in energy usage and so may be more receptive to cost signals but this may increase the importance of allowing overrun/tolerance levels • Tolerance levels may vary according to amount of control a customer has over exceedance | • Different choices may be available to small businesses. This may complicate the arrangements however is more likely to reflect the needs of this customer segment
17. Considerations for different customer groups – non-half hourly, unmetered, new and existing, and those connected directly to the DNO network or via an IDNO or third party, or different types of customer group or demand (eg more or less flexible)? Have you identified any specific considerations for these types of users? | • The practicalities of defining levels of access could be particularly burdensome for vulnerable users – depending on the nature of the vulnerability • It may make sense to focus the definition of access rights on the more flexible elements of users’ energy requirements | • Covered within other questions | Discussed above. | Discussed above. | • Difficult to understand how standardised access levels could practically benefit unmetered connections and drive behaviour • Micro-businesses could be more responsive to flexible options • Customers connected to IDNO networks should be able to benefit from identical access options that serve to provide flexibility in both their network and the DNO network | • Non-half hourly (those without smart meter?) will be more difficult to monitor although that risk should diminish • It is uncertain how any monitoring/enforcement capabilities cold be applied to unmetered connections • The installation of monitoring/limitation equipment will inherently be easier for new build customers • Principles should apply equally to DNO’s and IDNO’s | • This adaptation could be used to help target specific choices at customer segments for which they are most suitable or can deliver the most benefit
18. Interactions with other market arrangements and new technologies. How would this option interact with other market arrangements, eg flexibility markets, or innovation and competition in supply market offerings, or uptake of new technologies from a consumer perspective? | • This option has interactions with flexibility procurement and Time of Use tariffs • This could be an enabler for some technical implementations of flexibility | • This option could be seen as delivering similar outcomes and benefits as flexibility markets • Therefore this option should be assessed in this context for example: o Does one option have lower implementation burden for the same output? o Can they co-exist and would this require further reflection in the arrangements? • This option has the potential to be integrated with offerings from third parties in terms of flexibility products using innovative technologies etc. | This option could be seen as delivering similar outcomes and benefits as flexibility markets • Therefore this option should be assessed in this context for example: o Does one option have lower implementation burden for the same output? o Can they co-exist and would this require further reflection in the arrangements? This option has the potential to be integrated with offerings from third parties in terms of flexibility products using innovative technologies etc. | This option could be seen as delivering similar outcomes and benefits as flexibility markets • Therefore this option should be assessed in this context for example: o Does one option have lower implementation burden for the same output? o Can they co-exist and would this require further reflection in the arrangements? -This option has the potential to be integrated with offerings from third parties in terms of flexibility products using innovative technologies etc. | • Imposition of exceedance conditions or time of use tariffs may help to facilitate LCT solutions • Flexibility markets may have little impact on small users at this point although that could change over time, particularly with regard to microbusinesses and local energy hubs | • Imposition of exceedance conditions or time of use tariffs may help to facilitate LCT solutions • Flexibility markets may have little impact on small users at this point although that could change over time, particularly with regard to microbusinesses and local energy hubs | • This adaptation could potentially limit the opportunity for innovation to some extent • However, it will allow more targeted application of Access options which may help with dealing with interactions with other market arrangements
19. Any other considerations. Have you identified any other consideration that could be relevant for the assessment – considering practical aspects identified in the first working paper, or others. |  |  |  |  | • Consideration should be given toward any adverse impact of a customer retrospectively utilising LCT (e.g. heat pump/EV) and consequently exceeding agreed capacity limitations. The effect of this might be to be penalised through increased charges • Consideration should be given to how a change in network conditions may effect customers (if at all) in terms of operating constraints, i.e. following network reinforcement | • Contractual consequences such as physical disconnection/de-energisation are best avoided and routes to remedy can be time consuming. These are not proportionate or practical options in terms of sheer volumes

## 6. Other workstreams - Charging
Other subgroups assessment | Workstream: Charging
This table shows the assessment completed by the Charge Design workstream on these options considering Principle 1 and 3 from a consumers' perspective
Option/Adaptation: | Volumetric time-of-use (ToU) | Actual capacity | Agreed capacity | Critical peak pricing | Critical peak rebates | Cost model - Locational granularity for LV connected users | Cost model – temporal granularity | A1 - Cost model - basic charging tier limiting locational or temporal granularity | A2 - Cost model - Averaging signal or cut-off on degree of locational granularity | A3 - Cost model - Limiting level of temporal granularity / signal dynamism | A4 - Charge design – limit on certain types of charge offered | A5 - Charge design – minimum required notice period | A6 - Charge design – exceedance conditions for agreed capacity
Please highlight any key variants in design choices which may make a difference for the assessment, including quantitative variants where applicable. (eg thresholds / levels) | (i) seasonality; (ii) number of time bands; and (iii) time bands set on assumed or actual demand profiles. | (i) charges differ between pre-defined periods; (ii) the period over which the capacity is determined; and (iii) the charge is based on a single or multiple periods. | Those identified for actual capacity and (i) how the capacity is agreed; and (ii) what the consequences are of exceeding this agreed level.
Principle 1: “Arrangements support efficient use and development of system capacity”
1. Access arrangements support network capacity being allocated in accordance to users’ needs and the value they ascribe to network usage Have you identified any considerations around small users’ needs and the value they ascribe to network usage? | N/A | N/A | N/A | N/A | N/A | N/A | N/A | N/A | N/A | N/A | N/A | N/A | N/A
2. Arrangements provide signals that reflect the costs and benefits of using the network at different times and places, to support efficient use of capacity, and ensure no undue cross-subsidisation between users - Have you identified any specific considerations for small users? In particular for groups of users with different needs and capabilities, especially vulnerable customers, but also for new and existing customers, those with/without half-hourly settlement, disengaged customers. | The following applies to all the options and variants: > More cost reflective charges will send more efficient signals to users, however, this also means some users could face significantly higher charges > At the domestic level, it is likely that the majority of users have the same peak period, if some customers are able to reduce their usage (e.g. through the use of tech), the costs will fall on those who are unable to do the same > It may be decided that it would be "due" cross-subsidisation to reduce the locational granularity or other complexity of charges for small users > It could also be argued that suppliers could mitigate the impact. However, where customers don't want complex charges, this may just result in a "tax" on suppliers who are unable to pass through the true network costs to their customers. | N/A | N/A | N/A | N/A | N/A | N/A | N/A | N/A | N/A | N/A | N/A | N/A
3. They provide effective signals for where new network capacity is justified - Have you identified any considerations for small users, drawing particularly on interactions with network planning and how this might develop to derive benefits from this option in future? | As they are the most familiar approach, it is possible volumetric ToU will be the most effective at signalling behavioural change to users. The following applies to all the options and variants (including cost models): > DNOs have suggested that they don't have the monitoring at LV because they: > apply diversity assumptions > are able to more quickly make repairs at the lower voltages meaning they don't need longer term signals through charges > otherwise rely on new connections > Forecasters update their assumptions to take into account developments such as penetration of EV and heat pumps, but these may not be robust enough to signal forward looking charges | N/A | > At LV, the network planners have indicated they apply diversity factors, which already assume certain usage patterns. Therefore, there may not be additional benefit from "defining" this access right | > DNOs have suggested usage profiles have been flattening out, meaning an approach that is heavily focused on peaks may not reflect actual usage > In addition, the lack of monitoring at LV creates a risk that the charge would send a sharp signal during a period where behaviour change would not provide a benefit (or could be negative). > Even if monitoring exists, there would be significant complexities with setting the charge (e.g. if at EHV it was congested, not at all at HV and then a little bit at LV) during the same peak period). | Similar challenges to CPP | N/A | N/A | N/A | N/A | N/A | N/A | N/A | N/A
4. Arrangements reduce barriers to entry and enable new business models where these can bring value for the system - Do you have any consideration for new business models for small users? | N/A | N/A | N/A | N/A | N/A | N/A | N/A | N/A | N/A | N/A | N/A | N/A | N/A
5. Arrangements support decarbonisation, primarily by enabling uptake of low carbon technologies through enabling quicker connections and reducing network costs, enabling and reflecting the benefits that new, innovative approaches and business models (such as local energy models) can bring to the network, without undue preferential treatment. Do you have any considerations for the implications for uptake or facilitation of new, low carbon technologies? | 6 | N/A | N/A | N/A | N/A | N/A | N/A | N/A | N/A | N/A | N/A | N/A | N/A
6. Considerations for small businesses, including microbusinesses -Have you identified any specific considerations for small businesses, including microbusinesses? | As for domestic customers. | N/A | N/A | N/A | N/A | N/A | N/A | N/A | N/A | N/A | N/A | N/A | N/A
7. Considerations for different customer groups – non-half hourly, unmetered, new and existing, and those connected directly to the DNO network or via an IDNO or third party, or different types of customer group or demand (eg more or less flexible)? | N/A | N/A | N/A | N/A | N/A | N/A | N/A | N/A | N/A | N/A | N/A | N/A | N/A
Have you identified any specific considerations for these types of users?
Principle 3: “Any changes are practical and proportionate”
9. Changes to the way data is collected, processed and analysed Have you identified any changes required to data collection, processing and analysis for small users, and whether new data may need to be collected? Can you provide any estimates or indications of likely time / associated costs? | > Suppliers are currently charged on an aggregated basis for HHS customers. Provided the tariffs are still aggregated, there should not be significant changes required. > NHH customers will face RAG unit rates under DCP268 and so there should not be significant changes required. | > For customers with SMETS1 meters, the DNO would need to calculate their average maximum demand (as the meter does not record this) > Need to consider ability to access disaggregated data to do this. > DNOs and suppliers may need to make some changes to collect and calculate capacity based charges. | > Small users do not currently have agreed capacities. In order to apply these charges, they would need to be agreed, deemed or set via bands. > It would be a significant administrative change to do this for 30m domestic customers (and microbusinesses) > It is unclear where responsibility for this would rest (although network charges, suppliers have the relationship with customers) > It does not seem possible to apply this to NHH customers, as there is no way to determine if they have exceeded. | > If they want to pass this through to customers, they would need to find a way to alert customers of a peak period in sufficient time for them to respond > To make this work properly, data would need to be recorded HH (i.e. a profile would not capture individual behaviours), which would be significant increase in data > Initial advice from the DCC is that it would not cost more to retrieve data on a more frequent basis, but would need to be confirmed. | > Same complexities as agreed capacity (a baseline would need to be established to determine if a customer has responded) and CPP (notifying customers in sufficient time). | > If customers are grouped by archetype at lower voltage levels, there could be an increase in tariffs. It may be necessary to change the way customers are identified to determine their tariffs (e.g. if charges were grouped by a characteristic other than location) | N/A | > It would be necessary to put in place arrangements to determine (and review) the basic charging tier. > There would need to be a way to identify customers who fall under the basic tier and separately identify the limitations that apply. | > In general, not too difficult to do but analysis would be required to determine an appropriate cap, including as charges and network usage change over time. | N/A | Considered as part of the individual option assessments | > Note, if related to technological enablers, it is unclear how the DNO would know which customers to apply the charge design to. This is particularly the case where they are unable to access individual customer data. | > Consideration would need to be given to how the customer would know the number of times they have exceeded. > If the customer has not consented to give the supplier access to their data, then presumably the supplier would be unable to pass the charges on to the individual causing them.
10. Changes to commercial agreements - Have you identified any changes that this option will require to commercial agreements with small users, and what would be the impact on existing commercial arrangements? Can you provide any estimates or indications of likely time / associated costs? | This applies to all the options and variants: > DNOs do not currently have ongoing relationships with small users so the impact on the commercial agreements is not expected to be significant | N/A | This applies to all the options and variants: > DNOs do not currently have ongoing relationships with small users so the impact on the commercial agreements is not expected to be significant > The exception to this would be an agreed capacity option. There may need to be a specific capacity agreed with customers. For new connections, this could take place at connection point. | N/A | N/A | N/A | N/A | N/A | N/A | N/A | N/A | N/A | N/A
11. Changes to customer billing - Have you identified any changes that this option will require to customer (small users) billing, including any new metering or monitoring equipment? Can you provide any estimates or indications of likely time / associated costs? | N/A | > Average maximum demand would need to be retrieved from the meters | > Average maximum demand would need to be retrieved from the meters > Exceedance capacity charges would need to be calculated | > DNOs would need to set up systems to advise suppliers of upcoming peak periods > Suppliers would need to determine how to treat this: > pass through > manage through automation on the customer's behalf > price in risk and manage internally > In order to reflect local asset conditions, DNOs would need to have connectivity and monitoring at LV | > DNOs would need to set up systems to advise suppliers of upcoming peak periods > Suppliers would need to determine how to treat this: > pass through > manage through automation on the customer's behalf > price in risk and manage internally > In order to reflect local asset conditions, DNOs would need to have connectivity and monitoring at LV | > For more locationally granular charges to be cost reflective, DNOs would need to be able to identify or make assumptions about how their usage impacts on the primary substation assets | > Suppliers would most likely be charged based on the profile that is made up of their actual usage (on aggregate, rather than individually) > If individual, it would be necessary for DNOs to have access to individual customer usage data.
12. Charge calculation and settlement considerations -Do you have any considerations for charge calculation and settlement for small users? | N/A | N/A | > Exceedance charges would require a customer's individual usage to be identified. This is currently prevented under the licence and so either a third party would need to or changes to the licence would be required > It is unclear whether a third party would have the right to access the agreed capacity values, as they are not required for other purposes (e.g. settlement) | N/A | > As with exceedance charges, the rebate would rely on individual usage. This is currently not permitted under the licence. | N/A | N/A | N/A | N/A | N/A | N/A | N/A | N/A
13. Engineering and planning standards - Have you identified any changes required for small users to engineering or planning standards? | N/A | N/A | N/A | N/A | N/A | N/A | N/A | N/A | N/A | N/A | N/A | N/A | N/A
14. Implementation challenges - Do you anticipate any implementation challenges or barriers with this option, in particular for small users? How might they be resolved? | N/A | > There would need to be an education piece so customers understood capacity and how that would relate to their usage > Likely to be system changes required to calculate and record capacity, instead of volumes. | > an agreed capacity would need to be determined for each customer > It could be possible to simplify the process by deeming capacities for domestic customers, but the value to network planners would be very limited then. | > Main challenge would be determining how to notify customers of an upcoming peak period > Although suppliers could manage this on their customers' behalf, it would require sufficient penetration of automation. | > Main challenge would be determining how to notify customers of an upcoming peak period > Although suppliers could manage this on their customers' behalf, it would require sufficient penetration of automation. | > If customers were segmented to reflect 6,000 primary substations, there would need to be significantly greater processing power (especially for IDNOs). > This could be mitigated by combining into less granular locations | N/A | N/A | N/A | N/A | N/A | N/A | N/A
15. Roles and responsibilities - What coordination and implications of roles and responsibilities might there be for these variants? How could these be managed? | N/A | N/A | > An agreed capacity will need to be determined for each customer > This would need to be reviewed over time (e.g. if a customer installed a heat pump) > Where suppliers have installed technology, there would be a need for them to advise the DNOs. > Depending on the final data access arrangements, a third party may need to calculate the exceedance volumes. | > DNOs would need to be ale to advise suppliers of an expected peak period > Suppliers would need to advise customers. They have raised some concerns (e.g. customers do not allow them to have contact details) | > Same challenges as for agreed capacity and CPP | N/A | N/A | > It would be necessary to identify the cut off point for the basic charging tier and the customers affected > This would need to be reviewed on an ongoing basis | N/A | N/A | N/A | > How will DNOs which customers have the specific enablers in place and how dynamically should that be updated over time? > May be an impact on the cashflow risk for DNOs, if they are unable to update charges to account for actual network conditions > This could rule out options such as CPP | > Suppliers would need to keep customers updated regarding the number of exceedance instances / expiry of grace period > Need to identify who would be considered "responsible" for owning this (e.g. if a customer companies when their grace period ends)
16. Considerations for small businesses - Have you identified any specific considerations for small businesses, including microbusinesses? | None beyond those that also apply for domestic customers | N/A | N/A | N/A | N/A | N/A | N/A | N/A | N/A | N/A | N/A | N/A | N/A
17. Considerations for different customer groups – non-half hourly, unmetered, new and existing, and those connected directly to the DNO network or via an IDNO or third party, or different types of customer group or demand (eg more or less flexible)? Have you identified any specific considerations for these types of users? | N/A | > May not be value in applying to NHH or UMS, as NHH meters do not record maximum demand > If applied, the value would need to be across the whole period, rather than daily or with ToU element. | > Cannot really be applied to NHH or UMS, as it would not be possible to determine if they have exceeded. This could also be deemed, but there may not be any value in this, if it does not reflect true behaviour. | > Cannot be applied to NHH or UMS, as it will not be possible to separately identify their usage during the peak period. > As identified by the DNOs, it would not be possible for them to receive advice of the peak period, advise their suppliers and then have them advise their customers in advance. | > Same as for CPP. | N/A | N/A | N/A | N/A | N/A | N/A | N/A | N/A
18. Interactions with other market arrangements and new technologies - How would this option interact with other market arrangements, eg flexibility markets, or innovation and competition in supply market offerings, or uptake of new technologies from a consumer perspective? | > Options with a ToU element could incentivise users to invest in automation to manage their usage in peak periods. | > Options with a ToU element could incentivise users to invest in automation to manage their usage in peak periods. | > Would support access rights choices around flexible use of the network. However, initial advice from network planners suggests that this option may not result in more efficient network usage. > May also support flex markets by sending a stable signal | > Options with a ToU element could incentivise users to invest in automation to manage their usage in peak periods. | > Options with a ToU element could incentivise users to invest in automation to manage their usage in peak periods. | > Options with more locationally granular charges could incentivise users in higher cost areas to invest in automation to manage their usage. | > Options with a ToU element could incentivise users to invest in automation to manage their usage in peak periods. | N/A | N/A | N/A | N/A | N/A | N/A
19. Any other considerations

## 7.Other workstreams_ConnectionB
Other subgroups assessment |  | Workstream: Connection boundary
This table shows the assessment completed by the Conneciton Boundary workstream on these options considering Principle 1 and 3 from a consumers' perspective
Option: | General Comments | 1.1 - Base Case i.e. “do nothing” | 1.2 - Add cap on reinforcement charges | 1.3 - Remove HCC | 1.4 - Amend ‘Voltage Rule’ | 1.5 - Amend CAF | 1.6 - Socialised T charges to D | 1.7 - Remove CAF ('Remove reinforcement costs') | 1.8 - Remove CAF but w/threshold | 2.1 - Adopt the T approach | 2.2 - T approach w/out cap on length of sole use assets | 2.3 - T approach w/out cap on length of sole use assets and shared works approach | 3.1 - Replace CAF - % rule | 3.2 - Replace CAF - LRIC | 3.3 - Standard connection charges - reinforcement | 3.4 - Standard connection charges - extension assets | 3.5 - Alternative payment options
Principle 1 - “Arrangements support efficient use and development of system capacity”
1. Access arrangements support network capacity being allocated in accordance to users’ needs and the value they ascribe to network usage. Have you identified any considerations around small users’ needs and the value they ascribe to network usage? | Not Applicable to assessment of options | Not Applicable | Not Applicable | Not Applicable | Not Applicable | Not Applicable | Not Applicable | Not Applicable | Not Applicable | Not Applicable | Not Applicable | Not Applicable | Not Applicable | Not Applicable | Not Applicable | Not Applicable | Not Applicable
2. Arrangements provide signals that reflect the costs and benefits of using the network at different times and places, to support efficient use of capacity, and ensure no undue cross-subsidisation between users. Have you identified any specific considerations for small users? In particular for groups of users with different needs and capabilities, especially vulnerable customers, but also for new and existing customers, those with/without half-hourly settlement, disengaged customers. | Not Applicable to assessment of options | Not Applicable | Not Applicable | Not Applicable | Not Applicable | Not Applicable | Not Applicable | Not Applicable | Not Applicable | Not Applicable | Not Applicable | Not Applicable | Not Applicable | Not Applicable | Not Applicable | Not Applicable | Not Applicable
3. They provide effective signals for where new network capacity is justified. Have you identified any considerations for small users, drawing particularly on interactions with network planning and how this might develop to derive benefits from this option in future? | All options dilute signal s to where capacity is required | Refer to general comment | Refer to general comment | Refer to general comment | Refer to general comment | Refer to general comment | Refer to general comment | Refer to general comment | Refer to general comment | Refer to general comment | Refer to general comment | Refer to general comment | Refer to general comment | Refer to general comment | Refer to general comment | Refer to general comment | Refer to general comment
4. Arrangements reduce barriers to entry and enable new business models where these can bring value for the system. Do you have any consideration for new business models for small users?
5. Arrangements support decarbonisation, primarily by enabling uptake of low carbon technologies through enabling quicker connections and reducing network costs, enabling and reflecting the benefits that new, innovative approaches and business models (such as local energy models) can bring to the network, without undue preferential treatment. Do you have any considerations for the implications for uptake or facilitation of new, low carbon technologies? | All options will generally facilitate but not deliberately | Refer to general comment | supports decarbonisation but not deliberately or exclusively (more or less) across the board | Refer to general comment | Refer to general comment | Refer to general comment | Refer to general comment | Refer to general comment | Refer to general comment | Refer to general comment | Refer to general comment | Refer to general comment | Refer to general comment | Refer to general comment | Refer to general comment | Refer to general comment | Refer to general comment
6. Considerations for small businesses, including microbusinesses. Have you identified any specific considerations for small businesses, including microbusinesses? | Not specifically - ery small inatsances will have impact on Small Users. Level of CAP will have any beefit but only upside | Refer to general comment | May benefit from a cap but unlikely because the level will be so high that they won't see the benefit - very small number of customers effected | May benefit from a cap but unlikely because the level will be so high that they won't see the benefit - very small number of customers effected | Refer to general comment | Refer to general comment | Refer to general comment | in practice for small users it is unlikely that they would have a benefit or disbenefit | in practice for small users it is unlikely that they would have a benefit or disbenefit | in practice for small users it is unlikely that they would have a benefit or disbenefit | in practice for small users it is unlikely that they would have a benefit or disbenefit | in practice for small users it is unlikely that they would have a benefit or disbenefit | users would be in this threshold and not pay reinforcement | could have a downside, may be paying for reinforcement costs under any primary substation - small charge whether or not they are causing the reinforcement | potentially detrimental because smaller customers would pay an average - would be paying for something they may not be causing, shared out between those who are connecting | winners and losers, depending on how close the users are to the reinforcement | neutral impact
7. Considerations for different customer groups – non-half hourly, unmetered, new and existing, and those connected directly to the DNO network or via an IDNO or third party, or different types of customer group or demand (eg more or less flexible)? Have you identified any specific considerations for these types of users? | No | Refer to general comment | Refer to general comment | Refer to general comment | Refer to general comment | Refer to general comment | Refer to general comment | Refer to general comment | Refer to general comment | Refer to general comment | Refer to general comment | Refer to general comment | Refer to general comment | Refer to general comment | Refer to general comment | Refer to general comment | Refer to general comment
8. Other considerations? | None
Feedback from members of Connection Boundary SubGroup for purposes of assessment against this Principle 2 Assessment |  | Not Applicable | Very small number of instances where will have impact on Small Users. Level of CAP will have any benefit - only upside | Very small number of instances will have impact on Small Users. Level of CAP will have any benefit but only upside | Could have some positive bearing - house builder rural area. Currently they would pay but under new rules they would get for free, perhaps with some liabilities. Only good news | Only upside - dilution of proporition of reinforcement costs. Number of small users impacted would be small anyway | Would not apply | Only good news - same comments as before | In practive - same as 1.7. Unlikely to have any real impact on small users. | In practice - same as 1.7. Only upside for small users that would be impacted. Would benefit from sharing or the 2km rule | In practice - same as 1.7. Only upside for small users that would be impacted. Would benefit from sharing or the 2km rule |  | Same as remove CAF - only update | May have some downside - may pay for some reinforcement depending on footprint of s/s. May pick up some costs depending on who all connecting to relevant s/s | Potential impact. May pay for something that they may not actually case/trigger on the network | Potentially winners and losers. Miles away from anything then upside, but for majority (in urban ) you will cross subsidise with average charge. Not great for small users. Not cost reflective | Neutral - but could be barrier. The benefit could be eroded by risk to manage
Principle 3 - Any changes are practical and proportionate
9. Changes to the way data is collected, processed and analysed. Have you identified any changes required to data collection, processing and analysis for small users, and whether new data may need to be collected? Can you provide any estimates or indications of likely time / associated costs? | Please refer to Connection Boundary Assessment Tab
10. Changes to commercial agreements. Have you identified any changes that this option will require to commercial agreements with small users, and what would be the impact on existing commercial arrangements? Can you provide any estimates or indications of likely time / associated costs? |  | None | None | None | None | None | None | None | None | None | None | None | None | None | None | None | Changes would be required to take account of alternative payment options
11. Changes to customer billing. Have you identified any changes that this option will require to customer (small users) billing, including any new metering or monitoring equipment? Can you provide any estimates or indications of likely time / associated costs? |  | None | None | None | None | None | None | None | None | None | None | None | None | None | None | None | This could prove difficult to implement and manage for small users. Changes would be required to take account of alternative payment options if available
12. Charge calculation and settlement considerations Do you have any considerations for charge calculation and settlement for small users? |  | None | None | None | None | None | None | None | None | None | None | None | None | None | None | None | None
13. Engineering and planning standards. Have you identified any changes required for small users to engineering or planning standards? |  | None | None | None | None | None | None | None | None | None | None | None | None | None | None | None | None
14. Implementation challenges. Do you anticipate any implementation challenges or barriers with this option, in particular for small users? How might they be resolved? | Please refer to Connection Boundary Assessment Tab 8 | Please refer to General Comment | Please refer to General Comment | Please refer to General Comment | Please refer to General Comment | Please refer to General Comment | Please refer to General Comment | Please refer to General Comment | Please refer to General Comment | Please refer to General Comment | Please refer to General Comment | Please refer to General Comment | Please refer to General Comment | Please refer to General Comment | Please refer to General Comment | Please refer to General Comment | Please refer to General Comment
15. Roles and responsibilities. What coordination and implications of roles and responsibilities might there be for these variants? How could these be managed? | Please refer to Connection Boundary Assessment Tab 8 | Please refer to General Comment | Please refer to General Comment | Please refer to General Comment | Please refer to General Comment | Please refer to General Comment | Please refer to General Comment | Please refer to General Comment | Please refer to General Comment | Please refer to General Comment | Please refer to General Comment | Please refer to General Comment | Please refer to General Comment | Please refer to General Comment | Please refer to General Comment | Please refer to General Comment | Please refer to General Comment
16. Considerations for small businesses. Have you identified any specific considerations for small businesses, including microbusinesses? |  | None | None | None | None | None | None | None | None | None | None | None | None | None | None | None | None
17. Considerations for different customer groups – non-half hourly, unmetered, new and existing, and those connected directly to the DNO network or via an IDNO or third party, or different types of customer group or demand (eg more or less flexible)? Have you identified any specific considerations for these types of users? |  | None | None | None | None | None | None | None | None | None | None | None | None | None | None | None | None
18. Interactions with other market arrangements and new technologies. How would this option interact with other market arrangements, eg flexibility markets, or innovation and competition in supply market offerings, or uptake of new technologies from a consumer perspective? | Please refer to Connection Boundary Assessment Tab 8 | Please refer to General Comment | Please refer to General Comment | Please refer to General Comment | Please refer to General Comment | Please refer to General Comment | Please refer to General Comment | Please refer to General Comment | Please refer to General Comment | Please refer to General Comment | Please refer to General Comment | Please refer to General Comment | Please refer to General Comment | Please refer to General Comment | Please refer to General Comment | Please refer to General Comment | Please refer to General Comment
19. Any other considerations. Have you identified any other consideration that could be relevant for the assessment – considering practical aspects identified in the first working paper, or others. | Please refer to Connection Boundary Final Report | Please refer to General Comment | Please refer to General Comment | Please refer to General Comment | Please refer to General Comment | Please refer to General Comment | Please refer to General Comment | Please refer to General Comment | Please refer to General Comment | Please refer to General Comment | Please refer to General Comment | Please refer to General Comment | Please refer to General Comment | Please refer to General Comment | Please refer to General Comment | Please refer to General Comment | Please refer to General Comment