## TEC Register
TEC Register Report as on 31/10/2022
Customer Name | Project Name | Connection Site | MW Connected | MW Increase / Decrease | MW Total | MW Effective Date | Project Status | HOST TO | Plant Type
A'CHRUACH WIND FARM LIMITED | A'Chruach Wind Farm | A'Chruach Wind Farm 275kV Substation | 43 | 0 | 43 |  | Built | SHET | Wind Onshore
UK POWER RESERVE LIMITED | Abedare | Upperboat 132kV Substation | 10 | 0 | 10 |  | Built | NGET | CCGT
ABERARDER WIND FARM LLP | Aberarder Wind Farm | Aberarder Wind Farm 132/33kV Substation | 0 | 51.6 | 51.6 | 2024-08-30 | Consents Approved | SHET | Wind Onshore
ABERDEEN OFFSHORE WIND FARM LIMITED | Aberdeen Offshore Wind Farm |  | 95.5 | 0 | 95.5 |  | Built | SHET | Wind Offshore
ABERGELLI POWER LIMITED | Abergelli Power Limited | Swansea North 400kV Substation | 0 | 299 | 299 | 2025-09-29 | Consents Approved | NGET | OCGT (Open Cycle Gas Turbine)
RWE GENERATION UK PLC | Aberthaw (Tertiary) | Aberthaw 275kV Substation | 0 | 57 | 57 | 2024-10-31 | Scoping | NGET | PV Array
ENSO GREEN HOLDINGS LIMITED | Aberthaw BESS | Aberthaw 275kV Substation | 0 | 240 | 240 | 2037-10-15 | Scoping | NGET | Energy Storage System
ABERTHAW ENERGY LIMITED | Aberthaw Energy | Aberthaw 275kV Substation | 0 | 249 | 249 | 2028-10-30 | Scoping | NGET | Energy Storage System
CYP SOLAR LIMITED | Aberthaw PV & BESS Generation | Aberthaw 275kV Substation | 0 | 200 | 200 | 2029-06-30 | Scoping | NGET | Energy Storage System; PV Array (Photo Voltaic/solar)
SSE GENERATION LIMITED | Abhainn Dubh Wind Farm | Abhainn Dubh Wind Farm 132kV Substation | 0 | 75 | 75 | 2029-05-31 | Scoping | SHET | Wind Onshore
EDF ENERGY RENEWABLES LIMITED | Achany Extension Wind Farm | ACHANY EXTENSION WIND FARM 132/33KV Substation | 0 | 105 | 105 | 2027-04-01 | Scoping | SHET | Wind Onshore
ACKRON WIND FARM LTD | Acharole Wind Farm | Mybster 3 33kV Substation | 0 | 52.8 | 52.8 | 2027-06-30 | Scoping | SHET | Wind Onshore
AFTON WIND FARM LIMITED | Achrugan Wind Farm | Achrugan 132kV Substation | 0 | 149 | 149 | 2029-07-31 | Scoping | SHET | Energy Storage System; Wind Onshore
SSE GENERATION LIMITED | Ackron Wind Farm | Dounreay GSP | 0 | 49.9 | 49.9 | 2028-08-31 | Scoping | SHET | Wind Onshore
AIKENGALL IIA COMMUNITY WIND COMPANY LIMITED | Afton Wind Farm | Afton 132kV/33kV Substation | 50 | 0 | 50 |  | Built | SPT | Wind Onshore
AIKENGALL II COMMUNITY WIND COMPANY LIMITED | AGS Calderside Battery Energy Storage System | Calderside 275kV Substation | 0 | 300 | 300 | 2028-10-31 | Scoping | SPT | Energy Storage System
AIRIES WINDFARM LIMITED | Aigas (part of the Beauly Cascade) | Aigas Hydro 132kV Substation | 20 | 0 | 20 |  | Built | SHET | Hydro
AL BOUM PHOTO LTD | Aikengall IIa Wind Farm |  | 81.2 | 0 | 81.2 |  | Built | SPT | Wind Onshore
ALCEMI STORAGE DEVELOPMENTS 1 LIMITED | Aikengall II Windfarm |  | 63.8 | 0 | 63.8 |  | Built | SPT | Wind Onshore
ALCEMI STORAGE DEVELOPMENTS 4 LIMITED | Airies Wind Farm | Newton Stewart 132/33kV Substation | 35 | 0 | 35 |  | Built | SPT | Wind Onshore
ALCEMI STORAGE DEVELOPMENTS 3 LIMITED | Aitkenhead Farm BESS | Easterhouse 132kV | 0 | 200 | 200 | 2028-10-31 | Scoping | SPT | Energy Storage System
ALCEMI STORAGE DEVELOPMENTS 2 LIMITED | Al Boum Photo (Norton) | Norton 400kV Substation | 0 | 275 | 275 | 2031-10-31 | Scoping | NGET | Energy Storage System
ALCEMI STORAGE DEVELOPMENTS 5 LIMITED | Alcemi Bathgate No 2 | Bathgate Substation 400kV | 0 | 280 | 280 | 2030-10-31 | Scoping | SPT | Energy Storage System
ALCEMI STORAGE DEVELOPMENTS 5 LIMITED | Alcemi Bramford Battery Energy Storage Facility | Bramford 400kV Substation | 0 | 500 | 500 | 2030-10-30 | Scoping | NGET | Energy Storage System
SIRIUS RENEWABLE ENERGY LTD | Alcemi Coalburn Battery Energy Storage Facility | Coalburn 400kV GIS Substation | 0 | 500 | 500 | 2025-10-31 | Scoping | SPT | Energy Storage System
PIVOTED POWER LLP | Alcemi Devilla Battery Energy Storage Facility | Longannet 275kV Substation | 0 | 500 | 500 | 2027-10-30 | Scoping | SPT | Energy Storage System
XLINKS LIMITED | Alcemi Midmill BESF | Kintore 275kV | 0 | 300 | 300 | 2029-10-31 | Scoping | SHET | Energy Storage System
ANDERSHAW WIND POWER LIMITED | Alcemi Score 2 Battery Energy Storage Facility | Peterhead GSP | 0 | 500 | 500 | 2029-10-31 | Scoping | SHET | Energy Storage System
AN SUIDHE WIND FARM LIMITED | Alcemi Score Battery Energy Storage Facility | Alcemi Score Battery 400kV Substation | 0 | 500 | 500 | 2029-10-31 | Scoping | SHET | Energy Storage System
ARBROATH LIMITED | Alderton PV & BESS Station | East Claydon 400kV Substation | 0 | 450 | 450 | 2033-10-31 | Scoping | NGET | Energy Storage System; PV Array (Photo Voltaic/solar)
SCOTTISHPOWER RENEWABLES (UK) LIMITED | Almondell Lodge BESS & Solar Development | Broxburn GSP | 0 | 50 | 50 | 2024-04-30 | Consents Approved | SPT | Battery Storage
SCOTTISHPOWER RENEWABLES (UK) LIMITED | Alverdiscott PP | Alverdiscott 400kV Substation | 0 | 49.9 | 49.9 | 2029-10-31 | Scoping | NGET | Energy Storage System
SCOTTISHPOWER RENEWABLES (UK) LIMITED | Alverdiscott PP | Alverdiscott 400kV Substation | 0 | 50.1 | 100 | 2036-10-31 | Scoping | NGET | Energy Storage System
SCOTTISHPOWER RENEWABLES (UK) LIMITED | Alverdiscott | Alverdiscott 400kV Substation | 0 | 1800 | 1800 | 2027-11-01 | Scoping | NGET | Wind Offshore
WIND DEVELOPMENT HOLDINGS LIMITED | Alverdiscott 2 | Alverdiscott 400kV Substation | 0 | 1800 | 1800 | 2030-11-01 | Scoping | NGET | Wind Offshore
ARTFIELD FOREST WIND FARM LTD | Alverdiscott Farm | Alverdiscott 400kV Substation | 0 | 1000 | 1000 | 2037-04-24 | Scoping | NGET | Energy Storage System; PV Array (Photo Voltaic/solar)
ASSEL VALLEY WIND ENERGY LIMITED | Alyth | Alyth Solar and Battery 400/132kV | 0 | 450 | 450 | 2029-10-31 | Scoping | SHET | Energy Storage System; PV Array (Photo Voltaic/solar)
AUCHROBERT WIND ENERGY LIMITED | Alyth | Alyth Solar and Battery 400/132kV | 0 | 450 | 900 | 2033-10-31 | Scoping | SHET | Energy Storage System; PV Array (Photo Voltaic/solar)
SIMPLY BLUE ENERGY (AURORA) LIMITED | Amersham BESS & Substation | Penn 132kV Substation | 0 | 249.9 | 249.9 | 2034-10-31 | Scoping | NGET | Energy Storage System; PV Array (Photo Voltaic/solar)
AWEL Y MOR OFFSHORE WIND FARM LIMITED | Amersham Main | Amersham Main 400kV Substation | 0 | 1000 | 1000 | 2038-10-31 | Scoping | NGET | Energy Storage System; PV Array (Photo Voltaic/solar)
AWEL Y MOR OFFSHORE WIND FARM LIMITED | Andershaw Wind Farm |  | 35 | 0 | 35 |  | Built | SPT | Wind Onshore
CSE25 LIMITED | An Suidhe Wind Farm - Argyll (SRO) | Eredine GSP | 19.3 | 0 | 19.3 |  | Built | SHET | Wind Onshore
PIVOTED POWER LLP | Arbroath Battery Substation | Arbroath GSP | 0 | 35 | 35 | 2022-02-21 | Consents Approved | SHET | Battery Storage
ENSO GREEN HOLDINGS B LIMITED | Ardkinglas | Ardkinglas GSP | 19.25 | 0 | 19.25 |  | Built | SHET | Wind Onshore
ENSO GREEN HOLDINGS B LIMITED | Ardleigh Solar & BESS | Hadleigh 400kV Substation | 0 | 600 | 600 | 2032-10-31 | Scoping | NGET | Energy Storage System; PV Array (Photo Voltaic/solar)
ENSO GREEN HOLDINGS B LIMITED | Ardoch Farm Battery Storage | Kilmorack GSP | 0 | 27 | 27 | 2026-04-30 | Scoping | SPT | Energy Storage System
HB825AXM LTD | Arecleoch | Arecleoch 132kV Substation | 114 | 0 | 114 |  | Built | SPT | Wind Onshore
FLEXIBLEGRIDPOWER LTD | Arecleoch | Arecleoch 132kV Substation | 0 | 216 | 330 | 2032-06-15 | Scoping | SPT | Wind Onshore
RWE RENEWABLES UK SWINDON LIMITED | Arecleoch Windfarm Extension | Arecleoch 132kV Substation | 0 | 72.8 | 72.8 | 2025-08-01 | Scoping | SPT | Wind Onshore
BAGLAN GENERATING LIMITED | Armadale Wind Farm | Armadale 132/33kV Substation | 0 | 99 | 99 | 2027-08-01 | Awaiting Consents | SHET | Wind Onshore
STATKRAFT UK LTD | Arresgill Wind Farm | Arresgill 132kV Substation | 0 | 150 | 150 | 2031-10-31 | Scoping | SPT | Wind Onshore
BAILLIE WINDFARM LIMITED | Artfield Forest Windfarm | Newton Stewart GSP | 0 | 67.2 | 67.2 | 2026-05-01 | Scoping | SPT | Wind Onshore
BARROW OFFSHORE WIND LIMITED | Artfield Forest Wind Farm | Artfield Forest Wind Farm 132kV Substation | 0 | 85.8 | 85.8 | 2030-06-28 | Scoping | SPT | Wind Onshore
VIRIDIS 178 LIMITED | Assel Valley Extension Wind Farm | Mark Hill Substation 132kV | 0 | 88 | 88 | 2030-10-30 | Scoping | SPT | Wind Onshore
TINZ PROGRAMME 1 PROJECTCO 3 LIMITED | Assel Valley Wind Farm | Maybole 132/33KV Substation | 29.95 | 0 | 29.95 |  | Built | SPT | Wind Onshore
BEATRICE OFFSHORE WINDFARM LIMITED | Auchentiber Farm | Auchentiber Farm BESS 400kV Substation | 0 | 700 | 700 | 2029-10-17 | Scoping | SPT | Energy Storage System
PEEL NRE WIND FARMS (YELL) LIMITED | Auchrobert Wind Farm | Linmill 132/33kV Substation | 36 | 0 | 36 |  | Built | SPT | Wind Onshore
BEECHGREEN ENERGYFARM LIMITED | Aultmore Wind Farm (2023) | Aultmore Wind Farm 132/33kV Substation | 0 | 105 | 105 | 2030-09-30 | Scoping | SHET | Wind Onshore
CITIGEN (LONDON) LIMITED | Aurora Offshore Windfarm | Alverdiscott 400kV Substation | 0 | 1000 | 1000 | 2031-10-31 | Scoping | NGET | Wind Offshore
SCOTTISHPOWER RENEWABLES (UK) LIMITED | Awel Y Mor Extension | Bodelwyddan 400kV Substation | 0 | 574 | 574 | 2027-04-01 | Scoping | NGET | Wind Offshore
SCOTTISHPOWER RENEWABLES (UK) LIMITED | Awel Y Mor Extension | Bodelwyddan 400kV Substation | 0 | 526 | 1100 | 2028-04-01 | Scoping | NGET | Wind Offshore
BEINNEUN WIND FARM LTD | Axminster CSE | Axminster 400kV Substation | 0 | 150 | 150 | 2028-10-31 | Scoping | NGET | Energy Storage System
STATERA ENERGY LIMITED | Axminster | Axminster 400kV Substation | 0 | 120 | 120 | 2024-10-31 | Awaiting Consents | NGET | Battery Storage
SCOTTISHPOWER RENEWABLES (UK) LIMITED | Axminster PP | Axminster 400kV Substation | 0 | 49.9 | 49.9 | 2027-10-31 | Scoping | NGET | Energy Storage System
SCOTTISHPOWER RENEWABLES (UK) LIMITED | Axminster - New Connection | Axminster 400kV Substation | 0 | 49.9 | 49.9 | 2025-06-30 | Scoping | NGET | PV Array (Photo Voltaic/solar)
Benbrack Wind Farm Limited | Axminster - New Connection | Axminster 400kV Substation | 0 | 49.9 | 99.8 | 2026-06-30 | Scoping | NGET | Energy Storage System; PV Array (Photo Voltaic/solar)
ENSO GREEN HOLDINGS LIMITED | Axminster - New Connection | Axminster 400kV Substation | 0 | 20.2 | 120 | 2026-12-30 | Scoping | NGET | Energy Storage System; PV Array (Photo Voltaic/solar)
ENSO GREEN HOLDINGS LIMITED | Ayre (ex Cluaran Ear - Thuath) Offshore Wind Farm | Dounreay 400kV | 0 | 1008 | 1008 | 2033-10-31 | Scoping | SHET | Wind Offshore
Penso Power Limited | Ayr Energy Storage | Ayr 275/33 kV Substation | 0 | 150 | 150 | 2027-04-30 | Scoping | SPT | Energy Storage System
BERRY BURN WIND FARM LIMITED | Ayr Farm | Ayr 275/33 kV Substation | 0 | 300 | 300 | 2030-08-30 | Scoping | SPT | Energy Storage System
BERWICK BANK C LIMITED | Ayrshire Grid Services Facility | Hunterston East 400kV substation | 0 | 0 | 0 | 2024-03-29 | Scoping | SPT | Reactive Compensation
SSE GENERATION LIMITED | Bad a Cheo Wind Farm | Mybster 3 33kV Substation | 26.65 | 0 | 26.65 |  | Built | SHET | Wind Onshore
SSE GENERATION LIMITED | Baillie Greener Grid Park | Baillie 275KV Substation | 0 | 48 | 48 | 2026-10-31 | Scoping | SHET | Energy Storage System; Reactive Compensation
LOW CARBON SOLAR PARK 16 LIMITED | Baillie Wind Farm | Dounreay GSP | 52.5 | 0 | 52.5 |  | Built | SHET | Wind Onshore
AGR SOLAR 2 LIMITED | Balbougie Energy Centre BEGA | Inverkeithing GSP | 0 | 42 | 42 | 2025-04-30 | Consents Approved | SPT | Battery Storage
AGR SOLAR 3 LIMITED | Balliemeanoch PSH | Balliemeanoch 275kV Substation | 0 | 900 | 900 | 2034-10-31 | Scoping | SHET | Pump Storage
LEL BILBO SOLAR LIMITED | Balvedavist 162 Battery Storage | Mybster 132/33kV Substation | 0 | 162 | 162 | 2027-07-31 | Scoping | SHET | Energy Storage System
ROWNALL FARM SOLAR LIMITED | Banc y Celyn Energy Park | Future Swansea North 132kV | 0 | 165 | 165 | 2033-07-01 | Scoping | NGET | Energy Storage System; PV Array (Photo Voltaic/solar); Wind Onshore
BLACKCRAIG WIND FARM (SCOTLAND) LIMITED | Bankend Rig III Wind Farm | Bankend Rig III Windfarm 132/33kV Substation | 0 | 78 | 78 | 2030-04-30 | Scoping | SPT | Wind Onshore
BLACKHILLOCK FLEXPOWER LTD | Bankside BESS | Bainsford 132kV Substation | 0 | 43 | 43 | 2024-10-31 | Consents Approved | SPT | Battery Storage
SCOTTISHPOWER RENEWABLES (UK) LIMITED | Barge Way 120MW BESS | Kemsley 132kV Substation | 0 | 120 | 120 | 2031-10-31 | Scoping | NGET | Energy Storage System
SCOTTISHPOWER RENEWABLES (UK) LIMITED | Barking BESS & Substation | Barking 275kV Substation | 0 | 99.9 | 99.9 | 2028-10-31 | Scoping | NGET | Energy Storage System
SCOTTISHPOWER RENEWABLES (UK) LIMITED | Barrow Offshore Wind Farm | Barrow 132/33kV Offshore Substation | 90 | 0 | 90 |  | Built | OFTO | Wind Offshore
BANC DU ENERGY PARK LIMITED | Barton Hill | Abham GSP | 20.88 | 0 | 20.88 |  | Built | NGET | CHP
ACRE LANE ENERGYFARM LIMITED | Battery Point BESS | Stornoway 132/33kV Substation | 0 | 25 | 25 | 2030-10-31 | Scoping | SHET | Energy Storage System
ACRE LANE ENERGYFARM LIMITED | Beanacre BESS | Melksham 132kV Substation | 0 | 200 | 200 | 2037-10-15 | Scoping | NGET | Energy Storage System
BLARGHOUR WIND FARM LIMITED | Beatrice Sync Comp | Beatrice 400kV Substation | 0 | 1 | 1 | 2023-07-31 | Scoping | OFTO | Reactive Compensation
BLARY HILL ENERGY LIMITED | Beatrice Wind Farm | Beatrice 400kV Substation | 588 | 0 | 588 |  | Built | SHET | Wind Offshore
BLOXWICH ENERGY STORAGE LIMITED | Beauly 02 BESS | Beauly GSP | 0 | 100 | 100 | 2028-12-31 | Scoping | SHET | Energy Storage System
BLUE PLANET SOLAR LIMITED | Beaw Field Wind Farm | Beaw Field 132/33kV Substation | 0 | 72 | 72 | 2027-04-01 | Consents Approved | SHET | Wind Onshore
IGP SOLAR 21 LIMITED | Beechgreen Energyfarm | Burwell Main 400kV Substation | 0 | 49.99 | 49.99 | 2022-10-21 | Scoping | NGET | PV Array
Banks Renewables (Bodinglee Wind Farm) Limited | Beech Street/City Road | Beech Street/City Road Substation | 30 | 0 | 30 |  | Built | NGET | CHP
PIVOTED POWER LLP | Beinn an Tuirc 2 | Carradale 1 GSP | 43.7 | 0 | 43.7 |  | Built | SHET | Wind Onshore
BOLNEY GREEN LIMITED | Beinn an Tuirc 3 | Carradale 1 GSP | 50 | 0 | 50 |  | Built | SHET | Wind Onshore
BOLNEY GREEN LIMITED | Beinneun Wind Farm | Beinneun 132kV Substation | 109 | 0 | 109 |  | Built | SHET | Wind Onshore
BOOM POWER LTD | Beinn Pumped Hydro Storage | Fasnakyle GSP | 0 | 600 | 600 | 2029-10-31 | Scoping | SHET | Pump Storage
SOLARFIVE LTD | Beinn Tharsuinn | Alness GSP | 29 | 0 | 29 |  | Built | SHET | Wind Onshore
BPUWL 10 Limited | Beinn Tharsuinn Extension | Beinn Tharsuinn Extension 132/33kV Substation | 0 | 84 | 84 | 2027-10-01 | Scoping | SHET | Wind Onshore
24 Power Ltd | Bellrock Offshore Wind Farm | Lyra 320/66kV Offshore Substation | 0 | 1200 | 1200 | 2033-10-31 | Scoping | SPT | Wind Offshore
WIND DEVELOPMENT HOLDINGS LIMITED | Benbrack Wind Farm | Benbrack Wind Farm 132/33kV Substation | 0 | 72 | 72 | 2024-05-30 | Awaiting Consents | SPT | Wind Onshore
BRAES OF DOUNE WIND FARM (SCOTLAND) LIMITED | Bendle Farm | Gretna 400kV Substation | 0 | 228 | 228 | 2031-10-31 | Scoping | SPT | Energy Storage System
PIVOTED POWER LLP | Benthead Solar | Kilwinning GSP | 0 | 63 | 63 | 2025-04-03 | Scoping | SPT | Energy Storage System; PV Array (Photo Voltaic/solar)
CSE22 LIMITED | Berkswell (Tertiary) | Berkswell 275kV Substation | 0 | 49.9 | 49.9 | 2025-10-31 | Scoping | NGET | PV Array (Photo Voltaic/solar)
PIVOTED POWER LLP | Berkswell (Tertiary) | Berkswell 275kV Substation | 0 | 7.1 | 57 | 2027-10-31 | Scoping | NGET | Energy Storage System; PV Array (Photo Voltaic/solar)
STATKRAFT UK LTD | Berkswell BESS | Berkswell B 275kV Substation | 0 | 249.9 | 249.9 | 2033-10-31 | Scoping | NGET | Energy Storage System
BRAMFORD GREEN LIMITED | Berkswell Energy Storage | Berkswell 275kV Substation | 0 | 200 | 200 | 2026-10-31 | Awaiting Consents | NGET | Energy Storage System
BRAMFORD GREEN LIMITED | Berryburn Extension Wind Farm | Berry Burn GSP | 0 | 43.2 | 43.2 | 2024-10-31 | Scoping | SHET | Wind Onshore
ENSO GREEN HOLDINGS LIMITED | Berry Burn Wind Farm | Berry Burn GSP | 67 | 0 | 67 |  | Built | SHET | Wind Onshore
BRAMLEY BESS LIMITED | Berwick Bank Offshore Wind Farm A | Berwick Bank A 275/66kV Offshore Substation | 0 | 1150 | 1150 | 2027-11-27 | Scoping | SPT | Wind Offshore
EastCoastGridServices Ltd | Berwick Bank Offshore Wind Farm B | Berwick Bank B 275/66kV Offshore Substation | 0 | 250 | 250 | 2027-11-27 | Scoping | SPT | Wind Offshore
PIVOTED POWER LLP | Berwick Bank Offshore Wind Farm B | Berwick Bank B 275/66kV Offshore Substation | 0 | 900 | 1150 | 2027-12-30 | Scoping | SPT | Wind Offshore
BROCKWELL ENERGY LIMITED | Berwick Bank Offshore Wind Farm C | Blyth 400kV Substation | 0 | 1800 | 1800 | 2031-10-31 | Scoping | NGET | Wind Offshore
BRIDGWATER GREEN LIMITED | BESS Cilfynydd | Cilfynydd 400kV Substation | 0 | 200 | 200 | 2029-07-12 | Scoping | NGET | Energy Storage System
ENSO GREEN HOLDINGS LIMITED | BESS Harker | Harker 400kV Substation | 0 | 200 | 200 | 2031-05-30 | Scoping | NGET | Energy Storage System
CENTRICA BRIGG LIMITED | BESS North Farm | Chickerell 400kV Substation | 0 | 150 | 150 | 2031-11-01 | Scoping | NGET | Energy Storage System
BROKEN CROSS WIND FARM LIMITED | BESS Swan | Swansea North 400kV Substation | 0 | 200 | 200 | 2028-10-31 | Scoping | NGET | Energy Storage System
BROWNIELEYS RENEWABLES LLP | Bhlaraidh Extension Wind Farm | Bhlaraidh 132/33kV Substation | 0 | 100.8 | 100.8 | 2026-04-01 | Scoping | SHET | Wind Onshore
RHIWLAS ENERGY PARK LIMITED | Bhlaraidh Wind Farm | Bhlaraidh 132/33kV Substation | 108 | 0 | 108 |  | Built | SHET | Wind Onshore
BAYWA R.E. UK LIMITED | Bicker Drove | Navenby 400kV Substation | 0 | 400 | 400 | 2034-05-30 | Scoping | NGET | Energy Storage System
BAYWA R.E. UK LIMITED | Bicker Fen | Bicker Fen 400kV Substation | 0 | 600 | 600 | 2029-06-01 | Scoping | NGET | Energy Storage System; PV Array (Photo Voltaic/solar)
ABEREDW ENERGY PARK LIMITED | Bicker Fen 1 Solar | Bicker Fen 400kV Substation | 0 | 49.995 | 49.995 | 2025-05-30 | Awaiting Consents | NGET | PV Array (Photo Voltaic/solar)
BURBO EXTENSION LTD | Bicker Fen 1 Solar | Bicker Fen 400kV Substation | 0 | 7.005 | 57 | 2035-04-01 | Scoping | NGET | PV Array (Photo Voltaic/solar)
ORSTED BURBO (UK) LIMITED | Bicker Fen 2 Solar | Bicker Fen 400kV Substation | 0 | 49.995 | 49.995 | 2025-09-30 | Awaiting Consents | NGET | Energy Storage System; PV Array (Photo Voltaic/solar)
SSE GENERATION LIMITED | Bicker Fen 2 Solar | Bicker Fen 400kV Substation | 0 | 7.005 | 57 | 2033-04-01 | Scoping | NGET | Energy Storage System; PV Array (Photo Voltaic/solar)
ENECO BURN OF WHILK LIMITED | Bicker Fen PV & BESS Sub | Bicker Fen 400kV Substation | 0 | 249.9 | 249.9 | 2033-05-30 | Scoping | NGET | Energy Storage System; PV Array (Photo Voltaic/solar)
ENERGY POWER RESOURCES LIMITED | Biggleswade | Biggleswade 400kV Substation | 0 | 1000 | 1000 | 2032-10-31 | Scoping | NGET | Demand; PV Array (Photo Voltaic/solar)
PIVOTED POWER LLP | Biggleswade BESS | Biggleswade GSP | 0 | 57 | 57 | 2029-10-31 | Scoping | NGET | Energy Storage System
BURWELL 11 SOLAR LIMITED | Bilbo Farm | Strichen GSP | 0 | 25 | 25 | 2021-05-01 | Scoping | SHET | PV Array
INNOVA RENEWABLES LIMITED | Bird Grove/Rownall | Cellarhead 400kV Substation | 0 | 57 | 57 | 2024-06-01 | Scoping | NGET | PV Array
PIVOTED POWER LLP | Bishops Dal Energy Park | Bishop Dal 132kV Substation | 0 | 150 | 150 | 2030-07-31 | Scoping | SPT | Energy Storage System; PV Array (Photo Voltaic/solar)
RENEWABLE ENERGY SYSTEMS LIMITED | Blackcraig Wind Farm |  | 52.9 | 0 | 52.9 |  | Built | SPT | Wind Onshore
UPM-KYMMENE (UK) LIMITED | Blackhillock Battery | Blackhillock 275kV Substation | 0 | 349 | 349 | 2026-10-31 | Scoping | SHET | Energy Storage System
E Power Limited | Blacklaw | Blacklaw Wind Farm Substation | 0 | 222 | 340 | 2029-06-15 | Scoping | SPT | Wind Onshore
ENSO GREEN HOLDINGS LIMITED | Blacklaw | Blacklaw Wind Farm Substation | 118 | 0 | 118 |  | Built | SPT | Wind Onshore
ENSO GREEN HOLDINGS LIMITED | Blacklaw Extension | Blacklaw Extension 132kV Substation | 60 | 0 | 60 |  | Built | SPT | Wind Onshore
ENSO GREEN HOLDINGS LIMITED | Blackpool BESS | Bispham Primary 33kV Substation | 25.3 | 0 | 25.3 |  | Built | NGET | Battery Storage
ENSO GREEN HOLDINGS LIMITED | Blaen y Glyn | Chirk GSP | 0 | 46 | 46 | 2027-02-04 | Scoping | NGET | Wind Onshore
ZENOBE CAPENHURST LIMITED | Blairgowrie BESS | Coupar Angus GSP | 0 | 200 | 200 | 2030-05-30 | Scoping | SHET | Energy Storage System
HD888CAP LIMITED | Blankney Solar | Navenby 400kV Substation | 0 | 400 | 400 | 2028-04-01 | Scoping | NGET | Energy Storage System; PV Array (Photo Voltaic/solar)
Npower Renewables Ltd | Blankney Solar | Navenby 400kV Substation | 0 | 400 | 800 | 2030-04-01 | Scoping | NGET | Energy Storage System; PV Array (Photo Voltaic/solar)
GREENPOWER (CARRAIG GHEAL) LIMITED | Blarghour Wind | Blarghour Substation | 0 | 73.1 | 73.1 | 2027-10-31 | Consents Approved | SHET | Wind Onshore
SCOTTISHPOWER RENEWABLES (UK) LIMITED | Blary Hill Wind Farm | Carradale 1 GSP | 35 | 0 | 35 |  | Built | SHET | Wind Onshore
PIVOTED POWER LLP | Bloch Energy Park | REVIEW - Bloch Energy Park | 0 | 126 | 126 | 2031-10-31 | Scoping | SPT | Energy Storage System; Wind Onshore
CARRINGTON POWER LIMITED | Bloxwich | Bustleholm 132kV Substation | 41 | 0 | 41 |  | Built | NGET | Battery Storage
SSE GENERATION LIMITED | BLUE PLANET SOLAR | Dungeness 400kV Substation | 0 | 500 | 500 | 2029-10-31 | Scoping | NGET | Energy Storage System; PV Array (Photo Voltaic/solar)
UNIPER UK LIMITED | Blyth BESS | Blyth 275kV Substation | 0 | 450 | 450 | 2036-10-31 | Scoping | NGET | Energy Storage System
SSE GENERATION LIMITED | Bodelwyddan BESS and PV | Bodelwyddan 400kV Substation | 0 | 110 | 110 | 2029-10-31 | Scoping | NGET | Energy Storage System; PV Array (Photo Voltaic/solar)
C & S ENERGY LIMITED | Bodinglee Wind Farm | Bodinglee Wind Farm 132kV | 0 | 280 | 280 | 2029-04-30 | Awaiting Consents | SPT | Energy Storage System; Wind Onshore
INNOVA RENEWABLES LIMITED | Bolney | Bolney 400kV Substation | 0 | 49.9 | 49.9 | 2027-10-31 | Scoping | NGET | Energy Storage System
ECODEV GROUP LTD | Bolney (tertiary) | Bolney 400kV Substation | 0 | 49.9 | 49.9 | 2024-10-30 | Scoping | NGET | PV Array
RWE RENEWABLES UK LIMITED | Bolney (tertiary) | Bolney 400kV Substation | 0 | 7.1 | 57 | 2025-10-30 | Scoping | NGET | PV Array (Photo Voltaic/solar)
RWE RENEWABLES UK LIMITED | Bolney BESS | Bolney 400kV Substation | 0 | 49.9 | 49.9 | 2037-09-11 | Scoping | NGET | Energy Storage System
CELTIC SEA OFFSHORE WIND FARM LIMITED | Bolney Farm | Bolney 400kV Substation | 0 | 200 | 200 | 2037-10-30 | Scoping | NGET | Energy Storage System; PV Array (Photo Voltaic/solar)
FLOTATION ENERGY PLC | Bolney Farm 2 | Bolney 400kV Substation | 0 | 700 | 700 | 2037-11-30 | Scoping | NGET | Energy Storage System; PV Array (Photo Voltaic/solar)
CONRAD (CHATTERLEY) LIMITED | Boom Power Feckenham Generation Hub | Feckenham 400kV Substation | 0 | 400 | 400 | 2033-10-31 | Scoping | NGET | Energy Storage System; PV Array (Photo Voltaic/solar)
RWE GENERATION UK PLC | BOOM Power Llanbabo Generation | Wylfa 400kV Substation | 0 | 300 | 300 | 2026-10-30 | Awaiting Consents | NGET | Energy Storage System; PV Array (Photo Voltaic/solar)
SSE GENERATION LIMITED | Boom Power Seaton Hill Generation HUB | Cockenzie 275kV Substation | 0 | 300 | 300 | 2033-10-31 | Scoping | SPT | Energy Storage System
Chickerell Solar Limited | Borders Wind Farms | Borders Windfarm 132kV | 0 | 500 | 500 | 2033-05-30 | Scoping | SPT | Wind Onshore
CHIRMORIE WIND FARM LIMITED | Botley GEC (Ethos Green) | Botley 400kV Substation | 0 | 800 | 800 | 2033-10-31 | Awaiting Consents | NGET | Demand; Energy Storage System; PV Array (Photo Voltaic/solar); Reactive Compensation
ESB ASSET DEVELOPMENT UK LIMITED | Botley West - Cote Solar Power Station | Botley West 400kV Substation | 0 | 840 | 840 | 2026-10-30 | Scoping | NGET | PV Array (Photo Voltaic/solar)
CILFYNYDD GREEN ENERGY LIMITED | Bowdun (ex Cluaran Deas Ear) Offshore Wind Farm | New Deer 2 400kV Substation | 0 | 1008 | 1008 | 2033-10-31 | Scoping | SHET | Wind Offshore
FRED OLSEN SEAWIND LIMITED | Bradford West 100MW | Bradford West 275kV Substation | 0 | 100 | 100 | 2025-08-31 | Consents Approved | NGET | Energy Storage System
EDF ENERGY RENEWABLES LIMITED | Bradford West BESS Substation | Bradford West 275kV Substation | 0 | 249 | 249 | 2036-10-26 | Scoping | NGET | Energy Storage System
CLASHINDARROCH WIND FARM LIMITED | Bradwell Energy Park | Rayleigh 400kV Substation | 0 | 499 | 499 | 2032-06-30 | Scoping | NGET | Energy Storage System; PV Array (Photo Voltaic/solar); Wind Onshore
VATTENFALL WIND POWER LTD | Braelangwell Wind Farm | Shin GSP | 0 | 68 | 68 | 2028-02-01 | Awaiting Consents | SHET | Wind Onshore
CHRISTOPHER MORAN ENERGY LIMITED | Braes of Doune | Braco West GSP | 74 | 0 | 74 |  | Built | SHET | Wind Onshore
SCOTTISHPOWER RENEWABLES (UK) LIMITED | Braidfield Battery Storage | Windyhills 132kV Substation | 0 | 100 | 100 | 2027-09-27 | Scoping | SPT | Demand; Energy Storage System
ARL O09 LIMITED | Braintree | Braintree 400kV Substation | 0 | 49.9 | 49.9 | 2024-10-30 | Awaiting Consents | NGET | Battery Storage
HARMONY CTF LIMITED | Braintree (Tertiary) | Braintree 400kV Substation | 0 | 49.9 | 49.9 | 2025-07-30 | Awaiting Consents | NGET | PV Array (Photo Voltaic/solar)
Harmony CTF 2 Limited | Bramford (Tertiary) | Bramford 400kV Substation | 0 | 57 | 57 | 2023-11-01 | Awaiting Consents | NGET | Battery Storage
CLEVE HILL SOLAR PARK LIMITED | Bramford 2 GEC (Ethos Green) | Bramford 400kV Substation | 0 | 57 | 57 | 2032-07-01 | Awaiting Consents | NGET | Demand; Energy Storage System; PV Array (Photo Voltaic/solar); Reactive Compensation
SSE GENERATION LIMITED | Bramford BESS | Bramford 400kV Substation | 0 | 400 | 400 | 2029-11-30 | Scoping | NGET | Energy Storage System
EDF ENERGY RENEWABLES LIMITED | Bramford GEC (Ethos Green) | Bramford 400kV Substation | 0 | 650 | 650 | 2033-10-30 | Awaiting Consents | NGET | Demand; Energy Storage System; PV Array (Photo Voltaic/solar); Reactive Compensation
Cloud Hill Windfarm Limited | Bramford Greener Grid Park | Bramford 400kV Substation | 0 | 0 | 0 | 2029-10-31 | Scoping | NGET | Reactive Compensation
THISTLE WIND PARTNERS CLUARAN DEAS EAR Limited | Bramford Tertiary | Bramford 400kV Substation | 0 | 49.9 | 49.9 | 2023-10-31 | Scoping | NGET | PV Array
SSE GENERATION LIMITED | Bramford Tertiary | Bramford 400kV Substation | 0 | 7.1 | 57 | 2024-10-31 | Scoping | NGET | PV Array
CLYDE WINDFARM (SCOTLAND) LIMITED | Bramley (tertiary) | Bramley 400kV Substation | 0 | 57 | 57 | 2023-10-31 | Scoping | NGET | PV Array
CLYDE WINDFARM (SCOTLAND) LIMITED | Bramley BESS | Bramley 400kV Substation | 0 | 49.995 | 49.995 | 2025-09-29 | Consents Approved | NGET | Energy Storage System
CNOC BUIDHE WIND ENERGY HUB LIMITED | Bramley BESS | Bramley 400kV Substation | 0 | 7.005 | 57 | 2037-10-31 | Consents Approved | NGET | Energy Storage System
CODLING WIND PARK III LIMITED | Bramley Farm | Basingstoke East 400kV Substation | 0 | 200 | 200 | 2038-03-30 | Scoping | NGET | Energy Storage System; PV Array (Photo Voltaic/solar)
COIRE GLAS HYDRO PUMPED STORAGE LIMITED | Bramley Farm 2 | Bramley 400kV Substation | 0 | 700 | 700 | 2038-05-30 | Scoping | NGET | Energy Storage System; PV Array (Photo Voltaic/solar)
COIRE GLAS HYDRO PUMPED STORAGE LIMITED | Branxton Energy Storage Facility | Branxton 400kV Substation | 0 | 750 | 750 | 2027-12-30 | Scoping | SPT | Energy Storage System
COIRE NA CLOICHE WINDFARM LLP | Branxton PV & BESS Station | Branxton 400kV Substation | 0 | 1000 | 1000 | 2028-10-31 | Scoping | SPT | Energy Storage System
UNIPER UK LIMITED | Braybrooke | Market Harborough 400kV Substation | 0 | 600 | 600 | 2032-07-31 | Scoping | NGET | Energy Storage System; PV Array (Photo Voltaic/solar)
Harmony CS Ltd | Braybrooke Solar and Battery Connection | Braybrooke (Network Rail) GSP | 0 | 500 | 500 | 2031-10-31 | Scoping | NGET | Energy Storage System; PV Array (Photo Voltaic/solar)
HD001KIR LTD | Breach Solar Farm | Burwell Main 400kV Substation | 0 | 49.995 | 49.995 | 2023-05-12 | Awaiting Consents | NGET | PV Array
CORBY POWER LIMITED | Breakish Windfarm | Breakish 132/33kV | 0 | 50 | 50 | 2029-05-31 | Scoping | SHET | Wind Onshore
CORRIEGARTH WIND ENERGY LIMITED | Breakish Windfarm | Breakish 132/33kV | 0 | 49.8 | 99.8 | 2034-04-30 | Scoping | SHET | Wind Onshore
CORRIEGARTH 2 WIND FARM LIMITED | Bredbury | Bredbury 275kV Substation | 0 | 49.9 | 49.9 | 2023-10-30 | Scoping | NGET | Battery Storage
CORRIEMOILLIE WINDFARM LIMITED | Breezy Hill Wind Farm | New Cumnock 132kV Substation | 0 | 80 | 80 | 2028-04-30 | Scoping | SPT | Wind Onshore
CORYTON ENERGY COMPANY, LTD. | Bridgwater (tertiary) | Bridgewater 400kV Substation | 0 | 57 | 57 | 2024-10-31 | Scoping | NGET | PV Array
COSTA HEAD WIND FARM LIMITED | Bridgwater 2 (tertiary) - New Conn | Bridgewater 400kV Substation | 0 | 54 | 54 | 2024-10-01 | Scoping | NGET | Battery Storage
EDF ENERGY (THERMAL GENERATION) LIMITED | Brigg | Keadby 400kV Substation | 99 | 0 | 99 |  | Built | NGET | CCGT
GATE BURTON ENERGY PARK LIMITED | Brinsworth | Brinsworth 400kV Substation | 0 | 600 | 600 | 2032-10-30 | Scoping | NGET | Energy Storage System
GATE BURTON ENERGY PARK LIMITED | Broadditch BESS | Northfleet East 132kV | 0 | 11.58 | 11.58 | 2022-12-30 | Under Construction/Commissioning | NGET | Battery Storage
COTTAM SOLAR PROJECT LIMITED | Broadshore Offshore Wind Farm | New Deer 2 400kV Substation | 0 | 900 | 900 | 2033-10-31 | Scoping | SHET | Wind Offshore
COUPAR LIMITED | Broken Cross Windfarm | Broken Cross Windfarm | 0 | 48 | 48 | 2023-09-30 | Built | SPT | Wind Onshore
COUR WIND FARM (SCOTLAND ) LIMITED | Brook Farm BESS | Bramford GSP | 0 | 49.9 | 49.9 | 2022-09-25 | Built | NGET | Battery Storage
PIVOTED POWER LLP | Brownieleys | Fiddes GSP | 7.5 | 0 | 7.5 |  | Built | SHET | Wind Onshore
RWE GENERATION UK PLC | Brown Rig Wind Farm | Hawick 132kV Substation | 0 | 114 | 114 | 2033-10-31 | Scoping | SPT | Wind Onshore
PIVOTED POWER LLP | Bryn Tilti | Chirk GSP | 0 | 106 | 106 | 2027-02-04 | Scoping | NGET | Wind Onshore
COWLEY BALDON GREEN LIMITED | Buchan 01 Offshore Wind Farm | Buchan 01 275/66kV Substation | 0 | 932 | 932 | 2033-10-31 | Scoping | SHET | Wind Offshore
COWLEY BALDON GREEN LIMITED | Buckland Marsh Solar Park | Botley West 400kV Substation | 0 | 280 | 280 | 2033-10-31 | Scoping | NGET | Energy Storage System; PV Array (Photo Voltaic/solar)
STATKRAFT UK LTD | Builth Wells | Pont Abraham GSP | 0 | 133 | 133 | 2026-10-31 | Scoping | NGET | Wind Onshore
ESB ASSET DEVELOPMENT UK LIMITED | Bulls Lodge Farm | Bulls Lodge 400kV Substation | 0 | 200 | 200 | 2033-04-30 | Scoping | NGET | Energy Storage System; PV Array (Photo Voltaic/solar)
CRAIG WIND FARM LIMITED | Bulls Lodge Farm 2 | Bulls Lodge 400kV Substation | 0 | 700 | 700 | 2033-03-30 | Scoping | NGET | Energy Storage System; PV Array (Photo Voltaic/solar)
Craig Watch Wind Farm Limited | Bumpers Farm BESS phase 1 | Amersham Main 132kV Substation | 0 | 49.5 | 49.5 | 2023-06-30 | Scoping | NGET | Battery Storage
CREAG RIABHACH WIND FARM LTD | Bumpers Farm BESS phase 2 | Amersham Main 132kV Substation | 0 | 49.5 | 49.5 | 2023-06-30 | Consents Approved | NGET | Battery Storage
CLEAN AIR RENEWABLES LIMITED | Buntington GEC (Ethos Green) | Cottered 440kW Substation | 0 | 850 | 850 | 2032-07-01 | Awaiting Consents | NGET | Demand; Energy Storage System; PV Array (Photo Voltaic/solar); Reactive Compensation
CROSSDYKES WF LIMITED | Burbo Bank Extension Offshore Wind Farm | BURBO BANK EXTENSION OFFSHORE Substation | 258 | 0 | 258 |  | Built | NGET | Wind Offshore
DRAX PUMPED STORAGE LIMITED | Burbo Bank Offshore Wind Farm | Birkenhead 275kV Substation | 90 | 0 | 90 |  | Built | NGET | Energy Storage System; Wind Offshore
DRAX PUMPED STORAGE LIMITED | Burghfield | Bramley 400kV Substation | 47 | 0 | 47 |  | Built | NGET | Thermal
Drax Cruachan Expansion Limited | Burn of Whilk Wind Farm | Mybster 1 GSP | 22.5 | 0 | 22.5 |  | Built | SHET | Wind Onshore
CRYOBATTERY ONE LIMITED | Burwell | Burwell GSP | 38 | 0 | 38 |  | Built | NGET | Biomass
CRYOBATTERY ONE LIMITED | Burwell (Tertiary) | Burwell Main 400kV Substation | 0 | 57 | 57 | 2029-06-30 | Awaiting Consents | NGET | Energy Storage System
CRYSTAL RIG III LIMITED | Burwell BESS | Burwell Main 400kV Substation | 0 | 249.9 | 249.9 | 2033-06-30 | Scoping | NGET | Energy Storage System
CRYSTAL RIG II LIMITED | Burwell GEC (Ethos Green) | Burwell 400kV Substation | 0 | 480 | 480 | 2032-10-31 | Scoping | NGET | Demand; Energy Storage System; PV Array (Photo Voltaic/solar); Reactive Compensation
CRYSTAL RIG IV LIMITED | Bushbury Green Energy Centre | Bushbury GSP | 0 | 480 | 480 | 2028-10-30 | Scoping | NGET | Energy Storage System; PV Array (Photo Voltaic/solar)
STATERA ENERGY LIMITED | Bustleholme | Bustleholm GSP | 49.9 | 0 | 49.9 |  | Built | NGET | Battery Storage
SSE GENERATION LIMITED | Butlers Wood Green Energy Centre | Butlers Wood 400kV Substation | 0 | 1025 | 1025 | 2031-10-30 | Awaiting Consents | NGET | Energy Storage System; PV Array (Photo Voltaic/solar)
CUMBERHEAD WIND ENERGY LIMITED | Caegarw Farm | Pyle 275kV Substation | 0 | 350 | 350 | 2037-05-10 | Scoping | NGET | Energy Storage System; PV Array (Photo Voltaic/solar)
CUMBERHEAD WEST WIND FARM LTD. | Cairn Duhie Wind Farm | Berry Burn GSP | 0 | 67.2 | 67.2 | 2027-10-31 | Scoping | SHET | Wind Onshore
Cuxton Energy Storage Limited | Cairnmore Hill Wind Farm | Thurso South GSP | 0 | 36 | 36 | 2026-08-31 | Awaiting Consents | SHET | Wind Onshore
RWE GENERATION UK PLC | Caldwell Road | Drakelow 400kV Substation | 0 | 249 | 249 | 2033-10-31 | Scoping | NGET | Energy Storage System
STATKRAFT ENERGY LTD. | Caledonian Paper Mill (Meadowhead) | Meadowhead GSP | 20 | 0 | 20 |  | Built | SPT | CCGT
FALCK RENEWABLES WIND LIMITED | Callisterhall Wind Farm | Callisterhall 132kV | 0 | 45.5 | 45.5 | 2029-04-27 | Scoping | SPT | Wind Onshore
RWE RENEWABLES UK ONSHORE WIND LIMITED | Canterbury Tertiary | Canterbury North 400kV Substation | 0 | 49.9 | 49.9 | 2025-10-31 | Scoping | NGET | PV Array (Photo Voltaic/solar)
SSE UTILITY SOLUTIONS LIMITED | Canterbury Tertiary | Canterbury North 400kV Substation | 0 | 7.1 | 57 | 2026-09-30 | Scoping | NGET | PV Array (Photo Voltaic/solar)
INNOVA RENEWABLES LIMITED | Capenhurst | Capenhurst 275kV Substation | 0 | 400 | 400 | 2030-10-31 | Awaiting Consents | NGET | Energy Storage System; PV Array (Photo Voltaic/solar)
DALMARNOCK BESS LTD | Capenhurst (Tertiary) | Capenhurst 275kV Substation | 0 | 49.9 | 49.9 | 2025-10-31 | Scoping | NGET | PV Array (Photo Voltaic/solar)
DALQUHANDY WIND FARM LIMITED | Capenhurst (Tertiary) | Capenhurst 275kV Substation | 0 | 7.1 | 57 | 2027-10-31 | Scoping | NGET | Energy Storage System; PV Array (Photo Voltaic/solar)
DALSWINTON WINDFARM (SCOTLAND) LIMITED | Capenhurst 275KV Substation | Capenhurst 275kV Substation | 100 | 0 | 100 |  | Built | NGET | Battery Storage
VPI POWER LIMITED | Capenhurst Tertiary Connection | Capenhurst 275kV Substation | 0 | 57 | 57 | 2023-10-31 | Consents Approved | NGET | Battery Storage
VPI POWER LIMITED | Carbon Free 2030 | Grimsby West 400kV Substation | 0 | 500 | 500 | 2034-06-30 | Scoping | NGET | Energy Storage System; PV Array (Photo Voltaic/solar)
DEALANACH LIMITED | Car Duibh Wind Farm | Car Duibh 275kV Substation | 0 | 99 | 99 | 2034-10-31 | Scoping | SHET | Wind Onshore
SSE GENERATION LIMITED | Carnedd Wen Wind Farm |  | 0 | 150 | 150 | 2026-04-01 | Scoping | NGET | Wind Onshore
DEESIDE POWER (UK) LIMITED | Carn Fearna Wind Farm | Carn Fearna Wind Farm 132/33kV Substation | 0 | 85 | 85 | 2029-06-30 | Scoping | SHET | Wind Onshore
DELL WIND FARM LIMITED | Carraig Gheal Wind Farm | Carraig Gheal 132/33kV Substation | 46 | 0 | 46 |  | Built | SHET | Wind Onshore
SCOTTISHPOWER RENEWABLES (UK) LIMITED | Carrick Wind Farm | Carrick Wind Farm Substation | 0 | 84 | 84 | 2027-09-30 | Scoping | SPT | Wind Onshore
UK UTILITY RESERVE LIMITED | Carrington | Carrington 275kV Substation | 0 | 49.9 | 49.9 | 2022-10-31 | Awaiting Consents | NGET | Battery Storage
ANESCO LIMITED | Carrington Power Station | Carrington GSP (SP Manweb) | 910 | 0 | 910 |  | Built | NGET | CCGT
CARLTON POWER LIMITED | Cashlie (Part of Killin Cascade Hydro Scheme) | Cashlie GSP | 11 | 0 | 11 |  | Built | SHET | Hydro
RWE GENERATION UK PLC | Catsfield | REVIEW - Ninfield 132kV/400kV | 0 | 240 | 240 | 2037-11-09 | Scoping | NGET | Energy Storage System
RWE GENERATION UK PLC | CDCL | Cottam 400kV Substation | 445 | 0 | 445 |  | Built | NGET | CCGT
FIRST HYDRO COMPANY | Ceannacroc (part of the Moriston Cascade) | Ceannacroc GSP | 20 | 0 | 20 |  | Built | SHET | Hydro
DOGGERBANK OFFSHORE WIND FARM PROJECT 2 PROJCO LIMITED | Ceislein Wind Farm | Ceislien Wind Farm | 0 | 85.8 | 85.8 | 2031-10-31 | Scoping | SHET | Wind Onshore
DOGGERBANK OFFSHORE WIND FARM PROJECT 1 PROJCO LIMITED | Cellarhead | Cellarhead 400kV Substation | 0 | 400 | 400 | 2033-10-31 | Scoping | NGET | Energy Storage System; PV Array (Photo Voltaic/solar)
DOGGERBANK OFFSHORE WIND FARM PROJECT 3 PROJCO LIMITED | Cellarhead 400kV Energy Storage | Cellarhead 400kV Substation | 0 | 300 | 300 | 2024-05-30 | Awaiting Consents | NGET | Battery Storage
HD381GRE Limited | Cellarhead Green Energy Centre | Cellarhead 400kV Substation | 0 | 400 | 400 | 2028-10-30 | Awaiting Consents | NGET | Energy Storage System; PV Array (Photo Voltaic/solar)
RWE GENERATION UK PLC | Cellarhead Home Farm | Cellarhead 132kV Substation | 0 | 280 | 280 | 2028-10-31 | Scoping | NGET | Energy Storage System
Llyn Lort Energy Park Limited | Celtic 2 Offshore Wind Farm | Alverdiscott 400kV Substation | 0 | 1000 | 1000 | 2031-10-31 | Scoping | NGET | Wind Offshore
DORENELL WINDFARM LIMITED | Celtic Offshore Wind Farm | Alverdiscott 400kV Substation | 0 | 400 | 400 | 2031-10-31 | Scoping | NGET | Wind Offshore
DOUGLAS WEST WIND FARM LTD | Celtic Sea Offshore | Alverdiscott GSP | 0 | 1000 | 1000 | 2037-10-30 | Scoping | NGET | Wind Offshore
DOUGLAS WEST EXTENSION LTD | Celtic Sea Offshore Wind Farm | Alverdiscott 400kV Substation | 0 | 400 | 400 | 2031-10-31 | Scoping | NGET | Wind Offshore
VIRIDIS 178 LIMITED | Celtic Sea Offshore Wind Farm | Alverdiscott 400kV Substation | 0 | 1000 | 1400 | 2031-10-31 | Scoping | NGET | Wind Offshore
ENSO GREEN HOLDINGS LIMITED | Celtic Sea Offshore Wind Farm (ESB) | Alverdiscott 400kV Substation | 0 | 1000 | 1000 | 2031-10-31 | Scoping | NGET | Wind Offshore
HARMONY ENERGY LIMITED | CENOS | Lackenby GSP | 0 | 1500 | 1500 | 2033-10-30 | Scoping | NGET | Demand; Wind Offshore
DRAKELOW GREEN ENERGY LIMITED | Chapelcross Solar PV and Storage | Chapelcross 132/33kV Substation | 0 | 150.88 | 150.88 | 2027-10-29 | Scoping | SPT | Energy Storage System; PV Array (Photo Voltaic/solar)
ENSO GREEN HOLDINGS D LIMITED | Chapel Farm Battery Storage Project | Sundon GSP | 0 | 49.5 | 49.5 | 2023-02-15 | Consents Approved | NGET | Battery Storage
ENSO GREEN HOLDINGS D LIMITED | Chatterley | Cellarhead 132kV Substation | 20 | 0 | 20 |  | Built | NGET | Gas Reciprocating
ENSO GREEN HOLDINGS D LIMITED | Cheshire | Capenhurst 275kV Substation | 90 | 0 | 90 |  | Built | NGET | OCGT
DRAX POWER LIMITED | Chesterfield | Chesterfield 400kV Substation (Not yet constructed) | 0 | 600 | 600 | 2032-10-30 | Scoping | NGET | Energy Storage System; PV Array (Photo Voltaic/solar)
DRAX POWER LIMITED | Chickerell | Chickerell 400kV Substation | 0 | 200 | 200 | 2036-12-06 | Awaiting Consents | NGET | Energy Storage System; PV Array (Photo Voltaic/solar)
BOOM DEVELOPMENTS LTD | Chickerell | Chickerell 400kV Substation | 0 | 100 | 300 | 2037-10-31 | Awaiting Consents | NGET | Energy Storage System; PV Array (Photo Voltaic/solar)
DRUIM LEATHANN WINDFARM LIMITED | Chickerell | Chickerell 400kV Substation | 0 | 100 | 400 | 2038-10-31 | Awaiting Consents | NGET | Energy Storage System; PV Array (Photo Voltaic/solar)
RENEWABLE ENERGY SYSTEMS LIMITED | Chickerell SSE | Chickerell 400kV Substation | 47 | 0 | 47 |  | Built | NGET | CHP
DUDGEON OFFSHORE WIND LIMITED | Chickerell Solar PV & BESS | Chickerell 400kV Substation | 0 | 400 | 400 | 2027-10-01 | Awaiting Consents | NGET | Energy Storage System; PV Array (Photo Voltaic/solar)
EDF ENERGY NUCLEAR GENERATION LIMITED | Chirmorie Wind Farm | Chirmorie 132/33kV Substation | 0 | 80 | 80 | 2025-08-29 | Consents Approved | SPT | Wind Onshore
LOW CARBON SOLAR PARK 14 LIMITED | Chleansaid Wind Farm | Chleansaid Wind Farm 132kV Substation | 0 | 96 | 96 | 2027-07-31 | Scoping | SHET | Wind Onshore
SCOTTISHPOWER RENEWABLES (UK) LIMITED | Cilfynydd | Cilfynydd 400kV Substation | 0 | 400 | 400 | 2030-10-31 | Awaiting Consents | NGET | Energy Storage System; PV Array (Photo Voltaic/solar); Wind Onshore
DUNMAGLASS WIND FARM LIMITED | Cilfynydd 2 | Cilfynydd 400kV Substation | 0 | 240 | 240 | 2037-10-15 | Scoping | NGET | Energy Storage System
Exagen Development Limited | Cilfynydd BESS | Cilfynydd 400kV Substation | 0 | 349.9 | 349.9 | 2037-09-15 | Scoping | NGET | Energy Storage System
SCOTTISHPOWER RENEWABLES (UK) LIMITED | Cilfynydd Green Energy Centre | Cilfynydd 400kV Substation | 0 | 400 | 400 | 2028-10-30 | Awaiting Consents | NGET | Energy Storage System; PV Array (Photo Voltaic/solar)
EAST ANGLIA ONE LIMITED | Cilfynydd Green Energy Centre | Cilfynydd 400kV Substation | 0 | 625 | 1025 | 2033-10-31 | Awaiting Consents | NGET | Energy Storage System; PV Array (Photo Voltaic/solar)
EAST ANGLIA ONE LIMITED | Cilfynydd Grid Stability Services | Cilfynydd 400kV Substation | 0 | 0 | 0 | 2025-07-31 | Awaiting Consents | NGET | Reactive Compensation
EAST ANGLIA THREE LIMITED | Clash Gour | Clash Gour Wind Farm 132kV Substation | 0 | 210 | 210 | 2025-10-30 | Awaiting Consents | SHET | Wind Onshore
EAST ANGLIA THREE LIMITED | Clashindarroch | Clashindarroch Substation | 37 | 0 | 37 |  | Built | SHET | Wind Onshore
EAST ANGLIA TWO LIMITED | Clashindarroch 2 | Cairnford GSP | 0 | 77 | 77 | 2025-04-30 | Scoping | SHET | Wind Onshore
CUSTODIAN ENERGY LIMITED | Clashindarroch Extension | Clashindarroch Windfarm Extension 132kV Substation | 0 | 37.5 | 37.5 | 2023-10-31 | Scoping | SHET | Wind Onshore
STATERA ENERGY LIMITED | Clauchrie Windfarm | Clauchrie 132kV Substation | 0 | 108 | 108 | 2026-10-31 | Scoping | SPT | Wind Onshore
RNA-ENERGY LTD | Clayhill Farm |  | 40 | 0 | 40 |  | Built | NGET | Battery Storage
WEAVER POWER LIMITED | Clay Tye Farm Phase 1 |  | 0 | 49.5 | 49.5 | 2023-03-07 | Under Construction/Commissioning | NGET | Battery Storage
VATTENFALL WIND POWER LTD | Clay Tye Farm Phase 2 |  | 0 | 49.5 | 49.5 | 2023-03-07 | Under Construction/Commissioning | NGET | Battery Storage
VATTENFALL WIND POWER LTD | Clean Planet Solar | Frodsham 400kV Substation | 0 | 500 | 500 | 2037-11-01 | Scoping | NGET | Energy Storage System; PV Array (Photo Voltaic/solar); Reactive Compensation
EGGBOROUGH POWER LIMITED | Cleve Hill Solar Park | Cleve Hill 400kV Substation | 0 | 350 | 350 | 2024-03-22 | Under Construction/Commissioning | NGET | Battery storage
EGGBOROUGH POWER LIMITED | Cliff Hill Energy Farm | Navenby 400kV Substation | 0 | 800 | 800 | 2034-10-30 | Scoping | NGET | Energy Storage System; PV Array (Photo Voltaic/solar)
SSE UTILITY SOLUTIONS LIMITED | Cloiche Wind Farm | Cloiche 132kV Substation | 0 | 200 | 200 | 2026-07-31 | Scoping | SHET | Wind Onshore
ELCHIES WIND LIMITED | Cloich Forest Wind Farm | Cloiche 132kV Substation | 0 | 67.2 | 67.2 | 2028-07-30 | Scoping | SPT | Wind Onshore
BP ALTERNATIVE ENERGY INVESTMENTS LIMITED | Cloud Hill Windfarm |  | 0 | 50 | 50 | 2028-09-30 | Awaiting Consents | SPT | Wind Onshore
ELSTREE GREEN LIMITED | Clunie (part of the Clunie Cascade) | Clunie GSP | 61.2 | 0 | 61.2 |  | Built | SHET | Hydro
ELSTREE GREEN LIMITED | Clyde North | Clyde North 275/33kV Substation | 374.5 | 0 | 374.5 |  | Built | SPT | Wind Onshore
CSE20 LIMITED | Clyde South | Clyde South 275/33kV Substation | 128.8 | 0 | 128.8 |  | Built | SPT | Wind Onshore
ELVANFOOT ENERGY STORAGE LIMITED | Cnoc Buidhe Wind Farm | Cnoc Buidhe 132kV/33kV Substation | 0 | 150 | 150 | 2028-10-31 | Scoping | SHET | Energy Storage System; Wind Onshore
HB197END Limited | Cnoc Buidhe Wind Farm | Cnoc Buidhe 132kV/33kV Substation | 0 | 70 | 220 | 2034-10-31 | Scoping | SHET | Energy Storage System; Wind Onshore
CLUMP FARM SOLAR LIMITED | Cockenzie BESS | Cockenzie 275kV Substation | 0 | 102 | 102 | 2026-07-31 | Scoping | SPT | Energy Storage System
ENERGY ISLES SHETLAND LIMITED | Cockenzie Farm 100MW BESS | Kilwinning GSP | 0 | 100 | 100 | 2028-08-21 | Scoping | SPT | Energy Storage System
UNIPER UK LIMITED | Codling Park Wind Farm | Pentir 400kV Substation | 0 | 1000 | 1000 | 2028-10-01 | Scoping | NGET | Wind Offshore
RWE RENEWABLES UK ONSHORE WIND LIMITED | Cogle Moss Wind Farm | Mybster 2 132/33kV Substation | 0 | 36 | 36 | 2025-08-31 | Consents Approved | SHET | Wind Onshore
EOLFI SAS | Coire Glas Pumped Storage | Coire Glas GSP | 0 | 612 | 612 | 2027-12-01 | Consents Approved | SHET | Pump Storage
GARREG FAWR ENERGY PARK LIMITED | Coire Glas Pumped Storage | Coire Glas GSP | 0 | 684 | 1296 | 2029-10-31 | Scoping | SHET | Pump Storage
EQUINOR NEW ENERGY LIMITED | Coire Na Cloiche | Alness GSP | 30 | 0 | 30 |  | Built | SHET | Wind Onshore
EQUINOR NEW ENERGY LIMITED | Connahs Quay | Connah's Quay 400kV Substation | 1380 | 0 | 1380 |  | Built | NGET | CCGT
EQUINOR NEW ENERGY LIMITED | CONTEGO Battery Storage Project |  | 35.8 | 0 | 35.8 |  | Built | NGET | Battery Storage
EQUINOR NEW ENERGY LIMITED | Contullich BESS | Alness GSP | 0 | 4 | 4 | 2030-10-31 | Scoping | SHET | Energy Storage System
BLUE GEM WIND LIMITED | Copper Nose BESS | Fawley 132kV Substation | 0 | 150 | 150 | 2036-10-24 | Scoping | NGET | Energy Storage System
SSE GENERATION LIMITED | Corby | Corby 132kV Substation | 401 | 0 | 401 |  | Built | NGET | CCGT
MALLARD PASS SOLAR FARM LIMITED | Cormoran Offshore Wind Farm | Alverdiscott 400kV Substation | 0 | 1008 | 1008 | 2036-12-06 | Scoping | NGET | Wind Offshore
SCOTTISHPOWER RENEWABLES (UK) LIMITED | Cornharrow Wind Farm | Quantans Hill 132kV | 0 | 50 | 50 | 2027-10-31 | Scoping | SPT | Wind Onshore
SCOTTISHPOWER RENEWABLES (UK) LIMITED | Cornwall Energy Park | Landulph 400kV Substation | 0 | 500 | 500 | 2036-12-06 | Scoping | NGET | Energy Storage System; PV Array (Photo Voltaic/solar)
PIVOTED POWER LLP | Corriegarth | Corriegarth 132/33kV substation | 69 | 0 | 69 |  | Built | SHET | Wind Onshore
IGP SOLAR 20 LIMITED | Corriegarth 2 Wind Farm | Corriegarth 132/33kV substation | 0 | 70 | 70 | 2026-07-31 | Scoping | SHET | Wind Onshore
EXETER MAIN BATTERY LIMITED | Corriemoillie Wind Farm | Corriemoillie 132/33kV Substation | 47.5 | 0 | 47.5 |  | Built | SHET | Wind Onshore
Exeter Storage Limited | Corrievarkie PSH | Corrievarkie 275kV Substation | 0 | 600 | 600 | 2031-10-31 | Scoping | SHET | Pump Storage
HB222BRI LTD | Corshellach Battery Energy Storage System | Berry Burn GSP | 0 | 49.9 | 49.9 | 2031-10-31 | Scoping | SHET | Energy Storage System
EDF ENERGY RENEWABLES LIMITED | Coryton | Coryton South 400kV Substation | 800 | 0 | 800 |  | Built | NGET | CCGT
FALLAGO RIG WINDFARM LIMITED | Coryton ORRÖN | Coryton South 400kV Substation | 0 | 1000 | 1000 | 2031-10-31 | Scoping | NGET | Demand; PV Array (Photo Voltaic/solar)
FARR WINDFARM LIMITED | Costa Head Wind Farm | Costa Head 132/33kV Substation | 0 | 20.4 | 20.4 | 2027-03-31 | Consents Approved | SHET | Wind Onshore
SSE GENERATION LIMITED | Cottam EDF | Cottam 400kV Substation | 0 | 0 | 0 |  | Built | NGET | Coal
SSE GENERATION LIMITED | Cottam | Cottam 400kV Substation | 0 | 250 | 250 | 2029-10-31 | Scoping | NGET | Energy Storage System; PV Array (Photo Voltaic/solar)
SCOTTISHPOWER RENEWABLES (UK) LIMITED | Cottam | Cottam 400kV Substation | 0 | 250 | 500 | 2030-07-30 | Scoping | NGET | Energy Storage System; PV Array (Photo Voltaic/solar)
ESSO PETROLEUM COMPANY,LIMITED | Cottam PV & BESS Sub | Cottam 400kV Substation | 0 | 500 | 500 | 2033-10-31 | Scoping | NGET | Energy Storage System; PV Array (Photo Voltaic/solar)
COMMUNITY WINDPOWER LIMITED | Cottam Solar PV + BESS | Cottam 400kV Substation | 0 | 600 | 600 | 2029-09-01 | Scoping | NGET | Energy Storage System; PV Array (Photo Voltaic/solar)
IGP SOLAR 14 LIMITED | Cottered | Cottered 400kV | 0 | 600 | 600 | 2030-10-30 | Scoping | NGET | Energy Storage System; PV Array (Photo Voltaic/solar)
STATKRAFT UK LTD | Coupar Angus Battery | Coupar Angus GSP | 0 | 40 | 40 | 2022-02-21 | Consents Approved | SHET | Battery Storage
STATKRAFT UK LTD | Coupar Solar Farm | Coupar Angus GSP | 0 | 49.9 | 49.9 | 2025-10-31 | Scoping | SHET | PV Array (Photo Voltaic/solar)
INNOVA RENEWABLES LIMITED | Cour Wind Farm | Crossaig 132kV Substation | 20.5 | 0 | 20.5 |  | Built | SHET | Wind Onshore
ENERGYFARM UK FELL LLP | Coventry | Coventry 275kV Substation | 49.9 | 0 | 49.9 |  | Built | NGET | Battery Storage
KEADBY GENERATION LIMITED | Cowes | Fawley 400kV Substation | 140 | 0 | 140 |  | Built | NGET | OCGT
LIGHTSOURCE SPV 191 LIMITED | Cowley | Cowley 400kV Substation | 49.9 | 0 | 49.9 |  | Built | NGET | Battery Storage
FIRST HYDRO COMPANY | Cowley (Tertiary) | Cowley 400kV Substation | 0 | 49.9 | 49.9 | 2022-10-31 | Scoping | NGET | PV Array
CAMBRIDGE POWER LIMITED | Cowley (Tertiary) | Cowley 400kV Substation | 0 | 7.1 | 57 | 2023-10-31 | Scoping | NGET | PV Array
BLUEGRIDPOWER LTD | Cowley Energy Storage | Cowley 400kV Substation | 0 | 200 | 200 | 2028-10-25 | Awaiting Consents | NGET | Energy Storage System
SSE GENERATION LIMITED | Cowley Farm | Cowley 400kV Substation | 0 | 200 | 200 | 2038-10-01 | Scoping | NGET | Energy Storage System; PV Array (Photo Voltaic/solar)
SEAGREEN WIND ENERGY LIMITED | Cowley Farm 2 | Cowley 400kV Substation | 0 | 700 | 700 | 2038-11-20 | Scoping | NGET | Energy Storage System; PV Array (Photo Voltaic/solar)
SEAGREEN WIND ENERGY LIMITED | Coylton 275kV Greener Grid Park | Coylton 275/33kV Substation | 0 | 150 | 150 | 2025-07-30 | Scoping | SPT | Energy Storage System
SEAGREEN WIND ENERGY LIMITED | CPG Power | Carrington 400KV Substation | 0 | 49.9 | 49.9 | 2026-06-30 | Scoping | NGET | Gas Reciprocating
SEAGREEN WIND ENERGY LIMITED | Craig II Wind Farm | Chapelcross 132/33kV Substation | 4.7 | 0 | 4.7 |  | Built | SPT | Wind Onshore
FIVE ESTUARIES OFFSHORE WIND FARM LIMITED | Craig Moss Farm | Craig Moss Farm 132kV substation | 0 | 300 | 300 | 2036-10-31 | Scoping | SPT | Energy Storage System; PV Array (Photo Voltaic/solar)
ECAP Renewables Staythorpe Ltd | Craig Nab Wind Energy Hub | Glenluce 132/33kV Substation | 0 | 36 | 36 | 2028-06-30 | Scoping | SPT | Energy Storage System; Wind Onshore
CSE23 LIMITED | Craig Watch Wind Farm | Craig Watch Substation | 0 | 72.6 | 72.6 | 2027-06-30 | Scoping | SHET | Wind Onshore
ENSO GREEN HOLDINGS LIMITED | Creachan Wind Farm | Creachan Wind Farm 132/33kV Substation | 0 | 79.2 | 79.2 | 2029-07-30 | Scoping | SHET | Wind Onshore
ENSO GREEN HOLDINGS LIMITED | Creag Riabhach Wind Farm | Creag Riabhach 132/33kV Substation | 92.4 | 0 | 92.4 |  | Built | SHET | Wind Onshore
FLEET SOLAR LIMITED | CREYKE BECK | Creyke Beck 400kV Substation | 0 | 500 | 500 | 2033-05-31 | Scoping | NGET | Energy Storage System; PV Array (Photo Voltaic/solar)
WHITETOWER ENERGY LIMITED | Creyke Beck Battery 2 | Creyke Beck 400kV Substation | 0 | 28.5 | 28.5 | 2034-10-30 | Scoping | NGET | Energy Storage System
SSE GENERATION LIMITED | Creyke Beck PV & BESS Sub | Creyke Beck 400kV Substation | 0 | 249.9 | 249.9 | 2035-05-30 | Scoping | NGET | Energy Storage System; PV Array (Photo Voltaic/solar)
FREASDAIL ENERGY LIMITED | Creyke Beck Solar Farm | Creyke Beck GSP | 0 | 320 | 320 | 2033-05-31 | Scoping | NGET | PV Array (Photo Voltaic/solar)
NANT MITHIL ENERGY PARK LIMITED | Crossdykes | Crossdykes 33kV Substation | 46 | 0 | 46 |  | Built | SPT | Wind Onshore
RWE RENEWABLES UK ONSHORE WIND LIMITED | Cruachan | Dalmally GSP | 0 | 40 | 480 | 2027-06-01 | Scoping | SPT | Pump Storage
GALAWHISTLE WIND FARM LIMITED | Cruachan | Dalmally GSP | 440 | 0 | 440 |  | Built | SPT | Pump Storage
GALLOPER WIND FARM LIMITED | Cruachan Expansion | Cruachan 275kV Substation | 0 | 600 | 600 | 2030-10-31 | Scoping | SPT | Pump Storage
CS UK HOLDINGS III LIMITED | Cryogenic Battery System (Synchronous) | Carrington 400KV Substation | 0 | 49.9 | 49.9 | 2024-10-31 | Consents Approved | NGET | Battery Storage
EDF ENERGY RENEWABLES LIMITED | Crystal Rig III Wind Farm | Crystal Rig 400/132kV Substation | 13.8 | 0 | 13.8 |  | Built | SPT | Wind Onshore
Garvary Wind Farm Ltd | Crystal Rig II Wind Farm | Crystal Rig 400/132kV Substation | 138 | 0 | 138 |  | Built | SPT | Wind Onshore
GATEWAY ENERGY CENTRE LIMITED | Crystal Rig IV Wind Farm | Crystal Rig 400/132kV Substation | 0 | 48.2 | 48.2 | 2024-06-30 | Under Construction/Commissioning | SPT | Wind Onshore
GATEWAY ENERGY CENTRE LIMITED | CS14 | Alverdiscott 400kV Substation | 0 | 1000 | 1000 | 2031-10-31 | Scoping | NGET | Wind Offshore
GATROBEN OFFSHORE DEVELOPMENTS 2 LIMITED | CS4 | Alverdiscott 400kV Substation | 0 | 1000 | 1000 | 2031-10-31 | Scoping | NGET | Wind Offshore
EPR GLANFORD LIMITED | Culham Storage | Culham Jet 400kV Substation | 0 | 500 | 500 | 2027-10-29 | Scoping | NGET | Energy Storage System
SCOTTISHPOWER RENEWABLES (UK) LIMITED | Culligran (part of the Beauly Cascade) | Culligran GSP | 19.1 | 0 | 19.1 |  | Built | SHET | Hydro
SSE RENEWABLES SERVICES (UK) LIMITED | Cumberhead | Cumberhead West GSP | 50 | 0 | 50 |  | Built | SPT | Wind Onshore
GLENCHAMBER WIND ENERGY LIMITED | Cumberhead West Wind Farm | Cumberhead West GSP | 0 | 114 | 114 | 2024-11-01 | Awaiting Consents | SPT | Wind Onshore
GLENCHAMBER WIND ENERGY LIMITED | Cuxton 49.5MW BESS | Kingsnorth 132kV Substation | 0 | 49.5 | 49.5 | 2023-05-31 | Consents Approved | NGET | Battery Storage
SSE GENERATION LIMITED | Cwm Dyli | Trawsfynydd 275kV Substation | 10 | 0 | 10 |  | Built | NGET | Hydro
GLENDYE WIND FARM LIMITED | Cwm Rheidol |  | 50 | 0 | 50 |  | Built | NGET | Hydro
GLEN KYLLACHY WIND FARM LIMITED | Cygnus Offshore Windfarm | Cygnus 220/66kV Offshore Substation | 0 | 1000 | 1000 | 2033-10-31 | Scoping | SHET | Wind Offshore
SSE GENERATION LIMITED | Daer Wind Farm | Daer Wind Farm Substation | 0 | 96 | 96 | 2027-07-14 | Scoping | SPT | Wind Onshore
GLENMUCKLOCH PUMPED STORAGE HYDRO LIMITED | Daines BESS | Daines 400kV Substation | 0 | 249.9 | 249.9 | 2037-11-30 | Scoping | NGET | Energy Storage System
GLENMUCKLOCH RENEWABLE ENERGY LIMITED | Daines BESS SSE | Daines 400kV Substation | 0 | 600 | 600 | 2029-11-01 | Scoping | NGET | Energy Storage System
GLENROSSAL WIND FARM LIMITED | Daines Green Energy Centre | Daines 400kV Substation | 0 | 480 | 480 | 2028-10-30 | Scoping | NGET | Energy Storage System; PV Array (Photo Voltaic/solar)
ENERGYFARM UK GLENSHIMMEROCH LLP | Dalchork Farm | Dalchork Substation 132 kV | 0 | 200 | 200 | 2032-10-31 | Scoping | SHET | Energy Storage System
GLENS OF FOUDLAND WIND FARM LIMITED | Dalmarnock Road BESS | Dalmarnock GSP | 0 | 40 | 40 | 2023-10-30 | Scoping | SPT | Battery Storage
GLENTAGGART WIND LIMITED | Dalquhandy Wind Farm | Dalquhandy 132/33kV Substation | 42 | 0 | 42 |  | Built | SPT | Wind Onshore
GLEN ULLINISH WF 2 LTD | Dalswinton | Dumfries GSP | 30 | 0 | 30 |  | Built | SPT | Wind Onshore
GLEN ULLINISH WF LIMITED | Damhead Creek | Kingsnorth GSP | 812 | 0 | 812 |  | Built | NGET | CCGT
RWE RENEWABLES UK SWINDON LIMITED | Damhead Creek 2 | Kingsnorth 400kV Substation | 0 | 1800 | 1800 | 2025-08-31 | Consents Approved | NGET | CCGT (Combined Cycle Gas Turbine)
SSE GENERATION LIMITED | Dealanach WLC WF | Hopsrig Collector 132/33kV Substation | 0 | 12 | 12 | 2026-12-15 | Scoping | SPT | Wind Onshore
GORDONSTOWN HILL WIND FARM LIMITED | Deanie (part of the Beauly Cascade) | Deanie GSP | 38 | 0 | 38 |  | Built | SHET | Hydro
UNIPER UK LIMITED | Deeside Power Station | Deeside 400kV Substation | 1 | 189 | 190 | 2033-10-31 | Built | NGET | Energy Storage System; Reactive Compensation
GRAIN NORTH POWER LIMITED | Dell Wind Farm | Dell 132kV Substation | 0 | 49.8 | 49.8 | 2026-04-30 | Consents Approved | SHET | Wind Onshore
Grain South Power Limited | Dersalloch Wind Farm | Dersalloch 132kV Substation | 69 | 11 | 80 | 2027-10-31 | Built | SPT | Wind Onshore
GRANGEMOUTH CHP LIMITED | Derwent | Willington 132kV Substation | 0 | 162 | 162 | 2024-04-01 | Built | NGET | CHP
GREATER GABBARD OFFSHORE WINDS LIMITED | Derwent Solar PV Array | Thornton 400kV Substation | 0 | 160 | 160 | 2032-05-31 | Scoping | NGET | PV Array (Photo Voltaic/solar)
RWE GENERATION UK PLC | Devol Moor Battery & Solar Project |  | 0 | 400 | 400 | 2029-10-17 | Scoping | SPT | Energy Storage System
REG GREENBURN LIMITED | Devonside BESS | Devonside GSP | 0 | 49.5 | 49.5 | 2028-08-18 | Scoping | SPT | Energy Storage System
VIRIDIS 178 LIMITED | Dewley Hill PV and BESS |  | 0 | 149.9 | 149.9 | 2036-10-31 | Scoping | NGET | Energy Storage System; PV Array (Photo Voltaic/solar)
VIRIDIS 178 LIMITED | Didcot A GTs | Didcot 400kV Substation | 100 | 0 | 100 |  | Built | NGET | OCGT
VIRIDIS 178 LIMITED | Didcot B | Didcot 400kV Substation | 1475 | 230 | 1705 | 2037-10-31 | Built | NGET | CCGT (Combined Cycle Gas Turbine)
VIRIDIS 178 LIMITED | Didcot Battery | Didcot 400kV Substation | 0 | 100 | 100 | 2025-10-31 | Scoping | NGET | Demand; Energy Storage System
VIRIDIS 178 LIMITED | Didcot Energy Park | Didcot 400kV Substation | 0 | 300 | 300 | 2027-10-31 | Awaiting Consents | NGET | Energy Storage System
VIRIDIS 178 LIMITED | Didcot Farm | Didcot 400kV Substation | 0 | 200 | 200 | 2037-10-31 | Scoping | NGET | Energy Storage System; PV Array (Photo Voltaic/solar)
VIRIDIS 178 LIMITED | Didcot High Impact Green Energy Hub (HIGEH) 1 | Didcot 400kV Substation | 0 | 1000 | 1000 | 2037-10-31 | Awaiting Consents | NGET | Energy Storage System; Nuclear; PV Array (Photo Voltaic/solar); Reactive Compensation; Wind Onshore
VIRIDIS 178 LIMITED | Didcot Road | Didcot 400kV Substation | 0 | 300 | 300 | 2027-10-31 | Scoping | NGET | Energy Storage System
GREENGAIRS EAST WIND FARM LIMITED | Dinorwig | Dinorwig 400kV Substation | 1644 | 0 | 1644 |  | Built | NGET | Pump Storage
ISLAND GREEN POWER UK LIMITED | Dogger Bank Project 4 (Dogger Bank B) | Dogger Bank 220kV Offshores | 0 | 1200 | 1200 | 2024-04-01 | Under Construction/Commissioning | NGET | Wind Offshore
TILLBRIDGE SOLAR LIMITED | Dogger Bank Project A | Dogger Bank 220kV Offshores | 0 | 1200 | 1200 | 2023-04-01 | Under Construction/Commissioning | NGET | Wind Offshore
GRETA III LIMITED | Dogger Bank Project C | Lackenby GSP | 0 | 1200 | 1200 | 2025-04-01 | Consents Approved | NGET | Wind Offshore
GRETNA GRID SERVICES LIMITED | Dog Trap Lane | Minety 400kV Substation | 0 | 47.5 | 47.5 | 2025-03-31 | Awaiting Consents | NGET | Battery Storage
GRIFFIN WIND FARM LIMITED | Dolgarrog | Pentir GSP | 39 | 0 | 39 |  | Built | NGET | Hydro
GREEN INVESTMENT GROUP LIMITED | Dollymans Storage | Rayleigh Main 132kV Substation | 0 | 99.8 | 99.8 | 2023-01-12 | Scoping | NGET | Battery Storage
Gunfleet Sands II Ltd | Dolphingstone Farm | Cockenzie GSP | 0 | 63 | 63 | 2025-04-30 | Scoping | SPT | Battery Storage
GUNFLEET SANDS LIMITED | Dolyfardyn | Chirk GSP | 0 | 165 | 165 | 2027-02-04 | Scoping | NGET | Wind Onshore
WIND 2 LIMITED | Don Cossack | Tynemouth 275kV Substation | 0 | 70 | 70 | 2034-06-15 | Scoping | NGET | Energy Storage System
GWYNT GLAS OFFSHORE WIND FARM LIMITED | Dorenell Windfarm | Dorenell 132/33kV Substation | 177 | 0 | 177 |  | Built | SHET | Wind Onshore
GWYNT Y MOR OFFSHORE WIND FARM LIMITED | Dorenell Windfarm Extension | Blackhillock 400kV Substation | 0 | 610 | 610 | 2033-10-31 | Scoping | SHET | Wind Onshore
SSE RENEWABLES WIND FARMS (UK) LIMITED | Douglas West | Coalburn 132/33kV Substation | 45 | 0 | 45 |  | Built | SPT | Wind Onshore
HAGSHAW HILL REPOWERING LTD | Douglas West Extension | Douglas West Extension Windfarm | 0 | 60 | 60 | 2024-07-31 | Consents Approved | SPT | Wind Onshore
HAGSHAW HILL REPOWERING LTD | Dowlais | Upperboat 132kV Substation | 21 | 0 | 21 |  | Built | NGET | Thermal
SCOTTISHPOWER RENEWABLES (UK) LIMITED | Downiebrae BESS | DALMARNOCK 132 kV | 0 | 150 | 150 | 2028-04-30 | Scoping | SPT | Energy Storage System
HAMS HALL GREEN ENERGY LIMITED | Drakelow | Drakelow 400kV Substation | 0 | 57 | 57 | 2024-10-31 | Scoping | NGET | PV Array
LDV HARBURNHEAD LIMITED | Drakelow BESS | Drakelow 132kV | 0 | 200 | 200 | 2029-10-30 | Scoping | NGET | Energy Storage System
ENERGYFARM UK HARE CRAIG LLP | Drakelow Green Energy Centre | Drakelow 400kV Substation | 0 | 400 | 400 | 2026-10-30 | Awaiting Consents | NGET | Energy Storage System; PV Array (Photo Voltaic/solar)
SCOTTISHPOWER RENEWABLES (UK) LIMITED | Drakelow Green Energy Centre | Drakelow 400kV Substation | 0 | 625 | 1025 | 2029-10-30 | Awaiting Consents | NGET | Energy Storage System; PV Array (Photo Voltaic/solar)
HARESHAW RIG WF LIMITED | Drax | Drax 400kV Substation | 0 | 190 | 190 | 2025-06-30 | Scoping | NGET | Energy Storage System
SCOTTISHPOWER RENEWABLES (UK) LIMITED | Drax (Biomass) | Drax 400kV Substation | 1905 | 0 | 1905 |  | Built | NGET | Biomass
SCOTTISHPOWER RENEWABLES (UK) LIMITED | Drax (Coal) | Drax 400kV Substation | 2001 | 0 | 2001 |  | Built | NGET | Coal
INNOVA RENEWABLES LIMITED | Drax Solar | Drax 400kV Substation | 0 | 400 | 400 | 2029-09-30 | Scoping | NGET | PV Array (Photo Voltaic/solar)
BANKS RENEWABLES (HARTING RIG WIND FARM) LIMITED | Drongan Battery Storage | Coylton 132/33kV Substation | 0 | 100 | 100 | 2026-10-20 | Scoping | SPT | Demand; Energy Storage System
EDF ENERGY NUCLEAR GENERATION LIMITED | Druim Leathann BEGA | Stornoway GSP | 0 | 49.7 | 49.7 | 2027-03-31 | Scoping | SHET | Wind Onshore
HAWKERS HILL ENERGY PARK LIMITED | Drumfad Battery Storage System | Helensburgh 33kV Substation | 0 | 39.9 | 39.9 | 2027-10-31 | Scoping | SPT | Energy Storage System
EDF ENERGY RENEWABLES LIMITED | Drum Farm Energy Storage Facility | Keith GSP | 0 | 49.9 | 49.9 | 2028-10-31 | Scoping | SHET | Energy Storage System
ECOTRICITY GENERATION LIMITED | Drumlithie Battery Storage | Fetteresso GSP | 0 | 49.9 | 49.9 | 2028-10-31 | Scoping | SHET | Energy Storage System
HESTA HEAD WIND FARM LIMITED | Drummarnock Wind Farm | Bonnybridge GSP | 0 | 30 | 30 | 2026-10-01 | Scoping | SPT | Wind Onshore
INNOVA RENEWABLES LIMITED | Drumore Farm | Alness 132/33kV Substation | 0 | 49.9 | 49.9 | 2030-10-31 | Scoping | SHET | Energy Storage System
EDF ENERGY NUCLEAR GENERATION LIMITED | Dudgeon Offshore Wind Farm | Necton 400kV Substation | 400 | 0 | 400 |  | Built | NGET | Wind Offshore
HIGH CONSTELLATION WINDFARM LIMITED | Dunach Wind Farm | Taynuilt GSP | 0 | 100.8 | 100.8 | 2034-10-31 | Scoping | SHET | Wind Onshore
AMPYR ENERGY UK DEVELOPMENT LIMITED | Dunclent Battery Storage | Dunclent 400kV | 0 | 400 | 400 | 2030-10-31 | Scoping | NGET | Energy Storage System
TRANQUILITY ENERGY LIMITED | Dungeness B | Dungeness 275kV Substation | 1120 | 0 | 1120 |  | Built | NGET | Nuclear
ENSO GREEN HOLDINGS LIMITED | Dungeness Energy Park | Dungeness 400kV Substation | 0 | 500 | 500 | 2029-04-01 | Scoping | NGET | Energy Storage System; PV Array (Photo Voltaic/solar)
ENSO GREEN HOLDINGS LIMITED | Dunlaw Extension | Dunlaw Extension 132kV Substation | 29.75 | 0 | 29.75 |  | Built | SPT | Wind Onshore
HVS GRIDCO LTD | Dunmaglass Wind Farm | Dunmaglass 132kV Substation | 94 | 0 | 94 |  | Built | SHET | Wind Onshore
HILL OF GLASCHYLE RENEWABLES LLP | Earba PSH | Earba PSH Powerhouse Substation | 0 | 900 | 900 | 2029-10-31 | Scoping | SHET | Pump Storage
HILL OF TOWIE LIMITED | Earl Shilton BESS | Earl Shilton 275kV | 0 | 500 | 500 | 2029-10-26 | Scoping | NGET | Energy Storage System
RENEWABLE ENERGY SYSTEMS LIMITED | Earraghail Renewable Energy Development (formerly Skipness & Corranbuie) | Earraghail 275/33KV Substation | 0 | 105 | 105 | 2026-10-31 | Scoping | SHET | Wind Onshore
EDF ENERGY NUCLEAR GENERATION LIMITED | East Anglia One | Platform EA One 220/66kV Offshore Substation | 680 | 0 | 680 |  | Built | NGET | Wind Offshore
EDF ENERGY NUCLEAR GENERATION LIMITED | East Anglia One North | EA1N 275/66kV Offshore Platform | 0 | 860 | 860 | 2026-03-31 | Awaiting Consents | NGET | Wind Offshore
EDF ENERGY NUCLEAR GENERATION LIMITED | East Anglia Three | East Anglia Project Three Offshore Platform | 0 | 1200 | 1200 | 2026-01-31 | Consents Approved | NGET | Wind Offshore
EDF ENERGY RENEWABLES LIMITED | East Anglia Three | East Anglia Project Three Offshore Platform | 0 | 100 | 1300 | 2028-12-31 | Consents Approved | NGET | Wind Offshore
HIRWAUN POWER LIMITED | East Anglia Two | EA2A and EA2B 275/66kV Offshore Platform | 0 | 860 | 860 | 2025-12-31 | Awaiting Consents | NGET | Wind Offshore
HARMONY HB LIMITED | East Claydon | East Claydon 400kV Substation | 0 | 500 | 500 | 2028-10-30 | Awaiting Consents | NGET | Energy Storage System; PV Array (Photo Voltaic/solar)
SCOTTISHPOWER RENEWABLES (UK) LIMITED | East Claydon Green Energy Centre | East Claydon 400kV Substation | 0 | 1025 | 1025 | 2034-10-01 | Awaiting Consents | NGET | Energy Storage System; PV Array (Photo Voltaic/solar)
ORTHIOS POWER (ANGLESEY) LIMITED | East Claydon Greener Grid Park | East Claydon 400kV Substation | 0 | 650 | 650 | 2036-11-01 | Scoping | NGET | Energy Storage System
ORTHIOS POWER (ANGLESEY) LIMITED | East Claydon High Impact Green Energy Hub (HIGEH) 1 | East Claydon 400kV Substation | 0 | 1000 | 1000 | 2034-10-31 | Scoping | NGET | Energy Storage System; Nuclear; PV Array (Photo Voltaic/solar); Reactive Compensation; Wind Onshore
HOPSRIG WIND FARM LIMITED | East Claydon Solar PV | East Claydon 400kV Substation | 0 | 500 | 500 | 2026-10-01 | Scoping | NGET | PV Array (Photo Voltaic/solar)
HORNSEA 1 LIMITED | East Pit | Rhigos 400kV Substation | 0 | 750 | 750 | 2037-10-15 | Scoping | NGET | Energy Storage System; PV Array (Photo Voltaic/solar)
HORNSEA 1 LIMITED | Eaton Socon High Impact Green Energy Hub (HIGEH) 1 | Eaton Socon 400kV Substation | 0 | 1000 | 1000 | 2033-10-30 | Awaiting Consents | NGET | Energy Storage System; Nuclear; PV Array (Photo Voltaic/solar); Wind Onshore
HORNSEA 1 LIMITED | Eaton Socon PV Storage | Eaton Socon 400kV Substation | 0 | 49.9 | 49.9 | 2029-10-30 | Scoping | NGET | Energy Storage System; PV Array (Photo Voltaic/solar)
BREESEA LIMITED | Eaton Socon Solar | Eaton Socon 400kV Substation | 0 | 500 | 500 | 2028-10-31 | Scoping | NGET | Energy Storage System; PV Array (Photo Voltaic/solar)
SOUNDMARK WIND LIMITED | Eccles BESS | Eccles 400kV Substation | 0 | 500 | 500 | 2026-04-12 | Scoping | SPT | Energy Storage System
SONNINGMAY WIND LIMITED | EcoGrainWest | Grain West 400kV Substation | 0 | 249 | 249 | 2029-12-31 | Awaiting Consents | NGET | Energy Storage System; PV Array (Photo Voltaic/solar)
ORSTED HORNSEA PROJECT THREE (UK) LIMITED | EcoGrimsbyWest | Grimsby West 400kV Substation | 0 | 249 | 249 | 2031-10-30 | Scoping | NGET | Energy Storage System; PV Array (Photo Voltaic/solar)
ORSTED HORNSEA PROJECT THREE (UK) LIMITED | EcoLovedean | Lovedean 400kV Substation | 0 | 249 | 249 | 2031-03-31 | Scoping | NGET | Energy Storage System
ORSTED HORNSEA PROJECT FOUR LIMITED | EcoMablethorpe | Mablethorpe 400kV Substation | 0 | 249 | 249 | 2034-08-30 | Scoping | NGET | Energy Storage System; PV Array (Photo Voltaic/solar)
ORSTED HORNSEA PROJECT FOUR LIMITED | EcoStocksbridge | Stocksbridge 400kV Substation | 0 | 249 | 249 | 2036-10-30 | Scoping | NGET | Energy Storage System; PV Array (Photo Voltaic/solar)
RWE RENEWABLES UK HUMBER WIND LIMITED | EcoUskmouth | Uskmouth 275kV Substation | 0 | 249 | 249 | 2029-06-14 | Scoping | NGET | Energy Storage System
ADD RENEWABLES NO.3 LIMITED | EcoWymondley | Wymondley 400kV Substation | 0 | 249 | 249 | 2033-10-30 | Scoping | NGET | Energy Storage System; PV Array (Photo Voltaic/solar)
FLEXIBLEGRIDPOWER2 LTD | EcoYaxley1 | Yaxley 400kV Substation | 0 | 249 | 249 | 2030-12-30 | Scoping | NGET | Energy Storage System; PV Array (Photo Voltaic/solar)
ENERGYGRIDPOWER2 LTD | Edinbane Windfarm | Edinbane GSP | 41.4 | 0 | 41.4 |  | Built | SHET | Energy Storage System; Wind Onshore
UK POWER RESERVE LIMITED | Edinbane Windfarm | Edinbane GSP | 0 | 48.6 | 90 | 2030-01-01 | Scoping | SHET | Energy Storage System; Wind Onshore
OSSPV001 LIMITED | Eggborough | Eggborough 400kV Substation | 0 | 2450 | 2450 | 2026-10-01 | Awaiting Consents | NGET | CCGT (Combined Cycle Gas Turbine); Energy Storage System; OCGT (Open Cycle Gas Turbine)
HYWIND (SCOTLAND) LIMITED | Eggborough SSE | Eggborough 400kV Substation | 0 | 550 | 550 | 2032-06-16 | Scoping | NGET | Energy Storage System; PV Array (Photo Voltaic/solar)
HECATE INDEPENDENT POWER LIMITED | Eggborough PV & BESS Sub | Eggborough 400kV Substation | 0 | 249.9 | 249.9 | 2033-10-28 | Scoping | NGET | Energy Storage System; PV Array (Photo Voltaic/solar)
HECATE INDEPENDENT POWER LIMITED | Elchies Wind Farm | Elchies 132/33kV Substation | 0 | 99 | 99 | 2027-06-30 | Scoping | SHET | Wind Onshore
HECATE INDEPENDENT POWER LIMITED | Elgin BESS | Elgin GSP | 0 | 30 | 30 | 2028-10-31 | Scoping | SHET | Energy Storage System
HECATE INDEPENDENT POWER LIMITED | Elizabeth Yellow One | Wylfa 400kV Substation | 0 | 1500 | 1500 | 2033-04-01 | Scoping | NGET | Wind Offshore
VPI IMMINGHAM LLP | Elland BESS | Elland 132kV Substation | 0 | 99.9 | 99.9 | 2036-10-30 | Scoping | NGET | Energy Storage System
VPI IMMINGHAM LLP | Elmya Braybrooke BESS | Braybrooke 400kV Substation | 0 | 252 | 252 | 2031-10-31 | Awaiting Consents | NGET | Energy Storage System
INCH CAPE OFFSHORE LIMITED | Elmya Grange Road | Elmya Grange 400kV | 0 | 300 | 300 | 2031-10-30 | Awaiting Consents | NGET | Energy Storage System; PV Array (Photo Voltaic/solar)
INCH CAPE OFFSHORE LIMITED | Elmya Hunterston | Hunterston 400kV Substation | 0 | 400 | 400 | 2029-10-09 | Awaiting Consents | SPT | Energy Storage System
INDIAN QUEENS POWER LIMITED | Elmya Melbourne BESS | Thornton 400kV Substation | 0 | 300 | 300 | 2033-10-28 | Awaiting Consents | NGET | Energy Storage System
IQ ENERGY CENTRE LIMITED | ELMYA REDNAL | Ironbridge 400kV Substation | 0 | 300 | 300 | 2034-10-30 | Awaiting Consents | NGET | Energy Storage System
PIVOTED POWER LLP | Elstree (tertiary) | Elstree 275kV Substation | 0 | 49.9 | 49.9 | 2025-10-31 | Scoping | NGET | PV Array (Photo Voltaic/solar)
INVENERGY SERVICES UK LIMITED | Elstree (tertiary) | Elstree 275kV Substation | 0 | 7.1 | 57 | 2027-10-31 | Scoping | NGET | Energy Storage System; PV Array (Photo Voltaic/solar)
INVENERGY SERVICES UK LIMITED | Elstree 400MW BESS | Elstree 400kV Substation | 0 | 400 | 400 | 2029-10-31 | Scoping | NGET | Energy Storage System
SSE GENERATION LIMITED | Elstree Energy Storage | Elstree 132kV Substation | 0 | 170 | 170 | 2029-10-01 | Scoping | NGET | Energy Storage System
IRON ACTON GREEN LIMITED | Elvanfoot (25MW) Energy Storage | Elvanfoot 275/132/33kV | 0 | 25 | 25 | 2029-10-26 | Scoping | SPT | Energy Storage System
IRON ACTON GREEN LIMITED | Elvanfoot (50MW) Energy Storage | Elvanfoot 275/132/33kV | 0 | 50 | 50 | 2029-10-26 | Scoping | SPT | Energy Storage System
IRON ACTON GREEN LIMITED | Elvanfoot (9.8 MW) Energy Storage | Elvanfoot 132kV/33kV Substation | 0 | 9.8 | 9.8 | 2024-12-06 | Scoping | SPT | Battery Storage
HD000ACT LTD | Enderby | Enderby 400kV Substation | 0 | 57 | 57 | 2023-08-31 | Consents Approved | NGET | Battery Storage
HD000ACT LTD | Enderby BESS | Earl Shilton 400kV Substation | 0 | 249.9 | 249.9 | 2033-11-30 | Scoping | NGET | Energy Storage System; PV Array (Photo Voltaic/solar)
IGP SOLAR 16 LIMITED | Enderby Farm | Enderby 400kV Substation | 0 | 200 | 200 | 2034-10-31 | Scoping | NGET | Energy Storage System; PV Array (Photo Voltaic/solar)
INNOVA RENEWABLES LIMITED | Enderby Farm 2 | Earl Shilton 400kV Substation | 0 | 700 | 700 | 2034-10-31 | Scoping | NGET | Energy Storage System; PV Array (Photo Voltaic/solar)
ENSO GREEN HOLDINGS F LIMITED | Enderby Green Energy Centre | Enderby 400kV Substation | 0 | 1025 | 1025 | 2028-10-30 | Awaiting Consents | NGET | Energy Storage System; PV Array (Photo Voltaic/solar)
ENSO GREEN HOLDINGS F LIMITED | Enderby Tertiary | Enderby 400kV Substation | 0 | 57 | 57 | 2024-05-01 | Scoping | NGET | Thermal
ENSO GREEN HOLDINGS F LIMITED | Energy Isles | Energy Isles 132kV Substation | 0 | 120.3 | 120.3 | 2027-04-01 | Awaiting Consents | SHET | Wind Onshore
PIVOTED POWER LLP | Enfield | Brimsdown 132kV Substation | 442 | 0 | 442 |  | Built | NGET | CCGT
HARMONY JF LIMITED | Enoch Hill | Enoch Hill 132/33kV Substation | 0 | 69 | 69 | 2023-05-30 | Scoping | SPT | Wind Onshore
HARMONY JF LIMITED | EOLFI Offshore | Eolfi Offshore Substation | 0 | 3000 | 3000 | 2033-10-31 | Scoping | SHET | Wind Offshore
JBM SOLAR PROJECTS 12 LTD | Eppynt Common | Pont Abraham GSP | 0 | 189.5 | 189.5 | 2026-10-31 | Scoping | NGET | Wind Onshore
JBM SOLAR PROJECTS 13 LIMITED | Equinor Celtic Sea 1 | Alverdiscott 400kV Substation | 0 | 1000 | 1000 | 2036-12-06 | Scoping | NGET | Demand; Energy Storage System; Wind Offshore
JG PEARS GRID CONNECTION LIMITED | Equinor Celtic Sea 2 | Alverdiscott 400kV Substation | 0 | 1000 | 1000 | 2036-12-06 | Scoping | NGET | Demand; Energy Storage System; Wind Offshore
JG PEARS GRID CONNECTION LIMITED | ER BBR Energy | ER BBR Energy 132kV Substation | 0 | 50 | 50 | 2029-10-30 | Scoping | SPT | Energy Storage System; PV Array (Photo Voltaic/solar)
JG PEARS GRID CONNECTION LIMITED | ER BR Energy | Tween Bridge 400kV | 0 | 1000 | 1000 | 2035-10-30 | Scoping | NGET | Energy Storage System; PV Array (Photo Voltaic/solar); Wind Onshore
KEADBY GENERATION LIMITED | Erebus | Pembroke 132kV Substation | 0 | 91 | 91 | 2026-11-02 | Scoping | NGET | Wind Offshore
KEADBY GENERATION LIMITED | Eredine Wind Farm | An Suidhe 275/33kV | 0 | 105 | 105 | 2030-10-31 | Scoping | SHET | Wind Onshore
PIVOTED POWER LLP | ER HTP Energy | Hawthorn Pit 400kV Substation | 0 | 57 | 57 | 2034-06-30 | Scoping | NGET | Energy Storage System; PV Array (Photo Voltaic/solar)
INNOVA RENEWABLES LIMITED | ER LBR Energy | Littlebrook 400kV Substation | 0 | 57 | 57 | 2029-10-17 | Scoping | NGET | Energy Storage System; PV Array (Photo Voltaic/solar)
KEITH STORAGE SOLUTIONS LIMITED | ER LIL Energy | Hope 400kV Substation | 0 | 1000 | 1000 | 2036-10-31 | Scoping | NGET | Energy Storage System; PV Array (Photo Voltaic/solar)
KEITH STORAGE SOLUTIONS LIMITED | ER MSM Energy | ER MSM Energy 132kV Substation | 0 | 200 | 200 | 2030-10-31 | Scoping | SPT | Energy Storage System; PV Array (Photo Voltaic/solar); Wind Onshore
KEITH STORAGE SOLUTIONS LIMITED | Errochty | Errochty 132kV Substation | 75 | 0 | 75 |  | Built | SHET | Hydro
DIAMOND WIND LIMITED | ER TWD Energy | Llanteg 400kV Substatio | 0 | 700 | 700 | 2037-09-15 | Scoping | NGET | Energy Storage System; Wind Onshore
Sirius Ecodev (Keithick) Limited | Essendine | Ryhall (Network Rail) GSP | 0 | 240 | 240 | 2028-01-01 | Scoping | NGET | PV Array (Photo Voltaic/solar)
Keith Solar PV Limited | Euchanhead Wind Farm | Euchanhead 132kV Substation | 0 | 112 | 112 | 2027-10-29 | Scoping | SPT | Wind Onshore
GROVEHURST ENERGY LIMITED | Ewe Hill | Ewe Hill GSP | 39 | 0 | 39 |  | Built | SPT | Wind Onshore
PIVOTED POWER LLP | Ewerby | Navenby 400kV Substation | 0 | 500 | 500 | 2029-10-30 | Scoping | NGET | Energy Storage System; PV Array (Photo Voltaic/solar)
ORSTED ONSHORE UK LIMITED | Exeter (Tertiary) | Exeter 400kV Substation | 0 | 49.9 | 49.9 | 2025-11-01 | Awaiting Consents | NGET | Energy Storage System
KENNOXHEAD WIND FARM LIMITED | Exeter BESS and PV (Post-Interactivity Revised Offer) | Exeter 400kV Substation | 0 | 249 | 249 | 2029-12-31 | Scoping | NGET | Energy Storage System; PV Array (Photo Voltaic/solar)
KILBRAUR WIND ENERGY LIMITED | Exeter Main | Exeter 400kV Substation | 0 | 400 | 400 | 2031-11-24 | Scoping | NGET | Energy Storage System; PV Array (Photo Voltaic/solar)
SCOTTISHPOWER RENEWABLES (UK) LIMITED | Exeter Main Tertiary | Exeter 400kV Substation | 0 | 57 | 57 | 2024-05-01 | Scoping | NGET | Thermal
SCOTTISHPOWER RENEWABLES (UK) LIMITED | Exeter Solar PV & BESS | Exeter 400kV Substation | 0 | 290 | 290 | 2027-08-31 | Awaiting Consents | NGET | Energy Storage System; PV Array (Photo Voltaic/solar)
UNIPER UK LIMITED | Eye Grid Services Facility | Yaxley 400kV Substation | 0 | 0 | 0 | 2024-10-31 | Consents Approved | NGET | Reactive Compensation
UNIPER UK LIMITED | Fairholme BESS | Minety 400kV Substation | 0 | 47.5 | 47.5 | 2025-02-28 | Consents Approved | NGET | Battery Storage
NORIKER POWER LTD | Fallago Rig 2 | Fallago 400kV Substation | 0 | 41.4 | 41.4 | 2023-10-31 | Awaiting Consents | SPT | Wind Onshore
WEAVER POWER LIMITED | Fallago Rig Wind Farm | Fallago 400kV Substation | 144 | 0 | 144 |  | Built | SPT | Wind Onshore
SSE GENERATION LIMITED | Fancott | Sundon 400kV Substation | 0 | 600 | 600 | 2031-10-30 | Scoping | NGET | Energy Storage System
SPECTRUMRESERVE LTD | Farnham BESS | Wrecclesham 33kV | 0 | 20 | 20 | 2023-03-01 | Under Construction/Commissioning | NGET | Battery Storage
ENERGYGRIDPOWER3 LTD | Farr Wind Farm - Tomatin | Beauly GSP | 92 | 0 | 92 |  | Built | SHET | Wind Onshore
KINCARDINE OFFSHORE WINDFARM LIMITED | Fasnakyle G1 & G2 | Fasnakyle GSP | 46 | 0 | 46 |  | Built | SHET | Hydro
EP UK POWER DEVELOPMENT LTD | Fasnakyle G3 & G4 | Fasnakyle GSP | 30.5 | 0 | 30.5 |  | Built | SHET | Hydro
RWE GENERATION UK PLC | Fasque Windfarm | Fasque Wind Farm 132kV Substation | 0 | 90 | 90 | 2028-10-31 | Scoping | SHET | Wind Onshore
ENSO GREEN HOLDINGS G LIMITED | Fawley CHP | Fawley 400kV Substation | 158 | 0 | 158 |  | Built | NGET | CHP
ENSO GREEN HOLDINGS G LIMITED | Faw Side Community Wind Farm | Faw Side Community Wind Farm Substation | 0 | 250 | 250 | 2025-10-31 | Awaiting Consents | SPT | Wind Onshore
ENSO GREEN HOLDINGS G LIMITED | Fearna PSH | Loch Fearna Pumped Storage 275kV | 0 | 900 | 900 | 2035-10-31 | Scoping | SHET | Pump Storage
IGP Solar 24 Limited | Feckenham ENSO | Feckenham 400kV Substation | 0 | 200 | 200 | 2033-10-31 | Awaiting Consents | NGET | Energy Storage System; PV Array (Photo Voltaic/solar)
RENEWABLE ENERGY SYSTEMS LIMITED | Feckenham ENSO | Feckenham 400kV Substation | 0 | 100 | 300 | 2034-10-31 | Awaiting Consents | NGET | Energy Storage System; PV Array (Photo Voltaic/solar)
PIVOTED POWER LLP | Feckenham ENSO | Feckenham 400kV Substation | 0 | 100 | 400 | 2035-10-31 | Awaiting Consents | NGET | Energy Storage System; PV Array (Photo Voltaic/solar)
INNOVA RENEWABLES LIMITED | Feckenham Solar | Feckenham 400kV Substation | 0 | 500 | 500 | 2029-07-21 | Scoping | NGET | Energy Storage System; PV Array (Photo Voltaic/solar)
KIRK HILL WIND FARM LIMITED | Feckenham | Feckenham 400kV Substation | 0 | 12 | 12 | 2023-10-27 | Scoping | NGET | Battery Storage
Kirkton Wind Farm Ltd | Feckenham | Feckenham 400kV Substation | 0 | 138 | 150 | 2032-10-31 | Scoping | NGET | Energy Storage System; Reactive Compensation
Knockcronal Wind Farm Limited | Feckenham Energy Park | Feckenham 400kV Substation | 0 | 500 | 500 | 2033-10-31 | Scoping | NGET | Energy Storage System; PV Array (Photo Voltaic/solar)
Naturalis Energy Developments Ltd | Feckenham Green Energy Centre | Feckenham 400kV Substation | 0 | 1025 | 1025 | 2032-10-30 | Scoping | NGET | Energy Storage System; PV Array (Photo Voltaic/solar)
REG KNOCKODHAR LIMITED | Fell Wind Farm | Fell Wind Farm 132/33kV Substation | 0 | 50 | 50 | 2028-10-30 | Scoping | SPT | Wind Onshore
BANKS RENEWABLES (KYPE MUIR WIND FARM) LIMITED | Fenwick Solar Project | Thorpe Marsh A 400kV Substation | 0 | 237.5 | 237.5 | 2032-04-16 | Scoping | NGET | Energy Storage System; PV Array (Photo Voltaic/solar)
ENERGYFARM UK LAIRG LLP | Ferrybridge B BESS & Solar Substation | Ferrybridge B 132kV Substation | 0 | 99.9 | 99.9 | 2035-10-24 | Scoping | NGET | Energy Storage System; PV Array (Photo Voltaic/solar)
Lakeside Energy Storage Limited | Ferrybridge C PV & BESS Substation | Ferrybridge C 275kV Substation | 0 | 249.9 | 249.9 | 2035-10-24 | Scoping | NGET | Energy Storage System; PV Array (Photo Voltaic/solar)
PIVOTED POWER LLP | Ferrybridge D | Ferrybridge C 275kV Substation | 0 | 310 | 310 | 2028-10-06 | Scoping | NGET | CCGT (Combined Cycle Gas Turbine)
RWE RENEWABLES UK ONSHORE WIND LIMITED | Ferrybridge D | Ferrybridge C 275kV Substation | 0 | 910 | 1220 | 2030-10-04 | Awaiting Consents | NGET | CCGT (Combined Cycle Gas Turbine)
PIVOTED POWER LLP | Ferrybridge D | Ferrybridge C 275kV Substation | 0 | 600 | 1820 | 2034-06-01 | Awaiting Consents | NGET | CCGT (Combined Cycle Gas Turbine)
LAN FAWR ENERGY PARK LIMITED | Fferm Solar Pentir | Pentir 400kV Substation | 0 | 57 | 57 | 2027-05-01 | Scoping | NGET | PV Array (Photo Voltaic/solar)
EP LANGAGE LIMITED | Ffestiniog | Ffestiniog 275kV Substation | 360 | 0 | 360 |  | Built | NGET | Pump Storage
LANGAGE ENERGY PARK LIMITED | Fiddes Battery Storage | Fiddes GSP | 0 | 30 | 30 | 2028-10-31 | Scoping | SHET | Energy Storage System
LAUGHTON SOLAR PARK LIMITED | Fiddlers Ferry BESS | Fiddlers Ferry 275kV Substation | 0 | 900 | 900 | 2037-11-30 | Scoping | NGET | Energy Storage System
LEGACY GREEN ENERGY LIMITED | Field Farm | Stalybridge 400kV Substation | 0 | 249.9 | 249.9 | 2030-10-31 | Scoping | NGET | Energy Storage System
HD639LEG LIMITED | Fife 2 BESS | Westfield GSP | 0 | 49.9 | 49.9 | 2028-06-14 | Scoping | SPT | Energy Storage System
BANKS RENEWABLES (LETHANS WIND FARM) LIMITED | Fife Battery Storage | Westfield GSP | 0 | 200 | 200 | 2031-10-30 | Scoping | SPT | Energy Storage System
LIMEKILN GRID LIMITED | Fife Energy Centre |  | 0 | 100 | 100 | 2028-04-28 | Scoping | SPT | Energy Storage System
LINCS WIND FARM LIMITED | Fife Grid Services | Fife Grid Services Facility 275kV Substation | 0 | 0 | 0 | 2024-04-12 | Scoping | SPT | Reactive Compensation
LISTER BATTERY LTD | Finlarig | Finlarig GSP | 16.5 | 0 | 16.5 |  | Built | SHET | Hydro
ORSTED ESS MERSEY LIMITED | Five Estuaries Offshore Wind Farm | Five Estuaries 220/66 kV Offshore Substation | 0 | 1080 | 1080 | 2030-10-31 | Scoping | NGET | Wind Offshore
LISTER DRIVE SOLUTIONS LIMITED | Flash Solar Farm | Staythorpe 400kV Substation | 0 | 360 | 360 | 2025-08-01 | Scoping | NGET | Energy Storage System; PV Array (Photo Voltaic/solar)
SHAW-ENERGI LTD | Flash Solar Farm | Staythorpe 400kV Substation | 0 | 40 | 400 | 2027-05-01 | Scoping | NGET | Energy Storage System; PV Array (Photo Voltaic/solar)
RWE GENERATION UK PLC | Flash Solar Farm | Staythorpe 400kV Substation | 0 | 200 | 600 | 2027-08-01 | Scoping | NGET | Energy Storage System; PV Array (Photo Voltaic/solar)
BRYN GILWERN ENERGY PARK LIMITED | Flash Solar Farm | Staythorpe 400kV Substation | 0 | 200 | 800 | 2028-05-01 | Scoping | NGET | Energy Storage System; PV Array (Photo Voltaic/solar)
DAISY NO 2 LIMITED | Fleet (Tertiary) | Fleet 400kV Substation | 0 | 47.5 | 47.5 | 2025-10-31 | Scoping | NGET | PV Array (Photo Voltaic/solar)
SSE GENERATION LIMITED | Fleet EGH (Tertiary) | Fleet 400kV Substation | 0 | 49.9 | 49.9 | 2025-10-31 | Awaiting Consents | NGET | PV Array (Photo Voltaic/solar)
GREENFIELDS (T) LIMITED | Fleet EGH (Tertiary) | Fleet 400kV Substation | 0 | 7.1 | 57 | 2026-10-31 | Awaiting Consents | NGET | Energy Storage System; PV Array (Photo Voltaic/solar)
GREENFIELDS (Q) LIMITED | Fleet Farm | Fleet 400kV Substation | 0 | 200 | 200 | 2038-04-30 | Scoping | NGET | Energy Storage System; PV Array (Photo Voltaic/solar)
ESGAIR GALED ENERGY PARK LIMITED | Fleet Farm 2 | Fleet 400kV Substation | 0 | 700 | 700 | 2038-06-30 | Scoping | NGET | Energy Storage System; PV Array (Photo Voltaic/solar)
FALCK RENEWABLES WIND LIMITED | Fleet Tertiary | Fleet 400kV Substation | 0 | 47.5 | 47.5 | 2025-11-30 | Scoping | NGET | Thermal
SSE GENERATION LIMITED | Flemyland Battery Storage | Kilwinning | 0 | 100 | 100 | 2027-10-26 | Scoping | SPT | Demand; Energy Storage System
TURBINE MARKETING SPV LIMITED | Flooring Porter | Tween Bridge 400kV | 0 | 100 | 100 | 2033-11-29 | Scoping | NGET | Energy Storage System
LOCH KEMP STORAGE LIMITED | Fort Dunlop | Dunlop 132kV Substation | 99 | 0 | 99 |  | Built | NGET | OCGT
LZN LIMITED | Foyers | Foyers 275kV Substation | 300 | 0 | 300 |  | Built | SHET | Pump Storage
BLUEBELL WIND FARM LIMITED | Freasdail | Crossaig 132kV Substation | 22.2 | 0 | 22.2 |  | Built | SHET | Wind Onshore
LOCH NAN EUN STORAGE LIMITED | Frodsham Solar Park | Frodsham 275kV Substation | 0 | 100 | 100 | 2026-12-30 | Scoping | NGET | PV Array (Photo Voltaic/solar)
LOGANHEAD WF LIMITED | Fron Goch | Pont Abraham GSP | 0 | 252.7 | 252.7 | 2026-10-31 | Scoping | NGET | Wind Onshore
LONDON ARRAY LIMITED | Gaerwen Wind Farm | Gwyddelwern 400kV Substation | 0 | 67 | 67 | 2027-06-01 | Awaiting Consents | NGET | Wind Onshore
RWE RENEWABLES UK ONSHORE WIND LIMITED | Galawhistle Wind Farm | Galawhistle 132/33kV Substation | 55.2 | 0 | 55.2 |  | Built | SPT | Wind Onshore
LOVEDEAN GREEN LIMITED | Gallatown Battery Energy Storage Facility | Redhouse 132/33kV Substation | 0 | 80 | 80 | 2029-10-31 | Scoping | SPT | Energy Storage System
LOVEDEAN GREEN LIMITED | Galloper Wind Farm | Galloper North 132/33kV Substation | 348 | 0 | 348 |  | Built | NGET | Wind Offshore
STATKRAFT UK LTD | Gallos | Alverdiscott 400kV Substation | 0 | 2000 | 2000 | 2036-12-06 | Scoping | NGET | Wind Offshore
STATKRAFT UK LTD | Gammidge PV & BESS Park | Grendon 132kV Substation | 0 | 40.9 | 40.9 | 2024-10-31 | Scoping | NGET | PV Array
SSE GENERATION LIMITED | Garbet Wind Farm | Keith GSP | 0 | 46.2 | 46.2 | 2026-10-31 | Consents Approved | SHET | Wind Onshore
SSE GENERATION LIMITED | Garn Fach Wind Farm |  | 0 | 110 | 110 | 2032-05-01 | Scoping | NGET | Wind Onshore
LYNEMOUTH POWER LIMITED | Gartclash Farm BESS | Denny GSP | 0 | 200 | 200 | 2027-10-29 | Scoping | SPT | Energy Storage System
RWE COGEN UK (HYTHE) LIMITED | Garvary Wind Farm |  | 0 | 222 | 222 | 2028-06-30 | Scoping | SHET | Wind Onshore
BLUEFLOAT ENERGY UK HOLDINGS LIMITED | Gateway Energy Centre Power Station | Coryton South 400kV Substation | 0 | 450 | 450 | 2025-09-30 | Consents Approved | NGET | CCGT (Combined Cycle Gas Turbine); Energy Storage System; OCGT (Open Cycle Gas Turbine)
STATERA ENERGY LIMITED | Gateway Energy Centre Power Station | Coryton South 400kV Substation | 0 | 550 | 1000 | 2029-10-30 | Consents Approved | NGET | CCGT (Combined Cycle Gas Turbine); Energy Storage System; OCGT (Open Cycle Gas Turbine)
NUCLEAR DECOMMISSIONING AUTHORITY | Gatroben Offshore Wind Farm | Gatroben Offshore Substation | 0 | 1320 | 1320 | 2031-10-31 | Scoping | NGET | Wind Offshore
MAGNORA OFFSHORE WIND AS | GF Upper Boat | Upper Boat 275kV Substation | 0 | 0 | 0 | 2025-05-31 | Scoping | NGET | Energy Storage System; Reactive Compensation
BAYWA R.E. UK LIMITED | GF Upper Boat | Upper Boat 275kV Substation | 0 | 0 | 0 | 2025-10-31 | Scoping | NGET | Energy Storage System; Reactive Compensation
PIVOTED POWER LLP | GF Upper Boat | Upper Boat 275kV Substation | 0 | 200 | 200 | 2028-10-31 | Scoping | NGET | Energy Storage System; Reactive Compensation
MANNINGTON ENERGY CENTRE LIMITED | GH DEVCO Kincardine BESS | Kincardine GSP | 0 | 42 | 42 | 2028-12-01 | Scoping | SPT | Energy Storage System
MARCHWOOD POWER LIMITED | Giants Burn Wind Farm | Dunoon GSP | 0 | 44 | 44 | 2030-05-31 | Scoping | SHET | Wind Onshore
EnergyFarm UK Margree LLP | Glanford | Keadby GSP | 15 | 0 | 15 |  | Built | NGET | Biomass
SCOTTISHPOWER RENEWABLES (UK) LIMITED | Gleann Eoghainn | Dunvegan GSP | 0 | 25 | 25 | 2027-10-31 | Scoping | SHET | Wind Onshore
RWE MARKINCH LIMITED | Glen App Windfarm | Glen App and Loch Ree 132/33kV Substation | 32.2 | 0 | 32.2 |  | Built | SPT | Wind Onshore
MEDWAY POWER LIMITED | Glencassley Wind Farm | Shin GSP | 0 | 65 | 65 | 2026-10-31 | Awaiting Consents | SHET | Wind Onshore
IGP SOLAR 15 LIMITED | Glenchamber Wind Farm | Glenluce GSP | 27.5 | 0 | 27.5 |  | Built | SPT | Wind Onshore
MELKSHAM CALNE GREEN LIMITED | Glendoe | Fort Augustus GSP | 99.9 | 0 | 99.9 |  | Built | SHET | Hydro
MELKSHAM CALNE GREEN LIMITED | Glendye Wind Farm | Glendye Wind Farm Substation | 0 | 156 | 156 | 2028-10-31 | Scoping | SHET | Wind Onshore
OFFSHORE WIND LIMITED | Glen Kyllachy Wind Farm | Glen Kyllachy Wind Farm Substation | 48.5 | 0 | 48.5 |  | Built | SHET | Wind Onshore
OFFSHORE WIND LIMITED | Glenmoriston (part of the Moriston Cascade) | Glenmoriston GSP | 40 | 0 | 40 |  | Built | SHET | Hydro
E.E.W. ECO ENERGY WORLD DEVELOPMENT HOLDING LIMITED | Glenmuckloch Pumped Storage | Glenmuckloch 132kV Substation | 0 | 210 | 210 | 2027-06-30 | Consents Approved | SPT | Pump Storage
MEYGEN PLC | Glenmuckloch Wind Farm | Glenmuckloch 132kV Substation | 0 | 33.6 | 33.6 | 2026-10-30 | Awaiting Consents | SPT | Wind Onshore
MEYGEN PLC | Glenrossal Wind Farm | Shin GSP | 0 | 50 | 50 | 2027-09-30 | Scoping | SHET | Wind Onshore
MEYGEN PLC | Glenrothes BESS | Glenrothes 275/33kV | 0 | 46 | 46 | 2025-10-30 | Scoping | SPT | Energy Storage System
MEYGEN PLC | Glenshimmeroch Windfarm | Quantans Hill 132kV | 0 | 50 | 50 | 2027-08-26 | Consents Approved | SPT | Wind Onshore
BANKS RENEWABLES (MIDDLE MUIR WIND FARM) LIMITED | Glens of Foudland Wind (SRO) | Keith GSP | 26 | 0 | 26 |  | Built | SHET | Wind Onshore
KONA ASSET 1 LIMITED | Glentaggart 42MW BESS | Glentaggart WF 33kV Substation | 0 | 42 | 42 | 2027-10-31 | Scoping | SPT | Wind Onshore
CONRAD (MIDDLEWICH) LIMITED | Glen Ullinish Extension | Glen Ullinish Extension 132/33kV Substation | 0 | 240 | 240 | 2027-04-01 | Scoping | SHET | Wind Onshore
RENEWABLE ENERGY SYSTEMS LIMITED | Glen Ullinish Wind Farm | Glen Ullinish 132/33kV Substation | 0 | 49.9 | 49.9 | 2026-10-31 | Consents Approved | SHET | Wind Onshore
EGNEDOL PEMBROKE ECO-POWER LIMITED | Goole Fields Wind Farm |  | 32 | 0 | 32 |  | Built | NGET | Wind Onshore
MILLBROOK POWER LIMITED | Gordonbush Wind Farm | Gordonbush GSP | 108 | 0 | 108 |  | Built | SHET | Wind Onshore
FALCK RENEWABLES WIND LIMITED | Gordonstown Hill Wind Farm | Kintore GSP | 12.5 | 0 | 12.5 |  | Built | SHET | Wind Onshore
MILLENNIUM WIND ENERGY LIMITED | Grain | Grain 400kV Substation | 1517 | 0 | 1517 |  | Built | NGET | CCGT
HB333MIL LTD | Grain North Power Station | Grain North 132kV Substation | 0 | 49.99 | 49.99 | 2023-06-30 | Consents Approved | NGET | Gas Reciprocating
ESB ASSET DEVELOPMENT UK LIMITED | Grain South Power Station | Grain South 132kV Substation | 0 | 49.99 | 49.99 | 2023-10-30 | Consents Approved | NGET | Gas Reciprocating
JBM SOLAR PROJECTS 14 LTD | Grangemouth CHP | Grangemouth Ineos GSP | 120 | 0 | 120 |  | Built | SPT | CHP
HB411MIN Limited | Greater Gabbard Offshore Wind Farm | Gabbard 33/132kV Offshore Substation | 500 | 0 | 500 |  | Built | OFTO | Wind Offshore
MINNYGAP ENERGY LIMITED | Great Yarmouth |  | 420 | 0 | 420 |  | Built | NGET | CCGT
MINSCA WINDFARM (SCOTLAND) LIMITED | Greenburn Mixed Technology | Greenburn Mixed Technology 132kV Substation | 0 | 90 | 90 | 2027-10-31 | Scoping | SPT | Wind Onshore
MOELFRE ENERGY PARK LIMITED | Green Frog @ Alcoa |  | 40 | 0 | 40 |  | Built | NGET | OCGT
Llyn Lort Energy Park Limited | Green Frog @ Down Barn Farm | Lovedean 400kV Substation | 20 | 0 | 20 |  | Built | NGET | CCGT
MONETS GARDEN BATTERY LTD | Green Frog @ Goose House Lane |  | 21 | 0 | 21 |  | Built | NGET | CCGT
IGP SOLAR 18 LIMITED | Green Frog @ Letchworth | Wymondley GSP | 15 | 0 | 15 |  | Built | NGET | OCGT
HARMONY ENERGY LIMITED | Green Frog @ Moorfield Drive | Padiham 132kV Substation | 21 | 0 | 21 |  | Built | NGET | CCGT
UKPA ENERGYMF LTD | Green Frog @ Rake Lane |  | 21 | 0 | 21 |  | Built | NGET | CCGT
HD777FRY LTD | Green frog @ The Drove |  | 6 | 0 | 6 |  | Built | NGET | OCGT
RWE RENEWABLES UK ONSHORE WIND LIMITED | Green Frog at Lester Way | Cowley GSP | 12 | 0 | 12 |  | Built | NGET | OCGT
LIGHTSOURCE SPV 204 LIMITED | Greengairs East Wind Farm | Cumbernauld GSP | 0 | 42.64 | 42.64 | 2022-11-25 | Awaiting Consents | SPT | Wind Onshore
MORAY OFFSHORE WINDFARM (EAST) LIMITED | Green Hydrogen Solar Farm | Sealand 400kV Substation | 0 | 500 | 500 | 2037-11-30 | Scoping | NGET | Energy Storage System; PV Array (Photo Voltaic/solar)
MORAY OFFSHORE WINDFARM (WEST) LIMITED | Greenland Wind Farm | Greenland 132kV/33kV Substation | 0 | 99 | 99 | 2034-10-31 | Scoping | SHET | Wind Onshore
MORAY OFFSHORE WINDFARM (WEST) LIMITED | Grendon High Impact Green Energy Hub (HIGEH) 1 | Grendon 400kV Substation | 0 | 1000 | 1000 | 2033-10-31 | Awaiting Consents | NGET | Energy Storage System; Nuclear; PV Array (Photo Voltaic/solar); Reactive Compensation; Wind Onshore
OFFSHORE WIND LIMITED | Grendon Solar & BESS | Grendon GSP (NGED EM) | 0 | 500 | 500 | 2029-07-01 | Scoping | NGET | Energy Storage System; PV Array (Photo Voltaic/solar)
LIGHTSOURCE SPV 214 LIMITED | Gresham House Branxton BESS | Branxton 400kV Substation | 0 | 480 | 480 | 2028-04-30 | Scoping | SPT | Energy Storage System
MENTER MON CYF | Gresham House Cockenzie BESS | Cockenzie GSP | 0 | 240 | 240 | 2026-07-31 | Scoping | SPT | Energy Storage System
MENTER MON CYF | Gresham House Dalmarnock BESS | Dalmarnock GSP | 0 | 300 | 300 | 2030-04-30 | Scoping | SPT | Energy Storage System
MENTER MON CYF | Gresham House Gretna BESS | Gretna 400kV Substation | 0 | 400 | 400 | 2031-10-31 | Scoping | SPT | Energy Storage System
MENTER MON CYF | Gresham House Kincardine BESS | Kincardine 275kV Substation | 0 | 300 | 300 | 2028-10-31 | Scoping | SPT | Energy Storage System
Morwind Ltd | Gresham House Mossmoran BESS | Mossmoran 275kV Substation | 0 | 200 | 200 | 2030-10-30 | Scoping | SPT | Energy Storage System
SSE GENERATION LIMITED | Gresham House Rayleigh BESS | Rayleigh 400kV Substation | 0 | 480 | 480 | 2030-10-30 | Scoping | NGET | Energy Storage System
PEEL NRE WIND FARMS (NO. 1) LIMITED | Greta III | Drakelow 400kV Substation | 0 | 500 | 500 | 2029-10-30 | Scoping | NGET | Energy Storage System; PV Array (Photo Voltaic/solar)
ENECO MOY LIMITED | Gretna Synchronous Compensation | Gretna 400kV Substation | 0 | 0 | 0 | 2024-09-30 | Consents Approved | SPT | Reactive Compensation
UISENIS POWER LIMITED | Griffin Wind Farm | Griffin 132/33kV Substation | 188.6 | 0 | 188.6 |  | Built | SHET | Wind Onshore
MWDWL EITHIN ENERGY PARK LIMITED | GT R4 Wind Farm |  | 0 | 1500 | 1500 | 2033-04-01 | Scoping | NGET | Wind Offshore
SSE GENERATION LIMITED | Gunfleet Sands II Offshore Wind Farm | Gunfleet Sands 33/132kV Offshore | 64 | 0 | 64 |  | Built | OFTO | Wind Offshore
NANT AMAN ENERGY PARK LIMITED | Gunfleet Sands Offshore Wind Farm | Gunfleet Sands 33/132kV Offshore | 99.9 | 0 | 99.9 |  | Built | OFTO | Wind Offshore
NANT CEIMENT ENERGY PARK LIMITED | Gwynt Alwen WF | Trawsfynydd GSP | 0 | 108 | 108 | 2027-04-30 | Scoping | NGET | Wind Onshore
EDF ENERGY RENEWABLES LIMITED | Gwynt Glas Offshore Wind Farm | Alverdiscott 400kV Substation | 0 | 300 | 300 | 2031-10-31 | Scoping | NGET | Wind Offshore
NATIVE RIVER LTD | Gwynt Glas Offshore Wind Farm 2 | Alverdiscott 400kV Substation | 0 | 1000 | 1000 | 2036-12-06 | Scoping | NGET | Wind Offshore
NEART NA GAOITHE OFFSHORE WIND LIMITED | Gwynt Y Mor Offshore Wind Farm | Gwynt y Mor 132/33kV Offshore Substation | 574 | 0 | 574 |  | Built | OFTO | Wind Offshore
STATKRAFT UK LTD | Hadyard Hill | Maybole 132/33KV Substation | 99.9 | 0 | 99.9 |  | Built | SPT | Wind Onshore
STATKRAFT UK LTD | Hagshaw Hill Phase 1 | Coalburn 132/33kV Substation | 0 | 30 | 30 | 2024-05-30 | Consents Approved | SPT | Wind Onshore
NEILSTON GRID SERVICES LIMITED | Hagshaw Hill Phase 2 | Coalburn 132/33kV Substation | 0 | 54 | 54 | 2024-05-30 | Consents Approved | SPT | Wind Onshore
SSE UTILITY SOLUTIONS LIMITED | Hagshaw Wind Farm Repowering 2 | Hagshaw Repowering Phase 3 132kV | 0 | 84 | 84 | 2029-04-26 | Scoping | SPT | Energy Storage System; PV Array (Photo Voltaic/solar); Wind Onshore
WEAVER POWER LIMITED | Halbeath | Halbeath 132kV Substation | 0 | 150 | 150 | 2029-07-31 | Scoping | SPT | Demand; Energy Storage System; PV Array (Photo Voltaic/solar); Reactive Compensation
IGP SOLAR 25 LIMITED | Halsary Wind Farm |  | 28.5 | 0 | 28.5 |  | Built | SHET | Wind Onshore
NORFOLK BOREAS LIMITED | Hams Hall Green Energy Centre | Hams Hall 400kV Substation | 0 | 400 | 400 | 2028-10-30 | Scoping | NGET | Energy Storage System; PV Array (Photo Voltaic/solar)
MORAY OFFSHORE RENEWABLE POWER LIMITED | Hams Hall Green Energy Centre | Hams Hall 400kV Substation | 0 | 625 | 1025 | 2032-10-31 | Scoping | NGET | Energy Storage System; PV Array (Photo Voltaic/solar)
SSE RENEWABLES SERVICES (UK) LIMITED | Harburnhead Wind Farm | Livingston East GSP | 51.7 | 0 | 51.7 |  | Built | SPT | Wind Onshore
C.GEN KILLINGHOLME LIMITED | Hare Craig Wind Farm | Hare Craig 33kV Substation | 0 | 46.2 | 46.2 | 2027-10-31 | Awaiting Consents | SPT | Wind Onshore
NORTH KYLE WIND FARM LIMITED | Hare Hill Extension Wind Farm | Coylton GSP | 29.75 | 0 | 29.75 |  | Built | SPT | Wind Onshore
NLEI LTD | Hare Hill Repowering | Hare Hill Repowering 132/33kV Substation | 0 | 114 | 114 | 2029-10-31 | Scoping | SPT | Wind Onshore
RWE RENEWABLES UK LIMITED | Hareshaw Rig Wind Farm | Hopsrig Collector 132/33kV Substation | 0 | 40 | 40 | 2026-11-30 | Scoping | SPT | Wind Onshore
RWE RENEWABLES UK LIMITED | Harestanes | Harestanes 132kV Substation | 125 | 0 | 125 |  | Built | SPT | Wind Onshore
OFFSHORE WIND LIMITED | Harestanes | Harestanes 132kV Substation | 0 | 38.3 | 163.3 | 2025-03-01 | Under Construction/Commissioning | SPT | Wind Onshore
SOLAR CENTURY HOLDINGS LIMITED | Harker Green Energy Centre | Harker 400kV Substation | 0 | 400 | 400 | 2028-10-30 | Scoping | NGET | Energy Storage System; PV Array (Photo Voltaic/solar)
BAYWA R.E. UK LIMITED | Harker PV & BESS Sub | Harker 400kV Substation | 0 | 249.9 | 249.9 | 2037-11-01 | Scoping | NGET | Energy Storage System; PV Array (Photo Voltaic/solar)
CS UK HOLDINGS III LIMITED | Harlaston | Harlaston 400kV Substation | 0 | 600 | 600 | 2033-10-31 | Scoping | NGET | Energy Storage System; PV Array (Photo Voltaic/solar)
JBM SOLAR PROJECTS 29 LIMITED | Harting Rig Wind Farm | Harting Rig 132/33kV Substation | 67.2 | 0 | 67.2 |  | Built | SPT | Wind Onshore
PIVOTED POWER LLP | Hartlepool | Hartlepool 275kV Substation | 1207 | 0 | 1207 |  | Built | NGET | Nuclear
YARE POWER LIMITED | Hawkers Hill Energy Park | Hawkers Hill | 20 | 0 | 20 |  | Built | NGET | Battery Storage
NORWICH GREEN ENERGY LIMITED | Hawkwood Wind Farm | Hawkwood Windfarm 33kV Substation | 0 | 34 | 34 | 2030-04-30 | Scoping | SPT | Wind Onshore
Northland Power UK Limited | Hawthorn BESS | Hawthorn Pit 400kV Substation | 0 | 200 | 200 | 2033-10-31 | Awaiting Consents | NGET | Energy Storage System
Northland Power UK Limited | Hawthorn Pit Green Energy Centre | Hawthorn Pit 400kV Substation | 0 | 1025 | 1025 | 2032-10-31 | Awaiting Consents | NGET | Energy Storage System; PV Array (Photo Voltaic/solar)
NURSLING ENERGY TWO LIMITED | Hazells Farm | Northfleet East 400kV Substation | 0 | 400 | 400 | 2030-09-01 | Scoping | NGET | Energy Storage System
NET ZERO TEESSIDE POWER LIMITED | Heathland Wind Farm | Heathland 132/33kV Substation | 0 | 80 | 80 | 2027-03-31 | Scoping | SPT | Wind Onshore
BAYWA R.E. UK LIMITED | Heckington Fen Solar Park | Bicker Fen 400kV Substation | 0 | 400 | 400 | 2027-10-01 | Scoping | NGET | Energy Storage System; PV Array (Photo Voltaic/solar)
HD143OCK LTD | Hesta Head Wind Farm | Hesta Head 132/33kV Substation | 0 | 20.4 | 20.4 | 2027-03-31 | Consents Approved | SHET | Wind Onshore
PIVOTED POWER LLP | Heysham Green Energy Centre | Heysham 400kV Substation | 0 | 400 | 400 | 2028-10-30 | Awaiting Consents | NGET | Energy Storage System; PV Array (Photo Voltaic/solar)
Net Zero One Limited | Heysham Power Station | Heysham GSP | 2388 | 0 | 2388 |  | Built | NGET | Nuclear
SCOTTISHPOWER RENEWABLES (UK) LIMITED | High Constellation Windfarm | Crossaig 132kV Substation | 0 | 50 | 50 | 2025-04-30 | Scoping | SHET | Wind Onshore
ONE EARTH SOLAR FARM LIMITED | Highland Wind Farm |  | 0 | 168.2 | 168.2 | 2028-10-31 | Scoping | SHET | Wind Onshore
ONE PLANET SOLAR FARM LIMITED | HIGH MARNHAM | High Marnham GSP | 0 | 240 | 240 | 2029-06-01 | Scoping | NGET | Energy Storage System; PV Array (Photo Voltaic/solar)
ORMONDE ENERGY LIMITED | High Marnham (Tertiary) | High Marnham 400kV Substation | 0 | 49.9 | 49.9 | 2024-10-31 | Scoping | NGET | PV Array
SSE GENERATION LIMITED | High Marnham (Tertiary) | High Marnham 400kV Substation | 0 | 7.1 | 57 | 2026-10-31 | Scoping | NGET | Energy Storage System; PV Array (Photo Voltaic/solar)
ORSTED POWER (UK) LIMITED | High Marnham 400 | High Marnham 400kV Substation | 0 | 400 | 400 | 2033-10-31 | Awaiting Consents | NGET | Energy Storage System; PV Array (Photo Voltaic/solar)
ORSTED POWER (UK) LIMITED | High Marnham BESS | High Marnham 400kV Substation | 0 | 500 | 500 | 2033-10-31 | Scoping | NGET | Energy Storage System
Ouse Energy Limited | High Marnham Solar Farm | High Marnham 400kV Substation | 0 | 99.9 | 99.9 | 2031-10-31 | Scoping | NGET | PV Array (Photo Voltaic/solar)
Templemurry Limited | High Mathernock Battery Storage | Devol Moor 132kV Substation | 0 | 334 | 334 | 2029-10-17 | Scoping | SPT | Energy Storage System
ENERGYFARM UK OVERHILL LLP | Highview Hunterston East Cryobattery | Hunterston East 400kV Substation | 0 | 99.8 | 99.8 | 2024-06-30 | Scoping | SPT | Battery Storage
HIGHLAND WIND LIMITED | Hill of Glaschyle | Berry Burn GSP | 27.6 | 0 | 27.6 |  | Built | SHET | Wind Onshore
SCOTTISHPOWER RENEWABLES (UK) LIMITED | Hill of Towie/Drummuir | Drummuir Windfarm at Keith 33kV Grid Supply Point | 48.3 | 0 | 48.3 |  | Built | SHET | Wind Onshore
SCOTTISHPOWER RENEWABLES (UK) LIMITED | Hill of Towie 2 Wind Farm | Keith GSP | 0 | 36 | 36 | 2025-06-27 | Consents Approved | SHET | Wind Onshore
SCOTTISHPOWER RENEWABLES (UK) LIMITED | Hinkley Point B | Hinkley Point 400kV Substation | 1061 | 0 | 1061 |  | Built | NGET | Nuclear
SCOTTISHPOWER RENEWABLES (UK) LIMITED | Hinkley Point C | Hinkley Point 400kV Substation | 0 | 1670 | 1670 | 2026-02-09 | Under Construction/Commissioning | NGET | Nuclear
OFFSHORE WIND POWER LIMITED | Hinkley Point C | Hinkley Point 400kV Substation | 0 | 1670 | 3340 | 2027-03-14 | Under Construction/Commissioning | NGET | Nuclear
OFFSHORE WIND POWER LIMITED | Hipsey BESS | Sundon 400kV Substation | 0 | 240 | 240 | 2032-10-29 | Scoping | NGET | Energy Storage System
PEAK GEN POWER 2 LIMITED | Hirfynydd and Mynydd Drumaur | Swansea North 400kV Substation | 0 | 180 | 180 | 2028-10-31 | Scoping | NGET | PV Array (Photo Voltaic/solar)
XLINKS LIMITED | Hirwaun Power Station | Rhigos 400kV Substation | 0 | 299 | 299 | 2023-09-30 | Under Construction/Commissioning | NGET | OCGT
ENSO GREEN HOLDINGS LIMITED | Holbeach Marsh Energy Park | Weston Marsh 400kV Substation | 0 | 750 | 750 | 2033-06-30 | Scoping | NGET | Energy Storage System; PV Array (Photo Voltaic/solar)
RWE GENERATION UK PLC | Holdsworth Road | Bradford West 275kV Substation | 0 | 500 | 500 | 2036-10-24 | Scoping | NGET | Energy Storage System
PENCLOE WIND ENERGY LIMITED | Holes Bay | Holes Bay Battery Storage | 7.5 | 0 | 7.5 |  | Built | NGET | Battery Storage
PENCLOE WIND ENERGY LIMITED | Hollandmey Renewable Energy Development | Hollandmey Renewable Energy Development132/33kV Substation | 0 | 49.5 | 49.5 | 2027-05-01 | Scoping | SHET | Wind Onshore
Net Zero One Limited | Holmston Farm Battery Energy Storage System | Ayr 275/33 kV Substation | 0 | 49.9 | 49.9 | 2025-06-30 | Scoping | SPT | Energy Storage System
CONRAD (REDSCAR) LIMITED | Holyhead | Penrhos GSP | 0 | 150 | 150 | 2025-10-30 | Consents Approved | NGET | Biomass
SHAW-ENERGI LTD | Holyhead | Penrhos GSP | 0 | 60 | 210 | 2027-10-31 | Consents Approved | NGET | Biomass
PENWORTHAM GREEN ENERGY LIMITED | Hookers Farm BESS | Bolney GSP | 0 | 250 | 250 | 2031-10-31 | Scoping | NGET | Energy Storage System
PEN Y CYMOEDD WIND FARM LIMITED | Hope Battery Storage | Blyth 400kV Substation | 0 | 400 | 400 | 2036-10-31 | Scoping | NGET | Energy Storage System
INNOVA RENEWABLES LIMITED | Hopsrig Wind Farm | Hopsrig Collector 132/33kV Substation | 0 | 48 | 48 | 2026-11-30 | Consents Approved | SPT | Wind Onshore
RIVER NENE POWER LIMITED | Hornsea Power Station 1A | Hornsea Platform 1A Offshore Substation | 400 | 0 | 400 |  | Built | NGET | Wind Offshore
SSE THERMAL GENERATION (SCOTLAND) LIMITED | Hornsea Power Station 1B | Hornsea Platform 1B Offshore Substation | 400 | 0 | 400 |  | Built | NGET | Wind Offshore
PETERHEAD FLEXPOWER LTD | Hornsea Power Station 1C | Hornsea Platform 1C Offshore Substation | 400 | 0 | 400 |  | Built | NGET | Wind Offshore
BLUEFLOAT ENERGY UK HOLDINGS LIMITED | Hornsea Power Station 2A | Hornsea Platform 2A Offshore Substation | 440 | 0 | 440 | 2021-05-01 | Built | NGET | Wind Offshore
BP ALTERNATIVE ENERGY INVESTMENTS LIMITED | Hornsea Power Station 2B | Hornsea Platform 2B Offshore Substation | 440 | 0 | 440 | 2021-08-01 | Built | NGET | Wind Offshore
BP ALTERNATIVE ENERGY INVESTMENTS LIMITED | Hornsea Power Station 2C | Hornsea Power Station 2C Offshore platform Substation | 440 | 0 | 440 | 2021-10-01 | Built | NGET | Wind Offshore
Harmony (PW) Limited | Hornsea Power Station 3 | Hornsea Offshore Platform 3 Substation | 0 | 2250 | 2250 | 2026-10-01 | Consents Approved | NGET | Wind Offshore
Harmony (PW) 2 Limited | Hornsea Power Station 3 | Hornsea Offshore Platform 3 Substation | 0 | 750 | 3000 | 2028-12-31 | Consents Approved | NGET | Wind Offshore
Pines Burn Wind Farm LLP | Hornsea Power Station 4 | Hornsea Offshore Platform 4 Substation | 0 | 1500 | 1500 | 2027-04-01 | Scoping | NGET | Wind Offshore
SSE GENERATION LIMITED | Hornsea Power Station 4 | Hornsea Offshore Platform 4 Substation | 0 | 1100 | 2600 | 2028-10-31 | Scoping | NGET | Wind Offshore
PIVOTED POWER LLP | Housham PV & BESS | Navenby 400kV Substation | 0 | 240 | 240 | 2033-05-30 | Scoping | NGET | Energy Storage System; PV Array (Photo Voltaic/solar)
LIGHTSOURCE SPV 192 LIMITED | Humber Gateway Offshore Wind Farm | Humber Gateway 33/132kV Offshore Substation | 220 | 0 | 220 |  | Built | OFTO | Wind Offshore
VIRIDIS 178 LIMITED | Hunningley Stairfoot BESS |  | 40 | 0 | 40 |  | Built | NGET | Battery Storage
VIRIDIS 178 LIMITED | Hunterston Battery Storage Facility | Ayrshire Grid 400kV Substation | 0 | 200 | 200 | 2024-04-12 | Scoping | SPT | Battery Storage
POGBIE WIND FARM (GRID) LIMITED | Hunterston Energy Storage Facility | Ayrshire Grid 400kV Substation | 0 | 200 | 200 | 2024-04-12 | Scoping | SPT | Battery Storage
PD688IRO LTD | Hunterston Wind Farm | Hunterston Farm GSP | 0 | 70 | 70 | 2030-08-30 | Scoping | SPT | Wind Onshore
PD688IRO LTD | Huntworth | Taunton GSP | 10 | 0 | 10 |  | Built | NGET | CCGT
LONGFIELD SOLAR ENERGY FARM LIMITED | Hutton Battery Storage | Hutton 400kV Substation | 10 | 0 | 10 |  | Built | NGET | Battery Storage
MOSTYN SEAPOWER LIMITED | Hywind Wind Farm | Peterhead Grange GSP | 30 | 0 | 30 |  | Built | SHET | Energy Storage System; Wind Onshore
POWERSITE LTD | Icewind Blyth | Blyth 400kV Substation | 0 | 1000 | 1000 | 2031-10-31 | Scoping | NGET | Wind Offshore
PRIESTGILL WIND FARM LIMITED | Icewind Connah's Quay | Connah's Quay 400kV Substation | 0 | 1000 | 1000 | 2033-11-01 | Scoping | NGET | Wind Offshore
PROGRESS POWER LIMITED | Icewind Hawthorn Pit | Hawthorn Pit 400kV Substation | 0 | 1000 | 1000 | 2031-10-31 | Scoping | NGET | Wind Offshore
BP ALTERNATIVE ENERGY INVESTMENTS LIMITED | Icewind Hinkley Point | Hinkley Point 400kV Substation | 0 | 1000 | 1000 | 2028-11-01 | Scoping | NGET | Wind Offshore
VATTENFALL WIND POWER LTD | Immingham | Humber Refinery 400kV Substation | 1218 | 50 | 1268 | 2023-09-29 | Built | NGET | CHP
SSE GENERATION LIMITED | Inchbean Energy Park | Kilmarnock Town GSP | 0 | 60 | 60 | 2025-06-30 | Scoping | SPT | Energy Storage System
ORSTED POWER (UK) LIMITED | Inch Cape Offshore Wind Farm Platform 1 | Cockenzie 275kV Substation | 0 | 540 | 540 | 2025-04-01 | Consents Approved | SPT | Wind Offshore
RACE BANK WIND FARM LIMITED | Inch Cape Offshore Wind Farm Platform 2 | Inch Cape Platform 2 220/66kV Offshore Substation | 0 | 540 | 540 | 2025-04-01 | Consents Approved | SPT | Wind Offshore
RAMPION EXTENSION DEVELOPMENT LIMITED | Indian Queens GRIDMOVE | Indian Queens 400kV Substation | 0 | 437 | 437 | 2031-10-31 | Scoping | NGET | Energy Storage System; PV Array (Photo Voltaic/solar)
RAMPION OFFSHORE WIND LIMITED | Indian Queens | Indian Queens 400kV Substation | 140 | 0 | 140 |  | Built | NGET | OCGT
UNIPER UK LIMITED | Indian Queens Energy | Indian Queens 400kV Substation | 0 | 49.9 | 49.9 | 2025-05-31 | Scoping | NGET | Battery Storage
UNIPER UK LIMITED | Indian Queens PP | Indian Queens 400kV Substation | 0 | 47.5 | 47.5 | 2024-07-30 | Awaiting Consents | NGET | Battery Storage
ENSO GREEN HOLDINGS C LIMITED | Invergarry (part of the Garry Cascade) |  | 20 | 0 | 20 |  | Built | SHET | Hydro
ENSO GREEN HOLDINGS C LIMITED | Iron Acton | Iron Acton 275kV Substation | 0 | 49.9 | 49.9 | 2025-06-30 | Consents Approved | NGET | Energy Storage System
ENSO GREEN HOLDINGS C LIMITED | Iron Acton | Iron Acton 275kV Substation | 0 | 70.1 | 120 | 2028-10-31 | Consents Approved | NGET | Energy Storage System
ALCEMI STORAGE DEVELOPMENTS 6 LIMITED | Iron Acton | Iron Acton 275kV Substation | 49.9 | 0 | 49.9 |  | Built | NGET | Energy Storage System; PV Array (Photo Voltaic/solar)
RAYLEIGH GREEN LIMITED | Iron Acton | Iron Acton 275kV Substation | 0 | 49.5 | 99.4 | 2024-09-30 | Scoping | NGET | Energy Storage System; PV Array (Photo Voltaic/solar)
RAYLEIGH GREEN LIMITED | Iron Acton | Iron Acton 275kV Substation | 0 | 20.6 | 120 | 2027-09-30 | Scoping | NGET | Energy Storage System; PV Array (Photo Voltaic/solar)
ENSO GREEN HOLDINGS LIMITED | Ironbridge | Ironbridge 400kV Substation | 0 | 600 | 600 | 2029-10-30 | Scoping | NGET | Energy Storage System; PV Array (Photo Voltaic/solar)
ENSO GREEN HOLDINGS LIMITED | Ironbridge Green Energy Centre | Ironbridge 400kV Substation | 0 | 400 | 400 | 2029-10-30 | Awaiting Consents | NGET | Energy Storage System; PV Array (Photo Voltaic/solar)
CINERGY GLOBAL POWER (UK) LIMITED | Ironbridge - New Connection | Ironbridge 400kV Substation | 0 | 49.9 | 49.9 | 2025-06-30 | Scoping | NGET | Energy Storage System; PV Array (Photo Voltaic/solar)
VIRIDIS 178 LIMITED | Ironbridge - New Connection | Ironbridge 400kV Substation | 0 | 49.9 | 99.8 | 2026-06-30 | Scoping | NGET | Energy Storage System; PV Array (Photo Voltaic/solar)
VIRIDIS 178 LIMITED | Ironbridge - New Connection | Ironbridge 400kV Substation | 0 | 20.2 | 120 | 2026-12-30 | Scoping | NGET | Energy Storage System; PV Array (Photo Voltaic/solar)
ILI (HIGHLANDS PSH) LIMITED | Isenau Eight | Hawthorn Pit GSP | 0 | 249 | 249 | 2023-06-22 | Scoping | NGET | Battery Storage
RICHBOROUGH ENERGY PARK LIMITED | Isle of Man Offshore Wind Farm | Penwortham 400kV Substation | 0 | 1320 | 1320 | 2037-10-30 | Scoping | NGET | Wind Offshore
RICHBOROUGH ENERGY PARK LIMITED | Iver | Iver 275kV Substation | 0 | 49.9 | 49.9 | 2023-10-31 | Scoping | NGET | Battery Storage
RIGGHILL WIND FARM LIMITED | J212 High Grove Solar | Necton 400kV Substation | 0 | 720 | 720 | 2031-10-31 | Awaiting Consents | NGET | Energy Storage System; PV Array (Photo Voltaic/solar)
RIVOX WIND ENERGY HUB LIMITED | Jamesfield Farm Battery Storage | Abernethy GSP | 0 | 30 | 30 | 2022-10-31 | Scoping | SHET | Battery Storage
ROARING HILL ENERGY STORAGE LTD | Jamesfield Farm Phase 2 Battery Storage | Abernethy GSP | 0 | 19 | 19 | 2022-10-31 | Scoping | SHET | Battery Storage
RWE RENEWABLES UK ROBIN RIGG EAST LIMITED | JBM Solar 12 - Shrewsbury Solar | Shrewsbury GSP | 0 | 49.99 | 49.99 | 2024-10-30 | Scoping | NGET | PV Array
RWE RENEWABLES UK ROBIN RIGG WEST LIMITED | JBM Solar 13 - Melksham | Melksham 400kV Substation | 0 | 49.99 | 49.99 | 2026-06-30 | Scoping | NGET | Thermal
SHAW-ENERGI LTD | Jersey Farm BESS | Exeter 400kV Substation | 0 | 400 | 400 | 2032-10-25 | Scoping | NGET | Energy Storage System
ROCKSAVAGE POWER COMPANY, LTD. | JG Pears | High Marnham GSP | 13 | 0 | 13 |  | Built | NGET | CHP
CENTRICA BRIGG LIMITED | JG Pears | High Marnham GSP | 0 | 17 | 30 | 2019-09-06 | Under Construction/Commissioning | NGET | CHP
ROTHIENORMAN FLEXPOWER LTD | Jubilee Farm | Jubilee Farm 275kV Substation | 0 | 200 | 200 | 2034-08-30 | Scoping | NGET | Energy Storage System; PV Array (Photo Voltaic/solar)
ROTHIENORMAN FLEXPOWER LTD | Kaimes Energy Park | Kaimes 275/33kV Substation | 0 | 51 | 51 | 2027-04-30 | Scoping | SPT | Demand; Energy Storage System
ROTHIENORMAN FLEXPOWER LTD | Keadby | Keadby 400kV Substation | 755 | 155 | 910 | 2026-10-01 | Built | NGET | CCGT (Combined Cycle Gas Turbine)
ROTHIENORMAN GRID SERVICES LIMITED | Keadby 3 | Keadby 400kV Substation | 0 | 910 | 910 | 2026-10-01 | Scoping | NGET | CCGT (Combined Cycle Gas Turbine)
IGP SOLAR 17 LIMITED | Keadby Hydrogen | Keadby 400kV Substation | 0 | 892 | 892 | 2031-10-31 | Awaiting Consents | NGET | CCGT (Combined Cycle Gas Turbine)
VPI POWER LIMITED | Keadby II | Keadby 400kV Substation | 893 | 0 | 893 |  | Built | NGET | CCGT
ENSO GREEN HOLDINGS LIMITED | Kearsley | Kearsley 400kV Substation | 0 | 49.9 | 49.9 | 2028-10-31 | Awaiting Consents | NGET | Energy Storage System
ENSO GREEN HOLDINGS LIMITED | Kearsley North Green Energy Centre | Kearsley GSP | 0 | 400 | 400 | 2028-10-31 | Scoping | NGET | Energy Storage System; PV Array (Photo Voltaic/solar)
SIMPLY BLUE ENERGY (SCOTLAND) LTD. | Keith 132 Greener Grid Park | Keith 1 132/33kV GSP Substation | 0 | 0 | 0 |  | Built | SHET | Energy Storage System; Reactive Compensation
Saltend Cogeneration Company Ltd | Keith 132 Greener Grid Park | Keith 1 132/33kV GSP Substation | 0 | 48 | 48 | 2024-05-31 | Consents Approved | SHET | Battery Storage
SANDY KNOWE WIND FARM LIMITED | Keith 275kV Greener Grid Park | Keith 275KV Substation | 0 | 9.9 | 9.9 | 2024-08-01 | Scoping | SHET | Battery Storage
SANDY KNOWE WIND FARM LIMITED | Keith Battery Storage | Keith 1 132/33kV GSP Substation | 0 | 39 | 39 | 2026-10-31 | Scoping | SHET | Energy Storage System
Sanquhar II Community Wind Company Limited | Keith Hill Wind Farm | Keith Hill 33kV Substation | 4.5 | 0 | 4.5 |  | Built | SPT | Wind Onshore
SANQUHAR COMMUNITY WIND COMPANY LIMITED | Keithick 16 Solar & BESS | Coupar Angus GSP | 0 | 16 | 16 | 2024-06-30 | Consents Approved | SHET | PV Array
COMMUNITY WINDPOWER LIMITED | Keithick Estate | Coupar Angus GSP | 0 | 49.99 | 49.99 | 2024-06-30 | Consents Approved | SHET | PV Array
SEABANK POWER LIMITED | Keith Solar | Keith GSP | 0 | 150 | 150 | 2028-10-31 | Scoping | SHET | PV Array (Photo Voltaic/solar)
PIVOTED POWER LLP | Kellas Wind Farm | Kellas Wind Farm 132kV Substation | 0 | 90 | 90 | 2030-10-31 | Scoping | SHET | Wind Onshore
SEAGREEN 1A LIMITED | Kelloe Mains | Kelloe Mains 400kV Substation | 0 | 400 | 400 | 2029-11-22 | Scoping | SPT | Energy Storage System
SEAGREEN WIND ENERGY LIMITED | Kellwood Road BESS | Kellwood Road 33KV Substation | 0 | 40 | 40 | 2027-10-31 | Scoping | SPT | Energy Storage System
SEAGREEN WIND ENERGY LIMITED | Kemsley | Kemsley GSP | 35.8 | 0 | 35.8 |  | Built | NGET | CHP
SEAGREEN WIND ENERGY LIMITED | Kemsley PP | Kemsley 400kV Substation | 49.9 | 0 | 49.9 |  | Built | NGET | Battery Storage
NUCLEAR DECOMMISSIONING AUTHORITY | Kennoxhead Wind Farm | Kennoxhead GSP | 0 | 112 | 112 | 2024-02-27 | Consents Approved | SPT | Wind Onshore
PIVOTED POWER LLP | Kennoxhead Wind Farm Extension |  | 60 | 0 | 60 |  | Built | SPT | Wind Onshore
WP Grid Services 11 Ltd | Kilbraur Wind Farm | Kilbraur Wind Farm Substation | 67 | 0 | 67 |  | Built | SHET | Wind Onshore
SEVERN POWER LIMITED | Kilgallioch Wind Farm and Kilgallioch Wind Farm Extension - Turbines | Kilgallioch 275kV Substation | 228 | 0 | 228 |  | Built | SPT | Wind Onshore
UK POWER RESERVE LIMITED | Kilgallioch Wind Farm and Kilgallioch Wind Farm Extension - Turbines | Kilgallioch 275kV Substation | 0 | 46 | 274 | 2024-04-30 | Consents Approved | SPT | Wind Onshore
EP SHB LIMITED | Killingholme | Killingholme 400kV Substation | 600 | 0 | 600 |  | Built | NGET | OCGT
SHEAF ENERGY LIMITED | Killingholme | Killingholme 400kV Substation | 0 | 19 | 619 | 2024-04-01 | Under Construction/Commissioning | NGET | OCGT
SHEAF ENERGY LIMITED | Killingholme BESS | Killingholme 400kV Substation | 0 | 249.9 | 249.9 | 2035-10-31 | Scoping | NGET | Energy Storage System; PV Array (Photo Voltaic/solar)
SHEAF ENERGY LIMITED | Kilmarnock BESS | Kilmarnock Town 275/33kV Substation | 0 | 350 | 350 | 2025-07-31 | Scoping | SPT | Energy Storage System
Sheilhill Battery Storage Limited | Kilmarnock South Battery Storage | Kilmarnock South GSP | 0 | 500 | 500 | 2027-04-30 | Scoping | SPT | Energy Storage System
SCOTTISHPOWER RENEWABLES (UK) LIMITED | Kilmorack (part of the Beauly Cascade) | Kilmorack GSP | 20 | 0 | 20 |  | Built | SHET | Hydro
SETT WIND DEVELOPMENT LIMITED | Kincardine Battery Storage Facility | Fife Grid Services Facility 275kV Substation | 0 | 200 | 200 | 2024-04-12 | Scoping | SPT | Battery Storage
SCIRA OFFSHORE ENERGY LIMITED | Kincardine Energy Storage Facility | Fife Grid Services Facility 275kV Substation | 0 | 200 | 200 | 2024-04-12 | Scoping | SPT | Battery Storage
VPI POWER LIMITED | Kincardine Offshore Wind Farm | Redmoss GSP | 49.6 | 0 | 49.6 |  | Built | SHET | Wind Offshore
VPI POWER LIMITED | Kincraig Energy Centre | Dyce GSP | 0 | 20.622 | 20.622 | 2024-03-29 | Scoping | SHET | PV Array
VPI POWER LIMITED | King's Lynn 'B' Power Station | King's Lynn 400kV Substation | 0 | 1700 | 1700 | 2025-10-01 | Consents Approved | NGET | CCGT (Combined Cycle Gas Turbine)
VPI POWER LIMITED | Kingfisher Farm | Monk Fryston 275kV Substation | 0 | 200 | 200 | 2036-06-02 | Scoping | NGET | Energy Storage System
EDF ENERGY NUCLEAR GENERATION LIMITED | Kings Lynn A | Walpole 132kV Substation | 395 | 0 | 395 |  | Built | NGET | CCGT
EDF ENERGY NUCLEAR GENERATION LIMITED | Kingsnorth - New connection | Kingsnorth GSP | 0 | 49.9 | 49.9 | 2025-06-30 | Scoping | NGET | Energy Storage System
EDF ENERGY NUCLEAR GENERATION LIMITED | Kingsnorth - New connection | Kingsnorth GSP | 0 | 49.9 | 99.8 | 2026-06-30 | Scoping | NGET | Energy Storage System
SIZING JOHN LIMITED | Kingsnorth - New connection | Kingsnorth GSP | 0 | 20.2 | 120 | 2026-12-30 | Scoping | NGET | Energy Storage System
Slickly Wind Farm Limited | Kinmuck PV and BESS Station | Peterhead GSP | 0 | 105 | 105 | 2027-05-31 | Scoping | SHET | Energy Storage System; PV Array (Photo Voltaic/solar)
SSE GENERATION LIMITED | Kintradwell Energy Park |  | 0 | 71.4 | 71.4 | 2027-06-30 | Scoping | SHET | Wind Onshore
SSE GENERATION LIMITED | Kirkby | Kirkby 275kV Substation | 0 | 49.9 | 49.9 | 2025-09-30 | Consents Approved | NGET | Gas Reciprocating
SNEDDON LAW COMMUNITY WIND COMPANY LTD | Kirkby | Kirkby 275kV Substation | 0 | 7.1 | 57 | 2037-10-30 | Scoping | NGET | Gas Reciprocating
SOFIA OFFSHORE WIND FARM LIMITED | Kirkby (Tertiary) | Kirkby 275kV Substation | 0 | 57 | 57 | 2025-10-31 | Scoping | NGET | Energy Storage System
SOFIA OFFSHORE WIND FARM LIMITED | Kirkby Green Energy Centre | Kirkby 275kV Substation | 0 | 400 | 400 | 2028-10-30 | Scoping | NGET | Energy Storage System; PV Array (Photo Voltaic/solar)
UK POWER RESERVE LIMITED | Kirk Hill | Maybole GSP | 0 | 20 | 20 | 2023-12-15 | Consents Approved | SPT | Wind Onshore
SOLWAYBANK ENERGY LIMITED | Kirkton Wind Farm |  | 0 | 60 | 60 | 2027-10-31 | Scoping | SHET | Wind Onshore
PD813ETY LTD | Knockcronal Wind Farm |  | 0 | 59.4 | 59.4 | 2027-06-30 | Scoping | SPT | Wind Onshore
ISLAY TIDAL POWER LIMITED | Knockkippen Energy Park | Ayr 275/33 kV Substation | 0 | 60 | 60 | 2026-09-30 | Scoping | SPT | Energy Storage System; PV Array (Photo Voltaic/solar); Wind Onshore
PD503HAN LTD | Knocknagael BESS | Knocknagael 132kV Substation | 0 | 200 | 200 | 2030-10-31 | Scoping | SHET | Energy Storage System
PD300RON Ltd | Knockodhar Wind Farm | Mark Hill 275kV Substation | 0 | 120 | 120 | 2028-04-30 | Scoping | SPT | Wind Onshore
EP SHB LIMITED | KXP Alpha One | Fawley 132kV Substation | 0 | 99.9 | 99.9 | 2036-10-24 | Scoping | NGET | Energy Storage System
VATTENFALL WIND POWER LTD | KXP Alpha Three | Fawley 132kV Substation | 0 | 99.9 | 99.9 | 2036-10-24 | Scoping | NGET | Energy Storage System
SOUTH KYLE WIND FARM LIMITED | KXP Alpha Two | Fawley 132kV Substation | 0 | 99.99 | 99.99 | 2036-10-24 | Scoping | NGET | Energy Storage System
SPALDING ENERGY COMPANY, LTD. | Kype Muir | Coalburn 132/33kV Substation | 88.4 | 0 | 88.4 |  | Built | SPT | Wind Onshore
SPALDING ENERGY EXPANSION LIMITED | L48 BESS Burnside |  | 0 | 200 | 200 | 2033-10-31 | Scoping | SHET | Energy Storage System
SPALDING ENERGY EXPANSION LIMITED | L48 BESS Dams of Craigie | L48 BESS Dams of Craigie | 0 | 220 | 220 | 2033-10-31 | Scoping | SHET | Energy Storage System; PV Array (Photo Voltaic/solar)
PIVOTED POWER LLP | L48 BESS Glen App | L48 BESS Glen App | 0 | 200 | 200 | 2028-10-31 | Scoping | SPT | Energy Storage System
STATKRAFT UK LTD | Lairdmannoch Energy Park | Lairdmannoch Energy Park 132kV substation | 0 | 100 | 100 | 2030-06-28 | Scoping | SPT | Energy Storage System
Spirebush Ltd | Lairg II Wind Farm | Lairg GSP | 0 | 50 | 50 | 2026-10-31 | Consents Approved | SHET | Wind Onshore
SSE UTILITY SOLUTIONS LIMITED | Lakeside Energy Drax | Drax GSP | 0 | 99.9 | 99.9 | 2024-03-29 | Consents Approved | NGET | Battery Storage
SSE UTILITY SOLUTIONS LIMITED | Laleham | Laleham 275kV Substation | 0 | 49.9 | 49.9 | 2024-10-31 | Scoping | NGET | Battery Storage
SSE RENEWABLES OFFSHORE WINDFARM HOLDINGS LIMITED | Lamford Hill | Lamford Hill 132kV/33kV Substation | 0 | 20 | 20 | 2026-10-30 | Scoping | SPT | Wind Onshore
SSE RENEWABLES OFFSHORE WINDFARM HOLDINGS LIMITED | Lanarkshire BESS | Strathaven 400kV | 0 | 500 | 500 | 2027-04-30 | Scoping | SPT | Energy Storage System
SSE RENEWABLES OFFSHORE WINDFARM HOLDINGS LIMITED | Landulph | Landulph 400kV Substation | 0 | 49.9 | 49.9 | 2022-10-31 | Consents Approved | NGET | Battery Storage
GRIDMOVE LTD | Lan Fawr Energy Park | Pont Abraham GSP | 0 | 246.4 | 246.4 | 2028-09-11 | Scoping | NGET | Wind Onshore
RWE GENERATION UK PLC | Langage | Langage 400kV Substation | 905 | 0 | 905 |  | Built | NGET | CCGT
STATERA ENERGY LIMITED | Langage 400 | Langage 400kV Substation | 0 | 200 | 200 | 2036-12-19 | Scoping | NGET | Energy Storage System; PV Array (Photo Voltaic/solar)
STORNOWAY WIND FARM LIMITED | Langage 400 | Langage 400kV Substation | 0 | 100 | 300 | 2037-10-31 | Scoping | NGET | Energy Storage System; PV Array (Photo Voltaic/solar)
EDF ENERGY RENEWABLES LIMITED | Langage 400 | Langage 400kV Substation | 0 | 100 | 400 | 2038-10-31 | Scoping | NGET | Energy Storage System; PV Array (Photo Voltaic/solar)
ENERGIEKONTOR UK LTD | Langage Battery Storage | Langage 400kV Substation | 0 | 249 | 249 | 2031-10-30 | Scoping | NGET | Energy Storage System
Strath Tirry Wind Energy 2021 Ltd | Langage Farm | Langage 400kV Substation | 0 | 1000 | 1000 | 2037-12-19 | Scoping | NGET | Energy Storage System; PV Array (Photo Voltaic/solar)
STRATHY WIND FARM LIMITED | Lawfield and Branxton Energy Park | Lawfield and Branxton Energy Park 400kV Substation | 0 | 400 | 400 | 2028-06-30 | Scoping | SPT | Energy Storage System
SSE GENERATION LIMITED | Learielaw Energy Storage | Broxburn GSP | 0 | 100 | 100 | 2028-10-31 | Scoping | SPT | Demand; Energy Storage System
RWE RENEWABLES UK ONSHORE WIND LIMITED | Learney BESS | Learney Teed 132kV | 0 | 50 | 50 | 2032-10-01 | Scoping | SHET | Energy Storage System
RWE RENEWABLES UK ONSHORE WIND LIMITED | Legacy 400 | Legacy 400kV Substation | 0 | 200 | 200 | 2033-10-30 | Scoping | NGET | Energy Storage System; PV Array (Photo Voltaic/solar)
FRED OLSEN SEAWIND LIMITED | Legacy 400 | Legacy 400kV Substation | 0 | 100 | 300 | 2034-10-30 | Scoping | NGET | Energy Storage System; PV Array (Photo Voltaic/solar)
STRONELAIRG WIND FARM LIMITED | Legacy 400 | Legacy 400kV Substation | 0 | 100 | 400 | 2035-10-30 | Scoping | NGET | Energy Storage System; PV Array (Photo Voltaic/solar)
VIRIDIS 178 LIMITED | Legacy Green Energy Centre | Legacy 400kV Substation | 0 | 400 | 400 | 2026-10-30 | Awaiting Consents | NGET | Energy Storage System; PV Array (Photo Voltaic/solar)
EDF ENERGY RENEWABLES LIMITED | Legacy Green Energy Centre | Legacy 400kV Substation | 0 | 400 | 800 | 2032-10-30 | Awaiting Consents | NGET | Energy Storage System; PV Array (Photo Voltaic/solar)
ENSO GREEN HOLDINGS LIMITED | Legacy Green Energy Centre | Legacy 400kV Substation | 0 | 225 | 1025 | 2033-10-28 | Awaiting Consents | NGET | Energy Storage System; PV Array (Photo Voltaic/solar)
SUNDON BATTERY STORAGE LIMITED | Legacy Tertiary Connection | Legacy 400kV Substation | 0 | 57 | 57 | 2024-08-31 | Consents Approved | NGET | Battery Storage
PIVOTED POWER LLP | Leighton Buzzard | Leighton Buzzard 400kV Substation | 0 | 1000 | 1000 | 2032-10-31 | Scoping | NGET | Demand; PV Array (Photo Voltaic/solar)
SUNNICA LIMITED | Lessnessock Solar Farm | Coylton 132/33kV Substation | 0 | 150 | 150 | 2030-07-30 | Scoping | SPT | PV Array (Photo Voltaic/solar)
SUTTON BRIDGE POWER GENERATION | Letch Beck Energy Park | Norton East 400kV Substation | 0 | 600 | 600 | 2033-10-31 | Scoping | NGET | Energy Storage System; PV Array (Photo Voltaic/solar)
STATKRAFT UK LTD | Lethans Wind Farm | Lethans 132kV Substation | 0 | 132 | 132 | 2027-06-30 | Consents Approved | SPT | Wind Onshore
PIVOTED POWER LLP | Lethans Wind Farm Extension | Lethans 132kV Substation | 0 | 85 | 85 | 2027-10-30 | Scoping | SPT | Wind Onshore
STATKRAFT UK LTD | Lethen Wind Farm | Lethen Wind Farm 132/33kV Substation | 0 | 114 | 114 | 2029-10-31 | Scoping | SHET | Energy Storage System; Wind Onshore
INNOVA RENEWABLES LIMITED | LGB300 | LGB300 400KV Substation | 0 | 300 | 300 | 2031-07-31 | Scoping | SHET | Energy Storage System
SSE RENEWABLES SERVICES (UK) LIMITED | Lightsource Mon Solar 2 | Wylfa South 400kV Substation | 0 | 120 | 120 | 2037-11-30 | Scoping | NGET | Energy Storage System; PV Array (Photo Voltaic/solar)
TARENNI ENERGY PARK LIMITED | Lightsource Mount Annan BESS | Chapelcross 132/33kV Substation | 0 | 150 | 150 | 2031-10-31 | Scoping | SPT | Energy Storage System
Tarland Limited | Limekiln | Limekilns 132/33kV substation | 0 | 106 | 106 | 2024-04-30 | Consents Approved | SHET | Wind Onshore
PIVOTED POWER LLP | Lincomb Farm 120MW BESS Scheme | Bishops Wood GSP | 0 | 120 | 120 | 2033-06-30 | Scoping | NGET | Energy Storage System
UNIPER UK LIMITED | Lincs Offshore Wind Farm | Lincs 33/132kV Offshore Substation | 265 | 0 | 265 |  | Built | OFTO | Wind Offshore
ECODEV GROUP LTD | Lisa's Battery Storage | Mybster 3 132/33kV Substation | 0 | 47 | 47 | 2030-10-31 | Scoping | SHET | Energy Storage System
SEMBCORP UTILITIES (UK) LIMITED | Lister Battery (formerly Lister Drive) | Lister Drive 275kV Substation | 0 | 57 | 57 | 2023-10-31 | Scoping | NGET | Battery Storage
SEMBCORP UTILITIES (UK) LIMITED | Lister Drive |  | 20 | 0 | 20 |  | Built | NGET | Battery Storage
SEMBCORP UTILITIES (UK) LIMITED | Lister Drive 275kV | Lister Drive 275kV Substation | 0 | 0 | 0 |  | Built | NGET | Reactive Compensation
SEMBCORP UTILITIES (UK) LIMITED | Lister Drive Shaw | Carnegie Road Substation | 0 | 57 | 57 | 2025-05-01 | Scoping | NGET | Battery Storage
SEMBCORP UTILITIES (UK) LIMITED | Little Barford | Eaton Socon 400kV Substation | 740 | 0 | 740 |  | Built | NGET | CCGT
SEMBCORP UTILITIES (UK) LIMITED | Littlebrook BESS | Littlebrook 400kV Substation | 0 | 300 | 300 | 2027-07-15 | Scoping | NGET | Energy Storage System
MGT TEESSIDE LIMITED | Littlebrook GEC (Ethos Green) | Rowdown 400kV Substation | 0 | 400 | 400 | 2031-10-22 | Awaiting Consents | NGET | Demand; Energy Storage System; PV Array (Photo Voltaic/solar); Reactive Compensation
TEINDLAND WIND FARM LIMITED | Little Hill | Pont Abraham GSP | 0 | 74.9 | 74.9 | 2026-10-31 | Scoping | NGET | Wind Onshore
CLEARSTONE SERVICES LIMITED | Little Horsted | Little Horsted GSP | 0 | 49.9 | 49.9 | 2031-10-31 | Scoping | NGET | Energy Storage System; PV Array (Photo Voltaic/solar)
TEVIOT WF LIMITED | Little Raith BES | Glenniston GSP | 0 | 50 | 50 | 2023-08-15 | Consents Approved | SPT | Battery Storage
AGILE ENERGY RECOVERY (INVERURIE) LIMITED | Littlewoods Wind Farm | Littlewoods Wind Farm 132/33kV | 0 | 68.4 | 68.4 | 2028-08-31 | Scoping | SHET | Wind Onshore
THANET OFFSHORE WIND LIMITED | Livishie (part of the Moriston Cascade) | Glenmoriston GSP | 18 | 0 | 18 |  | Built | SHET | Hydro
THE CLEAN FUTURE RENEWABLES LIMITED | Llanwern Phase 1 | Whitson 275kV Substation | 0 | 95 | 95 | 2028-10-31 | Awaiting Consents | NGET | Energy Storage System; PV Array (Photo Voltaic/solar)
EPR THETFORD LIMITED | Llanwern Phase 2 | Whitson 275kV Substation | 0 | 190 | 190 | 2028-10-01 | Awaiting Consents | NGET | Energy Storage System; PV Array (Photo Voltaic/solar)
IGP SOLAR 19 LIMITED | Llwynygog | Chirk GSP | 0 | 125 | 125 | 2027-02-04 | Scoping | NGET | Wind Onshore
BALWEN LIMITED | Llŷr Floating Wind | Pembroke 400kV Substation | 0 | 1800 | 1800 | 2031-10-31 | Scoping | NGET | Wind Offshore
BALWEN LIMITED | Llywelyn Extension Offshore Wind Farm | Pembroke 400kV Substation | 0 | 1000 | 1000 | 2036-12-06 | Scoping | NGET | Wind Offshore
BALWEN LIMITED | Llywelyn Floating Offshore Wind Farm | Pembroke 400kV Substation | 0 | 300 | 300 | 2029-03-31 | Scoping | NGET | Wind Offshore
ENSO GREEN HOLDINGS LIMITED | Lochay (Part of Killin Cascade Hydro Scheme) | Lochay GSP | 47 | 0 | 47 |  | Built | SHET | Hydro
ENSO GREEN HOLDINGS LIMITED | Loch Fearna Pumped Storage | Loch Fearna Pumped Storage 132/18kV | 0 | 300 | 300 | 2029-10-31 | Scoping | SHET | Pump Storage
BANKS RENEWABLES LIMITED | Airtnoch BESS Farm | Whitelee Extension | 0 | 89 | 89 | 2024-08-01 | Scoping | SPT | PV Array
INNOVA RENEWABLES LIMITED | Loch Kemp PSH Phase 2 | Loch Kemp 275kV substation | 0 | 300 | 300 | 2030-10-31 | Scoping | SHET | Pump Storage
THURROCK POWER LIMITED | Loch Kemp Pumped Storage | Loch Kemp 275kV substation | 0 | 300 | 300 | 2027-10-31 | Scoping | SHET | Pump Storage
THURROCK POWER LIMITED | Lochluichart | Corriemoillie 132kV Substation | 69 | 0 | 69 |  | Built | SHET | Wind Onshore
THURSO GRID SERVICES LIMITED | Loch Luichart Extension II | Loch Luichart Extension II Substation | 0 | 36 | 36 | 2024-10-31 | Scoping | SHET | Wind Onshore
ESB INDEPENDENT GENERATION TRADING LIMITED | Loch nan Eun PSH | Loch Nan Eun 275/18kV | 0 | 900 | 900 | 2029-10-31 | Scoping | SHET | Pump Storage
TINZ PROGRAMME 3 HOLDCO LIMITED | Loganhead Windfarm | Hopsrig Collector 132/33kV Substation | 0 | 36 | 36 | 2026-10-31 | Awaiting Consents | SPT | Wind Onshore
TINZ PROGRAMME 3 PROJECTCO 1 LIMITED | London Array Offshore Wind Farm | London Array 33/150kV Offshore Substations | 630 | 0 | 630 |  | Built | OFTO | Wind Offshore
SSE TODDLEBURN LIMITED | Longcroft Energy Park | Gala North 400/132kV Substation | 0 | 156 | 156 | 2030-10-31 | Scoping | SPT | Energy Storage System; Wind Onshore
Tollgate Energy Storage Limited | Longhaven Offshore Wind Farm | Peterhead 400/275/33kV Substation | 0 | 100 | 100 | 2033-10-31 | Scoping | SHET | Wind Offshore
ARISE AB | Longmorn Energy Park | Blackhillock 275kV Substation | 0 | 300 | 300 | 2031-08-15 | Scoping | SHET | Energy Storage System; PV Array (Photo Voltaic/solar)
EDF ENERGY NUCLEAR GENERATION LIMITED | Long Stratton PV & BESS Station | Long Stratton 400kV | 0 | 500 | 500 | 2031-10-30 | Scoping | NGET | Energy Storage System
SSE GENERATION LIMITED | Lorg Extension Wind Farm | Lorg Wind Farm 132/32kV | 0 | 33 | 33 | 2029-08-13 | Scoping | SPT | Wind Onshore
UK MAINSTREAM RENEWABLE POWER LIMITED | Lorg Wind Farm | Lorg Wind Farm 132/32kV | 0 | 69.5 | 69.5 | 2027-04-30 | Scoping | SPT | Wind Onshore
PIVOTED POWER LLP | Lovedean (Tertiary) | Lovedean 400kV Substation | 0 | 49.9 | 49.9 | 2024-07-30 | Scoping | NGET | PV Array
Naturalis Energy Developments Ltd | Lovedean (Tertiary) | Lovedean 400kV Substation | 0 | 7.1 | 57 | 2025-05-30 | Scoping | NGET | Energy Storage System; PV Array (Photo Voltaic/solar)
VIRIDIS 178 LIMITED | Lovedean Greener Grid Park | Lovedean 400kV Substation | 0 | 49.9 | 49.9 | 2028-06-01 | Scoping | NGET | Energy Storage System; Reactive Compensation
WAINSTONES ENERGY LIMITED | Low Harker BESS | Harker 400kV Substation | 0 | 400 | 400 | 2037-11-30 | Scoping | NGET | Energy Storage System; PV Array (Photo Voltaic/solar)
TRALORG WIND FARM LIMITED | Lubreoch Hydro (Part of Killin Cascade Hydro Scheme) | Killin GSP | 4 | 0 | 4 |  | Built | SHET | Hydro
TRITON KNOLL OFFSHORE WIND FARM LIMITED | Luichart (part of the Conon Cascade) | Luichart GSP | 34 | 0 | 34 |  | Built | SHET | Hydro
EDF ENERGY RENEWABLES LIMITED | Lullington Solar | Drakelow 400kV Substation | 0 | 240 | 240 | 2029-10-31 | Scoping | NGET | Energy Storage System; PV Array (Photo Voltaic/solar)
TULLO WIND FARM LIMITED | Lynefield BESS | Blyth 400kV Substation | 0 | 200 | 200 | 2033-10-31 | Scoping | NGET | Energy Storage System
TULLYMURDOCH LIMITED | Lynemouth Power Station | Blyth GSP | 396 | 0 | 396 |  | Built | NGET | Biomass
TWENTYSHILLING LIMITED | Lynes Common | Fawley 400kV Substation | 49.9 | 0 | 49.9 |  | Built | NGET | OCGT
TWINSHIELS WIND FARM LTD | M74 West Wind Farm | M74 West Wind Farm 132kV | 0 | 249.9 | 249.9 | 2028-10-27 | Scoping | SPT | Energy Storage System; Wind Onshore
Twyn Hywel Energy Park Ltd | Mablethorpe Green Energy Centre | Mablethorpe 400kV Substation | 0 | 1025 | 1025 | 2033-10-30 | Awaiting Consents | NGET | Energy Storage System; PV Array (Photo Voltaic/solar)
USKMOUTH ENERGY STORAGE LIMITED | Mablethorpe Storage | Mablethorpe 400kV Substation | 0 | 1500 | 1500 | 2031-11-30 | Scoping | NGET | CCGT (Combined Cycle Gas Turbine); Demand
ENSO GREEN HOLDINGS E LIMITED | Maentwrog | Maentwrog GSP | 30 | 0 | 30 |  | Built | NGET | Hydro
BLUE GEM WIND LIMITED | Maesnant Energy Park | Chirk GSP | 0 | 150 | 150 | 2033-11-01 | Scoping | NGET | Wind Onshore
NORFOLK VANGUARD LIMITED | Magwind | REVIEW - New Dounreay | 0 | 495 | 495 | 2033-10-31 | Scoping | SHET | Wind Offshore
Norfolk Vanguard East Ltd | Mannington | Mannington 400kV Substation | 0 | 57 | 57 | 2025-05-20 | Scoping | NGET | PV Array
Norfolk Vanguard East Ltd | Mannington PP | Mannington 400kV Substation | 0 | 49.9 | 49.9 | 2024-10-31 | Awaiting Consents | NGET | Battery Storage
VATTENFALL WIND POWER LTD | Mannington Tertiary | Mannington 400kV Substation | 0 | 47.5 | 47.5 | 2025-10-30 | Scoping | NGET | Energy Storage System
VATTENFALL WIND POWER LTD | Manor Farm Solar Park | Fawley GSP | 0 | 150 | 150 | 2036-10-24 | Scoping | NGET | Energy Storage System; PV Array (Photo Voltaic/solar)
VIKING ENERGY WIND FARM LLP | Marchwood | Marchwood 400kV Substation | 920 | 0 | 920 |  | Built | NGET | CCGT
VPI IMMINGHAM B LIMITED | MARCHWOOD ENERGY STORAGE | Marchwood 400kV Substation | 0 | 200 | 200 | 2031-11-14 | Scoping | NGET | Energy Storage System
WALNEY EXTENSION LIMITED | Margree Wind Farm | Quantans Hill 132kV | 0 | 50 | 50 | 2027-10-31 | Awaiting Consents | SPT | Wind Onshore
WALNEY EXTENSION LIMITED | Mark Hill Wind Farm | Mark Hill 275kV Substation | 53 | 0 | 53 |  | Built | SPT | Wind Onshore
WALNEY (UK) OFFSHORE WINDFARMS LIMITED | Markinch (Rothes) Biomass CHP Plant | Glenrothes GSP | 55 | 0 | 55 |  | Built | SPT | Biomass
WALNEY (UK) OFFSHORE WINDFARMS LIMITED | Marston Farm 2 | Marston Vale 400kV Substation | 0 | 700 | 700 | 2032-10-31 | Scoping | NGET | Energy Storage System; PV Array (Photo Voltaic/solar)
PIVOTED POWER LLP | Medway 3 Power Station | Grain 400kV Substation | 0 | 500 | 500 | 2030-12-31 | Scoping | NGET | OCGT (Open Cycle Gas Turbine)
WALPOLE GREEN LIMITED | Medway Power Station | Grain 400kV Substation | 735 | 175 | 910 | 2028-10-30 | Built | NGET | CCGT (Combined Cycle Gas Turbine)
WALPOLE GREEN LIMITED | Meetlaw BESS | Fiddes GSP | 0 | 49.9 | 49.9 | 2028-10-31 | Scoping | SHET | Energy Storage System
ENSO GREEN HOLDINGS R LIMITED | Melksham | Melksham 400kV Substation | 0 | 500 | 500 | 2029-07-31 | Scoping | NGET | Energy Storage System; PV Array (Photo Voltaic/solar)
CSE19 LIMITED | Melksham (Tertiary) | Melksham 400kV Substation | 0 | 49.9 | 49.9 | 2022-10-30 | Scoping | NGET | PV Array
WARLEY GREEN LIMITED | Melksham (Tertiary) | Melksham 400kV Substation | 0 | 7.1 | 57 | 2023-10-31 | Scoping | NGET | PV Array
WARLEY GREEN LIMITED | Melksham BESS & PV | Melksham 400kV Substation | 0 | 800 | 800 | 2037-10-15 | Scoping | NGET | Energy Storage System; PV Array (Photo Voltaic/solar)
CSE26 LIMITED | Melkshem (Cartridge Farm) | Melksham 400kV Substation | 0 | 480 | 480 | 2037-10-31 | Awaiting Consents | NGET | Energy Storage System
VIRIDIS 178 LIMITED | Melvich Wind Energy Hub | Melvich GSP | 0 | 90 | 90 | 2027-10-31 | Scoping | SHET | Energy Storage System; Wind Onshore
EAST ANGLIA GRID STORAGE ONE LIMITED | Menter Mon Morlais Anglesey Marine Energy | Penrhos GSP | 0 | 40 | 40 | 2028-03-31 | Scoping | NGET | Tidal
EAST ANGLIA GRID STORAGE ONE LIMITED | Menter Mon Morlais Anglesey Marine Energy | Penrhos GSP | 0 | 20 | 60 | 2029-04-01 | Scoping | NGET | Tidal
WELBAR ENERGY STORAGE LIMITED | Menter Mon Morlais Anglesey Marine Energy | Penrhos GSP | 0 | 40 | 100 | 2030-04-01 | Scoping | NGET | Tidal
ENSO GREEN HOLDINGS A LIMITED | Menter Mon Morlais Anglesey Marine Energy | Penrhos GSP | 0 | 80 | 180 | 2032-04-01 | Scoping | NGET | Tidal
ENSO GREEN HOLDINGS A LIMITED | Mererid Offshore Wind Farm | Alverdiscott 400kV Substation | 0 | 1008 | 1008 | 2036-12-06 | Scoping | NGET | Wind Offshore
ENSO GREEN HOLDINGS A LIMITED | Merlin 2 Offshore Windfarm | Alverdiscott 400kV Substation | 0 | 1500 | 1500 | 2031-10-31 | Scoping | NGET | Wind Offshore
EDF ENERGY (THERMAL GENERATION) LIMITED | Merlin Offshore Wind Farm | Alverdiscott 400kV Substation | 0 | 300 | 300 | 2028-11-01 | Scoping | NGET | Wind Offshore
WEST BURTON B LIMITED | Merthyr Tydfil Solar | Cilfynydd 400kV Substation | 0 | 110 | 110 | 2029-05-12 | Scoping | NGET | PV Array (Photo Voltaic/solar)
WESTERMOST ROUGH LIMITED | MeyGen Tidal | Gills Bay GSP | 0 | 15 | 15 | 2026-03-31 | Consents Approved | SHET | Tidal
MORECAMBE WIND LIMITED | MeyGen Tidal | Gills Bay GSP | 0 | 56 | 71 | 2026-03-31 | Consents Approved | SHET | Tidal
ESB ASSET DEVELOPMENT UK LIMITED | MeyGen Tidal | Gills Bay GSP | 0 | 83 | 154 | 2026-04-01 | Awaiting Consents | SHET | Tidal
PIVOTED POWER LLP | MeyGen Tidal | Gills Bay GSP | 0 | 83 | 237 | 2027-04-01 | Awaiting Consents | SHET | Tidal
ENSO GREEN HOLDINGS LIMITED | Mickleham Energy Storage | Rowdown 400kV Substation | 0 | 249 | 249 | 2031-10-22 | Scoping | NGET | Energy Storage System
ENSO GREEN HOLDINGS LIMITED | Middel Energy Park | Melksham 400kV Substation | 0 | 100 | 100 | 2029-09-30 | Scoping | NGET | Energy Storage System; PV Array (Photo Voltaic/solar)
SCOTTISHPOWER RENEWABLES (UK) LIMITED | Middle Muir Wind Farm |  | 51 | 0 | 51 |  | Built | SPT | Wind Onshore
FLOTATION ENERGY PLC | Middleton BESS | Middleton 400KV Substation | 0 | 200 | 200 | 2026-11-30 | Scoping | NGET | Energy Storage System
HD144WHI LTD | Middleton Farm Solar |  | 0 | 38.7 | 38.7 | 2025-10-06 | Scoping | SPT | PV Array (Photo Voltaic/solar)
Whitehill Battery Storage Ltd | Middlewich BEGA | Carrington GSP (SP Manweb) | 20 | 0 | 20 |  | Built | NGET | Gas Reciprocating
WHITELAW BRAE WINDFARM LIMITED | Midlands Estate Energy Park | West Burton 400kV Substation | 0 | 600 | 600 | 2029-10-31 | Scoping | NGET | Energy Storage System; PV Array (Photo Voltaic/solar); Wind Onshore
SCOTTISHPOWER RENEWABLES (UK) LIMITED | Millbrook Power | Marston Vale 400kV Substation | 0 | 299 | 299 | 2024-06-28 | Under Construction/Commissioning | NGET | OCGT
SCOTTISHPOWER RENEWABLES (UK) LIMITED | Millennium South | Millennium South 132/33kV Substation | 0 | 25 | 25 | 2021-10-31 | Consents Approved | SHET | Wind Onshore
SCOTTISHPOWER RENEWABLES (UK) LIMITED | Millennium Wind | Millennium GSP | 65 | 0 | 65 |  | Built | SHET | Wind Onshore
WHITESIDE HILL WINDFARM (SCOTLAND) LIMITED | Millfield Lane BESS & Solar | Sundon 400kV Substation | 0 | 600 | 600 | 2037-10-30 | Scoping | NGET | Energy Storage System; PV Array (Photo Voltaic/solar)
PIVOTED POWER LLP | Mill Hill Tertiary Connection | Mill Hill 275kV Substation | 0 | 57 | 57 | 2024-08-30 | Consents Approved | NGET | Battery Storage
PIVOTED POWER LLP | Millmoor Rig Wind Farm | Hawick GSP | 0 | 92.8 | 92.8 | 2029-10-30 | Scoping | SPT | Wind Onshore
ENSO GREEN HOLDINGS LIMITED | Minety | Minety 400kV Substation | 0 | 47.5 | 47.5 | 2024-10-31 | Consents Approved | NGET | Battery Storage
ENSO GREEN HOLDINGS LIMITED | Minety Tertiary (2) | Minety GSP | 0 | 47.5 | 47.5 | 2024-10-30 | Scoping | NGET | PV Array
ENSO GREEN HOLDINGS LIMITED | Minnygap | Moffat GSP | 25 | 0 | 25 |  | Built | SPT | Wind Onshore
ENSO GREEN HOLDINGS LIMITED | Minsca | Chapelcross GSP | 37.5 | 0 | 37.5 |  | Built | SPT | Wind Onshore
RNA-ENERGY LTD | Moelfre Energy Park | Bodelwyddan 400kV Substation | 0 | 158.4 | 158.4 | 2026-10-31 | Scoping | NGET | Wind Onshore
WILLINGTON GREEN ENERGY LIMITED | Moel y Llyn | Chirk GSP | 0 | 251 | 251 | 2027-02-04 | Scoping | NGET | Wind Onshore
SSE UTILITY SOLUTIONS LIMITED | Monets Garden | Osbaldwick 400kV Substation | 0 | 57 | 57 | 2024-10-30 | Consents Approved | NGET | Battery Storage
SEMBCORP UTILITIES (UK) LIMITED | Monk Fryston Enso | Monk Fryston 400kV Substation | 0 | 400 | 400 | 2031-10-31 | Scoping | NGET | Energy Storage System; PV Array (Photo Voltaic/solar)
ENERGYGRIDPOWER LTD | Monk Fryston IGP | Monk Fryston 275kV Substation | 0 | 500 | 500 | 2029-12-31 | Scoping | NGET | Energy Storage System; PV Array (Photo Voltaic/solar)
ENERGYGRIDPOWER LTD | Monk Fryston BESS | Monk Fryston 275kV Substation | 0 | 200 | 200 | 2029-10-31 | Scoping | NGET | Energy Storage System
WINDY RIG WIND FARM LIMITED | Monk Fryston Energy Park | Monk Fryston 400kV Substation | 0 | 800 | 800 | 2035-10-24 | Scoping | NGET | Energy Storage System; PV Array (Photo Voltaic/solar)
BROCKLOCH RIG WINDFARM LIMITED | Monk Fryston SSE | Monk Fryston 275kV Substation | 0 | 320 | 320 | 2024-10-31 | Consents Approved | NGET | Battery Storage
BROCKLOCH RIG WINDFARM LIMITED | Monk Fryston Tertiary Connection | Monk Fryston 275kV Substation | 0 | 57 | 57 | 2024-10-01 | Consents Approved | NGET | Battery Storage
BROCKLOCH RIG III LIMITED | Monquhill Wind Farm | Monquhill Wind Farm 132kV/33kV | 0 | 10 | 10 | 2027-04-30 | Awaiting Consents | SPT | Wind Onshore
BROCKLOCH RIG III LIMITED | Mon Solar Farm | Wylfa 400kV Substation | 0 | 240 | 240 | 2026-10-31 | Scoping | NGET | Energy Storage System; PV Array (Photo Voltaic/solar)
BROCKLOCH RIG III LIMITED | Montreathmont Moor Forest | Lunanhead GSP | 0 | 34.375 | 34.375 | 2025-10-31 | Scoping | SHET | Energy Storage System; PV Array (Photo Voltaic/solar)
ZENOBE WISHAW LIMITED | Moray East Offshore Wind Farm | New Deer 400kV Substation | 900 | 0 | 900 |  | Built | SHET | Wind Offshore
CS UK HOLDINGS III LIMITED | Moray West Offshore Windfarm | Moray Firth 220/33kV Platform 1 & 2 Offshore Substation | 0 | 800 | 800 | 2024-04-01 | Consents Approved | SHET | Wind Offshore
NUCLEAR DECOMMISSIONING AUTHORITY | Moray West Offshore Windfarm | Moray Firth 220/33kV Platform 1 & 2 Offshore Substation | 0 | 60 | 860 | 2026-10-31 | Scoping | SHET | Wind Offshore
ENSO GREEN HOLDINGS LIMITED | Morecambe Offshore Wind Farm | Wylfa 400kV Substation | 0 | 480 | 480 | 2033-04-01 | Scoping | NGET | Wind Offshore
PIVOTED POWER LLP | Moreton Estate | Chickerall B 400kV Substation | 0 | 480 | 480 | 2037-04-28 | Scoping | NGET | Energy Storage System; PV Array (Photo Voltaic/solar)
AGR SOLAR 4 LIMITED | Morgannwg Solar Farm | Aberthaw 275kV Substation | 0 | 249 | 249 | 2028-10-31 | Scoping | NGET | Energy Storage System; PV Array (Photo Voltaic/solar)
GREEN ENERGY INTERNATIONAL LIMITED | Morwind 300 | Alverdiscott 400kV Substation | 0 | 300 | 300 | 2031-10-31 | Scoping | NGET | Wind Offshore
Y BRYN WIND FARM LIMITED | Mosedale Energy | High Marnham 400kV Substation | 0 | 249 | 249 | 2033-03-31 | Scoping | NGET | Energy Storage System
ZENOBE BLACKHILLOCK LIMITED | Mossford (part of the Conon Cascade) | Mossford GSP | 18.7 | 0 | 18.7 |  | Built | SHET | Hydro
ZENOBE ENERGY LIMITED | Mossy Hill Wind Farm | Mossy Hill 132kV Substation | 0 | 48 | 48 | 2027-04-01 | Consents Approved | SHET | Wind Onshore
ZENOBE ENERGY LIMITED | Mountain Fen | Coddington 400kV Substation | 0 | 240 | 240 | 2034-09-30 | Scoping | NGET | Energy Storage System
ZENOBE ENERGY LIMITED | Moy Wind Farm | Inverness GSP | 60 | 0 | 60 |  | Built | SHET | Wind Onshore
ZENOBE ENERGY LIMITED | Muaitheabhal Wind Farm | Muaitheabhal 132/33kV Substation | 0 | 150 | 150 | 2030-10-31 | Consents Approved | SHET | Wind Onshore
ZENOBE ENERGY LIMITED | Muir Mhor Offshore Wind Farm | Cirrus Offshore Windfarm Substation | 0 | 1000 | 1000 | 2033-10-31 | Scoping | SHET | Wind Offshore
ZENOBE ENERGY LIMITED | Murphy Distribution Centre Ocker Hill | Ocker Hill 275kV Substation | 0 | 240 | 240 | 2032-10-30 | Scoping | NGET | Energy Storage System
Central Bedfordshire Council | Mwdwl Eithin Energy Park | Gwyddelwern 400kV Substation | 0 | 81.2 | 81.2 | 2026-10-31 | Scoping | NGET | Wind Onshore
CHILTERN RENEWABLES LIMITED | Nant |  | 15 | 0 | 15 |  | Built | SHET | Hydro
Llŷr Floating Wind Limited | Nant Aman | Rhigos 400kV Substation | 0 | 143 | 143 | 2028-10-01 | Scoping | NGET | Wind Onshore
Melvich Wind Energy Hub Limited | Nant Ceiment Energy Park | Pont Abraham GSP | 0 | 88.4 | 88.4 | 2027-09-11 | Scoping | NGET | Wind Onshore
CARLTON POWER LIMITED | Nant Y Maen Wind Farm |  | 0 | 150 | 150 | 2032-05-01 | Scoping | NGET | Wind Onshore
OURACK WIND FARM LLP | Narachan Wind Farm | Carradale 1 GSP | 0 | 72.6 | 72.6 | 2028-11-30 | Scoping | SHET | Wind Onshore
SSE RENEWABLES OFFSHORE WINDFARM HOLDINGS LIMITED | Native River (Capenhurst) | Capenhurst 275kV Substation | 0 | 57 | 57 | 2024-05-30 | Consents Approved | NGET | Battery Storage
| Navenby Farm | Navenby 400kV Substation | 0 | 1000 | 1000 | 2034-10-30 | Scoping | NGET | Energy Storage System; PV Array (Photo Voltaic/solar)
| Navenby GEC (Ethos Green) | Navenby 400kV Substation | 0 | 580 | 580 | 2033-10-30 | Awaiting Consents | NGET | Demand; Energy Storage System; PV Array (Photo Voltaic/solar); Reactive Compensation
| Neart Na Gaoithe Offshore Wind Farm | Neart Na Gaoithe 220/66KV Offshore Substation | 0 | 448 | 448 | 2023-06-01 | Consents Approved | SPT | Wind Offshore
| Neilston 132kV Greener Grid Park | Neilston 132kV Substation | 0 | 50 | 50 | 2024-05-31 | Scoping | SPT | Battery Storage
| Neilston 132kV Greener Grid Park | Neilston 132kV Substation | 0 | 100 | 150 | 2025-10-31 | Scoping | SPT | Energy Storage System; Reactive Compensation
| Neilston 400kV Greener Grid Park | Neilston 400kV Substation | 0 | 33 | 33 | 2027-05-17 | Scoping | SPT | Energy Storage System; Reactive Compensation
| Neilston Synchronous Compensation | Neilston 400kV Substation | 0 | 0 | 0 | 2024-07-31 | Consents Approved | SPT | Reactive Compensation
| NEL Story | Harker 400kV Substation | 0 | 240 | 240 | 2037-11-30 | Scoping | NGET | Energy Storage System
| Newark BESS | Cottam 400kV Substation | 0 | 600 | 600 | 2033-09-30 | Scoping | NGET | Energy Storage System; PV Array (Photo Voltaic/solar)
| Newarthill Energy Park | Newarthill Energy Park 275kV Substation | 0 | 250 | 250 | 2027-10-28 | Scoping | SPT | Demand; Energy Storage System
| Newchurch | Dungeness 400kV Substation | 0 | 400 | 400 | 2031-10-04 | Scoping | NGET | Energy Storage System; PV Array (Photo Voltaic/solar)
| New Deer Battery Storage | New Deer 400kV Substation | 0 | 500 | 500 | 2033-10-31 | Scoping | SHET | Energy Storage System
| New Deer BESS Station | New Deer 2 400kV Substation | 0 | 500 | 500 | 2033-10-31 | Scoping | SHET | Energy Storage System
| Newlands Hill Wind Energy Hub | Newlands Hill 132/33kV | 0 | 119 | 119 | 2029-04-30 | Scoping | SPT | Energy Storage System; Wind Onshore
| Nicolton Road BESS | Grangemouth 275/33kV | 0 | 250 | 250 | 2030-10-30 | Scoping | SPT | Energy Storage System
| Ninfield Green Energy Centre | Ninfield 400kV Substation | 0 | 600 | 600 | 2031-10-31 | Awaiting Consents | NGET | Energy Storage System; PV Array (Photo Voltaic/solar)
| Ninfield Greener Grid Park | Ninfield 400kV Substation | 0 | 0 | 0 | 2025-10-31 | Awaiting Consents | NGET | Energy Storage System; Reactive Compensation
| Ninfield Greener Grid Park | Ninfield 400kV Substation | 0 | 49.9 | 49.9 | 2029-10-31 | Awaiting Consents | NGET | Energy Storage System; Reactive Compensation
| Norfolk001 | Walpole 400kV Substation | 0 | 860 | 860 | 2031-11-30 | Scoping | NGET | Energy Storage System; PV Array (Photo Voltaic/solar)
| Norfolk Boreas | Necton 400kV Substation | 0 | 1320 | 1320 | 2026-08-01 | Awaiting Consents | NGET | Wind Offshore
| Norrington Gate | Melksham 400kV Substation | 0 | 150 | 150 | 2037-09-15 | Scoping | NGET | Energy Storage System
| North East Offshore Wind Farm | New Deer 2 400kV Substation | 0 | 2000 | 2000 | 2033-10-31 | Scoping | SHET | Wind Offshore
| North Falls Offshore Wind Farm | North Falls Offshore Platform Substation | 0 | 1000 | 1000 | 2030-10-31 | Scoping | NGET | Wind Offshore
| NorthFleet 2 BESS | NorthFleet 400kV Substation | 0 | 300 | 300 | 2028-10-31 | Scoping | NGET | Energy Storage System
| NorthFleet Tertiary | Northfleet East 400kV Substation | 0 | 49.9 | 49.9 | 2026-06-30 | Scoping | NGET | Energy Storage System; PV Array (Photo Voltaic/solar)
| North Killingholme Power Project | Killingholme 400kV Substation | 0 | 540 | 540 | 2026-10-31 | Consents Approved | NGET | CCGT (Combined Cycle Gas Turbine)
| North Kyle New Cumnock | New Cumnock 132kV Substation | 0 | 212 | 212 | 2024-04-30 | Awaiting Consents | SPT | Wind Onshore
| North Lanrigg Battery Storage | North Lanrigg Substation | 0 | 200 | 200 | 2028-10-30 | Scoping | SPT | Demand; Energy Storage System
| North Lowther Energy Initiative | NLEI GSP | 0 | 151.2 | 151.2 | 2028-04-01 | Scoping | SPT | Wind Onshore
| North Sea |  | 0 | 1500 | 1500 | 2033-01-01 | Scoping | NGET | Wind Offshore
| North Sea B (Irish Sea) | Wylfa 400kV Substation | 0 | 1500 | 1500 | 2033-04-01 | Scoping | NGET | Wind Offshore
| North Wales Hybrid | Bodelwyddan 400kV Substation | 0 | 53 | 53 | 2026-09-02 | Scoping | NGET | Energy Storage System; PV Array (Photo Voltaic/solar)
| Norton | Norton 400kV Substation | 0 | 57 | 57 | 2025-05-01 | Awaiting Consents | NGET | Energy Storage System; PV Array (Photo Voltaic/solar)
| Norton ENSO | Norton 400kV Substation | 0 | 400 | 400 | 2032-10-31 | Scoping | NGET | Energy Storage System; PV Array (Photo Voltaic/solar)
| Norton PV and BESS | Norton 400kV Substation | 0 | 40.9 | 40.9 | 2024-10-31 | Consents Approved | NGET | PV Array
| Norton Solar Farm | Norton GSP | 0 | 180 | 180 | 2031-10-31 | Scoping | NGET | PV Array (Photo Voltaic/solar)
| Norwich | Norwich GSP | 0 | 49.5 | 49.5 | 2024-10-31 | Consents Approved | NGET | CCGT
| Norwich PP | Norwich GSP | 0 | 57 | 57 | 2024-10-31 | Consents Approved | NGET | PV Array
| Norwich 100MW BESS | Norwich Main 400kV Substation | 0 | 100 | 100 | 2031-10-31 | Scoping | NGET | Energy Storage System
| Norwich 2 | Norwich Main 400kV Substation | 0 | 28 | 28 | 2033-06-30 | Scoping | NGET | PV Array (Photo Voltaic/solar); Wind Onshore
| Norwich Green Energy Centre | Mablethorpe 400kV Substation | 0 | 400 | 400 | 2031-04-30 | Awaiting Consents | NGET | Energy Storage System; PV Array (Photo Voltaic/solar)
| Norwich Main BESS | Norwich Main 400kV Substation | 0 | 249.9 | 249.9 | 2032-10-31 | Scoping | NGET | Energy Storage System
| NPI A Offshore |  | 0 | 1500 | 1500 | 2033-10-31 | Scoping | SHET | Wind Offshore
| NPI C Offshore Wind Farm |  | 0 | 740 | 740 | 2033-10-31 | Scoping | SHET | Wind Offshore
| Nursling Tertiary | Nursling 400kV Substation | 49.9 | 0 | 49.9 |  | Built | NGET | Battery Storage
| NZT Power Project | Tod Point 275kV Substation | 0 | 860 | 860 | 2026-04-30 | Awaiting Consents | NGET | CCGT (Combined Cycle Gas Turbine)
| Oaklands Farm Solar PV | Drakelow 132kV | 0 | 162.3 | 162.3 | 2025-06-01 | Scoping | NGET | PV Array (Photo Voltaic/solar)
| Oakley | Oakley 400kV Substation | 0 | 600 | 600 | 2037-10-20 | Scoping | NGET | Energy Storage System; PV Array (Photo Voltaic/solar)
| Oakview Farm BESS | Hams Hall 400kV Substation | 0 | 400 | 400 | 2033-10-31 | Scoping | NGET | Energy Storage System
| Ochill BESS | Ochill 132kV Substation | 0 | 49.5 | 49.5 | 2028-08-18 | Scoping | SPT | Energy Storage System
| Ocker Hill Tertiary Connection | Ocker Hill 275kV Substation | 0 | 57 | 57 | 2023-10-31 | Consents Approved | NGET | Battery Storage
| Oldbury (Tertiary) | Oldbury 275kV Substation | 0 | 49.9 | 49.9 | 2025-11-01 | Awaiting Consents | NGET | Energy Storage System
| Old Flatts Farm |  | 0 | 750 | 750 | 2027-09-01 | Scoping | NGET | Energy Storage System; PV Array (Photo Voltaic/solar)
| Old Forest of Ae | Old Forest of Ae 33kV Substation | 0 | 56 | 56 | 2027-10-31 | Scoping | SPT | Wind Onshore
| Olivers Forest Wind Farm | Olivers Forest Wind Farm 132kV Substation | 0 | 79.2 | 79.2 | 2031-04-30 | Scoping | SPT | Wind Onshore
| One Earth Solar Farm | High Marnham 400kV Substation | 0 | 500 | 500 | 2027-10-31 | Scoping | NGET | Energy Storage System; PV Array (Photo Voltaic/solar)
| One Planet Solar Farm | Eaton Socon 400kV Substation | 0 | 500 | 500 | 2029-10-31 | Scoping | NGET | PV Array (Photo Voltaic/solar)
| Ormonde Offshore Wind Farm | Ormonde 33/132kV Offshore Substation | 150 | 0 | 150 |  | Built | OFTO | Wind Offshore
| Orrin (part of the Conon Cascade) | Orrin GSP | 18 | 0 | 18 |  | Built | SHET | Hydro
| Orsted Celtic Sea (OCS01) | Alverdiscott 400kV Substation | 0 | 1350 | 1350 | 2036-12-06 | Scoping | NGET | Wind Offshore
| Orsted Celtic Sea 2 (OCS02) | Alverdiscott 400kV Substation | 0 | 1350 | 1350 | 2036-12-06 | Scoping | NGET | Wind Offshore
| Osbaldwick PV & BESS Sub | Osbaldwick 400kV Substation | 0 | 249.9 | 249.9 | 2033-08-30 | Scoping | NGET | Energy Storage System; PV Array (Photo Voltaic/solar)
| Osprey | Alverdiscott 400kV Substation | 0 | 1000 | 1000 | 2036-12-06 | Scoping | NGET | Wind Offshore
| Osprey 2 | Alverdiscott 400kV Substation | 0 | 1000 | 1000 | 2037-10-30 | Scoping | NGET | Wind Offshore
| Ourack Wind Farm | Ourack Wind Farm 132/33 kV Substation | 0 | 105 | 105 | 2030-10-31 | Scoping | SHET | Energy Storage System; Wind Onshore
| Ouse Energy Storage | Kemsley 400kV Substation | 0 | 249 | 249 | 2026-08-24 | Scoping | NGET | Energy Storage System
| Outh Muir Energy Park | Dunfermline GSP | 0 | 60 | 60 | 2026-10-31 | Scoping | SPT | Energy Storage System; PV Array (Photo Voltaic/solar)
| Overhill BESS | Rothienorman 400kV Substation | 0 | 49.9 | 49.9 | 2024-10-31 | Consents Approved | SHET | Battery Storage
| Overhill Wind Farm | Overhill WF 132kV Substation | 0 | 50 | 50 | 2027-08-26 | Consents Approved | SPT | Wind Onshore
| Overton Green Energy Centre | Overton 400kV Substation | 0 | 1025 | 1025 | 2035-10-24 | Awaiting Consents | NGET | Energy Storage System; PV Array (Photo Voltaic/solar)
| Overton Solar & Storage Farm | Overton 400kV Substation | 0 | 1400 | 1400 | 2032-06-01 | Scoping | NGET | Energy Storage System
| OWF-100 | OWF-100 Substation | 0 | 100 | 100 | 2025-08-31 | Scoping | SHET | Wind Offshore
| OWF1 Offshore | OWF1 275/66kV Offshore Substation | 0 | 2000 | 2000 | 2028-04-30 | Scoping | SPT | Wind Offshore
| OWF3 | OWF3 275/66kV Offshore Substation | 0 | 1000 | 1000 | 2031-10-31 | Scoping | SHET | Wind Offshore
| OWF3 | OWF3 275/66kV Offshore Substation | 0 | 2000 | 3000 | 2033-10-31 | Scoping | SHET | Wind Offshore
| OWPL Windfarm | OWPL Windfarm Platform 220/66kV Offshore Substation | 0 | 750 | 750 | 2029-10-31 | Scoping | SHET | Wind Offshore
| OWPL Windfarm | OWPL Windfarm Platform 220/66kV Offshore Substation | 0 | 1500 | 2250 | 2031-10-31 | Scoping | SHET | Wind Offshore
| Oykel Wind Farm | Oykel Wind Farm 132kV Substation | 0 | 79.2 | 79.2 | 2032-10-31 | Scoping | SHET | Wind Onshore
| Pamber Farm | Bramley | 0 | 480 | 480 | 2038-10-31 | Awaiting Consents | NGET | Energy Storage System
| Patch Elm Solar Substation | Folly Farm 132kV Substation | 0 | 200 | 200 | 2036-12-06 | Scoping | NGET | Energy Storage System; PV Array (Photo Voltaic/solar)
| Patford Bridge Farm | Patford Bridge 400kV Substation | 0 | 200 | 200 | 2033-10-31 | Scoping | NGET | Energy Storage System; PV Array (Photo Voltaic/solar)
| Patford Bridge Farm 2 | New Patford Bridge 400kV Substation | 0 | 700 | 700 | 2033-10-31 | Scoping | NGET | Energy Storage System; PV Array (Photo Voltaic/solar)
| Patford Bridge PV & BESS | Patford Bridge 400kV Substation | 0 | 249.9 | 249.9 | 2033-10-30 | Scoping | NGET | Energy Storage System; PV Array (Photo Voltaic/solar)
| Paxton Dal Energy Park | Paxton Dal Energy Park 400kV Substation | 0 | 600 | 600 | 2030-07-31 | Scoping | SPT | Energy Storage System; PV Array (Photo Voltaic/solar)
| Peak Gen Barry | Aberthaw 132kV Substation | 20 | 0 | 20 |  | Built | NGET | Battery Storage
| Peak Gen BEGA | Walpole 132kV Substation | 20.5 | 0 | 20.5 |  | Built | NGET | OCGT
| Peak Gen Bracknell | Fleet 132KV Substation | 20 | 0 | 20 |  | Built | NGET | OCGT
| Peak Gen Fareham | Nursling 132kV Substation | 21 | 0 | 21 |  | Built | NGET | Gas Reciprocating
| Peak Gen Havant | Lovedean 132KV Substation | 21 | 0 | 21 |  | Built | NGET | OCGT
| Peak Gen Llandarcy | Swansea North 400kV Substation | 21 | 0 | 21 |  | Built | NGET | Gas Reciprocating
| Peak Gen Makro Exeter | Exeter 132kV Substation | 20 | 0 | 20 |  | Built | NGET | Reactive Compensation
| Peak Gen Southampton | Nursling GSP | 24 | 0 | 24 |  | Built | NGET | Gas Reciprocating
| Pelham BESS | Pelham 400kV Substation | 0 | 249.9 | 249.9 | 2032-10-31 | Scoping | NGET | Energy Storage System
| Pelham Farm | Pelham 400kV Substation | 0 | 700 | 700 | 2032-10-31 | Scoping | NGET | Energy Storage System; PV Array (Photo Voltaic/solar)
| Pelham GEC (Ethos Green) | Pelham 400kV Substation | 0 | 480 | 480 | 2035-05-31 | Awaiting Consents | NGET | Demand; Energy Storage System; PV Array (Photo Voltaic/solar); Reactive Compensation
| Pembroke (spare bay) | Pembroke 132kV Substation | 0 | 120 | 120 | 2026-10-30 | Scoping | NGET | Energy Storage System; PV Array (Photo Voltaic/solar)
| Pembroke BESS | Pembroke 400kV Substation | 0 | 350 | 350 | 2026-10-01 | Awaiting Consents | NGET | Energy Storage System
| Pembroke BESS and Solar Station | Pembroke 400kV Substation | 0 | 99.9 | 99.9 | 2028-10-31 | Awaiting Consents | NGET | Energy Storage System; PV Array (Photo Voltaic/solar)
| Pembroke Power Station | Pembroke 400kV Substation | 2199 | 0 | 2199 |  | Built | NGET | CCGT
| Pencloe Windfarm | Pencloe 132/33kV Substation | 0 | 81 | 81 | 2024-07-01 | Consents Approved | SPT | Wind Onshore
| Pencloe Windfarm | Pencloe 132/33kV Substation | 0 | 38 | 119 | 2026-04-01 | Awaiting Consents | SPT | Wind Onshore
| Penketh Hall Farm | Fiddlers Ferry 275kV Substation | 0 | 249.9 | 249.9 | 2027-09-01 | Scoping | NGET | Energy Storage System
| Penn Battery Storage | Penn 275kV Substation | 0 | 249 | 249 | 2033-06-30 | Scoping | NGET | Energy Storage System
| Penrhiwdarren Farm | Cilfynydd 400kV Substation | 0 | 500 | 500 | 2037-09-15 | Scoping | NGET | Energy Storage System
| Pentir Green Energy Centre | Pentir 400kV Substation | 0 | 1025 | 1025 | 2037-10-31 | Awaiting Consents | NGET | Energy Storage System; PV Array (Photo Voltaic/solar)
| Penwortham (Redscar) | Penwortham GSP | 40 | 0 | 40 |  | Built | NGET | Battery Storage
| Penwortham BESS CSE | Penwortham 400kV Substation | 0 | 57 | 57 | 2027-06-01 | Scoping | NGET | Energy Storage System
| Penwortham BESS | Penwortham 400kV Substation | 0 | 57 | 57 | 2024-10-31 | Scoping | NGET | Battery Storage
| Penwortham Green Energy Centre | Penwortham 400kV Substation | 0 | 400 | 400 | 2026-10-31 | Awaiting Consents | NGET | Energy Storage System; PV Array (Photo Voltaic/solar)
| Penwortham Green Energy Centre | Penwortham 400kV Substation | 0 | 200 | 600 | 2036-10-31 | Awaiting Consents | NGET | Energy Storage System; PV Array (Photo Voltaic/solar)
| Pen Y Cymoedd Wind Farm | Rhigos 400kV Substation | 228 | 0 | 228 |  | Built | NGET | Wind Onshore
| Persley Croft BESS | Persley GSP | 0 | 50 | 50 | 2026-10-31 | Scoping | SHET | Energy Storage System
| Perwinnes | Dyce GSP | 0 | 45 | 45 | 2027-01-15 | Scoping | SHET | Energy Storage System; PV Array (Photo Voltaic/solar)
| Peterborough | Walpole 132kV Substation | 245 | 0 | 245 |  | Built | NGET | CCGT
| Peterhead | Peterhead GSP | 1180 | 0 | 1180 |  | Built | SHET | CCGT
| Peterhead Battery | Peterhead GSP | 0 | 500 | 500 | 2033-10-31 | Scoping | SHET | Energy Storage System
| Peterhead PV and BESS Station | Peterhead 400/275/33kV Substation | 0 | 480 | 480 | 2033-10-31 | Awaiting Consents | SHET | Energy Storage System; PV Array (Photo Voltaic/solar)
| Petroc Extension Offshore Wind Farm | Alverdiscott 400kV Substation | 0 | 1000 | 1000 | 2036-12-06 | Scoping | NGET | Wind Offshore
| Petroc Offshore Wind Farm | Alverdiscott 400kV Substation | 0 | 300 | 300 | 2029-03-31 | Scoping | NGET | Wind Offshore
| Phoenix 1A Offshore Wind Farm | Phoenix 1A 275/66kV Offshore Substation | 0 | 1500 | 1500 | 2031-10-31 | Scoping | SHET | Wind Offshore
| Phoenix 1B Offshore Wind Farm | Phoenix 1B 275/66kV Offshore Substation | 0 | 1500 | 1500 | 2033-10-31 | Scoping | SPT | Wind Offshore
| Pillswood BESS Phase 1 | Creyke Beck GSP | 49.9 | 0 | 49.9 |  | Built | NGET | Battery Storage
| Pillswood BESS Phase 2 | Creyke Beck GSP | 49.9 | 0 | 49.9 |  | Built | NGET | Battery Storage
| Pines Burn Wind Farm | Hawick GSP | 0 | 50 | 50 | 2023-08-02 | Consents Approved | SPT | Wind Onshore
| Pitlochry (part of the Clunie Cascade) |  | 15 | 0 | 15 |  | Built | SHET | Hydro
| Pittlesheugh Farm | Eccles 132kV Substation | 0 | 340 | 340 | 2030-10-31 | Scoping | SPT | Energy Storage System
| Pivot Power Harker Hybrid | Harker 400kV Substation | 0 | 49.9 | 49.9 | 2024-10-31 | Consents Approved | NGET | Battery Storage
| Plas Power Estate North Tertiary | Legacy 400kV Substation | 0 | 57 | 57 | 2026-08-01 | Scoping | NGET | PV Array (Photo Voltaic/solar)
| Plymouth Main | Landulph GSP | 25.52 | 0 | 25.52 |  | Built | NGET | CHP
| Plymouth Rock | Landulph GSP | 15.08 | 0 | 15.08 |  | Built | NGET | CHP
| Pogbie Wind Farm |  | 9.6 | 0 | 9.6 |  | Built | SPT | Wind Onshore
| Pond Flexible Energy Park | Bathgate 132/33kV Substation | 0 | 200 | 200 | 2031-06-30 | Scoping | SPT | Energy Storage System
| Pond Hill Farm 1 | Minety 400kV Substation | 0 | 47.5 | 47.5 | 2025-04-30 | Awaiting Consents | NGET | Battery Storage
| Pond Hill Farm 2 BESS | Minety 400kV Substation | 0 | 47.5 | 47.5 | 2025-05-31 | Awaiting Consents | NGET | Battery Storage
| Poppleton PV & BESS Sub | Poppleton 275kV Substation | 0 | 249.9 | 249.9 | 2035-10-24 | Scoping | NGET | Energy Storage System; PV Array (Photo Voltaic/solar)
| Porters Wood |  | 0 | 500 | 500 | 2025-04-01 | Scoping | NGET | Energy Storage System; PV Array (Photo Voltaic/solar)
| Port of Mostyn | Connah's Quay 400kV Substation | 0 | 210 | 210 | 2027-04-01 | Scoping | NGET | Tidal
| Portwind | Chickerell 400kV Substation | 0 | 2500 | 2500 | 2036-12-06 | Scoping | NGET | Energy Storage System; PV Array (Photo Voltaic/solar); Wind Offshore
| Powersite @ Drakelow | Drakelow 400kV Substation | 0 | 380 | 380 | 2020-10-01 | Under Construction/Commissioning | NGET | CCGT
| Priestgill Wind Farm | Elvanfoot 275/132/33kV | 0 | 43.63 | 43.63 | 2024-12-06 | Consents Approved | SPT | Wind Onshore
| Progress Power Station | Yaxley 400kV Substation | 0 | 299 | 299 | 2024-06-28 | Under Construction/Commissioning | NGET | OCGT
| Project Elizabeth (Yellow) | Wylfa 400kV Substation | 0 | 1500 | 1500 | 2033-04-01 | Scoping | NGET | Wind Offshore
| Project Yare | Norwich Main 400kV Substation | 0 | 49.5 | 49.5 | 2024-10-25 | Awaiting Consents | NGET | PV Array
| Protos Power Station | Elton 400kV Substation | 0 | 910 | 910 | 2037-11-01 | Scoping | NGET | CCGT (Combined Cycle Gas Turbine)
| Provan Gas Works BESS | Carntyne GSP | 0 | 49.9 | 49.9 | 2026-06-30 | Scoping | SPT | Energy Storage System
| Quantans Hill Wind Farm | Quantans Hill 132kV Substation | 0 | 95 | 95 | 2027-04-30 | Scoping | SPT | Wind Onshore
| Quoich (part of the Garry Cascade) | Quoich GSP | 18 | 0 | 18 |  | Built | SHET | Hydro
| Race Bank Extension | Racebank Extension 220/66kV Offshore | 0 | 565 | 565 | 2030-04-30 | Scoping | NGET | Wind Offshore
| Race Bank Wind Farm | Race Bank 132kV Substation | 565 | 0 | 565 |  | Built | NGET | Wind Offshore
| Rampion Extension Offshore Wind Farm | Rampion Offshore Wind Farm | 0 | 1200 | 1200 | 2026-08-01 | Scoping | NGET | Wind Offshore
| Rampion Offshore Wind Farm | Rampion 33/132kV Offshore | 400 | 0 | 400 |  | Built | NGET | Wind Offshore
| Ranby | Jubilee Farm 275kV Substation | 0 | 600 | 600 | 2034-08-30 | Scoping | NGET | Energy Storage System; PV Array (Photo Voltaic/solar)
| Rassau | Rassau 400kV Substation | 0 | 400 | 400 | 2030-10-31 | Scoping | NGET | Energy Storage System; PV Array (Photo Voltaic/solar); Wind Onshore
| Ratcliffe EMERGE | Ratcliffe GSP | 0 | 49.9 | 49.9 | 2024-07-01 | Awaiting Consents | NGET | Waste
| Ratcliffe Kegworth Road BEGA | Ratcliffe-On-Soar 132kV Substation | 0 | 140 | 140 | 2033-10-30 | Scoping | NGET | Energy Storage System; PV Array (Photo Voltaic/solar)
| Ratcliffe on Soar | Ratcliffe-On-Soar 400kV Substation | 2021 | 0 | 2021 |  | Built | NGET | Coal
| Ratcliffe-on-Soar | Ratcliffe-On-Soar 400kV Substation | 0 | 49.9 | 49.9 | 2025-06-30 | Scoping | NGET | Energy Storage System
| Ratcliffe-on-Soar | Ratcliffe-On-Soar 400kV Substation | 0 | 49.9 | 99.8 | 2026-06-30 | Scoping | NGET | Energy Storage System
| Ratcliffe-on-Soar | Ratcliffe-On-Soar 400kV Substation | 0 | 20.2 | 120 | 2026-12-30 | Scoping | NGET | Energy Storage System
| Ratcliffe on Soar Farm | Ratcliffe-On-Soar 400kV Substation | 0 | 1000 | 1000 | 2034-10-31 | Scoping | NGET | Energy Storage System; PV Array (Photo Voltaic/solar)
| Ratcliffe-on-Soar II | Ratcliffe-On-Soar 400kV Substation | 0 | 200 | 200 | 2030-10-31 | Scoping | NGET | Energy Storage System; PV Array (Photo Voltaic/solar)
| Ratcliffe-on-Soar II | Ratcliffe-On-Soar 400kV Substation | 0 | 100 | 300 | 2031-10-31 | Scoping | NGET | Energy Storage System; PV Array (Photo Voltaic/solar)
| Ratcliffe-on-Soar II | Ratcliffe-On-Soar 400kV Substation | 0 | 100 | 400 | 2032-10-31 | Scoping | NGET | Energy Storage System; PV Array (Photo Voltaic/solar)
| Ratcliffe-On-Soar PV & BESS |  | 0 | 249.9 | 249.9 | 2033-06-30 | Scoping | NGET | Energy Storage System; PV Array (Photo Voltaic/solar)
| Rat Hall Solar | Burwell South 400kV Substation | 0 | 200 | 200 | 2032-10-31 | Scoping | NGET | Energy Storage System; PV Array (Photo Voltaic/solar)
| Rawhills Battery Energy Storage Facility | Coalburn 400kV GIS Substation | 0 | 500 | 500 | 2027-04-16 | Scoping | SPT | Energy Storage System
| Rayleigh 1 Tertiary | Rayleigh Main GSP | 0 | 49.9 | 49.9 | 2023-10-31 | Scoping | NGET | PV Array
| Rayleigh 1 Tertiary | Rayleigh Main GSP | 0 | 7.1 | 57 | 2025-10-31 | Scoping | NGET | Energy Storage System; PV Array (Photo Voltaic/solar)
| Rayleigh 2 Tertiary | Rayleigh Main GSP | 0 | 49.9 | 49.9 | 2025-10-31 | Scoping | NGET | Energy Storage System; PV Array (Photo Voltaic/solar)
| Rayleigh 2 Tertiary | Rayleigh Main GSP | 0 | 7.1 | 57 | 2027-10-31 | Scoping | NGET | Energy Storage System; PV Array (Photo Voltaic/solar)
| Redditch | Feckenham GSP | 29 | 0 | 29 |  | Built | NGET | CCGT
| Redfield Road A | Ratcliffe GSP | 20.88 | 0 | 20.88 |  | Built | NGET | CHP
| Redfield Road B | Ratcliffe GSP | 20.88 | 0 | 20.88 |  | Built | NGET | Thermal
| Red Hill Energy Park | Monk Fryston 400kV Substation | 0 | 800 | 800 | 2035-10-24 | Scoping | NGET | Demand; Energy Storage System; PV Array (Photo Voltaic/solar)
| Red John PSH | Red John 275kV Switching Station | 0 | 450 | 450 | 2028-07-31 | Scoping | SHET | Pump Storage
| Red Moss Farm | Red Moss GSP | 0 | 300 | 300 | 2030-10-30 | Scoping | SPT | Energy Storage System
| Richborough 1 | Richborough 400kV Substation | 0 | 50 | 50 | 2023-11-24 | Scoping | NGET | Battery Storage
| Richborough 2 | Richborough 400kV Substation | 0 | 50 | 50 | 2023-08-25 | Scoping | NGET | Battery Storage
| Ridham Battery Storage | Kemsley 400kV Substation | 0 | 350 | 350 | 2031-10-31 | Scoping | NGET | Energy Storage System
| Rigghill Windfarm | Spango Valley GSP | 0 | 49.9 | 49.9 | 2025-04-30 | Scoping | SPT | Wind Onshore
| Rigifa BESS | Gills Bay 132kV | 0 | 200 | 200 | 2031-07-31 | Scoping | SHET | Energy Storage System
| Rivox Wind Farm | Rivox 132/33kV | 0 | 220 | 220 | 2031-10-10 | Scoping | SPT | Energy Storage System; Wind Onshore
| Roaring Hill Energy Storage Facility | Glenrothes GSP | 0 | 49.99 | 49.99 | 2023-07-28 | Scoping | SPT | Battery Storage
| Robin Rigg East Offshore Wind Farm | Robin Rigg East 132/33kV Offshore Substation | 86 | 0 | 86 |  | Built | OFTO | Wind Offshore
| Robin Rigg West Offshore Wind Farm | Robin Rigg West Offshore Wind Farm Substation | 92 | 0 | 92 |  | Built | OFTO | Wind Offshore
| Rochdale BESS | Rochdale 275kV Substation | 0 | 57 | 57 | 2024-06-30 | Scoping | NGET | Battery Storage
| Rochester Renewable Project | Kingsnorth GSP | 0 | 60 | 60 | 2028-09-22 | Scoping | NGET | Wind Onshore
| Rocksavage | Rocksavage 400kV Substation | 810 | 0 | 810 |  | Built | NGET | CCGT
| Roger Hill Farm | Roger Hill Farm 132kV substation | 0 | 200 | 200 | 2031-10-31 | Scoping | SPT | Energy Storage System; PV Array (Photo Voltaic/solar)
| Roosecote | Roosecote 132kV Substation | 49 | 0 | 49 |  | Built | NGET | Battery Storage
| Rothienorman 50MW BESS | Rothienorman GSP | 0 | 50 | 50 | 2024-10-31 | Scoping | SHET | Battery Storage
| Rothienorman Battery | Rothienorman 400kV Substation | 0 | 500 | 500 | 2033-10-31 | Scoping | SHET | Energy Storage System
| Rothienorman Sync Comp | Rothienorman 400kV Substation | 0 | 0 | 0 | 2024-03-31 | Consents Approved | SHET | Reactive Compensation
| Rowancraig Wind Farm | Glenglass 132/33kV Substation | 0 | 40 | 40 | 2028-10-30 | Scoping | SPT | Wind Onshore
| Rugeley | Rugeley GSP | 0 | 600 | 600 | 2029-08-30 | Scoping | NGET | Energy Storage System; PV Array (Photo Voltaic/solar)
| Rugeley Battery Storage | Rugeley 400kV Substation | 0 | 400 | 400 | 2033-10-30 | Scoping | NGET | Energy Storage System
| Rye House | Rye House GSP | 715 | 0 | 715 |  | Built | NGET | CCGT
| Rye House (Tertiary) | Rye House 400kV Substation | 0 | 49.9 | 49.9 | 2025-10-31 | Scoping | NGET | Energy Storage System; PV Array (Photo Voltaic/solar)
| Rye House (Tertiary) | Rye House 400kV Substation | 0 | 7.1 | 57 | 2027-10-31 | Scoping | NGET | Energy Storage System; PV Array (Photo Voltaic/solar)
| Ryhall Farm | Casewick 400kV Substation | 0 | 200 | 200 | 2034-10-31 | Scoping | NGET | Energy Storage System; PV Array (Photo Voltaic/solar)
| SAE Usk 1 | Uskmouth 275kV Substation | 0 | 349 | 349 | 2037-10-31 | Scoping | NGET | Energy Storage System
| SAGE Solar | REVIEW - St Fergus Mobil | 0 | 20 | 20 | 2025-06-30 | Scoping | SHET | Demand; PV Array (Photo Voltaic/solar)
| Salamander Offshore Wind Farm | Peterhead GSP | 0 | 200 | 200 | 2029-10-31 | Scoping | SHET | Wind Offshore
| Sallachy Wind Farm | Cassley GSP | 0 | 49.5 | 49.5 | 2027-08-31 | Awaiting Consents | SHET | Wind Onshore
| Saltend | Saltend South 400kV Substation | 1100 | 0 | 1100 |  | Built | NGET | CCGT
| Saltend North BESS | Saltend North GSP | 0 | 100 | 100 | 2037-10-30 | Scoping | NGET | Energy Storage System
| SANDFORD | Sandford 400kV | 0 | 600 | 600 | 2037-10-20 | Scoping | NGET | Energy Storage System; PV Array (Photo Voltaic/solar)
| Sandy Knowe Wind Farm | Sandy Knowe Wind Farm 132kV Substation | 86.4 | 0 | 86.4 |  | Built | SPT | Wind Onshore
| Sandy Knowe Wind Farm | Sandy Knowe Wind Farm 132kV Substation | 0 | 21.6 | 108 | 2027-10-31 | Awaiting Consents | SPT | Wind Onshore
| Sanquhar II Wind Farm | Sanquhar 132/33kV Substation | 0 | 250 | 250 | 2024-04-30 | Scoping | SPT | Wind Onshore
| Sanquhar Wind Farm |  | 30 | 0 | 30 |  | Built | SPT | Wind Onshore
| Scaraben Offshore Wind Farm | Scaraben 132kV Offshore Substation | 0 | 100 | 100 | 2033-10-31 | Scoping | SHET | Wind Offshore
| Scatsta1 Greener Grid Park | Scatsta 132kV Substation | 0 | 5 | 5 | 2028-10-31 | Scoping | SHET | Energy Storage System
| Scira-Dudgeon Extension | Norwich Main 400kV Substation | 0 | 719 | 719 | 2027-07-01 | Scoping | NGET | Wind Offshore
| Scira-Dudgeon Extension | Norwich Main 400kV Substation | 0 | 231 | 950 | 2031-10-31 | Scoping | NGET | Wind Offshore
| Sclenteuch Energy Park | Sclenteuch Energy Park 132kV | 0 | 54 | 54 | 2029-10-31 | Scoping | SPT | Energy Storage System; Wind Onshore
| Scoop Hill Wind Farm | Scoop Hill Wind Farm 132kV Substation | 0 | 500 | 500 | 2025-08-28 | Scoping | SPT | Wind Onshore
| Scotsburn Road | Fyrish 275kV Substation | 0 | 170 | 170 | 2030-10-31 | Scoping | SHET | Energy Storage System
| Scottish Water Airdrie STW 60MW BESS | Coatbridge GSP | 0 | 45 | 45 | 2028-10-31 | Scoping | SPT | Energy Storage System
| Scottish Water Dougliehill WPS | Devol Moor 132kV Substation | 0 | 49 | 49 | 2026-10-30 | Scoping | SPT | Energy Storage System
| Seabank | Seabank 400kV Substation | 1234 | 0 | 1234 |  | Built | NGET | CCGT
| Seabank (Tertiary) | Seabank 400kV Substation | 0 | 49.9 | 49.9 | 2023-11-01 | Awaiting Consents | NGET | Battery Storage
| Seagreen 1A Offshore Wind Farm | Cockenzie 275kV Substation | 0 | 500 | 500 | 2026-04-01 | Under Construction/Commissioning | SPT | Wind Offshore
| Seagreen 1 Offshore Wind Farm | Tealing 275/33kV Substation | 0 | 10 | 10 | 2023-04-01 | Consents Approved | SHET | Wind Offshore
| Seagreen 1 Offshore Wind Farm | Tealing 275/33kV Substation | 0 | 590 | 600 | 2023-04-01 | Consents Approved | SHET | Wind Offshore
| Seagreen 1 Offshore Wind Farm | Tealing 275/33kV Substation | 0 | 475 | 1075 | 2023-04-01 | Consents Approved | SHET | Wind Offshore
| Sealtainn Offshore Wind Farm | Sealtainn 275kV Offshore | 0 | 500 | 500 | 2033-10-31 | Scoping | SHET | Wind Offshore
| Sellafield | Hutton 132kV Substation | 155 | 0 | 155 |  | Built | NGET | CHP
| Sellindge (Tertiary) | Sellindge 400kV Substation | 0 | 49.9 | 49.9 | 2024-11-01 | Awaiting Consents | NGET | Battery Storage
| Sellindge Grid Stability Services | Sellindge 400kV Substation | 0 | 0 | 0 | 2025-08-29 | Scoping | NGET | Reactive Compensation
| Sellindge West | Sellindge West 400kV | 0 | 1000 | 1000 | 2030-10-31 | Scoping | NGET | Energy Storage System; PV Array (Photo Voltaic/solar)
| Severn Power | Uskmouth 275kV Substation | 850 | 0 | 850 |  | Built | NGET | CCGT
| Severn Road Avonmouth | Seabank GSP | 0 | 135 | 135 | 2033-10-30 | Scoping | NGET | Energy Storage System; Gas Reciprocating
| Sevington | Sellindge 132kV Substation | 10 | 0 | 10 |  | Built | NGET | CCGT
| Shaftesbury Energy Park | Shaftesbury 132kV Substation | 0 | 99.9 | 99.9 | 2036-12-06 | Scoping | NGET | Energy Storage System
| SHBEC | South Humber Bank 400kV Substation | 0 | 83 | 83 | 2026-07-31 | Consents Approved | NGET | Waste
| Sheaf Energy | Richborough 400kV Substation | 0 | 249 | 249 | 2025-04-30 | Consents Approved | NGET | Battery Storage
| Sheaf Energy | Richborough 400kV Substation | 0 | -249 | 0 | 2026-09-30 | Consents Approved | NGET | Energy Storage System
| Sheaf Energy | Richborough 400kV Substation | 0 | 249 | 249 | 2029-12-31 | Consents Approved | NGET | Energy Storage System
| Sheilhill Battery Storage | REVIEW - St Fergus | 0 | 100 | 100 | 2033-10-31 | Awaiting Consents | SHET | Demand; Energy Storage System
| Sheirdrim Wind Farm | Sheirdrim 132kV Substation | 0 | 84 | 84 | 2026-04-30 | Scoping | SHET | Wind Onshore
| Shepherds Rig Wind Farm | Shepherds Rig Wind Farm 132kV Substation | 0 | 84.6 | 84.6 | 2024-07-30 | Scoping | SPT | Wind Onshore
| Sheringham Shoal Offshore Wind Farm | Sheringham Shoal 33/132kV Offshore Substations | 315 | 0 | 315 |  | Built | OFTO | Wind Offshore
| Shipley Road BESS | Lovedean 400kV Substation | 0 | 400 | 400 | 2031-10-21 | Scoping | NGET | Energy Storage System
| Shoreham | Bolney GSP | 460 | -40 | 420 | 2026-10-01 | Under Construction/Commissioning | NGET | CCGT (Combined Cycle Gas Turbine)
| Shoreham | Bolney GSP | 0 | 40 | 460 | 2029-12-31 | Under Construction/Commissioning | NGET | CCGT (Combined Cycle Gas Turbine)
| Shropshire Energy Park | Shrewsbury 400kV Substation | 0 | 500 | 500 | 2033-10-31 | Scoping | NGET | Energy Storage System; PV Array (Photo Voltaic/solar)
| Sizewell B | Sizewell 132kV Substation | 1230 | 0 | 1230 |  | Built | NGET | Nuclear
| Sizewell C | Sizewell 400kV Substation | 0 | 1670 | 1670 | 2029-10-31 | Awaiting Consents | NGET | Nuclear
| Sizewell C | Sizewell 400kV Substation | 0 | 1670 | 3340 | 2030-10-31 | Awaiting Consents | NGET | Nuclear
| Sizing John (Rainhill) | Rainhill GSP | 0 | 142.5 | 142.5 | 2024-10-30 | Consents Approved | NGET | Battery Storage
| Slickly Wind Farm | Slickly 132/33kV Substation | 0 | 64 | 64 | 2027-10-31 | Scoping | SHET | Energy Storage System; Wind Onshore
| Slickly Wind Farm | Slickly 132/33kV Substation | 0 | 50 | 114 | 2028-10-31 | Scoping | SHET | Energy Storage System; Wind Onshore
| Sloy G1 and G4 | Sloy GSP | 72.5 | 0 | 72.5 |  | Built | SHET | Hydro
| Sloy G2 and G3 | Sloy GSP | 80 | 0 | 80 |  | Built | SHET | Hydro
| Smeaton BESS | Smeaton 400kV | 0 | 228 | 228 | 2028-06-23 | Scoping | SPT | Energy Storage System
| Sneddon Law Wind | Kilmarnock Town 275/33kV Substation | 0 | 30 | 30 | 2023-03-31 | Under Construction/Commissioning | SPT | Wind Onshore
| Sofia Offshore Wind Farm | Dogger Bank 220kV Offshores | 0 | 132 | 132 | 2024-09-01 | Consents Approved | NGET | Wind Offshore
| Sofia Offshore Wind Farm | Dogger Bank 220kV Offshores | 0 | 1188 | 1320 | 2025-04-01 | Scoping | NGET | Wind Offshore
| Solutia |  | 10 | 0 | 10 |  | Built | NGET | CCGT
| Solwaybank | Chapelcross 132/33kV Substation | 29.9 | 0 | 29.9 |  | Built | SPT | Wind Onshore
| Somerford | Minety 400kV Substation | 0 | 47.5 | 47.5 | 2025-06-30 | Awaiting Consents | NGET | Energy Storage System; PV Array (Photo Voltaic/solar)
| Somerset Energy Park | Somerset Energy Park Substation | 0 | 500 | 500 | 2038-10-31 | Scoping | NGET | Energy Storage System; PV Array (Photo Voltaic/solar)
| Sound of Islay Tidal | Port Ann GSP | 0 | 10 | 10 | 2025-06-30 | Consents Approved | SHET | Tidal
| South Brook | Melksham 400kV Substation | 0 | 35.5 | 35.5 | 2037-06-28 | Awaiting Consents | NGET | Energy Storage System; PV Array (Photo Voltaic/solar)
| Southery | Southery 400kV Substation | 0 | 600 | 600 | 2031-10-30 | Scoping | NGET | Energy Storage System; PV Array (Photo Voltaic/solar)
| Southfields | Minety 400kV Substation | 0 | 47.5 | 47.5 | 2025-06-30 | Awaiting Consents | NGET | Energy Storage System; PV Array (Photo Voltaic/solar)
| Southfields Farm | Minety 400kV Substation | 0 | 47.5 | 47.5 | 2028-10-31 | Awaiting Consents | NGET | Energy Storage System
| South Humber Bank | South Humber Bank 400kV Substation | 1365 | 0 | 1365 |  | Built | NGET | CCGT
| South Kyle 2 Wind farm | New Cummock 132/33kV Substation | 0 | 67 | 67 | 2029-05-25 | Scoping | SPT | Energy Storage System; Wind Onshore
| South Kyle Wind Farm | New Cumnock 132kV Substation | 235 | 0 | 235 |  | Built | SPT | Wind Onshore
| Spalding | Spalding North 400kV Substation | 950 | 0 | 950 |  | Built | NGET | CCGT
| Spalding Energy Expansion | Spalding North 400kV Substation | 299.99 | 0 | 299.99 |  | Built | NGET | Energy Storage System; OCGT (Open Cycle Gas Turbine)
| Spalding Energy Expansion | Spalding North 400kV Substation | 0 | 550 | 849.99 | 2030-10-30 | Consents Approved | NGET | Energy Storage System; OCGT (Open Cycle Gas Turbine)
| Spalding PV and BESS Station | Weston Marsh 400kV Substation | 0 | 480 | 480 | 2033-07-30 | Scoping | NGET | Energy Storage System; PV Array (Photo Voltaic/solar)
| Spennymoor | Spennymoor 400kV Substation | 0 | 49.9 | 49.9 | 2023-10-31 | Awaiting Consents | NGET | Battery Storage
| Spennymoor BESS | Spennymoor 400kV Substation | 0 | 50 | 50 | 2032-07-30 | Scoping | NGET | Energy Storage System
| Spennymoor Greener Grid Park | Spennymoor 400kV Substation | 0 | 0 | 0 | 2026-10-30 | Scoping | NGET | Reactive Compensation
| Spirebush Renewable Energy Project | Glenmuckloch 132kV Substation | 0 | 400 | 400 | 2028-07-01 | Awaiting Consents | SPT | Wind Onshore
| SPITTAL MAINS BATTERY ENERGY STORAGE | Spittal 275kV Substation | 0 | 200 | 200 | 2030-10-31 | Scoping | SHET | Energy Storage System
| SSE Celtic Sea 1 | Alverdiscott 400kV Substation | 0 | 1500 | 1500 | 2036-12-06 | Scoping | NGET | Wind Offshore
| SSE Ferrybridge BESS | Ferrybridge B 132kV Substation | 0 | 150 | 150 | 2024-06-28 | Consents Approved | NGET | Battery Storage
| SSE Fiddlers Ferry Battery Energy Storage | Fiddlers Ferry 275kV Substation | 0 | 150 | 150 | 2024-06-30 | Awaiting Consents | NGET | Battery Storage
| SSE Offshore 1 | SSE OFFSHORE 1 379/66KV OFFSHORE SUBSTATION | 0 | 1320 | 1320 | 2033-10-31 | Scoping | SPT | Wind Offshore
| SSE Offshore 2 | SSE OFFSHORE 2 220/66KV OFFSHORE SUBSTATION | 0 | 600 | 600 | 2031-10-31 | Scoping | SHET | Wind Offshore
| SSE Offshore 3 | SSE Offshore 3 220/66kV Offshore Substation | 0 | 600 | 600 | 2033-10-31 | Scoping | SHET | Wind Offshore
| SSE Offshore 4 | Cousland 400kV Substation | 0 | 1008 | 1008 | 2033-10-31 | Scoping | SPT | Wind Offshore
| STALLINGBOROUGH CARBON CAPTURE CCGT | Grimsby West 400kV Substation | 0 | 906 | 906 | 2035-05-30 | Scoping | NGET | CCGT (Combined Cycle Gas Turbine); Demand
| Stallingborough PV & BESS Station | Grimsby West 400kV Substation | 0 | 500 | 500 | 2034-10-30 | Scoping | NGET | Energy Storage System; PV Array (Photo Voltaic/solar)
| Stanley Water WTW BESS | REVIEW - Well Street Paisley 132kV | 0 | 60 | 60 | 2025-06-30 | Scoping | SPT | Energy Storage System
| St Asaph SSE | Bodelwyddan 400kV Substation | 0 | 600 | 600 | 2037-11-01 | Scoping | NGET | Energy Storage System; PV Array (Photo Voltaic/solar)
| Staythorpe | Staythorpe 400kV Substation | 0 | 400 | 400 | 2030-10-31 | Scoping | NGET | Energy Storage System; PV Array (Photo Voltaic/solar)
| Staythorpe SSE | Staythorpe 400kV Substation | 0 | 437 | 437 | 2026-05-29 | Awaiting Consents | NGET | Energy Storage System; PV Array (Photo Voltaic/solar)
| Staythorpe C | Staythorpe 400kv | 1752 | 0 | 1752 |  | Built | NGET | CCGT
| St Dennis Hendra | Indian Queens 400kV Substation | 0 | 47.5 | 47.5 | 2024-10-31 | Consents Approved | NGET | Battery Storage
| Steel Point (aka Project Lithium) | Washway Farm GSP | 49.9 | 0 | 49.9 |  | Built | NGET | Battery Storage
| Stoke Bardolph | Stoke Bardolph 400kV Substation | 0 | 1000 | 1000 | 2032-10-31 | Scoping | NGET | Energy Storage System; PV Array (Photo Voltaic/solar)
| Stoke Bardolph 400 | Stoke Bardolph 400kV Substation | 0 | 200 | 200 | 2030-10-31 | Scoping | NGET | Energy Storage System; PV Array (Photo Voltaic/solar)
| Stoke Bardolph 400 | Stoke Bardolph 400kV Substation | 0 | 100 | 300 | 2031-10-31 | Scoping | NGET | Energy Storage System; PV Array (Photo Voltaic/solar)
| Stoke Bardolph 400 | Stoke Bardolph 400kV Substation | 0 | 100 | 400 | 2032-10-31 | Scoping | NGET | Energy Storage System; PV Array (Photo Voltaic/solar)
| STOR Field 9 BESS | Inverkeithing GSP | 0 | 49.9 | 49.9 | 2029-07-30 | Scoping | SPT | Energy Storage System
| Stornoway Wind Farm | Stornoway 132/33kV Substation | 0 | 180 | 180 | 2027-05-31 | Consents Approved | SHET | Wind Onshore
| Stracathro BESS | Stracathro BESS 275kV Substation | 0 | 249 | 249 | 2032-06-30 | Scoping | SHET | Demand; Energy Storage System
| Stranoch Wind Farm | Stranoch Wind 132/33KV Substation | 0 | 102 | 102 | 2025-08-29 | Consents Approved | SPT | Wind Onshore
| StrataStore - Cheshire Energy Storage Facility | Cellarhead 132kV Substation | 0 | 200 | 200 | 2037-11-30 | Scoping | NGET | Energy Storage System; Reactive Compensation
| Strathrory Wind Farm | Alness GSP | 0 | 36 | 36 | 2024-03-31 | Consents Approved | SHET | Wind Onshore
| Strath Tirry (keep) | Lairg GSP | 0 | 20 | 20 | 2025-10-31 | Scoping | SHET | Energy Storage System; Wind Onshore
| Strath Tirry (keep) | Lairg GSP | 0 | 14.8 | 34.8 | 2027-09-30 | Scoping | SHET | Energy Storage System; Wind Onshore
| Strathy North Wind | Strathy North 132/33kV Substation | 67.65 | 0 | 67.65 |  | Built | SHET | Wind Onshore
| Strathy South Wind | Strathy South 132/33kV Substation | 0 | 207.6 | 207.6 | 2025-12-01 | Scoping | SHET | Wind Onshore
| Strathy Wood | Strathy Wood 132/33kV Substation | 0 | 54.4 | 54.4 | 2025-05-01 | Awaiting Consents | SHET | Wind Onshore
| Strathy Wood | Strathy Wood 132/33kV Substation | 0 | 9.1 | 63.5 | 2025-08-31 | Scoping | SHET | Wind Onshore
| Stronelairg |  | 227.8 | 0 | 227.8 |  | Built | SHET | Wind Onshore
| Sudmeadow |  | 41.76 | 0 | 41.76 |  | Built | NGET | Thermal
| Sulgrave Solar PV | East Claydon GSP (SEPD) | 0 | 129.8 | 129.8 | 2026-10-30 | Scoping | NGET | PV Array (Photo Voltaic/solar)
| Sunbury BESS | Laleham GSP (SEPD) | 0 | 200 | 200 | 2031-02-24 | Scoping | NGET | Energy Storage System
| Sundhope Wind Farm | Sundhope 132kV Substation | 0 | 180 | 180 | 2033-05-30 | Scoping | SPT | Wind Onshore
| Sundon Battery | Sundon 400kV Substation | 0 | 49.5 | 49.5 | 2024-05-01 | Scoping | NGET | Battery Storage
| Sundon | Sundon GSP | 0 | 39.9 | 39.9 | 2023-11-10 | Scoping | NGET | Battery Storage
| Sundon BESS | Sundon 400kV Substation | 0 | 300 | 300 | 2031-10-31 | Scoping | NGET | Energy Storage System
| Sundon Farm | Sundon 400kV Substation | 0 | 200 | 200 | 2033-04-30 | Scoping | NGET | Energy Storage System; PV Array (Photo Voltaic/solar)
| Sundon Farm 2 | Sundon 400kV Substation | 0 | 700 | 700 | 2032-10-29 | Scoping | NGET | Energy Storage System; PV Array (Photo Voltaic/solar)
| Sundon Pivoted Power | Sundon 400kV Substation | 0 | 49.9 | 49.9 | 2023-10-31 | Awaiting Consents | NGET | Battery Storage
| Sundon Storage | Sundon 400kV Substation | 0 | 500 | 500 | 2031-12-19 | Scoping | NGET | Energy Storage System
| Sunnica | Burwell Main 400kV Substation | 0 | 500 | 500 | 2027-10-31 | Awaiting Consents | NGET | Energy Storage System; PV Array (Photo Voltaic/solar)
| Sutton Bridge |  | 850 | 0 | 850 |  | Built | NGET | CCGT
| Swaffham PV & BESS | Swaffham 400KV Substation | 0 | 500 | 500 | 2033-10-30 | Scoping | NGET | Energy Storage System; PV Array (Photo Voltaic/solar)
| Swansea | Swansea North 400kV Substation | 0 | 400 | 400 | 2030-10-31 | Scoping | NGET | Energy Storage System; PV Array (Photo Voltaic/solar); Wind Onshore
| Swansea Greener Grid Park - Connection 1 | Swansea North 400kV Substation | 0 | 12 | 12 | 2024-08-31 | Consents Approved | NGET | Battery Storage
| Swansea Greener Grid Park - Connection 1 | Swansea North 400kV Substation | 0 | 85 | 97 | 2028-10-31 | Scoping | NGET | Energy Storage System; Reactive Compensation
| Swansea Greener Grid Park - Connection 2 | Swansea North 400kV Substation | 0 | 0 | 0 | 2025-07-31 | Scoping | NGET | Reactive Compensation
| Swansea North | Swansea North 400kV Substation | 0 | 49.9 | 49.9 | 2026-10-31 | Awaiting Consents | NGET | Energy Storage System
| Swansea North Green Energy Centre | Swansea North 400kV Substation | 0 | 1025 | 1025 | 2028-10-30 | Scoping | NGET | Energy Storage System; PV Array (Photo Voltaic/solar)
| Tamar-Hartmoor | Hartmoor 275kV Substation | 0 | 0 | 0 | 2025-05-31 | Scoping | NGET | Reactive Compensation
| Tamar-Landulph | Landulph 400kV Substation | 0 | 0 | 0 | 2025-10-31 | Scoping | NGET | Reactive Compensation
| Tamar-Richborough | Richborough 400kV Substation | 0 | 0 | 0 | 2025-10-31 | Scoping | NGET | Reactive Compensation
| Tangy IV WF | Tangy IV 132KV Substation | 0 | 96 | 96 | 2026-10-31 | Scoping | SHET | Wind Onshore
| Tarenni | Rhigos 400kV Substation | 0 | 188 | 188 | 2028-10-01 | Scoping | NGET | Wind Onshore
| Tarland Battery Storage System | Tarland GSP | 0 | 20 | 20 | 2026-10-31 | Consents Approved | SHET | Energy Storage System
| Taunton | Taunton 400kV Substation | 0 | 49.9 | 49.9 | 2029-10-31 | Awaiting Consents | NGET | Energy Storage System
| Taunton | Taunton 400kV Substation | 0 | 50.1 | 100 | 2036-10-31 | Awaiting Consents | NGET | Energy Storage System
| Taylors Lane |  | 140 | 0 | 140 |  | Built | NGET | OCGT
| Tealing BESS (100MW) | Tealing 132kV Substation | 0 | 100 | 100 | 2028-10-31 | Scoping | SHET | Energy Storage System
| Tealing Energy Park | Tealing 400kV Substation | 0 | 1400 | 1400 | 2033-10-31 | Scoping | SHET | Energy Storage System
| Tealing Solar & Storage | Tealing IDNO 132/33kV GSP | 0 | 80 | 80 | 2026-10-31 | Awaiting Consents | SHET | Energy Storage System; PV Array (Photo Voltaic/solar)
| Tees CCPP | Greystones GSP | 0 | 150 | 150 | 2023-09-30 | Under Construction/Commissioning | NGET | CCGT
| Tees CCPP | Greystones GSP | 0 | 210 | 360 | 2024-09-30 | Consents Approved | NGET | CCGT
| Tees CCPP | Greystones GSP | 0 | 340 | 700 | 2026-03-11 | Consents Approved | NGET | Energy Storage System; OCGT (Open Cycle Gas Turbine)
| Tees CCPP | Greystones GSP | 0 | 490 | 1190 | 2027-09-30 | Consents Approved | NGET | Energy Storage System; OCGT (Open Cycle Gas Turbine)
| Tees CCPP | Greystones GSP | 0 | 275 | 1465 | 2027-09-30 | Consents Approved | NGET | Energy Storage System; OCGT (Open Cycle Gas Turbine)
| Tees CCPP | Greystones GSP | 0 | 235 | 1700 | 2030-09-30 | Consents Approved | NGET | Energy Storage System; OCGT (Open Cycle Gas Turbine)
| Tees Renewable Energy Plant | Lackenby GSP | 285 | 0 | 285 |  | Built | NGET | Biomass
| Teindland Wind Farm |  | 0 | 112.2 | 112.2 | 2027-10-31 | Scoping | SHET | Wind Onshore
| Temple Oaks Renewable Energy Park | Bicker Fen 400kV Substation | 0 | 240 | 240 | 2033-10-30 | Awaiting Consents | NGET | Energy Storage System; PV Array (Photo Voltaic/solar)
| Teviot Wind Farm | Teviot Wind Farm Substation | 0 | 522.9 | 522.9 | 2033-05-30 | Scoping | SPT | Wind Onshore
| Thainstone Energy Park | Kintore GSP | 0 | 40 | 40 | 2023-07-31 | Consents Approved | SHET | Waste
| Thanet Offshore Wind Farm | Thanet 33/132kV Offshore Substation | 300 | 0 | 300 |  | Built | OFTO | Wind Offshore
| THE CLEAN FUTURE | Killingholme 400kV Substation | 0 | 500 | 500 | 2033-05-31 | Scoping | NGET | Energy Storage System; PV Array (Photo Voltaic/solar)
| Thetford | Bramford 400kV Substation | 41 | 0 | 41 |  | Built | NGET | Biomass
| Thormanby Solar PV & BESS | Thormanby 400kV Substation | 0 | 350 | 350 | 2033-10-28 | Awaiting Consents | NGET | Energy Storage System; PV Array (Photo Voltaic/solar)
| Thorney Edge | Cellarhead 400kV Substation | 0 | 300 | 300 | 2037-11-30 | Scoping | NGET | Energy Storage System
| Thornlemuir Farm | Neilston 132kV Substation | 0 | 150 | 150 | 2027-09-30 | Scoping | SPT | Energy Storage System
| Thornton | Thornton 400kV Substation | 0 | 500 | 500 | 2031-10-31 | Scoping | NGET | Energy Storage System; PV Array (Photo Voltaic/solar)
| Thornton Facility | Thornton 400kV Substation | 0 | 99.98 | 99.98 | 2024-10-25 | Under Construction/Commissioning | NGET | Energy Storage System; PV Array (Photo Voltaic/solar)
| Thornton Facility | Thornton 400kV Substation | 0 | 99.98 | 199.96 | 2026-10-23 | Consents Approved | NGET | Energy Storage System; PV Array (Photo Voltaic/solar)
| Thornton Facility | Thornton 400kV Substation | 0 | 200 | 399.96 | 2028-10-27 | Consents Approved | NGET | Energy Storage System; PV Array (Photo Voltaic/solar)
| Thornton Facility | Thornton 400kV Substation | 0 | 530.03 | 929.99 | 2031-11-28 | Consents Approved | NGET | Energy Storage System; PV Array (Photo Voltaic/solar)
| Thornton PV & BESS Sub | Thornton B 400kV Substation | 0 | 249.9 | 249.9 | 2035-10-26 | Scoping | NGET | Energy Storage System; PV Array (Photo Voltaic/solar)
| Thorpe Marsh 1 (Tertiary) | Thorpe Marsh GSP | 0 | 49.9 | 49.9 | 2024-10-31 | Scoping | NGET | PV Array
| Thorpe Marsh 1 (Tertiary) | Thorpe Marsh GSP | 0 | 7.1 | 57 | 2026-10-31 | Scoping | NGET | Energy Storage System; PV Array (Photo Voltaic/solar)
| Thorpe Marsh Energy Park | Thorpe Marsh GSP | 0 | 1400 | 1400 | 2026-10-30 | Scoping | NGET | Energy Storage System
| Thorpe Marsh Green Energy Centre | Thorpe Marsh A 400kV Substation | 0 | 400 | 400 | 2030-10-31 | Awaiting Consents | NGET | Energy Storage System; PV Array (Photo Voltaic/solar)
| Thorpe Marsh Green Energy Centre | Thorpe Marsh A 400kV Substation | 0 | 625 | 1025 | 2032-08-31 | Awaiting Consents | NGET | Energy Storage System; PV Array (Photo Voltaic/solar)
| TH Stow Manor | Cottam 400kV Substation | 0 | 400 | 400 | 2033-10-31 | Awaiting Consents | NGET | Energy Storage System
| Thurcroft BESS | Thurcroft GSP | 0 | 99.9 | 99.9 | 2031-10-31 | Scoping | NGET | Energy Storage System
| Thurrock Power Station | Tilbury 275kV Substation | 0 | 750 | 750 | 2024-10-31 | Scoping | NGET | Gas Reciprocating
| Thurso South Synchronous Compensation | Thurso GSP | 0 | 0 | 0 | 2023-10-31 | Consents Approved | SHET | Reactive Compensation
| Tilbury | Tilbury 132kV Substation | 43 | 0 | 43 |  | Built | NGET | Biomass
| Tillbridge Solar | Cottam 400kV Substation | 0 | 500 | 500 | 2027-10-01 | Scoping | NGET | Energy Storage System; PV Array (Photo Voltaic/solar)
| TINZ Nene 4 (Richborough) | Richborough 400kV Substation | 0 | 0 | 0 | 2025-05-30 | Scoping | NGET | Reactive Compensation
| TINZ Project Nene 1 (Landulph) | Landulph 400kV Substation | 0 | 1 | 1 | 2025-04-01 | Scoping | NGET | Reactive Compensation
| Toddleburn Wind Farm |  | 27.6 | 0 | 27.6 |  | Built | SPT | Wind Onshore
| Tolkien Solar Farm | Tolkien Farm 132kV Substation | 0 | 200 | 200 | 2033-10-31 | Scoping | SHET | Energy Storage System; PV Array (Photo Voltaic/solar)
| Tollgate 49.5MW BESS | Hatfield 33kV Substation | 0 | 49.5 | 49.5 | 2023-01-31 | Built | NGET | Battery Storage
| Tomchrasky Wind Farm | Tomchrasky Wind Farm 132kV Substation | 0 | 74.4 | 74.4 | 2029-10-31 | Scoping | SHET | Wind Onshore
| Torfichen Energy Park | Torfichen Energy Park 132kV Substation | 0 | 150 | 150 | 2030-10-31 | Scoping | SPT | Energy Storage System; Wind Onshore
| Tormsdale Windfarm | Mybster 3 132/33kV Substation | 0 | 70 | 70 | 2027-06-30 | Scoping | SHET | Wind Onshore
| Torness | Torness GSP | 1250 | 0 | 1250 |  | Built | SPT | Nuclear
| Torr Achilty (part of the Conon Cascade) |  | 15 | 0 | 15 |  | Built | SHET | Hydro
| Torridge 2 Offshore Wind Farm | Alverdiscott 400kV Substation | 0 | 1000 | 1000 | 2036-12-06 | Scoping | NGET | Wind Offshore
| Torridge Offshore Wind Farm | Alverdiscott 400kV Substation | 0 | 1500 | 1500 | 2031-10-31 | Scoping | NGET | Wind Offshore
| Tottenham | Tottenham GSP | 0 | 49.9 | 49.9 | 2024-10-31 | Scoping | NGET | Battery Storage
| Touch Energy Park | Stirling GSP | 0 | 60 | 60 | 2026-09-30 | Scoping | SPT | Energy Storage System; Wind Onshore
| Trafalgar Park |  | 14 | 0 | 14 |  | Built | NGET | Thermal
| Trafford Power | Carrington 400KV Substation | 0 | 1040 | 1040 | 2025-10-30 | Consents Approved | NGET | CCGT (Combined Cycle Gas Turbine)
| Trafford Power | Carrington 400KV Substation | 0 | 1040 | 2080 | 2036-10-30 | Scoping | NGET | CCGT (Combined Cycle Gas Turbine)
| Tralorg Wind Farm |  | 20 | 0 | 20 |  | Built | SPT | Wind Onshore
| Triton Knoll Offshore Wind Farm | Triton Knoll Offshore Substation | 824 | 0 | 824 |  | Built | NGET | Wind Offshore
| Troston Wind Farm | Troston Wind Farm 132kV Substation | 0 | 68 | 68 | 2027-10-31 | Awaiting Consents | SPT | Wind Onshore
| Tullo Wind Farm | Bridge of Dun GSP | 17 | 0 | 17 |  | Built | SHET | Wind Onshore
| Tullymurdoch Wind Farm | Coupar Angus GSP | 17.5 | 0 | 17.5 |  | Built | SHET | Wind Onshore
| Tween Bridge Solar Park | Tween Bridge 400kV | 0 | 340 | 340 | 2029-10-31 | Scoping | NGET | Energy Storage System; PV Array (Photo Voltaic/solar)
| Tween Bridge Solar Park | Tween Bridge 400kV | 0 | 250 | 590 | 2032-11-30 | Scoping | NGET | Energy Storage System; PV Array (Photo Voltaic/solar)
| Twentyshilling Wind Farm | Glenglass 132/33kV Substation | 37.8 | 0 | 37.8 |  | Built | SPT | Wind Onshore
| Twinshiels (Tullo 2) Wind Farm | Fiddes GSP | 25 | 0 | 25 |  | Built | SHET | Wind Onshore
| Twyn Hywel Cillfynydd | Cilfynydd 400kV Substation | 0 | 160 | 160 | 2025-06-30 | Scoping | NGET | Wind Onshore
| Tyler Hill Iver |  | 0 | 199.92 | 199.92 | 2037-10-31 | Awaiting Consents | NGET | Energy Storage System
| Uskmouth | Uskmouth 132kV Substation | 230 | 0 | 230 |  | Built | NGET | Battery Storage
| Uskmouth - New Connection | Uskmouth 275kV Substation | 0 | 120 | 120 | 2026-10-31 | Scoping | NGET | Energy Storage System
| Valorous Offshore Wind Farm | Pembroke 400kV Substation | 0 | 300 | 300 | 2029-04-02 | Scoping | NGET | Wind Offshore
| Vanguard | Necton 400kV Substation | 0 | 1320 | 1320 | 2025-12-01 | Consents Approved | NGET | Wind Offshore
| Vanguard East | Necton 400kV Substation | 0 | 960 | 960 | 2027-03-01 | Scoping | NGET | Wind Offshore
| Vanguard East | Necton 400kV Substation | 0 | 360 | 1320 | 2028-12-31 | Scoping | NGET | Wind Offshore
| Viking Wind Farm | Kergord GSP | 0 | 443 | 443 | 2024-07-01 | Consents Approved | SHET | Wind Onshore
| Vox Charlie | Amersham GSP (EPN) | 0 | 125.28 | 125.28 | 2037-10-31 | Scoping | NGET | Energy Storage System
| VPI Immingham B OCGT | Humber Refinery 400kV Substation | 0 | 299 | 299 | 2024-09-30 | Scoping | NGET | Gas Reciprocating
| Wakeleys BESS | Wakeleys 400kV | 0 | 480 | 480 | 2033-10-30 | Scoping | NGET | Energy Storage System; PV Array (Photo Voltaic/solar)
| Walham 700MW BESS | Walham 400kV Substation | 0 | 700 | 700 | 2038-10-31 | Scoping | NGET | Energy Storage System
| Walham PV & BESS Sub | Walham 400kV Substation | 0 | 249 | 249 | 2033-11-17 | Scoping | NGET | Energy Storage System; PV Array (Photo Voltaic/solar)
| Walney 3 Offshore Wind Farm | Walney 3 Offshore Substation | 330 | 0 | 330 |  | Built | NGET | Wind Offshore
| Walney 4 Offshore Wind Farm | Walney 4 Offshore Substation | 330 | 0 | 330 |  | Built | NGET | Wind Offshore
| Walney II Offshore Wind Farm | Walney 2 33/132kV Substation | 182 | 0 | 182 |  | Built | OFTO | Wind Offshore
| Walney I Offshore Wind Farm | Walney 1 33/132kV Offshore Substation | 182 | 0 | 182 |  | Built | OFTO | Wind Offshore
| Walpole | Walpole 400kV Substation | 0 | 49.9 | 49.9 | 2022-10-31 | Under Construction/Commissioning | NGET | Battery Storage
| Walpole 1 (Tertiary) | Walpole 400kV Substation | 0 | 49.9 | 49.9 | 2023-05-01 | Scoping | NGET | PV Array
| Walpole 1 (Tertiary) | Walpole 400kV Substation | 0 | 7.1 | 57 | 2023-10-31 | Scoping | NGET | PV Array
| Walpole 2 (tertiary) | Walpole 400kV Substation | 0 | 100 | 100 | 2024-10-31 | Scoping | NGET | PV Array
| Walpole Flexible Generation | Walpole 400kV Substation | 0 | 2000 | 2000 | 2033-06-30 | Scoping | NGET | CCGT (Combined Cycle Gas Turbine); Energy Storage System
| Walpole Grid Services Facility | Walpole 400kV Substation | 0 | 0 | 0 | 2025-05-31 | Consents Approved | NGET | Reactive Compensation
| Waltham Cross BESS | Waltham Cross GSP | 0 | 57 | 57 | 2028-09-29 | Scoping | NGET | Energy Storage System; PV Array (Photo Voltaic/solar)
| Warley | Warley 400kV Substation | 0 | 57 | 57 | 2024-06-30 | Consents Approved | NGET | Battery Storage
| Warley (tertiary) | Warley 275kV Substation | 0 | 49.9 | 49.9 | 2023-07-31 | Scoping | NGET | PV Array
| Warley (tertiary) | Warley 275kV Substation | 0 | 7.1 | 57 | 2024-06-28 | Scoping | NGET | PV Array
| Warley 2 | Warley 275kV Substation | 0 | 150 | 150 | 2029-10-31 | Scoping | NGET | Energy Storage System
| Warley 2 | Warley 275kV Substation | 0 | 50 | 200 | 2033-10-31 | Scoping | NGET | Energy Storage System
| Warley Battery Energy Storage | Warley 275kV Substation | 0 | 200 | 200 | 2029-10-31 | Scoping | NGET | Energy Storage System
| Warley PV & BESS | Warley GSP | 0 | 249.9 | 249.9 | 2031-10-31 | Scoping | NGET | Energy Storage System; PV Array (Photo Voltaic/solar)
| Water Lane | Exeter GSP | 20.88 | 0 | 20.88 |  | Built | NGET | CHP
| Waternish Wind Farm Substaion | Waternish Wind Farm 12KV Substation | 0 | 81.6 | 81.6 | 2034-04-30 | Scoping | SHET | Wind Onshore
| Weaver BESS | Frodsham 400kV Substation | 0 | 240 | 240 | 2037-11-01 | Scoping | NGET | Energy Storage System
| Weirs Drove | Burwell Main 400kV Substation | 49.9 | 0 | 49.9 |  | Built | NGET | Battery Storage
| Weirs Drove | Burwell Main 400kV Substation | 0 | 30 | 79.9 | 2028-10-31 | Scoping | NGET | Energy Storage System
| WELBAR ENERGY STORAGE | Hams Hall 400kV Substation | 0 | 349.9 | 349.9 | 2026-10-30 | Consents Approved | NGET | Energy Storage System
| WELBAR ENERGY STORAGE | Hams Hall 400kV Substation | 0 | 50 | 399.9 | 2032-10-31 | Consents Approved | NGET | Energy Storage System
| Well Street Paisley | Elderslie 132/33kV Substation | 0 | 49.9 | 49.9 | 2025-05-06 | Scoping | SPT | Battery Storage
| West Burton | West Burton 132kV Substation | 0 | 49.9 | 49.9 | 2025-06-30 | Scoping | NGET | Energy Storage System; PV Array (Photo Voltaic/solar)
| West Burton | West Burton 132kV Substation | 0 | 49.9 | 99.8 | 2026-06-30 | Scoping | NGET | Energy Storage System; PV Array (Photo Voltaic/solar)
| West Burton | West Burton 132kV Substation | 0 | 20.2 | 120 | 2026-12-30 | Scoping | NGET | Energy Storage System; PV Array (Photo Voltaic/solar)
| West Burton B | West Burton 400kV Substation | 1333 | 0 | 1333 |  | Built | NGET | CCGT (Combined Cycle Gas Turbine); Energy Storage System
| West Burton Solar Project | West Burton 400kV Substation | 0 | 480 | 480 | 2028-11-30 | Scoping | NGET | Energy Storage System; PV Array (Photo Voltaic/solar)
| Westermost Rough Offshore Wind Farm |  | 206.5 | 0 | 206.5 |  | Built | OFTO | Wind Offshore
| West Haddon | West Haddon 400kV Substation | 0 | 600 | 600 | 2039-10-01 | Scoping | NGET | Energy Storage System; PV Array (Photo Voltaic/solar)
| West of Duddon Sands Offshore Wind Farm | West of Duddon Sands 34/155kV Offshore Substation | 382 | 0 | 382 |  | Built | OFTO | Wind Offshore
| West Saval Battery Storage | West Saval Substation 132 kV | 0 | 200 | 200 | 2030-10-31 | Scoping | SHET | Demand; Energy Storage System
| West Torrisdale | Carradale 1 GSP | 0 | 50 | 50 | 2027-04-30 | Scoping | SHET | Wind Onshore
| West Weybridge | West Weybridge 400kV Substation | 0 | 1000 | 1000 | 2037-10-31 | Scoping | NGET | Energy Storage System; PV Array (Photo Voltaic/solar)
| West Weybridge PP | West Weybridge 275kV Substation | 0 | 49.9 | 49.9 | 2027-10-31 | Scoping | NGET | Energy Storage System
| West Weybridge (Tertiary) | West Weybridge 275kV Substation | 0 | 49.9 | 49.9 | 2025-10-31 | Scoping | NGET | Energy Storage System; PV Array (Photo Voltaic/solar)
| West Weybridge (Tertiary) | West Weybridge 275kV Substation | 0 | 7.1 | 57 | 2027-10-31 | Scoping | NGET | Energy Storage System; PV Array (Photo Voltaic/solar)
| Wether Hill |  | 0 | 66 | 66 | 2028-12-01 | Scoping | SPT | Wind Onshore
| Whirlwind Offshore Wind Farm | New Deer 400kV Substation | 0 | 300 | 300 | 2029-10-31 | Scoping | SHET | Wind Offshore
| White Cairns BESS | Peterhead 275kV | 0 | 400 | 400 | 2033-10-31 | Scoping | SHET | Energy Storage System
| Whitegate Tertiary Connection | Whitegate 275kV Substation | 0 | 57 | 57 | 2024-06-30 | Consents Approved | NGET | Battery Storage
| Whitehill Battery Storage | Easterhouse 275kV | 0 | 200 | 200 | 2026-10-31 | Awaiting Consents | SPT | Energy Storage System
| Whitehouse BESS station | Crossaig 132kV Substation | 0 | 249 | 249 | 2034-10-31 | Scoping | SHET | Demand; Energy Storage System
| Whitelaw Brae Windfarm | Whitelaw Brae 'A' and 'B' 33kV Substations | 0 | 57 | 57 | 2024-06-28 | Scoping | SPT | Wind Onshore
| Whitelee | Whitelee GSP | 305 | 0 | 305 |  | Built | SPT | Wind Onshore
| Whitelee | Whitelee GSP | 0 | 355 | 660 | 2029-06-15 | Scoping | SPT | Wind Onshore
| Whitelee Extension | Whitelee Extension | 206 | 32 | 238 | 2023-03-31 | Built | SPT | Wind Onshore
| Whiteleigh Farm | Pyworthy 400kV Substation | 0 | 300 | 300 | 2036-12-06 | Scoping | NGET | Energy Storage System; PV Array (Photo Voltaic/solar)
| Whiteside Hill Wind Farm | Glenglass 132/33kV Substation | 27 | 0 | 27 |  | Built | SPT | Wind Onshore
| Whitson | Whitson 275kV Substation | 0 | 49.9 | 49.9 | 2026-10-31 | Scoping | NGET | Energy Storage System
| Willington PP | Willington East 400kV Substation | 0 | 57 | 57 | 2026-06-30 | Scoping | NGET | Energy Storage System
| Willington | Willington 400kV Substation | 0 | 600 | 600 | 2029-10-30 | Scoping | NGET | Energy Storage System; PV Array (Photo Voltaic/solar)
| Willington East 1 (Tertiary) | Willington East 400kV Substation | 0 | 49.9 | 49.9 | 2025-06-30 | Scoping | NGET | Energy Storage System; PV Array (Photo Voltaic/solar)
| Willington East 1 (Tertiary) | Willington East 400kV Substation | 0 | 7.1 | 57 | 2027-06-30 | Scoping | NGET | Energy Storage System; PV Array (Photo Voltaic/solar)
| Willington East 2 (Tertiary) | Willington East 400kV Substation | 0 | 49.9 | 49.9 | 2025-10-31 | Scoping | NGET | Energy Storage System; PV Array (Photo Voltaic/solar)
| Willington East 2 (Tertiary) | Willington East 400kV Substation | 0 | 7.1 | 57 | 2027-10-31 | Scoping | NGET | Energy Storage System; PV Array (Photo Voltaic/solar)
| Willington Energy Park | Willington 400kV Substation | 0 | 500 | 500 | 2028-03-30 | Scoping | NGET | Energy Storage System; PV Array (Photo Voltaic/solar)
| Willington Green Energy Centre | Willington 400kV Substation | 0 | 400 | 400 | 2026-10-30 | Scoping | NGET | Energy Storage System; PV Array (Photo Voltaic/solar)
| Willington Green Energy Centre | Willington 400kV Substation | 0 | 625 | 1025 | 2029-10-30 | Awaiting Consents | NGET | Energy Storage System; PV Array (Photo Voltaic/solar)
| Willington PV & BESS | Willington East 400kV Substation | 0 | 249.9 | 249.9 | 2033-10-31 | Scoping | NGET | Energy Storage System; PV Array (Photo Voltaic/solar)
| Wilton | Greystones A 275kV Substation | 141 | 0 | 141 |  | Built | NGET | CCGT
| WindyHill BESS2 Facility | Windy Hill Grid 132kV Substation | 0 | 200 | 200 | 2024-09-30 | Scoping | SPT | Battery Storage
| WindyHill Energy Storage Facility | Windy Hill Grid 132kV Substation | 0 | 200 | 200 | 2024-07-30 | Scoping | SPT | Battery Storage
| Windy Rig Wind Farm | Blackhill 132kV Substation | 42.8 | 0 | 42.8 |  | Built | SPT | Wind Onshore
| Windy Standard II (Brockloch Rig) Wind Farm | Dun Hill 132/33kV Substation | 61.5 | 0 | 61.5 |  | Built | SPT | Wind Onshore
| Windy Standard II (Brockloch Rig) Wind Farm | Dun Hill 132/33kV Substation | 0 | 13.5 | 75 | 2024-06-30 | Consents Approved | SPT | Wind Onshore
| Windy Standard III Wind Farm | Dun Hill 132/33kV Substation | 0 | 43.5 | 43.5 | 2024-06-30 | Awaiting Consents | SPT | Wind Onshore
| Windy Standard III Wind Farm | Dun Hill 132/33kV Substation | 0 | 42 | 85.5 | 2024-06-30 | Awaiting Consents | SPT | Wind Onshore
| Windy Standard III Wind Farm | Dun Hill 132/33kV Substation | 0 | 10.5 | 96 | 2029-06-30 | Awaiting Consents | SPT | Wind Onshore
| Wishaw Energy Storage Facility | Wishaw 33 kV Substation | 0 | 49.95 | 49.95 | 2023-04-04 | Consents Approved | SPT | Battery Storage
| Woburn Solar Farm | Dunstable 400kV Substation | 0 | 840 | 840 | 2031-10-31 | Scoping | NGET | PV Array (Photo Voltaic/solar)
| Womblehill BESS Farm | Womblehill BESS Farm 132kV | 0 | 200 | 200 | 2029-10-31 | Scoping | SHET | Energy Storage System
| WORSET LANE BESS | Hartmoor 275kV Substation | 0 | 200 | 200 | 2033-10-28 | Consents Approved | NGET | Energy Storage System
| Worset PV & BESS Park | Hartmoor 275kV Substation | 0 | 37.5 | 37.5 | 2024-06-07 | Consents Approved | NGET | PV Array
| Wright Street BESS | Braehead Park GSP | 0 | 49.9 | 49.9 | 2025-07-16 | Scoping | SPT | Energy Storage System
| Wylfa | Wylfa 400kV Substation | 0 | 0 | 0 |  | Built | NGET | Nuclear
| Wylfa Substation | Wylfa 132kV Substation | 0 | 120 | 120 | 2026-10-31 | Scoping | NGET | Energy Storage System; PV Array (Photo Voltaic/solar)
| Wymondley | Wymondley 400kV Substation | 0 | 200 | 200 | 2031-10-31 | Scoping | NGET | Energy Storage System; PV Array (Photo Voltaic/solar)
| Wymondley | Wymondley 400kV Substation | 0 | 100 | 300 | 2032-10-31 | Scoping | NGET | Energy Storage System; PV Array (Photo Voltaic/solar)
| Wymondley | Wymondley 400kV Substation | 0 | 100 | 400 | 2033-10-31 | Scoping | NGET | Energy Storage System; PV Array (Photo Voltaic/solar)
| Wymondley PP | Wymondley 400kV Substation | 0 | 57 | 57 | 2025-06-30 | Awaiting Consents | NGET | Energy Storage System
| Wymondley Farm | Wymondley 400kV Substation | 0 | 1000 | 1000 | 2032-10-30 | Scoping | NGET | Energy Storage System; PV Array (Photo Voltaic/solar)
| Wymondley GEC (Ethos Green) | Wymondley 400kV Substation | 0 | 700 | 700 | 2032-10-30 | Awaiting Consents | NGET | Demand; Energy Storage System; PV Array (Photo Voltaic/solar); Reactive Compensation
| Wymondley High Impact Green Energy Hub (HIGEH) 1 | Wymondley 2 400kV Substation | 0 | 1000 | 1000 | 2033-10-31 | Awaiting Consents | NGET | Energy Storage System; PV Array (Photo Voltaic/solar); Reactive Compensation; Wind Onshore
| Wymondley Solar Farm | Wymondley 400kV Substation | 0 | 49.995 | 49.995 | 2024-06-30 | Scoping | NGET | PV Array
| Wyseby Hill Energy Farm |  | 0 | 750 | 750 | 2031-10-31 | Scoping | SPT | Energy Storage System; PV Array (Photo Voltaic/solar)
| Yaxley Farm | Yaxley 400kV Substation | 0 | 200 | 200 | 2032-10-31 | Scoping | NGET | Energy Storage System; PV Array (Photo Voltaic/solar)
| Yaxley GEC (Ethos Green) | Yaxley 400kV Substation | 0 | 450 | 450 | 2031-10-31 | Awaiting Consents | NGET | Demand; Energy Storage System; PV Array (Photo Voltaic/solar); Reactive Compensation
| Y Bryn Wind Farm | Margam GSP | 0 | 151.2 | 151.2 | 2029-05-10 | Scoping | NGET | Wind Onshore
| Zenobe Blackhillock 200 MW | Blackhillock 275kV Substation | 0 | 200 | 200 | 2024-02-01 | Consents Approved | SHET | Battery Storage
| Zenobe Blackhillock 200 MW | Blackhillock 275kV Substation | 0 | 100 | 300 | 2026-04-01 | Consents Approved | SHET | Energy Storage System
| Zenobe Coalburn Battery Storage | Coalburn 400kV Substation | 0 | 200 | 200 | 2026-06-30 | Scoping | SPT | Energy Storage System
| Zenobe Eccles Battery Storage | Eccles 400kV Substation | 0 | 400 | 400 | 2026-04-30 | Scoping | SPT | Energy Storage System
| Zenobe Kilmarnock South | Kilmarnock South GSP | 0 | 200 | 200 | 2024-10-25 | Scoping | SPT | Battery Storage
| Zenobe Kilmarnock South | Kilmarnock South GSP | 0 | 100 | 300 | 2025-07-31 | Scoping | SPT | Energy Storage System
| Zenobe Necton BESS | Necton 400kV Substation | 0 | 300 | 300 | 2033-10-31 | Scoping | NGET | Energy Storage System
| Zenobe New Deer Battery Storage | New Deer 400kV Substation | 0 | 200 | 200 | 2029-10-31 | Scoping | SHET | Energy Storage System
| Zenobe Norton | Norton 400kV Substation | 0 | 150 | 150 | 2031-10-31 | Awaiting Consents | NGET | Energy Storage System
| Zenobe Stalybridge Project | Stalybridge 275kV Substation | 0 | 150 | 150 | 2026-09-30 | Scoping | NGET | Energy Storage System
| 17 Acres and BESS | Tealing 275/33kV Substation | 0 | 95.76 | 95.76 | 2032-06-30 | Scoping | SHET | Energy Storage System
| Aberarder Extension Wind Farm | Tomatin 275/132 kV Substation | 0 | 138 | 138 | 2031-04-30 | Scoping | SHET | Energy Storage System; Wind Onshore
| ARVEN OFFSHORE WIND FARM | ARVEN 400/66KV OFFSHORE SUBSTATION | 0 | 1800 | 1800 | 2033-10-31 | Scoping | SHET | Wind Offshore
| Bankhead BESS | Eccles 400kV Substation | 0 | 500 | 500 | 2036-10-30 | Scoping | SPT | Energy Storage System
| Bradenham - Thetford (Necton) GEC (Ethos Green) | Necton 400kV Substation | 0 | 850 | 850 | 2033-10-01 | Scoping | NGET | Demand; Energy Storage System; PV Array (Photo Voltaic/solar); Reactive Compensation
| Bushbury | Bushbury 275kV Substation | 0 | 1000 | 1000 | 2033-10-31 | Scoping | NGET | Demand; PV Array (Photo Voltaic/solar)
| Canterbury North | Canterbury North 400kV Substation | 0 | 1000 | 1000 | 2030-10-31 | Scoping | NGET | Energy Storage System; PV Array (Photo Voltaic/solar)
| Conexus North BESS Facility | Coalburn 400kV Substation | 0 | 200 | 200 | 2031-10-31 | Scoping | SPT | Energy Storage System
| Glenside Farm BESS | Denny GSP | 0 | 400 | 400 | 2028-05-31 | Scoping | SPT | Energy Storage System
| Helen Street BESS | Govan GSP | 0 | 49.9 | 49.9 | 2026-06-30 | Scoping | SPT | Energy Storage System
| Hockliffe GEC (Ethos Green) | Dunstable 400kV Substation | 0 | 850 | 850 | 2032-10-29 | Scoping | NGET | Demand; Energy Storage System; PV Array (Photo Voltaic/solar); Reactive Compensation
| Kedrum Solar Farm | Blackhillock 275kV Substation | 0 | 150 | 150 | 2030-05-30 | Scoping | SHET | PV Array (Photo Voltaic/solar)
| Kirklands Farm BESS | Westfield GSP | 0 | 200 | 200 | 2031-10-31 | Scoping | SPT | Energy Storage System
| Laleham BESS | Laleham 132kV Substation | 0 | 200 | 200 | 2038-04-30 | Scoping | NGET | Energy Storage System
| Little Harrowden | Little Harrowden 400kV | 0 | 1000 | 1000 | 2032-10-31 | Scoping | NGET | Demand; PV Array (Photo Voltaic/solar)
| Loch Liath Wind Farm | Loch Liath 132/33kV Substation | 0 | 99 | 99 | 2035-10-31 | Scoping | SHET | Wind Onshore
| Morgan Offshore Wind Farm | Wylfa 400kV Substation | 0 | 1500 | 1500 | 2033-04-01 | Scoping | NGET | Wind Offshore
| Ninfield | Ninfield 400kV Substation | 0 | 1000 | 1000 | 2030-10-31 | Scoping | NGET | Energy Storage System; PV Array (Photo Voltaic/solar)
| Penninghame Wind Farm | Penninghame Substation | 0 | 60 | 60 | 2031-10-31 | Scoping | SPT | Wind Onshore
| Ryhall PV & BESS | Casewick 400kV Substation | 0 | 249.9 | 249.9 | 2034-10-31 | Scoping | NGET | Energy Storage System; PV Array (Photo Voltaic/solar)
| St Marys Isle Solar Farm | Tongland GSP | 0 | 36 | 36 | 2027-08-27 | Scoping | SPT | Energy Storage System; PV Array (Photo Voltaic/solar)
| Thornton BESS | Thornton 400kV Substation | 0 | 200 | 200 | 2034-10-31 | Scoping | NGET | Energy Storage System
| Westerton Lane BESS | Busby 275kV | 0 | 150 | 150 | 2029-09-17 | Scoping | SPT | Energy Storage System
| Wymondley BESS Limited | Wymondley 400kV Substation | 0 | 35.5 | 35.5 | 2031-10-31 | Scoping | NGET | Energy Storage System
| Braintree | Braintree 400kV Substation | 0 | 1000 | 1000 | 2032-10-31 | Scoping | NGET | Energy Storage System; PV Array (Photo Voltaic/solar)
| Rye House | Rye House 400kV Substation | 0 | 1000 | 1000 | 2031-10-31 | Scoping | NGET | Energy Storage System; PV Array (Photo Voltaic/solar)
| West Haddon | West Haddon 400kV | 0 | 1000 | 1000 | 2039-10-31 | Scoping | NGET | Demand; PV Array (Photo Voltaic/solar)
| Hall Ings Farm Substation | Creyke Beck 132kV | 0 | 100 | 100 | 2034-10-30 | Scoping | NGET | PV Array (Photo Voltaic/solar)