## TEC Register
TEC Register Report as on 31/10/2024
Customer Name | Project Name | Connection Site | MW Connected | MW Increase_Decrease | MW Total | MW Effective Date | Project Status | HOST TO | Plant Type
Lower 48 Energy BESS Limited | [23-0225] UPPER GREENFIELDS - 175MW BESS | New Deer 2 400kV Substation | 0 | 175 | 175 | 2033-10-31 | Scoping | SHET | Energy Storage System
NEW ENERGY PARTNERSHIP LIMITED | 012 NEP Coventry West | Berkswell GSP | 0 | 92.4 | 92.4 | 2034-10-31 | Scoping | NGET | Energy Storage System
AEUK BATTERY PROJECT II LTD | 17 Acres and BESS | Tealing 275/33kV Substation | 0 | 95.76 | 95.76 | 2032-06-30 | Scoping | SHET | Energy Storage System
A'CHRUACH WIND FARM LIMITED | A'Chruach Wind Farm | A'Chruach Wind Farm 275kV Substation | 43 | 0 | 43 |  | Built | SHET | Wind Onshore
UK POWER RESERVE LIMITED | Abedare | Upperboat 132kV Substation | 10 | 0 | 10 |  | Built | NGET | CCGT (Combined Cycle Gas Turbine)
Renewable Energy Systems Limited | Aberarder Extension Wind Farm | Tomatin 275/132 kV Substation | 0 | 138 | 138 | 2031-04-30 | Scoping | SHET | Energy Storage System; Wind Onshore
ABERARDER WIND FARM LLP | Aberarder Wind Farm | Aberarder Wind Farm 132/33kV Substation | 0 | 49.9 | 49.9 | 2025-08-30 | Consents Approved | SHET | Wind Onshore
ABERDEEN OFFSHORE WIND FARM LIMITED | Aberdeen Offshore Wind Farm | Aberdeen Bay 132kV Substation | 95.5 | 0 | 95.5 |  | Built | SHET | Wind Offshore
ENSO GREEN HOLDINGS LIMITED | Aberthaw (Tertiary) | Aberthaw 275kV Substation | 0 | 57 | 57 | 2024-10-31 | Scoping | NGET | Energy Storage System; PV Array (Photo Voltaic/solar)
REWE 7 LIMITED | Aberthaw BESS | Aberthaw 275kV Substation | 0 | 240 | 240 | 2037-10-15 | Scoping | NGET | Energy Storage System
ABERTHAW ENERGY LIMITED | Aberthaw Energy | Aberthaw 275kV Substation | 0 | 249 | 249 | 2028-10-30 | Scoping | NGET | Energy Storage System
CYP SOLAR LIMITED | Aberthaw PV & BESS Generation | Aberthaw 275kV Substation | 0 | 200 | 200 | 2029-06-30 | Scoping | NGET | Energy Storage System; PV Array (Photo Voltaic/solar)
E Power Limited | Abhainn Dubh Wind Farm | Abhainn Dubh Wind Farm 132kV Substation | 0 | 75 | 75 | 2029-05-31 | Scoping | SHET | Wind Onshore
Renewable Energy Systems Limited | Acha Energy Storage | Spittal 400kV | 0 | 600 | 600 | 2033-10-31 | Scoping | SHET | Energy Storage System
SSE GENERATION LIMITED | Achany Extension Wind Farm | Shin GSP | 0 | 105 | 105 | 2028-03-30 | Scoping | SHET | Wind Onshore
Statkraft Windco 1 Limited | Achrugan Wind Farm | Achrugan 132kV Substation | 0 | 149 | 149 | 2029-07-31 | Scoping | SHET | Energy Storage System; Wind Onshore
ACKRON WIND FARM LTD | Ackron Wind Farm | Dounreay GSP | 0 | 49.9 | 49.9 | 2028-08-31 | Scoping | SHET | Wind Onshore
SOLAR 2 LIMITED | Acton Reynald | Staffordshire Connection Node D 132kV Substation | 0 | 150 | 150 | 2037-10-31 | Scoping | NGET | Energy Storage System; PV Array (Photo Voltaic/solar)
AFTON WIND FARM LIMITED | Afton Wind Farm | Blackhill 132/33kV | 50 | 0 | 50 |  | Built | SPT | Wind Onshore
Advance Grid Solutions Limited | AGS Calderside Battery Energy Storage System | Calderside 275kV Substation | 0 | 300 | 300 | 2028-10-31 | Scoping | SPT | Energy Storage System
Advance Grid Solutions Limited | AGS Calderside PV Solar | Clydesmill 275/33kV | 0 | 63 | 63 | 2027-05-31 | Scoping | SPT | PV Array (Photo Voltaic/solar)
REVOLUTION ENERGY (SCOTLAND) LIMITED | AGS Harestonhill BESS | Coylton GSP | 0 | 500 | 500 | 2030-10-31 | Scoping | SPT | Energy Storage System
SSE GENERATION LIMITED | Aigas (part of the Beauly Cascade) | Aigas Hydro 132kV Substation | 20 | 0 | 20 |  | Built | SHET | Hydro
AIKENGALL II COMMUNITY WIND COMPANY LIMITED | Aikengall II Windfarm | Wester Dod 132kV | 63.8 | 0 | 63.8 |  | Built | SPT | Wind Onshore
AIK2A SUSTAINABLE ENERGY LTD | Aikengall IIa Wind Farm | Wester Dod 132kV | 81.2 | 0 | 81.2 |  | Built | SPT | Wind Onshore
AIRIES WINDFARM LIMITED | Airies Wind Farm | Newton Stewart 132/33kV | 35 | 0 | 35 |  | Built | SPT | Wind Onshore
TURBINE MARKETING SPV LIMITED | Airtnoch BESS | Whitelee Extension 275/33kV | 0 | 89 | 89 | 2027-09-29 | Awaiting Consents | SPT | Energy Storage System
BOOM DEVELOPMENTS LTD | Aitkenhead Farm BESS | Easterhouse 132kV | 0 | 300 | 300 | 2028-10-31 | Scoping | SPT | Energy Storage System
Akku Tealing Limited | Akku Tealing Battery Storage | Tealing 275/33kV Substation | 0 | 500 | 500 | 2024-10-31 | Scoping | SHET | Energy Storage System
AL BOUM PHOTO LTD | Al Boum Photo (Norton) | Norton 400kV Substation | 0 | 275 | 275 | 2031-10-31 | Consents Approved | NGET | Energy Storage System
ALCEMI STORAGE DEVELOPMENTS 8 LTD | Alcemi Armadale BESS | Bathgate 400kV | 0 | 280 | 280 | 2030-10-31 | Scoping | SPT | Energy Storage System
ALCEMI STORAGE DEVELOPMENTS 1 LIMITED | Alcemi Bramford Battery Energy Storage Facility | Bramford 400kV Substation | 0 | 500 | 500 | 2030-10-30 | Scoping | NGET | Energy Storage System
ALCEMI STORAGE DEVELOPMENTS 1 LIMITED | Alcemi Bramford Battery Energy Storage Facility Phase 2 | Bramford 400kV Substation | 0 | 1000 | 1000 | 2034-10-31 | Scoping | NGET | Energy Storage System
ALCEMI STORAGE DEVELOPMENTS 4 LIMITED | Alcemi Coalburn Battery Energy Storage Facility | Coalburn 400kV GIS Substation | 0 | 500 | 500 | 2025-10-31 | Scoping | SPT | Battery Storage
ALCEMI STORAGE DEVELOPMENTS 3 LIMITED | Alcemi Devilla Battery Energy Storage Facility | Longannet 275kV | 0 | 500 | 500 | 2027-10-30 | Scoping | SPT | Energy Storage System
ALCEMI STORAGE DEVELOPMENTS 2 LIMITED | Alcemi Midmill BESF | Kintore 275kV | 0 | 300 | 300 | 2029-10-31 | Scoping | SHET | Energy Storage System
Alcemi Storage Developments 23 Ltd | Alcemi Ridham Docks BESF | North Kent Connection Node A 400kV Substation | 0 | 280 | 280 | 2037-10-31 | Scoping | NGET | Energy Storage System
ALCEMI STORAGE DEVELOPMENTS 5 LIMITED | Alcemi Score 2 Battery Energy Storage Facility | Peterhead GSP | 0 | 500 | 500 | 2029-10-31 | Scoping | SHET | Energy Storage System
ALCEMI STORAGE DEVELOPMENTS 5 LIMITED | Alcemi Score Battery Energy Storage Facility | Alcemi Score Battery 400kV Substation | 0 | 500 | 500 | 2029-10-31 | Scoping | SHET | Energy Storage System
BNRG ALBION LIMITED | Alderton PV & BESS Station | East Claydon 400kV Substation | 0 | 450 | 450 | 2037-10-31 | Scoping | NGET | Energy Storage System; PV Array (Photo Voltaic/solar)
ALLT AN TUIR RENEWABLE ENERGY PARK LIMITED | Allt an Tuir Renewable Energy Park | Shin GSP | 0 | 50 | 50 | 2031-06-30 | Scoping | SHET | Energy Storage System; PV Array (Photo Voltaic/solar); Wind Onshore
SIRIUS ECODEV (BROXBURN) LTD | Almondell Lodge BESS & Solar Development | Broxburn 132/33kV | 0 | 50 | 50 | 2024-04-30 | Consents Approved | SPT | Energy Storage System; PV Array (Photo Voltaic/solar)
PIVOTED POWER LLP | Alverdiscott PP | Alverdiscott 400kV Substation | 0 | 49.9 | 49.9 | 2029-10-31 | Scoping | NGET | Energy Storage System
PIVOTED POWER LLP | Alverdiscott PP | Alverdiscott 400kV Substation | 0 | 50.1 | 100 | 2036-10-31 | Scoping | NGET | Energy Storage System
XLINKS 1 LTD | Alverdiscott | Alverdiscott 400kV Substation | 0 | 1800 | 1800 | 2030-08-30 | Scoping | NGET | Wind Offshore
XLINKS 1 LTD | Alverdiscott 2 | Alverdiscott 400kV Substation | 0 | 1800 | 1800 | 2032-08-30 | Scoping | NGET | Wind Offshore
Alverdiscott 10 Renewables Ltd | Alverdiscott Farm | Alverdiscott 400kV Substation | 0 | 1000 | 1000 | 2037-04-24 | Scoping | NGET | Energy Storage System; PV Array (Photo Voltaic/solar)
ECODEV (ALYTH) LTD | Alyth | Alyth Solar and Battery 400/132kV | 0 | 450 | 450 | 2029-10-31 | Scoping | SHET | Energy Storage System; PV Array (Photo Voltaic/solar)
ECODEV (ALYTH) LTD | Alyth | Alyth Solar and Battery 400/132kV | 0 | 450 | 900 | 2033-10-31 | Scoping | SHET | Energy Storage System; PV Array (Photo Voltaic/solar)
IGP INTERNATIONAL PROSPECTING LIMITED | Alyth BESS Station | Alyth 400kV Substation | 0 | 500 | 500 | 2033-10-31 | Scoping | SHET | Energy Storage System
O&G Solar (SPV 31) Limited | Amersham BESS & Substation | Amersham Main 400kV Substation | 0 | 249.9 | 249.9 | 2034-10-31 | Scoping | NGET | Energy Storage System
Amersham 10 Renewables Limited | Amersham Main | London North West Connection Node A 400kV Substation | 0 | 1000 | 1000 | 2038-10-31 | Scoping | NGET | Energy Storage System; PV Array (Photo Voltaic/solar)
Sandbrook Capital BES Ltd | Amersham Substation | Amersham Main Substation | 0 | 200 | 200 | 2037-10-31 | Scoping | NGET | Energy Storage System
Eccles Grid Stability Limited | AMP Eccles BESS | Eccles 132kV Substation | 0 | 49.9 | 49.9 | 2029-10-31 | Scoping | SPT | Energy Storage System
ANDERSHAW WIND POWER LIMITED | Andershaw Wind Farm | Linmill 132/33kV | 35 | 0 | 35 |  | Built | SPT | Wind Onshore
AN SUIDHE WIND FARM LIMITED | An Suidhe Wind Farm - Argyll (SRO) | Eredine GSP | 19.3 | 0 | 19.3 |  | Built | SHET | Wind Onshore
Queequeg Renewables Ltd | Apley Head Farm | West Burton 400kV Substation | 0 | 240 | 240 | 2033-10-31 | Scoping | NGET | Energy Storage System; PV Array (Photo Voltaic/solar)
ARBROATH LIMITED | Arbroath Battery Substation | Arbroath GSP | 0 | 35 | 35 | 2022-02-21 | Consents Approved | SHET | Energy Storage System
SCOTTISHPOWER RENEWABLES (UK) LIMITED | Ardkinglas | Ardkinglas GSP | 19.25 | 0 | 19.25 |  | Built | SHET | Wind Onshore
Nembus BESS Limited | Ardleigh Solar & BESS | Hadleigh 400kV Substation | 0 | 600 | 600 | 2032-10-31 | Scoping | NGET | Energy Storage System; PV Array (Photo Voltaic/solar)
EKU ENERGY FAUNE PROJECTS (UK) LIMITED | Ardoch Farm Battery Storage | Kilmorack GSP | 0 | 27 | 27 | 2026-04-30 | Scoping | SPT | Energy Storage System
Ardonald Renewables Limited | Ardonald Wind Farm | New North East 275kV Substation | 0 | 200 | 200 | 2033-10-31 | Scoping | SHET | Energy Storage System; Wind Onshore
SCOTTISHPOWER RENEWABLES (UK) LIMITED | Arecleoch | Arecleoch 132/33kV | 114 | 0 | 114 |  | Built | SPT | Wind Onshore
SCOTTISHPOWER RENEWABLES (UK) LIMITED | Arecleoch | Arecleoch 132/33kV | 0 | 216 | 330 | 2032-06-15 | Scoping | SPT | Wind Onshore
SCOTTISHPOWER RENEWABLES (UK) LIMITED | Arecleoch Windfarm Extension | Arecleoch 132/33kV | 0 | 72.8 | 72.8 | 2026-08-31 | Scoping | SPT | Wind Onshore
ARLINGTON (GROUP SERVICES) LIMITED | Arkwright | Chesterfield 400kV Substation (Not yet constructed) | 0 | 57 | 57 | 2035-10-31 | Scoping | NGET | Energy Storage System
WIND DEVELOPMENT HOLDINGS LIMITED | Armadale Wind Farm | Armadale 400kv Substation | 0 | 99 | 99 | 2027-08-01 | Awaiting Consents | SHET | Energy Storage System; Wind Onshore
Arresgill Energy Storage 1 Limited | Arresgill Energy Storage 1 | Arresgill 132kV Substation | 0 | 49 | 49 | 2031-10-31 | Scoping | SPT | Energy Storage System
ARRESGILL ENERGY LIMITED | Arresgill Wind Farm | Arresgill 132kV Substation | 0 | 150 | 150 | 2031-10-31 | Scoping | SPT | Wind Onshore
ARTFIELD FOREST WIND FARM LTD | Artfield Forest Windfarm | Newton Stewart GSP | 0 | 67.2 | 67.2 | 2026-05-01 | Scoping | SPT | Wind Onshore
ARTFIELD FOREST WIND FARM LTD | Artfield Forest Wind Farm | Artfield Forest Wind Farm 132kV Substation | 0 | 85.8 | 85.8 | 2030-06-28 | Scoping | SPT | Wind Onshore
ARVEN OFFSHORE WIND FARM LIMITED | ARVEN OFFSHORE WIND FARM | Arven 400/66kV Offshore Substation | 0 | 1800 | 1800 | 2033-10-31 | Scoping | SHET | Wind Offshore
ARVEN SOUTH LIMITED | Arven South Offshore Wind Farm | Arven South 275kV Offshore Substation | 0 | 500 | 500 | 2033-10-31 | Scoping | SHET | Wind Offshore
Downing Renewable Developments LLP | Ashbrook Lane BESS | Wymondley GSP | 0 | 249.9 | 249.9 | 2031-10-31 | Scoping | NGET | Energy Storage System
RENANTIS UK LIMITED | Assel Valley Extension Wind Farm | Maybole GSP | 0 | 88 | 88 | 2032-10-30 | Scoping | SPT | Energy Storage System; Wind Onshore
RENANTIS UK LIMITED | Assel Valley Extension Wind Farm | Maybole GSP | 0 | 87 | 175 | 2037-10-30 | Scoping | SPT | Energy Storage System; Wind Onshore
ASSEL VALLEY WIND ENERGY LIMITED | Assel Valley Wind Farm | Maybole 132/33kV | 29.95 | 0 | 29.95 |  | Built | SPT | Wind Onshore
GPC 700 Ltd | Auchentiber Farm | Auchentiber Farm Bess 400kV Substation | 0 | 700 | 700 | 2029-10-17 | Scoping | SPT | Energy Storage System
AUCHROBERT WIND ENERGY LIMITED | Auchrobert Wind Farm | Linmill 132/33kV | 36 | 0 | 36 |  | Built | SPT | Wind Onshore
VATTENFALL WIND POWER LTD | Aultmore Wind Farm (2023) | Aultmore Wind Farm 132/33kV Substation | 0 | 105 | 105 | 2030-09-30 | Scoping | SHET | Wind Onshore
AURORA FLOATING OFFSHORE WIND LIMITED | Aurora Offshore Windfarm | Alverdiscott 400kV Substation | 0 | 1000 | 1000 | 2031-10-31 | Scoping | NGET | Wind Offshore
AWEL Y MOR OFFSHORE WIND FARM LIMITED | Awel Y Mor Extension | Bodelwyddan 400kV Substation | 0 | 574 | 574 | 2027-04-01 | Scoping | NGET | Wind Offshore
AWEL Y MOR OFFSHORE WIND FARM LIMITED | Awel Y Mor Extension | Bodelwyddan 400kV Substation | 0 | 526 | 1100 | 2028-04-01 | Scoping | NGET | Wind Offshore
CSE25 LIMITED | Axminster CSE | Axminster 400kV Substation | 0 | 150 | 150 | 2028-10-31 | Scoping | NGET | Energy Storage System
HB825AXM LTD | Axminster | Axminster 400kV Substation | 0 | 120 | 120 | 2024-10-31 | Awaiting Consents | NGET | Energy Storage System
PIVOTED POWER LLP | Axminster PP | Axminster 400kV Substation | 0 | 49.9 | 49.9 | 2027-10-31 | Scoping | NGET | Energy Storage System
ENSO GREEN HOLDINGS B LIMITED | Axminster - New Connection | Axminster 400kV Substation | 0 | 120 | 120 | 2029-06-30 | Scoping | NGET | Energy Storage System; PV Array (Photo Voltaic/solar)
AYRE OFFSHORE WIND FARM LIMITED | Ayre (ex Cluaran Ear - Thuath) Offshore Wind Farm | Banniskirk 400kV Substation | 0 | 1008 | 1008 | 2033-10-31 | Scoping | SHET | Wind Offshore
KXP ALPHA I LIMITED | Ayr Energy Storage | Ayr 275/33kV | 0 | 150 | 150 | 2027-04-30 | Scoping | SPT | Energy Storage System
NEW ENERGY PARTNERSHIP LIMITED | Ayr Farm | Ayr 275/33kV | 0 | 300 | 300 | 2030-08-30 | Scoping | SPT | Energy Storage System
FLEXIBLEGRIDPOWER LTD | Ayrshire Grid Services Facility | Hunterston East 400kV substation | 0 | 0 | 0 | 2025-09-03 | Scoping | SPT | Reactive Compensation
RWE RENEWABLES UK SWINDON LIMITED | Bad a Cheo Wind Farm | Mybster 3 33kV Substation | 26.65 | 0 | 26.65 |  | Built | SHET | Wind Onshore
IPC GRID CONNECTION TWO LIMITED | Baglan BESS IPC | South Wales West Connection Node B 400kV Substation | 0 | 500 | 500 | 2036-10-31 | Scoping | NGET | Energy Storage System
STATKRAFT UK LTD | Baillie Greener Grid Park | Baillie 275KV Substation | 0 | 48 | 48 | 2030-09-30 | Scoping | SHET | Energy Storage System; Reactive Compensation
BAILLIE WINDFARM LIMITED | Baillie Wind Farm | Dounreay GSP | 52.5 | 0 | 52.5 |  | Built | SHET | Wind Onshore
Balbougie Energy Centre II Limited | Balbougie Energy Centre BEGA | Inverkeithing GSP | 0 | 42 | 42 | 2025-04-30 | Consents Approved | SPT | Battery Storage
ILI (Borders PSH) Ltd | Balliemeanoch PSH | Balliemeanoch 275kV Substation | 0 | 900 | 900 | 2034-10-31 | Scoping | SHET | Pump Storage
DALRIADA RENEWABLES LIMITED | Ballygroggan Wind Farm | Tangy IV 132KV Substation | 0 | 96 | 96 | 2034-10-31 | Scoping | SHET | Wind Onshore
Sun4net Ltd | Balvedavist 162 Battery Storage | Spittal 132kV Substation | 0 | 162 | 162 | 2027-07-31 | Scoping | SHET | Energy Storage System
Wind 2 Project 2 Limited | Banc y Celyn Energy Park | Future Swansea North 132kV | 0 | 165 | 165 | 2033-07-01 | Scoping | NGET | Energy Storage System; PV Array (Photo Voltaic/solar); Wind Onshore
WILSON RENEWABLES III LLP | Bankend Rig III Wind Farm | Bankend Rig III Windfarm 132/33kV Substation | 0 | 78 | 78 | 2030-04-30 | Scoping | SPT | Wind Onshore
GPC 1169 Ltd | Bankhead 25MW BESS | Devonside 132/33kV | 0 | 25 | 25 | 2030-04-30 | Scoping | SPT | Energy Storage System
Apatura Battery Ltd | Bankhead BESS | Eccles 400/132/33kV | 0 | 500 | 500 | 2036-10-30 | Scoping | SPT | Energy Storage System
FALKIRK POWER LTD | Bankside BESS | Bainsford 132/33kV | 0 | 43 | 43 | 2024-10-31 | Consents Approved | SPT | Energy Storage System
FPC Electric Land Limited | Barge Way 120MW BESS | Kemsley 132kV Substation | 0 | 120 | 120 | 2031-10-31 | Scoping | NGET | Energy Storage System
O&G Solar (SPV 52) Limited | Barking BESS | Barking 275kV Substation | 0 | 99.9 | 99.9 | 2028-10-31 | Scoping | NGET | Energy Storage System; PV Array (Photo Voltaic/solar)
KS SPV 75 LIMITED | Barnby Solar Farm | Wymondley 400kV Substation | 0 | 249.9 | 249.9 | 2034-10-31 | Scoping | NGET | Energy Storage System; PV Array (Photo Voltaic/solar)
BARROW OFFSHORE WIND LIMITED | Barrow Offshore Wind Farm | Barrow 132/33kV Offshore Substation | 90 | 0 | 90 |  | Built | OFTO | Wind Offshore
VIRIDIS 178 LIMITED | Barton Hill | Abham GSP | 20.88 | 0 | 20.88 |  | Built | NGET | CHP (Combined Heat and Power)
Point and Sandwick Power Limited | Battery Point BESS | Stornoway GSP | 0 | 25 | 25 | 2030-10-31 | Scoping | SHET | Energy Storage System
Grenergy Renewables UK Limited | Beanacre BESS | Melksham 132kV Substation | 0 | 200 | 200 | 2037-10-15 | Scoping | NGET | Energy Storage System
BEARSDEN BESS LTD | Bearsden BESS | Windyhill 275/132kV | 0 | 100 | 100 | 2028-10-31 | Scoping | SPT | Energy Storage System
TINZ PROGRAMME 1 PROJECTCO 3 LIMITED | Beatrice Sync Comp | Beatrice 400kV Substation | 0 | 0 | 0 | 2024-05-31 | Scoping | SHET | Reactive Compensation
BEATRICE OFFSHORE WINDFARM LIMITED | Beatrice Wind Farm | Beatrice 400kV Substation | 588 | 0 | 588 |  | Built | SHET | Wind Offshore
Field Gaia Ltd | Beauly 02 BESS | Beauly GSP | 0 | 100 | 100 | 2028-12-31 | Scoping | SHET | Energy Storage System
BEAW FIELD SHETLAND LIMITED | Beaw Field Wind Farm | Beaw Field 132/33kV Substation | 0 | 72 | 72 | 2028-11-30 | Consents Approved | SHET | Wind Onshore
Bluestone Energy Ltd | Beddington 1 BESS | Beddington 132kV Substation | 0 | 240 | 240 | 2028-10-31 | Scoping | NGET | Energy Storage System
Bluestone Energy Ltd | Beddington 2 BESS | Beddington 132kV Substation | 0 | 240 | 240 | 2028-10-31 | Scoping | NGET | Energy Storage System
BEECHGREEN ENERGYFARM LIMITED | Beechgreen Energyfarm | Burwell Main 400kV Substation | 49.9 | 0 | 49.9 |  | Built | NGET | PV Array (Photo Voltaic/solar)
CITIGEN (LONDON) LIMITED | Beech Street/City Road | Beech Street/City Road Substation | 30 | 0 | 30 |  | Built | NGET | CHP (Combined Heat and Power)
SCOTTISHPOWER RENEWABLES (UK) LIMITED | Beinn an Tuirc 2 | Carradale 1 GSP | 43.7 | 0 | 43.7 |  | Built | SHET | Wind Onshore
SCOTTISHPOWER RENEWABLES (UK) LIMITED | Beinn an Tuirc 3 | Carradale 1 GSP | 50 | 0 | 50 |  | Built | SHET | Wind Onshore
BEINNEUN WIND FARM LTD | Beinneun Wind Farm | Beinneun 132kV Substation | 109 | 0 | 109 |  | Built | SHET | Wind Onshore
SCOTTISHPOWER RENEWABLES (UK) LIMITED | Beinn Tharsuinn | Alness GSP | 29 | 0 | 29 |  | Built | SHET | Wind Onshore
SCOTTISHPOWER RENEWABLES (UK) LIMITED | Beinn Tharsuinn Repower | Beinn Tharsuinn Repower 132/33kV Substation | 0 | 84 | 84 | 2029-10-31 | Scoping | SHET | Wind Onshore
ELGIN ENERGY ES CO LIMITED | Bellbroughton Energy Park | Warwickshire Connection Node A 400kV Substation | 0 | 500 | 500 | 2027-10-30 | Scoping | NGET | Energy Storage System; PV Array (Photo Voltaic/solar)
BLUEFLOAT ENERGY UK HOLDINGS LIMITED | Bellrock Offshore Wind Farm | Lyra 320/66kV Offshore Substation | 0 | 1200 | 1200 | 2033-10-31 | Scoping | SPT | Wind Offshore
Benbrack Wind Farm Limited | Benbrack Wind Farm | Benbrack Wind Farm 132/33kV Substation | 0 | 72 | 72 | 2025-01-30 | Awaiting Consents | SPT | Wind Onshore
Balance Power Ltd | Bendle Farm | Gretna 400/132kV | 0 | 228 | 228 | 2031-10-31 | Scoping | SPT | Energy Storage System
Balance Power Projects Limited | Bendle Farm 2.0 | Wyseby Hill GSP | 0 | 228 | 228 | 2031-10-31 | Scoping | SPT | Energy Storage System
Apatura Battery Ltd | Bendsmoor BESS | Gretna 400/132kV | 0 | 500 | 500 | 2032-06-30 | Scoping | SPT | Energy Storage System
Benthead Solar Limited | Benthead Solar | Kilwinning GSP | 0 | 63 | 63 | 2025-04-03 | Scoping | SPT | PV Array
ENSO GREEN HOLDINGS LIMITED | Berkswell (Tertiary) | Berkswell 275kV Substation | 0 | 49.9 | 49.9 | 2025-10-31 | Scoping | NGET | PV Array
ENSO GREEN HOLDINGS LIMITED | Berkswell (Tertiary) | Berkswell 275kV Substation | 0 | 7.1 | 57 | 2027-10-31 | Scoping | NGET | Energy Storage System; PV Array (Photo Voltaic/solar)
BERKSWELL ENERGY PARK LIMITED | Berkswell BESS | Berkswell B 275kV Substation | 0 | 249.9 | 249.9 | 2033-10-31 | Scoping | NGET | Energy Storage System
Penso Power Limited | Berkswell Energy Storage | Berkswell 275kV Substation | 0 | 200 | 200 | 2026-10-31 | Awaiting Consents | NGET | Energy Storage System
BB2 WIND FARM LIMITED | Berryburn Extension Wind Farm | Berry Burn GSP | 0 | 43.2 | 43.2 | 2024-10-31 | Scoping | SHET | Wind Onshore
BERRY BURN WIND FARM LIMITED | Berry Burn Wind Farm | Berry Burn GSP | 67 | 0 | 67 |  | Built | SHET | Wind Onshore
BERWICK BANK A LIMITED | Berwick Bank Offshore Wind Farm A | Berwick Bank A 275/66kV Offshore Substation | 0 | 1150 | 1150 | 2028-10-31 | Scoping | SPT | Wind Offshore
Berwick Bank B Limited | Berwick Bank Offshore Wind Farm B | Berwick Bank B 275/66kV Offshore Substation | 0 | 250 | 250 | 2029-10-30 | Scoping | SPT | Wind Offshore
Berwick Bank B Limited | Berwick Bank Offshore Wind Farm B | Berwick Bank B 275/66kV Offshore Substation | 0 | 900 | 1150 | 2029-10-30 | Scoping | SPT | Wind Offshore
BERWICK BANK C LIMITED | Berwick Bank Offshore Wind Farm C | Blyth 400kV Substation | 0 | 1800 | 1800 | 2029-11-30 | Scoping | NGET | Wind Offshore
BERWICK RENEWABLES TX LIMITED | Berwick Solar Wind and Battery Storage | Berwick 132/33kV | 0 | 100 | 100 | 2031-10-31 | Scoping | SPT | Energy Storage System; PV Array (Photo Voltaic/solar); Wind Onshore
REWE 2 LIMITED | BESS Cilfynydd | Cilfynydd 400kV Substation | 0 | 200 | 200 | 2029-07-12 | Scoping | NGET | Energy Storage System
REWE 4 LIMITED | BESS Harker | Harker 400kV Substation | 0 | 200 | 200 | 2031-05-30 | Consents Approved | NGET | Energy Storage System
REWE 5 LIMITED | BESS North Farm | Chickerell 400kV Substation | 0 | 150 | 150 | 2031-11-01 | Scoping | NGET | Energy Storage System
REWE 3 LIMITED | BESS Swan | Swansea North 400kV Substation | 0 | 200 | 200 | 2028-10-31 | Scoping | NGET | Energy Storage System
Apatura Battery Ltd | Bewley BESS | Saltholme GSP | 0 | 249 | 249 | 2035-10-30 | Scoping | NGET | Energy Storage System
BLUEFIELD RENEWABLE DEVELOPMENTS LIMITED | BF88 Oakley | East Claydon 400kV Substation | 0 | 1000 | 1000 | 2031-09-30 | Scoping | NGET | Energy Storage System; PV Array (Photo Voltaic/solar)
SSE GENERATION LIMITED | Bhlaraidh Extension Wind Farm | Bhlaraidh 132/33kV Substation | 0 | 100.8 | 100.8 | 2026-04-01 | Scoping | SHET | Wind Onshore
SSE GENERATION LIMITED | Bhlaraidh Wind Farm | Bhlaraidh 132/33kV Substation | 108 | 0 | 108 |  | Built | SHET | Wind Onshore
REWE 1 LIMITED | Bicker Drove | Navenby 400kV Substation | 0 | 400 | 400 | 2034-05-30 | Scoping | NGET | Energy Storage System
AGR SOLAR 2 LIMITED | Bicker Fen 1 Solar | Bicker Fen 400kV Substation | 0 | 49.995 | 49.995 | 2025-05-30 | Awaiting Consents | NGET | PV Array
AGR SOLAR 2 LIMITED | Bicker Fen 1 Solar | Bicker Fen 400kV Substation | 0 | 7.005 | 57 | 2035-04-01 | Scoping | NGET | PV Array (Photo Voltaic/solar)
AGR SOLAR 3 LIMITED | Bicker Fen 2 Solar | Bicker Fen 400kV Substation | 0 | 49.995 | 49.995 | 2025-09-30 | Awaiting Consents | NGET | PV Array
AGR SOLAR 3 LIMITED | Bicker Fen 2 Solar | Bicker Fen 400kV Substation | 0 | 7.005 | 57 | 2033-04-01 | Scoping | NGET | Energy Storage System; PV Array (Photo Voltaic/solar)
BEACON FEN ENERGY PARK LIMITED | Bicker Fenn Energy Park | Bicker Fen 400kV Substation | 0 | 600 | 600 | 2029-06-01 | Scoping | NGET | Energy Storage System; PV Array (Photo Voltaic/solar)
O&G Solar (SPV 40) Limited | Bicker Fen PV & BESS Sub | Bicker Fen 400kV Substation | 0 | 249.9 | 249.9 | 2033-05-30 | Scoping | NGET | Energy Storage System; PV Array (Photo Voltaic/solar)
Biggleswade 10 Renewables Limited | Biggleswade | Biggleswade 400kV Substation | 0 | 1000 | 1000 | 2034-10-31 | Scoping | NGET | Demand; Energy Storage System; PV Array (Photo Voltaic/solar)
Central Bedfordshire Council | Biggleswade BESS | Biggleswade 400kV Substation | 0 | 57 | 57 | 2029-10-31 | Scoping | NGET | Energy Storage System
HARMONY ENERGY LIMITED | Biggleswade BESS ENERGY | Biggleswade 400kV Substation | 0 | 200 | 200 | 2035-10-31 | Scoping | NGET | Energy Storage System
LEL BILBO SOLAR LIMITED | Bilbo Farm | Strichen GSP | 0 | 25 | 25 | 2024-10-31 | Scoping | SHET | PV Array (Photo Voltaic/solar)
LEL BILBO SOLAR LIMITED | Bilbo Farm | Strichen GSP | 0 | 42.1 | 67.1 | 2033-10-31 | Scoping | SHET | PV Array (Photo Voltaic/solar)
Renewable Energy Systems Limited | Bishops Dal Energy Park | Bishop Dal 132kV Substation | 0 | 150 | 150 | 2030-07-31 | Scoping | SPT | Energy Storage System; PV Array (Photo Voltaic/solar)
BLACKCRAIG WIND FARM (SCOTLAND) LIMITED | Blackcraig Wind Farm | Blackcraig 132/33kV | 52.9 | 0 | 52.9 |  | Built | SPT | Wind Onshore
BLACKHILLOCK FLEXPOWER LTD | Blackhillock Battery | Blackhillock 400kV Substation | 0 | 349 | 349 | 2026-10-31 | Scoping | SHET | Energy Storage System
SCOTTISHPOWER RENEWABLES (UK) LIMITED | Blacklaw | Blacklaw 132/33kV | 118 | 0 | 118 |  | Built | SPT | Wind Onshore
SCOTTISHPOWER RENEWABLES (UK) LIMITED | Blacklaw | Blacklaw 132/33kV | 0 | 222 | 340 | 2029-06-15 | Scoping | SPT | Wind Onshore
SCOTTISHPOWER RENEWABLES (UK) LIMITED | Blacklaw Extension | Blacklaw Extension 132/33kV | 60 | 0 | 60 |  | Built | SPT | Wind Onshore
Conrad (Blackpool) Limited | Blackpool BESS | Bispham Primary 33kV Substation | 25.3 | 0 | 25.3 |  | Built | NGET | Energy Storage System
BLAENCOTHI ENERGY PARK LIMITED | BlaenCothi Energy Park | Pont Abraham GSP | 0 | 145 | 145 | 2028-10-31 | Scoping | NGET | Wind Onshore
BANC DU ENERGY PARK LIMITED | Blaen y Glyn | Chirk GSP | 0 | 46 | 46 | 2027-02-04 | Scoping | NGET | Wind Onshore
BLAIRGOWRIE BESS LTD | Blairgowrie BESS | Coupar Angus GSP | 0 | 200 | 200 | 2030-05-30 | Scoping | SHET | Energy Storage System
Noventum Power Solar 9 Limited | Blanket’s Farm | Warley 275kV Substation | 0 | 200 | 200 | 2038-10-31 | Scoping | NGET | Energy Storage System
BLARGHOUR WIND FARM LIMITED | Blarghour Wind | Blarghour Substation | 0 | 73.1 | 73.1 | 2027-10-31 | Consents Approved | SHET | Wind Onshore
BLARY HILL ENERGY LIMITED | Blary Hill Wind Farm | Carradale 1 GSP | 35 | 0 | 35 |  | Built | SHET | Wind Onshore
Renewable Energy Systems Limited | Bloch Energy Park | Bloch Energy Park 132kV Substation | 0 | 126 | 126 | 2031-10-31 | Scoping | SPT | Energy Storage System; Wind Onshore
BLOXWICH ENERGY STORAGE LIMITED | Bloxwich | Bustleholm 132kV Substation | 41 | 0 | 41 |  | Built | NGET | Energy Storage System
BLUE PLANET SOLAR LIMITED | BLUE PLANET SOLAR | Dungeness 400kV Substation | 0 | 500 | 500 | 2029-10-31 | Scoping | NGET | Energy Storage System; PV Array (Photo Voltaic/solar)
SSE RENEWABLES SOLAR & BATTERY HOLDINGS LIMITED | Blyth BESS | Blyth 275kV Substation | 0 | 450 | 450 | 2036-10-31 | Scoping | NGET | Energy Storage System
IGP SOLAR 21 LIMITED | Bodelwyddan BESS and PV | Bodelwyddan 400kV Substation | 0 | 110 | 110 | 2029-10-31 | Scoping | NGET | Energy Storage System; PV Array (Photo Voltaic/solar)
Banks Renewables (Bodinglee Wind Farm) Limited | Bodinglee Wind Farm | Bodinglee Wind Farm 132kV | 0 | 280 | 280 | 2029-04-30 | Awaiting Consents | SPT | Energy Storage System; Wind Onshore
PIVOTED POWER LLP | Bolney | Bolney 400kV Substation | 0 | 49.9 | 49.9 | 2027-10-31 | Scoping | NGET | Energy Storage System
BOLNEY GREEN LIMITED | Bolney (tertiary) | Bolney 400kV Substation | 0 | 49.9 | 49.9 | 2024-10-30 | Scoping | NGET | Energy Storage System; PV Array (Photo Voltaic/solar)
BOLNEY GREEN LIMITED | Bolney (tertiary) | Bolney 400kV Substation | 0 | 7.1 | 57 | 2025-10-30 | Scoping | NGET | PV Array
CSE45 LIMITED | Bolney BESS | Bolney 400kV Substation | 0 | 49.9 | 49.9 | 2037-09-11 | Scoping | NGET | Energy Storage System
Dragon Green 2 Renewables Ltd | Bolney Farm | Bolney 400kV Substation | 0 | 200 | 200 | 2037-10-30 | Scoping | NGET | Energy Storage System; PV Array (Photo Voltaic/solar)
DRAGON GREEN 7 RENEWABLES LTD | Bolney Farm 2 | Bolney 400kV Substation | 0 | 700 | 700 | 2037-11-30 | Scoping | NGET | Energy Storage System; PV Array (Photo Voltaic/solar)
WP GRID SERVICES 13 LIMITED | Bolney Grid Stability Services | Bolney 400kV Substation | 0 | 0 | 0 | 2030-10-31 | Scoping | NGET | Reactive Compensation
BOOM POWER LTD | Boom Power Feckenham Generation Hub | Feckenham 400kV Substation | 0 | 400 | 400 | 2033-10-31 | Scoping | NGET | Energy Storage System; PV Array (Photo Voltaic/solar)
Carrog Storage Facility Limited | BOOM Power Llanbabo Generation | Wylfa 400kV Substation | 0 | 300 | 300 | 2026-10-30 | Awaiting Consents | NGET | Energy Storage System
BOOM DEVELOPMENTS LTD | Boom Power Seaton Hill Generation HUB | Cockenzie 400/275/33kV | 0 | 300 | 300 | 2033-10-31 | Scoping | SPT | Energy Storage System
BUCCLEUCH ESTATES, LTD. (THE) | Borders Solar | Wyseby Hill GSP | 0 | 228 | 228 | 2036-10-31 | Scoping | SPT | Energy Storage System; PV Array (Photo Voltaic/solar)
EDF ENERGY RENEWABLES LIMITED | Borders Wind Farm | Borders Windfarm 132kV | 0 | 400 | 400 | 2033-05-30 | Scoping | SPT | Wind Onshore
BOTLEY GREEN ENERGY CENTRE LTD | Botley GEC (Ethos Green) | Botley 400kV Substation | 0 | 800 | 800 | 2033-10-31 | Awaiting Consents | NGET | Demand; Energy Storage System; PV Array (Photo Voltaic/solar); Reactive Compensation
SOLARFIVE LTD | Botley West - Cote Solar Power Station | Botley West 400kV Substation | 0 | 840 | 840 | 2026-10-30 | Scoping | NGET | PV Array (Photo Voltaic/solar)
BOWDUN OFFSHORE WIND FARM LIMITED | Bowdun (ex Cluaran Deas Ear) Offshore Wind Farm | New Deer 2 400kV Substation | 0 | 1008 | 1008 | 2033-10-31 | Scoping | SHET | Wind Offshore
VOLTALIA UK LTD | Bowsheil Solar and Battery | Bowsheils 132kV Substation | 0 | 166.61 | 166.61 | 2030-05-02 | Scoping | SPT | Energy Storage System; PV Array (Photo Voltaic/solar)
NECTON GREEN ENERGY CENTRE LTD | Bradenham - Thetford (Necton) GEC (Ethos Green) | Necton 400kV Substation | 0 | 850 | 850 | 2033-10-01 | Scoping | NGET | Demand; Energy Storage System; PV Array (Photo Voltaic/solar); Reactive Compensation
SOLARFOUR LTD | Bradford Solar Farm | Ironbridge 400kV Substation | 0 | 960 | 960 | 2033-10-31 | Scoping | NGET | PV Array (Photo Voltaic/solar)
24 POWER LTD | Bradford West 100MW | Bradford West 275kV Substation | 0 | 100 | 100 | 2026-05-31 | Consents Approved | NGET | Energy Storage System
O&G Solar (SPV 36) Limited | Bradford West BESS Substation | Bradford West 275kV Substation | 0 | 249 | 249 | 2036-10-26 | Scoping | NGET | Energy Storage System
LOW CARBON SOLAR PARK 28 LIMITED | Bradwell Energy Park | Rayleigh 400kV Substation | 0 | 499 | 499 | 2032-10-31 | Scoping | NGET | Energy Storage System; PV Array (Photo Voltaic/solar); Wind Onshore
LOW CARBON SOLAR PARK 28 LIMITED | Bradwell Energy Park | Rayleigh 400kV Substation | 0 | 551 | 1050 | 2034-10-31 | Scoping | NGET | Energy Storage System; PV Array (Photo Voltaic/solar); Wind Onshore
AEUK BATTERY PROJECT III LTD | Braegrundie Farm | Beauly GSP | 0 | 95 | 95 | 2030-06-30 | Awaiting Consents | SPT | Energy Storage System
Greenswitch Capital Limited | Brae House Farm | Dounreay | 0 | 500 | 500 | 2032-07-31 | Scoping | SHET | Energy Storage System
WIND DEVELOPMENT HOLDINGS LIMITED | Braelangwell Wind Farm | Shin GSP | 0 | 68 | 68 | 2028-02-01 | Awaiting Consents | SHET | Wind Onshore
BRAES OF DOUNE WIND FARM (SCOTLAND) LIMITED | Braes of Doune | Braco West GSP | 74 | 0 | 74 |  | Built | SHET | Wind Onshore
BRAIDFIELD BATTERY STORAGE LIMITED | Braidfield Battery Storage | Braidfield Battery Storage 132kV Substation | 0 | 100 | 100 | 2027-09-27 | Scoping | SPT | Demand; Energy Storage System
Braintree 10 Renewables Limited | Braintree | Braintree 400kV Substation | 0 | 1000 | 1000 | 2034-10-31 | Scoping | NGET | Energy Storage System; PV Array (Photo Voltaic/solar)
PIVOTED POWER LLP | Braintree PP | Braintree 400kV Substation | 0 | 49.9 | 49.9 | 2024-10-30 | Awaiting Consents | NGET | Energy Storage System
PIVOTED POWER LLP | Braintree PP | Braintree 400kV Substation | 0 | 7.1 | 57 | 2026-10-30 | Scoping | NGET | Energy Storage System
CSE22 LIMITED | Braintree (Tertiary) | Braintree 400kV Substation | 0 | 49.9 | 49.9 | 2026-10-30 | Awaiting Consents | NGET | PV Array (Photo Voltaic/solar)
PIVOTED POWER LLP | Bramford (Tertiary) | Bramford 400kV Substation | 0 | 57 | 57 | 2023-11-01 | Awaiting Consents | NGET | Energy Storage System
BRAMFORD 2 GREEN ENERGY CENTRE LTD | Bramford 2 GEC (Ethos Green) | Bramford 400kV Substation | 0 | 57 | 57 | 2032-07-01 | Awaiting Consents | NGET | Demand; Energy Storage System; PV Array (Photo Voltaic/solar); Reactive Compensation
CSE33 LIMITED | Bramford BESS | Bramford 400kV Substation | 0 | 400 | 400 | 2029-11-30 | Scoping | NGET | Energy Storage System
BRAMFORD GREEN ENERGY CENTRE LTD | Bramford GEC (Ethos Green) | Bramford 400kV Substation | 0 | 650 | 650 | 2033-10-30 | Awaiting Consents | NGET | Demand; Energy Storage System; PV Array (Photo Voltaic/solar); Reactive Compensation
BRAMFORD GREEN LIMITED | Bramford Tertiary | Bramford 400kV Substation | 0 | 57 | 57 | 2026-05-16 | Scoping | NGET | Energy Storage System; PV Array (Photo Voltaic/solar)
BRAMLEY SOLAR LIMITED | Bramley (tertiary) | Bramley | 0 | 57 | 57 | 2023-10-31 | Scoping | NGET | Energy Storage System; PV Array (Photo Voltaic/solar)
BRAMLEY BESS LIMITED | Bramley BESS | Bramley 400kV Substation | 0 | 49.995 | 49.995 | 2025-09-29 | Consents Approved | NGET | Battery Storage
BRAMLEY BESS LIMITED | Bramley BESS | Bramley 400kV Substation | 0 | 7.005 | 57 | 2037-10-31 | Consents Approved | NGET | Energy Storage System
BRAMLEY 2 RENEWABLES LTD | Bramley Farm | Basingstoke East 400kV Substation | 0 | 200 | 200 | 2038-03-30 | Scoping | NGET | Energy Storage System; PV Array (Photo Voltaic/solar)
BRAMLEY 7 RENEWABLES LTD | Bramley Farm 2 | Basingstoke East 400kV Substation | 0 | 700 | 700 | 2038-05-30 | Scoping | NGET | Energy Storage System; PV Array (Photo Voltaic/solar)
EastCoastGridServices Ltd | Branxton Energy Storage Facility | Branxton 400/132kV | 0 | 750 | 750 | 2027-12-30 | Scoping | SPT | Energy Storage System
ISLAND GREEN POWER UK LIMITED | Branxton PV & BESS Station | Branxton 400/132kV | 0 | 1000 | 1000 | 2028-10-31 | Scoping | SPT | Energy Storage System
BRAXBESS LTD | Braxbess Branxton BESS | Branxton 400/132kV | 0 | 480 | 480 | 2028-04-30 | Scoping | SPT | Energy Storage System
SSE DE SOLAR HOLDCO LIMITED | Braybrooke | Market Harborough 400kV Substation | 0 | 600 | 600 | 2032-07-31 | Scoping | NGET | Energy Storage System; PV Array (Photo Voltaic/solar)
Irena BESS LIMITED | Braybrooke Solar and Battery Connection | Market Harborough 400kV Substation | 0 | 500 | 500 | 2031-10-31 | Scoping | NGET | Energy Storage System; PV Array (Photo Voltaic/solar)
Burwell 11 Solar Limited | Breach Solar Farm | Burwell 400kV Substation | 0 | 49.995 | 49.995 | 2024-04-25 | Consents Approved | NGET | Energy Storage System; PV Array (Photo Voltaic/solar)
ARISE AB | Breakish Windfarm | Breakish 132/33kV | 0 | 50 | 50 | 2029-05-31 | Scoping | SHET | Wind Onshore
ARISE AB | Breakish Windfarm | Breakish 132/33kV | 0 | 49.8 | 99.8 | 2034-04-30 | Scoping | SHET | Wind Onshore
PIVOTED POWER LLP | Bredbury | Bredbury 275kV Substation | 0 | 49.9 | 49.9 | 2024-09-14 | Scoping | NGET | Energy Storage System
BROCKWELL ENERGY LIMITED | Breezy Hill Wind Farm | New Cumnock 275/132kV | 0 | 80 | 80 | 2028-04-30 | Scoping | SPT | Wind Onshore
Apatura Battery Ltd | Bridge BESS | Torness 400/132kV | 0 | 150 | 150 | 2031-10-31 | Scoping | SPT | Energy Storage System
BRIDGWATER GREEN LIMITED | Bridgwater (tertiary) | Bridgewater 400kV Substation | 0 | 57 | 57 | 2026-11-01 | Scoping | NGET | Energy Storage System; PV Array (Photo Voltaic/solar)
BRIDGWATER GREEN LIMITED | Bridgwater 2 (tertiary) - New Conn | Bridgewater 400kV Substation | 0 | 54 | 54 | 2028-08-31 | Scoping | NGET | Energy Storage System; PV Array (Photo Voltaic/solar)
CBS ENERGY STORAGE ASSETS UK LIMITED | Brigg | Keadby 400kV Substation | 99 | 0 | 99 |  | Built | NGET | CCGT (Combined Cycle Gas Turbine)
SSE RENEWABLES SOLAR & BATTERY HOLDINGS LIMITED | Brinsworth | Brinsworth 400kV Substation | 0 | 600 | 600 | 2032-10-30 | Scoping | NGET | Energy Storage System
Harmony BD Ltd | Broadditch BESS | Northfleet East 132kV | 0 | 11.58 | 11.58 | 2022-12-30 | Under Construction/Commissioning | NGET | Energy Storage System
BLUEFLOAT ENERGY UK HOLDINGS LIMITED | Broadshore Offshore Wind Farm | New Deer 2 400kV Substation | 0 | 900 | 900 | 2033-10-31 | Scoping | SHET | Wind Offshore
BROKEN CROSS WIND FARM LIMITED | Broken Cross Windfarm | Broken Cross 132/33kV | 0 | 48 | 48 | 2023-09-30 | Built | SPT | Wind Onshore
Brook Farm Energy Storage Limited | Brook Farm BESS | Bramford GSP | 0 | 49.9 | 49.9 | 2022-09-25 | Under Construction/Commissioning | NGET | Energy Storage System
BROWNIELEYS RENEWABLES LLP | Brownieleys | Fiddes GSP | 7.5 | 0 | 7.5 |  | Built | SHET | Wind Onshore
SSE RENEWABLES SERVICES (UK) LIMITED | Brown Rig Wind Farm | Hawick 132kV Substation | 0 | 114 | 114 | 2033-10-31 | Scoping | SPT | Wind Onshore
Bryn Glas Energy Park Limited | Bryn Glas Energy Park | Pont Abraham GSP | 0 | 159 | 159 | 2028-10-31 | Scoping | NGET | Wind Onshore
BRYNGWYN ENERGY PARK LIMITED | BrynGwyn Energy Park | Pont Abraham GSP | 0 | 250 | 250 | 2028-10-31 | Scoping | NGET | Wind Onshore
RHIWLAS ENERGY PARK LIMITED | Bryn Tilti | Chirk GSP | 0 | 106 | 106 | 2027-02-04 | Scoping | NGET | Wind Onshore
BUCHAN OFFSHORE WIND LIMITED | Buchan 01 Offshore Wind Farm | Buchan 01 275/66kV Substation | 0 | 932 | 932 | 2033-10-31 | Scoping | SHET | Wind Offshore
Arise Renewable Energy UK Limited | Buckland Marsh Solar Park | Botley West 400kV Substation | 0 | 280 | 280 | 2033-10-31 | Scoping | NGET | Energy Storage System; PV Array (Photo Voltaic/solar)
ABEREDW ENERGY PARK LIMITED | Builth Wells | Pont Abraham GSP | 0 | 133 | 133 | 2026-10-31 | Scoping | NGET | Wind Onshore
548 UK INVESTMENT HOLDINGS LIMITED | Bulls Lodge Farm | Braintree 400kV Substation | 0 | 200 | 200 | 2033-03-30 | Scoping | NGET | Energy Storage System; PV Array (Photo Voltaic/solar)
548 UK INVESTMENT HOLDINGS LIMITED | Bulls Lodge Farm 2 | Braintree 400kV Substation | 0 | 700 | 700 | 2033-03-30 | Scoping | NGET | Energy Storage System; PV Array (Photo Voltaic/solar)
Harmony BF Ltd | Bumpers Farm BESS phase 1 | Amersham Main 132kV Substation | 0 | 49.5 | 49.5 | 2023-06-30 | Scoping | NGET | Energy Storage System
Harmony BF Ltd | Bumpers Farm BESS phase 2 | Amersham Main 132kV Substation | 0 | 49.5 | 49.5 | 2023-06-30 | Consents Approved | NGET | Energy Storage System
BUNTINGTON GREEN ENERGY CENTRE LTD | Buntington GEC (Ethos Green) | Cottered 440kW Substation | 0 | 850 | 850 | 2032-07-01 | Awaiting Consents | NGET | Demand; Energy Storage System; PV Array (Photo Voltaic/solar); Reactive Compensation
BURBO EXTENSION LTD | Burbo Bank Extension Offshore Wind Farm | BURBO BANK EXTENSION OFFSHORE Substation | 258 | 0 | 258 |  | Built | NGET | Wind Offshore
ORSTED BURBO (UK) LIMITED | Burbo Bank Offshore Wind Farm | Birkenhead 275kV Substation | 90 | 0 | 90 |  | Built | NGET | Energy Storage System; Wind Offshore
SSE GENERATION LIMITED | Burghfield | Bramley 400kV Substation | 47 | 0 | 47 |  | Built | NGET | Thermal
ENECO BURN OF WHILK LIMITED | Burn of Whilk Wind Farm | Mybster 1 GSP | 22.5 | 0 | 22.5 |  | Built | SHET | Wind Onshore
ENERGY POWER RESOURCES LIMITED | Burwell | Burwell GSP | 38 | 0 | 38 |  | Built | NGET | Biomass
PIVOTED POWER LLP | Burwell (Tertiary) | Burwell Main 400kV Substation | 0 | 57 | 57 | 2029-06-30 | Awaiting Consents | NGET | Energy Storage System
O&G Solar (SPV 38) Limited | Burwell BESS | Burwell Main 400kV Substation | 0 | 249.9 | 249.9 | 2033-06-30 | Scoping | NGET | Energy Storage System
BURWELL GREEN ENERGY CENTRE LTD | Burwell GEC (Ethos Green) | Burwell 400kV Substation | 0 | 480 | 480 | 2032-10-31 | Scoping | NGET | Demand; Energy Storage System; PV Array (Photo Voltaic/solar); Reactive Compensation
Bushbury 10 Renewables Limited | Bushbury | Staffordshire Connection Node A 400kV Substation | 0 | 1000 | 1000 | 2033-10-31 | Scoping | NGET | Demand; PV Array (Photo Voltaic/solar)
INNOVA RENEWABLES LIMITED | Bushbury Green Energy Centre | Bushbury GSP | 0 | 480 | 480 | 2028-10-30 | Scoping | NGET | Energy Storage System; PV Array (Photo Voltaic/solar)
PIVOTED POWER LLP | Bustleholme | Bustleholm GSP | 57 | 0 | 57 |  | Built | NGET | Energy Storage System
Bute Hydrogen Project 1 Limited | Bute Hydrogen Project 1 | Keadby GSP | 0 | 4800 | 4800 | 2035-10-31 | Scoping | NGET | CCGT (Combined Cycle Gas Turbine); Demand; Energy Storage System
Bute Hydrogen Project 2 Limited | Bute Hydrogen Project 2 | Creyke Beck 400kV Substation | 0 | 3600 | 3600 | 2035-10-31 | Scoping | NGET | CCGT (Combined Cycle Gas Turbine); Demand; Energy Storage System
BUTE HYDROGEN PROJECT 3 LIMITED | Bute Hydrogen Project 3 | Grimsby West 400kV Substation | 0 | 3600 | 3600 | 2035-10-31 | Scoping | NGET | CCGT (Combined Cycle Gas Turbine); Demand; Energy Storage System
BUTE HYDROGEN PROJECT 4 LIMITED | Bute Hydrogen Project 4 | Norton 400kV Substation | 0 | 2400 | 2400 | 2035-10-31 | Scoping | NGET | CCGT (Combined Cycle Gas Turbine); Demand; Energy Storage System
BUTE HYDROGEN PROJECT 5 LIMITED | Bute Hydrogen Project 5 | Lackenby 400kV Substation | 0 | 3600 | 3600 | 2035-10-31 | Scoping | NGET | CCGT (Combined Cycle Gas Turbine); Demand; Energy Storage System
Bute Hydrogen Project 6 Limited | Bute Hydrogen Project 6 | Connah's Quay 400kV Substation | 0 | 3600 | 3600 | 2037-10-31 | Scoping | NGET | CCGT (Combined Cycle Gas Turbine); Demand; Energy Storage System
IG RENEWABLES SPV 1 LTD | Butlers Energy Project | Butlers Wood 400kV Substation | 0 | 480 | 480 | 2035-10-31 | Scoping | NGET | Energy Storage System; PV Array (Photo Voltaic/solar)
INNOVA RENEWABLES LIMITED | Butlers Wood Green Energy Centre | Butlers Wood 400kV Substation | 0 | 1025 | 1025 | 2031-10-30 | Awaiting Consents | NGET | Energy Storage System; PV Array (Photo Voltaic/solar)
Downing Renewable Developments LLP | Caegarw Farm | Pyle 275kV Substation | 0 | 350 | 350 | 2037-05-10 | Scoping | NGET | Energy Storage System; PV Array (Photo Voltaic/solar)
BPUWL 29 LIMITED | Cairnborrow Wind Energy Hub | Cairnford GSP | 0 | 43.2 | 43.2 | 2031-10-31 | Scoping | SHET | Energy Storage System; Wind Onshore
Renewable Energy Systems Limited | Cairn Duhie Wind Farm | Berry Burn GSP | 0 | 67.2 | 67.2 | 2027-10-31 | Scoping | SHET | Wind Onshore
Renewable Energy Systems Limited | Cairnmore Hill Wind Farm | Thurso South GSP | 0 | 36 | 36 | 2028-05-31 | Awaiting Consents | SHET | Wind Onshore
TAGENERGY DEVELOPMENT UK LIMITED | Caldwell Road | Drakelow 400kV Substation | 0 | 249 | 249 | 2028-10-30 | Scoping | NGET | Energy Storage System
UPM-KYMMENE (UK) LIMITED | Caledonian Paper Mill (Meadowhead) | Meadowhead GSP | 20 | 0 | 20 |  | Built | SPT | CCGT (Combined Cycle Gas Turbine)
E Power Limited | Callisterhall Wind Farm | Callisterhall 132kV | 0 | 45.5 | 45.5 | 2029-04-27 | Scoping | SPT | Wind Onshore
Canterbury North 10 Renewables Limited | Canterbury North | East Kent Connection Node B 400kV Substation | 0 | 1000 | 1000 | 2030-10-31 | Scoping | NGET | Energy Storage System; PV Array (Photo Voltaic/solar)
ENSO GREEN HOLDINGS LIMITED | Canterbury Tertiary | Canterbury 400kV Substation | 0 | 49.9 | 49.9 | 2025-10-31 | Scoping | NGET | PV Array
ENSO GREEN HOLDINGS LIMITED | Canterbury Tertiary | Canterbury 400kV Substation | 0 | 7.1 | 57 | 2026-09-30 | Scoping | NGET | Energy Storage System; PV Array (Photo Voltaic/solar)
ENSO GREEN HOLDINGS LIMITED | Capenhurst | Capenhurst 275kV Substation | 0 | 400 | 400 | 2030-10-31 | Awaiting Consents | NGET | Energy Storage System; PV Array (Photo Voltaic/solar)
ENSO GREEN HOLDINGS LIMITED | Capenhurst | Capenhurst 275kV Substation | 0 | 49.9 | 449.9 | 2025-10-31 | Scoping | NGET | PV Array
ENSO GREEN HOLDINGS LIMITED | Capenhurst | Capenhurst 275kV Substation | 0 | 7.1 | 457 | 2027-10-31 | Scoping | NGET | Energy Storage System; PV Array (Photo Voltaic/solar)
ZENOBE CAPENHURST LIMITED | Capenhurst 275KV Substation | Capenhurst 275kV Substation | 100 | 0 | 100 |  | Built | NGET | Energy Storage System
HD888CAP LIMITED | Capenhurst Tertiary Connection | Capenhurst 275kV Substation | 0 | 57 | 57 | 2023-10-31 | Consents Approved | NGET | Energy Storage System
HARMONY ENERGY LIMITED | Carberry BESS (was Smeaton BESS) | Dalkeith 400kV Substation | 0 | 200 | 200 | 2031-06-30 | Scoping | SPT | Energy Storage System
CARBON FREE 2030 ENERGY LIMITED | Carbon Free 2030 | Grimsby West 400kV Substation | 0 | 500 | 500 | 2034-06-30 | Scoping | NGET | Energy Storage System; PV Array (Photo Voltaic/solar)
CAR DUIBH WIND FARM LIMITED | Car Duibh Wind Farm | Car Duibh 275kV Substation | 0 | 99 | 99 | 2034-10-31 | Scoping | SHET | Wind Onshore
MERCIA POWER RESPONSE LIMITED | Carlisle Road | Pitsmoor GSP | 0 | 40 | 40 | 2033-10-31 | Scoping | NGET | Energy Storage System
Npower Renewables Ltd | Carnedd Wen Wind Farm | Mid Wales West 132kV Substation | 0 | 150 | 150 | 2026-04-01 | Scoping | NGET | Wind Onshore
STATKRAFT UK LTD | Carn Fearna Wind Farm | Carn Fearna Wind Farm 132/33kV Substation | 0 | 85 | 85 | 2029-06-30 | Scoping | SHET | Wind Onshore
GREENPOWER (CARRAIG GHEAL) LIMITED | Carraig Gheal Wind Farm | Carraig Gheal 132/33kV Substation | 46 | 0 | 46 |  | Built | SHET | Wind Onshore
SCOTTISHPOWER RENEWABLES (UK) LIMITED | Carrick Wind Farm | Carrick Wind Farm Substation | 0 | 84 | 84 | 2029-02-28 | Scoping | SPT | Wind Onshore
PIVOTED POWER LLP | Carrington | Carrington 275kV Substation | 0 | 57 | 57 | 2028-10-31 | Awaiting Consents | NGET | Energy Storage System; PV Array (Photo Voltaic/solar)
Apatura Battery Ltd | Carrington Lane BESS | Daines 400kV Substation | 0 | 1800 | 1800 | 2037-10-31 | Scoping | NGET | Energy Storage System
CARRINGTON POWER LIMITED | Carrington Power Station | Carrington GSP (SP Manweb) | 910 | 0 | 910 |  | Built | NGET | CCGT (Combined Cycle Gas Turbine)
SSE GENERATION LIMITED | Cashlie (Part of Killin Cascade Hydro Scheme) | Cashlie GSP | 11 | 0 | 11 |  | Built | SHET | Hydro
Apatura Battery Ltd | Castlehill BESS | Wishaw 400/275/132/33kVx | 0 | 400 | 400 | 2030-10-31 | Scoping | SPT | Energy Storage System
Queequeg Renewables Ltd | Castlemilk 1 | Moffat GSP | 0 | 300 | 300 | 2036-10-31 | Scoping | SPT | PV Array (Photo Voltaic/solar)
Battery Asset Management Limited | Catsfield | REVIEW - Ninfield 132kV/400kV | 0 | 240 | 240 | 2037-11-09 | Scoping | NGET | Energy Storage System
UNIPER UK LIMITED | CDCL | Cottam 400kV Substation | 445 | 0 | 445 |  | Built | NGET | CCGT (Combined Cycle Gas Turbine)
SSE GENERATION LIMITED | Ceannacroc (part of the Moriston Cascade) | Ceannacroc GSP | 20 | 0 | 20 |  | Built | SHET | Hydro
RWE RENEWABLES UK ONSHORE WIND LIMITED | Ceislein Wind Farm | Ceislien Wind Farm | 0 | 85.8 | 85.8 | 2031-10-31 | Scoping | SHET | Wind Onshore
ENSO GREEN HOLDINGS LIMITED | Cellarhead | Cellarhead 400kV Substation | 0 | 400 | 400 | 2033-10-31 | Scoping | NGET | Energy Storage System; PV Array (Photo Voltaic/solar)
C & S ENERGY LIMITED | Cellarhead 400kV Energy Storage | Cellarhead 400kV Substation | 0 | 300 | 300 | 2024-05-30 | Awaiting Consents | NGET | Energy Storage System
INNOVA RENEWABLES LIMITED | Cellarhead Green Energy Centre | Cellarhead 400kV Substation | 0 | 400 | 400 | 2028-10-30 | Awaiting Consents | NGET | Energy Storage System; PV Array (Photo Voltaic/solar)
ECODEV GROUP LTD | Cellarhead Home Farm | Cellarhead 132kV Substation | 0 | 280 | 280 | 2028-10-31 | Scoping | NGET | Energy Storage System
IB VOGT UK LTD | Cellarhead PV & BESS Station | Manchester South Connection Node B 400kV Substation | 0 | 400 | 400 | 2037-10-31 | Scoping | NGET | Energy Storage System; PV Array (Photo Voltaic/solar)
RWE RENEWABLES UK LIMITED | Celtic 2 Offshore Wind Farm | Alverdiscott 400kV Substation | 0 | 1000 | 1000 | 2031-10-31 | Scoping | NGET | Wind Offshore
RWE RENEWABLES UK LIMITED | Celtic Offshore Wind Farm | Alverdiscott 400kV Substation | 0 | 400 | 400 | 2031-10-31 | Scoping | NGET | Wind Offshore
CELTIC SEA OFFSHORE WIND FARM LIMITED | Celtic Sea Offshore Wind Farm | Alverdiscott 400kV Substation | 0 | 400 | 400 | 2031-10-31 | Scoping | NGET | Wind Offshore
CELTIC SEA OFFSHORE WIND FARM LIMITED | Celtic Sea Offshore Wind Farm | Alverdiscott 400kV Substation | 0 | 1000 | 1400 | 2031-10-31 | Scoping | NGET | Wind Offshore
ESB ASSET DEVELOPMENT UK LIMITED | Celtic Sea Offshore Wind Farm (ESB) | Alverdiscott 400kV Substation | 0 | 1000 | 1000 | 2031-10-31 | Scoping | NGET | Wind Offshore
FLOTATION ENERGY PLC | CENOS | Lackenby GSP | 0 | 1500 | 1500 | 2033-10-30 | Scoping | NGET | Demand; Wind Offshore
BROCKWELL ENERGY LIMITED | Chalmerston Windfarm | New Cumnock 275/132kV Substation | 0 | 75 | 75 | 2033-10-31 | Scoping | SPT | Wind Onshore
EEB68 LIMITED | Chapelcross Solar PV and Storage | Chapelcross 132/33kV | 0 | 150.88 | 150.88 | 2027-10-29 | Scoping | SPT | Energy Storage System; PV Array (Photo Voltaic/solar)
HARMONY CF LIMITED | Chapel Farm Battery Storage Project | Sundon GSP | 0 | 49.5 | 49.5 | 2023-02-15 | Consents Approved | NGET | Energy Storage System
RWE RENEWABLES UK SOLAR AND STORAGE LIMITED | Chapel Rush Solar | Thornton 400kV Substation | 0 | 600 | 600 | 2035-10-30 | Scoping | NGET | Energy Storage System; PV Array (Photo Voltaic/solar)
CONRAD (CHATTERLEY) LIMITED | Chatterley | Cellarhead 132kV Substation | 20 | 0 | 20 |  | Built | NGET | Gas Reciprocating
RWE GENERATION UK PLC | Cheshire | Capenhurst (Ince) 132kV | 90 | 0 | 90 |  | Built | NGET | OCGT (Open Cycle Gas Turbine)
Bluestone Energy Ltd | Chessington Estate | Chessington 275kV Substation | 0 | 240 | 240 | 2037-11-16 | Scoping | NGET | Energy Storage System
SSE RENEWABLES SOLAR & BATTERY HOLDINGS LIMITED | Chesterfield | Chesterfield 400kV Substation (Not yet constructed) | 0 | 600 | 600 | 2032-10-30 | Scoping | NGET | Energy Storage System; PV Array (Photo Voltaic/solar)
ENSO GREEN HOLDINGS LIMITED | Chickerell | Chickerell 400kV Substation | 0 | 200 | 200 | 2036-12-06 | Awaiting Consents | NGET | Energy Storage System; PV Array (Photo Voltaic/solar)
ENSO GREEN HOLDINGS LIMITED | Chickerell | Chickerell 400kV Substation | 0 | 100 | 300 | 2037-10-31 | Awaiting Consents | NGET | Energy Storage System; PV Array (Photo Voltaic/solar)
ENSO GREEN HOLDINGS LIMITED | Chickerell | Chickerell 400kV Substation | 0 | 100 | 400 | 2038-10-31 | Awaiting Consents | NGET | Energy Storage System; PV Array (Photo Voltaic/solar)
SSE GENERATION LIMITED | Chickerell SSE | Chickerell 400kV Substation | 47 | 0 | 47 |  | Built | NGET | CHP (Combined Heat and Power)
CHICKERELL SOLAR LIMITED | Chickerell Solar PV & BESS | Chickerell 400kV Substation | 0 | 400 | 400 | 2027-10-01 | Awaiting Consents | NGET | Energy Storage System; PV Array (Photo Voltaic/solar)
CHIRMORIE WIND FARM LIMITED | Chirmorie Wind Farm | Chirmorie 132/33kV Substation | 0 | 80 | 80 | 2026-04-30 | Consents Approved | SPT | Wind Onshore
ESB ASSET DEVELOPMENT UK LIMITED | Chleansaid Wind Farm | Chleansaid Wind Farm 132kV Substation | 0 | 96 | 96 | 2027-07-31 | Scoping | SHET | Wind Onshore
ENSO GREEN HOLDINGS LIMITED | Cilfynydd | Cilfynydd 400kV Substation | 0 | 400 | 400 | 2030-10-31 | Awaiting Consents | NGET | Energy Storage System; PV Array (Photo Voltaic/solar); Wind Onshore
REWE 8 LIMITED | Cilfynydd 2 | Cilfynydd 400kV Substation | 0 | 240 | 240 | 2037-10-15 | Scoping | NGET | Energy Storage System
Cilfynydd BESS Limited | Cilfynydd BESS | Cilfynydd 400kV Substation | 0 | 349.9 | 349.9 | 2037-10-15 | Scoping | NGET | Energy Storage System
CILFYNYDD GREEN ENERGY LIMITED | Cilfynydd Green Energy Centre | Cilfynydd 400kV Substation | 0 | 400 | 400 | 2028-10-30 | Awaiting Consents | NGET | Energy Storage System; PV Array (Photo Voltaic/solar)
CILFYNYDD GREEN ENERGY LIMITED | Cilfynydd Green Energy Centre | Cilfynydd 400kV Substation | 0 | 625 | 1025 | 2033-10-31 | Awaiting Consents | NGET | Energy Storage System; PV Array (Photo Voltaic/solar)
CILFYNYDD GRID SERVICES LIMITED | Cilfynydd Grid Stability Services | Cilfynydd 400kV Substation | 0 | 0 | 0 | 2025-07-31 | Consents Approved | NGET | Reactive Compensation
EDF ENERGY RENEWABLES LIMITED | Clash Gour | Clash Gour Wind Farm 132kV Substation | 0 | 210 | 210 | 2027-10-30 | Awaiting Consents | SHET | Energy Storage System; Wind Onshore
CLASHINDARROCH WIND FARM LIMITED | Clashindarroch | Clashindarroch Substation | 37 | 0 | 37 |  | Built | SHET | Wind Onshore
VATTENFALL WIND POWER LTD | Clashindarroch 2 | Cairnford GSP | 0 | 77 | 77 | 2026-08-31 | Scoping | SHET | Energy Storage System; Wind Onshore
SCOTTISHPOWER RENEWABLES (UK) LIMITED | Clauchrie Windfarm | Clauchrie 132kV Substation | 0 | 108 | 108 | 2027-10-31 | Scoping | SPT | Energy Storage System; Wind Onshore
ARL O09 LIMITED | Clayhill Farm | Sundon GSP | 40 | 0 | 40 |  | Built | NGET | Energy Storage System
HARMONY CTF LIMITED | Clay Tye Farm Phase 1 | Warley 132kV Substation | 0 | 49.5 | 49.5 | 2023-03-07 | Under Construction/Commissioning | NGET | Energy Storage System
Harmony CTF 2 Limited | Clay Tye Farm Phase 2 | Warley 132kV Substation | 0 | 49.5 | 49.5 | 2023-03-07 | Under Construction/Commissioning | NGET | Energy Storage System
Clean Planet Solar Farm Limited | Clean Planet Solar | Frodsham 400kV Substation | 0 | 500 | 500 | 2037-11-01 | Scoping | NGET | Energy Storage System; PV Array (Photo Voltaic/solar); Reactive Compensation
Vital Energi Solutions Limited | Cleveden Road BESS | Killermont 132/33kV | 0 | 43 | 43 | 2031-06-30 | Scoping | SPT | Energy Storage System
CLEVE HILL SOLAR PARK LIMITED | Cleve Hill Solar Park | Cleve Hill 400kV Substation | 0 | 350 | 350 | 2024-03-22 | Under Construction/Commissioning | NGET | Energy Storage System; PV Array (Photo Voltaic/solar)
Renewable Energy Systems Limited | Cliff Hill Energy Farm | Navenby 400kV Substation | 0 | 800 | 800 | 2034-10-30 | Scoping | NGET | Energy Storage System; PV Array (Photo Voltaic/solar)
RENEWABLES NORTH WEST LTD | Clifton Lane BESS | Frodsham 132kV | 0 | 150 | 150 | 2037-10-31 | Scoping | NGET | Energy Storage System
SSE GENERATION LIMITED | Cloiche Wind Farm | Cloiche 132kV Substation | 0 | 200 | 200 | 2027-07-31 | Scoping | SHET | Wind Onshore
EDF ENERGY RENEWABLES LIMITED | Cloich Forest Wind Farm | Cloiche 132kV Substation | 0 | 67.2 | 67.2 | 2028-07-30 | Scoping | SPT | Wind Onshore
Cloud Hill Windfarm Limited | Cloud Hill Windfarm | Cloud Hill Wind Farm 132kV Substation | 0 | 50 | 50 | 2028-09-30 | Awaiting Consents | SPT | Wind Onshore
Apatura Battery Ltd | Cloverhill Farm BESS | Ayr 275/33kV | 0 | 200 | 200 | 2030-10-31 | Scoping | SPT | Energy Storage System
Renewable Energy Systems Limited | Clune Wind Farm | Clune 132/33 kV Substation | 0 | 150 | 150 | 2030-04-30 | Scoping | SHET | Wind Onshore
SSE GENERATION LIMITED | Clunie (part of the Clunie Cascade) | Clunie GSP | 61.2 | 0 | 61.2 |  | Built | SHET | Hydro
CLYDE WINDFARM (SCOTLAND) LIMITED | Clyde North | Clyde North 275/33kV | 374.5 | 0 | 374.5 |  | Built | SPT | Wind Onshore
CLYDE WINDFARM (SCOTLAND) LIMITED | Clyde South | Clyde South 275/33kV | 128.8 | 0 | 128.8 |  | Built | SPT | Wind Onshore
CNOC BUIDHE WIND ENERGY HUB LIMITED | Cnoc Buidhe Wind Farm | Cnoc Buidhe 132kV/33kV Substation | 0 | 150 | 150 | 2028-10-31 | Scoping | SHET | Energy Storage System; Wind Onshore
CNOC BUIDHE WIND ENERGY HUB LIMITED | Cnoc Buidhe Wind Farm | Cnoc Buidhe 132kV/33kV Substation | 0 | 70 | 220 | 2034-10-31 | Scoping | SHET | Energy Storage System; Wind Onshore
ELBESS LTD | Cockenzie BESS | Cockenzie 400/132kV | 0 | 102 | 102 | 2026-07-31 | Scoping | SPT | Energy Storage System
GPC 1134 Ltd | Cockenzie Farm 100MW BESS | Kilwinning GSP | 0 | 100 | 100 | 2028-08-21 | Scoping | SPT | Energy Storage System
STARLIGHT ENERGY UK LIMITED | Coddington | Eaton Socon 400kV Substation | 0 | 240 | 240 | 2034-10-31 | Scoping | NGET | Energy Storage System; PV Array (Photo Voltaic/solar)
SHAW-ENERGI LTD | CODDINGTON BESS | Coddington 400kV Substation | 0 | 300 | 300 | 2034-10-31 | Scoping | NGET | Energy Storage System
Pulse Clean Energy Limited | Codham Hall BESS | Warley 400kV Substation | 0 | 249 | 249 | 2037-10-31 | Scoping | NGET | Energy Storage System
COGLE MOSS RENEWABLES LLP | Cogle Moss Wind Farm | Mybster 2 132/33kV Substation | 0 | 36 | 36 | 2025-08-31 | Consents Approved | SHET | Wind Onshore
COIRE GLAS HYDRO PUMPED STORAGE LIMITED | Coire Glas Pumped Storage | Coire Glas GSP | 0 | 612 | 612 | 2029-10-31 | Consents Approved | SHET | Pump Storage
COIRE GLAS HYDRO PUMPED STORAGE LIMITED | Coire Glas Pumped Storage | Coire Glas GSP | 0 | 684 | 1296 | 2029-10-31 | Scoping | SHET | Pump Storage
COIRE NA CLOICHE WINDFARM LLP | Coire Na Cloiche | Alness GSP | 30 | 0 | 30 |  | Built | SHET | Wind Onshore
BSR APPLICATIONS LIMITED | Cold Norton | Rayleigh 400kV Substation | 0 | 1250 | 1250 | 2033-10-31 | Scoping | NGET | Energy Storage System; PV Array (Photo Voltaic/solar); Wind Onshore
IGP ENERGY STORAGE 4 LIMITED | Coldstream BESS | Eccles 132kV Substation | 0 | 50 | 50 | 2030-10-31 | Scoping | SPT | Energy Storage System
Pulse Clean Energy Limited | Conexus North BESS Facility | Coalburn 400kV Substation | 0 | 200 | 200 | 2031-10-31 | Scoping | SPT | Energy Storage System
UNIPER UK LIMITED | Connahs Quay | Connah's Quay 400kV Substation | 1380 | 0 | 1380 |  | Built | NGET | CCGT (Combined Cycle Gas Turbine)
CONRAD (BASINGSTOKE) LIMITED | Conrad (Basingstoke) Limited | Bramley GSP | 20 | 0 | 20 |  | Built | NGET | Energy Storage System
CONRAD (SWINDON) LIMITED | Conrad (Swindon) Limited | Minety GSP | 19 | 0 | 19 |  | Built | NGET | Energy Storage System
CONRAD (TORQUAY) LIMITED | Conrad (Torquay) Limited | Abham GSP | 22 | 0 | 22 |  | Built | NGET | Energy Storage System
CONRAD (WINCHESTER) LIMITED | Conrad (Winchester) Limited | Nursling GSP | 19 | 0 | 19 |  | Built | NGET | Energy Storage System; Gas Reciprocating
Harmony CS Ltd | CONTEGO Battery Storage Project | Bolney 132kV Substation | 35.8 | 0 | 35.8 |  | Built | NGET | Energy Storage System
Renewable Energy Systems Limited | Contullich BESS | Alness 2 275/33 kV GSP Substation | 0 | 45 | 45 | 2030-10-31 | Scoping | SHET | Energy Storage System
Copper Nose Energy Ltd | Copper Nose BESS | Fawley 132kV Substation | 0 | 150 | 150 | 2036-10-24 | Scoping | NGET | Energy Storage System
CORBY POWER LIMITED | Corby | Corby 132kV Substation | 401 | 0 | 401 |  | Built | NGET | CCGT (Combined Cycle Gas Turbine)
South West Wind Holdco Limited | Cormoran Offshore Wind Farm | Alverdiscott 400kV Substation | 0 | 1008 | 1008 | 2036-12-06 | Scoping | NGET | Wind Offshore
ENERGYFARM UK CORNHARROW LLP | Cornharrow Wind Farm | Quantans Hill 132kV | 0 | 50 | 50 | 2027-10-31 | Scoping | SPT | Wind Onshore
GREEN ENERGY MAB LTD | Cornwall Energy Park | Landulph 400kV Substation | 0 | 500 | 500 | 2036-12-06 | Scoping | NGET | Energy Storage System; PV Array (Photo Voltaic/solar)
CORRIEGARTH WIND ENERGY LIMITED | Corriegarth | Corriegarth 132/33kV substation | 69 | 0 | 69 |  | Built | SHET | Wind Onshore
CORRIEGARTH 2 WIND FARM LIMITED | Corriegarth 2 Wind Farm | Corriegarth 132/33kV substation | 0 | 70 | 70 | 2026-07-31 | Scoping | SHET | Wind Onshore
Field Gaia Ltd | Corriemoillie BESS | Corriemoillie 132kV Substation | 0 | 200 | 200 | 2029-09-30 | Scoping | SHET | Energy Storage System
ROWAN ONSHORE WINDFARMS LIMITED | Corriemoillie Wind Farm | Corriemoillie 132/33kV Substation | 47.5 | 0 | 47.5 |  | Built | SHET | Wind Onshore
Renewable Energy Systems Limited | Corshellach Battery Energy Storage System | Berry Burn GSP | 0 | 49.9 | 49.9 | 2031-10-31 | Scoping | SHET | Energy Storage System
Coryton 10 Renewables Limited | Coryton | Coryton South 400kV Substation | 0 | 1000 | 1000 | 2031-10-31 | Scoping | NGET | Demand; PV Array (Photo Voltaic/solar)
CORYTON ENERGY COMPANY, LTD. | Coryton ENERGY | Coryton South 400kV Substation | 800 | 0 | 800 |  | Built | NGET | CCGT (Combined Cycle Gas Turbine)
COSTA HEAD WIND FARM LIMITED | Costa Head Wind Farm | Costa Head 132/33kV Substation | 0 | 20.4 | 20.4 | 2028-10-30 | Consents Approved | SHET | Wind Onshore
GATE BURTON ENERGY PARK LIMITED | Cottam | Cottam 400kV Substation | 0 | 250 | 250 | 2029-10-31 | Scoping | NGET | Energy Storage System; PV Array (Photo Voltaic/solar)
GATE BURTON ENERGY PARK LIMITED | Cottam | Cottam 400kV Substation | 0 | 250 | 500 | 2030-07-30 | Scoping | NGET | Energy Storage System; PV Array (Photo Voltaic/solar)
O&G Solar (SPV 44) Limited | Cottam PV & BESS Sub | Cottam 400kV Substation | 0 | 500 | 500 | 2033-10-31 | Scoping | NGET | Energy Storage System; PV Array (Photo Voltaic/solar)
COTTAM SOLAR PROJECT LIMITED | Cottam Solar PV + BESS | Cottam 400kV Substation | 0 | 600 | 600 | 2029-09-01 | Consents Approved | NGET | Energy Storage System; PV Array (Photo Voltaic/solar)
SSE UTILITY SOLUTIONS LIMITED | Cottered | Cottered 400kV Substation | 0 | 600 | 600 | 2030-10-30 | Scoping | NGET | Energy Storage System; PV Array (Photo Voltaic/solar)
COUPAR LIMITED | Coupar Angus Battery | Coupar Angus GSP | 0 | 40 | 40 | 2022-02-21 | Consents Approved | SHET | Energy Storage System
COUPAR TWO LIMITED | Coupar Solar Farm | Coupar Angus GSP | 0 | 49.9 | 49.9 | 2025-10-31 | Scoping | SHET | PV Array
COUR WIND FARM (SCOTLAND ) LIMITED | Cour Wind Farm | Crossaig 132kV Substation | 20.5 | 0 | 20.5 |  | Built | SHET | Wind Onshore
PIVOTED POWER LLP | Coventry | Coventry 275kV Substation | 49.9 | 0 | 49.9 |  | Built | NGET | Energy Storage System
RWE GENERATION UK PLC | Cowes | Fawley 400kV Substation | 140 | 0 | 140 |  | Built | NGET | OCGT (Open Cycle Gas Turbine)
PIVOTED POWER LLP | Cowley | Cowley 400kV Substation | 49.9 | 0 | 49.9 |  | Built | NGET | Energy Storage System
COWLEY BALDON GREEN LIMITED | Cowley (Tertiary) | Cowley 400kV Substation | 0 | 57 | 57 | 2025-07-01 | Scoping | NGET | PV Array
Penso Power Limited | Cowley Energy Storage | Cowley 400kV Substation | 0 | 200 | 200 | 2028-10-25 | Scoping | NGET | Energy Storage System
COWLEY 2 RENEWABLES LTD | Cowley Farm | Cowley 400kV Substation | 0 | 200 | 200 | 2038-10-01 | Scoping | NGET | Energy Storage System; PV Array (Photo Voltaic/solar)
COWLEY 7 RENEWABLES LTD | Cowley Farm 2 | Cowley 400kV Substation | 0 | 700 | 700 | 2038-11-30 | Scoping | NGET | Energy Storage System; PV Array (Photo Voltaic/solar)
COYLTON ENERGY LIMITED | Coylton 275kV Greener Grid Park | Coylton 275/33kV Substation | 0 | 150 | 150 | 2025-05-30 | Scoping | SPT | Battery Storage
NEW ENERGY PARTNERSHIP LIMITED | Coylton Farm | Coylton 275/33kV Substation | 0 | 300 | 300 | 2037-10-31 | Awaiting Consents | SPT | Energy Storage System
ESB ASSET DEVELOPMENT UK LIMITED | CPG Power | Carrington 400KV Substation | 0 | 49.9 | 49.9 | 2026-06-30 | Scoping | NGET | Gas Reciprocating
CRAIG WIND FARM LIMITED | Craig II Wind Farm | Chapelcross 132/33kV | 4.7 | 0 | 4.7 |  | Built | SPT | Wind Onshore
ENERGYFARM UK CRAIGINMODDIE LLP | Craiginmoddie Wind Farm | Maybole 132/33kV | 0 | 92.4 | 92.4 | 2031-09-30 | Scoping | SPT | Wind Onshore
Greenswitch Capital Limited | Craig Moss Farm | Craig Moss Farm 132kV Substation | 0 | 300 | 300 | 2036-10-31 | Scoping | SPT | Energy Storage System; PV Array (Photo Voltaic/solar)
Craig Nab Wind Energy Hub Limited | Craig Nab Wind Energy Hub | Glenluce 132/33kV Substation | 0 | 36 | 36 | 2028-06-30 | Scoping | SPT | Energy Storage System; Wind Onshore
Craig Watch Wind Farm Limited | Craig Watch Wind Farm | Craig Watch Substation | 0 | 72.6 | 72.6 | 2028-06-30 | Scoping | SHET | Wind Onshore
RWE RENEWABLES UK ONSHORE WIND LIMITED | Creachan Wind Farm | Creachan Wind Farm 132/33kV Substation | 0 | 79.2 | 79.2 | 2029-07-30 | Scoping | SHET | Wind Onshore
CREAG RIABHACH WIND FARM LTD | Creag Riabhach Wind Farm | Creag Riabhach 132/33kV Substation | 92.4 | 0 | 92.4 |  | Built | SHET | Wind Onshore
CREAG RIABHACH WIND FARM LTD | Creag Riabhach Wind Farm | Creag Riabhach 132/33kV Substation | 0 | 12.6 | 105 | 2027-07-31 | Consents Approved | SHET | Wind Onshore
CLEAN AIR RENEWABLES LIMITED | CREYKE BECK | Creyke Beck 400kV Substation | 0 | 500 | 500 | 2033-05-31 | Scoping | NGET | Energy Storage System; PV Array (Photo Voltaic/solar)
CBB SPV LIMITED | Creyke Beck Battery 2 | Creyke Beck 400kV Substation | 0 | 28.5 | 28.5 | 2028-06-30 | Consents Approved | NGET | Energy Storage System
BEFERLEAH ENERGY PARK LIMITED | Creyke Beck PV & BESS Sub | Creyke Beck 400kV Substation | 0 | 249.9 | 249.9 | 2035-05-30 | Scoping | NGET | Energy Storage System; PV Array (Photo Voltaic/solar)
JBM SOLAR PROJECTS 33 LIMITED | Creyke Beck Solar Farm | Creyke Beck GSP | 0 | 320 | 320 | 2033-05-31 | Scoping | NGET | PV Array (Photo Voltaic/solar)
CROSSDYKES WF LIMITED | Crossdykes | Crossdykes 33kV | 46 | 0 | 46 |  | Built | SPT | Wind Onshore
DRAX PUMPED STORAGE LIMITED | Cruachan | Cruachan 275kV Substation | 440 | 0 | 440 |  | Built | SPT | Pump Storage
DRAX PUMPED STORAGE LIMITED | Cruachan | Cruachan 275kV Substation | 0 | 40 | 480 | 2027-06-01 | Scoping | SPT | Pump Storage
Drax Cruachan Expansion Limited | Cruachan Expansion | Cruachan 275kV Substation | 0 | 600 | 600 | 2030-10-31 | Scoping | SPT | Pump Storage
STATKRAFT UK LTD | Cruach Bhreac Wind Farm | Craig Murrail GSP | 0 | 100.8 | 100.8 | 2034-10-31 | Scoping | SHET | Wind Onshore
CRYOBATTERY ONE LIMITED | Cryogenic Battery System (Synchronous) | Carrington 400KV Substation | 0 | 49.9 | 49.9 | 2024-10-31 | Consents Approved | NGET | Energy Storage System; Reactive Compensation
CRYSTAL RIG III LIMITED | Crystal Rig III Wind Farm | Crystal Rig 400/132/33kV | 13.8 | 0 | 13.8 |  | Built | SPT | Wind Onshore
CRYSTAL RIG II LIMITED | Crystal Rig II Wind Farm | Crystal Rig 400/132/33kV | 138 | 0 | 138 |  | Built | SPT | Wind Onshore
CRYSTAL RIG IV LIMITED | Crystal Rig IV Wind Farm | Crystal Rig 400/132/33kV | 0 | 48.2 | 48.2 | 2024-06-30 | Under Construction/Commissioning | SPT | Wind Onshore
FRED OLSEN SEAWIND LIMITED | CS14 | Alverdiscott 400kV Substation | 0 | 1000 | 1000 | 2031-10-31 | Scoping | NGET | Wind Offshore
FRED OLSEN SEAWIND LIMITED | CS4 | Alverdiscott 400kV Substation | 0 | 1000 | 1000 | 2031-10-31 | Scoping | NGET | Wind Offshore
STATERA ENERGY LIMITED | Culham Storage | Culham Jet 400kV Substation | 0 | 500 | 500 | 2027-10-29 | Scoping | NGET | Energy Storage System
SSE GENERATION LIMITED | Culligran (part of the Beauly Cascade) | Culligran GSP | 19.1 | 0 | 19.1 |  | Built | SHET | Hydro
CUMBERHEAD WIND ENERGY LIMITED | Cumberhead | Cumberhead 33kV | 50 | 0 | 50 |  | Built | SPT | Wind Onshore
CUMBERHEAD WEST WIND FARM LTD. | Cumberhead West Wind Farm | Cumberhead 33kV | 0 | 114 | 114 | 2024-11-01 | Awaiting Consents | SPT | Wind Onshore
Cuxton Energy Storage Limited | Cuxton 49.5MW BESS | Kingsnorth 400kV Substation | 0 | 49.5 | 49.5 | 2023-05-31 | Consents Approved | NGET | Energy Storage System
RWE GENERATION UK PLC | Cwm Dyli | Trawsfynydd 275kV Substation | 10 | 0 | 10 |  | Built | NGET | Hydro
STATKRAFT ENERGY LTD. | Cwm Rheidol | Cwm Rheidol | 50 | 0 | 50 |  | Built | NGET | Hydro
RENANTIS UK LIMITED | Cygnus Offshore Windfarm | Cygnus 220/66kV Offshore Substation | 0 | 1000 | 1000 | 2033-10-31 | Scoping | SHET | Wind Offshore
RWE RENEWABLES UK ONSHORE WIND LIMITED | Daer Wind Farm | Daer Windfarm 132/33kV | 0 | 96 | 96 | 2027-07-14 | Scoping | SPT | Wind Onshore
DAINES ENERGY PARK LIMITED | Daines BESS | Daines 400kV Substation | 0 | 249.9 | 249.9 | 2037-11-30 | Scoping | NGET | Energy Storage System
SSE UTILITY SOLUTIONS LIMITED | Daines BESS SSE | Daines 400kV Substation | 0 | 600 | 600 | 2028-10-27 | Scoping | NGET | Energy Storage System
INNOVA RENEWABLES LIMITED | Daines Green Energy Centre | Daines 400kV Substation | 0 | 480 | 480 | 2028-10-30 | Scoping | NGET | Energy Storage System; PV Array (Photo Voltaic/solar)
NORIKER POWER LTD | Daines NP BESS | Daines 400kV Substation | 0 | 500 | 500 | 2037-10-31 | Scoping | NGET | Energy Storage System
Greenswitch Capital Limited | Dalchork Farm | Dalchork 132kV Substation | 0 | 200 | 200 | 2032-10-31 | Scoping | SHET | Energy Storage System
DALMARNOCK BESS LTD | Dalmarnock Road BESS | Dalmarnock GSP | 0 | 40 | 40 | 2023-10-30 | Scoping | SPT | Energy Storage System
DALMARNOCK STORAGE LTD | Dalmarnock Storage BESS | Dalmarnock 275/132/33kV | 0 | 42 | 42 | 2030-04-30 | Scoping | SPT | Energy Storage System
DALQUHANDY WIND FARM LIMITED | Dalquhandy Wind Farm | Cumberhead Collector 132/33kV | 42 | 0 | 42 |  | Built | SPT | Wind Onshore
DALSWINTON WINDFARM (SCOTLAND) LIMITED | Dalswinton | Dumfries 132/33kV | 30 | 0 | 30 |  | Built | SPT | Wind Onshore
DALSWINTON WINDFARM (SCOTLAND) LIMITED | Dalswinton WindFarm Extension | Dumfries 132/33kV | 0 | 38.4 | 38.4 | 2029-09-30 | Scoping | SPT | Wind Onshore
VPI POWER LIMITED | Damhead Creek | Kingsnorth GSP | 812 | 0 | 812 |  | Built | NGET | CCGT (Combined Cycle Gas Turbine)
VPI POWER LIMITED | Damhead Creek 2 | Kingsnorth 400kV Substation | 0 | 1800 | 1800 | 2025-08-31 | Consents Approved | NGET | CCGT
MERCIA POWER RESPONSE LIMITED | Darnall Road | West Melton GSP | 0 | 40 | 40 | 2034-10-30 | Scoping | NGET | Energy Storage System
TELIS ENERGY UK LIMITED | Daventry High Impact Green Energy Hub (HIGEH) 1 | New Patford Bridge 400kV Substation | 0 | 1000 | 1000 | 2033-10-31 | Scoping | NGET | Energy Storage System; Nuclear; PV Array (Photo Voltaic/solar); Wind Onshore
CUBICO UK DEVELOPMENT LIMITED | Daviot Windfarm | Daviot 132/33kV Substation | 0 | 45 | 45 | 2031-03-31 | Scoping | SHET | Energy Storage System; Wind Onshore
DEALANACH LIMITED | Dealanach WLC WF | Hopsrig Collector 132/33kV Substation | 0 | 12 | 12 | 2026-12-15 | Scoping | SPT | Wind Onshore
SSE GENERATION LIMITED | Deanie (part of the Beauly Cascade) | Deanie GSP | 38 | 0 | 38 |  | Built | SHET | Hydro
DEESIDE POWER (UK) LIMITED | Deeside Power Station | Connah's Quay 400kV Substation | 0 | 190 | 190 | 2026-10-25 | Scoping | NGET | Energy Storage System; Gas Reciprocating
DELL WIND FARM LIMITED | Dell Wind Farm | Dell 132kV Substation | 0 | 49.8 | 49.8 | 2027-07-31 | Consents Approved | SHET | Wind Onshore
IGP ENERGY STORAGE 3 LIMITED | Denny BESS | Denny North | 0 | 350 | 350 | 2029-08-31 | Scoping | SPT | Energy Storage System
ELGIN ENERGY ES CO LIMITED | Denton Estate Solar PV and BESS | Bicker Fen 400kV Substation | 0 | 129 | 129 | 2033-10-30 | Scoping | NGET | Energy Storage System; PV Array (Photo Voltaic/solar)
SCOTTISHPOWER RENEWABLES (UK) LIMITED | Dersalloch Wind Farm | Dersalloch 132/33kV | 69 | 11 | 80 | 2027-10-31 | Built | SPT | Wind Onshore
UK UTILITY RESERVE LIMITED | Derwent | Willington 132kV Substation | 0 | 162 | 162 | 2024-04-01 | Built | NGET | CHP (Combined Heat and Power)
ANESCO LIMITED | Derwent Solar PV Array | Thornton 400kV Substation | 0 | 160 | 160 | 2032-05-31 | Scoping | NGET | PV Array (Photo Voltaic/solar)
RWE RENEWABLES UK ONSHORE WIND LIMITED | Deucheran Hill 2 Wind Farm | Deucheran Hill 2 Wind Farm Substation | 0 | 165 | 165 | 2034-10-31 | Scoping | SHET | Energy Storage System; Wind Onshore
RELAY HOLDCO LIMITED | Devol Moor Battery & Solar Project | Devol Moor 400kV | 0 | 400 | 400 | 2029-10-17 | Scoping | SPT | Energy Storage System
CARLTON POWER LIMITED | Devonside BESS | Devonside 132/33kV | 0 | 49.5 | 49.5 | 2028-08-18 | Scoping | SPT | Energy Storage System
Northumberland Estates Limited | Dewley Hill PV and BESS | Stella North 132kV Substation | 0 | 149.9 | 149.9 | 2036-10-31 | Scoping | NGET | Energy Storage System; PV Array (Photo Voltaic/solar)
RWE GENERATION UK PLC | Didcot A GTs | Didcot 400kV Substation | 100 | 0 | 100 |  | Built | NGET | OCGT (Open Cycle Gas Turbine)
RWE GENERATION UK PLC | Didcot B | Didcot 400kV Substation | 1475 | 230 | 1705 | 2037-10-31 | Built | NGET | CCGT (Combined Cycle Gas Turbine)
DIDCOT BATTERY LIMITED | Didcot Battery | Didcot 400kV Substation | 0 | 100 | 100 | 2025-10-31 | Scoping | NGET | Battery Storage
Downing Renewable Developments LLP | Didcot BESS 1 | Didcot 400kV Substation | 0 | 750 | 750 | 2037-10-31 | Scoping | NGET | Energy Storage System
Downing Renewable Developments LLP | Didcot BESS 2 | Didcot GSP | 0 | 99.9 | 99.9 | 2037-10-31 | Scoping | NGET | Energy Storage System
BROCKWELL STORAGE & SOLAR LIMITED | Didcot Energy Park | Didcot 400kV Substation | 0 | 300 | 300 | 2027-10-31 | Awaiting Consents | NGET | Energy Storage System
APPLEFORD 2 RENEWABLES LTD | Didcot Farm | Appleford 400kV | 0 | 200 | 200 | 2037-10-31 | Scoping | NGET | Energy Storage System; PV Array (Photo Voltaic/solar)
Appleford 7 Renewables Limited | Didcot Farm 2 | Didcot 400kV Substation | 0 | 700 | 700 | 2037-10-31 | Scoping | NGET | Energy Storage System; PV Array (Photo Voltaic/solar)
TELIS ENERGY UK LIMITED | Didcot High Impact Green Energy Hub (HIGEH) 1 | Didcot 400kV Substation | 0 | 1000 | 1000 | 2037-10-31 | Scoping | NGET | Energy Storage System; Nuclear; PV Array (Photo Voltaic/solar); Reactive Compensation; Wind Onshore
TBC 001 Limited | Didcot Road | Didcot 400kV Substation | 0 | 300 | 300 | 2027-10-31 | Scoping | NGET | Energy Storage System
FIRST HYDRO COMPANY | Dinorwig | Dinorwig 400kV Substation | 1644 | 0 | 1644 |  | Built | NGET | Pump Storage
DOGGERBANK OFFSHORE WIND FARM PROJECT 2 PROJCO LIMITED | Dogger Bank Project 4 (Dogger Bank B) | Dogger Bank 220kV Offshores | 0 | 1200 | 1200 | 2024-04-01 | Under Construction/Commissioning | NGET | Wind Offshore
DOGGERBANK OFFSHORE WIND FARM PROJECT 1 PROJCO LIMITED | Dogger Bank Project A | Dogger Bank 220kV Offshores | 0 | 1200 | 1200 | 2023-04-01 | Under Construction/Commissioning | NGET | Wind Offshore
DOGGERBANK OFFSHORE WIND FARM PROJECT 3 PROJCO LIMITED | Dogger Bank Project C | Lackenby GSP | 0 | 1200 | 1200 | 2025-04-01 | Consents Approved | NGET | Wind Offshore
RWE RENEWABLES UK LIMITED | Dogger Bank South West (was Irish Sea) | Wylfa 400kV Substation | 0 | 1500 | 1500 | 2033-04-01 | Scoping | NGET | Wind Offshore
HD381GRE Limited | Dog Trap Lane | Minety 400kV Substation | 0 | 47.5 | 47.5 | 2025-03-31 | Consents Approved | NGET | Battery Storage
RWE GENERATION UK PLC | Dolgarrog | Pentir GSP | 39 | 0 | 39 |  | Built | NGET | Hydro
Dollymans Storage Limited | Dollymans Storage | Rayleigh Main 132kV Substation | 0 | 99.8 | 99.8 | 2023-01-12 | Scoping | NGET | Energy Storage System
BROCKWELL STORAGE & SOLAR LIMITED | Dolphingstone Farm | Cockenzie GSP | 0 | 63 | 63 | 2025-04-30 | Scoping | SPT | Battery Storage
Llyn Lort Energy Park Limited | Dolyfardyn | Chirk GSP | 0 | 165 | 165 | 2027-02-04 | Scoping | NGET | Wind Onshore
Don Cossack Ltd | Don Cossack | Tynemouth 275kV Substation | 0 | 70 | 70 | 2034-06-15 | Scoping | NGET | Energy Storage System
DORENELL WINDFARM EXTENSION LIMITED | Dorenell Battery | Dorenell BESS 132KV substation | 0 | 37.5 | 37.5 | 2023-10-31 | Scoping | SHET | Wind Onshore
DORENELL WINDFARM LIMITED | Dorenell Windfarm | Dorenell 132/33kV Substation | 177 | 0 | 177 |  | Built | SHET | Wind Onshore
DORENELL WINDFARM EXTENSION LIMITED | Dorenell Windfarm Extension | Blackhillock 400kV Substation | 0 | 610 | 610 | 2033-10-31 | Scoping | SHET | Wind Onshore
DOUGLAS WEST WIND FARM LTD | Douglas West | Coalburn 400/132kV | 45 | 0 | 45 |  | Built | SPT | Wind Onshore
DOUGLAS WEST EXTENSION LTD | Douglas West Extension | Douglas West Extension Windfarm | 0 | 60 | 60 | 2025-06-30 | Consents Approved | SPT | Wind Onshore
Bluestone Energy Ltd | Dougliehill BESS | Devol Moor 400/132/33kV | 0 | 49 | 49 | 2026-10-30 | Scoping | SPT | Energy Storage System
RWE RENEWABLES UK SOLAR AND STORAGE LIMITED | Dove Solar | Bramford 400kV Substation | 0 | 500 | 500 | 2034-10-30 | Scoping | NGET | Energy Storage System; PV Array (Photo Voltaic/solar)
VIRIDIS 178 LIMITED | Dowlais | Upperboat 132kV Substation | 21 | 0 | 21 |  | Built | NGET | Thermal
DOWNIEBRAE BESS LTD | Downiebrae BESS | Dalmarnock 275/132/33kV | 0 | 150 | 150 | 2028-04-30 | Scoping | SPT | Energy Storage System
SHAW-ENERGI LTD | DRAGON GREEN BESS | Bolney 400kV Substation | 0 | 300 | 300 | 2037-10-31 | Scoping | NGET | Energy Storage System
ENSO Green Holdings V Limited | Drakelow | Drakelow 400kV Substation | 0 | 57 | 57 | 2024-10-31 | Scoping | NGET | Energy Storage System; PV Array (Photo Voltaic/solar)
HARMONY ENERGY LIMITED | Drakelow BESS | Drakelow 132kV Substation | 0 | 200 | 200 | 2028-06-30 | Scoping | NGET | Energy Storage System
DRAKELOW GREEN ENERGY LIMITED | Drakelow Green Energy Centre | Drakelow 400kV Substation | 0 | 400 | 400 | 2026-10-30 | Awaiting Consents | NGET | Energy Storage System; PV Array (Photo Voltaic/solar)
DRAKELOW GREEN ENERGY LIMITED | Drakelow Green Energy Centre | Drakelow 400kV Substation | 0 | 625 | 1025 | 2029-10-30 | Awaiting Consents | NGET | Energy Storage System; PV Array (Photo Voltaic/solar)
Bluestone Energy Ltd | Drakelow Power Station 1 BESS | Drakelow GSP | 0 | 240 | 240 | 2034-10-31 | Scoping | NGET | Energy Storage System
IB VOGT UK LTD | Drakelow PV & BESS Station | Drakelow 400kV Substation | 0 | 400 | 400 | 2037-10-30 | Scoping | NGET | Energy Storage System; PV Array (Photo Voltaic/solar)
ENSO GREEN HOLDINGS D LIMITED | Drax | Drax 132kV Substation | 0 | 190 | 190 | 2029-10-30 | Scoping | NGET | Energy Storage System; PV Array (Photo Voltaic/solar)
DRAX POWER LIMITED | Drax (Biomass) | Drax 400kV Substation | 1905 | 0 | 1905 |  | Built | NGET | Biomass
DRAX POWER LIMITED | Drax (Coal) | Drax 400kV Substation | 2001 | 0 | 2001 |  | Built | NGET | Coal
BOOM DEVELOPMENTS LTD | Drax Solar | Drax 400kV Substation | 0 | 400 | 400 | 2029-09-30 | Scoping | NGET | PV Array (Photo Voltaic/solar)
Drongan Battery Storage Ltd | Drongan Battery Storage | Coylton 275/132/33kV | 0 | 100 | 100 | 2026-10-20 | Scoping | SPT | Demand; Energy Storage System
DRUIM LEATHANN WINDFARM LIMITED | Druim Leathann BEGA | Stornoway GSP | 0 | 49.7 | 49.7 | 2027-03-31 | Scoping | SHET | Wind Onshore
EKU ENERGY FAUNE PROJECTS (UK) LIMITED | Drumfad Battery Storage System | Helensburgh 132/33kV | 0 | 39.9 | 39.9 | 2027-10-31 | Scoping | SPT | Energy Storage System
Renewable Energy Systems Limited | Drum Farm Energy Storage Facility | Keith GSP | 0 | 49.9 | 49.9 | 2028-10-31 | Scoping | SHET | Energy Storage System
DRUMLITHIE BATTERY LIMITED | Drumlithie Battery Storage | Fetteresso GSP | 0 | 49.9 | 49.9 | 2028-10-31 | Scoping | SHET | Energy Storage System
Drummarnock Wind Farm Limited | Drummarnock Wind Farm | Bonnybridge 275/132/33kV | 0 | 30 | 30 | 2026-10-01 | Scoping | SPT | Wind Onshore
BROADHAVEN DISTRIBUTION LTD | Drum of Clunas Wind and Solar Park | Drum of Clunas 275kV | 0 | 150 | 150 | 2031-10-31 | Scoping | SHET | Energy Storage System; PV Array (Photo Voltaic/solar)
Fig Power Limited | Drumore Farm | Alness 2 275/33 kV GSP Substation | 0 | 49.9 | 49.9 | 2030-10-31 | Scoping | SHET | Energy Storage System
DUDGEON OFFSHORE WIND LIMITED | Dudgeon Offshore Wind Farm | Necton 400kV Substation | 400 | 0 | 400 |  | Built | NGET | Wind Offshore
GALILEO 04 LIMITED | Dunach Wind Farm | Taynuilt GSP | 0 | 100.8 | 100.8 | 2034-10-31 | Scoping | SHET | Wind Onshore
ORSTED ONSHORE UK LIMITED | Dunan Hill | Dunan Hill 400kV substation | 0 | 249.9 | 249.9 | 2036-11-11 | Scoping | SHET | Energy Storage System; Wind Onshore
Firma Vogt Solar Ltd | Dunclent Battery Storage | Dunclent 400kV | 0 | 400 | 400 | 2030-10-31 | Scoping | NGET | Energy Storage System
EDF ENERGY NUCLEAR GENERATION LIMITED | Dungeness B | Dungeness 275kV Substation | 1120 | -1120 | 0 | 2025-04-01 | Built | NGET | Nuclear
LOW CARBON SOLAR PARK 14 LIMITED | Dungeness Energy Park | East Kent connection node A 400kV Substation | 0 | 500 | 500 | 2037-10-31 | Scoping | NGET | Energy Storage System; PV Array (Photo Voltaic/solar)
LOW CARBON SOLAR PARK 14 LIMITED | Dungeness Energy Park (Dungeness 400kV) | Dungeness 400kV Substation | 0 | 500 | 500 | 2030-12-31 | Scoping | NGET | Energy Storage System; PV Array (Photo Voltaic/solar)
SCOTTISHPOWER RENEWABLES (UK) LIMITED | Dunlaw Extension | Dunlaw Extension 132/33kV | 29.75 | 0 | 29.75 |  | Built | SPT | Wind Onshore
DUNMAGLASS WIND FARM LIMITED | Dunmaglass Wind Farm | Dunmaglass 132kV Substation | 94 | 0 | 94 |  | Built | SHET | Wind Onshore
Renewable Energy Systems Limited | Dunmill Energy Storage | Bridge of Dun GSP | 0 | 49.9 | 49.9 | 2032-06-30 | Scoping | SHET | Energy Storage System
Connectid 9 Limited | Dunstable | West Anglia Connection Node A 400kV Substation | 0 | 600 | 600 | 2034-10-30 | Scoping | NGET | Demand; Energy Storage System; PV Array (Photo Voltaic/solar); Reactive Compensation
EARBA LIMITED | Earba PSH | Earba PSH Powerhouse Substation | 0 | 600 | 600 | 2029-10-31 | Scoping | SHET | Pump Storage
EARBA LIMITED | Earba PSH | Earba PSH Powerhouse Substation | 0 | 900 | 1500 | 2035-10-31 | Scoping | SHET | Pump Storage
Exagen Development Limited | Earl Shilton BESS | Earl Shilton 275kV | 0 | 500 | 500 | 2029-10-26 | Scoping | NGET | Energy Storage System
SCOTTISHPOWER RENEWABLES (UK) LIMITED | Earraghail Renewable Energy Development (formerly Skipness & Corranbuie) | Earraghail 275/33KV Substation | 0 | 105 | 105 | 2029-05-30 | Scoping | SHET | Wind Onshore
EAST ANGLIA ONE LIMITED | East Anglia One | Platform EA One 220/66kV Offshore Substation | 680 | 0 | 680 |  | Built | NGET | Wind Offshore
EAST ANGLIA ONE LIMITED | East Anglia One North | EA1N 275/66kV Offshore Platform | 0 | 860 | 860 | 2028-03-31 | Awaiting Consents | NGET | Wind Offshore
EAST ANGLIA THREE LIMITED | East Anglia Three | East Anglia Project Three Offshore Platform | 0 | 1200 | 1200 | 2026-01-31 | Consents Approved | NGET | Wind Offshore
EAST ANGLIA THREE LIMITED | East Anglia Three | East Anglia Project Three Offshore Platform | 0 | 100 | 1300 | 2028-12-31 | Consents Approved | NGET | Wind Offshore
EAST ANGLIA TWO LIMITED | East Anglia Two | EA2A and EA2B 275/66kV Offshore Platform | 0 | 860 | 860 | 2028-03-31 | Awaiting Consents | NGET | Wind Offshore
EAST ANGLIA TWO LIMITED | East Anglia Two | EA2A and EA2B 275/66kV Offshore Platform | 0 | 20 | 880 | 2030-12-31 | Awaiting Consents | NGET | Wind Offshore
INNOVA RENEWABLES LIMITED | East Claydon Green Energy Centre | East Claydon 400kV Substation | 0 | 1025 | 1025 | 2034-10-01 | Awaiting Consents | NGET | Energy Storage System; PV Array (Photo Voltaic/solar)
STATKRAFT UK LTD | East Claydon Greener Grid Park | East Claydon 400kV Substation | 0 | 650 | 650 | 2036-11-01 | Scoping | NGET | Energy Storage System
TELIS ENERGY UK LIMITED | East Claydon High Impact Green Energy Hub (HIGEH) 1 | East Claydon 400kV Substation | 0 | 1000 | 1000 | 2034-10-31 | Scoping | NGET | Energy Storage System; Nuclear; PV Array (Photo Voltaic/solar); Reactive Compensation; Wind Onshore
STATERA ENERGY LIMITED | East Claydon Solar PV | East Claydon 400kV Substation | 0 | 500 | 500 | 2026-10-01 | Scoping | NGET | PV Array (Photo Voltaic/solar)
STATKRAFT UK LTD | East Lincolnshire Solar | Lincolnshire Coastal Node B 400kV Substation | 0 | 800 | 800 | 2035-05-30 | Scoping | NGET | Energy Storage System; PV Array (Photo Voltaic/solar)
CS UK HOLDINGS III LIMITED | East Pit | Rhigos 400kV Substation | 0 | 750 | 750 | 2037-10-15 | Scoping | NGET | Energy Storage System; PV Array (Photo Voltaic/solar)
IB VOGT UK LTD | East Quantoxhead PV & BESS Station | West Country Connection Node D 400kV Substation | 0 | 240 | 240 | 2037-10-31 | Scoping | NGET | Energy Storage System; PV Array (Photo Voltaic/solar)
TELIS ENERGY UK LIMITED | Eaton Socon High Impact Green Energy Hub (HIGEH) 1 | Eaton Socon 400kV Substation | 0 | 1000 | 1000 | 2033-10-30 | Scoping | NGET | Energy Storage System; Nuclear; PV Array (Photo Voltaic/solar); Wind Onshore
CSE37 Limited | Eaton Socon PV Storage | Eaton Socon 400kV Substation | 0 | 49.9 | 49.9 | 2029-10-30 | Scoping | NGET | Energy Storage System; PV Array (Photo Voltaic/solar)
BROCKWELL STORAGE & SOLAR LIMITED | Eaton Socon Solar | Eaton Socon 400kV Substation | 0 | 500 | 500 | 2028-10-31 | Scoping | NGET | Energy Storage System; PV Array (Photo Voltaic/solar)
VOLTWISE POWER HOLDINGS LIMITED | Ebstree Road BESS | Staffordshire Connection Node B 132kV Substation | 0 | 150 | 150 | 2037-10-30 | Scoping | NGET | Energy Storage System
WEAVER POWER LIMITED | Eccles BESS | Eccles 400/132/33kV | 0 | 500 | 500 | 2026-04-12 | Scoping | SPT | Energy Storage System
Econergy International Limited | EcoGrainWest | Grain West 400kV Substation | 0 | 249 | 249 | 2029-12-31 | Awaiting Consents | NGET | Energy Storage System; PV Array (Photo Voltaic/solar)
Econergy International Limited | EcoGrimsbyWest | Grimsby West 400kV Substation | 0 | 249 | 249 | 2031-10-30 | Scoping | NGET | Energy Storage System; PV Array (Photo Voltaic/solar)
Econergy International Limited | EcoKilwinning | Kilwinning 132/33kV | 0 | 100 | 100 | 2031-10-31 | Scoping | SPT | Energy Storage System; PV Array (Photo Voltaic/solar)
Econergy International Limited | EcoKincardine | Kincardine North 400kV Substation | 0 | 249 | 249 | 2028-07-31 | Scoping | SPT | Energy Storage System; PV Array (Photo Voltaic/solar)
Econergy International Limited | EcoLovedean | Lovedean 400kV Substation | 0 | 249 | 249 | 2031-03-31 | Scoping | NGET | Energy Storage System
Econergy International Limited | EcoMablethorpe | Mablethorpe 400kV Substation | 0 | 249 | 249 | 2034-08-30 | Scoping | NGET | Energy Storage System; PV Array (Photo Voltaic/solar)
Econergy International Limited | EcoMossmorran | Mossmorran 275/132/33kV | 0 | 249 | 249 | 2031-10-31 | Scoping | SPT | Energy Storage System; PV Array (Photo Voltaic/solar)
Econergy International Limited | EcoStocksbridge | Stocksbridge 400kV Substation | 0 | 249 | 249 | 2036-10-30 | Scoping | NGET | Energy Storage System; PV Array (Photo Voltaic/solar)
Econergy International Limited | EcoUskmouth | Uskmouth 275kV Substation | 0 | 249 | 249 | 2029-06-14 | Scoping | NGET | Energy Storage System
Econergy International Limited | EcoWymondley | Wymondley 2 400kV Substation | 0 | 249 | 249 | 2033-10-30 | Scoping | NGET | Energy Storage System; PV Array (Photo Voltaic/solar)
Econergy International Limited | EcoYaxley1 | Yaxley 400kV Substation | 0 | 249 | 249 | 2030-12-30 | Scoping | NGET | Energy Storage System; PV Array (Photo Voltaic/solar)
VATTENFALL WIND POWER LTD | Edinbane Windfarm | Edinbane GSP | 41.4 | 0 | 41.4 |  | Built | SHET | Energy Storage System; Wind Onshore
VATTENFALL WIND POWER LTD | Edinbane Windfarm | Edinbane GSP | 0 | 48.6 | 90 | 2030-01-01 | Scoping | SHET | Energy Storage System; Wind Onshore
SSE UTILITY SOLUTIONS LIMITED | Eggborough | Eggborough 400kV Substation | 0 | 550 | 550 | 2032-06-16 | Scoping | NGET | Energy Storage System; PV Array (Photo Voltaic/solar)
EGGBOROUGH POWER LIMITED | Eggborough CCGT and BESS | Eggborough 400kV Substation | 0 | 2450 | 2450 | 2026-10-01 | Awaiting Consents | NGET | CCGT (Combined Cycle Gas Turbine); Energy Storage System; OCGT (Open Cycle Gas Turbine)
O&G Solar (SPV 47) Limited | Eggborough PV & BESS Sub | Eggborough 400kV Substation | 0 | 249.9 | 249.9 | 2033-10-28 | Scoping | NGET | Energy Storage System; PV Array (Photo Voltaic/solar)
ELCHIES WIND LIMITED | Elchies Wind Farm | Elchies 132/33kV Substation | 0 | 99 | 99 | 2027-06-30 | Scoping | SHET | Wind Onshore
ELCHIES WIND LIMITED | Elchies Wind Farm | Elchies 132/33kV Substation | 0 | 71 | 170 | 2028-06-30 | Scoping | SHET | Wind Onshore
GPC 612 Ltd | Elgin BESS | Elgin GSP | 0 | 30 | 30 | 2028-10-31 | Scoping | SHET | Energy Storage System
O&G Solar (SPV 39) Limited | Elland BESS O&G | Elland 132kV Substation | 0 | 99.9 | 99.9 | 2036-10-30 | Scoping | NGET | Energy Storage System
Pulse Clean Energy Limited | Elland BESS | Leeds North Connection Node E | 0 | 249 | 249 | 2037-10-31 | Scoping | NGET | Energy Storage System
ELMYA RPC UK BRAYBROOKE LIMITED | Elmya Braybrooke BESS | Braybrooke 400kV Substation | 0 | 252 | 252 | 2031-10-31 | Awaiting Consents | NGET | Energy Storage System
ELMYA ENERGY UK 17 LIMITED | Elmya Dalry BESS & PV | Hunterston 400/132kV | 0 | 800 | 800 | 2033-10-25 | Scoping | SPT | Energy Storage System; PV Array (Photo Voltaic/solar)
RPC ELMYA CARNATION DEVCO LIMITED | Elmya Gissing BESS & PV | North Anglia Connection Node A 400kV | 0 | 900 | 900 | 2034-10-31 | Scoping | NGET | Energy Storage System; PV Array (Photo Voltaic/solar)
ELMYA RPC UK GRANGE ROAD LIMITED | Elmya Grange Road | Elmya Grange 400kV | 0 | 300 | 300 | 2031-10-30 | Awaiting Consents | NGET | Energy Storage System; PV Array (Photo Voltaic/solar)
ELMYA RPC UK HUNTERSTON LIMITED | Elmya Hunterston | Hunterston 400/132kV | 0 | 400 | 400 | 2029-10-09 | Awaiting Consents | SPT | Energy Storage System
RPC ELMYA CARNATION DEVCO LIMITED | Elmya Kilworth BESS & PV | Derbyshire Connection Node H 400kV Substation | 0 | 850 | 850 | 2037-10-30 | Scoping | NGET | Energy Storage System; PV Array (Photo Voltaic/solar)
ELMYA RPC UK MELBOURNE LIMITED | Elmya Melbourne BESS | Thornton 400kV Substation | 0 | 300 | 300 | 2033-10-28 | Awaiting Consents | NGET | Energy Storage System
ELMYA RPC UK REDNAL LIMITED | ELMYA REDNAL | Ironbridge 400kV Substation | 0 | 300 | 300 | 2034-10-30 | Awaiting Consents | NGET | Energy Storage System
ELSTREE GREEN LIMITED | Elstree (tertiary) | Elstree 275kV Substation | 0 | 49.9 | 49.9 | 2025-10-31 | Scoping | NGET | PV Array
ELSTREE GREEN LIMITED | Elstree (tertiary) | Elstree 275kV Substation | 0 | 7.1 | 57 | 2027-10-31 | Scoping | NGET | Energy Storage System; PV Array (Photo Voltaic/solar)
Hillfield Energy Limited | Elstree 400MW BESS | Elstree 400kV Substation | 0 | 400 | 400 | 2029-10-31 | Scoping | NGET | Energy Storage System
NORIKER POWER LTD | Elstree BESS NP | Elstree 400kV Substation | 0 | 500 | 500 | 2037-10-31 | Scoping | NGET | Energy Storage System
Penso Power Limited | Elstree Energy Storage | Elstree 132kV Substation | 0 | 170 | 170 | 2029-10-01 | Scoping | NGET | Energy Storage System
ELVANFOOT ENERGY STORAGE LIMITED | Elvanfoot (25MW) Energy Storage | Elvanfoot 275/132/33kV | 0 | 25 | 25 | 2029-10-26 | Scoping | SPT | Energy Storage System
ELVANFOOT ENERGY STORAGE LIMITED | Elvanfoot (50MW) Energy Storage | Elvanfoot 275/132/33kV | 0 | 50 | 50 | 2029-10-26 | Scoping | SPT | Energy Storage System
ELVANFOOT ENERGY STORAGE LIMITED | Elvanfoot (9.8 MW) Energy Storage | Elvanfoot 400/275/33kV | 0 | 9.8 | 9.8 | 2024-12-06 | Scoping | SPT | Energy Storage System
ENDERBY BATTERY STORAGE LIMITED | Enderby (Akira) | Enderby 400kV Substation | 0 | 57 | 57 | 2023-08-31 | Consents Approved | NGET | Energy Storage System
EARL SHILTON ENERGY PARK LIMITED | Enderby BESS | Earl Shilton 400kV Substation | 0 | 249.9 | 249.9 | 2033-11-30 | Scoping | NGET | Energy Storage System; PV Array (Photo Voltaic/solar)
548 UK INVESTMENT HOLDINGS LIMITED | Enderby Farm | Earl Shilton 400kV Substation | 0 | 200 | 200 | 2034-10-31 | Scoping | NGET | Energy Storage System; PV Array (Photo Voltaic/solar)
548 UK INVESTMENT HOLDINGS LIMITED | Enderby Farm 2 | Earl Shilton 400kV Substation | 0 | 700 | 700 | 2034-10-31 | Scoping | NGET | Energy Storage System; PV Array (Photo Voltaic/solar)
INNOVA RENEWABLES LIMITED | Enderby Green Energy Centre | Enderby 400kV Substation | 0 | 1025 | 1025 | 2028-10-30 | Awaiting Consents | NGET | Energy Storage System; PV Array (Photo Voltaic/solar)
CLUMP FARM SOLAR LIMITED | Enderby Tertiary | Enderby 400kV Substation | 0 | 57 | 57 | 2024-05-01 | Scoping | NGET | PV Array (Photo Voltaic/solar)
ENERGY ISLES SHETLAND LIMITED | Energy Isles | Energy Isles 132kV Substation | 0 | 120.3 | 120.3 | 2028-11-30 | Awaiting Consents | SHET | Wind Onshore
UNIPER UK LIMITED | Enfield | Brimsdown 132kV Substation | 442 | 0 | 442 |  | Built | NGET | CCGT (Combined Cycle Gas Turbine)
RWE RENEWABLES UK ONSHORE WIND LIMITED | Enoch Hill | Enoch Hill 132/33kV Substation | 0 | 69 | 69 | 2023-05-30 | Consents Approved | SPT | Wind Onshore
Shell New Energies UK Ltd | EOLFI Offshore | Eolfi Offshore Substation | 0 | 3000 | 3000 | 2033-10-31 | Scoping | SHET | Wind Offshore
EPL NEWCO8 LIMITED | EPL Somerset | Taunton 400kV Substation | 0 | 480 | 480 | 2037-10-31 | Scoping | NGET | Energy Storage System; PV Array (Photo Voltaic/solar)
EPL NEWCO9 LIMITED | EPL Suffolk | Norwich Main 400kV Substation | 0 | 480 | 480 | 2032-10-31 | Scoping | NGET | Energy Storage System; PV Array (Photo Voltaic/solar)
GARREG FAWR ENERGY PARK LIMITED | Eppynt Common | Pont Abraham GSP | 0 | 189.5 | 189.5 | 2026-10-31 | Scoping | NGET | Wind Onshore
IB VOGT UK LTD | Epworth PV & BESS Station | Keadby 400kV Substation | 0 | 150 | 150 | 2037-10-31 | Scoping | NGET | Energy Storage System; PV Array (Photo Voltaic/solar)
EQUINOR NEW ENERGY LIMITED | Equinor Celtic Sea 1 | Alverdiscott 400kV Substation | 0 | 1000 | 1000 | 2036-12-06 | Scoping | NGET | Energy Storage System; Wind Offshore
EQUINOR NEW ENERGY LIMITED | Equinor Celtic Sea 2 | Alverdiscott 400kV Substation | 0 | 1000 | 1000 | 2036-12-06 | Scoping | NGET | Energy Storage System; Wind Offshore
ER PROJECT DEVELOPMENT CO LIMITED | ER BBR Energy | Er Bbr Energy 132kV Substation | 0 | 50 | 50 | 2029-10-30 | Scoping | SPT | Energy Storage System; PV Array (Photo Voltaic/solar)
ER PROJECT DEVELOPMENT CO LIMITED | ER BR Energy | Tween Bridge 400kV | 0 | 1000 | 1000 | 2035-10-30 | Scoping | NGET | Energy Storage System; PV Array (Photo Voltaic/solar); Wind Onshore
ER PROJECT DEVELOPMENT CO LIMITED | ER BRF 2 Energy | Bramford 400kV Substation | 0 | 249 | 249 | 2033-07-30 | Scoping | NGET | Energy Storage System; PV Array (Photo Voltaic/solar)
ER PROJECT DEVELOPMENT CO LIMITED | ER BUR Energy | Burwell South 400kV Substation | 0 | 57 | 57 | 2033-10-28 | Scoping | NGET | Energy Storage System; PV Array (Photo Voltaic/solar)
BLUE GEM WIND LIMITED | Erebus | Pembroke 132kV Substation | 0 | 95.25 | 95.25 | 2028-07-26 | Scoping | NGET | Wind Offshore
RWE RENEWABLES UK ONSHORE WIND LIMITED | Eredine Wind Farm | An Suidhe 275/33kV | 0 | 105 | 105 | 2030-10-31 | Scoping | SHET | Wind Onshore
ER PROJECT DEVELOPMENT CO LIMITED | ER HTP Energy | Hawthorn Pit 400kV Substation | 0 | 57 | 57 | 2034-06-30 | Scoping | NGET | Energy Storage System; PV Array (Photo Voltaic/solar)
ER PROJECT DEVELOPMENT CO LIMITED | ER LBR Energy | Littlebrook 400kV Substation | 0 | 57 | 57 | 2029-10-17 | Scoping | NGET | Energy Storage System; PV Array (Photo Voltaic/solar)
ER PROJECT DEVELOPMENT CO LIMITED | ER LIL Energy | Hope 400kV Substation | 0 | 1000 | 1000 | 2036-10-31 | Scoping | NGET | Energy Storage System; PV Array (Photo Voltaic/solar)
ER PROJECT DEVELOPMENT CO LIMITED | ER MKH Energy | Market Harborough 400kV Substation | 0 | 400 | 400 | 2033-10-28 | Scoping | NGET | Energy Storage System; PV Array (Photo Voltaic/solar); Reactive Compensation
ER PROJECT DEVELOPMENT CO LIMITED | ER MSM Energy | Er Msm Energy 132kV Substation | 0 | 200 | 200 | 2030-10-31 | Scoping | SPT | Energy Storage System; PV Array (Photo Voltaic/solar); Wind Onshore
SSE GENERATION LIMITED | Errochty | Errochty 132kV Substation | 75 | 0 | 75 |  | Built | SHET | Hydro
ER PROJECT DEVELOPMENT CO LIMITED | ER TWD Energy | Llanteg 400kV Substation | 0 | 700 | 700 | 2037-09-15 | Scoping | NGET | Energy Storage System; Wind Onshore
Energi Generation 6 Ltd | Eskrigg End BESS | Hutton 400kV Substation | 0 | 249 | 249 | 2037-11-01 | Scoping | NGET | Energy Storage System
MALLARD PASS SOLAR FARM LIMITED | Essendine | Ryhall (Network Rail) GSP | 0 | 240 | 240 | 2028-01-01 | Scoping | NGET | PV Array (Photo Voltaic/solar)
SCOTTISHPOWER RENEWABLES (UK) LIMITED | Euchanhead Wind Farm | Euchanhead 132kV Substation | 0 | 112 | 112 | 2029-10-29 | Scoping | SPT | Wind Onshore
SCOTTISHPOWER RENEWABLES (UK) LIMITED | Ewe Hill | Ewehill 132/33kV | 39 | 0 | 39 |  | Built | SPT | Wind Onshore
SSE EWERBY SOLAR LIMITED | Ewerby | Navenby 400kV Substation | 0 | 500 | 500 | 2029-10-30 | Scoping | NGET | Energy Storage System; PV Array (Photo Voltaic/solar)
PIVOTED POWER LLP | Exeter (Tertiary) | Exeter 400kV Substation | 0 | 49.9 | 49.9 | 2025-11-01 | Awaiting Consents | NGET | Battery Storage
IGP SOLAR 20 LIMITED | Exeter BESS and PV (Post-Interactivity Revised Offer) | Exeter 400kV Substation | 0 | 249 | 249 | 2029-12-31 | Scoping | NGET | Energy Storage System; PV Array (Photo Voltaic/solar)
ENSO GREEN HOLDINGS LIMITED | Exeter Main | Exeter 400kV Substation | 0 | 400 | 400 | 2031-11-24 | Scoping | NGET | Energy Storage System; PV Array (Photo Voltaic/solar)
EXETER MAIN BATTERY LIMITED | Exeter Main Tertiary | Exeter 400kV Substation | 0 | 57 | 57 | 2024-05-01 | Scoping | NGET | Thermal
Exeter Storage Limited | Exeter Solar PV & BESS | Exeter 400kV Substation | 0 | 290 | 290 | 2027-08-31 | Awaiting Consents | NGET | Energy Storage System; PV Array (Photo Voltaic/solar)
CONRAD (EYE) LIMITED | Eye Grid Services Facility | Yaxley 400kV Substation | 0 | 0 | 0 | 2024-10-31 | Consents Approved | NGET | Reactive Compensation
SSE RENEWABLES SERVICES (UK) LIMITED | Fairburn Extension Wind Farm | Fairburn Extension 132/33kV Substation | 0 | 90 | 90 | 2031-10-31 | Scoping | SHET | Wind Onshore
HB411MIN Limited | Fairholme BESS | Minety 400kV Substation | 0 | 47.5 | 47.5 | 2025-02-28 | Consents Approved | NGET | Battery Storage
Greenswitch Capital Limited | Fairmead and Yewtree Farm | East Kent connection node A 400kV Substation | 0 | 240 | 240 | 2037-10-31 | Scoping | NGET | Energy Storage System
EDF ENERGY RENEWABLES LIMITED | Fallago Rig 2 | Fallago 400/33kV | 0 | 100 | 100 | 2028-04-30 | Awaiting Consents | SPT | Wind Onshore
FALLAGO RIG WINDFARM LIMITED | Fallago Rig Wind Farm | Fallago 400/33kV | 144 | 0 | 144 |  | Built | SPT | Wind Onshore
SSE UTILITY SOLUTIONS LIMITED | Fancott | Sundon 400kV Substation | 0 | 600 | 600 | 2031-10-30 | Scoping | NGET | Energy Storage System
Apatura Battery Ltd | Farm 100MW BESS | Thurso South 275kV Substation’ | 0 | 100 | 100 | 2033-10-31 | Scoping | SHET | Energy Storage System
Harmony FM Limited | Farnham BESS | Wrecclesham 33kV | 0 | 20 | 20 | 2023-03-01 | Under Construction/Commissioning | NGET | Energy Storage System
FARR WINDFARM LIMITED | Farr WindFarm | Tomatin 275kV Substation | 0 | 144.8 | 144.8 | 2030-01-20 | Scoping | SHET | Wind Onshore
FARR WINDFARM LIMITED | Farr Wind Farm - Tomatin | Beauly GSP | 92 | 0 | 92 |  | Built | SHET | Wind Onshore
SSE GENERATION LIMITED | Fasnakyle G1 & G2 | Fasnakyle GSP | 46 | 0 | 46 |  | Built | SHET | Hydro
SSE GENERATION LIMITED | Fasnakyle G3 & G4 | Fasnakyle GSP | 30.5 | 0 | 30.5 |  | Built | SHET | Hydro
SCOTTISHPOWER RENEWABLES (UK) LIMITED | Fasque Windfarm | Fasque Wind Farm 132kV Substation | 0 | 90 | 90 | 2028-10-31 | Scoping | SHET | Wind Onshore
ESSO PETROLEUM COMPANY,LIMITED | Fawley CHP | Fawley 400kV Substation | 158 | 0 | 158 |  | Built | NGET | CHP (Combined Heat and Power)
CWP Energy Limited | Faw Side Community Wind Farm | Faw Side Community Wind Farm Substation | 0 | 250 | 250 | 2025-10-31 | Awaiting Consents | SPT | Wind Onshore
Downing Renewable Developments LLP | FCC Thurcroft BESS | Thorpe Marsh GSP | 0 | 750 | 750 | 2033-10-31 | Scoping | NGET | Energy Storage System
FEARNA PSH LIMITED | Fearna PSH 2 | Loch Fearna Pumped Storage 275kV | 0 | 1495 | 1495 | 2036-11-11 | Scoping | SHET | Pump Storage
ENSO GREEN HOLDINGS LIMITED | Feckenham ENSO | Feckenham 400kV Substation | 0 | 400 | 400 | 2036-07-31 | Awaiting Consents | NGET | Energy Storage System; PV Array (Photo Voltaic/solar)
IGP SOLAR 14 LIMITED | Feckenham | Feckenham 400kV Substation | 0 | 500 | 500 | 2029-07-21 | Scoping | NGET | Energy Storage System; PV Array (Photo Voltaic/solar)
GREEN ENERGY MAB LTD | Feckenham Energy Park | Feckenham 400kV Substation | 0 | 500 | 500 | 2033-10-31 | Scoping | NGET | Energy Storage System; PV Array (Photo Voltaic/solar)
INNOVA RENEWABLES LIMITED | Feckenham Green Energy Centre | Feckenham 400kV Substation | 0 | 1025 | 1025 | 2032-10-30 | Scoping | NGET | Energy Storage System; PV Array (Photo Voltaic/solar)
STATKRAFT UK LTD | Feckenham Greener Grid Park | Feckenham 400kV Substation | 0 | 12 | 12 | 2026-01-31 | Scoping | NGET | Battery Storage
STATKRAFT UK LTD | Feckenham Greener Grid Park | Feckenham 400kV Substation | 0 | 138 | 150 | 2032-10-31 | Scoping | NGET | Energy Storage System; Reactive Compensation
IB VOGT UK LTD | Feckenham PV & BESS Station | Feckenham 400kV Substation | 0 | 400 | 400 | 2033-10-31 | Scoping | NGET | Energy Storage System; PV Array (Photo Voltaic/solar)
ENERGYFARM UK FELL LLP | Fell Wind Farm | Fell Wind Farm 132/33kV Substation | 0 | 50 | 50 | 2028-10-30 | Scoping | SPT | Wind Onshore
FENWICK SOLAR PROJECT LIMITED | Fenwick Solar Project | Thorpe Marsh 400kV Substation | 0 | 237.5 | 237.5 | 2032-04-16 | Scoping | NGET | Energy Storage System; PV Array (Photo Voltaic/solar)
O&G Solar (SPV 19) Limited | Ferrybridge B BESS & Solar Substation | Ferrybridge B 132kV Substation | 0 | 99.9 | 99.9 | 2035-10-24 | Scoping | NGET | Energy Storage System; PV Array (Photo Voltaic/solar)
Newton Energi Limited | Ferrybridge B - NEL Hunter | Leeds North Connection Node C 132kV Substation | 0 | 200 | 200 | 2035-10-30 | Scoping | NGET | Energy Storage System
O&G Solar (SPV 19) Limited | Ferrybridge C PV & BESS Substation | Ferrybridge C 275kV Substation | 0 | 249.9 | 249.9 | 2035-10-24 | Scoping | NGET | Energy Storage System; PV Array (Photo Voltaic/solar)
KEADBY GENERATION LIMITED | Ferrybridge D | Ferrybridge C 275kV Substation | 0 | 310 | 310 | 2028-10-06 | Scoping | NGET | CCGT (Combined Cycle Gas Turbine); Energy Storage System; OCGT (Open Cycle Gas Turbine)
KEADBY GENERATION LIMITED | Ferrybridge D | Ferrybridge C 275kV Substation | 0 | 910 | 1220 | 2030-10-04 | Awaiting Consents | NGET | CCGT (Combined Cycle Gas Turbine); Energy Storage System; OCGT (Open Cycle Gas Turbine)
KEADBY GENERATION LIMITED | Ferrybridge D | Ferrybridge C 275kV Substation | 0 | 600 | 1820 | 2034-06-01 | Awaiting Consents | NGET | CCGT (Combined Cycle Gas Turbine); Energy Storage System; OCGT (Open Cycle Gas Turbine)
LIGHTSOURCE SPV 191 LIMITED | Fferm Solar Pentir | Pentir 400kV Substation | 0 | 57 | 57 | 2027-05-01 | Scoping | NGET | PV Array (Photo Voltaic/solar)
FIRST HYDRO COMPANY | Ffestiniog | Ffestiniog 275kV Substation | 360 | 0 | 360 |  | Built | NGET | Pump Storage
FIDDES BATTERY LIMITED | Fiddes Battery Storage | Fiddes GSP | 0 | 30 | 30 | 2028-10-31 | Scoping | SHET | Energy Storage System
FIDDLERS FERRY LTD | Fiddlers Ferry BESS | Fiddlers Ferry 275kV Substation | 0 | 900 | 900 | 2037-11-30 | Scoping | NGET | Energy Storage System
Net Zero One Limited | Field Farm | Staythorpe 400kv | 0 | 249.9 | 249.9 | 2030-10-31 | Scoping | NGET | Energy Storage System
CARLTON POWER LIMITED | Fife 2 BESS | Westfield GSP | 0 | 49.9 | 49.9 | 2028-06-14 | Scoping | SPT | Energy Storage System
CARLTON POWER LIMITED | Fife Battery Storage | Westfield GSP | 0 | 200 | 200 | 2031-10-30 | Scoping | SPT | Energy Storage System
CAMBRIDGE POWER LIMITED | Fife Energy Centre | Fife Energy Centre 132kV substation | 0 | 100 | 100 | 2028-04-28 | Scoping | SPT | Energy Storage System
BLUEGRIDPOWER LTD | Fife Grid Services | Fife Grid Services Facility 275kV Substation | 0 | 0 | 0 | 2024-04-12 | Scoping | SPT | Reactive Compensation
SSE GENERATION LIMITED | Finlarig | Finlarig GSP | 16.5 | 0 | 16.5 |  | Built | SHET | Hydro
FIVE ESTUARIES OFFSHORE WIND FARM LIMITED | Five Estuaries Offshore Wind Farm | Five Estuaries 220/66 kV Offshore Substation | 0 | 1080 | 1080 | 2030-10-31 | Scoping | NGET | Wind Offshore
ELEMENTS GREEN TRENT LTD | Flash Solar Farm | Staythorpe 400kV Substation | 0 | 360 | 360 | 2026-08-30 | Consents Approved | NGET | Energy Storage System; PV Array (Photo Voltaic/solar)
ELEMENTS GREEN TRENT LTD | Flash Solar Farm | Staythorpe 400kV Substation | 0 | 440 | 800 | 2028-05-01 | Scoping | NGET | Energy Storage System; PV Array (Photo Voltaic/solar)
CSE23 LIMITED | Fleet (Tertiary) | Fleet 400kV Substation | 0 | 47.5 | 47.5 | 2025-10-31 | Scoping | NGET | PV Array
Fleet Green Limited | Fleet EGH (Tertiary) | Fleet 400kV Substation | 0 | 47.5 | 47.5 | 2027-01-13 | Consents Approved | NGET | Energy Storage System; PV Array (Photo Voltaic/solar)
BASINGSTOKE EAST 2 RENEWABLES LTD | Fleet Farm | Fleet 400kV Substation | 0 | 200 | 200 | 2038-04-30 | Scoping | NGET | Energy Storage System; PV Array (Photo Voltaic/solar)
Basingstoke East 7 Renewables Ltd | Fleet Farm 2 | Fleet 400kV Substation | 0 | 700 | 700 | 2038-06-30 | Scoping | NGET | Energy Storage System; PV Array (Photo Voltaic/solar)
FLEET SOLAR LIMITED | Fleet Solar PV | Fleet 400kV Substation | 0 | 57 | 57 | 2026-12-13 | Awaiting Consents | NGET | Energy Storage System; PV Array (Photo Voltaic/solar)
FLEET SOLAR LIMITED | Fleet Tertiary | Fleet 400kV Substation | 0 | 47.5 | 47.5 | 2025-11-30 | Scoping | NGET | Thermal
Flemyland Battery Storage Ltd | Flemyland Battery Storage | Kilwinning 132/33kV | 0 | 100 | 100 | 2027-10-26 | Scoping | SPT | Demand; Energy Storage System
FIELD DEVCO LTD | Fort Augustus BESS | Fort Augustus GSP | 0 | 200 | 200 | 2035-10-31 | Scoping | SHET | Energy Storage System
WHITETOWER ENERGY LIMITED | Fort Dunlop | Dunlop 132kV Substation | 99 | 0 | 99 |  | Built | NGET | OCGT (Open Cycle Gas Turbine)
SSE GENERATION LIMITED | Foyers | Foyers 275kV Substation | 300 | 0 | 300 |  | Built | SHET | Pump Storage
FREASDAIL ENERGY LIMITED | Freasdail | Crossaig 132kV Substation | 22.2 | 0 | 22.2 |  | Built | SHET | Wind Onshore
Frodsham Solar Limited | Frodsham Solar Park | Frodsham 275kV Substation | 0 | 100 | 100 | 2026-12-30 | Scoping | NGET | PV Array (Photo Voltaic/solar)
NANT MITHIL ENERGY PARK LIMITED | Fron Goch | Pont Abraham GSP | 0 | 252.7 | 252.7 | 2026-10-31 | Scoping | NGET | Wind Onshore
GPC 2008 Ltd | Fryston Lane 100MW BESS | Ferrybridge B GSP | 0 | 100 | 100 | 2035-10-31 | Scoping | NGET | Energy Storage System
FIELD DEVCO LTD | Fyrish Battery Storage | Fyrish 132kV Substation | 0 | 200 | 200 | 2029-10-31 | Scoping | SHET | Energy Storage System
RWE RENEWABLES UK ONSHORE WIND LIMITED | Gaerwen Wind Farm | Gwyddelwern 400kV Substation | 0 | 67 | 67 | 2027-06-01 | Awaiting Consents | NGET | Wind Onshore
GALAWHISTLE WIND FARM LIMITED | Galawhistle Wind Farm | Galawhistle 132/33kV Substation | 55.2 | 0 | 55.2 |  | Built | SPT | Wind Onshore
Galileo Empower UK Limited | GALILEO 06 | Proposed Ferryside GSP | 0 | 175 | 175 | 2037-10-31 | Scoping | NGET | Wind Onshore
GALILEO 10 LIMITED | Galileo 10 | Bathgate 132/33kV Substation | 0 | 60 | 60 | 2031-10-31 | Scoping | SPT | Energy Storage System
CESA (KIRKCALDY) LIMITED | Gallatown Battery Energy Storage Facility | Redhouse 132/33kV | 0 | 80 | 80 | 2029-10-31 | Scoping | SPT | Energy Storage System
GALLOPER WIND FARM LIMITED | Galloper Wind Farm | Galloper North 132/33kV Substation | 348 | 0 | 348 |  | Built | NGET | Wind Offshore
Corio Generation Limited | Gallos | Alverdiscott 400kV Substation | 0 | 2000 | 2000 | 2036-12-06 | Scoping | NGET | Wind Offshore
CS UK HOLDINGS III LIMITED | Gammidge PV & BESS Park | Grendon 132kV Substation | 0 | 40.9 | 40.9 | 2024-10-31 | Scoping | NGET | Energy Storage System
ENERGYFARM UK GARBET LLP | Garbet Wind Farm | Keith GSP | 0 | 46.2 | 46.2 | 2026-10-31 | Consents Approved | SHET | Wind Onshore
EDF ENERGY RENEWABLES LIMITED | Garn Fach Wind Farm | Garn Fach 132kV Substation | 0 | 110 | 110 | 2032-05-01 | Scoping | NGET | Wind Onshore
BOOM DEVELOPMENTS LTD | Gartclash Farm BESS | Denny North 275/132kV | 0 | 200 | 200 | 2027-10-29 | Scoping | SPT | Energy Storage System
GARVARY WIND FARM LTD | Garvary Wind Farm | Garvary 132kV Substation | 0 | 222 | 222 | 2028-06-30 | Scoping | SHET | Wind Onshore
SIRIUSECODEV (GASTARD) LTD | Gastard BESS | Melksham B 132KV Substation | 0 | 200 | 200 | 2037-10-31 | Scoping | NGET | Energy Storage System
GATEWAY ENERGY CENTRE LIMITED | Gateway Energy Centre Power Station | Coryton South 400kV Substation | 0 | 450 | 450 | 2025-09-30 | Consents Approved | NGET | Battery Storage
GATEWAY ENERGY CENTRE LIMITED | Gateway Energy Centre Power Station | Coryton South 400kV Substation | 0 | 550 | 1000 | 2029-10-30 | Consents Approved | NGET | Energy Storage System
GATROBEN OFFSHORE DEVELOPMENTS 2 LIMITED | Gatroben Offshore Wind Farm | Gatroben Offshore Substation | 0 | 1320 | 1320 | 2031-10-31 | Scoping | NGET | Wind Offshore
GF Norwich Energy Ltd | GF Norwich BESS | Norwich Main 400kV Substation | 0 | 400 | 400 | 2032-10-31 | Scoping | NGET | Energy Storage System
GF THORNTON ENERGY LTD | GF Thornton Energy BESS | Thornton 400kV Substation | 0 | 400 | 400 | 2033-10-31 | Scoping | NGET | Energy Storage System
PULSE CLEAN ENERGY SPV FRANKLIN LIMITED | GF Upper Boat | Upper Boat 275kV Substation | 0 | 0 | 0 | 2025-05-31 | Scoping | NGET | Battery Storage
PULSE CLEAN ENERGY SPV FRANKLIN LIMITED | GF Upper Boat | Upper Boat 275kV Substation | 0 | 0 | 0 | 2025-10-31 | Scoping | NGET | Battery Storage
PULSE CLEAN ENERGY SPV FRANKLIN LIMITED | GF Upper Boat | Upper Boat 275kV Substation | 0 | 200 | 200 | 2028-10-31 | Scoping | NGET | Energy Storage System; Reactive Compensation
Gresham House Devco Pipeline Limited | GH DEVCO Gretna Green BESS | Gretna Green 132 kV Substation | 0 | 56 | 56 | 2032-10-30 | Scoping | SPT | Energy Storage System
Gresham House Devco Pipeline Limited | GH DEVCO Kincardine BESS | Kincardine GSP | 0 | 42 | 42 | 2028-12-01 | Scoping | SPT | Energy Storage System
STATKRAFT UK LTD | Giants Burn Wind Farm | Dunoon GSP | 0 | 44 | 44 | 2030-05-31 | Scoping | SHET | Wind Onshore
EPR GLANFORD LIMITED | Glanford | Keadby GSP | 15 | 0 | 15 |  | Built | NGET | Biomass
GPC 1137 Ltd | Glasgow Road 40MW BESS | Giffnock 275/33kV | 0 | 40 | 40 | 2028-10-31 | Scoping | SPT | Energy Storage System
RENANTIS UK LIMITED | Gleann Eoghainn | Edinbane 132/33kV Substation | 0 | 25 | 25 | 2027-10-31 | Scoping | SHET | Wind Onshore
Renewable Energy Systems Limited | Glebe Energy Park | Yaxley 400kV Substation | 0 | 800 | 800 | 2032-10-31 | Scoping | NGET | Energy Storage System; PV Array (Photo Voltaic/solar)
SCOTTISHPOWER RENEWABLES (UK) LIMITED | Glen App Windfarm | Glen App 33kV | 32.2 | 0 | 32.2 |  | Built | SPT | Wind Onshore
GLENCHAMBER WIND ENERGY LIMITED | Glenchamber Wind Farm | Glenluce 132/33kV | 27.5 | 0 | 27.5 |  | Built | SPT | Wind Onshore
SSE GENERATION LIMITED | Glendoe | Fort Augustus GSP | 99.9 | 0 | 99.9 |  | Built | SHET | Hydro
GLENDYE WIND FARM LIMITED | Glendye Wind Farm | Glendye Wind Farm Substation | 0 | 156 | 156 | 2028-10-31 | Scoping | SHET | Wind Onshore
GLEN KYLLACHY WIND FARM LIMITED | Glen Kyllachy Wind Farm | Glen Kyllachy Wind Farm Substation | 48.5 | 0 | 48.5 |  | Built | SHET | Wind Onshore
Glen Lednock Wind Farm Limited | Glen Lednock | Braco GSP | 0 | 165 | 165 | 2031-10-31 | Scoping | SHET | Energy Storage System; Wind Onshore
SSE GENERATION LIMITED | Glenmoriston (part of the Moriston Cascade) | Glenmoriston GSP | 40 | 0 | 40 |  | Built | SHET | Hydro
GLENMUCKLOCH PUMPED STORAGE HYDRO LIMITED | Glenmuckloch Pumped Storage | Glenmuckloch 132/33kV | 0 | 210 | 210 | 2027-06-30 | Consents Approved | SPT | Pump Storage
GLENMUCKLOCH RENEWABLE ENERGY LIMITED | Glenmuckloch Wind Farm | Glenmuckloch 132/33kV | 0 | 33.6 | 33.6 | 2028-09-29 | Awaiting Consents | SPT | Wind Onshore
BROCKWELL ENERGY LIMITED | Glenmuir Windfarm | Glenmuir Windfarm 132kV Substation | 0 | 80 | 80 | 2036-06-30 | Scoping | SPT | Wind Onshore
GPC 1119 Ltd | Glennifer Road BESS | Neilston 400/275/132kV | 0 | 150 | 150 | 2027-09-30 | Scoping | SPT | Energy Storage System
GLENROTHES BESS LTD | Glenrothes BESS | Glenrothes 275/33kV | 0 | 46 | 46 | 2025-10-30 | Consents Approved | SPT | Battery Storage
TAGENERGY DEVELOPMENT UK LIMITED | Glenrothes Hybrid BESS & Solar PV | Glenrothes 275/33kV | 0 | 200 | 200 | 2031-10-30 | Scoping | SPT | Energy Storage System; PV Array (Photo Voltaic/solar)
ENERGYFARM UK GLENSHIMMEROCH LLP | Glenshimmeroch Windfarm | Quantans Hill 132kV | 0 | 50 | 50 | 2027-08-26 | Consents Approved | SPT | Wind Onshore
GPC 1211 Ltd | Glenside Farm BESS | Denny North 275/132kV | 0 | 400 | 400 | 2028-05-31 | Scoping | SPT | Energy Storage System
GLENS OF FOUDLAND WIND FARM LIMITED | Glens of Foudland Wind (SRO) | Keith GSP | 26 | 0 | 26 |  | Built | SHET | Wind Onshore
BROCKWELL ENERGY LIMITED | Glentaggart 150MW BESS | Redshaw 400kV | 0 | 150 | 150 | 2030-10-30 | Scoping | SPT | Energy Storage System
GLENTAGGART WIND LIMITED | Glentaggart 42MW BESS | Glentaggart WF 33kV Substation | 0 | 42 | 42 | 2027-10-31 | Scoping | SPT | Energy Storage System
SSE RENEWABLES SERVICES (UK) LIMITED | Glentarken Wind Farm | Killin GSP | 0 | 104 | 104 | 2031-11-30 | Scoping | SHET | Wind Onshore
GLEN ULLINISH WF 2 LTD | Glen Ullinish Extension | Glen Ullinish Extension 132/33kV Substation | 0 | 240 | 240 | 2027-04-01 | Scoping | SHET | Wind Onshore
GLEN ULLINISH WF LIMITED | Glen Ullinish Wind Farm | Glen Ullinish 132/33kV Substation | 0 | 49.9 | 49.9 | 2026-10-31 | Consents Approved | SHET | Wind Onshore
RWE RENEWABLES UK SWINDON LIMITED | Goole Fields Wind Farm | Camblesforth 66kV Substation | 32 | 0 | 32 |  | Built | NGET | Wind Onshore
SSE GENERATION LIMITED | Gordonbush Wind Farm | Gordonbush GSP | 108 | 0 | 108 |  | Built | SHET | Wind Onshore
GORDONSTOWN HILL WIND FARM LIMITED | Gordonstown Hill Wind Farm | Kintore GSP | 12.5 | 0 | 12.5 |  | Built | SHET | Wind Onshore
GREENTECH PROJECTS HOLDING UK LIMITED | Graeme Road Solar & BESS | Ryhall 400kV Substation | 0 | 550 | 550 | 2034-10-31 | Scoping | NGET | Energy Storage System; PV Array (Photo Voltaic/solar)
UNIPER UK LIMITED | Grain | Grain 400kV Substation | 1517 | 0 | 1517 |  | Built | NGET | CCGT (Combined Cycle Gas Turbine); Reactive Compensation
SECTION 31 SOLUTIONS LTD | Grain Energy | Grain West 400kV Substation | 0 | 249 | 249 | 2031-10-31 | Scoping | NGET | Energy Storage System
GRAIN NORTH POWER LIMITED | Grain North Power Station | Grain North 132kV Substation | 0 | 49.99 | 49.99 | 2023-06-30 | Consents Approved | NGET | Gas Reciprocating
Grain South Power Limited | Grain South Power Station | Grain South 132kV Substation | 0 | 49.99 | 49.99 | 2023-10-30 | Consents Approved | NGET | Gas Reciprocating
GRANGEMOUTH CHP LIMITED | Grangemouth CHP | Grangemouth Ineos GSP | 120 | 0 | 120 |  | Built | SPT | CHP (Combined Heat and Power)
TAGENERGY DEVELOPMENT UK LIMITED | Grangemouth Hybrid BESS & Solar PV | Grangemouth 275/33kV | 0 | 300 | 300 | 2028-10-31 | Scoping | SPT | Energy Storage System; PV Array (Photo Voltaic/solar)
Aukera Energy Limited | Grantham Generation | Trent Valley South Connection Node C 400kV Substation | 0 | 700 | 700 | 2035-10-30 | Scoping | NGET | Energy Storage System; PV Array (Photo Voltaic/solar)
BRUTON ONE BESS LIMITED | Great Coates BESS | South Humber Bank 400kV Substation | 0 | 300 | 300 | 2033-10-31 | Scoping | NGET | Energy Storage System
GREATER GABBARD OFFSHORE WINDS LIMITED | Greater Gabbard Offshore Wind Farm | Gabbard 33/132kV Offshore Substation | 500 | 0 | 500 |  | Built | OFTO | Wind Offshore
RWE GENERATION UK PLC | Great Yarmouth | Norwich Main 132kV | 420 | 0 | 420 |  | Built | NGET | CCGT (Combined Cycle Gas Turbine)
REG GREENBURN LIMITED | Greenburn Mixed Technology | Greenburn Mixed Technology 132kV Substation | 0 | 90 | 90 | 2027-10-31 | Scoping | SPT | Wind Onshore
VIRIDIS 178 LIMITED | Green Frog @ Alcoa | Swansea North 132kV Substation | 40 | 0 | 40 |  | Built | NGET | OCGT (Open Cycle Gas Turbine)
VIRIDIS 178 LIMITED | Green Frog @ Down Barn Farm | Lovedean 400kV Substation | 20 | 0 | 20 |  | Built | NGET | CCGT (Combined Cycle Gas Turbine)
VIRIDIS 178 LIMITED | Green Frog @ Goose House Lane | Rochdale 132kV Substation | 21 | 0 | 21 |  | Built | NGET | CCGT (Combined Cycle Gas Turbine)
VIRIDIS 178 LIMITED | Green Frog @ Letchworth | Wymondley GSP | 15 | 0 | 15 |  | Built | NGET | OCGT (Open Cycle Gas Turbine)
VIRIDIS 178 LIMITED | Green Frog @ Moorfield Drive | Padiham 132kV Substation | 21 | 0 | 21 |  | Built | NGET | CCGT (Combined Cycle Gas Turbine)
VIRIDIS 178 LIMITED | Green Frog @ Rake Lane | Kearsley 132kV substation | 21 | 0 | 21 |  | Built | NGET | CCGT (Combined Cycle Gas Turbine)
VIRIDIS 178 LIMITED | Green frog @ The Drove | Bridgwater 400/132kV Substation | 6 | 0 | 6 |  | Built | NGET | OCGT (Open Cycle Gas Turbine)
VIRIDIS 178 LIMITED | Green Frog at Lester Way | Cowley GSP | 12 | 0 | 12 |  | Built | NGET | OCGT (Open Cycle Gas Turbine)
Renewable Energy Systems Limited | Greengage Farm | Biggleswade 400kV Substation | 0 | 500 | 500 | 2034-10-31 | Scoping | NGET | Energy Storage System; PV Array (Photo Voltaic/solar)
GREENGAIRS EAST WIND FARM LIMITED | Greengairs East Wind Farm | Cumbernauld 132/33kV | 0 | 42.64 | 42.64 | 2022-11-25 | Awaiting Consents | SPT | Wind Onshore
GREEN HYDROGEN SOLAR FARM LIMITED | Green Hydrogen Solar Farm | Sealand 400kV Substation | 0 | 500 | 500 | 2037-11-30 | Scoping | NGET | Energy Storage System; PV Array (Photo Voltaic/solar)
Pulse Clean Energy Limited | Greenock Road BESS | Greenock Road 275kV Substation | 0 | 250 | 250 | 2033-10-31 | Scoping | SPT | Energy Storage System
Apatura Battery Ltd | Greenside BESS | Newarthill Energy Park 275kV Substation | 0 | 250 | 250 | 2028-08-31 | Scoping | SPT | Energy Storage System
FLOTATION ENERGY PLC | Green Volt Offshore Windfarm | New Deer 400kV Substation | 0 | 300 | 300 | 2029-03-31 | Scoping | SHET | Demand; Wind Offshore
TELIS ENERGY UK LIMITED | Grendon High Impact Green Energy Hub (HIGEH) 1 | Grendon 400kV Substation | 0 | 1000 | 1000 | 2033-10-31 | Awaiting Consents | NGET | Energy Storage System; Nuclear; PV Array (Photo Voltaic/solar); Reactive Compensation; Wind Onshore
ISLAND GREEN POWER UK LIMITED | Grendon Solar & BESS | Grendon 400kV Substation | 0 | 500 | 500 | 2029-07-01 | Scoping | NGET | Energy Storage System; PV Array (Photo Voltaic/solar)
COCKENZIE STORAGE LIMITED | Gresham House Cockenzie BESS | Cockenzie GSP | 0 | 240 | 240 | 2026-07-31 | Scoping | SPT | Energy Storage System
Gresham House Devco Pipeline Limited | Gresham House Connagill BESS | Connagill 275kV Substation | 0 | 240 | 240 | 2030-10-31 | Scoping | SHET | Energy Storage System
Gresham House Devco Pipeline Limited | Gresham House Dalmarnock BESS | Dalmarnock 275/132/33kV | 0 | 300 | 300 | 2030-04-30 | Scoping | SPT | Energy Storage System
ENERGYHUBDEVELOPMENTS LIMITED | Gresham House Gretna BESS | Gretna 400/132kV | 0 | 400 | 400 | 2031-10-31 | Scoping | SPT | Energy Storage System
ELBESS LTD | Gresham House Kincardine BESS | Kincardine 275kV | 0 | 300 | 300 | 2028-10-31 | Scoping | SPT | Energy Storage System
Gresham House Asset Management Limited | Gresham House Mossmoran BESS | Mossmorran 275/132/33kV | 0 | 200 | 200 | 2030-10-30 | Scoping | SPT | Energy Storage System
Gresham House Asset Management Limited | Gresham House Rayleigh BESS | Rayleigh 400kV Substation | 0 | 480 | 480 | 2030-10-30 | Scoping | NGET | Energy Storage System
GRETA III LIMITED | Greta III | Drakelow 400kV Substation | 0 | 500 | 500 | 2029-10-30 | Scoping | NGET | Energy Storage System; PV Array (Photo Voltaic/solar)
GRETNA GRID SERVICES LIMITED | Gretna Synchronous Compensation | Gretna 400/132kV | 0 | 0 | 0 | 2024-09-30 | Consents Approved | SPT | Reactive Compensation
GRIFFIN WIND FARM LIMITED | Griffin Wind Farm | Griffin 132/33kV Substation | 188.6 | 0 | 188.6 |  | Built | SHET | Wind Onshore
Shama BESS Limited | Grimsby BESS | Grimsby West 400kV Substation | 0 | 500 | 500 | 2035-04-30 | Scoping | NGET | Energy Storage System
RWE RENEWABLES UK ONSHORE WIND LIMITED | Grimshader Wind Farm | Grimshader Wind Farm Substation132 KV | 0 | 79.2 | 79.2 | 2033-10-31 | Scoping | SHET | Wind Onshore
STARLIGHT ENERGY UK LIMITED | Grindon Grange | Norton East 400kV Substation | 0 | 240 | 240 | 2035-10-30 | Scoping | NGET | Energy Storage System; PV Array (Photo Voltaic/solar)
Bluestone Energy Ltd | Grovers Farm BESS | West Weybridge GSP | 0 | 240 | 240 | 2037-10-31 | Scoping | NGET | Energy Storage System
GT R4 LIMITED | GT R4 Wind Farm | Weston Marsh 400kV Substation | 0 | 1500 | 1500 | 2030-11-30 | Scoping | NGET | Wind Offshore
Gunfleet Sands II Ltd | Gunfleet Sands II Offshore Wind Farm | Gunfleet Sands 33/132kV Offshore | 64 | 0 | 64 |  | Built | OFTO | Wind Offshore
GUNFLEET SANDS LIMITED | Gunfleet Sands Offshore Wind Farm | Gunfleet Sands 33/132kV Offshore | 99.9 | 0 | 99.9 |  | Built | OFTO | Wind Offshore
WIND 2 LIMITED | Gwynt Alwen WF | Gwyddelwern 400kV Substation | 0 | 108 | 108 | 2027-04-30 | Scoping | NGET | Wind Onshore
GWYNT GLAS OFFSHORE WIND FARM LIMITED | Gwynt Glas Offshore Wind Farm | Alverdiscott 400kV Substation | 0 | 300 | 300 | 2031-10-31 | Scoping | NGET | Wind Offshore
GWYNT GLAS OFFSHORE WIND FARM LIMITED | Gwynt Glas Offshore Wind Farm 2 | Alverdiscott 400kV Substation | 0 | 1000 | 1000 | 2036-12-06 | Scoping | NGET | Wind Offshore
GWYNT Y MOR OFFSHORE WIND FARM LIMITED | Gwynt Y Mor Offshore Wind Farm | Gwynt y Mor 132/33kV Offshore Substation | 574 | 0 | 574 |  | Built | OFTO | Wind Offshore
SSE RENEWABLES WIND FARMS (UK) LIMITED | Hadyard Hill | Maybole 132/33kV | 99.9 | 0 | 99.9 |  | Built | SPT | Wind Onshore
HAGSHAW HILL REPOWERING LTD | Hagshaw Hill Phase 1 | Coalburn 400/132kV | 0 | 30 | 30 | 2024-05-30 | Consents Approved | SPT | Wind Onshore
HAGSHAW HILL REPOWERING LTD | Hagshaw Hill Phase 2 | Coalburn 400/132kV | 0 | 54 | 54 | 2024-05-30 | Consents Approved | SPT | Wind Onshore
HAGSHAW REPOWERING 2 LTD | Hagshaw Wind Farm Repowering 2 | Hagshaw Repowering Phase 3 132kV | 0 | 84 | 84 | 2029-04-26 | Scoping | SPT | Energy Storage System; PV Array (Photo Voltaic/solar); Wind Onshore
Geocore Ltd | Halbeath | Halbeath 132kV Substation | 0 | 150 | 150 | 2029-07-31 | Scoping | SPT | Demand; Energy Storage System; PV Array (Photo Voltaic/solar); Reactive Compensation
DALRIADA RENEWABLES LIMITED | Halfway Energy Park | Coupar Angus GSP 400kV | 0 | 1000.29 | 1000.29 | 2035-10-31 | Scoping | SHET | Energy Storage System; PV Array (Photo Voltaic/solar)
O&G Group Limited | Hall Ings Farm Substation | Creyke Beck 132kV | 0 | 100 | 100 | 2034-10-30 | Scoping | NGET | PV Array (Photo Voltaic/solar)
SCOTTISHPOWER RENEWABLES (UK) LIMITED | Halsary Wind Farm | Mybster 3 33kV Substation | 28.5 | 0 | 28.5 |  | Built | SHET | Wind Onshore
HAMS HALL GREEN ENERGY LIMITED | Hams Hall Green Energy Centre | Hams Hall 400kV Substation | 0 | 400 | 400 | 2028-10-30 | Scoping | NGET | Energy Storage System; PV Array (Photo Voltaic/solar)
HAMS HALL GREEN ENERGY LIMITED | Hams Hall Green Energy Centre | Hams Hall 400kV Substation | 0 | 625 | 1025 | 2032-10-31 | Scoping | NGET | Energy Storage System; PV Array (Photo Voltaic/solar)
LDV HARBURNHEAD LIMITED | Harburnhead Wind Farm | Livingston East 132/33kV | 51.7 | 0 | 51.7 |  | Built | SPT | Wind Onshore
ENERGYFARM UK HARE CRAIG LLP | Hare Craig Wind Farm | Hare Craig 33kV Substation | 0 | 46.2 | 46.2 | 2027-10-31 | Awaiting Consents | SPT | Wind Onshore
SCOTTISHPOWER RENEWABLES (UK) LIMITED | Hare Hill Extension Wind Farm | Coylton GSP | 29.75 | 0 | 29.75 |  | Built | SPT | Wind Onshore
SCOTTISHPOWER RENEWABLES (UK) LIMITED | Hare Hill Repowering | Hare Hill Repowering 132/33kV Substation | 0 | 114 | 114 | 2029-10-31 | Scoping | SPT | Wind Onshore
HARESHAW RIG WF LIMITED | Hareshaw Rig Wind Farm | Hopsrig Collector 132/33kV Substation | 0 | 40 | 40 | 2026-11-30 | Scoping | SPT | Wind Onshore
SCOTTISHPOWER RENEWABLES (UK) LIMITED | Harestanes | Harestanes 132/33kV | 125 | 0 | 125 |  | Built | SPT | Wind Onshore
SCOTTISHPOWER RENEWABLES (UK) LIMITED | Harestanes | Harestanes 132/33kV | 0 | 38.3 | 163.3 | 2028-03-31 | Under Construction/Commissioning | SPT | Wind Onshore
INNOVA RENEWABLES LIMITED | Harker Green Energy Centre | Harker 400kV Substation | 0 | 400 | 400 | 2028-10-30 | Scoping | NGET | Energy Storage System; PV Array (Photo Voltaic/solar)
HARKER ENERGY PARK LIMITED | Harker PV & BESS Sub | Harker 400kV Substation | 0 | 249.9 | 249.9 | 2037-11-01 | Scoping | NGET | Energy Storage System; PV Array (Photo Voltaic/solar)
SSE DE SOLAR HOLDCO LIMITED | Harlaston | Harlaston 400kV Substation | 0 | 600 | 600 | 2033-10-31 | Scoping | NGET | Energy Storage System; PV Array (Photo Voltaic/solar)
EDP RENEWABLES UK LIMITED | Harrington Franklin Limited | Richborough GSP | 0 | 49.95 | 49.95 | 2025-10-31 | Awaiting Consents | NGET | Battery Storage
KYPE EXTENSION WIND FARM LIMITED | Harting Rig Wind Farm | Kype Muir 132/33kV | 67.2 | 0 | 67.2 |  | Built | SPT | Wind Onshore
EDF ENERGY NUCLEAR GENERATION LIMITED | Hartlepool | Hartlepool 275kV Substation | 1207 | 0 | 1207 |  | Built | NGET | Nuclear
HAWKERS HILL ENERGY PARK LIMITED | Hawkers Hill Energy Park | Hawkers Hill | 20 | 0 | 20 |  | Built | NGET | Energy Storage System
Apatura Battery Ltd | Hawkhill BESS | Kincardine GSP | 0 | 500 | 500 | 2031-10-31 | Scoping | SPT | Energy Storage System
WILSON RENEWABLES IV LLP | Hawkwood Wind Farm | Hawkwood Windfarm 33kV Substation | 0 | 34 | 34 | 2030-04-30 | Scoping | SPT | Wind Onshore
REWE 8 LIMITED | Hawthorn BESS | Hawthorn Pit 400kV Substation | 0 | 200 | 200 | 2033-10-31 | Awaiting Consents | NGET | Energy Storage System
INNOVA RENEWABLES LIMITED | Hawthorn Pit Green Energy Centre | Hawthorn Pit 400kV Substation | 0 | 1025 | 1025 | 2032-10-31 | Awaiting Consents | NGET | Energy Storage System; PV Array (Photo Voltaic/solar)
P3P PARTNERS LLP | Hazells Farm | Northfleet East 400kV Substation | 0 | 400 | 400 | 2030-09-01 | Scoping | NGET | Energy Storage System
RWE RENEWABLES UK ONSHORE WIND LIMITED | Heastabhal Wind Farm | Heastabhal Wind Farm Substation 132 KV | 0 | 66 | 66 | 2033-10-31 | Scoping | SHET | Wind Onshore
EDF ENERGY RENEWABLES LIMITED | Heathland Wind Farm | Heathland 132/33kV Substation | 0 | 80 | 80 | 2027-03-31 | Scoping | SPT | Energy Storage System; Wind Onshore
ECOTRICITY GENERATION LIMITED | Heckington Fen Solar Park | Bicker Fen 400kV Substation | 0 | 400 | 400 | 2027-10-01 | Scoping | NGET | Energy Storage System; PV Array (Photo Voltaic/solar)
Vital Energi Solutions Limited | Helen Street BESS | Govan 132/33kV | 0 | 49.9 | 49.9 | 2026-06-30 | Scoping | SPT | Energy Storage System
HESTA HEAD WIND FARM LIMITED | Hesta Head Wind Farm | Hesta Head 132/33kV Substation | 0 | 20.4 | 20.4 | 2028-10-30 | Consents Approved | SHET | Wind Onshore
Decerna Limited | Heysham 200MW BESS | Heysham 132kV Substation | 0 | 200 | 200 | 2037-10-31 | Scoping | NGET | Energy Storage System
INNOVA RENEWABLES LIMITED | Heysham Green Energy Centre | Heysham 400kV Substation | 0 | 400 | 400 | 2028-10-30 | Awaiting Consents | NGET | Energy Storage System; PV Array (Photo Voltaic/solar)
EDF ENERGY NUCLEAR GENERATION LIMITED | Heysham Power Station | Heysham GSP | 2363 | 0 | 2363 |  | Built | NGET | Nuclear
HIGH CONSTELLATION WINDFARM LIMITED | High Constellation Windfarm | Crossaig 132kV Substation | 0 | 50 | 50 | 2025-04-30 | Scoping | SHET | Wind Onshore
Apatura Battery Ltd | Highland BESS | Boat of Garten GSP | 0 | 120 | 120 | 2030-05-30 | Scoping | SHET | Energy Storage System
AMPYR ENERGY UK DEVELOPMENT LIMITED | Highland Wind Farm ENERGY | Tomatin 275/132 kV Substation | 0 | 168.2 | 168.2 | 2028-10-31 | Scoping | SHET | Wind Onshore
HIGHLAND WIND FARM LIMITED | Highland Wind Farm | Highland Wind Farm 132/33kV substation | 0 | 168 | 168 | 2029-09-18 | Scoping | SHET | Energy Storage System; Wind Onshore
TRANQUILITY ENERGY LIMITED | HIGH MARNHAM | High Marnham GSP | 0 | 240 | 240 | 2029-06-01 | Scoping | NGET | Energy Storage System; PV Array (Photo Voltaic/solar)
ENSO GREEN HOLDINGS K LIMITED | High Marnham (Tertiary) | High Marnham 400kV Substation | 0 | 57 | 57 | 2025-09-30 | Scoping | NGET | PV Array
ENSO GREEN HOLDINGS LIMITED | High Marnham 400 | High Marnham 400kV Substation | 0 | 400 | 400 | 2033-10-31 | Awaiting Consents | NGET | Energy Storage System; PV Array (Photo Voltaic/solar)
JG PEARS GRID CONNECTION LIMITED | High Marnham BESS | High Marnham 400kV Substation | 0 | 500 | 500 | 2033-10-31 | Scoping | NGET | Energy Storage System
ANESCO LIMITED | High Marnham Solar Farm | High Marnham 400kV Substation | 0 | 99.9 | 99.9 | 2031-10-31 | Scoping | NGET | PV Array (Photo Voltaic/solar)
Forestry Finance Ltd | High Mathernock Battery Storage | Devol Moor 132kV Substation | 0 | 334 | 334 | 2029-10-17 | Scoping | SPT | Energy Storage System
HVS GRIDCO LTD | Highview Hunterston East Cryobattery | Hunterston East 400kV | 0 | 200 | 200 | 2027-10-31 | Scoping | SPT | Demand; Energy Storage System; Reactive Compensation
Greenswitch Capital Limited | Hill Farm | Capenhurst GSP | 0 | 240 | 240 | 2037-10-31 | Scoping | NGET | Energy Storage System
HILL OF GLASCHYLE RENEWABLES LLP | Hill of Glaschyle | Berry Burn GSP | 27.6 | 0 | 27.6 |  | Built | SHET | Wind Onshore
HILL OF TOWIE LIMITED | Hill of Towie/Drummuir | Drummuir Windfarm at Keith 33kV Grid Supply Point | 48.3 | 0 | 48.3 |  | Built | SHET | Wind Onshore
Renewable Energy Systems Limited | Hill of Towie 2 Wind Farm | Keith GSP | 0 | 36 | 36 | 2030-06-01 | Consents Approved | SHET | Wind Onshore
HILL STREET SHELFCO 1 LIMITED | Hill Street Solar PV/BESS Station | Bushbury 275kV Substation | 0 | 800 | 800 | 2037-10-30 | Scoping | NGET | Energy Storage System; PV Array (Photo Voltaic/solar)
EDF ENERGY NUCLEAR GENERATION LIMITED | Hinkley Point B | Hinkley Point 400kV Substation | 1061 | 0 | 1061 |  | Built | NGET | Nuclear
NNB GENERATION COMPANY (HPC) LIMITED | Hinkley Point C | Shurton 400kV GIS Substation | 0 | 1670 | 1670 | 2027-04-06 | Under Construction/Commissioning | NGET | Nuclear
NNB GENERATION COMPANY (HPC) LIMITED | Hinkley Point C | Shurton 400kV GIS Substation | 0 | 1670 | 3340 | 2028-04-06 | Under Construction/Commissioning | NGET | Nuclear
KONA ASSET 2 LIMITED | Hipsey BESS | Dunstable 400kV Substation | 0 | 240 | 240 | 2032-10-29 | Scoping | NGET | Energy Storage System
EDF ENERGY RENEWABLES LIMITED | Hirfynydd and Mynydd Drumaur | Swansea North 400kV Substation | 0 | 180 | 180 | 2028-10-31 | Scoping | NGET | PV Array (Photo Voltaic/solar); Wind Onshore
HIRWAUN POWER LIMITED | Hirwaun Power Station | Rhigos 400kV Substation | 0 | 299 | 299 | 2023-09-30 | Under Construction/Commissioning | NGET | OCGT (Open Cycle Gas Turbine)
HOCKLIFFE GREEN ENERGY CENTRE LTD | Hockliffe GEC (Ethos Green) | Dunstable 400kV Substation | 0 | 850 | 850 | 2032-10-29 | Scoping | NGET | Demand; Energy Storage System; PV Array (Photo Voltaic/solar); Reactive Compensation
Downing Renewable Developments LLP | Holbeach Marsh Energy Park | Weston Marsh 400kV Substation | 0 | 750 | 750 | 2033-06-30 | Scoping | NGET | Energy Storage System; PV Array (Photo Voltaic/solar)
MAS 002 LIMITED | Holdsworth Road | Bradford West 275kV Substation | 0 | 500 | 500 | 2036-10-24 | Scoping | NGET | Energy Storage System
HARMONY HB LIMITED | Holes Bay | Holes Bay Battery Storage | 7.5 | 0 | 7.5 |  | Built | NGET | Energy Storage System
SCOTTISHPOWER RENEWABLES (UK) LIMITED | Hollandmey Renewable Energy Development | Hollandmey Renewable Energy Development132/33kV Substation | 0 | 49.5 | 49.5 | 2029-05-01 | Scoping | SHET | Wind Onshore
Renewable Energy Systems Limited | Holmston Farm Battery Energy Storage System | Ayr 275/33kV | 0 | 49.9 | 49.9 | 2025-06-30 | Scoping | SPT | Battery Storage
Ancleggan Limited | Hookers Farm BESS | Bolney GSP | 0 | 250 | 250 | 2031-10-31 | Scoping | NGET | Energy Storage System
Firma Vogt Solar Ltd | Hope Battery Storage | Blyth 400kV Substation | 0 | 400 | 400 | 2036-10-31 | Scoping | NGET | Energy Storage System
HOPSRIG WIND FARM LIMITED | Hopsrig Wind Farm | Hopsrig Collector 132/33kV Substation | 0 | 48 | 48 | 2026-11-30 | Consents Approved | SPT | Wind Onshore
HORNSEA 1 LIMITED | Hornsea Power Station 1A | Hornsea Platform 1A Offshore Substation | 400 | 0 | 400 |  | Built | NGET | Wind Offshore
HORNSEA 1 LIMITED | Hornsea Power Station 1B | Hornsea Platform 1B Offshore Substation | 400 | 0 | 400 |  | Built | NGET | Wind Offshore
HORNSEA 1 LIMITED | Hornsea Power Station 1C | Hornsea Platform 1C Offshore Substation | 400 | 0 | 400 |  | Built | NGET | Wind Offshore
BREESEA LIMITED | Hornsea Power Station 2A | Hornsea Platform 2A Offshore Substation | 440 | 0 | 440 |  | Built | NGET | Wind Offshore
SOUNDMARK WIND LIMITED | Hornsea Power Station 2B | Hornsea Platform 2B Offshore Substation | 440 | 0 | 440 |  | Built | NGET | Wind Offshore
SONNINGMAY WIND LIMITED | Hornsea Power Station 2C | Hornsea Power Station 2C Offshore platform Substation | 440 | 0 | 440 |  | Built | NGET | Wind Offshore
ORSTED HORNSEA PROJECT THREE (UK) LIMITED | Hornsea Power Station 3 | Norwich Main 400kV Substation | 0 | 2250 | 2250 | 2026-10-01 | Consents Approved | NGET | Energy Storage System; Wind Offshore
ORSTED HORNSEA PROJECT THREE (UK) LIMITED | Hornsea Power Station 3 | Norwich Main 400kV Substation | 0 | 750 | 3000 | 2028-12-31 | Consents Approved | NGET | Energy Storage System; Wind Offshore
ORSTED HORNSEA PROJECT FOUR LIMITED | Hornsea Power Station 4 | Hornsea Offshore Platform 4 Substation | 0 | 1500 | 1500 | 2027-04-01 | Scoping | NGET | Wind Offshore
ORSTED HORNSEA PROJECT FOUR LIMITED | Hornsea Power Station 4 | Hornsea Offshore Platform 4 Substation | 0 | 1100 | 2600 | 2028-10-31 | Scoping | NGET | Wind Offshore
FOSSE GREEN ENERGY LIMITED | Housham PV & BESS | Navenby 400kV Substation | 0 | 240 | 240 | 2033-05-30 | Scoping | NGET | Energy Storage System; PV Array (Photo Voltaic/solar)
RWE RENEWABLES UK HUMBER WIND LIMITED | Humber Gateway Offshore Wind Farm | Humber Gateway 33/132kV Offshore Substation | 220 | 0 | 220 |  | Built | OFTO | Wind Offshore
ADD RENEWABLES NO.3 LIMITED | Hunningley Stairfoot BESS | Hunningley 132kV Substation | 40 | 0 | 40 |  | Built | NGET | Energy Storage System
EDF ENERGY NUCLEAR GENERATION LIMITED | Hunterston | Hunterston 400/132kV | 1020 | 0 | 1020 |  | Built | SPT | Nuclear
FLEXIBLEGRIDPOWER2 LTD | Hunterston Battery Storage Facility | Ayrshire Grid 400kV Substation | 0 | 200 | 200 | 2024-04-12 | Scoping | SPT | Energy Storage System; Reactive Compensation
ENERGYGRIDPOWER2 LTD | Hunterston Energy Storage Facility | Ayrshire Grid 400kV Substation | 0 | 200 | 200 | 2024-04-12 | Scoping | SPT | Energy Storage System
Pulse Clean Energy Limited | Hunterston PARC BESS | Hunterston 400/132kV | 0 | 250 | 250 | 2033-10-31 | Scoping | SPT | Energy Storage System
GALILEO 01 LIMITED | Hunterston Wind Farm | Hunterston Farm 132/33kV | 0 | 70 | 70 | 2030-08-30 | Scoping | SPT | Wind Onshore
UK POWER RESERVE LIMITED | Huntworth | Taunton GSP | 10 | 0 | 10 |  | Built | NGET | CCGT (Combined Cycle Gas Turbine)
FIRSTWAY SOLAR LTD | Hurst BESS SOLAR | North Kent Connection Node C 400kV Substation | 0 | 212 | 212 | 2038-10-31 | Scoping | NGET | Energy Storage System
LUMINOUS ENERGY GROUP LIMITED | Hurst BESS | North Kent Connection Node C 400kV Substation | 0 | 320 | 320 | 2037-10-31 | Scoping | NGET | Energy Storage System
OSSPV001 LIMITED | Hutton Battery Storage | Hutton 400kV Substation | 10 | 0 | 10 |  | Built | NGET | Energy Storage System
HYWIND (SCOTLAND) LIMITED | Hywind Wind Farm | Peterhead Grange GSP | 30 | 0 | 30 |  | Built | SHET | Energy Storage System; Wind Onshore
KARI ENERGY LIMITED | Icewind Blyth | Blyth 400kV Substation | 0 | 1000 | 1000 | 2031-10-31 | Scoping | NGET | Wind Offshore
KARI ENERGY LIMITED | Icewind Connah's Quay | Connah's Quay 400kV Substation | 0 | 1000 | 1000 | 2033-11-01 | Scoping | NGET | Wind Offshore
KARI ENERGY LIMITED | Icewind Hawthorn Pit | Hawthorn Pit 400kV Substation | 0 | 1000 | 1000 | 2031-10-31 | Scoping | NGET | Wind Offshore
KARI ENERGY LIMITED | Icewind Hinkley Point | Hinkley Point 400kV Substation | 0 | 1000 | 1000 | 2028-11-01 | Scoping | NGET | Wind Offshore
VPI IMMINGHAM LLP | Immingham | Humber Refinery 400kV Substation | 1218 | 50 | 1268 | 2023-09-29 | Built | NGET | CHP (Combined Heat and Power); Energy Storage System
KONA ASSET 4 LIMITED | Imperial Park BESS | Imperial Park B 400kV Substation | 0 | 225 | 225 | 2037-10-31 | Scoping | NGET | Energy Storage System
BROCKWELL STORAGE & SOLAR LIMITED | Inchbean Energy Park | Kilmarnock Town 275/33kV | 0 | 60 | 60 | 2025-06-30 | Scoping | SPT | Battery Storage
INCH CAPE OFFSHORE LIMITED | Inch Cape Offshore Wind Farm Platform 1 | Cockenzie 400/275/33kV | 0 | 540 | 540 | 2025-04-01 | Consents Approved | SPT | Wind Offshore
INCH CAPE OFFSHORE LIMITED | Inch Cape Offshore Wind Farm Platform 2 | Inch Cape Platform 2 220/66kV Offshore Substation | 0 | 540 | 540 | 2025-04-01 | Consents Approved | SPT | Wind Offshore
GRIDMOVE LTD | Indian Queens | Indian Queens 400kV Substation | 0 | 437 | 437 | 2031-10-31 | Scoping | NGET | Energy Storage System; PV Array (Photo Voltaic/solar)
INDIAN QUEENS POWER LIMITED | Indian Queens Energy | Indian Queens 400kV Substation | 140 | 0 | 140 |  | Built | NGET | OCGT (Open Cycle Gas Turbine)
PIVOTED POWER LLP | Indian Queens PP | Indian Queens 400kV Substation | 0 | 47.5 | 47.5 | 2024-07-30 | Consents Approved | NGET | Energy Storage System
IQ ENERGY CENTRE LIMITED | Indian Queens Energy Centre | Indian Queens 400kV Substation | 0 | 47.5 | 47.5 | 2025-05-31 | Consents Approved | NGET | PV Array
ENERGYHUBDEVELOPMENTS LIMITED | Innerwick BESS | Branxton 132kV | 0 | 170 | 170 | 2028-07-31 | Scoping | SPT | Energy Storage System
Bluestone Energy Ltd | Intwood Farm BESS | Norwich Main 132kV | 0 | 240 | 240 | 2033-10-31 | Scoping | NGET | Energy Storage System
SSE GENERATION LIMITED | Invergarry (part of the Garry Cascade) | Invergarry 132kV Substation | 20 | 0 | 20 |  | Built | SHET | Hydro
RWE RENEWABLES UK SWINDON LIMITED | Inveroykel Wind Farm | Inveroykel Wind Farm 132kV | 0 | 191.4 | 191.4 | 2031-10-31 | Scoping | SHET | Wind Onshore
IPC GRID CONNECTION LIMITED | IPC Grid Tremorfa | Imperial Park B 400kV Substation | 0 | 1000 | 1000 | 2036-12-06 | Scoping | NGET | Energy Storage System
HD000ACT LTD | Iron Acton | Iron Acton 275kV Substation | 0 | 49.9 | 49.9 | 2025-06-30 | Consents Approved | NGET | Battery Storage
HD000ACT LTD | Iron Acton | Iron Acton 275kV Substation | 0 | 70.1 | 120 | 2028-10-31 | Consents Approved | NGET | Energy Storage System
IRON ACTON GREEN LIMITED | Iron Acton | Iron Acton 275kV Substation | 49.9 | 0 | 49.9 |  | Built | NGET | Energy Storage System; PV Array (Photo Voltaic/solar)
IRON ACTON GREEN LIMITED | Iron Acton | Iron Acton 275kV Substation | 0 | 49.5 | 99.4 | 2024-09-30 | Scoping | NGET | Energy Storage System; PV Array (Photo Voltaic/solar)
IRON ACTON GREEN LIMITED | Iron Acton | Iron Acton 275kV Substation | 0 | 20.6 | 120 | 2027-09-30 | Scoping | NGET | Energy Storage System; PV Array (Photo Voltaic/solar)
IGP SOLAR 16 LIMITED | Ironbridge | Ironbridge 400kV Substation | 0 | 600 | 600 | 2029-10-30 | Scoping | NGET | Energy Storage System; PV Array (Photo Voltaic/solar)
INNOVA RENEWABLES LIMITED | Ironbridge Green Energy Centre | Ironbridge 400kV Substation | 0 | 400 | 400 | 2029-10-30 | Awaiting Consents | NGET | Energy Storage System; PV Array (Photo Voltaic/solar)
ENSO GREEN HOLDINGS F LIMITED | Ironbridge - New Connection | Ironbridge 400kV Substation | 0 | 49.9 | 49.9 | 2025-06-30 | Scoping | NGET | PV Array
ENSO GREEN HOLDINGS F LIMITED | Ironbridge - New Connection | Ironbridge 400kV Substation | 0 | 49.9 | 99.8 | 2026-06-30 | Scoping | NGET | Energy Storage System; PV Array (Photo Voltaic/solar)
ENSO GREEN HOLDINGS F LIMITED | Ironbridge - New Connection | Ironbridge 400kV Substation | 0 | 20.2 | 120 | 2026-12-30 | Scoping | NGET | Energy Storage System; PV Array (Photo Voltaic/solar)
Isenau Energy Storage Resources Eight Limited | Isenau Eight | Hawthorn Pit GSP | 0 | 249 | 249 | 2033-10-31 | Scoping | NGET | Energy Storage System
Isenau Energy Storage Resources Five Limited | Isenau Five | Tealing 132kV Substation | 0 | 50 | 50 | 2029-06-30 | Scoping | SHET | Energy Storage System
Isenau Energy Storage Resources Four Limited | Isenau Four | Corriemoillie 132/33kV Substation | 0 | 200 | 200 | 2033-10-31 | Scoping | SHET | Energy Storage System
Isenau Energy Storage Resources Two Limited | Isenau Two | Tealing 132kV Substation | 0 | 249.9 | 249.9 | 2033-10-31 | Scoping | SHET | Energy Storage System
Orsted Isle of Man (UK) Limited | Isle of Man Offshore Wind Farm | Penwortham 400kV Substation | 0 | 1320 | 1320 | 2037-10-30 | Scoping | NGET | Wind Offshore
PIVOTED POWER LLP | Iver | Iver 275kV Substation | 0 | 49.9 | 49.9 | 2027-10-29 | Scoping | NGET | Energy Storage System
RWE RENEWABLES UK SOLAR AND STORAGE LIMITED | J102A Oldbury BESS | Severn Connection Node A 132kV Substation | 0 | 99.9 | 99.9 | 2037-10-31 | Scoping | NGET | Energy Storage System
RWE RENEWABLES UK SOLAR AND STORAGE LIMITED | J212 High Grove Solar | Necton 400kV Substation | 0 | 720 | 720 | 2031-10-31 | Awaiting Consents | NGET | Energy Storage System; PV Array (Photo Voltaic/solar)
Downing Renewable Developments LLP | Jackdaw BESS | New Stutton LILO 275kV Substation | 0 | 249.9 | 249.9 | 2036-10-31 | Scoping | NGET | Energy Storage System
HARMONY JF LIMITED | Jamesfield Farm Battery Storage | Abernethy GSP | 30 | 0 | 30 |  | Built | SHET | Energy Storage System
HARMONY JF LIMITED | Jamesfield Farm Phase 2 Battery Storage | Abernethy GSP | 19 | 0 | 19 |  | Built | SHET | Energy Storage System
JBM SOLAR PROJECTS 12 LTD | JBM Solar 12 - Shrewsbury Solar | Shrewsbury GSP | 0 | 49.99 | 49.99 | 2024-10-30 | Scoping | NGET | PV Array (Photo Voltaic/solar)
JBM SOLAR PROJECTS 13 LIMITED | JBM Solar 13 - Melksham | Melksham 400kV Substation | 0 | 49.99 | 49.99 | 2025-11-14 | Scoping | NGET | Thermal
CSE39 LIMITED | Jersey Farm BESS | Exeter 400kV Substation | 0 | 400 | 400 | 2032-10-25 | Scoping | NGET | Energy Storage System
JG PEARS GRID CONNECTION LIMITED | JG Pears | High Marnham GSP | 13 | 0 | 13 |  | Built | NGET | CHP (Combined Heat and Power)
JG PEARS GRID CONNECTION LIMITED | JG Pears | High Marnham GSP | 0 | 17 | 30 | 2019-09-06 | Under Construction/Commissioning | NGET | CHP (Combined Heat and Power)
STARLIGHT ENERGY UK LIMITED | Jubilee Farm | Jubilee Farm 275kV Substation | 0 | 200 | 200 | 2034-08-30 | Scoping | NGET | Energy Storage System; PV Array (Photo Voltaic/solar)
HP Trotter t/a Printonan Farm | Kaimes Energy Park | Kaimes 275/33kV Substation | 0 | 51 | 51 | 2027-04-30 | Scoping | SPT | Demand; Energy Storage System
KEADBY GENERATION LIMITED | Keadby | Keadby 400kV Substation | 755 | 155 | 910 | 2026-10-01 | Built | NGET | CCGT (Combined Cycle Gas Turbine)
ONE PLANET DEVELOPMENTS LIMITED | Keadby One | Keadby GSP | 0 | 250 | 250 | 2033-10-31 | Scoping | NGET | Energy Storage System
KEADBY GENERATION LIMITED | Keadby 3 | Keadby 400kV Substation | 0 | 910 | 910 | 2026-10-01 | Scoping | NGET | CCGT (Combined Cycle Gas Turbine)
KEADBY GENERATION LIMITED | Keadby Hydrogen | Keadby 400kV Substation | 0 | 892 | 892 | 2031-10-31 | Awaiting Consents | NGET | CCGT (Combined Cycle Gas Turbine)
KEADBY GENERATION LIMITED | Keadby II | Keadby 400kV Substation | 893 | 0 | 893 |  | Built | NGET | CCGT (Combined Cycle Gas Turbine)
PIVOTED POWER LLP | Kearsley | Kearsley 400kV Substation | 0 | 49.9 | 49.9 | 2028-10-31 | Awaiting Consents | NGET | Energy Storage System
INNOVA RENEWABLES LIMITED | Kearsley North Green Energy Centre | Kearsley GSP | 0 | 400 | 400 | 2028-10-31 | Scoping | NGET | Energy Storage System; PV Array (Photo Voltaic/solar)
Rosside Energy Limited | Kedrum Solar Farm | Blackhillock 275kV Substation | 0 | 150 | 150 | 2030-05-30 | Scoping | SHET | Energy Storage System
KEITH STORAGE SOLUTIONS LIMITED | Keith 132 Greener Grid Park | Keith 1 132/33kV GSP Substation | 0 | 0 | 0 |  | Built | SHET | Energy Storage System; Reactive Compensation
KEITH STORAGE SOLUTIONS LIMITED | Keith 132 Greener Grid Park | Keith 1 132/33kV GSP Substation | 0 | 48 | 48 | 2025-05-31 | Consents Approved | SHET | Energy Storage System; Reactive Compensation
KEITH RENEWABLE LIMITED | Keith Battery Storage | Keith 1 132/33kV GSP Substation | 0 | 39 | 39 | 2026-10-31 | Scoping | SHET | Energy Storage System
IB VOGT UK LTD | Keith BESS Station | Blackhillock substation | 0 | 400 | 400 | 2033-10-31 | Scoping | SHET | Energy Storage System
DIAMOND WIND LIMITED | Keith Hill Wind Farm | Keith Hill 33kV | 4.5 | 0 | 4.5 |  | Built | SPT | Wind Onshore
SIRIUS ECODEV (KEITHICK) LTD | Keithick 16 Solar & BESS | Coupar Angus GSP | 0 | 16 | 16 | 2024-06-30 | Consents Approved | SHET | Energy Storage System; PV Array (Photo Voltaic/solar)
SIRIUS ECODEV (STIRLING) LTD | Keithick Estate | Coupar Angus GSP | 0 | 49.99 | 49.99 | 2024-06-30 | Consents Approved | SHET | Energy Storage System; PV Array (Photo Voltaic/solar)
KEITH SOLAR PV LIMITED | Keith Solar Farm | Keith Solar Farm 275kV Substation | 0 | 150 | 150 | 2028-10-31 | Scoping | SHET | Energy Storage System; PV Array (Photo Voltaic/solar)
E Power Limited | Kellas Wind Farm | Kellas Wind Farm 132kV Substation | 0 | 90 | 90 | 2030-10-31 | Scoping | SHET | Wind Onshore
TBC 003 LIMITED | Kelloe Mains | Kelloe Mains 400kV Substation | 0 | 400 | 400 | 2029-11-22 | Scoping | SPT | Energy Storage System
Geocore Ltd | Kellwood Road BESS | Kellwood Road 33KV | 0 | 40 | 40 | 2027-10-31 | Scoping | SPT | Energy Storage System
GROVEHURST ENERGY LIMITED | Kemsley | Kemsley GSP | 35.8 | 0 | 35.8 |  | Built | NGET | CHP (Combined Heat and Power)
PIVOTED POWER LLP | Kemsley PP | Kemsley 400kV Substation | 49.9 | 0 | 49.9 |  | Built | NGET | Energy Storage System
STARLIGHT ENERGY UK LIMITED | Kennishead | Haggs Road GSP | 0 | 40 | 40 | 2031-10-31 | Scoping | SPT | Energy Storage System
ORSTED ONSHORE UK LIMITED | Kennoxhead Wind Farm | Kennoxhead GSP | 0 | 112 | 112 | 2028-04-01 | Consents Approved | SPT | Wind Onshore
KENNOXHEAD WIND FARM LIMITED | Kennoxhead Wind Farm Extension | Middlemuir Wind Farm Collector Substation | 60 | 0 | 60 |  | Built | SPT | Wind Onshore
EDF ENERGY RENEWABLES LIMITED | Kilbraur North Wind Farm | Kilbraur Wind Farm Substation | 0 | 79.2 | 79.2 | 2031-10-31 | Scoping | SHET | Wind Onshore
KILBRAUR WIND ENERGY LIMITED | Kilbraur Wind Farm | Kilbraur Wind Farm Substation | 67 | 0 | 67 |  | Built | SHET | Wind Onshore
SCOTTISHPOWER RENEWABLES (UK) LIMITED | Kilgallioch Wind Farm and Kilgallioch Wind Farm Extension - Turbines | Kilgallioch 275kV Substation | 228 | 0 | 228 |  | Built | SPT | Wind Onshore
SCOTTISHPOWER RENEWABLES (UK) LIMITED | Kilgallioch Wind Farm and Kilgallioch Wind Farm Extension - Turbines | Kilgallioch 275kV Substation | 0 | 46 | 274 | 2025-04-08 | Consents Approved | SPT | Wind Onshore
UNIPER UK LIMITED | Killingholme | Killingholme 400kV Substation | 619 | 0 | 619 |  | Built | NGET | OCGT (Open Cycle Gas Turbine)
O&G Solar (SPV 47) Limited | Killingholme BESS | Killingholme 400kV Substation | 0 | 249.9 | 249.9 | 2035-10-31 | Scoping | NGET | Energy Storage System; PV Array (Photo Voltaic/solar)
Renewable Energy Systems Limited | Killoch BESS | Killoch BESS 275kV substation | 0 | 150 | 150 | 2030-09-30 | Scoping | SPT | Energy Storage System
KILMARNOCK FLEXPOWER LTD | Kilmarnock BESS | Kilmarnock Town 275/33kV Substation | 0 | 350 | 350 | 2025-07-31 | Scoping | SPT | Battery Storage
WEAVER POWER LIMITED | Kilmarnock South Battery Storage | Kilmarnock South 400/275/33kV | 0 | 500 | 500 | 2027-04-30 | Scoping | SPT | Energy Storage System
SSE GENERATION LIMITED | Kilmorack (part of the Beauly Cascade) | Kilmorack GSP | 20 | 0 | 20 |  | Built | SHET | Hydro
SPECTRUMRESERVE LTD | Kincardine Battery Storage Facility | Fife Grid Services Facility 275kV Substation | 0 | 200 | 200 | 2024-04-12 | Scoping | SPT | Energy Storage System
ENERGYGRIDPOWER3 LTD | Kincardine Energy Storage Facility | Fife Grid Services Facility 275kV Substation | 0 | 200 | 200 | 2024-04-12 | Scoping | SPT | Energy Storage System
KINCARDINE OFFSHORE WINDFARM LIMITED | Kincardine Offshore Wind Farm | Redmoss GSP | 49.6 | 0 | 49.6 |  | Built | SHET | Wind Offshore
Kincraig Energy Centre Limited | Kincraig Energy Centre | Dyce GSP | 0 | 20.622 | 20.622 | 2024-03-29 | Scoping | SHET | Energy Storage System; PV Array (Photo Voltaic/solar)
REWE 6 LIMITED | Kingfisher Farm | Monk Fryston 275kV Substation | 0 | 200 | 200 | 2036-06-02 | Scoping | NGET | Energy Storage System
RWE GENERATION UK PLC | Kings Lynn A | Walpole 132kV Substation | 395 | 0 | 395 |  | Built | NGET | CCGT (Combined Cycle Gas Turbine)
ENSO GREEN HOLDINGS G LIMITED | Kingsnorth | Kingsnorth 132kV Substation | 0 | 120 | 120 | 2028-10-31 | Scoping | NGET | Energy Storage System; PV Array (Photo Voltaic/solar)
NORIKER POWER LTD | Kingsnorth BESS NP | Kingsnorth 400kV Substation | 0 | 500 | 500 | 2032-10-29 | Scoping | NGET | Energy Storage System
Q-Energy Sustainable Investments Ltd | Kingsnorth Power Station | Kingsnorth 400kV Substation | 0 | 400 | 400 | 2032-10-29 | Scoping | NGET | Energy Storage System; PV Array (Photo Voltaic/solar)
SMS ENERGY SERVICES LIMITED | KINKHALL266MW BESS BEGA | Kinkell IDNO GSP | 0 | 266 | 266 | 2031-04-30 | Scoping | SPT | Energy Storage System
IGP SOLAR 24 LIMITED | Kinmuck PV and BESS Station | Peterhead GSP | 0 | 105 | 105 | 2027-05-31 | Scoping | SHET | Energy Storage System; PV Array (Photo Voltaic/solar)
HD001KIR LTD | Kirkby | Kirkby 275kV Substation | 0 | 49.9 | 49.9 | 2025-09-30 | Consents Approved | NGET | Gas Reciprocating
HD001KIR LTD | Kirkby | Kirkby 275kV Substation | 0 | 7.1 | 57 | 2037-10-30 | Scoping | NGET | Gas Reciprocating
PIVOTED POWER LLP | Kirkby (Tertiary) | Kirkby 275kV Substation | 0 | 57 | 57 | 2025-10-31 | Scoping | NGET | Battery Storage
INNOVA RENEWABLES LIMITED | Kirkby Green Energy Centre | Kirkby 275kV Substation | 0 | 400 | 400 | 2028-10-30 | Scoping | NGET | Energy Storage System; PV Array (Photo Voltaic/solar)
Apatura Battery Ltd | Kirkcaldy BESS | Glenniston GSP | 0 | 100 | 100 | 2032-10-31 | Scoping | SPT | Energy Storage System
KIRK HILL WIND FARM LIMITED | Kirk Hill | Maybole GSP | 20 | 0 | 20 |  | Built | SPT | Wind Onshore
Apatura Battery Ltd | Kirklands Farm BESS | Westfield GSP | 0 | 200 | 200 | 2031-10-31 | Scoping | SPT | Energy Storage System
Kirkton Wind Farm Ltd | Kirkton Wind Farm | Kirkton Wind Farm 132kV Substation | 0 | 60 | 60 | 2027-10-31 | Scoping | SHET | Wind Onshore
Knockcronal Wind Farm Limited | Knockcronal Wind Farm | Knockcronal Wind Farm 33kV Substation | 0 | 59.4 | 59.4 | 2028-10-30 | Scoping | SPT | Wind Onshore
Naturalis Energy Developments Ltd | Knockkippen Energy Park | Ayr 275/33kV | 0 | 60 | 60 | 2026-09-30 | Scoping | SPT | Energy Storage System; PV Array (Photo Voltaic/solar); Wind Onshore
Field Gaia Ltd | Knocknagael BESS | Knocknagael 132kV Substation | 0 | 200 | 200 | 2030-10-31 | Scoping | SHET | Energy Storage System
REG KNOCKODHAR LIMITED | Knockodhar Wind Farm | Mark Hill 275/132/33kV | 0 | 120 | 120 | 2028-04-30 | Scoping | SPT | Wind Onshore
ORSTED ONSHORE UK LIMITED | Knockton Wind Farm | Knockton Wind Farm 132kV Substation | 0 | 130.2 | 130.2 | 2033-10-31 | Scoping | SHET | Wind Onshore
KXP ALPHA I LIMITED | KX Alpha 1 Iron Acton | Severn Connection Node A 400kv Substation | 0 | 99 | 99 | 2037-10-31 | Scoping | NGET | Energy Storage System
KXP ALPHA II LIMITED | KX Alpha 2 Iron Acton | Severn Connection Node A 400kv Substation | 0 | 99 | 99 | 2038-10-31 | Scoping | NGET | Energy Storage System
KXP ALPHA III LIMITED | KX Alpha 3 Iron Acton | Iron Acton 275kV Substation | 0 | 99.99 | 99.99 | 2037-10-31 | Scoping | NGET | Energy Storage System
KXP ALPHA I LIMITED | KXP Alpha 1 Little Horsted | Sussex and Romney Connection Node A 400kV Substation | 0 | 99.9 | 99.9 | 2037-10-31 | Scoping | NGET | Energy Storage System
KXP ALPHA II LIMITED | KXP Alpha 2 Little Horsted | Sussex and Romney Connection Node A 400kV Substation | 0 | 99.9 | 99.9 | 2037-10-31 | Scoping | NGET | Energy Storage System
KXP ALPHA III LIMITED | KXP ALPHA 3 AYR BESS | KXP Alpha 3 Ayr BESS 275kV Substation | 0 | 99 | 99 | 2037-10-30 | Scoping | SPT | Energy Storage System
KXP ALPHA III LIMITED | KXP Alpha 3 Little Horsted | Sussex and Romney Connection Node A 400kV Substation | 0 | 99.9 | 99.9 | 2037-10-31 | Scoping | NGET | Energy Storage System
KXP ALPHA I LIMITED | KXP Alpha One | Fawley 132kV Substation | 0 | 99.9 | 99.9 | 2036-10-24 | Scoping | NGET | Energy Storage System
KXP ALPHA III LIMITED | KXP Alpha Three | Fawley 132kV Substation | 0 | 99.9 | 99.9 | 2036-10-24 | Scoping | NGET | Energy Storage System
KXP ALPHA II LIMITED | KXP Alpha Two | Fawley 132kV Substation | 0 | 99.99 | 99.99 | 2036-10-24 | Scoping | NGET | Energy Storage System
Geocore Ltd | Kynachan | Errochty 132kV Substation | 0 | 300 | 300 | 2035-10-31 | Scoping | SHET | Energy Storage System
Onpath Energy Limited (KYPE MUIR WIND FARM) LIMITED | Kype Muir | Coalburn 400/132kV | 88.4 | 0 | 88.4 |  | Built | SPT | Wind Onshore
Lower 48 Energy BESS Limited | L48 BESS Burnside | New Deer 2 132kV Substation | 0 | 200 | 200 | 2033-10-31 | Scoping | SHET | Energy Storage System
Lower 48 Energy BESS Limited | L48 BESS Dams of Craigie | L48 BESS Dams of Craigie | 0 | 220 | 220 | 2033-10-31 | Scoping | SHET | Energy Storage System; PV Array (Photo Voltaic/solar)
Lower 48 Energy BESS Limited | L48 BESS Glen App | L48 BESS Glen App | 0 | 200 | 200 | 2028-10-31 | Scoping | SPT | Energy Storage System
Bluestone Energy Ltd | Lacey's Farm BESS | South Anglia Connection Node C 400kV Substation | 0 | 924 | 924 | 2033-10-31 | Scoping | NGET | Energy Storage System
IB VOGT UK LTD | Lackenby PV & BESS Station | Lackenby 275kV Substation | 0 | 240 | 240 | 2033-10-31 | Scoping | NGET | Energy Storage System; PV Array (Photo Voltaic/solar)
Ladyfield Renewable Energy Park Ltd | Ladyfield Renewable Energy Park | Creag Dhubh 275/132/33kV | 0 | 68 | 68 | 2029-10-31 | Scoping | SHET | Energy Storage System
WIND 2 PROJECT 4 LIMITED | Lairdmannoch Energy Park | Lairdmannoch Energy Park 132kV substation | 0 | 100 | 100 | 2030-06-28 | Scoping | SPT | Energy Storage System; PV Array (Photo Voltaic/solar); Wind Onshore
ENERGYFARM UK LAIRG LLP | Lairg II Wind Farm | Lairg GSP | 0 | 50 | 50 | 2026-10-31 | Consents Approved | SHET | Wind Onshore
LAKESIDE ENERGY STORAGE LIMITED | Lakeside Energy Drax | Drax 132kV Substation | 0 | 99.9 | 99.9 | 2024-03-29 | Consents Approved | NGET | Energy Storage System
PIVOTED POWER LLP | Laleham | Laleham 275kV Substation | 0 | 49.9 | 49.9 | 2025-11-01 | Scoping | NGET | Battery Storage
Acorn Power Limited | Laleham BESS | Laleham 132kV Substation | 0 | 200 | 200 | 2038-04-30 | Scoping | NGET | Energy Storage System
Apatura Battery Ltd | Lambloch BESS | Busby 275kV | 0 | 500 | 500 | 2029-05-28 | Scoping | SPT | Energy Storage System
Benbrack Wind Farm Limited | Lamford Hill | Lamford Hill 132kV/33kV Substation | 0 | 20 | 20 | 2026-10-30 | Scoping | SPT | Wind Onshore
CARLTON POWER LIMITED | Lanarkshire BESS | Strathaven 400/275/33kV | 0 | 500 | 500 | 2027-04-30 | Scoping | SPT | Energy Storage System
NOVENTUM POWER SOLAR 6 LIMITED | Land at Leitholm | Eccles 132kV Substation | 0 | 49.9 | 49.9 | 2031-07-31 | Scoping | SPT | Energy Storage System; PV Array (Photo Voltaic/solar)
PIVOTED POWER LLP | Landulph | Landulph 400kV Substation | 0 | 49.9 | 49.9 | 2022-10-31 | Consents Approved | NGET | Energy Storage System
LAN FAWR ENERGY PARK LIMITED | Lan Fawr Energy Park | Pont Abraham GSP | 0 | 246.4 | 246.4 | 2028-09-11 | Scoping | NGET | Wind Onshore
EP LANGAGE LIMITED | Langage | Langage 400kV Substation | 905 | 0 | 905 |  | Built | NGET | CCGT (Combined Cycle Gas Turbine)
ENSO GREEN HOLDINGS LIMITED | Langage 400 | Langage 400kV Substation | 0 | 200 | 200 | 2036-12-19 | Scoping | NGET | Energy Storage System; PV Array (Photo Voltaic/solar)
ENSO GREEN HOLDINGS LIMITED | Langage 400 | Langage 400kV Substation | 0 | 100 | 300 | 2037-10-31 | Scoping | NGET | Energy Storage System; PV Array (Photo Voltaic/solar)
ENSO GREEN HOLDINGS LIMITED | Langage 400 | Langage 400kV Substation | 0 | 100 | 400 | 2038-10-31 | Scoping | NGET | Energy Storage System; PV Array (Photo Voltaic/solar)
LANGAGE ENERGY PARK LIMITED | Langage Battery Storage | Langage 400kV Substation | 0 | 249 | 249 | 2031-10-30 | Scoping | NGET | Energy Storage System
Langage 10 Renewables Limited | Langage Farm | Langage 400kV Substation | 0 | 1000 | 1000 | 2037-12-19 | Scoping | NGET | Energy Storage System; PV Array (Photo Voltaic/solar)
UK RENFREWSHIRE 1 LTD | Langbank Solar and BESS | Devol Moor 132kV Substation | 0 | 49.9 | 49.9 | 2027-10-29 | Scoping | SPT | Energy Storage System; PV Array (Photo Voltaic/solar)
VOLTALIA UK LTD | Larks Green Farm BESS | Iron Acton 132kV Substation | 0 | 100 | 100 | 2037-10-31 | Scoping | NGET | Energy Storage System
Renewable Energy Systems Limited | Lawfield and Branxton Energy Park | Lawfield and Branxton Energy Park 400kV Substation | 0 | 400 | 400 | 2028-06-30 | Scoping | SPT | Energy Storage System
TELIS ENERGY UK LIMITED | Leadenham High Impact Green Energy Hub | Navenby 400kV Substation | 0 | 1000 | 1000 | 2034-10-31 | Scoping | NGET | Energy Storage System; Nuclear; PV Array (Photo Voltaic/solar); Wind Onshore
Learielaw Energy Storage Ltd | Learielaw Energy Storage | Broxburn 132/33kV | 0 | 100 | 100 | 2028-10-31 | Scoping | SPT | Demand; Energy Storage System
IGP SOLAR 22 LIMITED | Learney BESS | Learney Teed 132kV | 0 | 50 | 50 | 2032-10-01 | Scoping | SHET | Energy Storage System
Bluestone Energy Ltd | Lebanon Farm 2 BESS | Warley 275kV Substation | 0 | 275 | 275 | 2030-10-31 | Scoping | NGET | Energy Storage System
ENSO GREEN HOLDINGS LIMITED | Legacy 400 | Legacy 400kV Substation | 0 | 400 | 400 | 2037-10-30 | Scoping | NGET | Energy Storage System; PV Array (Photo Voltaic/solar); Wind Onshore
LEGACY GREEN ENERGY LIMITED | Legacy Green Energy Centre | Legacy 400kV Substation | 0 | 400 | 400 | 2026-10-30 | Awaiting Consents | NGET | Energy Storage System; PV Array (Photo Voltaic/solar)
LEGACY GREEN ENERGY LIMITED | Legacy Green Energy Centre | Legacy 400kV Substation | 0 | 400 | 800 | 2032-10-30 | Awaiting Consents | NGET | Energy Storage System; PV Array (Photo Voltaic/solar)
LEGACY GREEN ENERGY LIMITED | Legacy Green Energy Centre | Legacy 400kV Substation | 0 | 225 | 1025 | 2033-10-28 | Awaiting Consents | NGET | Energy Storage System; PV Array (Photo Voltaic/solar)
HD639LEG LIMITED | Legacy Tertiary Connection | Legacy 400kV Substation | 0 | 57 | 57 | 2024-08-31 | Consents Approved | NGET | Energy Storage System
Leighton Buzzard 10 Renewables Limited | Leighton Buzzard | West Anglia Connection Node A 132kV Substation | 0 | 1000 | 1000 | 2034-10-31 | Scoping | NGET | Demand; PV Array (Photo Voltaic/solar)
STATKRAFT HYDROGEN UK HOLDING LIMITED | Lerwick Hydrogen | Gremista GSP | 0 | 2 | 2 | 2029-05-31 | Scoping | SHET | Energy Storage System
Renewable Energy Systems Limited | Letch Beck Energy Park | Norton East 400kV Substation | 0 | 600 | 600 | 2033-10-31 | Scoping | NGET | Energy Storage System; PV Array (Photo Voltaic/solar)
BANKS RENEWABLES (LETHANS WIND FARM) LIMITED | Lethans Wind Farm | Lethans 132kV Substation | 0 | 132 | 132 | 2027-06-30 | Consents Approved | SPT | Wind Onshore
Banks Renewables (Lethans East Wind Farm) Limited | Lethans Wind Farm Extension | Lethans 132kV Substation | 0 | 85 | 85 | 2027-10-30 | Scoping | SPT | Wind Onshore
FRED. OLSEN RENEWABLES LIMITED | Lethen Wind Farm | Lethen Wind Farm 132/33kV Substation | 0 | 114 | 114 | 2029-10-31 | Scoping | SHET | Energy Storage System; Wind Onshore
Renewable Energy Systems Limited | Leys Energy Storage | Knocknagael 132kV Substation | 0 | 400 | 400 | 2032-10-31 | Scoping | SHET | Energy Storage System
LG-B-300 | LGB300 | LGB300 400KV Substation | 0 | 600 | 600 | 2031-07-31 | Scoping | SHET | Energy Storage System
LIGHTSOURCE RENEWABLE UK DEVELOPMENT LIMITED | Lightsource Auchans | Lightsource Auchans 400kV Substation | 0 | 400 | 400 | 2033-10-28 | Scoping | SPT | Energy Storage System
LIGHTSOURCE RENEWABLE UK DEVELOPMENT LIMITED | Lightsource Bodelwyddan | Bodelwyddan 400kV Substation | 0 | 300 | 300 | 2037-10-31 | Scoping | NGET | Energy Storage System
LIGHTSOURCE RENEWABLE UK DEVELOPMENT LIMITED | Lightsource Bramford PV & BESS | Bramford 400kV Substation | 0 | 240 | 240 | 2034-10-30 | Scoping | NGET | Energy Storage System; PV Array (Photo Voltaic/solar)
LIGHTSOURCE RENEWABLE UK DEVELOPMENT LIMITED | Lightsource Braybrooke | Braybrooke 400kV Substation | 0 | 240 | 240 | 2036-10-30 | Scoping | NGET | Energy Storage System; PV Array (Photo Voltaic/solar)
LIGHTSOURCE RENEWABLE UK DEVELOPMENT LIMITED | Lightsource Chirk | Chirk 400kV Substation | 0 | 240 | 240 | 2037-10-31 | Scoping | NGET | Energy Storage System; PV Array (Photo Voltaic/solar)
LIGHTSOURCE RENEWABLE UK DEVELOPMENT LIMITED | Lightsource Enderby PV+BESS | Enderby 400kV Substation | 0 | 240 | 240 | 2034-10-31 | Scoping | NGET | Energy Storage System; PV Array (Photo Voltaic/solar)
LIGHTSOURCE RENEWABLE UK DEVELOPMENT LIMITED | Lightsource Ferryside PV | South Wales West Connection Node C 400kV | 0 | 240 | 240 | 2037-10-30 | Scoping | NGET | Energy Storage System; PV Array (Photo Voltaic/solar)
LIGHTSOURCE RENEWABLE UK DEVELOPMENT LIMITED | Lightsource Grendon PV+BESS | Grendon 400kV Substation | 0 | 240 | 240 | 2033-10-30 | Scoping | NGET | Energy Storage System; PV Array (Photo Voltaic/solar)
LIGHTSOURCE RENEWABLE UK DEVELOPMENT LIMITED | Lightsource Hawthorne Pit | Hawthorn Pit 400kV Substation | 0 | 240 | 240 | 2035-10-30 | Scoping | NGET | Energy Storage System; PV Array (Photo Voltaic/solar)
LIGHTSOURCE RENEWABLE UK DEVELOPMENT LIMITED | Lightsource Lower Frankton | Cheshire Connection Node A 400kV Substation | 0 | 240 | 240 | 2036-10-30 | Scoping | NGET | Energy Storage System; PV Array (Photo Voltaic/solar)
LIGHTSOURCE RENEWABLE UK DEVELOPMENT LIMITED | Lightsource Marston Vale 240MW PV+BESS | Marston Vale 400kV Substation | 0 | 240 | 240 | 2036-10-30 | Scoping | NGET | Energy Storage System; PV Array (Photo Voltaic/solar)
LIGHTSOURCE SPV 204 LIMITED | Lightsource Mon Solar 2 | Wylfa South 400kV Substation | 0 | 120 | 120 | 2037-11-30 | Scoping | NGET | Energy Storage System; PV Array (Photo Voltaic/solar)
LIGHTSOURCE RENEWABLE UK DEVELOPMENT LIMITED | Lightsource Mount Annan BESS | Chapelcross 132/33kV | 0 | 150 | 150 | 2031-10-31 | Scoping | SPT | Energy Storage System
LIGHTSOURCE RENEWABLE UK DEVELOPMENT LIMITED | Lightsource Newchurch PV/BESS | East Kent connection node A 400kV Substation | 0 | 240 | 240 | 2037-10-31 | Scoping | NGET | Energy Storage System; PV Array (Photo Voltaic/solar)
LIGHTSOURCE RENEWABLE UK DEVELOPMENT LIMITED | Lightsource Norton East PV | Norton East 400kV Substation | 0 | 240 | 240 | 2036-10-31 | Scoping | NGET | Energy Storage System; PV Array (Photo Voltaic/solar)
LIGHTSOURCE RENEWABLE UK DEVELOPMENT LIMITED | Lightsource Overton | North Humber Connection Node E 400kV Substation | 0 | 240 | 240 | 2036-10-30 | Scoping | NGET | Energy Storage System; PV Array (Photo Voltaic/solar)
LIGHTSOURCE RENEWABLE UK DEVELOPMENT LIMITED | Lightsource Pyworthy | West Country Connection Node A 400kV Substation | 0 | 300 | 300 | 2037-10-30 | Scoping | NGET | Energy Storage System
LIGHTSOURCE RENEWABLE UK DEVELOPMENT LIMITED | Lightsource Rhigos BESS | South Wales West Connection Node A 400kV Substation | 0 | 300 | 300 | 2037-10-31 | Scoping | NGET | Energy Storage System
LIGHTSOURCE RENEWABLE UK DEVELOPMENT LIMITED | Lightsource Shipley PV | Shipley Road | 0 | 240 | 240 | 2037-10-30 | Scoping | NGET | Energy Storage System; PV Array (Photo Voltaic/solar)
LIGHTSOURCE RENEWABLE UK DEVELOPMENT LIMITED | Lightsource Threepwood | Gala North 400/132kV Substation | 0 | 150 | 150 | 2030-10-31 | Scoping | SPT | Energy Storage System
LIGHTSOURCE RENEWABLE UK DEVELOPMENT LIMITED | Lightsource Yaxley PV | Yaxley 400kV Substation | 0 | 240 | 240 | 2037-10-31 | Scoping | NGET | Energy Storage System; PV Array (Photo Voltaic/solar)
Limekiln Extension Limited | Limekiln | Limekilns 132/33kV substation | 0 | 106 | 106 | 2024-04-30 | Consents Approved | SHET | Wind Onshore
BNRG LANGMEAD LIMITED | Lime Tree Energy Park | Friston 400kV Substation | 0 | 249.9 | 249.9 | 2034-10-31 | Scoping | NGET | Energy Storage System; PV Array (Photo Voltaic/solar)
FPC Electric Land Limited | Lincomb Farm 120MW BESS Scheme | Bishops Wood 275kV Substation | 0 | 120 | 120 | 2033-06-30 | Scoping | NGET | Energy Storage System
LINCS WIND FARM LIMITED | Lincs Offshore Wind Farm | Lincs 33/132kV Offshore Substation | 265 | 0 | 265 |  | Built | OFTO | Wind Offshore
POTENCIA ENERGY LIMITED | Lisa's Battery Storage | Mybster 3 132/33kV Substation | 0 | 47 | 47 | 2030-10-31 | Scoping | SHET | Energy Storage System
LISTER BATTERY LTD | Lister Battery (formerly Lister Drive) | Lister Drive 275kV Substation | 0 | 57 | 57 | 2023-10-31 | Scoping | NGET | Energy Storage System
ORSTED ESS MERSEY LIMITED | Lister Drive | Lister Drive 132kV Substation | 20 | 0 | 20 |  | Built | NGET | Energy Storage System
LISTER DRIVE SOLUTIONS LIMITED | Lister Drive 275kV | Lister Drive 275kV Substation | 0 | 0 | 0 |  | Built | NGET | Reactive Compensation
Carnegie (BES) Ltd | Lister Drive Shaw | Lister Drive 275kV Substation | 0 | 57 | 57 | 2025-05-01 | Scoping | NGET | Battery Storage
RWE GENERATION UK PLC | Little Barford | Eaton Socon 400kV Substation | 740 | 0 | 740 |  | Built | NGET | CCGT (Combined Cycle Gas Turbine)
ECODEV GROUP LTD | Littlebrook BESS | Littlebrook 400kV Substation | 0 | 300 | 300 | 2027-07-15 | Scoping | NGET | Energy Storage System
LITTLEBROOK GREEN ENERGY CENTRE LTD | Littlebrook GEC (Ethos Green) | Rowdown 400kV Substation | 0 | 400 | 400 | 2031-10-22 | Awaiting Consents | NGET | Demand; Energy Storage System; PV Array (Photo Voltaic/solar); Reactive Compensation
Little Harrowden 10 Renewables Limited | Little Harrowden | West Anglia Connection Node F 400kV Substation | 0 | 1000 | 1000 | 2032-10-31 | Scoping | NGET | Demand; PV Array (Photo Voltaic/solar)
BRYN GILWERN ENERGY PARK LIMITED | Little Hill | Pont Abraham GSP | 0 | 74.9 | 74.9 | 2026-10-31 | Scoping | NGET | Wind Onshore
CSE34 LIMITED | Little Horsted | Little Horsted GSP | 0 | 49.9 | 49.9 | 2031-10-31 | Scoping | NGET | Energy Storage System; PV Array (Photo Voltaic/solar)
LIGHTSOURCE RENEWABLE UK DEVELOPMENT LIMITED | Little Horsted RENEWABLE | Little Horsted 400kV Substation | 0 | 57 | 57 | 2037-10-30 | Scoping | NGET | Energy Storage System; PV Array (Photo Voltaic/solar)
ELEMENTS GREEN DEVELOPMENT LTD | Little Horsted Energy Park | Sussex and Romney Connection Node A 400kV Substation | 0 | 1260 | 1260 | 2037-10-31 | Scoping | NGET | Energy Storage System; PV Array (Photo Voltaic/solar)
DAISY NO 2 LIMITED | Little Raith BES | Glenniston GSP | 0 | 50 | 50 | 2023-08-15 | Consents Approved | SPT | Energy Storage System
EDF ENERGY RENEWABLES LIMITED | Littlewoods Wind Farm | Littlewoods Wind Farm 132/33kV Substation | 0 | 68.4 | 68.4 | 2028-08-31 | Scoping | SHET | Wind Onshore
SSE GENERATION LIMITED | Livishie (part of the Moriston Cascade) | Glenmoriston GSP | 18 | 0 | 18 |  | Built | SHET | Hydro
FUTURE ENERGY LLANWERN LIMITED | Llanwern 3 | Whitson 275kV Substation | 0 | 95 | 95 | 2037-10-30 | Scoping | NGET | Energy Storage System; PV Array (Photo Voltaic/solar)
GREENFIELDS (T) LIMITED | Llanwern Phase 1 | Whitson 275kV Substation | 0 | 95 | 95 | 2028-10-01 | Awaiting Consents | NGET | Energy Storage System; PV Array (Photo Voltaic/solar)
FUTURE ENERGY LLANWERN LIMITED | Llanwern Phase 2 | Whitson 275kV Substation | 0 | 190 | 190 | 2028-10-01 | Awaiting Consents | NGET | Energy Storage System; PV Array (Photo Voltaic/solar)
ESGAIR GALED ENERGY PARK LIMITED | Llwynygog | Chirk GSP | 0 | 125 | 125 | 2027-02-04 | Scoping | NGET | Wind Onshore
Llyn Lort II Energy Park Limited | Llyn Lort II Energy Park | Chirk 132kV | 0 | 100 | 100 | 2037-11-01 | Scoping | NGET | Wind Onshore
Llŷr Floating Wind Limited | Llŷr Floating Wind | Pembroke 400kV Substation | 0 | 1800 | 1800 | 2031-10-31 | Scoping | NGET | Wind Offshore
RENANTIS UK LIMITED | Llywelyn Extension Offshore Wind Farm | Pembroke 400kV Substation | 0 | 1000 | 1000 | 2036-12-06 | Scoping | NGET | Wind Offshore
RENANTIS UK LIMITED | Llywelyn Floating Offshore Wind Farm | Pembroke 400kV Substation | 0 | 300 | 300 | 2029-03-31 | Scoping | NGET | Wind Offshore
Renewable Connections Developments Limited | Locharber | Arbroath GSP | 0 | 50 | 50 | 2032-10-31 | Scoping | SHET | Energy Storage System; PV Array (Photo Voltaic/solar)
SSE GENERATION LIMITED | Lochay (Part of Killin Cascade Hydro Scheme) | Lochay GSP | 47 | 0 | 47 |  | Built | SHET | Hydro
FEARNA PSH LIMITED | Loch Fearna Pumped Storage | Loch Fearna Pumped Storage 132/18kV | 0 | 300 | 300 | 2029-10-31 | Scoping | SHET | Pump Storage
TURBINE MARKETING SPV LIMITED | Lochgoin Solar Farm | Whitelee Extension 275/33kV | 0 | 89 | 89 | 2024-08-01 | Scoping | SPT | PV Array (Photo Voltaic/solar)
STATERA ENERGY LIMITED | Loch Kemp PSH Phase 2 | Loch Kemp 275kV substation | 0 | 300 | 300 | 2030-10-31 | Scoping | SHET | Pump Storage
LOCH KEMP STORAGE LIMITED | Loch Kemp Pumped Storage | Loch Kemp 275kV substation | 0 | 300 | 300 | 2027-10-31 | Scoping | SHET | Pump Storage
LOCH LIATH WIND FARM LIMITED | Loch Liath Wind Farm | Loch Liath 132/33kV Substation | 0 | 99 | 99 | 2035-10-31 | Scoping | SHET | Wind Onshore
LZN LIMITED | Lochluichart | Corriemoillie 132kV Substation | 69 | 0 | 69 |  | Built | SHET | Wind Onshore
BLUEBELL WIND FARM LIMITED | Loch Luichart Extension II | Loch Luichart Extension II Substation | 0 | 36 | 36 | 2024-10-31 | Scoping | SHET | Wind Onshore
GLENDOE STORAGE LIMITED | Loch nan Eun PSH | Loch Nan Eun 275/18kV | 0 | 900 | 900 | 2029-10-31 | Scoping | SHET | Pump Storage
LOCHORE BESS LTD | Lochore BESS | Westfield GSP | 0 | 900 | 900 | 2031-10-31 | Scoping | SPT | Energy Storage System
LOGANHEAD WF LIMITED | Loganhead Windfarm | Hopsrig Collector 132/33kV Substation | 0 | 36 | 36 | 2026-10-31 | Awaiting Consents | SPT | Wind Onshore
LONDON ARRAY LIMITED | London Array Offshore Wind Farm | London Array 33/150kV Offshore Substations | 630 | 0 | 630 |  | Built | OFTO | Wind Offshore
Renewable Energy Systems Limited | Longcroft Energy Park | Gala North 400/132kV Substation | 0 | 156 | 156 | 2030-10-31 | Scoping | SPT | Energy Storage System; Wind Onshore
LONGFIELD SOLAR ENERGY FARM LIMITED | Longfield Solar | Bulls Lodge 400kV Substation | 0 | 500 | 500 | 2027-12-15 | Scoping | NGET | Energy Storage System; PV Array (Photo Voltaic/solar)
ELGIN ENERGY ES CO LIMITED | Longmorn Energy Park | Blackhillock 275kV Substation | 0 | 300 | 300 | 2031-08-15 | Scoping | SHET | Energy Storage System; PV Array (Photo Voltaic/solar)
IGP INTERNATIONAL PROSPECTING LIMITED | Long Stratton PV & BESS Station | Long Stratton 400kV | 0 | 500 | 500 | 2031-10-30 | Scoping | NGET | Energy Storage System; PV Array (Photo Voltaic/solar)
RWE RENEWABLES UK ONSHORE WIND LIMITED | Lorg Extension Wind Farm | Lorg Wind Farm 132/32kV | 0 | 33 | 33 | 2029-08-13 | Scoping | SPT | Wind Onshore
RWE RENEWABLES UK ONSHORE WIND LIMITED | Lorg Wind Farm | Lorg Wind Farm 132/32kV | 0 | 69.5 | 69.5 | 2027-04-30 | Scoping | SPT | Wind Onshore
LG-B-50a | Lovat Estate BESS | Beauly GSP | 0 | 49.9 | 49.9 | 2026-05-31 | Scoping | SHET | Energy Storage System
LOVEDEAN GREEN LIMITED | Lovedean (Tertiary) | Lovedean 400kV Substation | 0 | 49.9 | 49.9 | 2024-07-30 | Scoping | NGET | Energy Storage System; PV Array (Photo Voltaic/solar)
LOVEDEAN GREEN LIMITED | Lovedean (Tertiary) | Lovedean 400kV Substation | 0 | 7.1 | 57 | 2025-05-30 | Scoping | NGET | PV Array
STATKRAFT UK LTD | Lovedean Greener Grid Park | Lovedean 400kV Substation | 0 | 49.9 | 49.9 | 2028-06-01 | Scoping | NGET | Energy Storage System; Reactive Compensation
NET ZERO MARINE SERVICES LIMITED | Low Carbon Energy Centre BESS Joyce Green Lane | Littlebrook 132kV Substation | 0 | 250 | 250 | 2027-10-30 | Scoping | NGET | Energy Storage System
Renewable Energy Systems Limited | Lower Pool Energy Park | Earl Shilton 400kV Substation | 0 | 600 | 600 | 2030-10-31 | Scoping | NGET | Energy Storage System; PV Array (Photo Voltaic/solar)
Energi Generation 14 Ltd | Low Harker BESS | Harker 400kV Substation | 0 | 400 | 400 | 2037-11-30 | Scoping | NGET | Energy Storage System; PV Array (Photo Voltaic/solar)
SSE GENERATION LIMITED | Lubreoch Hydro (Part of Killin Cascade Hydro Scheme) | Killin GSP | 4 | 0 | 4 |  | Built | SHET | Hydro
SSE GENERATION LIMITED | Luichart (part of the Conon Cascade) | Luichart GSP | 34 | 0 | 34 |  | Built | SHET | Hydro
LIGHTSOURCE RENEWABLE UK DEVELOPMENT LIMITED | Lullington Solar | Drakelow 400kV Substation | 0 | 240 | 240 | 2029-10-31 | Scoping | NGET | Energy Storage System; PV Array (Photo Voltaic/solar)
WINDEL GRID 1 LIMITED | Lynefield BESS | Borders Connection Node A 400kV Substation | 0 | 200 | 200 | 2033-10-31 | Scoping | NGET | Energy Storage System
LYNEMOUTH POWER LIMITED | Lynemouth Power Station | Blyth GSP | 396 | 0 | 396 |  | Built | NGET | Biomass
RWE COGEN UK (HYTHE) LIMITED | Lynes Common | Fawley 400kV Substation | 49.9 | 0 | 49.9 |  | Built | NGET | OCGT (Open Cycle Gas Turbine)
RENEWCO POWER LIMITED | M74 West Wind Farm | M74 West Wind Farm 132kV | 0 | 249.9 | 249.9 | 2028-10-27 | Scoping | SPT | Energy Storage System; Wind Onshore
MABLETHORPE GREEN ENERGY CENTRE LIMITED | Mablethorpe Green Energy Centre | Mablethorpe 400kV Substation | 0 | 1025 | 1025 | 2033-10-30 | Awaiting Consents | NGET | Energy Storage System; PV Array (Photo Voltaic/solar)
STATERA ENERGY LIMITED | Mablethorpe Storage | Mablethorpe 400kV Substation | 0 | 1500 | 1500 | 2031-11-30 | Scoping | NGET | CCGT (Combined Cycle Gas Turbine); Demand
NUCLEAR DECOMMISSIONING AUTHORITY | Maentwrog | Maentwrog GSP | 30 | 0 | 30 |  | Built | NGET | Hydro
Maesnant Energy Park Limited | Maesnant Energy Park | Chirk GSP | 0 | 150 | 150 | 2033-11-01 | Scoping | NGET | Wind Onshore
MAGNORA OFFSHORE WIND AS | Magwind | REVIEW - New Dounreay | 0 | 495 | 495 | 2033-10-31 | Scoping | SHET | Wind Offshore
Bluestone Energy Ltd | Malcolmwood Farm BESS | Clydesmill 275/33kV | 0 | 60 | 60 | 2026-07-03 | Scoping | SPT | Energy Storage System
Firma Vogt Solar Ltd | MALTBY DEV. | Thurcroft 275kV Substation | 0 | 400 | 400 | 2033-10-31 | Scoping | NGET | Energy Storage System; PV Array (Photo Voltaic/solar)
BAYWA R.E. UK LIMITED | Mannington | Mannington 400kV Substation | 0 | 57 | 57 | 2025-05-20 | Scoping | NGET | PV Array
PIVOTED POWER LLP | Mannington PP | Mannington 400kV Substation | 0 | 49.9 | 49.9 | 2025-11-30 | Awaiting Consents | NGET | Battery Storage
MANNINGTON ENERGY CENTRE LIMITED | Mannington Tertiary | Mannington 400kV Substation | 0 | 47.5 | 47.5 | 2025-10-30 | Scoping | NGET | Battery Storage
CSE42 LIMITED | Manor Farm Solar Park | Fawley GSP | 0 | 150 | 150 | 2036-10-24 | Scoping | NGET | Energy Storage System; PV Array (Photo Voltaic/solar)
MARCHWOOD POWER LIMITED | Marchwood | Marchwood 400kV Substation | 920 | 0 | 920 |  | Built | NGET | CCGT (Combined Cycle Gas Turbine)
Penso Power Limited | MARCHWOOD ENERGY STORAGE | Marchwood 400kV Substation | 0 | 200 | 200 | 2027-10-31 | Scoping | NGET | Energy Storage System
ENERGYFARM UK MARGREE LLP | Margree Wind Farm | Quantans Hill 132kV | 0 | 50 | 50 | 2027-10-31 | Awaiting Consents | SPT | Wind Onshore
CONNECTID 1 LIMITED | Market Harborough | West Anglia Connection Node F 400kV Substation | 0 | 700 | 700 | 2034-10-31 | Scoping | NGET | Demand; Energy Storage System; PV Array (Photo Voltaic/solar); Reactive Compensation
MARKET HARBOROUGH GREEN ENERGY CENTRE LTD | Market Harborough GEC (Ethos Green) | Market Harborough 400kV Substation | 0 | 560 | 560 | 2032-10-31 | Awaiting Consents | NGET | Demand; Energy Storage System; PV Array (Photo Voltaic/solar); Reactive Compensation
TELIS ENERGY UK LIMITED | Market Harborough Green Energy Hub | Market Harborough 400kV Substation | 0 | 1000 | 1000 | 2034-10-31 | Scoping | NGET | Energy Storage System; Hydro; Nuclear; PV Array (Photo Voltaic/solar); Wind Onshore
SCOTTISHPOWER RENEWABLES (UK) LIMITED | Mark Hill Wind Farm | Mark Hill 275/132/33kV | 53 | 0 | 53 |  | Built | SPT | Wind Onshore
RWE MARKINCH LIMITED | Markinch (Rothes) Biomass CHP Plant | Glenrothes GSP | 55 | 0 | 55 |  | Built | SPT | Biomass
548 UK INVESTMENT HOLDINGS LIMITED | Marston Farm 2 | Marston Vale 400kV Substation | 0 | 700 | 700 | 2032-10-31 | Scoping | NGET | Energy Storage System; PV Array (Photo Voltaic/solar)
SMS ENERGY SERVICES LIMITED | MCKRAW99MW BESS BEGA | Muckraw IDNO GSP | 0 | 99.9 | 99.9 | 2032-06-30 | Scoping | SPT | Energy Storage System
MEDWAY POWER LIMITED | Medway 3 Power Station | Grain 400kV Substation | 0 | 500 | 500 | 2030-12-31 | Scoping | NGET | OCGT (Open Cycle Gas Turbine)
MEDWAY POWER LIMITED | Medway Power Station | Grain 400kV Substation | 735 | 175 | 910 | 2028-10-30 | Built | NGET | CCGT (Combined Cycle Gas Turbine)
CARRAVINDOON LIMITED | Meetlaw BESS | Fiddes GSP | 0 | 49.9 | 49.9 | 2028-10-31 | Scoping | SHET | Energy Storage System
GPC 1127 Ltd | Meiklelaught Farm BESS | Saltcoats 132/33kV | 0 | 30 | 30 | 2028-08-21 | Scoping | SPT | Energy Storage System
LIME DOWN SOLAR PARK LIMITED | Melksham | Melksham 400kV Substation | 0 | 500 | 500 | 2029-07-31 | Scoping | NGET | Energy Storage System; PV Array (Photo Voltaic/solar)
MELKSHAM CALNE GREEN LIMITED | Melksham (Tertiary) | Melksham 400kV Substation | 0 | 49.9 | 49.9 | 2022-10-30 | Scoping | NGET | Energy Storage System; PV Array (Photo Voltaic/solar)
MELKSHAM CALNE GREEN LIMITED | Melksham (Tertiary) | Melksham 400kV Substation | 0 | 7.1 | 57 | 2023-10-31 | Scoping | NGET | Energy Storage System; PV Array (Photo Voltaic/solar)
ELEMENTS GREEN LIMITED | Melksham BESS & PV | Melksham 400kV Substation | 0 | 800 | 800 | 2037-10-15 | Scoping | NGET | Energy Storage System; PV Array (Photo Voltaic/solar)
JEPIPHANY LIMITED | Melksham Grid Park ESS & PV | Melksham 400kV Substation | 0 | 90 | 90 | 2037-10-31 | Scoping | NGET | Energy Storage System; PV Array (Photo Voltaic/solar)
Queequeg Renewables Ltd | Melkshem (Cartridge Farm) | Melksham 400kV Substation | 0 | 480 | 480 | 2037-10-31 | Awaiting Consents | NGET | Energy Storage System
Melvich Wind Energy Hub Limited | Melvich Wind Energy Hub | Melvich Community Wind Farm 132/33kV Substation | 0 | 57.6 | 57.6 | 2028-10-31 | Scoping | SHET | Energy Storage System; Wind Onshore
Menter Mon Morlais Limited | Menter Mon Morlais Anglesey Marine Energy | Penrhos GSP | 0 | 40 | 40 | 2028-03-31 | Scoping | NGET | Tidal
Menter Mon Morlais Limited | Menter Mon Morlais Anglesey Marine Energy | Penrhos GSP | 0 | 20 | 60 | 2029-03-31 | Scoping | NGET | Tidal
Menter Mon Morlais Limited | Menter Mon Morlais Anglesey Marine Energy | Penrhos GSP | 0 | 40 | 100 | 2030-03-31 | Scoping | NGET | Tidal
Menter Mon Morlais Limited | Menter Mon Morlais Anglesey Marine Energy | Penrhos GSP | 0 | 80 | 180 | 2032-03-31 | Scoping | NGET | Tidal
South West Wind Holdco Limited | Mererid Offshore Wind Farm | Alverdiscott 400kV Substation | 0 | 1008 | 1008 | 2036-12-06 | Scoping | NGET | Wind Offshore
OFFSHORE WIND LIMITED | Merlin 2 Offshore Windfarm | Alverdiscott 400kV Substation | 0 | 1500 | 1500 | 2031-10-31 | Scoping | NGET | Wind Offshore
OFFSHORE WIND LIMITED | Merlin Offshore Wind Farm | Alverdiscott 400kV Substation | 0 | 300 | 300 | 2028-11-01 | Scoping | NGET | Wind Offshore
E.E.W. ECO ENERGY WORLD DEVELOPMENT HOLDING LIMITED | Merthyr Solar and Battery | Cilfynydd 400kV Substation | 0 | 110 | 110 | 2029-05-12 | Scoping | NGET | PV Array (Photo Voltaic/solar)
E.E.W. ECO ENERGY WORLD DEVELOPMENT HOLDING LIMITED | Merthyr Solar and Battery | Cilfynydd 400kV Substation | 0 | 110 | 220 | 2037-10-31 | Scoping | NGET | PV Array (Photo Voltaic/solar)
MEYGEN PLC | MeyGen Tidal | Gills Bay GSP | 0 | 28 | 28 | 2027-04-01 | Consents Approved | SHET | Tidal
MEYGEN PLC | MeyGen Tidal | Gills Bay GSP | 0 | 43 | 71 | 2028-04-01 | Consents Approved | SHET | Tidal
MEYGEN PLC | MeyGen Tidal | Gills Bay GSP | 0 | 83 | 154 | 2028-04-01 | Awaiting Consents | SHET | Tidal
MEYGEN PLC | MeyGen Tidal | Gills Bay GSP | 0 | 83 | 237 | 2028-04-01 | Awaiting Consents | SHET | Tidal
MEYGEN PLC | MeyGen Tidal | Gills Bay GSP | 0 | 50 | 287 | 2030-10-31 | Scoping | SHET | Tidal
Penso Power Limited | Mickleham Energy Storage | Rowdown 400kV Substation | 0 | 249 | 249 | 2031-10-22 | Scoping | NGET | Energy Storage System
INTEGRUM RENEWABLE ENERGY LTD | Middle Farm Chollerton | Borders Connection Node A 400kV | 0 | 240 | 240 | 2036-10-31 | Scoping | NGET | Energy Storage System; PV Array (Photo Voltaic/solar)
OnPath Energy Limited (MIDDLE MUIR WIND FARM) LIMITED | Middle Muir Wind Farm | Middlemuir 132/33kV | 51 | 0 | 51 |  | Built | SPT | Wind Onshore
Middleton Energy Storage Limited | Middleton BESS | Middleton 400KV Substation | 0 | 200 | 200 | 2026-11-30 | Scoping | NGET | Energy Storage System
Bluestone Energy Ltd | Middleton Farm Solar | Elderslie 132/33kV | 0 | 38.7 | 38.7 | 2025-10-06 | Scoping | SPT | PV Array
CONRAD (MIDDLEWICH) LIMITED | Middlewich BEGA | Carrington GSP (SP Manweb) | 20 | 0 | 20 |  | Built | NGET | Gas Reciprocating
Renewable Energy Systems Limited | Midlands Estate Energy Park | West Burton 400kV Substation | 0 | 600 | 600 | 2029-10-31 | Scoping | NGET | Energy Storage System; PV Array (Photo Voltaic/solar); Wind Onshore
ENERGIEKONTOR UK LTD | Mid Moile Wind Farm | Arecleoch 132/33kV | 0 | 99 | 99 | 2031-10-31 | Scoping | SPT | Wind Onshore
MILLBROOK POWER LIMITED | Millbrook Power | Marston Vale 400kV Substation | 0 | 299 | 299 | 2024-06-28 | Under Construction/Commissioning | NGET | OCGT (Open Cycle Gas Turbine)
MILLENNIUM WIND ENERGY LIMITED | Millennium Wind | Millennium GSP | 65 | 0 | 65 |  | Built | SHET | Wind Onshore
HB333MIL LTD | Mill Hill Tertiary Connection | Mill Hill 275kV Substation | 0 | 57 | 57 | 2024-08-30 | Consents Approved | NGET | Energy Storage System
Milligansbush Battery Storage Ltd | Milligansbush Battery Storage | Milligansbush Battery Storage 132kV Substation | 0 | 200 | 200 | 2036-10-30 | Scoping | SPT | Demand; Energy Storage System
ESB ASSET DEVELOPMENT UK LIMITED | Millmoor Rig Wind Farm | Hawick 132/33kV | 0 | 92.8 | 92.8 | 2029-10-30 | Scoping | SPT | Wind Onshore
HB411MIN Limited | Minety | Minety 400kV Substation | 0 | 47.5 | 47.5 | 2024-10-31 | Consents Approved | NGET | Energy Storage System
JBM SOLAR PROJECTS 14 LTD | Minety Tertiary (2) | Minety GSP | 0 | 47.5 | 47.5 | 2024-10-30 | Scoping | NGET | PV Array (Photo Voltaic/solar)
MINNYGAP ENERGY LIMITED | Minnygap | Moffat GSP | 25 | 0 | 25 |  | Built | SPT | Wind Onshore
MINSCA WINDFARM (SCOTLAND) LIMITED | Minsca | Chapelcross GSP | 37.5 | 0 | 37.5 |  | Built | SPT | Wind Onshore
MOELFRE ENERGY PARK LIMITED | Moelfre Energy Park | Bodelwyddan 400kV Substation | 0 | 158.4 | 158.4 | 2026-10-31 | Scoping | NGET | Energy Storage System
Waun Hesgog Energy Park Limited | Moel y Llyn | Chirk GSP | 0 | 251 | 251 | 2027-02-04 | Scoping | NGET | Wind Onshore
Conrad Energy (Developments) II Limited | Moffat BESS | Moffat 400/132/33kV | 0 | 500 | 500 | 2031-10-31 | Scoping | SPT | Energy Storage System
Mona Offshore Wind Limited | Mona Offshore Wind Farm | Bodelwyddan 400kV Substation | 0 | 1500 | 1500 | 2029-10-31 | Scoping | NGET | Wind Offshore
MONETS GARDEN BATTERY LTD | Monets Garden | Osbaldwick 400kV Substation | 0 | 57 | 57 | 2024-10-30 | Consents Approved | NGET | Energy Storage System
Downing Renewable Developments LLP | Monk Fryston | Monk Fryston 275kV Substation | 0 | 249.9 | 249.9 | 2033-10-31 | Scoping | NGET | Energy Storage System
ENSO GREEN HOLDINGS LIMITED | Monk Fryston Enso | Monk Fryston 400kV Substation | 0 | 400 | 400 | 2031-10-31 | Scoping | NGET | Energy Storage System; PV Array (Photo Voltaic/solar)
IGP SOLAR 18 LIMITED | Monk Fryston Solar | Monk Fryston 275kV Substation | 0 | 500 | 500 | 2029-12-31 | Scoping | NGET | Energy Storage System; PV Array (Photo Voltaic/solar)
HARMONY ENERGY LIMITED | Monk Fryston BESS | Monk Fryston 275kV Substation | 0 | 200 | 200 | 2029-10-31 | Scoping | NGET | Energy Storage System
ELEMENTS GREEN DEVELOPMENT LTD | Monk Fryston Energy Park | Monk Fryston 400kV Substation | 0 | 800 | 800 | 2035-10-24 | Scoping | NGET | Energy Storage System; PV Array (Photo Voltaic/solar)
SSE BATTERY MONK FRYSTON LIMITED | Monk Fryston SSE | Monk Fryston 275kV Substation | 0 | 320 | 320 | 2025-10-31 | Consents Approved | NGET | Battery Storage
HD777FRY LTD | Monk Fryston Tertiary Connection | Monk Fryston 275kV Substation | 0 | 57 | 57 | 2024-10-01 | Consents Approved | NGET | Energy Storage System
RWE RENEWABLES UK ONSHORE WIND LIMITED | Monquhill Wind Farm | Monquhill Wind Farm 132kV/33kV | 0 | 10 | 10 | 2027-04-30 | Awaiting Consents | SPT | Wind Onshore
LIGHTSOURCE SPV 204 LIMITED | Mon Solar Farm | Wylfa 400kV Substation | 0 | 240 | 240 | 2028-10-31 | Scoping | NGET | Energy Storage System; PV Array (Photo Voltaic/solar)
Montreathmont Energy Centre Limited | Montreathmont Moor Forest | Lunanhead GSP | 0 | 34.375 | 34.375 | 2025-10-31 | Scoping | SHET | PV Array
MORAY OFFSHORE WINDFARM (EAST) LIMITED | Moray East Offshore Wind Farm | New Deer 400kV Substation | 900 | 0 | 900 |  | Built | SHET | Wind Offshore
MORAY OFFSHORE WINDFARM (WEST) LIMITED | Moray West Offshore Windfarm | Moray Firth 220/33kV Platform 1 & 2 Offshore Substation | 0 | 800 | 800 | 2024-04-01 | Consents Approved | SHET | Wind Offshore
MORAY OFFSHORE WINDFARM (WEST) LIMITED | Moray West Offshore Windfarm | Moray Firth 220/33kV Platform 1 & 2 Offshore Substation | 0 | 60 | 860 | 2026-10-31 | Scoping | SHET | Wind Offshore
OFFSHORE WIND LIMITED | Morecambe Offshore Wind Farm | Penwortham 400kV Substation | 0 | 480 | 480 | 2029-06-30 | Scoping | NGET | Wind Offshore
EPL NEWCO5 LIMITED | Moreton Estate | Chickerell B 400kV Substation | 0 | 480 | 480 | 2037-04-28 | Scoping | NGET | Energy Storage System; PV Array (Photo Voltaic/solar)
LIGHTSOURCE SPV 214 LIMITED | Morgannwg Solar Farm | Aberthaw 275kV Substation | 0 | 249 | 249 | 2028-10-31 | Scoping | NGET | Energy Storage System; PV Array (Photo Voltaic/solar)
Morgan Offshore Wind Limited | Morgan Offshore Wind Farm | Penwortham 400kV Substation | 0 | 1500 | 1500 | 2029-11-30 | Scoping | NGET | Wind Offshore
IB VOGT UK LTD | Morton Manor PV & BESS Station | High Marnham 400kV Substation | 0 | 240 | 240 | 2037-10-31 | Scoping | NGET | Energy Storage System; PV Array (Photo Voltaic/solar)
Morven Offshore Wind Limited | Morven A Offshore Wind Farm (Prev Phoenix 1A) | Phoenix 1A 275/66kV Offshore Substation | 0 | 1500 | 1500 | 2031-10-31 | Scoping | NGET | Wind Offshore
Morwind Ltd | Morwind 300 | Alverdiscott 400kV Substation | 0 | 300 | 300 | 2031-10-31 | Scoping | NGET | Wind Offshore
MOSEDALE ENERGY LIMITED | Mosedale Energy | High Marnham 400kV Substation | 0 | 249 | 249 | 2033-03-31 | Scoping | NGET | Energy Storage System
SSE GENERATION LIMITED | Mossford (part of the Conon Cascade) | Mossford GSP | 18.7 | 0 | 18.7 |  | Built | SHET | Hydro
MOSSMORRAN STORAGE LTD | Mossmorran Storage BESS | Mossmorran 275/132/33kV | 0 | 100 | 100 | 2031-10-31 | Scoping | SPT | Energy Storage System
MOSSY HILL SHETLAND LIMITED | Mossy Hill Wind Farm | Mossy Hill 132kV Substation | 0 | 48 | 48 | 2027-04-01 | Consents Approved | SHET | Wind Onshore
LIGHTSOURCE SPV 204 LIMITED | Mountain Fen | Coddington 400kV Substation | 0 | 240 | 240 | 2034-09-30 | Scoping | NGET | Energy Storage System
ENECO MOY LIMITED | Moy Wind Farm | Inverness GSP | 60 | 0 | 60 |  | Built | SHET | Wind Onshore
UISENIS POWER LIMITED | Muaitheabhal Wind Farm | Muaitheabhal 132/33kV Substation | 0 | 189 | 189 | 2030-10-31 | Consents Approved | SHET | Wind Onshore
MUIR MHÒR OFFSHORE WIND FARM LIMITED | Muir Mhor Offshore Wind Farm | Cirrus Offshore Windfarm Substation | 0 | 1000 | 1000 | 2033-10-31 | Scoping | SHET | Wind Offshore
MUA ELECTRICITY LIMITED | Murphy Distribution Centre Ocker Hill | Ocker Hill 275kV Substation | 0 | 240 | 240 | 2027-10-30 | Scoping | NGET | Energy Storage System
Apatura Battery Ltd | Murroch BESS | Strathleven GSP | 0 | 200 | 200 | 2031-05-22 | Scoping | SPT | Energy Storage System
MOEL CHWA ENERGY PARK LIMITED | Mwdwl Eithin Energy Park | Gwyddelwern 400kV Substation | 0 | 81.2 | 81.2 | 2026-10-31 | Scoping | NGET | Wind Onshore
SSE GENERATION LIMITED | Nant | Nant 132kV Substation | 15 | 0 | 15 |  | Built | SHET | Hydro
NANT AMAN ENERGY PARK LIMITED | Nant Aman | Rhigos 400kV Substation | 0 | 143 | 143 | 2028-10-01 | Scoping | NGET | Wind Onshore
NANT CEIMENT ENERGY PARK LIMITED | Nant Ceiment Energy Park | Pont Abraham GSP | 0 | 88.4 | 88.4 | 2027-09-11 | Scoping | NGET | Wind Onshore
SOLAR SECURITIES LIMITED | Nant Helen | Nant Helen New LILO 400kV substation | 0 | 500 | 500 | 2037-10-31 | Scoping | NGET | Energy Storage System
EDF ENERGY RENEWABLES LIMITED | Nant Y Maen Wind Farm | Nant Y Maen 132KV Substation | 0 | 150 | 150 | 2032-05-01 | Scoping | NGET | Wind Onshore
ENERGYFARM UK NARACHAN LLP | Narachan Wind Farm | Carradale 1 GSP | 0 | 72.6 | 72.6 | 2028-11-30 | Scoping | SHET | Wind Onshore
Invenergy Development UK Ltd | Narie | Glenlee 132/11kV | 0 | 297 | 297 | 2035-10-31 | Awaiting Consents | SPT | Energy Storage System; Wind Onshore
NATIVE RIVER LTD | Native River (Capenhurst) | Capenhurst 275kV Substation | 0 | 57 | 57 | 2024-05-30 | Consents Approved | NGET | Energy Storage System
NP SPV23 LIMITED | Natpower Basingstoke Green Energy Park | Fleet 400kV Substation | 0 | 1000 | 1000 | 2038-10-31 | Scoping | NGET | Energy Storage System
NATPOWER MARINE LIMITED | NatPower Nursling Energy Park | Nursling 400kV Substation | 0 | 1000 | 1000 | 2037-10-31 | Scoping | NGET | Energy Storage System
NP SPV 39 LIMITED | NatPower Penrith Green Energy Park | Harker 400kV Substation | 0 | 1000 | 1000 | 2037-10-31 | Scoping | NGET | Energy Storage System
NATPOWER MARINE LIMITED | NatPower Teesside Green Energy Park | Lackenby 400kV Substation | 0 | 1034 | 1034 | 2035-10-31 | Scoping | NGET | Energy Storage System
NP SPV 22 LIMITED | Natpower Thimbleby Green Energy Park | Thimbleby 400kV substation | 0 | 1000 | 1000 | 2033-10-31 | Scoping | NGET | Energy Storage System
NP SPV 21 LIMITED | Natpower Upsall Green Energy Park | Upsall 400kV substation | 0 | 1000 | 1000 | 2033-10-31 | Scoping | NGET | Energy Storage System
CODDINGTON 10 RENEWABLES LTD | Navenby Farm | Coddington 400kV Substation | 0 | 1000 | 1000 | 2034-10-30 | Scoping | NGET | Energy Storage System; PV Array (Photo Voltaic/solar)
NAVENBY GREEN ENERGY CENTRE LTD | Navenby GEC (Ethos Green) | Navenby 400kV Substation | 0 | 580 | 580 | 2033-10-30 | Awaiting Consents | NGET | Demand; Energy Storage System; PV Array (Photo Voltaic/solar); Reactive Compensation
NEART NA GAOITHE OFFSHORE WIND LIMITED | Neart Na Gaoithe Offshore Wind Farm | Neart Na Gaoithe 220/66KV Offshore Substation | 0 | 448 | 448 | 2023-06-01 | Consents Approved | SPT | Wind Offshore
STATKRAFT UK LTD | Necton Greener Grid Park | Necton 400kV Substation | 0 | 0 | 0 | 2026-10-31 | Awaiting Consents | NGET | Energy Storage System; Reactive Compensation
STATKRAFT UK LTD | Necton Greener Grid Park | Necton 400kV Substation | 0 | 78 | 78 | 2032-10-31 | Awaiting Consents | NGET | Energy Storage System; Reactive Compensation
Neilston Energy Limited | Neilston 132kV Greener Grid Park | Neilston 400/275/132kV | 0 | 50 | 50 | 2024-05-31 | Scoping | SPT | Energy Storage System; Reactive Compensation
Neilston Energy Limited | Neilston 132kV Greener Grid Park | Neilston 400/275/132kV | 0 | 100 | 150 | 2025-10-31 | Scoping | SPT | Battery Storage
STATKRAFT UK LTD | Neilston 400kV Greener Grid Park | Neilston 400kV Substation | 0 | 600 | 600 | 2027-05-17 | Scoping | SPT | Energy Storage System; Reactive Compensation
NEILSTON GRID SERVICES LIMITED | Neilston Synchronous Compensation | Neilston 400kV Substation | 0 | 0 | 0 | 2024-07-31 | Consents Approved | SPT | Reactive Compensation
Newton Energi Limited | NEL Bluebell | Ferrybridge B GSP | 0 | 240 | 240 | 2035-10-30 | Scoping | NGET | Energy Storage System
Newton Energi Limited | NEL Lackenby | Lackenby GSP | 0 | 228 | 228 | 2035-10-31 | Scoping | NGET | Energy Storage System
Newton Energi Limited | NEL Limes | North Humber Connection Node B 132kV Substation | 0 | 200 | 200 | 2035-10-30 | Scoping | NGET | Energy Storage System
Newton Energi Limited | NEL Nicholson | Thorpe Marsh GSP | 0 | 180 | 180 | 2035-10-31 | Scoping | NGET | Energy Storage System
Newton Energi Limited | NEL Springfield | Ferrybridge B GSP | 0 | 240 | 240 | 2035-10-30 | Scoping | NGET | Energy Storage System
STORY FUTURE ENERGY LIMITED | NEL Story | Harker 400kV Substation | 0 | 240 | 240 | 2037-11-30 | Scoping | NGET | Energy Storage System
Newton Energi Limited | NEL Suggit | Saltend North GSP | 0 | 240 | 240 | 2035-10-30 | Scoping | NGET | Energy Storage System
Newton Energi Limited | NEL Tiger | Ferrybridge B 132kV Substation | 0 | 200 | 200 | 2035-10-30 | Scoping | NGET | Energy Storage System
GREENTECH PROJECTS HOLDING UK LIMITED | Nethercourt Solar & BESS Farm | Nethercourt Substation | 0 | 240 | 240 | 2035-10-31 | Scoping | NGET | Energy Storage System; PV Array (Photo Voltaic/solar)
NET ZERO TEESSIDE POWER LIMITED | Net Zero Teesside Power Project | Tod Point 275kV Substation | 0 | 860 | 860 | 2026-04-30 | Awaiting Consents | NGET | CCGT (Combined Cycle Gas Turbine)
SSE DE SOLAR HOLDCO LIMITED | Newark BESS | Cottam 400kV Substation | 0 | 600 | 600 | 2033-09-30 | Scoping | NGET | Energy Storage System; PV Array (Photo Voltaic/solar)
Geocore (Newarthill) Ltd | Newarthill Energy Park | Newarthill Energy Park 275kV Substation | 0 | 250 | 250 | 2027-10-28 | Scoping | SPT | Energy Storage System
SSE UTILITY SOLUTIONS LIMITED | Newchurch | Newchurch 400kV Substation | 0 | 400 | 400 | 2031-10-04 | Scoping | NGET | Energy Storage System; PV Array (Photo Voltaic/solar)
NEW CUMNOCK BESS LTD | New Cumnock BESS | New Cumnock 275/132kV Substation | 0 | 450 | 450 | 2033-10-30 | Scoping | SPT | Energy Storage System; PV Array (Photo Voltaic/solar)
WEAVER POWER LIMITED | New Deer Battery Storage | New Deer 400kV Substation | 0 | 500 | 500 | 2033-10-31 | Scoping | SHET | Energy Storage System
IGP SOLAR 25 LIMITED | New Deer BESS Station | New Deer 2 400kV Substation | 0 | 500 | 500 | 2033-10-31 | Scoping | SHET | Energy Storage System
NEWLANDS HILL WIND ENERGY HUB LIMITED | Newlands Hill Wind Energy Hub | Newlands Hill 132/33kV | 0 | 119 | 119 | 2029-04-30 | Scoping | SPT | Energy Storage System; Wind Onshore
SOLARFOUR LTD | New Marton Solar Farm - PVDP | Legacy 400kV Substation | 0 | 780 | 780 | 2037-10-31 | Scoping | NGET | Energy Storage System; PV Array (Photo Voltaic/solar)
NEWTONWOOD ENERGY STORAGE LIMITED | Newtonwood BESS | Chesterfield GSP | 0 | 49.9 | 49.9 | 2023-08-15 | Under Construction/Commissioning | NGET | Energy Storage System
Apatura Battery Ltd | Nicolton Road BESS | Nicolton Road 275kV Substation | 0 | 250 | 250 | 2030-10-30 | Scoping | SPT | Energy Storage System
Ninfield 10 Renewables Limited | Ninfield | Sussex and Romney Connection Node A 400kV Substation | 0 | 1000 | 1000 | 2030-10-31 | Scoping | NGET | Energy Storage System; PV Array (Photo Voltaic/solar)
NINFIELD GREEN ENERGY CENTRE LIMITED | Ninfield Green Energy Centre | Ninfield 400kV Substation | 0 | 600 | 600 | 2031-10-31 | Awaiting Consents | NGET | Energy Storage System; PV Array (Photo Voltaic/solar)
STATKRAFT UK LTD | Ninfield Greener Grid Park | Ninfield 400kV Substation | 0 | 0 | 0 | 2027-04-30 | Awaiting Consents | NGET | Energy Storage System; Reactive Compensation
STATKRAFT UK LTD | Ninfield Greener Grid Park | Ninfield 400kV Substation | 0 | 49.9 | 49.9 | 2031-01-31 | Awaiting Consents | NGET | Energy Storage System; Reactive Compensation
STATKRAFT UK LTD | Ninfield Greener Grid Park | Ninfield 400kV Substation | 0 | 400.1 | 450 | 2037-10-31 | Awaiting Consents | NGET | Energy Storage System; Reactive Compensation
EVOLUTION POWER LIMITED | Norfolk001 | Walpole 400kV Substation | 0 | 860 | 860 | 2031-11-30 | Scoping | NGET | Energy Storage System; PV Array (Photo Voltaic/solar)
NORFOLK BOREAS LIMITED | Norfolk Boreas | Necton 400kV Substation | 0 | 400 | 400 | 2029-10-01 | Awaiting Consents | NGET | Wind Offshore
NORFOLK BOREAS LIMITED | Norfolk Boreas | Necton 400kV Substation | 0 | 920 | 1320 | 2030-03-31 | Scoping | NGET | Wind Offshore
ADV 004 LIMITED | Norrington Gate | Melksham 400kV Substation | 0 | 150 | 150 | 2037-09-15 | Consents Approved | NGET | Energy Storage System
CALEDONIA OFFSHORE WIND FARM LIMITED | North East Offshore Wind Farm | New Deer 2 400kV Substation | 0 | 2000 | 2000 | 2033-10-31 | Scoping | SHET | Wind Offshore
NORTH FALLS OFFSHORE WIND FARM LIMITED | North Falls Offshore Wind Farm | North Falls Offshore Platform Substation | 0 | 1000 | 1000 | 2030-10-31 | Scoping | NGET | Wind Offshore
CSE41 LIMITED | NorthFleet 2 BESS | NorthFleet 400kV Substation | 0 | 300 | 300 | 2028-10-31 | Scoping | NGET | Energy Storage System
CSE29 LIMITED | NorthFleet Tertiary | NorthFleet 400kV Substation | 0 | 49.9 | 49.9 | 2026-06-30 | Scoping | NGET | Energy Storage System; PV Array (Photo Voltaic/solar)
C.GEN KILLINGHOLME LIMITED | North Killingholme Power Project | Killingholme 400kV Substation | 0 | 540 | 540 | 2026-10-31 | Consents Approved | NGET | CCGT (Combined Cycle Gas Turbine)
NORTH KYLE WIND FARM LIMITED | North Kyle New Cumnock | New Cumnock 275/132kV | 0 | 212 | 212 | 2024-04-30 | Awaiting Consents | SPT | Wind Onshore
North Lanrigg Battery Storage Ltd | North Lanrigg Battery Storage | North Lanrigg Substation | 0 | 200 | 200 | 2028-10-30 | Scoping | SPT | Demand; Energy Storage System
NLEI LTD | North Lowther Energy Initiative | NLEI GSP | 0 | 151.2 | 151.2 | 2028-04-01 | Scoping | SPT | Wind Onshore
RWE RENEWABLES UK LIMITED | North Sea | RWE North Sea Offshore Substation | 0 | 1500 | 1500 | 2033-01-01 | Scoping | NGET | Wind Offshore
BAYWA R.E. UK LIMITED | Norton | Norton 400kV Substation | 0 | 57 | 57 | 2025-05-01 | Awaiting Consents | NGET | PV Array
ENSO GREEN HOLDINGS LIMITED | Norton ENSO | Norton 400kV Substation | 0 | 400 | 400 | 2032-10-31 | Scoping | NGET | Energy Storage System; PV Array (Photo Voltaic/solar)
Darlington Solar 1 Limited | Norton PV and BESS | Norton 400kV Substation | 0 | 40.9 | 40.9 | 2024-10-31 | Consents Approved | NGET | Energy Storage System; PV Array (Photo Voltaic/solar)
JBM SOLAR PROJECTS 29 LIMITED | Norton Solar Farm | Norton GSP | 0 | 180 | 180 | 2031-10-31 | Scoping | NGET | PV Array (Photo Voltaic/solar)
PIVOTED POWER LLP | Norwich | Norwich GSP | 0 | 57 | 57 | 2024-10-31 | Consents Approved | NGET | Energy Storage System; PV Array (Photo Voltaic/solar)
FLEXION ENERGY SPV 2 LTD | Norwich 100MW BESS | Norwich Main 400kV Substation | 0 | 100 | 100 | 2031-10-31 | Scoping | NGET | Energy Storage System
EDF ENERGY RENEWABLES LIMITED | Norwich 2 | Norwich Main 400kV Substation | 0 | 28 | 28 | 2033-06-30 | Scoping | NGET | Energy Storage System; PV Array (Photo Voltaic/solar)
NORWICH GREEN ENERGY LIMITED | Norwich Green Energy Centre | Norwich Main 400kW Substation | 0 | 400 | 400 | 2031-04-30 | Awaiting Consents | NGET | Energy Storage System; PV Array (Photo Voltaic/solar)
LONG STRATTON ENERGY PARK LIMITED | Norwich Main BESS | Norwich Main 400kV Substation | 0 | 249.9 | 249.9 | 2032-10-31 | Scoping | NGET | Energy Storage System
ASHGREEN ENERGY FARM LIMITED | Norwich Yare | Norwich GSP | 0 | 49.5 | 49.5 | 2024-10-31 | Consents Approved | NGET | Energy Storage System; PV Array (Photo Voltaic/solar)
NOVENTUM POWER SOLAR 12 LIMITED | Noventum - Astwood | West Anglia Connection Node C 400kV Substation | 0 | 480 | 480 | 2034-10-31 | Scoping | NGET | Energy Storage System; PV Array (Photo Voltaic/solar)
NOVENTUM POWER SOLAR 7 LIMITED | Noventum - Biggleswade | Biggleswade 400kV Substation | 0 | 249 | 249 | 2037-10-31 | Scoping | NGET | Energy Storage System; PV Array (Photo Voltaic/solar)
NOVENTUM POWER SOLAR 5 LIMITED | Noventum Cottered | West Anglia Connection Node D 400kV Substation | 0 | 210 | 210 | 2034-10-31 | Scoping | NGET | Energy Storage System; PV Array (Photo Voltaic/solar)
NOVENTUM POWER SOLAR 2 LIMITED | Noventum Hawthorn Pit | Wearside Connection Node B 400kV Substation | 0 | 57 | 57 | 2035-10-30 | Scoping | NGET | Energy Storage System; PV Array (Photo Voltaic/solar)
Noventum Power Solar 8 Limited | Noventum -Long Stratton | North Anglia Connection Node A 400kV | 0 | 460 | 460 | 2034-10-31 | Scoping | NGET | Energy Storage System; PV Array (Photo Voltaic/solar)
NOVENTUM POWER SOLAR 1 LIMITED | Noventum Market Harborough | West Anglia Connection Node F 400kV Substation | 0 | 249 | 249 | 2034-10-31 | Scoping | NGET | Energy Storage System; PV Array (Photo Voltaic/solar)
NOVENTUM POWER SOLAR 4 LIMITED | Noventum Navenby | Trent Valley South Connection Node C 400kV Substation | 0 | 249 | 249 | 2035-10-30 | Scoping | NGET | Energy Storage System; PV Array (Photo Voltaic/solar)
NOVENTUM POWER SOLAR 14 LIMITED | Noventum - Stocksbridge | Leeds South Connection Node C 400kV Substation | 0 | 410 | 410 | 2035-10-30 | Scoping | NGET | Energy Storage System
NOVENTUM POWER SOLAR 3 LIMITED | Noventum Yaxley | North Anglia Connection Node E 400kV Substation | 0 | 150 | 150 | 2034-10-31 | Scoping | NGET | Energy Storage System; PV Array (Photo Voltaic/solar)
Northland Power UK Limited | NPI A Offshore | NPI A 275/66kV Offshore Substation | 0 | 1500 | 1500 | 2033-10-31 | Scoping | SHET | Wind Offshore
NURSLING ENERGY TWO LIMITED | Nursling Tertiary | Nursling 400kV Substation | 49.9 | 0 | 49.9 |  | Built | NGET | Energy Storage System
BAYWA R.E. UK LIMITED | Oaklands Farm Solar PV | Drakelow 132kV Substation | 0 | 162.3 | 162.3 | 2025-06-01 | Scoping | NGET | PV Array
SSE DE SOLAR HOLDCO LIMITED | Oakley | Oakley 400kV Substation | 0 | 600 | 600 | 2038-11-01 | Scoping | NGET | Energy Storage System; PV Array (Photo Voltaic/solar)
P3P PARTNERS LLP | Oakview Farm BESS | Oakview 400kV Substation | 0 | 400 | 400 | 2033-10-31 | Scoping | NGET | Energy Storage System
CARLTON POWER LIMITED | Ochill BESS | Ochill 132kV Substation | 0 | 49.5 | 49.5 | 2028-08-18 | Scoping | SPT | Energy Storage System
HD143OCK LTD | Ocker Hill Tertiary Connection | Ocker Hill 275kV Substation | 0 | 57 | 57 | 2023-10-31 | Consents Approved | NGET | Energy Storage System
PIVOTED POWER LLP | Oldbury (Tertiary) | Oldbury 275kV Substation | 0 | 49.9 | 49.9 | 2027-06-30 | Awaiting Consents | NGET | Energy Storage System
PIVOTED POWER LLP | Oldbury (Tertiary) | Oldbury 275kV Substation | 0 | 7.1 | 57 | 2037-10-31 | Awaiting Consents | NGET | Energy Storage System
Net Zero One Limited | Old Flatts Farm | Brinsworth 275kV Substation | 0 | 750 | 750 | 2027-09-01 | Scoping | NGET | Energy Storage System; PV Array (Photo Voltaic/solar)
SCOTTISHPOWER RENEWABLES (UK) LIMITED | Old Forest of Ae | Old Forest of Ae 33kV Substation | 0 | 56 | 56 | 2027-10-31 | Scoping | SPT | Wind Onshore
STARLIGHT ENERGY UK LIMITED | Old Park Farm | Axminster 132kV Substation | 0 | 200 | 200 | 2038-10-31 | Scoping | NGET | Energy Storage System; PV Array (Photo Voltaic/solar)
Oliver Forest Wind Farm Limited | Olivers Forest Wind Farm | Olivers Forest Wind Farm 132kV Substation | 0 | 79.2 | 79.2 | 2031-04-30 | Scoping | SPT | Wind Onshore
ONE EARTH SOLAR FARM LIMITED | One Earth Solar Farm | High Marnham 400kV Substation | 0 | 500 | 500 | 2027-10-31 | Scoping | NGET | Energy Storage System; PV Array (Photo Voltaic/solar)
ONE PLANET SOLAR FARM LIMITED | One Planet Solar Farm | Eaton Socon 400kV Substation | 0 | 500 | 500 | 2029-10-31 | Scoping | NGET | PV Array (Photo Voltaic/solar)
RE Projects Development Limited | Orchard BESS | Penn 132kV Substation | 0 | 100 | 100 | 2035-10-31 | Scoping | NGET | Energy Storage System
Orddu Energy Park Limited | Orddu Energy Park | Gwyddelwern 400kV Substation | 0 | 85.8 | 85.8 | 2037-10-31 | Scoping | NGET | Wind Onshore
ORMONDE ENERGY LIMITED | Ormonde Offshore Wind Farm | Ormonde 33/132kV Offshore Substation | 150 | 0 | 150 |  | Built | OFTO | Wind Offshore
SSE GENERATION LIMITED | Orrin (part of the Conon Cascade) | Orrin GSP | 18 | 0 | 18 |  | Built | SHET | Hydro
ORSTED POWER (UK) LIMITED | Orsted Celtic Sea (OCS01) | Alverdiscott 400kV Substation | 0 | 1350 | 1350 | 2036-12-06 | Scoping | NGET | Wind Offshore
ORSTED POWER (UK) LIMITED | Orsted Celtic Sea 2 (OCS02) | Alverdiscott 400kV Substation | 0 | 1350 | 1350 | 2036-12-06 | Scoping | NGET | Wind Offshore
YORK ENERGY PARK LIMITED | Osbaldwick PV & BESS Sub | Osbaldwick 400kV Substation | 0 | 249.9 | 249.9 | 2033-08-30 | Scoping | NGET | Energy Storage System; PV Array (Photo Voltaic/solar)
OURACK WIND FARM LLP | Ourack Wind Farm | Ourack Wind Farm 132/33 kV Substation | 0 | 105 | 105 | 2030-10-31 | Scoping | SHET | Energy Storage System; Wind Onshore
Ouse Energy Limited | Ouse Energy Storage | Kemsley 400kV Substation | 0 | 249 | 249 | 2026-08-24 | Scoping | NGET | Energy Storage System
Grupotec Renewables Limited | Outh Muir Energy Park | Dunfermline 132/33kV | 0 | 60 | 60 | 2026-10-31 | Scoping | SPT | Energy Storage System; PV Array (Photo Voltaic/solar)
Templemurry Limited | Overhill BESS | Rothienorman 400kV Substation | 0 | 49.9 | 49.9 | 2024-10-31 | Consents Approved | SHET | Energy Storage System
ENERGYFARM UK OVERHILL LLP | Overhill Wind Farm | Overhill WF 132kV Substation | 0 | 50 | 50 | 2027-06-30 | Consents Approved | SPT | Wind Onshore
SMS ENERGY SERVICES LIMITED | OVERTON440MW BESS | Overton IDNO GSP | 0 | 440 | 440 | 2035-10-31 | Scoping | NGET | Energy Storage System
INNOVA RENEWABLES LIMITED | Overton Green Energy Centre | Overton 400kV Substation | 0 | 1025 | 1025 | 2035-10-24 | Awaiting Consents | NGET | Energy Storage System; PV Array (Photo Voltaic/solar)
ELEMENTS GREEN LIMITED | Overton Solar & Storage Farm | Overton 400kV Substation | 0 | 1400 | 1400 | 2032-06-01 | Scoping | NGET | Energy Storage System
SCOTTISHPOWER RENEWABLES (UK) LIMITED | OWF1 Offshore | OWF1 275/66kV Offshore Substation | 0 | 2000 | 2000 | 2028-04-30 | Scoping | SPT | Wind Offshore
SCOTTISHPOWER RENEWABLES (UK) LIMITED | OWF3 | OWF3 275/66kV Offshore Substation | 0 | 1000 | 1000 | 2031-10-31 | Scoping | SHET | Wind Offshore
SCOTTISHPOWER RENEWABLES (UK) LIMITED | OWF3 | OWF3 275/66kV Offshore Substation | 0 | 2000 | 3000 | 2033-10-31 | Scoping | SHET | Wind Offshore
OFFSHORE WIND POWER LIMITED | OWPL Windfarm | OWPL Windfarm Platform 220/66kV Offshore Substation | 0 | 750 | 750 | 2029-10-31 | Scoping | SHET | Wind Offshore
OFFSHORE WIND POWER LIMITED | OWPL Windfarm | OWPL Windfarm Platform 220/66kV Offshore Substation | 0 | 1500 | 2250 | 2031-10-31 | Scoping | SHET | Wind Offshore
Low Carbon Solar Park 40 Limited | Oxfordshire Energy Park | Didcot 400kV Substation | 0 | 500 | 500 | 2037-10-31 | Scoping | NGET | Energy Storage System; PV Array (Photo Voltaic/solar)
STATKRAFT UK LTD | Oykel Wind Farm | Oykel Wind Farm 132kV Substation | 0 | 79.2 | 79.2 | 2032-10-31 | Scoping | SHET | Wind Onshore
Queequeg Renewables Ltd | Pamber Farm | Bramley | 0 | 480 | 480 | 2037-10-31 | Awaiting Consents | NGET | Energy Storage System
VOLTALIA UK LTD | Park Farm Hybrid Solar and BESS | Patford Bridge 400kV Substation | 0 | 332.4 | 332.4 | 2035-10-31 | Scoping | NGET | Demand; Energy Storage System; PV Array (Photo Voltaic/solar)
Apatura Battery Ltd | Partridge Farm BESS | Sellindge 400kV Substation | 0 | 500 | 500 | 2033-10-31 | Scoping | NGET | Energy Storage System
VOLTIS PEOPLE LIMITED | Patch Elm Solar Substation | Folly Farm 132kV Substation | 0 | 200 | 200 | 2036-12-06 | Scoping | NGET | Energy Storage System; PV Array (Photo Voltaic/solar)
548 UK INVESTMENT HOLDINGS LIMITED | Patford Bridge Farm | Patford Bridge 400kV Substation | 0 | 200 | 200 | 2033-10-31 | Scoping | NGET | Energy Storage System; PV Array (Photo Voltaic/solar)
548 UK INVESTMENT HOLDINGS LIMITED | Patford Bridge Farm 2 | New Patford Bridge 400kV Substation | 0 | 700 | 700 | 2033-10-31 | Scoping | NGET | Energy Storage System; PV Array (Photo Voltaic/solar)
NORTHAMPTON ENERGY PARK LIMITED | Patford Bridge PV & BESS | Patford Bridge 400kV Substation | 0 | 249.9 | 249.9 | 2033-10-30 | Scoping | NGET | Energy Storage System; PV Array (Photo Voltaic/solar)
Renewable Energy Systems Limited | Paxton Dal Energy Park | Paxton Dal Energy Park 400kV Substation | 0 | 600 | 600 | 2030-07-31 | Scoping | SPT | Energy Storage System; PV Array (Photo Voltaic/solar)
PEAK GEN POWER 6 LIMITED | Peak Gen Barry | Aberthaw 132kV Substation | 20 | 0 | 20 |  | Built | NGET | Energy Storage System
PEAK GEN POWER 2 LIMITED | Peak Gen BEGA | Walpole 132kV Substation | 20.5 | 0 | 20.5 |  | Built | NGET | Oil & AGT (Advanced Gas Turbine)
PEAK GEN POWER 11 LIMITED | Peak Gen Bracknell | Fleet 132KV Substation | 20 | 0 | 20 |  | Built | NGET | Oil & AGT (Advanced Gas Turbine)
PEAK GEN POWER 13 LIMITED | Peak Gen Fareham | Nursling 132kV Substation | 21 | 0 | 21 |  | Built | NGET | Gas Reciprocating
PEAK GEN POWER 18 LIMITED | Peak Gen Havant | Lovedean 132KV Substation | 21 | 0 | 21 |  | Built | NGET | Oil & AGT (Advanced Gas Turbine)
PEAK GEN POWER 5 LIMITED | Peak Gen Llandarcy | Swansea North 400kV Substation | 21 | 0 | 21 |  | Built | NGET | Gas Reciprocating
PEAK GEN POWER 14 LIMITED | Peak Gen Makro Exeter | Exeter 132kV Substation | 20 | 0 | 20 |  | Built | NGET | Reactive Compensation
W4B RENEWABLE ENERGY LIMITED | Peak Gen Southampton | Nursling GSP | 24 | 0 | 24 |  | Built | NGET | Gas Reciprocating
PELHAM ENERGY PARK LIMITED | Pelham BESS | Pelham 400kV Substation | 0 | 249.9 | 249.9 | 2032-10-31 | Scoping | NGET | Energy Storage System
548 UK INVESTMENT HOLDINGS LIMITED | Pelham Farm 2 | Pelham 400kV Substation | 0 | 700 | 700 | 2032-10-31 | Scoping | NGET | Energy Storage System; PV Array (Photo Voltaic/solar)
PELHAM GREEN ENERGY CENTRE LTD | Pelham GEC (Ethos Green) | Pelham 400kV Substation | 0 | 480 | 480 | 2035-05-31 | Awaiting Consents | NGET | Demand; Energy Storage System; PV Array (Photo Voltaic/solar); Reactive Compensation
ENSO GREEN HOLDINGS LIMITED | Pembroke (spare bay) | Pembroke 132kV Substation | 0 | 120 | 120 | 2026-10-30 | Scoping | NGET | Energy Storage System; PV Array (Photo Voltaic/solar)
RWE GENERATION UK PLC | Pembroke BESS | Pembroke 400kV Substation | 0 | 350 | 350 | 2026-10-01 | Awaiting Consents | NGET | Energy Storage System
Renesola Hercules Energy 1 Ltd | Pembroke BESS and Solar Station | Pembroke 400kV Substation | 0 | 99.9 | 99.9 | 2028-10-31 | Awaiting Consents | NGET | Energy Storage System; PV Array (Photo Voltaic/solar)
RWE GENERATION UK PLC | Pembroke Power Station | Pembroke 400kV Substation | 2199 | 0 | 2199 |  | Built | NGET | CCGT (Combined Cycle Gas Turbine)
PENCLOE WIND ENERGY LIMITED | Pencloe Windfarm | Pencloe 132/33kV Substation | 0 | 85 | 85 | 2025-07-01 | Consents Approved | SPT | Wind Onshore
PENCLOE WIND ENERGY LIMITED | Pencloe Windfarm | Pencloe 132/33kV Substation | 0 | 34 | 119 | 2028-04-01 | Awaiting Consents | SPT | Wind Onshore
Net Zero One Limited | Penketh Hall Farm | Fiddlers Ferry 275kV Substation | 0 | 249.9 | 249.9 | 2027-09-01 | Scoping | NGET | Energy Storage System
ANGLO ENERGY STORAGE LTD | Penn Battery Storage | Penn 275kV Substation | 0 | 249 | 249 | 2033-06-30 | Scoping | NGET | Energy Storage System
EDF ENERGY RENEWABLES LIMITED | Penninghame Wind Farm | Penninghame Substation | 0 | 60 | 60 | 2031-10-31 | Scoping | SPT | Wind Onshore
O&G Solar (SPV 30) Limited | Penn Renewable BESS & Substation | Penn 132kV Substation | 0 | 99.9 | 99.9 | 2034-10-31 | Scoping | NGET | Energy Storage System; PV Array (Photo Voltaic/solar)
Greenswitch Capital Limited | Penrhiwdarren Farm | Cilfynydd 400kV Substation | 0 | 500 | 500 | 2037-09-15 | Scoping | NGET | Energy Storage System
INNOVA RENEWABLES LIMITED | Pentir Green Energy Centre | Pentir 400kV Substation | 0 | 1025 | 1025 | 2037-10-31 | Awaiting Consents | NGET | Energy Storage System; PV Array (Photo Voltaic/solar)
HIGHLAND WIND LIMITED | Pentland Floating Offshore Wind Farm | OWF-100 Substation | 0 | 100 | 100 | 2025-08-31 | Scoping | SHET | Wind Offshore
CONRAD (REDSCAR) LIMITED | Penwortham (Redscar) | Penwortham GSP | 40 | 0 | 40 |  | Built | NGET | Energy Storage System
CSE28 LIMITED | Penwortham BESS CSE | Penwortham 400kV Substation | 0 | 57 | 57 | 2027-06-01 | Scoping | NGET | Energy Storage System
Penwortham (BES) Ltd | Penwortham BESS | Penwortham 400kV Substation | 0 | 57 | 57 | 2024-10-31 | Scoping | NGET | Energy Storage System
PENWORTHAM GREEN ENERGY LIMITED | Penwortham Green Energy Centre | Penwortham 400kV Substation | 0 | 400 | 400 | 2026-10-31 | Awaiting Consents | NGET | Energy Storage System; PV Array (Photo Voltaic/solar)
PENWORTHAM GREEN ENERGY LIMITED | Penwortham Green Energy Centre | Penwortham 400kV Substation | 0 | 200 | 600 | 2036-10-31 | Awaiting Consents | NGET | Energy Storage System; PV Array (Photo Voltaic/solar)
PEN Y CYMOEDD WIND FARM LIMITED | Pen Y Cymoedd Wind Farm | Rhigos 400kV Substation | 228 | 0 | 228 |  | Built | NGET | Wind Onshore
RE Projects Development Limited | Persley Croft BESS | Persley GSP | 0 | 50 | 50 | 2026-10-31 | Scoping | SHET | Energy Storage System
INNOVA RENEWABLES LIMITED | Perwinnes | Dyce GSP | 0 | 45 | 45 | 2027-01-15 | Scoping | SHET | Energy Storage System; PV Array (Photo Voltaic/solar)
RIVER NENE POWER LIMITED | Peterborough | Walpole 132kV Substation | 245 | 0 | 245 |  | Built | NGET | CCGT (Combined Cycle Gas Turbine)
SSE THERMAL GENERATION (SCOTLAND) LIMITED | Peterhead | Peterhead GSP | 1180 | 0 | 1180 |  | Built | SHET | CCGT (Combined Cycle Gas Turbine)
PETERHEAD FLEXPOWER LTD | Peterhead Battery | Peterhead GSP | 0 | 500 | 500 | 2033-10-31 | Scoping | SHET | Energy Storage System
SSE THERMAL GENERATION (SCOTLAND) LIMITED | Peterhead Carbon Capture | PETERHEAD 275KV SUBSTATION | 0 | 910 | 910 | 2033-10-31 | Scoping | SHET | CCGT (Combined Cycle Gas Turbine)
ETP UK 2 LTD | Peterhead PV and BESS Station | New Deer 2 400kV Substation | 0 | 480 | 480 | 2033-10-31 | Awaiting Consents | SHET | Energy Storage System; PV Array (Photo Voltaic/solar)
MERCIA POWER RESPONSE LIMITED | Petre Street | Pitsmoor GSP | 0 | 49.5 | 49.5 | 2033-10-31 | Scoping | NGET | Energy Storage System
BLUEFLOAT ENERGY UK HOLDINGS LIMITED | Petroc Extension Offshore Wind Farm | Alverdiscott 400kV Substation | 0 | 1000 | 1000 | 2036-12-06 | Scoping | NGET | Wind Offshore
BLUEFLOAT ENERGY UK HOLDINGS LIMITED | Petroc Offshore Wind Farm | Alverdiscott 400kV Substation | 0 | 300 | 300 | 2029-03-31 | Scoping | NGET | Wind Offshore
BP ALTERNATIVE ENERGY INVESTMENTS LIMITED | Phoenix 1B Offshore Wind Farm | Phoenix 1B 275/66kV Offshore Substation | 0 | 1500 | 1500 | 2033-10-31 | Scoping | SPT | Wind Offshore
Harmony (PW) Limited | Pillswood BESS Phase 1 | Creyke Beck GSP | 49.9 | 0 | 49.9 |  | Built | NGET | Energy Storage System
Harmony (PW) 2 Limited | Pillswood BESS Phase 2 | Creyke Beck GSP | 49.9 | 0 | 49.9 |  | Built | NGET | Energy Storage System
PINES BURN WIND FARM LLP | Pines Burn Wind Farm | Hawick 132/33kV | 0 | 50 | 50 | 2023-08-02 | Consents Approved | SPT | Wind Onshore
Vital Energi Solutions Limited | Pitkerro Road | Milton of Craigie GSP | 0 | 49.9 | 49.9 | 2033-10-31 | Scoping | SHET | Energy Storage System
SSE GENERATION LIMITED | Pitlochry (part of the Clunie Cascade) | Pitlochry (Clunie Cascade Hydro Scheme) | 15 | 0 | 15 |  | Built | SHET | Hydro
C A Ramsay Partnership | Pittlesheugh Farm | Eccles 132kV Substation | 0 | 340 | 340 | 2030-10-31 | Scoping | SPT | Energy Storage System
PIVOTED POWER LLP | Pivot Power Harker Hybrid | Harker 400kV Substation | 0 | 57 | 57 | 2029-10-31 | Consents Approved | NGET | Energy Storage System; PV Array (Photo Voltaic/solar)
LIGHTSOURCE SPV 192 LIMITED | Plas Power Estate North Tertiary | Legacy 400kV Substation | 0 | 57 | 57 | 2026-08-01 | Scoping | NGET | Energy Storage System; PV Array (Photo Voltaic/solar)
VIRIDIS 178 LIMITED | Plymouth Main | Landulph GSP | 25.52 | 0 | 25.52 |  | Built | NGET | CHP (Combined Heat and Power)
VIRIDIS 178 LIMITED | Plymouth Rock | Landulph GSP | 15.08 | 0 | 15.08 |  | Built | NGET | CHP (Combined Heat and Power)
POGBIE WIND FARM (GRID) LIMITED | Pogbie Wind Farm | Pogbie 33kV | 9.6 | 0 | 9.6 |  | Built | SPT | Wind Onshore
Pond Flexible Energy Park Limited | Pond Flexible Energy Park | Bathgate 132/33kV Substation | 0 | 200 | 200 | 2031-06-30 | Scoping | SPT | Energy Storage System
PD688IRO LTD | Pond Hill Farm 1 | Minety 400kV Substation | 0 | 47.5 | 47.5 | 2025-04-30 | Consents Approved | NGET | Battery Storage
PD688IRO LTD | Pond Hill Farm 2 BESS | Minety 400kV Substation | 0 | 47.5 | 47.5 | 2025-05-31 | Consents Approved | NGET | Battery Storage
YORK ENERGY PARK LIMITED | Poppleton PV & BESS Sub | Thormanby 400kV Substation | 0 | 249.9 | 249.9 | 2035-10-24 | Scoping | NGET | Energy Storage System; PV Array (Photo Voltaic/solar)
MOSTYN SEAPOWER LIMITED | Port of Mostyn | Connah's Quay 400kV Substation | 0 | 210 | 210 | 2027-04-01 | Scoping | NGET | Tidal
SOURCE ENERGIE LIMITED | Portwind | Chickerell 400kV Substation | 0 | 2500 | 2500 | 2036-12-06 | Scoping | NGET | Energy Storage System; PV Array (Photo Voltaic/solar); Wind Offshore
POWERSITE LTD | Powersite @ Drakelow | Drakelow 400kV Substation | 0 | 380 | 380 | 2020-10-01 | Under Construction/Commissioning | NGET | CCGT (Combined Cycle Gas Turbine)
PRIESTGILL WIND FARM LIMITED | Priestgill Wind Farm | Elvanfoot 275/132/33kV | 0 | 43.63 | 43.63 | 2024-12-06 | Consents Approved | SPT | Wind Onshore
PROGRESS POWER LIMITED | Progress Power Station | Yaxley 400kV Substation | 0 | 299 | 299 | 2024-06-28 | Under Construction/Commissioning | NGET | OCGT (Open Cycle Gas Turbine)
Greta IV Limited | Project Number 4 | North Anglia Connection Node B 400kV Substation | 0 | 500 | 500 | 2033-10-31 | Scoping | NGET | Energy Storage System; PV Array (Photo Voltaic/solar)
TRIBUS CLEAN ENERGY LIMITED | Project Number 6 | Cottam 400kV Substation | 0 | 500 | 500 | 2034-10-30 | Scoping | NGET | Energy Storage System
TRIBUS CLEAN ENERGY LIMITED | Project Number 8 | Trent Valley South Connection Node B 400kV Substation. | 0 | 500 | 500 | 2034-10-30 | Scoping | NGET | Energy Storage System
KEADBY GENERATION LIMITED | Protos Power Station | Elton 400kV Substation | 0 | 910 | 910 | 2037-11-01 | Scoping | NGET | CCGT (Combined Cycle Gas Turbine)
Vital Energi Solutions Limited | Provan Gas Works BESS | Carntyne 132/33kV | 0 | 49.9 | 49.9 | 2026-06-30 | Scoping | SPT | Energy Storage System
SOLARFOUR LTD | PVDP Scarning | Scarning 400kV Substation | 0 | 650 | 650 | 2034-10-31 | Scoping | NGET | Energy Storage System; PV Array (Photo Voltaic/solar)
VATTENFALL WIND POWER LTD | Quantans Hill Wind Farm | Quantans Hill 132kV Substation | 0 | 95 | 95 | 2027-04-30 | Scoping | SPT | Wind Onshore
SSE GENERATION LIMITED | Quoich (part of the Garry Cascade) | Quoich GSP | 18 | 0 | 18 |  | Built | SHET | Hydro
RACE BANK WIND FARM LIMITED | Race Bank Wind Farm | Race Bank 132kV Substation | 565 | 0 | 565 |  | Built | NGET | Wind Offshore
Bluestone Energy Ltd | RAF Newton PV solar | Stoke Bardolph GSP | 0 | 149.7 | 149.7 | 2032-10-31 | Scoping | NGET | PV Array (Photo Voltaic/solar)
RAMPION EXTENSION DEVELOPMENT LIMITED | Rampion Extension Offshore Wind Farm | Rampion Offshore Wind Farm | 0 | 1200 | 1200 | 2026-08-01 | Scoping | NGET | Wind Offshore
RAMPION OFFSHORE WIND LIMITED | Rampion Offshore Wind Farm | Rampion 33/132kV Offshore | 400 | 0 | 400 |  | Built | NGET | Wind Offshore
SSE DE SOLAR HOLDCO LIMITED | Ranby | Jubilee Farm 275kV Substation | 0 | 600 | 600 | 2034-08-30 | Scoping | NGET | Energy Storage System; PV Array (Photo Voltaic/solar)
ENSO GREEN HOLDINGS LIMITED | Rassau | Rassau 400kV Substation | 0 | 400 | 400 | 2030-10-31 | Scoping | NGET | Energy Storage System; PV Array (Photo Voltaic/solar); Wind Onshore
WP Grid Services 16 Limited | Rassau Stability Services Limited | Rassau 400kV Substation | 0 | 0 | 0 | 2037-10-31 | Scoping | NGET | Reactive Compensation
UNIPER UK LIMITED | Ratcliffe EMERGE | Ratcliffe GSP | 0 | 49.9 | 49.9 | 2024-07-01 | Awaiting Consents | NGET | Waste
VOLTIS PEOPLE LIMITED | Ratcliffe Kegworth Road BEGA | Ratcliffe-On-Soar 132kV Substation | 0 | 140 | 140 | 2033-10-30 | Scoping | NGET | Energy Storage System; PV Array (Photo Voltaic/solar)
STARLIGHT ENERGY UK LIMITED | Ratcliffe on Soar ENERGY | Ratcliffe-On-Soar GSP | 0 | 200 | 200 | 2034-10-31 | Scoping | NGET | Energy Storage System; PV Array (Photo Voltaic/solar)
UNIPER UK LIMITED | Ratcliffe on Soar | Ratcliffe-On-Soar 400kV Substation | 1224.7 | 0 | 1224.7 |  | Built | NGET | Demand;OCGT (Open Cycle Gas Turbine);PV Array (Photo Voltaic/solar);Waste
ENSO GREEN HOLDINGS C LIMITED | Ratcliffe-on-Soar ENSO | Ratcliffe-On-Soar 132kV Substation | 0 | 190 | 190 | 2029-07-30 | Scoping | NGET | Energy Storage System; PV Array (Photo Voltaic/solar)
FPC Electric Land Limited | Ratcliffe on Soar BESS | Ratcliffe-On-Soar 132kV Substation | 0 | 120 | 120 | 2034-10-31 | Scoping | NGET | Energy Storage System
KEGWORTH 10 RENEWABLES LTD | Ratcliffe on Soar Farm | Kegworth B 400kV Substation | 0 | 1000 | 1000 | 2034-10-31 | Scoping | NGET | Energy Storage System; PV Array (Photo Voltaic/solar)
ENSO GREEN HOLDINGS LIMITED | Ratcliffe-on-Soar II | Ratcliffe-On-Soar 400kV Substation | 0 | 200 | 200 | 2030-10-31 | Scoping | NGET | Energy Storage System; PV Array (Photo Voltaic/solar)
ENSO GREEN HOLDINGS LIMITED | Ratcliffe-on-Soar II | Ratcliffe-On-Soar 400kV Substation | 0 | 100 | 300 | 2031-10-31 | Scoping | NGET | Energy Storage System; PV Array (Photo Voltaic/solar)
ENSO GREEN HOLDINGS LIMITED | Ratcliffe-on-Soar II | Ratcliffe-On-Soar 400kV Substation | 0 | 100 | 400 | 2032-10-31 | Scoping | NGET | Energy Storage System; PV Array (Photo Voltaic/solar)
O&G Solar (SPV 49) Limited | Ratcliffe-On-Soar PV & BESS | Kegworth B 400kV Substation | 0 | 249.9 | 249.9 | 2033-06-30 | Scoping | NGET | Energy Storage System; PV Array (Photo Voltaic/solar)
Downing Renewable Developments LLP | Rat Hall Mod App | Burwell South 400kV Substation | 0 | 500 | 500 | 2032-10-31 | Scoping | NGET | Energy Storage System; PV Array (Photo Voltaic/solar)
Downing Renewable Developments LLP | Rat Hall Solar | Burwell South 400kV Substation | 0 | 200 | 200 | 2032-10-31 | Scoping | NGET | Energy Storage System; PV Array (Photo Voltaic/solar)
RENEWCO POWER LIMITED | Ravengill Renewable Energy Park | Elvanfoot 275/132/33kV | 0 | 249.9 | 249.9 | 2036-10-31 | Scoping | SPT | Energy Storage System; PV Array (Photo Voltaic/solar); Wind Onshore
ALCEMI STORAGE DEVELOPMENTS 6 LIMITED | Rawhills Battery Energy Storage Facility | Coalburn 400kV GIS Substation | 0 | 500 | 500 | 2027-04-16 | Scoping | SPT | Energy Storage System
RAYLEIGH GREEN LIMITED | Rayleigh 1 Tertiary | Rayleigh Main 400kV Substation | 0 | 49.9 | 49.9 | 2023-10-31 | Scoping | NGET | Energy Storage System; PV Array (Photo Voltaic/solar)
RAYLEIGH GREEN LIMITED | Rayleigh 1 Tertiary | Rayleigh Main 400kV Substation | 0 | 7.1 | 57 | 2025-10-31 | Scoping | NGET | PV Array
ENSO GREEN HOLDINGS LIMITED | Rayleigh 2 Tertiary | Rayleigh Main 400kV Substation | 0 | 49.9 | 49.9 | 2025-10-31 | Scoping | NGET | PV Array
ENSO GREEN HOLDINGS LIMITED | Rayleigh 2 Tertiary | Rayleigh Main 400kV Substation | 0 | 7.1 | 57 | 2027-10-31 | Scoping | NGET | Energy Storage System; PV Array (Photo Voltaic/solar)
Recell Energy Bloom Developments Limited | Recell at Penrhos (BEGA) | Penrhos GSP | 0 | 150 | 150 | 2025-10-30 | Consents Approved | NGET | Biomass
Recell Energy Bloom Developments Limited | Recell at Penrhos (BEGA) | Penrhos GSP | 0 | 60 | 210 | 2027-10-31 | Consents Approved | NGET | Biomass
CINERGY GLOBAL POWER (UK) LIMITED | Redditch | Feckenham GSP | 29 | 0 | 29 |  | Built | NGET | CCGT (Combined Cycle Gas Turbine)
VIRIDIS 178 LIMITED | Redfield Road A | Ratcliffe GSP | 20.88 | 0 | 20.88 |  | Built | NGET | CHP (Combined Heat and Power)
VIRIDIS 178 LIMITED | Redfield Road B | Ratcliffe GSP | 20.88 | 0 | 20.88 |  | Built | NGET | Thermal
Renewable Energy Systems Limited | Red Hill Energy Park | Monk Fryston 400kV Substation | 0 | 800 | 800 | 2035-10-24 | Scoping | NGET | Demand; Energy Storage System; PV Array (Photo Voltaic/solar)
CAMBRIDGE POWER LIMITED | Red House Farm - Friston 400kV 249MW connection | Friston 400kV Substation | 0 | 249 | 249 | 2034-10-31 | Scoping | NGET | Energy Storage System
STATKRAFT HIGHLANDS PSH LIMITED | Red John PSH | Red John 275kV Switching Station | 0 | 450 | 450 | 2028-07-31 | Scoping | SHET | Pump Storage
Greenswitch Capital Limited | Red Moss Farm | Red Moss GSP | 0 | 300 | 300 | 2030-10-30 | Scoping | SPT | Energy Storage System
BAYWA R.E. UK LIMITED | Redshaw Energy Park | Linmill 132/33kV | 0 | 500 | 500 | 2031-10-30 | Scoping | SPT | Energy Storage System
Enviromena Project Management UK Limited | Rhigos BESS | Rhigos 400kV Substation | 0 | 221 | 221 | 2037-10-31 | Scoping | NGET | Energy Storage System
KONA ASSET 4 LIMITED | Rhigos BESS KONA | South Wales West Connection Node A 400kV Substation | 0 | 225 | 225 | 2037-10-31 | Scoping | NGET | Energy Storage System
REWE 11 Limited | Rhigos BESS REWE | Rhigos 400kV Substation | 0 | 200 | 200 | 2037-10-30 | Scoping | NGET | Energy Storage System
M2 Energy Storage Limited | Riccarton | Currie 275/132/11kV | 0 | 150 | 150 | 2029-04-13 | Scoping | SPT | Energy Storage System; PV Array (Photo Voltaic/solar)
RICHBOROUGH ENERGY PARK LIMITED | Richborough 1 | Richborough 400kV Substation | 0 | 50 | 50 |  | Built | NGET | Energy Storage System
RICHBOROUGH ENERGY PARK LIMITED | Richborough 2 | Richborough 400kV Substation | 0 | 50 | 50 |  | Built | NGET | Energy Storage System
CAMBRIDGE POWER LIMITED | Ridham Battery Storage | Kemsley 400kV Substation | 0 | 350 | 350 | 2031-10-31 | Scoping | NGET | Energy Storage System
Firma Vogt Solar Ltd | RIGG HOUSE PV FARM | Harker GSP | 0 | 150 | 150 | 2037-10-31 | Scoping | NGET | PV Array (Photo Voltaic/solar)
FIELD DEVCO LTD | Rigifa BESS | Gills Bay 132kV | 0 | 200 | 200 | 2031-07-31 | Scoping | SHET | Energy Storage System
RIVOX WIND ENERGY HUB LIMITED | Rivox Wind Farm | Rivox 132/33kV | 0 | 220 | 220 | 2031-10-10 | Scoping | SPT | Energy Storage System; Wind Onshore
ROARING HILL ENERGY STORAGE LTD | Roaring Hill Energy Storage Facility | Glenrothes GSP | 0 | 49.99 | 49.99 | 2023-07-28 | Scoping | SPT | Energy Storage System
RWE RENEWABLES UK ROBIN RIGG EAST LIMITED | Robin Rigg East Offshore Wind Farm | Robin Rigg East 132/33kV Offshore Substation | 86 | 0 | 86 |  | Built | OFTO | Wind Offshore
RWE RENEWABLES UK ROBIN RIGG WEST LIMITED | Robin Rigg West Offshore Wind Farm | Robin Rigg West Offshore Wind Farm Substation | 92 | 0 | 92 |  | Built | OFTO | Wind Offshore
Rochdale (BES) Ltd | Rochdale BESS | Rochdale 275kV Substation | 0 | 57 | 57 | 2024-06-30 | Scoping | NGET | Energy Storage System
VATTENFALL WIND POWER LTD | Rochester Renewable Project | Kingsnorth GSP | 0 | 60 | 60 | 2028-09-22 | Scoping | NGET | Energy Storage System; PV Array (Photo Voltaic/solar); Wind Onshore
ROCKSAVAGE POWER COMPANY, LTD. | Rocksavage | Rocksavage 400kV Substation | 810 | 0 | 810 |  | Built | NGET | CCGT (Combined Cycle Gas Turbine)
Greenswitch Capital Limited | Roger Hill Farm | Roger Hill Farm 132kV substation | 0 | 200 | 200 | 2031-10-31 | Scoping | SPT | Energy Storage System; PV Array (Photo Voltaic/solar)
GPC 680 Ltd | Rogerton Cottage BESS | East Kilbride 275/33kV | 0 | 55 | 55 | 2026-08-19 | Scoping | SPT | Energy Storage System
CBS ENERGY STORAGE ASSETS UK LIMITED | Roosecote | Roosecote 132kV Substation | 49 | 0 | 49 |  | Built | NGET | Energy Storage System
Rosefield Energyfarm Limited | Rosefield | East Claydon 400kV Substation | 0 | 500 | 500 | 2031-10-31 | Awaiting Consents | NGET | Energy Storage System; PV Array (Photo Voltaic/solar)
Rothienorman Flexpower A Ltd | Rothienorman 50MW BESS | Rothienorman GSP | 0 | 50 | 50 | 2024-10-31 | Scoping | SHET | Energy Storage System
Rothienorman Flexpower A Ltd | Rothienorman Battery | Rothienorman 400kV Substation | 0 | 500 | 500 | 2033-10-31 | Scoping | SHET | Energy Storage System
ROTHIENORMAN GRID SERVICES LIMITED | Rothienorman Sync Comp | Rothienorman 400kV Substation | 0 | 0 | 0 | 2024-03-31 | Consents Approved | SHET | Reactive Compensation
Koehler Renewable Energy UK Limited | Rowancraig Wind Farm | Glenglass 132/33kV | 0 | 40 | 40 | 2028-10-30 | Scoping | SPT | Wind Onshore
ENERGYFARM ROWAN LLP | Rowan Wind Energyfarm | Crossaig 132kV Substation | 0 | 90.8 | 90.8 | 2034-10-31 | Scoping | SHET | Energy Storage System; Wind Onshore
TELIS ENERGY UK LIMITED | Rugby High Impact Green Energy Hub (HIGEH) 1 | Enderby 400kV Substation | 0 | 1000 | 1000 | 2034-10-31 | Scoping | NGET | Energy Storage System; Nuclear; PV Array (Photo Voltaic/solar); Wind Onshore
IGP SOLAR 17 LIMITED | Rugeley IGP | Rugeley GSP | 0 | 600 | 600 | 2029-08-30 | Scoping | NGET | Energy Storage System; PV Array (Photo Voltaic/solar)
RUGELEY POWER GENERATION LIMITED | Rugeley | Rugeley GSP | 0 | 50 | 50 | 2032-10-30 | Scoping | NGET | Coal
RUGELEY POWER GENERATION LIMITED | Rugeley Battery Storage | Rugeley 400kV Substation | 0 | 400 | 400 | 2033-10-30 | Scoping | NGET | Energy Storage System
ECOCEL ENERGY (STORAGE) LTD | Rutherend Farm | East Kilbride 275kV Substation | 0 | 200 | 200 | 2033-10-31 | Scoping | SPT | Energy Storage System
RYE HOUSE 10 RENEWABLES LIMITED | Rye House | London North East Connection Node A | 0 | 1000 | 1000 | 2031-10-31 | Scoping | NGET | Energy Storage System; PV Array (Photo Voltaic/solar)
VPI POWER LIMITED | Rye House VPI | Rye House GSP | 715 | 0 | 715 |  | Built | NGET | CCGT (Combined Cycle Gas Turbine)
ENSO GREEN HOLDINGS LIMITED | Rye House (Tertiary) | Rye House 400kV Substation | 0 | 49.9 | 49.9 | 2025-10-31 | Scoping | NGET | Battery Storage
ENSO GREEN HOLDINGS LIMITED | Rye House (Tertiary) | Rye House 400kV Substation | 0 | 7.1 | 57 | 2027-10-31 | Scoping | NGET | Energy Storage System
548 UK INVESTMENT HOLDINGS LIMITED | Ryhall Farm | Casewick 400kV Substation | 0 | 200 | 200 | 2034-10-31 | Scoping | NGET | Energy Storage System; PV Array (Photo Voltaic/solar)
GREAT CASTERTON ENERGY PARK LIMITED | Ryhall PV & BESS | Casewick 400kV Substation | 0 | 249.9 | 249.9 | 2034-10-31 | Scoping | NGET | Energy Storage System; PV Array (Photo Voltaic/solar)
SIMEC USKMOUTH POWER LIMITED | SAE Usk 1 | Uskmouth 275kV Substation | 0 | 349 | 349 | 2037-10-31 | Scoping | NGET | Energy Storage System
SAGE NORTH SEA LIMITED | SAGE Solar | REVIEW - St Fergus Mobil | 0 | 20 | 20 | 2025-06-30 | Scoping | SHET | PV Array
SALAMANDER WIND PROJECT COMPANY LIMITED | Salamander Offshore Wind Farm | Peterhead GSP | 0 | 200 | 200 | 2029-10-31 | Scoping | SHET | Wind Offshore
WKN SALLACHY LIMITED | Sallachy Wind Farm | Cassley GSP | 0 | 49.5 | 49.5 | 2027-08-31 | Awaiting Consents | SHET | Wind Onshore
NEW ENERGY PARTNERSHIP LIMITED | Saltcoats NEP BESS Facility | Saltcoats 132/33kV | 0 | 100 | 100 | 2029-10-31 | Scoping | SPT | Energy Storage System
Saltend Cogeneration Company Limited | Saltend | Saltend South 400kV Substation | 1100 | 0 | 1100 |  | Built | NGET | CCGT (Combined Cycle Gas Turbine)
EEB74 LIMITED | Saltend North BESS & PV | Hedon 275kV Substation | 0 | 200 | 200 | 2035-10-30 | Scoping | NGET | Energy Storage System
BUCCLEUCH ESTATES, LTD. (THE) | Salters Battery Storage | Smeaton 400/275kV | 0 | 200 | 200 | 2031-10-31 | Scoping | SPT | Energy Storage System
HARMONY ENERGY LIMITED | Saltholme BESS | Saltholme 275kV Substation | 0 | 200 | 200 | 2035-10-26 | Scoping | NGET | Energy Storage System
SSE DE SOLAR HOLDCO LIMITED | SANDFORD | Sandford 400kV | 0 | 600 | 600 | 2037-10-20 | Scoping | NGET | Energy Storage System; PV Array (Photo Voltaic/solar)
SANDY KNOWE WIND FARM LIMITED | Sandy Knowe Wind Farm | Sandyknowe 132/33kV | 86.4 | 0 | 86.4 |  | Built | SPT | Wind Onshore
SANDY KNOWE WIND FARM LIMITED | Sandy Knowe Wind Farm | Sandyknowe 132/33kV | 0 | 21.6 | 108 | 2027-10-31 | Awaiting Consents | SPT | Wind Onshore
SANQUHAR II COMMUNITY WIND CO LTD | Sanquhar II Wind Farm | Sanquhar 132/33kV | 0 | 250 | 250 | 2024-04-30 | Consents Approved | SPT | Wind Onshore
SANQUHAR COMMUNITY WIND COMPANY LIMITED | Sanquhar Wind Farm | Sanquhar 132/33kV | 30 | 0 | 30 |  | Built | SPT | Wind Onshore
BLUEFLOAT ENERGY UK HOLDINGS LIMITED | Scaraben Offshore Wind Farm | Scaraben 132kV Offshore Substation | 0 | 100 | 100 | 2033-10-31 | Scoping | SHET | Wind Offshore
CONNECTID 3 LIMITED | Scarning | Scarning 400kV Substation | 0 | 1400 | 1400 | 2034-10-31 | Scoping | NGET | Demand; Energy Storage System; PV Array (Photo Voltaic/solar); Reactive Compensation
STATKRAFT UK LTD | Scatsta1 Greener Grid Park | Scatsta 132kV | 0 | 5 | 5 | 2028-10-31 | Scoping | SHET | Energy Storage System
STATKRAFT UK LTD | Scatsta Greener Grid Park | Scatsta 132kV | 0 | 49.9 | 49.9 | 2028-10-31 | Scoping | SHET | Demand; Energy Storage System
ORSTED ONSHORE UK LIMITED | Scaw Law Wind Farm | Scaw Law 132kV substation | 0 | 60 | 60 | 2036-10-31 | Scoping | SPT | Energy Storage System; Wind Onshore
EQUINOR NEW ENERGY LIMITED | Scira-Dudgeon Extension | Norwich Main 400kV Substation | 0 | 719 | 719 | 2029-01-01 | Scoping | NGET | Wind Offshore
EQUINOR NEW ENERGY LIMITED | Scira-Dudgeon Extension | Norwich Main 400kV Substation | 0 | 231 | 950 | 2031-10-31 | Scoping | NGET | Wind Offshore
EQUINOR NEW ENERGY LIMITED | Scira-Dudgeon Extension | Norwich Main 400kV Substation | 0 | 400 | 1350 | 2034-10-01 | Scoping | NGET | Wind Offshore
Renewable Energy Systems Limited | Sclenteuch Energy Park | Sclenteuch Energy Park 132kV | 0 | 54 | 54 | 2029-10-31 | Scoping | SPT | Energy Storage System; Wind Onshore
CWP Energy Limited | Scoop Hill Wind Farm | Scoop Hill Wind Farm 132kV Substation | 0 | 500 | 500 | 2025-08-28 | Scoping | SPT | Wind Onshore
TBC 002 LIMITED | Scotsburn Road | Fyrish 275kV Substation | 0 | 170 | 170 | 2030-10-31 | Scoping | SHET | Energy Storage System
Bluestone Energy Ltd | Scottish Water Airdrie STW 60MW BESS | Coatbridge GSP | 0 | 45 | 45 | 2028-10-31 | Scoping | SPT | Energy Storage System
SEABANK POWER LIMITED | Seabank | Seabank 400kV Substation | 1234 | 0 | 1234 |  | Built | NGET | CCGT (Combined Cycle Gas Turbine)
PIVOTED POWER LLP | Seabank (Tertiary) | Seabank 400kV Substation | 0 | 49.9 | 49.9 | 2023-11-01 | Awaiting Consents | NGET | Energy Storage System
SEAGREEN 1A LIMITED | Seagreen 1A Offshore Wind Farm | Cockenzie 400/275/33kV | 0 | 500 | 500 | 2026-04-01 | Under Construction/Commissioning | SPT | Wind Offshore
Seagreen Wind Energy Limited | Seagreen 1 Offshore Wind Farm | Tealing 275/33kV Substation | 0 | 10 | 10 | 2022-02-15 | Consents Approved | SHET | Wind Offshore
Seagreen Wind Energy Limited | Seagreen 1 Offshore Wind Farm | Tealing 275/33kV Substation | 0 | 590 | 600 | 2022-04-01 | Consents Approved | SHET | Wind Offshore
Seagreen Wind Energy Limited | Seagreen 1 Offshore Wind Farm | Tealing 275/33kV Substation | 0 | 475 | 1075 | 2022-07-01 | Consents Approved | SHET | Wind Offshore
Shetland Offshore Wind Limited | Sealtainn Offshore Wind Farm | Sealtainn 275kV Offshore | 0 | 500 | 500 | 2033-10-31 | Scoping | SHET | Wind Offshore
Bluestone Energy Ltd | SEC 1 BESS | Finnieston 132/33kV | 0 | 60 | 60 | 2031-07-17 | Scoping | SPT | Energy Storage System
NUCLEAR DECOMMISSIONING AUTHORITY | Sellafield | Hutton 132kV Substation | 155 | 0 | 155 |  | Built | NGET | CHP (Combined Heat and Power)
PIVOTED POWER LLP | Sellindge (Tertiary) | Sellindge 400kV Substation | 0 | 49.9 | 49.9 | 2024-11-01 | Awaiting Consents | NGET | Energy Storage System
SELLINDGE GRID SERVICES LIMITED | Sellindge Grid Stability Services | Sellindge 400kV Substation | 0 | 0 | 0 | 2025-10-31 | Consents Approved | NGET | Reactive Compensation
Sellindge West 10 Renewables Limited | Sellindge West | East Kent connection node A 400kV Substation | 0 | 1000 | 1000 | 2037-10-31 | Scoping | NGET | Energy Storage System; PV Array (Photo Voltaic/solar)
SEVERN POWER LIMITED | Severn Power | Uskmouth 275kV Substation | 850 | 0 | 850 |  | Built | NGET | CCGT (Combined Cycle Gas Turbine)
FPC Electric Land Limited | Severn Road Avonmouth | Seabank GSP | 0 | 135 | 135 | 2033-10-30 | Scoping | NGET | Energy Storage System; Gas Reciprocating
UK POWER RESERVE LIMITED | Sevington | Sellindge 132kV Substation | 10 | 0 | 10 |  | Built | NGET | CCGT (Combined Cycle Gas Turbine)
TAGENERGY DEVELOPMENT UK LIMITED | Shaftesbury Energy Park | Shaftesbury 132kV Substation | 0 | 99.9 | 99.9 | 2036-12-06 | Scoping | NGET | Energy Storage System
EP SHB LIMITED | SHBEC | South Humber Bank 400kV Substation | 0 | 83 | 83 | 2026-07-31 | Consents Approved | NGET | Waste
SHEAF ENERGY LIMITED | Sheaf Energy | Richborough 400kV Substation | 0 | 249 | 249 | 2025-04-30 | Consents Approved | NGET | Battery Storage
Sheilhill Battery Storage Limited | Sheilhill Battery Storage | REVIEW - St Fergus | 0 | 100 | 100 | 2033-10-31 | Awaiting Consents | SHET | Demand; Energy Storage System
SCOTTISHPOWER RENEWABLES (UK) LIMITED | Sheirdrim Wind Farm | Sheirdrim 132kV Substation | 0 | 84 | 84 | 2029-10-31 | Scoping | SHET | Wind Onshore
SETT WIND DEVELOPMENT LIMITED | Shepherds Rig Wind Farm | Shepherds Rig Wind Farm 132kV Substation | 0 | 84.6 | 84.6 | 2024-07-30 | Scoping | SPT | Wind Onshore
SCIRA OFFSHORE ENERGY LIMITED | Sheringham Shoal Offshore Wind Farm | Sheringham Shoal 33/132kV Offshore Substations | 315 | 0 | 315 |  | Built | OFTO | Wind Offshore
CSE43 LIMITED | Shipley Road BESS | Lovedean 400kV Substation | 0 | 400 | 400 | 2031-10-21 | Scoping | NGET | Energy Storage System
VPI POWER LIMITED | Shoreham | Bolney 400kV Substation | 420 | 0 | 420 |  | Built | NGET | CCGT (Combined Cycle Gas Turbine)
VPI POWER LIMITED | Shoreham | Bolney 400kV Substation | 40 | 0 | 460 |  | Built | NGET | CCGT (Combined Cycle Gas Turbine)
VPI POWER LIMITED | Shoreham | Bolney 400kV Substation | 0 | -40 | 420 | 2026-10-01 | Under Construction/Commissioning | NGET | CCGT (Combined Cycle Gas Turbine)
VPI POWER LIMITED | Shoreham | Bolney 400kV Substation | 0 | 40 | 460 | 2029-12-31 | Under Construction/Commissioning | NGET | CCGT (Combined Cycle Gas Turbine)
Shotwick Land Limited | Shotwick BESS | Capenhurst 400kV Substation | 0 | 349.99 | 349.99 | 2037-10-30 | Scoping | NGET | Energy Storage System
LOW CARBON SOLAR PARK 34 LIMITED | Shropshire Energy Park | Shrewsbury 400kV Substation | 0 | 500 | 500 | 2033-10-31 | Scoping | NGET | Energy Storage System; PV Array (Photo Voltaic/solar)
FIELD DEVCO LTD | Shurton BESS | West Country Connection Node D 400kV Substation | 0 | 200 | 200 | 2037-10-31 | Scoping | NGET | Energy Storage System
IB VOGT UK LTD | Siddington BESS Station | Daines 400kV Substation | 0 | 240 | 240 | 2037-10-31 | Scoping | NGET | Energy Storage System
SINCLAIR OFFSHORE WIND FARM LIMITED | Sinclair Offshore Wind Farm | Peterhead 400kV Substation | 0 | 100 | 100 | 2033-10-31 | Scoping | SHET | Wind Offshore
EDF ENERGY NUCLEAR GENERATION LIMITED | Sizewell B | Sizewell 132kV Substation | 1230 | 0 | 1230 |  | Built | NGET | Nuclear
Sizewell C Limited | Sizewell C | Sizewell 400kV Substation | 0 | 1670 | 1670 | 2035-07-31 | Awaiting Consents | NGET | Nuclear
Sizewell C Limited | Sizewell C | Sizewell 400kV Substation | 0 | 1670 | 3340 | 2036-07-31 | Awaiting Consents | NGET | Nuclear
SIZING JOHN LIMITED | Sizing John (Rainhill) | Rainhill GSP | 0 | 57 | 57 | 2024-10-30 | Consents Approved | NGET | Energy Storage System
SIZING JOHN LIMITED | Sizing John (Rainhill) | Rainhill GSP | 0 | 85.5 | 142.5 | 2026-09-25 | Consents Approved | NGET | Energy Storage System
GALILEO 13 LIMITED | Sleat Hybrid | Broadford GSP | 0 | 100 | 100 | 2034-10-31 | Scoping | SHET | Energy Storage System; Wind Onshore
Slickly Wind Farm Limited | Slickly Wind Farm | Slickly Wind Farm 132kV Substation | 0 | 114 | 114 | 2028-10-31 | Scoping | SHET | Wind Onshore
SSE GENERATION LIMITED | Sloy G1 and G4 | Sloy GSP | 72.5 | 0 | 72.5 |  | Built | SHET | Hydro
SSE GENERATION LIMITED | Sloy G2 and G3 | Sloy GSP | 80 | 0 | 80 |  | Built | SHET | Hydro
KONA ASSET 3 LIMITED | Smeaton BESS | Smeaton 400/275kV | 0 | 228 | 228 | 2028-06-23 | Scoping | SPT | Energy Storage System
SOFIA OFFSHORE WIND FARM LIMITED | Sofia Offshore Wind Farm | Dogger Bank 220kV Offshores | 0 | 132 | 132 | 2024-09-01 | Consents Approved | NGET | Wind Offshore
SOFIA OFFSHORE WIND FARM LIMITED | Sofia Offshore Wind Farm | Dogger Bank 220kV Offshores | 0 | 1188 | 1320 | 2025-04-01 | Scoping | NGET | Wind Offshore
Bluestone Energy Ltd | Solomons Farm BESS | Kingsnorth GSP | 0 | 240 | 240 | 2030-10-31 | Scoping | NGET | Energy Storage System
UK POWER RESERVE LIMITED | Solutia | Uskmouth 132kV Substation | 10 | 0 | 10 |  | Built | NGET | CCGT (Combined Cycle Gas Turbine)
SOLWAYBANK ENERGY LIMITED | Solwaybank | Chapelcross 132/33kV | 29.9 | 0 | 29.9 |  | Built | SPT | Wind Onshore
PD813ETY LTD | Somerford | Minety 400kV Substation | 0 | 47.5 | 47.5 | 2025-06-30 | Consents Approved | NGET | PV Array
LOW CARBON SOLAR PARK 35 LIMITED | Somerset Energy Park | Somerset Energy Park Substation | 0 | 500 | 500 | 2037-10-31 | Scoping | NGET | Energy Storage System; PV Array (Photo Voltaic/solar)
DALIA HOLDINGS LTD | South Brook | Melksham 400kV Substation | 0 | 35.5 | 35.5 | 2037-06-28 | Awaiting Consents | NGET | Energy Storage System; PV Array (Photo Voltaic/solar)
SSE UTILITY SOLUTIONS LIMITED | Southery | Southery 400kV Substation | 0 | 600 | 600 | 2031-10-30 | Scoping | NGET | Energy Storage System; PV Array (Photo Voltaic/solar)
PD503HAN LTD | Southfields | Minety 400kV Substation | 0 | 47.5 | 47.5 | 2025-06-30 | Awaiting Consents | NGET | PV Array
PD300RON Ltd | Southfields Farm | Minety 400kV Substation | 0 | 47.5 | 47.5 | 2028-10-31 | Awaiting Consents | NGET | Energy Storage System
EP SHB LIMITED | South Humber Bank | South Humber Bank 400kV Substation | 1365 | 0 | 1365 |  | Built | NGET | CCGT (Combined Cycle Gas Turbine)
VATTENFALL WIND POWER LTD | South Kyle 2 Wind farm | South Kyle 2 132/33kV Substation | 0 | 67 | 67 | 2029-05-25 | Scoping | SPT | Energy Storage System; Wind Onshore
SOUTH KYLE WIND FARM LIMITED | South Kyle Wind Farm | New Cumnock 275/132kV | 235 | 0 | 235 |  | Built | SPT | Wind Onshore
Greenswitch Capital Limited | South Powrie Farm | Tealing 132kV Substation | 0 | 500 | 500 | 2033-10-31 | Scoping | SHET | Energy Storage System
SPALDING ENERGY COMPANY, LTD | Spalding | Spalding North 400kV Substation | 950 | 0 | 950 |  | Built | NGET | CCGT (Combined Cycle Gas Turbine)
SPALDING ENERGY EXPANSION LIMITED | Spalding Energy Expansion | Spalding North 400kV Substation | 299.99 | 0 | 299.99 |  | Built | NGET | Energy Storage System; OCGT (Open Cycle Gas Turbine)
SPALDING ENERGY EXPANSION LIMITED | Spalding Energy Expansion | Spalding North 400kV Substation | 0 | 550 | 849.99 | 2030-10-30 | Consents Approved | NGET | Energy Storage System; OCGT (Open Cycle Gas Turbine)
ETP UK 1 LTD | Spalding PV and BESS Station | Weston Marsh 400kV Substation | 0 | 480 | 480 | 2033-07-30 | Scoping | NGET | Energy Storage System; PV Array (Photo Voltaic/solar)
PIVOTED POWER LLP | Spennymoor | Spennymoor 400kV Substation | 0 | 49.9 | 49.9 | 2028-10-31 | Awaiting Consents | NGET | Energy Storage System
CSE27 LIMITED | Spennymoor BESS | Spennymoor 400kV Substation | 0 | 50 | 50 | 2032-07-30 | Scoping | NGET | Energy Storage System
IGP INTERNATIONAL PROSPECTING LIMITED | Spennymoor BESS Station | Spennymoor 400kV Substation | 0 | 400 | 400 | 2035-10-31 | Scoping | NGET | Energy Storage System
STATKRAFT UK LTD | Spennymoor Greener Grid Park | Spennymoor 400kV Substation | 0 | 0 | 0 | 2027-10-29 | Scoping | NGET | Energy Storage System; Reactive Compensation
STATKRAFT UK LTD | Spennymoor Greener Grid Park | Spennymoor 400kV Substation | 0 | 500 | 500 | 2033-10-31 | Scoping | NGET | Energy Storage System; Reactive Compensation
O&G Solar (SPV 20) Limited | Spennymoor PV & BESS Sub | Spennymoor 400kV Substation | 0 | 249.9 | 249.9 | 2033-10-31 | Scoping | NGET | Energy Storage System; PV Array (Photo Voltaic/solar)
Northland Power UK Limited | Spiorad Na Mara Offshore Wind Farm | NPI C 220/66KV OFFSHORE SUBSTATION | 0 | 740 | 740 | 2030-10-31 | Scoping | SHET | Wind Offshore
Spirebush Ltd | Spirebush Renewable Energy Project | Spirebush 132kV Substation | 0 | 400 | 400 | 2028-07-01 | Awaiting Consents | SPT | Energy Storage System; PV Array (Photo Voltaic/solar); Wind Onshore
FIELD DEVCO LTD | Spittal BESS | Spittal 275kV Substation | 0 | 200 | 200 | 2030-10-31 | Scoping | SHET | Energy Storage System
IGP ENERGY STORAGE 5 LIMITED | Spittal BESS Station | Spittal 400kV | 0 | 1000 | 1000 | 2033-10-31 | Scoping | SHET | Energy Storage System
WRE Broomhill Limited | SPITTAL MAINS BATTERY ENERGY STORAGE | Spittal 275kV Substation | 0 | 200 | 200 | 2030-10-31 | Scoping | SHET | Energy Storage System
SCOTTISHPOWER RENEWABLES (UK) LIMITED | SPR CS1 | Alverdiscott 400kV Substation | 0 | 1000 | 1000 | 2037-10-31 | Scoping | NGET | Wind Offshore
VOLTALIA UK LTD | Springfield Solar and Battery | Branxton 400/132kV | 0 | 166.61 | 166.61 | 2028-10-31 | Scoping | SPT | Energy Storage System; PV Array (Photo Voltaic/solar)
SPRINGWELL ENERGYFARM LIMITED | Springwell | Navenby 400kV Substation | 0 | 400 | 400 | 2028-04-01 | Scoping | NGET | Energy Storage System; PV Array (Photo Voltaic/solar)
SPRINGWELL ENERGYFARM LIMITED | Springwell | Navenby 400kV Substation | 0 | 400 | 800 | 2030-04-01 | Scoping | NGET | Energy Storage System; PV Array (Photo Voltaic/solar)
SSE RENEWABLES OFFSHORE WINDFARM HOLDINGS LIMITED | SSE Celtic Sea 1 | Alverdiscott 400kV Substation | 0 | 1500 | 1500 | 2036-12-06 | Scoping | NGET | Wind Offshore
SSE UTILITY SOLUTIONS LIMITED | SSE Ferrybridge BESS | Ferrybridge B 132kV Substation | 0 | 150 | 150 | 2024-06-28 | Consents Approved | NGET | Energy Storage System
SSE UTILITY SOLUTIONS LIMITED | SSE Fiddlers Ferry Battery Energy Storage | Fiddlers Ferry 275kV Substation | 0 | 150 | 150 | 2025-04-30 | Awaiting Consents | NGET | Battery Storage
SSE RENEWABLES OFFSHORE WINDFARM HOLDINGS LIMITED | SSE Offshore 1 | SSE OFFSHORE 1 400/66KV OFFSHORE SUBSTATION | 0 | 1320 | 1320 | 2033-10-31 | Scoping | SPT | Wind Offshore
SSE RENEWABLES OFFSHORE WINDFARM HOLDINGS LIMITED | SSE Offshore 2 | SSE OFFSHORE 2 220/66KV OFFSHORE SUBSTATION | 0 | 600 | 600 | 2031-10-31 | Scoping | SHET | Wind Offshore
SSE RENEWABLES OFFSHORE WINDFARM HOLDINGS LIMITED | SSE Offshore 3 | SSE Offshore 3 220/66kV Offshore Substation | 0 | 600 | 600 | 2033-10-31 | Scoping | SHET | Wind Offshore
SSE RENEWABLES OFFSHORE WINDFARM HOLDINGS LIMITED | SSE Offshore 4 | Cousland 400kV | 0 | 1008 | 1008 | 2033-10-31 | Scoping | SPT | Wind Offshore
SSE DE SOLAR HOLDCO LIMITED | SSE Spittal Energy Park | Spittal 400kV | 0 | 600 | 600 | 2033-10-31 | Scoping | SHET | Energy Storage System; PV Array (Photo Voltaic/solar)
Bluestone Energy Ltd | St. Marys Lane - Upminster BESS | Warley GSP | 0 | 240 | 240 | 2030-10-31 | Scoping | NGET | Energy Storage System
LH NGET GRID SERVICES LIMITED | STABLE GREEN ENERGY | Sussex and Romney Connection Node A 400kV Substation | 0 | 500 | 500 | 2037-10-31 | Scoping | NGET | Energy Storage System
RWE STALLINGBOROUGH LIMITED | STALLINGBOROUGH CARBON CAPTURE CCGT | Grimsby West 400kV Substation | 0 | 906 | 906 | 2035-05-30 | Scoping | NGET | CCGT (Combined Cycle Gas Turbine); Demand
IGP INTERNATIONAL PROSPECTING LIMITED | Stallingborough PV & BESS Station | Grimsby West 400kV Substation | 0 | 500 | 500 | 2034-10-30 | Scoping | NGET | Energy Storage System; PV Array (Photo Voltaic/solar)
Bluestone Energy Ltd | Stanley Water WTW BESS | Paisley 132kV Substation | 0 | 60 | 60 | 2025-06-30 | Scoping | SPT | Battery Storage
SSE DE SOLAR HOLDCO LIMITED | St Asaph SSE | Bodelwyddan 400kV Substation | 0 | 600 | 600 | 2037-11-01 | Scoping | NGET | Energy Storage System; PV Array (Photo Voltaic/solar)
ENSO GREEN HOLDINGS LIMITED | Staythorpe | Staythorpe 400kV Substation | 0 | 400 | 400 | 2030-10-31 | Scoping | NGET | Energy Storage System; PV Array (Photo Voltaic/solar)
SSE STAYTHORPE POWER LIMITED | Staythorpe (BESS and PV) | Staythorpe 400kV Substation | 0 | 437 | 437 | 2026-05-29 | Awaiting Consents | NGET | Energy Storage System; PV Array (Photo Voltaic/solar)
RWE GENERATION UK PLC | Staythorpe C | Staythorpe 400kv | 1752 | 0 | 1752 |  | Built | NGET | CCGT (Combined Cycle Gas Turbine)
SAMBAR POWER LIMITED | St Dennis Hendra | Indian Queens 400kV Substation | 0 | 47.5 | 47.5 | 2024-10-31 | Consents Approved | NGET | Energy Storage System
Skelmersdale Energy Storage Limited | Steel Point (aka Project Lithium) | Washway Farm GSP | 49.9 | 0 | 49.9 |  | Built | NGET | Energy Storage System
IB VOGT UK LTD | St Fergus | REVIEW - St Fergus | 0 | 100 | 100 | 2033-10-31 | Scoping | SHET | Energy Storage System; PV Array (Photo Voltaic/solar)
ANESCO LIMITED | Stirling BESS | Peterhead 400kV Substation | 0 | 300 | 300 | 2033-10-31 | Scoping | SHET | Energy Storage System
GRUPOTEC SOLAR UK 5 LIMITED | St Marys Isle Solar Farm | Tongland 132/11kV | 0 | 36 | 36 | 2027-08-27 | Scoping | SPT | Energy Storage System; PV Array (Photo Voltaic/solar)
BSR APPLICATIONS LIMITED | Stockhills Farm | Iron Acton 275kV Substation | 0 | 800 | 800 | 2037-10-31 | Scoping | NGET | Energy Storage System; PV Array (Photo Voltaic/solar); Wind Onshore
Source Galileo Limited | Stoke Bardolph | Stoke Bardolph 400kV Substation | 0 | 240 | 240 | 2032-10-31 | Scoping | NGET | Energy Storage System
Stoke Bardolph 10 Renewables Limited | Stoke Bardolph Renewables | Trent Valley South Connection Node D 400kV Substation | 0 | 1000 | 1000 | 2034-10-31 | Scoping | NGET | Energy Storage System; PV Array (Photo Voltaic/solar)
ENSO GREEN HOLDINGS LIMITED | Stoke Bardolph 400 | Stoke Bardolph 400kV Substation | 0 | 200 | 200 | 2030-10-31 | Scoping | NGET | Energy Storage System; PV Array (Photo Voltaic/solar)
ENSO GREEN HOLDINGS LIMITED | Stoke Bardolph 400 | Stoke Bardolph 400kV Substation | 0 | 100 | 300 | 2031-10-31 | Scoping | NGET | Energy Storage System; PV Array (Photo Voltaic/solar)
ENSO GREEN HOLDINGS LIMITED | Stoke Bardolph 400 | Stoke Bardolph 400kV Substation | 0 | 100 | 400 | 2032-10-31 | Scoping | NGET | Energy Storage System; PV Array (Photo Voltaic/solar)
EKU ENERGY FAUNE PROJECTS (UK) LIMITED | STOR Field 9 BESS | Inverkeithing GSP | 0 | 49.9 | 49.9 | 2029-07-30 | Scoping | SPT | Energy Storage System
STORNOWAY WIND FARM LIMITED | Stornoway Wind Farm | Stornoway 132/33kV Substation | 0 | 180 | 180 | 2030-10-31 | Consents Approved | SHET | Wind Onshore
OPDE UK LIMITED | Stracathro BESS | Stracathro BESS 275kV Substation | 0 | 249 | 249 | 2032-06-30 | Scoping | SHET | Demand; Energy Storage System
Stranoch Windfarm Limited | Stranoch Wind Farm | Stranoch Wind 132/33kV Substation | 0 | 102 | 102 | 2025-08-29 | Consents Approved | SPT | Wind Onshore
KISTOS ENERGY STORAGE LTD | StrataStore - Cheshire Energy Storage Facility | Gorstage 400kV Substation | 0 | 200 | 200 | 2037-11-30 | Scoping | NGET | Energy Storage System; Reactive Compensation
ENERGYFARM UK STRATHRORY LLP | Strathrory Wind Farm | Alness GSP | 0 | 36 | 36 | 2024-03-31 | Consents Approved | SHET | Wind Onshore
Strath Tirry Wind Energy 2021 Ltd | Strath Tirry | Lairg GSP | 0 | 20 | 20 | 2025-10-31 | Scoping | SHET | Wind Onshore
Strath Tirry Wind Energy 2021 Ltd | Strath Tirry | Lairg GSP | 0 | 14.8 | 34.8 | 2027-09-30 | Scoping | SHET | Energy Storage System; Wind Onshore
STRATHY WIND FARM LIMITED | Strathy North Wind | Strathy North 132/33kV Substation | 67.65 | 0 | 67.65 |  | Built | SHET | Wind Onshore
SSE GENERATION LIMITED | Strathy South Wind | Strathy South 132/33kV Substation | 0 | 207.6 | 207.6 | 2027-04-25 | Scoping | SHET | Wind Onshore
RWE RENEWABLES UK ONSHORE WIND LIMITED | Strathy Wood | Strathy Wood 132/33kV Substation | 0 | 54.4 | 54.4 | 2026-09-30 | Consents Approved | SHET | Wind Onshore
RWE RENEWABLES UK ONSHORE WIND LIMITED | Strathy Wood | Strathy Wood 132/33kV Substation | 0 | 9.1 | 63.5 | 2026-09-30 | Consents Approved | SHET | Wind Onshore
MUIRDEN ENERGY LLP | Strichen North BESS | Strichen GSP | 0 | 25 | 25 | 2033-10-31 | Scoping | SHET | Energy Storage System
STRONELAIRG WIND FARM LIMITED | Stronelairg | Stronelairg 132/33kV Substation | 227.8 | 0 | 227.8 |  | Built | SHET | Wind Onshore
VIRIDIS 178 LIMITED | Sudmeadow | Port Ham 132kV Substation | 41.76 | 0 | 41.76 |  | Built | NGET | Thermal
EDF ENERGY RENEWABLES LIMITED | Sulgrave Solar PV | East Claydon GSP (SEPD) | 0 | 129.8 | 129.8 | 2026-10-30 | Scoping | NGET | PV Array (Photo Voltaic/solar)
Bluestone Energy Ltd | Summerston PV 50MW | Killermont 132/33kV | 0 | 50 | 100 | 2031-06-30 | Scoping | SPT | PV Array (Photo Voltaic/solar)
SUNBURY BESS LTD | Sunbury BESS | Laleham GSP (SEPD) | 0 | 200 | 200 | 2031-02-24 | Scoping | NGET | Energy Storage System
Sundhope Energy Limited | Sundhope Wind Farm | Sundhope 132kV Substation | 0 | 180 | 180 | 2033-05-30 | Scoping | SPT | Wind Onshore
SUNDON BATTERY STORAGE LIMITED | Sundon Battery | Sundon 400kV Substation | 0 | 49.5 | 49.5 | 2024-05-01 | Scoping | NGET | Energy Storage System
SUNDON GREEN LIMITED | Sundon | Sundon GSP | 0 | 39.9 | 39.9 | 2023-11-10 | Scoping | NGET | Energy Storage System
CSE30 LIMITED | Sundon BESS | Sundon 400kV Substation | 0 | 300 | 300 | 2031-10-31 | Scoping | NGET | Energy Storage System
548 UK INVESTMENT HOLDINGS LIMITED | Sundon Farm | Dunstable 400kV Substation | 0 | 200 | 200 | 2032-10-29 | Scoping | NGET | Energy Storage System; PV Array (Photo Voltaic/solar)
548 UK INVESTMENT HOLDINGS LIMITED | Sundon Farm 2 | Dunstable 400kV Substation | 0 | 700 | 700 | 2032-10-29 | Scoping | NGET | Energy Storage System; PV Array (Photo Voltaic/solar)
PIVOTED POWER LLP | Sundon Pivoted Power | Sundon 400kV Substation | 0 | 49.9 | 49.9 | 2023-10-31 | Built | NGET | Energy Storage System
STATERA ENERGY LIMITED | Sundon Storage | Sundon 400kV Substation | 0 | 500 | 500 | 2027-10-30 | Scoping | NGET | Energy Storage System
SUNNICA LIMITED | Sunnica | Burwell 400kV Substation | 0 | 500 | 500 | 2027-10-31 | Awaiting Consents | NGET | Energy Storage System; PV Array (Photo Voltaic/solar)
SUTTON BRIDGE POWER GENERATION | Sutton Bridge | Walpole 400kV Substation | 850 | 0 | 850 |  | Built | NGET | CCGT (Combined Cycle Gas Turbine)
ENSO GREEN HOLDINGS LIMITED | Swansea | Swansea North 400kV Substation | 0 | 400 | 400 | 2030-10-31 | Scoping | NGET | Energy Storage System; PV Array (Photo Voltaic/solar); Wind Onshore
Swansea Grid Solutions Limited | Swansea Greener Grid Park - Connection 1 | Swansea North 400kV Substation | 0 | 12 | 12 | 2024-08-31 | Consents Approved | NGET | Reactive Compensation
Swansea Grid Solutions Limited | Swansea Greener Grid Park - Connection 1 | Swansea North 400kV Substation | 0 | 85 | 97 | 2028-10-31 | Scoping | NGET | Energy Storage System; Reactive Compensation
Swansea Grid Solutions Limited | Swansea Greener Grid Park - Connection 2 | Swansea North 400kV Substation | 0 | 0 | 0 | 2025-07-31 | Scoping | NGET | Reactive Compensation
PIVOTED POWER LLP | Swansea North | Swansea North 400kV Substation | 0 | 49.9 | 49.9 | 2026-10-31 | Awaiting Consents | NGET | Energy Storage System
INNOVA RENEWABLES LIMITED | Swansea North Green Energy Centre | Swansea North 400kV Substation | 0 | 1025 | 1025 | 2028-10-30 | Scoping | NGET | Energy Storage System; PV Array (Photo Voltaic/solar)
TYLER HILL RENEWABLES LIMITED | Swansea North-Rhigos Solar& BESS & Wind | South Wales West Connection Node A 400kV Substation | 0 | 400 | 400 | 2037-10-30 | Scoping | NGET | Energy Storage System; PV Array (Photo Voltaic/solar); Wind Onshore
JBM SOLAR PROJECTS 2 LTD | Tale Lane Solar / A008 Langford | Exeter GSP | 0 | 35 | 35 | 2025-04-15 | Scoping | NGET | PV Array
MUIRDEN ENERGY LLP | Talladh a Bheithe | Rannoch GSP | 0 | 20 | 20 | 2035-10-31 | Scoping | SHET | Energy Storage System
TI PROJECTCO 3 LIMITED | Tamar-Hartmoor | Hartmoor 275kV Substation | 0 | 0 | 0 | 2025-05-31 | Scoping | NGET | Reactive Compensation
TI PROJECTCO 1 LIMITED | Tamar-Landulph | Landulph 400kV Substation | 0 | 0 | 0 | 2025-10-31 | Scoping | NGET | Reactive Compensation
TI PROJECTCO 2 LIMITED | Tamar-Richborough | Richborough 400kV Substation | 0 | 0 | 0 | 2025-10-31 | Scoping | NGET | Reactive Compensation
SSE RENEWABLES SERVICES (UK) LIMITED | Tangy IV WF | Tangy IV 132KV Substation | 0 | 96 | 96 | 2026-10-31 | Scoping | SHET | Wind Onshore
ENERGIEKONTOR UK LTD | Tarbuckle Hill Wind Farm | Cairnford GSP | 0 | 39.6 | 39.6 | 2031-10-31 | Scoping | SHET | Wind Onshore
TARENNI ENERGY PARK LIMITED | Tarenni | Rhigos 400kV Substation | 0 | 188 | 188 | 2028-10-01 | Scoping | NGET | Wind Onshore
Tarland Limited | Tarland Battery Storage System | Tarland GSP | 0 | 20 | 20 | 2026-10-31 | Consents Approved | SHET | Energy Storage System
PIVOTED POWER LLP | Taunton | Taunton 400kV Substation | 0 | 49.9 | 49.9 | 2031-10-31 | Awaiting Consents | NGET | Energy Storage System
PIVOTED POWER LLP | Taunton | Taunton 400kV Substation | 0 | 50.1 | 100 | 2037-10-31 | Awaiting Consents | NGET | Energy Storage System
UNIPER UK LIMITED | Taylors Lane | Willesden 132kV Substation | 140 | 0 | 140 |  | Built | NGET | OCGT (Open Cycle Gas Turbine)
GPC 1039 Ltd | Tealing BESS (100MW) | Tealing 132kV Substation | 0 | 100 | 100 | 2028-10-31 | Scoping | SHET | Energy Storage System
Onpath Energy Limited | Tealing Energy Park | Tealing 400kV Substation | 0 | 1400 | 1400 | 2033-10-31 | Scoping | SHET | Energy Storage System
ECODEV GROUP LTD | Tealing Solar & Storage | Tealing IDNO 132/33kV GSP | 0 | 80 | 80 | 2026-10-31 | Awaiting Consents | SHET | Energy Storage System; PV Array (Photo Voltaic/solar)
SEMBCORP UTILITIES (UK) LIMITED | Tees CCPP | Greystones A and B 275kV Substations | 0 | 150 | 150 | 2023-09-30 | Under Construction/Commissioning | NGET | Battery Storage
SEMBCORP UTILITIES (UK) LIMITED | Tees CCPP | Greystones A and B 275kV Substations | 0 | 210 | 360 | 2024-09-30 | Consents Approved | NGET | Battery Storage
SEMBCORP UTILITIES (UK) LIMITED | Tees CCPP | Greystones A and B 275kV Substations | 0 | 340 | 700 | 2026-03-11 | Consents Approved | NGET | CCGT
SEMBCORP UTILITIES (UK) LIMITED | Tees CCPP | Greystones A and B 275kV Substations | 0 | 490 | 1190 | 2027-09-30 | Consents Approved | NGET | Energy Storage System; OCGT (Open Cycle Gas Turbine)
SEMBCORP UTILITIES (UK) LIMITED | Tees CCPP | Greystones A and B 275kV Substations | 0 | 275 | 1465 | 2027-09-30 | Consents Approved | NGET | Energy Storage System; OCGT (Open Cycle Gas Turbine)
SEMBCORP UTILITIES (UK) LIMITED | Tees CCPP | Greystones A and B 275kV Substations | 0 | 235 | 1700 | 2030-09-30 | Consents Approved | NGET | Energy Storage System; OCGT (Open Cycle Gas Turbine)
MGT TEESSIDE LIMITED | Tees Renewable Energy Plant | Lackenby GSP | 285 | 0 | 285 |  | Built | NGET | Biomass
TEINDLAND WIND FARM LIMITED | Teindland Wind Farm | Blackhillock substation | 0 | 112.2 | 112.2 | 2029-09-28 | Scoping | SHET | Demand; Wind Onshore
RIDGE CLEAN ENERGY LTD | Temple Oaks Renewable Energy Park | Bicker Fen 400kV Substation | 0 | 240 | 240 | 2033-10-30 | Awaiting Consents | NGET | Energy Storage System; PV Array (Photo Voltaic/solar)
Fig Power Limited | Templeton BESS | Lyndhurst 132/33kV | 0 | 30 | 30 | 2027-10-31 | Scoping | SHET | Energy Storage System
Fig Power Limited | Templeton BESS | Lyndhurst 132/33kV | 0 | 19.9 | 49.9 | 2031-10-31 | Scoping | SHET | Energy Storage System
TEVIOT WF LIMITED | Teviot Wind Farm | Teviot Wind Farm Substation | 0 | 522.9 | 522.9 | 2033-05-30 | Scoping | SPT | Wind Onshore
Apatura Battery Ltd | Tewitt Farm BESS | Bradford West GSP | 0 | 200 | 200 | 2037-10-31 | Scoping | NGET | Energy Storage System
AGILE ENERGY RECOVERY (INVERURIE) LIMITED | Thainstone Energy Park | Kintore GSP | 0 | 40 | 40 | 2023-07-31 | Consents Approved | SHET | Waste
THANET OFFSHORE WIND LIMITED | Thanet Offshore Wind Farm | Thanet 33/132kV Offshore Substation | 300 | 0 | 300 |  | Built | OFTO | Wind Offshore
FRV TH Powertek Limited | TH Bridge Farm | Imperial Park B 400kV Substation | 0 | 400 | 400 | 2037-10-31 | Scoping | NGET | Energy Storage System
FRV TH Powertek Limited | TH Didcot | Chiltern Connection Node A 400kV | 0 | 200 | 200 | 2037-10-31 | Scoping | NGET | Energy Storage System
THE CLEAN FUTURE RENEWABLES LIMITED | THE CLEAN FUTURE | Killingholme 400kV Substation | 0 | 500 | 500 | 2033-05-31 | Scoping | NGET | Energy Storage System; PV Array (Photo Voltaic/solar)
IGP INTERNATIONAL PROSPECTING LIMITED | The Droves (formerly Swaffham PV & BESS) | Swaffham 400KV Substation | 0 | 500 | 500 | 2033-10-30 | Scoping | NGET | Energy Storage System; PV Array (Photo Voltaic/solar)
EPR THETFORD LIMITED | Thetford | Bramford 400kV Substation | 41 | 0 | 41 |  | Built | NGET | Biomass
FRV TH Powertek Limited | TH Knaresborough | Leeds North Connection Node A 400kV Substation | 0 | 200 | 200 | 2036-10-30 | Scoping | NGET | Energy Storage System
FRV TH Powertek Limited | TH Maes Melin | South Wales West Connection Node A 400kV Substation | 0 | 200 | 200 | 2037-10-31 | Scoping | NGET | Energy Storage System
FRV TH Powertek Limited | TH Ninfield | Ninfield GSP | 0 | 200 | 200 | 2037-10-31 | Scoping | NGET | Energy Storage System
BAYWA R.E. UK LIMITED | Thormanby Solar PV & BESS | Thormanby 400kV Substation | 0 | 350 | 350 | 2033-10-28 | Awaiting Consents | NGET | Energy Storage System; PV Array (Photo Voltaic/solar)
ARLINGTON (GROUP SERVICES) LIMITED | Thorney Edge | Cellarhead 400kV Substation | 0 | 300 | 300 | 2037-11-30 | Scoping | NGET | Energy Storage System
IGP SOLAR 19 LIMITED | Thornton | Thornton 400kV Substation | 0 | 500 | 500 | 2031-10-31 | Scoping | NGET | Energy Storage System; PV Array (Photo Voltaic/solar)
REWE 9 LIMITED | Thornton BESS | Thornton 400kV Substation | 0 | 200 | 200 | 2034-10-31 | Scoping | NGET | Energy Storage System
BALWEN LIMITED | Thornton Facility | Thornton 400kV Substation | 0 | 99.98 | 99.98 | 2024-10-25 | Under Construction/Commissioning | NGET | Energy Storage System; PV Array (Photo Voltaic/solar)
BALWEN LIMITED | Thornton Facility | Thornton 400kV Substation | 0 | 99.98 | 199.96 | 2026-10-23 | Consents Approved | NGET | Energy Storage System; PV Array (Photo Voltaic/solar)
BALWEN LIMITED | Thornton Facility | Thornton 400kV Substation | 0 | 200 | 399.96 | 2028-10-27 | Consents Approved | NGET | Energy Storage System; PV Array (Photo Voltaic/solar)
BALWEN LIMITED | Thornton Facility | Thornton 400kV Substation | 0 | 530.03 | 929.99 | 2031-11-28 | Consents Approved | NGET | Energy Storage System; PV Array (Photo Voltaic/solar)
O&G Solar (SPV 57) Limited | Thornton PV & BESS Sub | Thornton B 400kV Substation | 0 | 249.9 | 249.9 | 2035-10-26 | Scoping | NGET | Energy Storage System; PV Array (Photo Voltaic/solar)
ENSO GREEN HOLDINGS LIMITED | Thorpe Marsh 1 (Tertiary) | Thorpe Marsh 400kV Substation | 0 | 49.9 | 49.9 | 2024-10-31 | Scoping | NGET | Energy Storage System; PV Array (Photo Voltaic/solar)
ENSO GREEN HOLDINGS LIMITED | Thorpe Marsh 1 (Tertiary) | Thorpe Marsh 400kV Substation | 0 | 7.1 | 57 | 2026-10-31 | Scoping | NGET | Energy Storage System; PV Array (Photo Voltaic/solar)
Thorpe Marsh Green Energy Hub Limited | Thorpe Marsh Energy Park | Thorpe Marsh 400kV Substation | 0 | 1400 | 1400 | 2026-10-30 | Scoping | NGET | Energy Storage System
INNOVA RENEWABLES LIMITED | Thorpe Marsh Green Energy Centre | Thorpe Marsh 400kV Substation | 0 | 400 | 400 | 2030-10-30 | Awaiting Consents | NGET | Energy Storage System; PV Array (Photo Voltaic/solar)
INNOVA RENEWABLES LIMITED | Thorpe Marsh Green Energy Centre | Thorpe Marsh 400kV Substation | 0 | 625 | 1025 | 2032-08-31 | Awaiting Consents | NGET | Energy Storage System; PV Array (Photo Voltaic/solar)
FRV TH Powertek Limited | TH Renfrewshire | TH Renfrwshire 275kV Substation | 0 | 250 | 250 | 2033-10-31 | Scoping | SPT | Energy Storage System
FRV TH Powertek Limited | TH Stocking Pelham | West Anglia Connection Node E 400kV Substation | 0 | 400 | 400 | 2034-10-31 | Scoping | NGET | Energy Storage System
FRV TH Powertek Limited | TH Stow Manor | Trent Valley South Connection Node B 400kV Substation. | 0 | 400 | 400 | 2034-10-30 | Awaiting Consents | NGET | Energy Storage System
HARMONY ENERGY LIMITED | Thurcroft BESS | Thurcroft GSP | 0 | 99.9 | 99.9 | 2031-10-31 | Scoping | NGET | Energy Storage System
THURROCK FLEXIBLE GENERATION LIMITED | Thurrock Power Station | Tilbury 275kV Substation | 0 | 750 | 750 | 2024-10-31 | Scoping | NGET | Gas Reciprocating
WP Grid Storage 3 Limited | Thurso South BESS | Thurso South 275kV Substation’ | 0 | 100 | 100 | 2030-10-31 | Scoping | SHET | Energy Storage System
THURSO GRID SERVICES LIMITED | Thurso South Synchronous Compensation | Thurso GSP | 0 | 0 | 0 | 2023-10-31 | Consents Approved | SHET | Reactive Compensation
FRV TH Powertek Limited | TH West Weybridge | London West Connection Node B 400kV Substation | 0 | 200 | 200 | 2037-10-31 | Scoping | NGET | Energy Storage System
TILBURY GREEN POWER LIMITED | Tilbury | Tilbury 132kV Substation | 43 | 0 | 43 |  | Built | NGET | Biomass
TILLBRIDGE SOLAR LIMITED | Tillbridge Solar | Cottam 400kV Substation | 0 | 500 | 500 | 2028-08-01 | Scoping | NGET | Energy Storage System; PV Array (Photo Voltaic/solar)
BAYWA R.E. UK LIMITED | Tinnisburn Wind Farm | Gretna Green 132 kV Substation | 0 | 70 | 70 | 2031-10-30 | Scoping | SPT | Energy Storage System; Wind Onshore
TI PROJECTCO 2 LIMITED | TINZ Nene 4 (Richborough) | Richborough 400kV Substation | 0 | 0 | 0 | 2025-05-30 | Scoping | NGET | Reactive Compensation
TINZ PROGRAMME 3 PROJECTCO 1 LIMITED | TINZ Project Nene 1 (Landulph) | Landulph 400kV Substation | 0 | 1 | 1 | 2025-04-01 | Scoping | NGET | Reactive Compensation
SSE TODDLEBURN LIMITED | Toddleburn Wind Farm | Toddleburn 33kV | 27.6 | 0 | 27.6 |  | Built | SPT | Wind Onshore
Tolkien Solar Farm Limited | Tolkien Solar Farm | Tolkien Farm 132kV Substation | 0 | 200 | 200 | 2033-10-31 | Scoping | SHET | Energy Storage System; PV Array (Photo Voltaic/solar)
Tollgate Energy Storage Limited | Tollgate 49.5MW BESS | Hatfield 33kV Substation | 0 | 49.5 | 49.5 | 2023-01-31 | Consents Approved | NGET | Energy Storage System
E Power Limited | Tomchrasky Wind Farm | Tomchrasky Wind Farm 132kV Substation | 0 | 74.4 | 74.4 | 2029-10-31 | Scoping | SHET | Wind Onshore
Renewable Energy Systems Limited | Torfichen Energy Park | Torfichen Energy Park 132kV Substation | 0 | 150 | 150 | 2030-10-31 | Scoping | SPT | Energy Storage System; Wind Onshore
ASUK HOLDCO 1 LIMITED | Tormsdale Windfarm | Mybster 3 132/33kV Substation | 0 | 70 | 70 | 2027-06-30 | Scoping | SHET | Wind Onshore
EDF ENERGY NUCLEAR GENERATION LIMITED | Torness | Torness 400/132kV | 1250 | 0 | 1250 |  | Built | SPT | Nuclear
SSE GENERATION LIMITED | Torr Achilty (part of the Conon Cascade) | Torr Achilty (Conan Cascade Hydro Scheme) | 15 | 0 | 15 |  | Built | SHET | Hydro
UK MAINSTREAM RENEWABLE POWER LIMITED | Torridge Offshore Wind Farm | Alverdiscott 400kV Substation | 0 | 1500 | 1500 | 2031-10-31 | Scoping | NGET | Wind Offshore
Naturalis Energy Developments Ltd | Touch Energy Park | Stirling 132/33kV | 0 | 60 | 60 | 2026-09-30 | Scoping | SPT | Energy Storage System; Wind Onshore
VIRIDIS 178 LIMITED | Trafalgar Park | Willington 132kV Substation | 14 | 0 | 14 |  | Built | NGET | Thermal
WAINSTONES ENERGY LIMITED | Trafford Power | Carrington 400KV Substation | 0 | 1040 | 1040 | 2025-10-30 | Consents Approved | NGET | CCGT
WAINSTONES ENERGY LIMITED | Trafford Power | Carrington 400KV Substation | 0 | 1040 | 2080 | 2036-10-30 | Scoping | NGET | CCGT (Combined Cycle Gas Turbine)
TRALORG WIND FARM LIMITED | Tralorg Wind Farm | Tralorg 33kV | 20 | 0 | 20 |  | Built | SPT | Wind Onshore
Cwmni Egino | Trawsfynydd B Cwmni Egino | Trawsfynydd 275kV Substation | 0 | 940 | 940 | 2037-11-01 | Scoping | NGET | Nuclear
TRITON KNOLL OFFSHORE WIND FARM LIMITED | Triton Knoll Offshore Wind Farm | Triton Knoll Offshore Substation | 824 | 0 | 824 |  | Built | NGET | Wind Offshore
TROSTON WINDFARM LIMITED | Troston Wind Farm | Troston Wind Farm 132kV Substation | 0 | 68 | 68 | 2027-10-31 | Awaiting Consents | SPT | Wind Onshore
IGP ENERGY STORAGE 6 LIMITED | Tulliallan BESS | Kincardine 275kV | 0 | 500 | 500 | 2031-10-31 | Scoping | SPT | Energy Storage System
TULLO WIND FARM LIMITED | Tullo Wind Farm | Bridge of Dun GSP | 17 | 0 | 17 |  | Built | SHET | Wind Onshore
TULLYMURDOCH LIMITED | Tullymurdoch Wind Farm | Coupar Angus GSP | 17.5 | 0 | 17.5 |  | Built | SHET | Wind Onshore
RWE RENEWABLES UK ONSHORE WIND LIMITED | Tween Bridge Solar Park | Tween Bridge 400kV | 0 | 340 | 340 | 2029-10-31 | Scoping | NGET | Energy Storage System; PV Array (Photo Voltaic/solar)
RWE RENEWABLES UK ONSHORE WIND LIMITED | Tween Bridge Solar Park | Tween Bridge 400kV | 0 | 250 | 590 | 2032-11-30 | Scoping | NGET | Energy Storage System; PV Array (Photo Voltaic/solar)
TWENTYSHILLING LIMITED | Twentyshilling Wind Farm | Glenglass 132/33kV | 37.8 | 0 | 37.8 |  | Built | SPT | Wind Onshore
TWINSHIELS WIND FARM LTD | Twinshiels (Tullo 2) Wind Farm | Fiddes GSP | 25 | 0 | 25 |  | Built | SHET | Wind Onshore
Twyn Hywel Energy Park Ltd | Twyn Hywel Cillfynydd | Cilfynydd 400kV Substation | 0 | 160 | 160 | 2025-06-30 | Scoping | NGET | Wind Onshore
FRV Tyler Hill BESS 1 Ltd | Tyler Hill Ansty | Warwickshire Connection Node D 132kV Substation | 0 | 200 | 200 | 2037-10-30 | Scoping | NGET | Energy Storage System
FRV TH Powertek Limited | Tyler Hill Bicker Fen | Bicker Fen 400kV Substation | 0 | 400 | 400 | 2035-05-30 | Scoping | NGET | Energy Storage System
FRV TH Powertek Limited | Tyler Hill Iver | London West Connection Node A 400kV Substation | 0 | 199.92 | 199.92 | 2038-10-31 | Awaiting Consents | NGET | Energy Storage System
BROCKWELL ENERGY LIMITED | Upper Beoch Windfarm | New Cumnock 275/132kV Substation | 0 | 80 | 80 | 2033-10-31 | Scoping | SPT | Wind Onshore
USKMOUTH ENERGY STORAGE LIMITED | Uskmouth | Uskmouth 132kV Substation | 0 | 230 | 230 | 2024-06-30 | Under Construction/Commissioning | NGET | Energy Storage System
USKMOUTH ENERGY STORAGE LIMITED | Uskmouth | Uskmouth 132kV Substation | 0 | 119.9 | 349.9 | 2038-10-30 | Scoping | NGET | Energy Storage System
AW1 ENERGY STORAGE LIMITED | Uskmouth - New Connection | Uskmouth 275kV Substation | 0 | 120 | 120 | 2026-10-31 | Scoping | NGET | Energy Storage System
BLUE GEM WIND LIMITED | Valorous Offshore Wind Farm | Pembroke 400kV Substation | 0 | 300 | 300 | 2029-04-02 | Scoping | NGET | Wind Offshore
NORFOLK VANGUARD WEST LIMITED | Vanguard | Necton 400kV Substation | 0 | 1320 | 1320 | 2025-12-01 | Consents Approved | NGET | Wind Offshore
Norfolk Vanguard East Ltd | Vanguard East | Necton 400kV Substation | 0 | 400 | 400 | 2028-03-20 | Scoping | NGET | Wind Offshore
Norfolk Vanguard East Ltd | Vanguard East | Necton 400kV Substation | 0 | 920 | 1320 | 2028-12-31 | Scoping | NGET | Wind Offshore
VIKING ENERGY WIND FARM LLP | Viking Wind Farm | Kergord GSP | 0 | 443 | 443 | 2024-07-01 | Consents Approved | SHET | Wind Onshore
Vox Charlie Ltd | Vox Charlie | Amersham GSP (EPN) | 0 | 125.28 | 125.28 | 2037-10-31 | Scoping | NGET | Energy Storage System
VPI IMMINGHAM B LIMITED | VPI Immingham B OCGT | Humber Refinery 400kV Substation | 0 | 299 | 299 | 2026-01-16 | Scoping | NGET | Gas Reciprocating
EPL NEWCO6 LIMITED | Wakeleys BESS | Wakeleys 400kV | 0 | 480 | 480 | 2033-10-30 | Scoping | NGET | Energy Storage System; PV Array (Photo Voltaic/solar)
GPC 1154 Ltd | Walham 700MW BESS | Walham 400kV Substation | 0 | 700 | 700 | 2038-10-31 | Scoping | NGET | Energy Storage System
GLOUCESTER ENERGY PARK LIMITED | Walham PV & BESS Sub | Walham 400kV Substation | 0 | 249 | 249 | 2033-11-17 | Scoping | NGET | Energy Storage System; PV Array (Photo Voltaic/solar)
WALNEY EXTENSION LIMITED | Walney 3 Offshore Wind Farm | Walney 3 Offshore Substation | 330 | 0 | 330 |  | Built | NGET | Wind Offshore
WALNEY EXTENSION LIMITED | Walney 4 Offshore Wind Farm | Walney 4 Offshore Substation | 330 | 0 | 330 |  | Built | NGET | Wind Offshore
WALNEY (UK) OFFSHORE WINDFARMS LIMITED | Walney II Offshore Wind Farm | Walney 2 33/132kV Substation | 182 | 0 | 182 |  | Built | OFTO | Wind Offshore
WALNEY (UK) OFFSHORE WINDFARMS LIMITED | Walney I Offshore Wind Farm | Walney 1 33/132kV Offshore Substation | 182 | 0 | 182 |  | Built | OFTO | Wind Offshore
PIVOTED POWER LLP | Walpole | Walpole 400kV Substation | 0 | 49.9 | 49.9 | 2022-10-31 | Under Construction/Commissioning | NGET | Energy Storage System
WALPOLE GREEN LIMITED | Walpole 1 (Tertiary) | Walpole 400kV Substation | 0 | 49.9 | 49.9 | 2023-05-01 | Scoping | NGET | Energy Storage System; PV Array (Photo Voltaic/solar)
WALPOLE GREEN LIMITED | Walpole 1 (Tertiary) | Walpole 400kV Substation | 0 | 7.1 | 57 | 2023-10-31 | Scoping | NGET | Energy Storage System; PV Array (Photo Voltaic/solar)
ENSO GREEN HOLDINGS R LIMITED | Walpole 2 (tertiary) | Walpole 400kV Substation | 0 | 100 | 100 | 2024-10-31 | Scoping | NGET | Energy Storage System; PV Array (Photo Voltaic/solar)
FLEXIBLE GENERATION 1 LTD | Walpole Flexible Generation | Walpole 400kV Substation | 0 | 2000 | 2000 | 2033-06-30 | Scoping | NGET | CCGT (Combined Cycle Gas Turbine); Energy Storage System
Conrad (Walpole) Limited | Walpole Grid Services Facility | Walpole 400kV Substation | 0 | 0 | 0 | 2025-05-30 | Consents Approved | NGET | Reactive Compensation
Walsoken Limited | Walsoken Battery | North Anglia Connection Node D 132kV Substation | 0 | 200 | 200 | 2033-10-30 | Scoping | NGET | Energy Storage System
ENSO GREEN HOLDINGS LIMITED | Waltham Cross BESS ENSO | Waltham Cross GSP | 0 | 57 | 57 | 2028-09-29 | Scoping | NGET | Energy Storage System; PV Array (Photo Voltaic/solar)
SHAW-ENERGI LTD | Waltham Cross BESS | Waltham Cross 400kV Substation | 0 | 300 | 300 | 2033-10-31 | Scoping | NGET | Energy Storage System
Waltham Cross 2 Renewables Limited | Waltham Cross Farm | Waltham Cross 400kV Substation | 0 | 200 | 200 | 2033-04-04 | Scoping | NGET | Energy Storage System; PV Array (Photo Voltaic/solar)
Waltham Cross 7 Renewables Limited | Waltham Cross Farm 2 | Waltham Cross B 400kV Substation | 0 | 700 | 700 | 2033-04-04 | Scoping | NGET | Energy Storage System; PV Array (Photo Voltaic/solar)
WARLEY BATTERY STORAGE | Warley | Warley 275kV Substation | 0 | 57 | 57 | 2027-08-31 | Consents Approved | NGET | Energy Storage System
WARLEY GREEN LIMITED | Warley (tertiary) | Warley 275kV Substation | 0 | 49.9 | 49.9 | 2023-07-31 | Scoping | NGET | Energy Storage System; PV Array (Photo Voltaic/solar)
WARLEY GREEN LIMITED | Warley (tertiary) | Warley 275kV Substation | 0 | 7.1 | 57 | 2024-06-28 | Scoping | NGET | Energy Storage System; PV Array (Photo Voltaic/solar)
CSE26 LIMITED | Warley 2 | Warley 275kV Substation | 0 | 150 | 150 | 2029-10-31 | Scoping | NGET | Energy Storage System
CSE26 LIMITED | Warley 2 | Warley 275kV Substation | 0 | 50 | 200 | 2033-10-31 | Scoping | NGET | Energy Storage System
ABBEY PROPERTIES CAMBRIDGESHIRE LIMITED | Warley Battery Energy Storage | Warley 275kV Substation | 0 | 200 | 200 | 2029-10-31 | Scoping | NGET | Energy Storage System
O&G Solar (SPV 36) Limited | Warley PV & BESS | Warley 275kV Substation | 0 | 249.9 | 249.9 | 2031-10-31 | Scoping | NGET | Energy Storage System; PV Array (Photo Voltaic/solar)
RENEWCO POWER LIMITED | Watchman Energy Park | Elvanfoot 275/132/33kV | 0 | 249.9 | 249.9 | 2036-10-31 | Scoping | SPT | Energy Storage System; PV Array (Photo Voltaic/solar); Wind Onshore
VIRIDIS 178 LIMITED | Water Lane | Exeter GSP | 20.88 | 0 | 20.88 |  | Built | NGET | CHP (Combined Heat and Power)
WIND DEVELOPMENT HOLDINGS LIMITED | Waternish Wind Farm Substaion | Waternish Wind Farm 12KV Substation | 0 | 81.6 | 81.6 | 2034-04-30 | Scoping | SHET | Wind Onshore
VOLTWISE POWER HOLDINGS LIMITED | Water Orton | Warwickshire Connection Node F 132kV Substation | 0 | 150 | 150 | 2037-10-30 | Scoping | NGET | Energy Storage System
EDF ENERGY RENEWABLES LIMITED | Watten Wind Farm | Mybster 3 GSP | 0 | 52.8 | 52.8 | 2028-06-30 | Scoping | SHET | Wind Onshore
ECODEV PROJECTS LTD | Weaver BESS | Frodsham 400kV Substation | 0 | 240 | 240 | 2037-11-01 | Scoping | NGET | Energy Storage System
Bluestone Energy Ltd | Weaver Island 150MW BESS | Frodsham GSP | 0 | 150 | 150 | 2037-10-30 | Scoping | NGET | Energy Storage System
EAST ANGLIA GRID STORAGE ONE LIMITED | Weirs Drove | Burwell Main 400kV Substation | 49.9 | 0 | 49.9 |  | Built | NGET | Energy Storage System
EAST ANGLIA GRID STORAGE ONE LIMITED | Weirs Drove | Burwell Main 400kV Substation | 0 | 30 | 79.9 | 2028-10-31 | Scoping | NGET | Energy Storage System
WELBAR ENERGY STORAGE LIMITED | WELBAR ENERGY STORAGE | Hams Hall 400kV Substation | 0 | 349.9 | 349.9 | 2026-10-30 | Consents Approved | NGET | Energy Storage System
WELBAR ENERGY STORAGE LIMITED | WELBAR ENERGY STORAGE | Hams Hall 400kV Substation | 0 | 50 | 399.9 | 2032-10-31 | Consents Approved | NGET | Energy Storage System
Gas Generation Property Limited | Well Street Paisley | Elderslie 132/33kV | 0 | 49.9 | 49.9 | 2025-05-06 | Scoping | SPT | Battery Storage
WEST ANDERSHAW WIND FARM LIMITED | West Andershaw Wind Farm | West Andershaw 132kV Substation | 0 | 85.8 | 85.8 | 2030-04-30 | Scoping | SPT | Wind Onshore
ENSO GREEN HOLDINGS A LIMITED | West Burton | West Burton 132kV Substation | 0 | 49.9 | 49.9 | 2025-06-30 | Scoping | NGET | PV Array
ENSO GREEN HOLDINGS A LIMITED | West Burton | West Burton 132kV Substation | 0 | 49.9 | 99.8 | 2026-06-30 | Scoping | NGET | Energy Storage System; PV Array (Photo Voltaic/solar)
ENSO GREEN HOLDINGS A LIMITED | West Burton | West Burton 132kV Substation | 0 | 20.2 | 120 | 2026-12-30 | Scoping | NGET | Energy Storage System; PV Array (Photo Voltaic/solar)
WEST BURTON B LIMITED | West Burton B | West Burton 400kV Substation | 1333 | 500 | 1833 | 2027-10-30 | Built | NGET | CCGT (Combined Cycle Gas Turbine); Energy Storage System
WEST BURTON B LIMITED | West Burton B | West Burton 400kV Substation | 0 | 48 | 1881 | 2034-10-30 | Built | NGET | CCGT (Combined Cycle Gas Turbine); Energy Storage System
WEST BURTON SOLAR PROJECT LIMITED | West Burton Solar Project | West Burton 400kV Substation | 0 | 480 | 480 | 2028-11-30 | Scoping | NGET | Energy Storage System; PV Array (Photo Voltaic/solar)
WESTERMOST ROUGH LIMITED | Westermost Rough Offshore Wind Farm | Westermost Rough Offshore Substation | 206.5 | 0 | 206.5 |  | Built | OFTO | Wind Offshore
Apatura Battery Ltd | Westerton Lane BESS | Busby 275kV | 0 | 150 | 150 | 2029-09-17 | Scoping | SPT | Energy Storage System
BROCKWELL ENERGY LIMITED | Westfield BESS | Westfield 275/132/33kV | 0 | 350 | 350 | 2031-10-31 | Scoping | SPT | Energy Storage System
ELGIN ENERGY ES CO LIMITED | West Grimsby Farm | Grimsby West GSP | 0 | 150 | 150 | 2035-10-31 | Awaiting Consents | NGET | PV Array (Photo Voltaic/solar)
SSE DE SOLAR HOLDCO LIMITED | West Haddon | West Haddon 400kV Substation | 0 | 600 | 600 | 2039-10-01 | Scoping | NGET | Energy Storage System; PV Array (Photo Voltaic/solar)
West Haddon 10 Renewables Limited | West Haddon | Derbyshire Connection Node A 400kV Substation | 0 | 1000 | 1000 | 2039-10-31 | Scoping | NGET | Demand; PV Array (Photo Voltaic/solar)
IB VOGT UK LTD | West Melton PV & BESS Station | West Melton 275kV Substation | 0 | 200 | 200 | 2033-10-31 | Scoping | NGET | Energy Storage System; PV Array (Photo Voltaic/solar)
MORECAMBE WIND LIMITED | West of Duddon Sands Offshore Wind Farm | West of Duddon Sands 34/155kV Offshore Substation | 382 | 0 | 382 |  | Built | OFTO | Wind Offshore
LOW CARBON SOLAR PARK 43 LIMITED | West Oxfordshire Energy Park | Lechlade GSP | 0 | 500 | 500 | 2037-10-31 | Scoping | NGET | Energy Storage System; PV Array (Photo Voltaic/solar)
West Saval Battery Storage Ltd | West Saval Battery Storage | West Saval Substation 132 kV | 0 | 200 | 200 | 2030-10-31 | Scoping | SHET | Demand; Energy Storage System
ESB ASSET DEVELOPMENT UK LIMITED | West Torrisdale | Carradale 1 GSP | 0 | 50 | 50 | 2027-04-30 | Scoping | SHET | Wind Onshore
EL (WEST WEYBRIDGE) LIMITED | West Weybridge | West Weybridge 275kV Substation | 0 | 57 | 57 | 2027-10-31 | Scoping | NGET | Energy Storage System
West Weybridge 10 Renewables Limited | West Weybridge | West Weybridge 400kV Substation | 0 | 1000 | 1000 | 2037-10-31 | Scoping | NGET | Energy Storage System; PV Array (Photo Voltaic/solar)
ENSO GREEN HOLDINGS LIMITED | West Weybridge (Tertiary) | West Weybridge 275kV Substation | 0 | 49.9 | 49.9 | 2025-10-31 | Scoping | NGET | PV Array
ENSO GREEN HOLDINGS LIMITED | West Weybridge (Tertiary) | West Weybridge 275kV Substation | 0 | 7.1 | 57 | 2027-10-31 | Scoping | NGET | Energy Storage System; PV Array (Photo Voltaic/solar)
SCOTTISHPOWER RENEWABLES (UK) LIMITED | Wether Hill | Wether Hill 132/33KV Substation | 0 | 66 | 66 | 2028-12-01 | Scoping | SPT | Wind Onshore
CBS ENERGY STORAGE ASSETS UK LIMITED | White Cairns BESS | Peterhead 275kV | 0 | 400 | 400 | 2033-10-31 | Scoping | SHET | Energy Storage System
Apatura Battery Ltd | Whitecraig BESS | Dalkeith 400kV Substation | 0 | 200 | 200 | 2031-06-30 | Scoping | SPT | Energy Storage System
HD144WHI LTD | Whitegate Tertiary Connection | Whitegate 275kV Substation | 0 | 57 | 57 | 2024-06-30 | Consents Approved | NGET | Energy Storage System
Whitehill Battery Storage Ltd | Whitehill Battery Storage | Easterhouse 275/33kV | 0 | 200 | 200 | 2026-10-31 | Awaiting Consents | SPT | Energy Storage System
GPC 1210 Ltd | WHITEHILL BESS | Whitehill Bess 275/132kV Substation | 0 | 500 | 500 | 2029-10-01 | Scoping | SPT | Energy Storage System
GPC 013 LTD | Whitehill Estate BESS 60MW | Drumchapel 275/33kV | 0 | 60 | 60 | 2028-10-16 | Scoping | SPT | Energy Storage System
IGP INTERNATIONAL PROSPECTING LIMITED | Whitehouse BESS station | Crossaig 132kV Substation | 0 | 249 | 249 | 2034-10-31 | Scoping | SHET | Demand; Energy Storage System
BUK23 Limited | Whitelaw Brae BESS | Whitelaw Brae B 33kV Substation | 0 | 1 | 1 | 2026-07-31 | Scoping | SPT | Energy Storage System
WHITELAW BRAE WINDFARM LIMITED | Whitelaw Brae Windfarm | Whitelaw Brae 'A' and 'B' 33kV Substations | 0 | 57 | 57 | 2024-06-28 | Scoping | SPT | Wind Onshore
SCOTTISHPOWER RENEWABLES (UK) LIMITED | Whitelee | Whitelee 275/33kV | 305 | 0 | 305 |  | Built | SPT | Wind Onshore
SCOTTISHPOWER RENEWABLES (UK) LIMITED | Whitelee | Whitelee 275/33kV | 0 | 355 | 660 | 2029-06-15 | Scoping | SPT | Wind Onshore
SCOTTISHPOWER RENEWABLES (UK) LIMITED | Whitelee Extension | Whitelee Extension 275/33kV | 206 | 32 | 238 | 2023-03-31 | Built | SPT | Wind Onshore
Greenswitch Capital Limited | Whiteleigh Farm | Pyworthy 400kV Substation | 0 | 300 | 300 | 2036-12-06 | Scoping | NGET | Energy Storage System; PV Array (Photo Voltaic/solar)
VOLTALIA UK LTD | Whiteminhill Renewable Energy Park | Mark Hill 33kV | 0 | 220 | 220 | 2036-10-31 | Scoping | SPT | Energy Storage System; PV Array (Photo Voltaic/solar); Wind Onshore
WHITESIDE HILL WINDFARM (SCOTLAND) LIMITED | Whiteside Hill Wind Farm | Glenglass 132/33kV | 27 | 0 | 27 |  | Built | SPT | Wind Onshore
PIVOTED POWER LLP | Whitson | Whitson 275kV Substation | 0 | 49.9 | 49.9 | 2026-10-31 | Scoping | NGET | Energy Storage System
FIELD DEVCO LTD | Whitson BESS | Whitson 275kV Substation | 0 | 150 | 150 | 2037-10-31 | Scoping | NGET | Energy Storage System
NORIKER POWER LTD | Whitson BESS NP | Whitson 275kV Substation | 0 | 350 | 350 | 2037-10-31 | Scoping | NGET | Energy Storage System
PIVOTED POWER LLP | Willington | Willington East 400kV Substation | 0 | 57 | 57 | 2026-06-30 | Scoping | NGET | Energy Storage System
SSE UTILITY SOLUTIONS LIMITED | Willington | Willington 400kV Substation | 0 | 600 | 600 | 2029-10-30 | Scoping | NGET | Energy Storage System; PV Array (Photo Voltaic/solar)
IB VOGT UK LTD | Willington BESS Station | Willington 400kV Substation | 0 | 240 | 240 | 2033-10-31 | Scoping | NGET | Energy Storage System
ENSO GREEN HOLDINGS LIMITED | Willington East 1 (Tertiary) | Willington East 400kV Substation | 0 | 49.9 | 49.9 | 2025-06-30 | Scoping | NGET | PV Array
ENSO GREEN HOLDINGS LIMITED | Willington East 1 (Tertiary) | Willington East 400kV Substation | 0 | 7.1 | 57 | 2027-06-30 | Scoping | NGET | Energy Storage System; PV Array (Photo Voltaic/solar)
ENSO GREEN HOLDINGS LIMITED | Willington East 2 (Tertiary) | Willington East 400kV Substation | 0 | 49.9 | 49.9 | 2025-10-31 | Scoping | NGET | PV Array
ENSO GREEN HOLDINGS LIMITED | Willington East 2 (Tertiary) | Willington East 400kV Substation | 0 | 7.1 | 57 | 2027-10-31 | Scoping | NGET | Energy Storage System; PV Array (Photo Voltaic/solar)
BROCKWELL STORAGE & SOLAR LIMITED | Willington Energy Park | Willington 400kV Substation | 0 | 500 | 500 | 2028-03-30 | Scoping | NGET | Energy Storage System; PV Array (Photo Voltaic/solar)
WILLINGTON GREEN ENERGY LIMITED | Willington Green Energy Centre | Willington 400kV Substation | 0 | 400 | 400 | 2026-10-30 | Scoping | NGET | Energy Storage System; PV Array (Photo Voltaic/solar); Reactive Compensation
WILLINGTON GREEN ENERGY LIMITED | Willington Green Energy Centre | Willington 400kV Substation | 0 | 625 | 1025 | 2029-10-30 | Awaiting Consents | NGET | Energy Storage System; PV Array (Photo Voltaic/solar); Reactive Compensation
WILLINGTON ENERGY PARK LIMITED | Willington PV & BESS | Willington East 400kV Substation | 0 | 249.9 | 249.9 | 2033-10-31 | Scoping | NGET | Energy Storage System; PV Array (Photo Voltaic/solar)
SEMBCORP UTILITIES (UK) LIMITED | Wilton | Greystones A 275kV Substation | 141 | 0 | 141 |  | Built | NGET | CCGT (Combined Cycle Gas Turbine)
ENERGYGRIDPOWER LTD | WindyHill BESS2 Facility | Windyhill 275/132kV | 0 | 200 | 200 | 2025-07-27 | Scoping | SPT | Energy Storage System
ENERGYGRIDPOWER LTD | WindyHill Energy Storage Facility | Windyhill 275/132kV | 0 | 200 | 200 | 2025-08-27 | Scoping | SPT | Energy Storage System
WINDY RIG WIND FARM LIMITED | Windy Rig Wind Farm | Blackhill 132/33kV | 42.8 | 0 | 42.8 |  | Built | SPT | Wind Onshore
BROCKLOCH RIG WINDFARM LIMITED | Windy Standard II (Brockloch Rig) Wind Farm | Dun Hill 132/33kV | 61.5 | 0 | 61.5 |  | Built | SPT | Wind Onshore
BROCKLOCH RIG WINDFARM LIMITED | Windy Standard II (Brockloch Rig) Wind Farm | Dun Hill 132/33kV | 0 | 13.5 | 75 | 2024-06-30 | Consents Approved | SPT | Wind Onshore
Windy Standard III Ltd | Windy Standard III Wind Farm | Dun Hill 132/33kV | 0 | 43.5 | 43.5 | 2024-06-30 | Awaiting Consents | SPT | Wind Onshore
Windy Standard III Ltd | Windy Standard III Wind Farm | Dun Hill 132/33kV | 0 | 42 | 85.5 | 2024-06-30 | Awaiting Consents | SPT | Wind Onshore
Windy Standard III Ltd | Windy Standard III Wind Farm | Dun Hill 132/33kV | 0 | 10.5 | 96 | 2029-06-30 | Awaiting Consents | SPT | Wind Onshore
ZENOBE WISHAW LIMITED | Wishaw Energy Storage Facility | Wishaw 400/275/132/33kV | 49.95 | 0 | 49.95 |  | Built | SPT | Energy Storage System
SolarThree Ltd | Woburn Solar Farm | Dunstable 400kV Substation | 0 | 840 | 840 | 2031-10-31 | Scoping | NGET | PV Array (Photo Voltaic/solar)
RE Projects Development Limited | Womblehill BESS Farm | Womblehill BESS Farm 132kV | 0 | 200 | 200 | 2029-10-31 | Scoping | SHET | Energy Storage System
Woodcock Faulds Battery Storage Limited | Woodcock Faulds Battery Storage | Denny North | 0 | 200 | 200 | 2029-10-31 | Scoping | SPT | Demand; Energy Storage System
ORSTED ONSHORE UK LIMITED | Woodcock Hill Wind Farm | Woodcock Hill WF Substation | 0 | 90 | 90 | 2032-10-31 | Scoping | SHET | Energy Storage System; Wind Onshore
HARTFINDER ONE LIMITED | WORSET LANE BESS | Hartmoor 275kV Substation | 0 | 200 | 200 | 2026-10-25 | Consents Approved | NGET | Energy Storage System
Worcestershire Solar 1 Limited | Worset PV & BESS Park | Hartmoor 275kV Substation | 0 | 37.5 | 37.5 | 2024-06-07 | Consents Approved | NGET | Energy Storage System; PV Array (Photo Voltaic/solar)
P3P PARTNERS LLP | Wright Street BESS | Braehead Park 132/33kV | 0 | 49.9 | 49.9 | 2025-07-16 | Scoping | SPT | Battery Storage
ENSO GREEN HOLDINGS LIMITED | Wylfa Substation | Wylfa 132kV Substation | 0 | 120 | 120 | 2029-06-30 | Scoping | NGET | Energy Storage System; PV Array (Photo Voltaic/solar)
ENSO GREEN HOLDINGS LIMITED | Wymondley | Wymondley 400kV Substation | 0 | 200 | 200 | 2031-10-31 | Scoping | NGET | Energy Storage System; PV Array (Photo Voltaic/solar)
ENSO GREEN HOLDINGS LIMITED | Wymondley | Wymondley 400kV Substation | 0 | 100 | 300 | 2032-10-31 | Scoping | NGET | Energy Storage System; PV Array (Photo Voltaic/solar)
ENSO GREEN HOLDINGS LIMITED | Wymondley | Wymondley 400kV Substation | 0 | 100 | 400 | 2033-10-31 | Scoping | NGET | Energy Storage System; PV Array (Photo Voltaic/solar)
PIVOTED POWER LLP | Wymondley | Wymondley 400kV Substation | 0 | 57 | 57 | 2025-06-30 | Awaiting Consents | NGET | Battery Storage
AGR RENEWABLES LIMITED | Wymondley BESS Limited | Wymondley 400kV Substation | 0 | 35.5 | 35.5 | 2031-10-31 | Scoping | NGET | Energy Storage System
Wymondley 10 Renewables Ltd | Wymondley Farm | Wymondley 2 400kV Substation | 0 | 1000 | 1000 | 2032-10-30 | Scoping | NGET | Energy Storage System; PV Array (Photo Voltaic/solar)
WYMONDLEY GREEN ENERGY CENTRE LTD | Wymondley GEC (Ethos Green) | Wymondley 400kV Substation | 0 | 700 | 700 | 2032-10-30 | Awaiting Consents | NGET | Demand; Energy Storage System; PV Array (Photo Voltaic/solar); Reactive Compensation
TELIS ENERGY UK LIMITED | Wymondley High Impact Green Energy Hub (HIGEH) 1 | Wymondley 2 400kV Substation | 0 | 1000 | 1000 | 2033-10-31 | Scoping | NGET | Energy Storage System; PV Array (Photo Voltaic/solar); Reactive Compensation; Wind Onshore
AGR SOLAR 4 LIMITED | Wymondley Solar Farm | Wymondley 400kV Substation | 0 | 49.995 | 49.995 | 2024-06-30 | Consents Approved | NGET | Energy Storage System; PV Array (Photo Voltaic/solar)
WYSEBYHILL ENERGY FARM LIMITED | Wyseby Hill Energy Farm | Wyseby Hill Energy Farm 400kV Substation | 0 | 750 | 750 | 2031-10-31 | Scoping | SPT | Energy Storage System; PV Array (Photo Voltaic/solar)
CONNECTID 2 LIMITED | Yaxley | North Anglia Connection Node E 400kV Substation | 0 | 520 | 520 | 2034-10-31 | Scoping | NGET | Demand; Energy Storage System; PV Array (Photo Voltaic/solar); Reactive Compensation
FIELD DEVCO LTD | Yaxley BESS | Yaxley 400kV Substation | 0 | 200 | 200 | 2034-10-31 | Scoping | NGET | Energy Storage System
548 UK INVESTMENT HOLDINGS LIMITED | Yaxley Farm | Yaxley 400kV Substation | 0 | 200 | 200 | 2032-10-31 | Scoping | NGET | Energy Storage System; PV Array (Photo Voltaic/solar)
YAXLEY GREEN ENERGY CENTRE LTD | Yaxley GEC (Ethos Green) | Yaxley 400kV Substation | 0 | 450 | 450 | 2031-10-31 | Awaiting Consents | NGET | Demand; Energy Storage System; PV Array (Photo Voltaic/solar); Reactive Compensation
Y BRYN WIND FARM LIMITED | Y Bryn Wind Farm | Margam GSP | 0 | 151.2 | 151.2 | 2029-05-10 | Scoping | NGET | Wind Onshore
ZENOBE BLACKHILLOCK LIMITED | Zenobe Blackhillock 300 MW | Blackhillock 275kV Substation | 0 | 200 | 200 | 2024-02-01 | Consents Approved | SHET | Energy Storage System
ZENOBE BLACKHILLOCK LIMITED | Zenobe Blackhillock 300 MW | Blackhillock 275kV Substation | 0 | 100 | 300 | 2026-04-01 | Consents Approved | SHET | Energy Storage System
ZENOBE ENERGY LIMITED | Zenobe Butler's Wood BESS | Butlers Wood 400kV Substation | 0 | 330 | 330 | 2037-10-31 | Scoping | NGET | Energy Storage System
Zenobe Coalburn Limited | Zenobe Coalburn Battery Storage | Coalburn 400kV Substation | 0 | 200 | 200 | 2026-06-30 | Scoping | SPT | Energy Storage System
Zenobe Eccles Limited | Zenobe Eccles Battery Storage | Eccles 400/132/33kV | 0 | 400 | 400 | 2026-04-30 | Scoping | SPT | Energy Storage System
Zenobe Kilmarnock South Limited | Zenobe Energy Kilmarnock South | Kilmarnock South 400/275/33kV | 0 | 300 | 300 | 2025-08-29 | Scoping | SPT | Battery Storage
ZENOBE ENERGY LIMITED | Zenobe Hartmoor BESS | Hartmoor 275kV Substation | 0 | 330 | 330 | 2033-10-31 | Scoping | NGET | Energy Storage System
ZENOBE ENERGY LIMITED | Zenobe Hawthorn Pit BESS | Hawthorn Pit 400kV Substation | 0 | 300 | 300 | 2037-10-31 | Scoping | NGET | Energy Storage System
ZENOBE ENERGY LIMITED | Zenobe Landulph BESS | Landulph 400kV Substation | 0 | 300 | 300 | 2037-10-31 | Scoping | NGET | Energy Storage System
ZENOBE ENERGY LIMITED | Zenobe Little Horsted BESS | Little Horsted 400kV Substation | 0 | 300 | 300 | 2037-10-31 | Scoping | NGET | Energy Storage System
ZENOBE ENERGY LIMITED | Zenobe Necton BESS | Necton 400kV Substation | 0 | 300 | 300 | 2033-10-31 | Scoping | NGET | Energy Storage System
ZENOBE ENERGY LIMITED | Zenobe New Deer Battery Storage | New Deer 400kV Substation | 0 | 200 | 200 | 2029-10-31 | Scoping | SHET | Energy Storage System
ZENOBE ENERGY LIMITED | Zenobe Norton | Norton 400kV Substation | 0 | 150 | 150 | 2031-10-31 | Awaiting Consents | NGET | Energy Storage System
ZENOBE ENERGY LIMITED | Zenobe Spennymoor BESS | Spennymoor 400kV Substation | 0 | 330 | 330 | 2035-10-30 | Scoping | NGET | Energy Storage System
ZENOBE ENERGY LIMITED | Zenobe Stalybridge Project | Stalybridge 275kV Substation | 0 | 150 | 150 | 2026-09-30 | Scoping | NGET | Energy Storage System
ZENOBE ENERGY LIMITED | Zenobe Thornton BESS | Thornton 400kV Substation | 0 | 330 | 330 | 2035-10-30 | Scoping | NGET | Energy Storage System
ZENOBE ENERGY LIMITED | Zenobe Yaxley BESS | Yaxley 400kV Substation | 0 | 300 | 300 | 2035-10-31 | Scoping | NGET | Energy Storage System