## Info
Data from the ETYS 2024 boundary charts, showing power flows, required transfers, and capability for each boundary.
FES2024 Chart Data | Generation and demand background for this data is taken from Future Energy Scenarios 2024, whilst boundary capability is according to the Beyond 2030 recommendation.
CP30 Report | Generation and demand background for this data is taken from the Clean Power 2030 Pathways, whilst boundary capability is according to the Beyond 2030 recommendation.

## FES24 Chart Data
| Boundary | Scenario | 2024 | 2025 | 2026 | 2027 | 2028 | 2029 | 2030 | 2031 | 2032 | 2033 | 2034 | 2035 | 2036 | 2037 | 2038 | 2039 | 2040 | 2041 | 2042 | 2043
5pc | B0 | Holistic Transition | -32 | -30 | -34 | -35 | -44 | -28 | 9 | 0 | 0 | 27 | 3 | -6 | -28 | -785 | -817 | -812 | -803 | -725 | -704 | -345
25pc | B0 | Holistic Transition | 2 | 6 | 2 | 31 | 34 | 143 | 365 | 366 | 370 | 560 | 682 | 652 | 674 | 380 | 346 | 292 | 284 | 294 | 340 | 378
75pc | B0 | Holistic Transition | 665 | 763 | 857 | 1109 | 1410 | 1877 | 2928 | 2948 | 2894 | 3679 | 4515 | 4436 | 4412 | 3682 | 3600 | 3452 | 3333 | 3306 | 3178 | 2969
95pc | B0 | Holistic Transition | 1112 | 1295 | 1446 | 1797 | 2232 | 2791 | 4116 | 4102 | 4047 | 4886 | 5998 | 5911 | 5885 | 4969 | 4888 | 4856 | 4972 | 4987 | 5140 | 5175
Economy RT | B0 | Holistic Transition | 990 | 1172 | 1341 | 1751 | 2293 | 2917 | 4205 | 4213 | 4211 | 5039 | 6195 | 6157 | 6144 | 6136 | 6184 | 6248 | 6245 | 6254 | 6255 | 6266
Security RT | B0 | Holistic Transition | 22 | 20 | 17 | 55 | 51 | 47 | 42 | 56 | 56 | 60 | 62 | 65 | -19 | -24 | -30 | -38 | -44 | -49 | -53 | -55
Capability | B0 | Holistic Transition | 1800 | 1800 | 1900 | 1900 | 1800 | 1800 | 4700 | 4700 | 4700 | 4700 | 4600 | 4600 | 4600 | 4600 | 4600 | 4600 | 4600 | 4600 | 4600 | 4600
5pc | B0 | Electric Engagement | -32 | -38 | -42 | -32 | -23 | -21 | 0 | 24 | 23 | 12 | 10 | 2 | 37 | 67 | 65 | 68 | 67 | 72 | 67 | 68
25pc | B0 | Electric Engagement | 2 | -4 | -9 | 7 | 43 | 67 | 180 | 381 | 386 | 375 | 363 | 357 | 564 | 774 | 774 | 763 | 760 | 764 | 768 | 759
75pc | B0 | Electric Engagement | 667 | 715 | 732 | 837 | 1196 | 1490 | 1937 | 2862 | 2896 | 2868 | 2825 | 2784 | 3566 | 4522 | 4568 | 4448 | 4391 | 4379 | 4346 | 4188
95pc | B0 | Electric Engagement | 1119 | 1221 | 1265 | 1418 | 1955 | 2304 | 2808 | 3997 | 4022 | 3966 | 3866 | 3794 | 4704 | 5968 | 5987 | 5671 | 5577 | 5770 | 5869 | 6017
Economy RT | B0 | Electric Engagement | 973 | 1156 | 1317 | 1733 | 2279 | 2903 | 4195 | 4196 | 4194 | 5021 | 6172 | 6148 | 6138 | 6135 | 6184 | 6245 | 6243 | 6251 | 6253 | 6262
Security RT | B0 | Electric Engagement | 8 | 1 | -3 | 34 | 33 | 27 | 21 | 44 | 44 | 48 | 51 | 54 | -40 | -47 | -54 | -63 | -70 | -77 | -82 | -85
Capability | B0 | Electric Engagement | 1800 | 1800 | 1900 | 1900 | 1800 | 1800 | 4700 | 4700 | 4700 | 4700 | 4600 | 4600 | 4600 | 4600 | 4600 | 4600 | 4600 | 4600 | 4600 | 4600
5pc | B0 | Hydrogen Evolution | -32 | -30 | -34 | -35 | -44 | -28 | 9 | 0 | 0 | 27 | 3 | -6 | -28 | -785 | -817 | -812 | -803 | -725 | -704 | -345
25pc | B0 | Hydrogen Evolution | 2 | 6 | 2 | 31 | 34 | 143 | 365 | 366 | 370 | 560 | 682 | 652 | 674 | 380 | 346 | 292 | 284 | 294 | 340 | 378
75pc | B0 | Hydrogen Evolution | 665 | 763 | 857 | 1109 | 1410 | 1877 | 2928 | 2948 | 2894 | 3679 | 4515 | 4436 | 4412 | 3682 | 3600 | 3452 | 3333 | 3306 | 3178 | 2969
95pc | B0 | Hydrogen Evolution | 1112 | 1295 | 1446 | 1797 | 2232 | 2791 | 4116 | 4102 | 4047 | 4886 | 5998 | 5911 | 5885 | 4969 | 4888 | 4856 | 4972 | 4987 | 5140 | 5175
Economy RT | B0 | Hydrogen Evolution | 975 | 1157 | 1320 | 1732 | 2285 | 2911 | 4203 | 4199 | 4197 | 5027 | 6175 | 6141 | 6124 | 6124 | 6169 | 6230 | 6227 | 6234 | 6234 | 6246
Security RT | B0 | Hydrogen Evolution | 14 | 8 | 3 | 39 | 44 | 40 | 34 | 53 | 52 | 55 | 57 | 58 | -29 | -36 | -43 | -52 | -59 | -65 | -71 | -74
Capability | B0 | Hydrogen Evolution | 1800 | 1800 | 1900 | 1900 | 1800 | 1800 | 4700 | 4700 | 4700 | 4700 | 4600 | 4600 | 4600 | 4600 | 4600 | 4600 | 4600 | 4600 | 4600 | 4600
5pc | B13 | Holistic Transition | -1329 | -1402 | -1462 | -1510 | -1668 | -1122 | -477 | -1278 | -1794 | -1466 | -1157 | -878 | -567 | -837 | -713 | -115 | -633 | -82 | -808 | -217
25pc | B13 | Holistic Transition | -909 | -971 | -1022 | -1051 | -1178 | 68 | 852 | 7 | 0 | 0 | 0 | 789 | 1236 | 808 | 793 | 1106 | 975 | 1271 | 867 | 1217
75pc | B13 | Holistic Transition | -105 | -124 | -128 | -68 | -1 | 1453 | 2670 | 2466 | 2677 | 2992 | 3139 | 3890 | 4052 | 4094 | 3918 | 3937 | 3768 | 3933 | 3607 | 3950
95pc | B13 | Holistic Transition | 399 | 511 | 609 | 891 | 1510 | 3236 | 4562 | 4722 | 5065 | 5315 | 5915 | 7115 | 7082 | 7364 | 7342 | 7097 | 7263 | 7506 | 7143 | 7494
Economy RT | B13 | Holistic Transition | -2729 | -2843 | -2786 | -2693 | -2949 | -1894 | 1275 | -2050 | -2184 | -1212 | -1456 | 1461 | 2671 | 2502 | 2408 | 2287 | 2483 | 2437 | 2396 | 2373
Security RT | B13 | Holistic Transition | -1576 | -1552 | -1401 | -1119 | -1176 | 860 | 2723 | 1835 | 1745 | 1925 | 2028 | 2590 | 2606 | 2467 | 2316 | 2018 | 1807 | 1623 | 1428 | 1410
Capability | B13 | Holistic Transition | 3300 | 3300 | 5400 | 6500 | 6500 | 6500 | 5900 | 5900 | 5900 | 5900 | 5900 | 5900 | 5900 | 5900 | 5900 | 5900 | 5900 | 5900 | 5900 | 5900
5pc | B13 | Electric Engagement | -1316 | -1380 | -1403 | -1444 | -1531 | -1684 | -1108 | -498 | -1074 | -1537 | -1048 | -920 | -1432 | -1477 | -1967 | -2041 | -1187 | -1550 | -1007 | -1536
25pc | B13 | Electric Engagement | -915 | -943 | -970 | -1008 | -1051 | -1182 | 0 | 704 | 219 | 133 | 155 | 0 | 0 | 0 | -390 | -575 | 0 | -63 | 84 | 0
75pc | B13 | Electric Engagement | -192 | -181 | -150 | -122 | -15 | -39 | 1403 | 2571 | 2756 | 2759 | 2844 | 2669 | 2808 | 2251 | 2362 | 2449 | 2639 | 2357 | 2496 | 2470
95pc | B13 | Electric Engagement | 297 | 378 | 477 | 568 | 1142 | 1189 | 2919 | 4243 | 4717 | 4826 | 4811 | 4797 | 5116 | 4523 | 4573 | 4935 | 5046 | 4815 | 4975 | 5055
Economy RT | B13 | Electric Engagement | -2813 | -2881 | -2954 | -2752 | -3008 | -1931 | 1253 | 1003 | -2424 | -1500 | -1760 | 1242 | 2404 | 2173 | 2119 | 1948 | 2122 | 2050 | 1927 | 1887
Security RT | B13 | Electric Engagement | -1565 | -1571 | -1424 | -1148 | -1242 | 776 | 2558 | 1966 | 1888 | 2107 | 2239 | 2876 | 2925 | 2798 | 2652 | 2330 | 2102 | 1907 | 1694 | 1679
Capability | B13 | Electric Engagement | 3300 | 3300 | 5400 | 6500 | 6500 | 6500 | 5900 | 5900 | 5900 | 5900 | 5900 | 5900 | 5900 | 5900 | 5900 | 5900 | 5900 | 5900 | 5900 | 5900
5pc | B13 | Hydrogen Evolution | -1329 | -1402 | -1462 | -1510 | -1668 | -1122 | -477 | -1278 | -1794 | -1466 | -1157 | -878 | -567 | -837 | -713 | -115 | -633 | -82 | -808 | -217
25pc | B13 | Hydrogen Evolution | -909 | -971 | -1022 | -1051 | -1178 | 68 | 852 | 7 | 0 | 0 | 0 | 789 | 1236 | 808 | 793 | 1106 | 975 | 1271 | 867 | 1217
75pc | B13 | Hydrogen Evolution | -105 | -124 | -128 | -68 | -1 | 1453 | 2670 | 2466 | 2677 | 2992 | 3139 | 3890 | 4052 | 4094 | 3918 | 3937 | 3768 | 3933 | 3607 | 3950
95pc | B13 | Hydrogen Evolution | 399 | 511 | 609 | 891 | 1510 | 3236 | 4562 | 4722 | 5065 | 5315 | 5915 | 7115 | 7082 | 7364 | 7342 | 7097 | 7263 | 7506 | 7143 | 7494
Economy RT | B13 | Hydrogen Evolution | -2903 | -3024 | -3059 | -2938 | -3133 | -2034 | 1203 | -1047 | -1187 | -1470 | -1764 | 1219 | 2428 | 2275 | 2235 | 2112 | 2311 | 2259 | 2146 | 2122
Security RT | B13 | Hydrogen Evolution | -1592 | -1613 | -1477 | -1218 | -1301 | 741 | 2551 | 1880 | 1779 | 1958 | 2045 | 2602 | 2590 | 2427 | 2260 | 1945 | 1724 | 1542 | 1347 | 1330
Capability | B13 | Hydrogen Evolution | 3300 | 3300 | 5400 | 6500 | 6500 | 6500 | 5900 | 5900 | 5900 | 5900 | 5900 | 5900 | 5900 | 5900 | 5900 | 5900 | 5900 | 5900 | 5900 | 5900
5pc | B14 | Holistic Transition | 3481 | 3543 | 3562 | 3660 | 3764 | 3919 | 4080 | 4295 | 4399 | 4615 | 4748 | 4873 | 4938 | 5012 | 5203 | 5234 | 5255 | 5233 | 5331 | 5387
25pc | B14 | Holistic Transition | 4479 | 4490 | 4534 | 4618 | 4742 | 4871 | 4984 | 5196 | 5356 | 5588 | 5747 | 5934 | 6097 | 6209 | 6323 | 6417 | 6471 | 6577 | 6614 | 6654
75pc | B14 | Holistic Transition | 5876 | 5863 | 5960 | 6061 | 6266 | 6529 | 6739 | 7067 | 7402 | 7791 | 8171 | 8512 | 8757 | 8990 | 9242 | 9505 | 9631 | 9709 | 9780 | 9785
95pc | B14 | Holistic Transition | 6798 | 6833 | 6920 | 7116 | 7342 | 7603 | 7957 | 8391 | 8852 | 9329 | 9815 | 10298 | 10688 | 11092 | 11448 | 11810 | 11986 | 12220 | 12296 | 12399
Economy RT | B14 | Holistic Transition | 10799 | 11171 | 11316 | 11625 | 12155 | 12579 | 12880 | 13193 | 13558 | 14295 | 15023 | 15419 | 15738 | 16278 | 16776 | 17118 | 17244 | 17265 | 17427 | 17520
Security RT | B14 | Holistic Transition | 9747 | 10089 | 10172 | 10375 | 11266 | 11900 | 12195 | 12394 | 12643 | 12994 | 13403 | 13429 | 13327 | 13747 | 14196 | 14511 | 14556 | 14460 | 14616 | 14736
Capability | B14 | Holistic Transition | 11600 | 11600 | 11600 | 11600 | 11600 | 11600 | 11600 | 11600 | 11600 | 11600 | 11600 | 11600 | 11600 | 11600 | 11600 | 11600 | 11600 | 11600 | 11600 | 11600
5pc | B14 | Electric Engagement | 3554 | 3586 | 3591 | 3669 | 3783 | 3977 | 4148 | 4300 | 4535 | 4777 | 5014 | 5296 | 5449 | 5650 | 5922 | 6010 | 6206 | 6438 | 6637 | 6691
25pc | B14 | Electric Engagement | 4578 | 4591 | 4612 | 4724 | 4867 | 5007 | 5192 | 5390 | 5624 | 5894 | 6206 | 6527 | 6781 | 7092 | 7387 | 7610 | 7842 | 8303 | 8522 | 8769
75pc | B14 | Electric Engagement | 6028 | 6068 | 6083 | 6214 | 6381 | 6657 | 6958 | 7320 | 7679 | 8146 | 8562 | 9081 | 9585 | 10052 | 10511 | 10921 | 11393 | 11955 | 12519 | 12931
95pc | B14 | Electric Engagement | 6970 | 7060 | 7094 | 7262 | 7474 | 7829 | 8202 | 8597 | 9110 | 9682 | 10208 | 10918 | 11494 | 12156 | 12715 | 13331 | 13912 | 14739 | 15375 | 16024
Economy RT | B14 | Electric Engagement | 10932 | 11343 | 11365 | 11563 | 12031 | 12444 | 13003 | 13751 | 14304 | 14844 | 15456 | 15976 | 16571 | 17361 | 17912 | 18474 | 18949 | 19594 | 20094 | 20454
Security RT | B14 | Electric Engagement | 10025 | 10385 | 10366 | 10597 | 11028 | 11430 | 11677 | 13115 | 13585 | 14003 | 14340 | 14756 | 15261 | 15719 | 16171 | 16611 | 16898 | 17172 | 17612 | 17941
Capability | B14 | Electric Engagement | 11600 | 11600 | 11600 | 11600 | 11600 | 11600 | 11600 | 11600 | 11600 | 11600 | 11600 | 11600 | 11600 | 11600 | 11600 | 11600 | 11600 | 11600 | 11600 | 11600
5pc | B14 | Hydrogen Evolution | 3620 | 3636 | 3645 | 3686 | 3703 | 3724 | 3825 | 3879 | 3970 | 4086 | 4212 | 4364 | 4513 | 4675 | 4811 | 4954 | 4993 | 5025 | 5081 | 5084
25pc | B14 | Hydrogen Evolution | 4670 | 4713 | 4715 | 4751 | 4808 | 4830 | 4934 | 5030 | 5154 | 5262 | 5365 | 5527 | 5704 | 5800 | 5945 | 6084 | 6140 | 6220 | 6271 | 6310
75pc | B14 | Hydrogen Evolution | 6174 | 6202 | 6247 | 6271 | 6329 | 6381 | 6545 | 6682 | 6760 | 6907 | 7076 | 7308 | 7589 | 7796 | 8085 | 8346 | 8531 | 8787 | 9050 | 9212
95pc | B14 | Hydrogen Evolution | 7130 | 7200 | 7266 | 7276 | 7371 | 7463 | 7674 | 7829 | 7960 | 8145 | 8362 | 8570 | 8859 | 9295 | 9651 | 9942 | 10232 | 10595 | 10876 | 11123
Economy RT | B14 | Hydrogen Evolution | 11161 | 11509 | 11629 | 11661 | 11879 | 11885 | 12292 | 12712 | 12902 | 13168 | 13437 | 13797 | 14191 | 14590 | 14965 | 15340 | 15609 | 15964 | 16404 | 16733
Security RT | B14 | Hydrogen Evolution | 10243 | 10569 | 10662 | 10708 | 10936 | 10897 | 11195 | 11940 | 12162 | 12367 | 12584 | 12749 | 13179 | 13882 | 14151 | 14452 | 14615 | 14868 | 15136 | 15362
Capability | B14 | Hydrogen Evolution | 11600 | 11600 | 11600 | 11600 | 11600 | 11600 | 11600 | 11600 | 11600 | 11600 | 11600 | 11600 | 11600 | 11600 | 11600 | 11600 | 11600 | 11600 | 11600 | 11600
5pc | B1aF | Holistic Transition | -97 | -89 | -97 | -99 | -116 | -328 | -766 | -1059 | -1803 | -1810 | -1776 | -1197 | -1604 | -1870 | -1720 | -1793 | -2460 | -3073 | -3442 | -4049
25pc | B1aF | Holistic Transition | 221 | 235 | 246 | 311 | 336 | 512 | 889 | 857 | 808 | 1014 | 1151 | 1758 | 1482 | 1015 | 962 | 684 | 252 | 32 | 0 | 0
75pc | B1aF | Holistic Transition | 2778 | 2843 | 2927 | 3593 | 3831 | 4239 | 5852 | 6022 | 5787 | 6277 | 6985 | 8323 | 7874 | 6896 | 6784 | 6298 | 5619 | 5190 | 4804 | 4908
95pc | B1aF | Holistic Transition | 4073 | 4282 | 4492 | 5470 | 5940 | 6588 | 8763 | 9098 | 9194 | 9812 | 10688 | 12271 | 12018 | 11166 | 11283 | 10940 | 10481 | 10353 | 10347 | 10136
Economy RT | B1aF | Holistic Transition | 4426 | 4793 | 5173 | 5976 | 6597 | 7574 | 10124 | 10352 | 10738 | 11171 | 12004 | 11817 | 11770 | 11615 | 11922 | 12034 | 11945 | 12014 | 11970 | 12083
Security RT | B1aF | Holistic Transition | 832 | 1154 | 1268 | 1297 | 1364 | 1856 | 2790 | 3425 | 4386 | 4680 | 4906 | 5163 | 5584 | 5542 | 5488 | 5291 | 5159 | 5030 | 4900 | 4932
Capability | B1aF | Holistic Transition | 2600 | 3000 | 4100 | 5100 | 5100 | 3600 | 5900 | 5900 | 5900 | 9300 | 10600 | 10600 | 10600 | 10600 | 12100 | 12100 | 12100 | 12100 | 12100 | 12100
5pc | B1aF | Electric Engagement | -111 | -100 | -119 | -103 | -96 | -196 | -146 | -74 | -174 | -190 | -346 | -314 | -13 | 0 | 52 | 69 | 53 | 65 | 75 | 39
25pc | B1aF | Electric Engagement | 160 | 218 | 188 | 219 | 307 | 354 | 493 | 1001 | 1001 | 941 | 994 | 963 | 1522 | 1792 | 1966 | 1980 | 1934 | 1958 | 1993 | 1899
75pc | B1aF | Electric Engagement | 2189 | 2816 | 2846 | 2933 | 3697 | 3882 | 4446 | 6199 | 6233 | 5973 | 5774 | 5514 | 7515 | 8380 | 8753 | 8595 | 7981 | 8007 | 8016 | 7760
95pc | B1aF | Electric Engagement | 3279 | 4212 | 4235 | 4475 | 5616 | 6081 | 6661 | 8770 | 8918 | 8627 | 8404 | 8171 | 10695 | 11573 | 11844 | 11930 | 11637 | 11893 | 12148 | 12501
Economy RT | B1aF | Electric Engagement | 4300 | 4700 | 4970 | 5850 | 6513 | 7510 | 10105 | 10253 | 10671 | 11092 | 11973 | 12043 | 12067 | 12027 | 12385 | 12475 | 12405 | 12503 | 12479 | 12580
Security RT | B1aF | Electric Engagement | 764 | 1057 | 1162 | 1188 | 1270 | 1763 | 2682 | 3582 | 4654 | 5015 | 5304 | 5613 | 6129 | 6133 | 6116 | 5927 | 5798 | 5682 | 5548 | 5582
Capability | B1aF | Electric Engagement | 2600 | 3000 | 4100 | 5100 | 5100 | 3600 | 5900 | 5900 | 5900 | 9300 | 10600 | 10600 | 10600 | 10600 | 12100 | 12100 | 12100 | 12100 | 12100 | 12100
5pc | B1aF | Hydrogen Evolution | -97 | -89 | -97 | -99 | -116 | -328 | -766 | -1059 | -1803 | -1810 | -1776 | -1197 | -1604 | -1870 | -1720 | -1793 | -2460 | -3073 | -3442 | -4049
25pc | B1aF | Hydrogen Evolution | 221 | 235 | 246 | 311 | 336 | 512 | 889 | 857 | 808 | 1014 | 1151 | 1758 | 1482 | 1015 | 962 | 684 | 252 | 32 | 0 | 0
75pc | B1aF | Hydrogen Evolution | 2778 | 2843 | 2927 | 3593 | 3831 | 4239 | 5852 | 6022 | 5787 | 6277 | 6985 | 8323 | 7874 | 6896 | 6784 | 6298 | 5619 | 5190 | 4804 | 4908
95pc | B1aF | Hydrogen Evolution | 4073 | 4282 | 4492 | 5470 | 5940 | 6588 | 8763 | 9098 | 9194 | 9812 | 10688 | 12271 | 12018 | 11166 | 11283 | 10940 | 10481 | 10353 | 10347 | 10136
Economy RT | B1aF | Hydrogen Evolution | 4282 | 4653 | 4972 | 5804 | 6531 | 7540 | 10143 | 10227 | 10629 | 11091 | 11825 | 11722 | 11601 | 11594 | 11861 | 11949 | 11855 | 11918 | 11884 | 12021
Security RT | B1aF | Hydrogen Evolution | 801 | 1093 | 1195 | 1215 | 1326 | 1829 | 2746 | 3571 | 4586 | 4877 | 5080 | 5310 | 5692 | 5610 | 5532 | 5312 | 5165 | 5037 | 4914 | 4954
Capability | B1aF | Hydrogen Evolution | 2600 | 3000 | 4100 | 5100 | 5100 | 3600 | 5900 | 5900 | 5900 | 9300 | 10600 | 10600 | 10600 | 10600 | 12100 | 12100 | 12100 | 12100 | 12100 | 12100
5pc | B2F | Holistic Transition | -194 | -147 | -147 | -151 | -169 | -162 | -340 | -990 | -1712 | -1034 | -1083 | -712 | -740 | -1064 | -1426 | -2221 | -3091 | -6132 | -6352 | -7309
25pc | B2F | Holistic Transition | 282 | 339 | 351 | 416 | 428 | 881 | 1401 | 1323 | 1376 | 2635 | 2877 | 3424 | 3563 | 3322 | 3084 | 2173 | 1790 | 284 | 365 | 15
75pc | B2F | Holistic Transition | 3502 | 3634 | 3715 | 4341 | 4571 | 5730 | 7886 | 7934 | 8312 | 12072 | 13446 | 15371 | 14177 | 13623 | 13145 | 11591 | 10641 | 8930 | 8499 | 8442
95pc | B2F | Holistic Transition | 5134 | 5364 | 5586 | 6548 | 7010 | 8413 | 11374 | 11703 | 12457 | 16630 | 18453 | 20716 | 20065 | 19206 | 19325 | 18150 | 17830 | 17217 | 17087 | 17511
Economy RT | B2F | Holistic Transition | 5790 | 6002 | 6305 | 6981 | 7510 | 8605 | 11495 | 11831 | 13058 | 16458 | 17685 | 20626 | 21256 | 21816 | 22168 | 22281 | 22206 | 22303 | 22250 | 22378
Security RT | B2F | Holistic Transition | 1508 | 1890 | 1975 | 1919 | 1978 | 2405 | 3316 | 4110 | 5130 | 5558 | 6338 | 5365 | 5804 | 5780 | 5741 | 5506 | 5365 | 5231 | 5066 | 5104
Capability | B2F | Holistic Transition | 3600 | 3500 | 3800 | 4500 | 4500 | 5700 | 6000 | 6000 | 6000 | 10400 | 12000 | 12000 | 12000 | 12000 | 15600 | 15600 | 15600 | 15600 | 15600 | 15600
5pc | B2F | Electric Engagement | -208 | -194 | -168 | -153 | -148 | -134 | -102 | 19 | -23 | -87 | 279 | 346 | 176 | 0 | 282 | 0 | 0 | 0 | -620 | -328
25pc | B2F | Electric Engagement | 233 | 275 | 281 | 299 | 373 | 700 | 882 | 1547 | 1525 | 1584 | 2536 | 2653 | 2913 | 2792 | 3079 | 2852 | 2920 | 2496 | 2021 | 2114
75pc | B2F | Electric Engagement | 2922 | 3572 | 3606 | 3687 | 4444 | 5388 | 6093 | 8369 | 8448 | 8767 | 12142 | 12617 | 13719 | 13264 | 13848 | 13016 | 13038 | 11244 | 9448 | 9550
95pc | B2F | Electric Engagement | 4340 | 5256 | 5347 | 5561 | 6710 | 7943 | 8736 | 11469 | 11639 | 12255 | 16178 | 16605 | 18342 | 17864 | 18526 | 18458 | 19250 | 19027 | 17928 | 18476
Economy RT | B2F | Electric Engagement | 5498 | 5773 | 5835 | 6668 | 7303 | 8431 | 11442 | 11588 | 12903 | 16281 | 17634 | 20692 | 22837 | 23515 | 23917 | 24002 | 23943 | 24065 | 24025 | 24138
Security RT | B2F | Electric Engagement | 1368 | 1691 | 1744 | 1649 | 1746 | 2470 | 3415 | 4629 | 5824 | 6369 | 6780 | 5741 | 6277 | 6304 | 6311 | 6082 | 5943 | 5821 | 5647 | 5684
Capability | B2F | Electric Engagement | 3600 | 3500 | 3800 | 4500 | 4500 | 5700 | 6000 | 6000 | 6000 | 10400 | 12000 | 12000 | 12000 | 12000 | 15600 | 15600 | 15600 | 15600 | 15600 | 15600
5pc | B2F | Hydrogen Evolution | -194 | -147 | -147 | -151 | -169 | -162 | -340 | -990 | -1712 | -1034 | -1083 | -712 | -740 | -1064 | -1426 | -2221 | -3091 | -6132 | -6352 | -7309
25pc | B2F | Hydrogen Evolution | 282 | 339 | 351 | 416 | 428 | 881 | 1401 | 1323 | 1376 | 2635 | 2877 | 3424 | 3563 | 3322 | 3084 | 2173 | 1790 | 284 | 365 | 15
75pc | B2F | Hydrogen Evolution | 3502 | 3634 | 3715 | 4341 | 4571 | 5730 | 7886 | 7934 | 8312 | 12072 | 13446 | 15371 | 14177 | 13623 | 13145 | 11591 | 10641 | 8930 | 8499 | 8442
95pc | B2F | Hydrogen Evolution | 5134 | 5364 | 5586 | 6548 | 7010 | 8413 | 11374 | 11703 | 12457 | 16630 | 18453 | 20716 | 20065 | 19206 | 19325 | 18150 | 17830 | 17217 | 17087 | 17511
Economy RT | B2F | Hydrogen Evolution | 5476 | 5687 | 5900 | 6801 | 7396 | 8597 | 11618 | 11605 | 12845 | 16320 | 17286 | 20466 | 22486 | 23211 | 23524 | 23617 | 23540 | 23629 | 23583 | 23735
Security RT | B2F | Hydrogen Evolution | 1441 | 1763 | 1885 | 1962 | 1935 | 2408 | 3293 | 4341 | 5841 | 6291 | 6570 | 5489 | 5888 | 5824 | 5763 | 5505 | 5350 | 5216 | 5058 | 5103
Capability | B2F | Hydrogen Evolution | 3600 | 3500 | 3800 | 4500 | 4500 | 5700 | 6000 | 6000 | 6000 | 10400 | 12000 | 12000 | 12000 | 12000 | 15600 | 15600 | 15600 | 15600 | 15600 | 15600
5pc | B3 | Holistic Transition | 53 | 63 | 61 | 68 | 87 | 84 | 74 | 74 | 73 | 72 | 75 | 74 | 76 | 73 | 71 | 74 | 69 | 65 | 61 | -1
25pc | B3 | Holistic Transition | 118 | 133 | 129 | 149 | 219 | 216 | 209 | 205 | 204 | 206 | 223 | 224 | 221 | 221 | 217 | 220 | 215 | 211 | 206 | 186
75pc | B3 | Holistic Transition | 327 | 387 | 358 | 451 | 745 | 730 | 709 | 705 | 702 | 648 | 731 | 742 | 688 | 703 | 701 | 730 | 723 | 758 | 773 | 767
95pc | B3 | Holistic Transition | 436 | 516 | 479 | 592 | 1000 | 959 | 957 | 956 | 991 | 945 | 1046 | 1091 | 1050 | 1100 | 1096 | 1112 | 1099 | 1101 | 1086 | 1076
Economy RT | B3 | Holistic Transition | 642 | 754 | 764 | 933 | 1465 | 1480 | 1498 | 1517 | 1539 | 1562 | 1738 | 1762 | 1791 | 1811 | 1829 | 1851 | 1876 | 1900 | 1925 | 1950
Security RT | B3 | Holistic Transition | 642 | 754 | 764 | 933 | 1465 | 1480 | 1498 | 1517 | 1539 | 1562 | 1738 | 1762 | 1791 | 1811 | 1829 | 1851 | 1876 | 1900 | 1925 | 1950
Capability | B3 | Holistic Transition | 400 | 400 | 400 | 400 | 400 | 400 | 400 | 400 | 400 | 400 | 400 | 400 | 400 | 400 | 400 | 400 | 400 | 400 | 400 | 400
5pc | B3 | Electric Engagement | 51 | 55 | 60 | 60 | 67 | 79 | 84 | 86 | 84 | 81 | 80 | 82 | 81 | 79 | 78 | 76 | 78 | 74 | 73 | 75
25pc | B3 | Electric Engagement | 118 | 118 | 123 | 122 | 140 | 199 | 219 | 227 | 225 | 223 | 218 | 239 | 240 | 235 | 238 | 235 | 237 | 230 | 230 | 234
75pc | B3 | Electric Engagement | 332 | 330 | 333 | 320 | 406 | 629 | 671 | 741 | 748 | 733 | 674 | 772 | 754 | 741 | 756 | 755 | 762 | 738 | 756 | 775
95pc | B3 | Electric Engagement | 437 | 438 | 442 | 426 | 537 | 846 | 924 | 1009 | 1051 | 1055 | 923 | 1049 | 1110 | 1090 | 1135 | 1151 | 1171 | 1125 | 1166 | 1205
Economy RT | B3 | Electric Engagement | 659 | 664 | 680 | 686 | 828 | 1254 | 1425 | 1489 | 1501 | 1516 | 1534 | 1701 | 1718 | 1734 | 1751 | 1768 | 1789 | 1806 | 1825 | 1845
Security RT | B3 | Electric Engagement | 659 | 664 | 680 | 686 | 828 | 1254 | 1425 | 1489 | 1501 | 1516 | 1534 | 1701 | 1718 | 1734 | 1751 | 1768 | 1789 | 1806 | 1825 | 1845
Capability | B3 | Electric Engagement | 400 | 400 | 400 | 400 | 400 | 400 | 400 | 400 | 400 | 400 | 400 | 400 | 400 | 400 | 400 | 400 | 400 | 400 | 400 | 400
5pc | B3 | Hydrogen Evolution | 47 | 51 | 54 | 56 | 57 | 65 | 78 | 81 | 84 | 83 | 81 | 80 | 82 | 82 | 78 | 72 | 74 | 71 | 62 | 64
25pc | B3 | Hydrogen Evolution | 116 | 115 | 116 | 120 | 118 | 143 | 192 | 197 | 218 | 216 | 215 | 209 | 220 | 222 | 213 | 205 | 206 | 203 | 192 | 195
75pc | B3 | Hydrogen Evolution | 331 | 326 | 321 | 322 | 310 | 431 | 573 | 594 | 707 | 684 | 680 | 632 | 646 | 664 | 631 | 612 | 615 | 631 | 611 | 643
95pc | B3 | Hydrogen Evolution | 437 | 431 | 427 | 425 | 418 | 575 | 808 | 831 | 995 | 969 | 991 | 900 | 910 | 1006 | 928 | 903 | 939 | 1000 | 963 | 1002
Economy RT | B3 | Hydrogen Evolution | 655 | 657 | 663 | 676 | 685 | 870 | 1243 | 1324 | 1470 | 1479 | 1490 | 1501 | 1611 | 1619 | 1628 | 1637 | 1651 | 1666 | 1681 | 1698
Security RT | B3 | Hydrogen Evolution | 655 | 657 | 663 | 676 | 685 | 870 | 1243 | 1324 | 1470 | 1479 | 1490 | 1501 | 1611 | 1619 | 1628 | 1637 | 1651 | 1666 | 1681 | 1698
Capability | B3 | Hydrogen Evolution | 400 | 400 | 400 | 400 | 400 | 400 | 400 | 400 | 400 | 400 | 400 | 400 | 400 | 400 | 400 | 400 | 400 | 400 | 400 | 400
5pc | B4F | Holistic Transition | -115 | -43 | -31 | -24 | -311 | -271 | -83 | -690 | -1508 | -570 | -536 | -455 | -463 | -558 | -767 | -1479 | -2481 | -5461 | -5793 | -7368
25pc | B4F | Holistic Transition | 772 | 873 | 861 | 940 | 528 | 1130 | 1928 | 1843 | 1891 | 3200 | 3416 | 3895 | 4025 | 4154 | 3700 | 2918 | 2525 | 1344 | 1158 | 211
75pc | B4F | Holistic Transition | 5248 | 5396 | 5499 | 6101 | 6011 | 7268 | 9401 | 9508 | 9824 | 13479 | 14955 | 16894 | 15628 | 16146 | 14777 | 13166 | 12152 | 10404 | 9729 | 9598
95pc | B4F | Holistic Transition | 7586 | 7785 | 7925 | 8888 | 9001 | 10497 | 13393 | 13755 | 14400 | 18514 | 20380 | 22656 | 21845 | 22194 | 21562 | 20460 | 20531 | 19959 | 19589 | 20008
Economy RT | B4F | Holistic Transition | 7094 | 7292 | 7615 | 8273 | 8958 | 10160 | 12885 | 13269 | 15828 | 21934 | 24521 | 28050 | 28481 | 29943 | 30497 | 30629 | 30460 | 30595 | 30487 | 30688
Security RT | B4F | Holistic Transition | 1861 | 2275 | 2449 | 2711 | 2766 | 3211 | 4291 | 5061 | 6133 | 6628 | 7033 | 6096 | 6562 | 6505 | 6432 | 6134 | 5947 | 5774 | 5568 | 5602
Capability | B4F | Holistic Transition | 4300 | 4000 | 4400 | 4800 | 4800 | 4900 | 7300 | 7300 | 7300 | 11000 | 12000 | 12000 | 12000 | 12000 | 15300 | 15300 | 15300 | 15300 | 15300 | 15300
5pc | B4F | Electric Engagement | -142 | -101 | -63 | -44 | -35 | 38 | 118 | 244 | 128 | 158 | 489 | 492 | 315 | 441 | 654 | 526 | 339 | 0 | -541 | -904
25pc | B4F | Electric Engagement | 691 | 758 | 798 | 824 | 937 | 1330 | 1495 | 2173 | 2038 | 2142 | 3049 | 3153 | 3495 | 3602 | 3737 | 3504 | 3526 | 3050 | 2489 | 1830
75pc | B4F | Electric Engagement | 4694 | 5313 | 5408 | 5445 | 6191 | 7396 | 8023 | 9879 | 9955 | 10267 | 13630 | 14066 | 15212 | 15669 | 15337 | 14396 | 14337 | 12099 | 10630 | 10280
95pc | B4F | Electric Engagement | 6834 | 7692 | 7790 | 7974 | 9171 | 10550 | 11252 | 13532 | 13810 | 14063 | 18066 | 18523 | 20118 | 20805 | 20723 | 21326 | 21927 | 21551 | 20397 | 21098
Economy RT | B4F | Electric Engagement | 6671 | 6943 | 6947 | 7821 | 8650 | 9898 | 12776 | 12902 | 15570 | 21638 | 24385 | 28230 | 30231 | 31896 | 32533 | 32613 | 32470 | 32644 | 32558 | 32729
Security RT | B4F | Electric Engagement | 1926 | 2276 | 2427 | 2336 | 2442 | 2863 | 3913 | 5137 | 6340 | 6931 | 7434 | 6435 | 6999 | 6991 | 6958 | 6658 | 6465 | 6295 | 6070 | 6097
Capability | B4F | Electric Engagement | 4300 | 4000 | 4400 | 4800 | 4800 | 4900 | 7300 | 7300 | 7300 | 11000 | 12000 | 12000 | 12000 | 12000 | 15300 | 15300 | 15300 | 15300 | 15300 | 15300
5pc | B4F | Hydrogen Evolution | -115 | -43 | -31 | -24 | -311 | -271 | -83 | -690 | -1508 | -570 | -536 | -455 | -463 | -558 | -767 | -1479 | -2481 | -5461 | -5793 | -7368
25pc | B4F | Hydrogen Evolution | 772 | 873 | 861 | 940 | 528 | 1130 | 1928 | 1843 | 1891 | 3200 | 3416 | 3895 | 4025 | 4154 | 3700 | 2918 | 2525 | 1344 | 1158 | 211
75pc | B4F | Hydrogen Evolution | 5248 | 5396 | 5499 | 6101 | 6011 | 7268 | 9401 | 9508 | 9824 | 13479 | 14955 | 16894 | 15628 | 16146 | 14777 | 13166 | 12152 | 10404 | 9729 | 9598
95pc | B4F | Hydrogen Evolution | 7586 | 7785 | 7925 | 8888 | 9001 | 10497 | 13393 | 13755 | 14400 | 18514 | 20380 | 22656 | 21845 | 22194 | 21562 | 20460 | 20531 | 19959 | 19589 | 20008
Economy RT | B4F | Hydrogen Evolution | 6653 | 6845 | 7023 | 7924 | 8774 | 10106 | 13000 | 12918 | 15501 | 21705 | 23952 | 27790 | 29551 | 31298 | 31781 | 31876 | 31701 | 31818 | 31722 | 31962
Security RT | B4F | Hydrogen Evolution | 2032 | 2382 | 2595 | 2661 | 2681 | 3178 | 4210 | 5301 | 6402 | 6891 | 7251 | 6203 | 6620 | 6515 | 6413 | 6087 | 5882 | 5702 | 5499 | 5537
Capability | B4F | Hydrogen Evolution | 4300 | 4000 | 4400 | 4800 | 4800 | 4900 | 7300 | 7300 | 7300 | 11000 | 12000 | 12000 | 12000 | 12000 | 15300 | 15300 | 15300 | 15300 | 15300 | 15300
5pc | B5 | Holistic Transition | -455 | -372 | -400 | -370 | -673 | -634 | -722 | -1406 | -2287 | -1399 | -1319 | -1138 | -816 | -864 | -1179 | -1931 | -2607 | -5572 | -5821 | -7391
25pc | B5 | Holistic Transition | 429 | 532 | 491 | 593 | 202 | 760 | 1553 | 1423 | 1417 | 2736 | 2959 | 3438 | 3810 | 3976 | 3527 | 2613 | 2238 | 713 | 631 | 0
75pc | B5 | Holistic Transition | 4988 | 5022 | 5109 | 5672 | 5412 | 6606 | 8508 | 8596 | 8900 | 12635 | 14079 | 15859 | 14911 | 15481 | 14092 | 12409 | 11686 | 10100 | 9650 | 9692
95pc | B5 | Holistic Transition | 7299 | 7587 | 7634 | 8568 | 8511 | 9995 | 12908 | 13466 | 14079 | 18080 | 19836 | 22171 | 21567 | 21826 | 21616 | 20527 | 20301 | 19752 | 19470 | 19899
Economy RT | B5 | Holistic Transition | 6810 | 7331 | 7747 | 8709 | 9357 | 10529 | 13510 | 13881 | 16396 | 22420 | 24931 | 28343 | 28820 | 30226 | 30747 | 30839 | 30633 | 30764 | 30641 | 30837
Security RT | B5 | Holistic Transition | 1998 | 3009 | 3353 | 3831 | 3866 | 4280 | 5901 | 6858 | 7965 | 8579 | 9067 | 8229 | 8683 | 8555 | 8406 | 7955 | 7657 | 7393 | 7093 | 7123
Capability | B5 | Holistic Transition | 4300 | 4300 | 4000 | 4200 | 5500 | 8000 | 8300 | 8300 | 8300 | 8500 | 11700 | 11700 | 11700 | 11900 | 14300 | 14300 | 14300 | 14300 | 14300 | 14300
5pc | B5 | Electric Engagement | -480 | -452 | -438 | -439 | -401 | -351 | -327 | -235 | -425 | -334 | -40 | -66 | -179 | -161 | 0 | -138 | -334 | -787 | -1370 | -1739
25pc | B5 | Electric Engagement | 345 | 418 | 421 | 420 | 496 | 885 | 1035 | 1687 | 1556 | 1638 | 2543 | 2594 | 2839 | 3012 | 3142 | 2802 | 2790 | 2222 | 1616 | 786
75pc | B5 | Electric Engagement | 4403 | 4985 | 4998 | 5002 | 5778 | 6831 | 7285 | 9030 | 9060 | 9378 | 12720 | 13158 | 14123 | 14633 | 14292 | 13246 | 13044 | 11057 | 9861 | 9664
95pc | B5 | Electric Engagement | 6535 | 7403 | 7495 | 7706 | 8875 | 10190 | 10646 | 12956 | 13085 | 13566 | 17230 | 17684 | 19389 | 19968 | 20003 | 20443 | 20994 | 20837 | 19667 | 20314
Economy RT | B5 | Electric Engagement | 6321 | 6911 | 6973 | 8154 | 8963 | 10167 | 13294 | 13382 | 15995 | 21962 | 24627 | 28377 | 30365 | 31951 | 32529 | 32542 | 32341 | 32473 | 32336 | 32471
Security RT | B5 | Electric Engagement | 1741 | 2645 | 2934 | 3359 | 3456 | 3836 | 5405 | 6997 | 8254 | 8992 | 9606 | 8734 | 9296 | 9220 | 9111 | 8641 | 8321 | 8036 | 7683 | 7680
Capability | B5 | Electric Engagement | 4300 | 4300 | 4000 | 4200 | 5500 | 8000 | 8300 | 8300 | 8300 | 8500 | 11700 | 11700 | 11700 | 11900 | 14300 | 14300 | 14300 | 14300 | 14300 | 14300
5pc | B5 | Hydrogen Evolution | -455 | -372 | -400 | -370 | -673 | -634 | -722 | -1406 | -2287 | -1399 | -1319 | -1138 | -816 | -864 | -1179 | -1931 | -2607 | -5572 | -5821 | -7391
25pc | B5 | Hydrogen Evolution | 429 | 532 | 491 | 593 | 202 | 760 | 1553 | 1423 | 1417 | 2736 | 2959 | 3438 | 3810 | 3976 | 3527 | 2613 | 2238 | 713 | 631 | 0
75pc | B5 | Hydrogen Evolution | 4988 | 5022 | 5109 | 5672 | 5412 | 6606 | 8508 | 8596 | 8900 | 12635 | 14079 | 15859 | 14911 | 15481 | 14092 | 12409 | 11686 | 10100 | 9650 | 9692
95pc | B5 | Hydrogen Evolution | 7299 | 7587 | 7634 | 8568 | 8511 | 9995 | 12908 | 13466 | 14079 | 18080 | 19836 | 22171 | 21567 | 21826 | 21616 | 20527 | 20301 | 19752 | 19470 | 19899
Economy RT | B5 | Hydrogen Evolution | 6320 | 6826 | 7074 | 8281 | 9140 | 10448 | 13597 | 13475 | 16023 | 22159 | 24334 | 28087 | 29905 | 31611 | 32065 | 32123 | 31914 | 32006 | 31875 | 32090
Security RT | B5 | Hydrogen Evolution | 1875 | 2778 | 3134 | 3723 | 3756 | 4228 | 5781 | 7199 | 8347 | 8964 | 9409 | 8462 | 8848 | 8660 | 8474 | 7987 | 7666 | 7379 | 7068 | 7087
Capability | B5 | Hydrogen Evolution | 4300 | 4300 | 4000 | 4200 | 5500 | 8000 | 8300 | 8300 | 8300 | 8500 | 11700 | 11700 | 11700 | 11900 | 14300 | 14300 | 14300 | 14300 | 14300 | 14300
5pc | B6F | Holistic Transition | -231 | -172 | -50 | -176 | -567 | -1363 | -1266 | -2075 | -2383 | -1784 | -1676 | -2328 | -2431 | -1826 | -1772 | -2163 | -2979 | -5187 | -5503 | -7447
25pc | B6F | Holistic Transition | 1184 | 1413 | 1545 | 1660 | 1850 | 1237 | 2198 | 2185 | 2588 | 4195 | 4305 | 4414 | 4600 | 5302 | 4929 | 4034 | 3486 | 2312 | 1794 | 0
75pc | B6F | Holistic Transition | 7889 | 8897 | 9249 | 10000 | 11518 | 11329 | 13041 | 13556 | 14929 | 19501 | 20449 | 21471 | 19960 | 21398 | 19834 | 18213 | 16666 | 15327 | 14273 | 14610
95pc | B6F | Holistic Transition | 12147 | 13547 | 14083 | 15215 | 17108 | 16895 | 18878 | 19621 | 21918 | 26897 | 28287 | 29612 | 28846 | 29865 | 29531 | 28720 | 28043 | 26743 | 26680 | 26689
Economy RT | B6F | Holistic Transition | 10936 | 13629 | 14931 | 16617 | 19776 | 20554 | 23591 | 23837 | 26163 | 32510 | 35242 | 37417 | 37306 | 37903 | 38567 | 38632 | 38290 | 38677 | 38391 | 38948
Security RT | B6F | Holistic Transition | 1795 | 3897 | 4402 | 5706 | 5690 | 5327 | 7018 | 8062 | 9080 | 10386 | 12015 | 13480 | 13929 | 14813 | 14938 | 14055 | 13447 | 12923 | 12352 | 12376
Capability | B6F | Holistic Transition | 7200 | 7000 | 7000 | 9600 | 9600 | 11400 | 10200 | 10200 | 10200 | 14700 | 15400 | 16800 | 16800 | 21500 | 21500 | 21500 | 21500 | 21500 | 21500 | 21500
5pc | B6F | Electric Engagement | -277 | -296 | -215 | -193 | -255 | -685 | -1232 | -1113 | -1466 | -1261 | -519 | -1293 | -1583 | -1209 | -730 | -714 | -564 | -574 | -1279 | -2310
25pc | B6F | Electric Engagement | 1083 | 1210 | 1290 | 1383 | 1524 | 1541 | 1534 | 2192 | 2109 | 2371 | 3878 | 3449 | 3586 | 4236 | 4272 | 4106 | 4330 | 3693 | 3052 | 1787
75pc | B6F | Electric Engagement | 7196 | 8224 | 8767 | 9321 | 10258 | 10837 | 12010 | 13139 | 13384 | 15118 | 19063 | 18766 | 19308 | 20290 | 19935 | 18520 | 18687 | 17008 | 15738 | 15201
95pc | B6F | Electric Engagement | 11237 | 12630 | 13450 | 14496 | 15890 | 16565 | 17358 | 18831 | 19262 | 21463 | 26191 | 25990 | 26785 | 27686 | 28033 | 28159 | 28949 | 28824 | 27472 | 27540
Economy RT | B6F | Electric Engagement | 10315 | 13052 | 13879 | 15979 | 19208 | 19978 | 23116 | 22831 | 25273 | 31581 | 34306 | 37447 | 39135 | 40415 | 41649 | 41628 | 41343 | 41346 | 41058 | 41465
Security RT | B6F | Electric Engagement | 1428 | 3362 | 3781 | 4999 | 5072 | 4640 | 6231 | 8130 | 9299 | 10800 | 12690 | 14390 | 14977 | 16076 | 16319 | 15385 | 14726 | 14133 | 13434 | 13369
Capability | B6F | Electric Engagement | 7200 | 7000 | 7000 | 9600 | 9600 | 11400 | 10200 | 10200 | 10200 | 14700 | 15400 | 16800 | 16800 | 21500 | 21500 | 21500 | 21500 | 21500 | 21500 | 21500
5pc | B6F | Hydrogen Evolution | -231 | -172 | -50 | -176 | -567 | -1363 | -1266 | -2075 | -2383 | -1784 | -1676 | -2328 | -2431 | -1826 | -1772 | -2163 | -2979 | -5187 | -5503 | -7447
25pc | B6F | Hydrogen Evolution | 1184 | 1413 | 1545 | 1660 | 1850 | 1237 | 2198 | 2185 | 2588 | 4195 | 4305 | 4414 | 4600 | 5302 | 4929 | 4034 | 3486 | 2312 | 1794 | 0
75pc | B6F | Hydrogen Evolution | 7889 | 8897 | 9249 | 10000 | 11518 | 11329 | 13041 | 13556 | 14929 | 19501 | 20449 | 21471 | 19960 | 21398 | 19834 | 18213 | 16666 | 15327 | 14273 | 14610
95pc | B6F | Hydrogen Evolution | 12147 | 13547 | 14083 | 15215 | 17108 | 16895 | 18878 | 19621 | 21918 | 26897 | 28287 | 29612 | 28846 | 29865 | 29531 | 28720 | 28043 | 26743 | 26680 | 26689
Economy RT | B6F | Hydrogen Evolution | 10418 | 13000 | 14040 | 16157 | 19517 | 20466 | 23667 | 23532 | 25582 | 31971 | 34378 | 36724 | 38205 | 39103 | 39596 | 39692 | 39217 | 39481 | 39227 | 39841
Security RT | B6F | Hydrogen Evolution | 1627 | 3562 | 4056 | 5455 | 5521 | 5227 | 6813 | 8497 | 9576 | 10941 | 12594 | 14043 | 14381 | 15199 | 15276 | 14335 | 13691 | 13106 | 12496 | 12479
Capability | B6F | Hydrogen Evolution | 7200 | 7000 | 7000 | 9600 | 9600 | 11400 | 10200 | 10200 | 10200 | 14700 | 15400 | 16800 | 16800 | 21500 | 21500 | 21500 | 21500 | 21500 | 21500 | 21500
5pc | B7aF | Holistic Transition | 1625 | 2016 | 1876 | -200 | -633 | -1729 | -1976 | -2175 | -2270 | -1263 | -1358 | -2322 | -1777 | -141 | -359 | -577 | -1105 | -3465 | -2831 | -4544
25pc | B7aF | Holistic Transition | 3663 | 4559 | 4492 | 2675 | 2666 | 2367 | 3119 | 3013 | 3730 | 5621 | 5389 | 5167 | 6188 | 7948 | 7615 | 6454 | 5525 | 4707 | 4893 | 3950
75pc | B7aF | Holistic Transition | 11012 | 13243 | 13403 | 12331 | 13111 | 13993 | 15081 | 15900 | 17319 | 22969 | 23343 | 24079 | 22994 | 25196 | 23397 | 21893 | 20223 | 19691 | 19422 | 19733
95pc | B7aF | Holistic Transition | 15609 | 18378 | 18557 | 17781 | 18894 | 20218 | 21329 | 22619 | 25013 | 30778 | 31649 | 32492 | 32042 | 34022 | 34188 | 33159 | 32650 | 31505 | 32132 | 32104
Economy RT | B7aF | Holistic Transition | 12801 | 17082 | 17792 | 17561 | 20939 | 23354 | 26183 | 26751 | 29413 | 35196 | 37577 | 39109 | 39910 | 40754 | 41830 | 42039 | 41921 | 42193 | 42383 | 42829
Security RT | B7aF | Holistic Transition | 3258 | 5627 | 6934 | 6390 | 7421 | 6016 | 8079 | 8676 | 10043 | 11544 | 13106 | 13522 | 16256 | 18277 | 18813 | 18106 | 17810 | 17070 | 17282 | 17437
Capability | B7aF | Holistic Transition | 10300 | 10600 | 10600 | 10600 | 10600 | 10600 | 13500 | 13500 | 13500 | 18700 | 19100 | 19700 | 20100 | 23600 | 23600 | 23600 | 23600 | 23600 | 23600 | 23600
5pc | B7aF | Electric Engagement | 1623 | 1814 | 1877 | -58 | -210 | -957 | -1482 | -1679 | -2118 | -1464 | -1134 | -1769 | -2203 | -1403 | -343 | -420 | 0 | 321 | -225 | -688
25pc | B7aF | Electric Engagement | 3612 | 4151 | 4350 | 2492 | 2368 | 2114 | 2402 | 2965 | 2684 | 3033 | 4985 | 4402 | 4490 | 5140 | 5555 | 5328 | 6225 | 6241 | 5309 | 4517
75pc | B7aF | Electric Engagement | 10389 | 12142 | 13331 | 12058 | 12791 | 12490 | 14989 | 15243 | 15569 | 17002 | 22217 | 21555 | 21889 | 22428 | 21897 | 20656 | 21017 | 20295 | 19628 | 19184
95pc | B7aF | Electric Engagement | 14661 | 16918 | 18499 | 17414 | 18522 | 18080 | 20556 | 21439 | 22167 | 24190 | 29737 | 29119 | 30150 | 30356 | 31190 | 31361 | 32361 | 32932 | 31530 | 31658
Economy RT | B7aF | Electric Engagement | 12580 | 16527 | 17201 | 17056 | 20346 | 22749 | 25713 | 25484 | 28271 | 33967 | 36336 | 39040 | 41652 | 43360 | 45045 | 45098 | 45098 | 45063 | 45338 | 45813
Security RT | B7aF | Electric Engagement | 2926 | 5051 | 6276 | 5637 | 6714 | 5207 | 7073 | 8797 | 10349 | 12068 | 13890 | 14430 | 17563 | 19958 | 20691 | 19978 | 19693 | 18880 | 19102 | 19189
Capability | B7aF | Electric Engagement | 10300 | 10600 | 10600 | 10600 | 10600 | 10600 | 13500 | 13500 | 13500 | 18700 | 19100 | 19700 | 20100 | 23600 | 23600 | 23600 | 23600 | 23600 | 23600 | 23600
5pc | B7aF | Hydrogen Evolution | 1625 | 2016 | 1876 | -200 | -633 | -1729 | -1976 | -2175 | -2270 | -1263 | -1358 | -2322 | -1777 | -141 | -359 | -577 | -1105 | -3465 | -2831 | -4544
25pc | B7aF | Hydrogen Evolution | 3663 | 4559 | 4492 | 2675 | 2666 | 2367 | 3119 | 3013 | 3730 | 5621 | 5389 | 5167 | 6188 | 7948 | 7615 | 6454 | 5525 | 4707 | 4893 | 3950
75pc | B7aF | Hydrogen Evolution | 11012 | 13243 | 13403 | 12331 | 13111 | 13993 | 15081 | 15900 | 17319 | 22969 | 23343 | 24079 | 22994 | 25196 | 23397 | 21893 | 20223 | 19691 | 19422 | 19733
95pc | B7aF | Hydrogen Evolution | 15609 | 18378 | 18557 | 17781 | 18894 | 20218 | 21329 | 22619 | 25013 | 30778 | 31649 | 32492 | 32042 | 34022 | 34188 | 33159 | 32650 | 31505 | 32132 | 32104
Economy RT | B7aF | Hydrogen Evolution | 13156 | 16750 | 17589 | 17731 | 20604 | 23370 | 26312 | 26108 | 28492 | 34386 | 36322 | 38276 | 40544 | 41914 | 42788 | 43067 | 42790 | 42923 | 43154 | 43702
Security RT | B7aF | Hydrogen Evolution | 3128 | 5221 | 6512 | 6038 | 7125 | 5778 | 7669 | 9127 | 10583 | 12154 | 13737 | 14103 | 16791 | 18758 | 19246 | 18474 | 18141 | 17349 | 17548 | 17683
Capability | B7aF | Hydrogen Evolution | 10300 | 10600 | 10600 | 10600 | 10600 | 10600 | 13500 | 13500 | 13500 | 18700 | 19100 | 19700 | 20100 | 23600 | 23600 | 23600 | 23600 | 23600 | 23600 | 23600
5pc | B8 | Holistic Transition | 511 | 1142 | 939 | -1303 | -2149 | -2569 | -3916 | -4854 | -5412 | -4598 | -5380 | -6766 | -5857 | -5166 | -5323 | -5721 | -6196 | -7481 | -7966 | -9745
25pc | B8 | Holistic Transition | 3354 | 4277 | 4413 | 2728 | 2724 | 2868 | 2791 | 3387 | 4277 | 5262 | 5323 | 4763 | 4911 | 5745 | 5209 | 4426 | 2950 | 2546 | 2621 | 1516
75pc | B8 | Holistic Transition | 11760 | 13999 | 13355 | 12834 | 14169 | 14789 | 13580 | 16644 | 18399 | 22620 | 21944 | 21347 | 20037 | 21726 | 21140 | 19809 | 18892 | 18567 | 18375 | 18310
95pc | B8 | Holistic Transition | 16786 | 18956 | 18181 | 18167 | 19741 | 20520 | 19385 | 23269 | 25872 | 30170 | 30010 | 29418 | 29192 | 30760 | 31558 | 30431 | 29890 | 29019 | 29221 | 29082
Economy RT | B8 | Holistic Transition | 15493 | 19601 | 21738 | 22486 | 25528 | 26656 | 26648 | 30295 | 32537 | 34967 | 35547 | 34344 | 35177 | 36286 | 37333 | 36576 | 35674 | 35847 | 35133 | 36341
Security RT | B8 | Holistic Transition | 7955 | 12627 | 16649 | 16319 | 17585 | 16398 | 18174 | 16023 | 17712 | 19056 | 20432 | 20356 | 24260 | 25160 | 26877 | 26182 | 25220 | 25636 | 25078 | 25174
Capability | B8 | Holistic Transition | 12200 | 12500 | 12500 | 13000 | 14000 | 14000 | 16400 | 16400 | 16400 | 21100 | 23400 | 23400 | 23400 | 27300 | 27300 | 27300 | 27300 | 27300 | 27300 | 27300
5pc | B8 | Electric Engagement | 280 | 704 | 827 | -1562 | -2229 | -2340 | -2573 | -3283 | -3792 | -3375 | -3954 | -4694 | -5190 | -4729 | -3604 | -2783 | -2326 | -1340 | -2848 | -4410
25pc | B8 | Electric Engagement | 3077 | 3682 | 4234 | 1763 | 1347 | 1919 | 2834 | 3096 | 3263 | 3833 | 5542 | 5855 | 5006 | 5152 | 6045 | 6543 | 7173 | 6884 | 5634 | 4367
75pc | B8 | Electric Engagement | 11107 | 13150 | 13884 | 12022 | 13274 | 13822 | 15190 | 14251 | 16405 | 17494 | 20852 | 20547 | 19821 | 18633 | 18895 | 19067 | 19974 | 20227 | 19755 | 19250
95pc | B8 | Electric Engagement | 16031 | 17963 | 18988 | 17023 | 19143 | 19239 | 20627 | 20424 | 22993 | 24543 | 28450 | 27843 | 28247 | 26962 | 28564 | 28551 | 29783 | 30233 | 29290 | 29355
Economy RT | B8 | Electric Engagement | 14339 | 18733 | 19332 | 21642 | 24944 | 26534 | 26489 | 28087 | 30908 | 33244 | 35880 | 35928 | 38705 | 40849 | 41582 | 41393 | 40772 | 41213 | 40654 | 42035
Security RT | B8 | Electric Engagement | 7734 | 11935 | 15896 | 15440 | 16635 | 15276 | 16553 | 16695 | 18674 | 20298 | 21975 | 22002 | 26495 | 27687 | 29799 | 29135 | 28111 | 28678 | 28043 | 28061
Capability | B8 | Electric Engagement | 12200 | 12500 | 12500 | 13000 | 14000 | 14000 | 16400 | 16400 | 16400 | 21100 | 23400 | 23400 | 23400 | 27300 | 27300 | 27300 | 27300 | 27300 | 27300 | 27300
5pc | B8 | Hydrogen Evolution | 511 | 1142 | 939 | -1303 | -2149 | -2569 | -3916 | -4854 | -5412 | -4598 | -5380 | -6766 | -5857 | -5166 | -5323 | -5721 | -6196 | -7481 | -7966 | -9745
25pc | B8 | Hydrogen Evolution | 3354 | 4277 | 4413 | 2728 | 2724 | 2868 | 2791 | 3387 | 4277 | 5262 | 5323 | 4763 | 4911 | 5745 | 5209 | 4426 | 2950 | 2546 | 2621 | 1516
75pc | B8 | Hydrogen Evolution | 11760 | 13999 | 13355 | 12834 | 14169 | 14789 | 13580 | 16644 | 18399 | 22620 | 21944 | 21347 | 20037 | 21726 | 21140 | 19809 | 18892 | 18567 | 18375 | 18310
95pc | B8 | Hydrogen Evolution | 16786 | 18956 | 18181 | 18167 | 19741 | 20520 | 19385 | 23269 | 25872 | 30170 | 30010 | 29418 | 29192 | 30760 | 31558 | 30431 | 29890 | 29019 | 29221 | 29082
Economy RT | B8 | Hydrogen Evolution | 14245 | 17913 | 19017 | 20878 | 24380 | 26503 | 26755 | 28201 | 30090 | 33099 | 34311 | 32446 | 34465 | 37142 | 37767 | 36999 | 35864 | 35975 | 35432 | 36999
Security RT | B8 | Hydrogen Evolution | 7934 | 12010 | 16010 | 15676 | 16924 | 15790 | 17167 | 16787 | 18606 | 19996 | 21346 | 21165 | 24981 | 25743 | 27397 | 26595 | 25557 | 25953 | 25393 | 25486
Capability | B8 | Hydrogen Evolution | 12200 | 12500 | 12500 | 13000 | 14000 | 14000 | 16400 | 16400 | 16400 | 21100 | 23400 | 23400 | 23400 | 27300 | 27300 | 27300 | 27300 | 27300 | 27300 | 27300
5pc | B9 | Holistic Transition | -7 | -98 | -379 | -2260 | -3116 | -4127 | -5069 | -6250 | -6718 | -6344 | -7286 | -8662 | -8105 | -7640 | -7303 | -7953 | -9025 | -9983 | -10317 | -12329
25pc | B9 | Holistic Transition | 2631 | 2904 | 2704 | 1067 | 933 | 892 | 787 | 877 | 1463 | 1979 | 2465 | 1903 | 2097 | 2732 | 2008 | 1215 | 0 | -35 | -40 | -765
75pc | B9 | Holistic Transition | 9363 | 10977 | 9887 | 9478 | 10031 | 10249 | 9592 | 12652 | 14205 | 16840 | 17403 | 17199 | 16081 | 17435 | 17110 | 15722 | 14428 | 14145 | 13630 | 13741
95pc | B9 | Holistic Transition | 13631 | 14804 | 13880 | 13803 | 14948 | 15227 | 14621 | 18500 | 21081 | 23606 | 24724 | 24839 | 24562 | 25914 | 26778 | 25350 | 24802 | 23776 | 23983 | 23525
Economy RT | B9 | Holistic Transition | 12154 | 14858 | 16499 | 17136 | 19165 | 19558 | 19522 | 23276 | 25178 | 27016 | 27416 | 25551 | 25785 | 26002 | 27059 | 25824 | 24987 | 24929 | 23718 | 24808
Security RT | B9 | Holistic Transition | 7780 | 11301 | 15749 | 15391 | 16626 | 15598 | 16687 | 11609 | 13169 | 13956 | 15217 | 14833 | 18523 | 19084 | 20570 | 19419 | 18824 | 18930 | 18045 | 17961
Capability | B9 | Holistic Transition | 12900 | 12900 | 12900 | 12900 | 12900 | 12900 | 15300 | 15300 | 15300 | 15300 | 19300 | 19300 | 19300 | 22900 | 22900 | 22900 | 22900 | 22900 | 22900 | 22900
5pc | B9 | Electric Engagement | -85 | -428 | -197 | -2496 | -2937 | -3423 | -3834 | -5306 | -6311 | -6004 | -6374 | -7018 | -8083 | -7670 | -6809 | -6154 | -5876 | -4915 | -6408 | -8307
25pc | B9 | Electric Engagement | 2310 | 2314 | 2772 | 422 | 104 | 627 | 909 | 94 | 244 | 420 | 2013 | 2647 | 1819 | 1832 | 2617 | 3161 | 3549 | 3080 | 2015 | 744
75pc | B9 | Electric Engagement | 8870 | 10250 | 10830 | 8894 | 9796 | 9969 | 10613 | 9867 | 12025 | 12755 | 15745 | 16508 | 16478 | 15098 | 15209 | 15149 | 15692 | 15683 | 15274 | 14665
95pc | B9 | Electric Engagement | 13000 | 14179 | 14919 | 12966 | 14615 | 14599 | 15505 | 15095 | 17917 | 19300 | 22485 | 23207 | 24203 | 23171 | 23825 | 23854 | 24991 | 24724 | 23950 | 24104
Economy RT | B9 | Electric Engagement | 11095 | 14042 | 14023 | 16389 | 18516 | 19537 | 19420 | 20561 | 23007 | 24614 | 26950 | 26620 | 28626 | 30066 | 30748 | 29994 | 29404 | 29576 | 28506 | 29738
Security RT | B9 | Electric Engagement | 7635 | 10575 | 14952 | 14452 | 15535 | 14258 | 14656 | 12048 | 13841 | 14813 | 16315 | 15969 | 20174 | 20934 | 22737 | 21515 | 20881 | 21059 | 20038 | 19865
Capability | B9 | Electric Engagement | 12900 | 12900 | 12900 | 12900 | 12900 | 12900 | 15300 | 15300 | 15300 | 15300 | 19300 | 19300 | 19300 | 22900 | 22900 | 22900 | 22900 | 22900 | 22900 | 22900
5pc | B9 | Hydrogen Evolution | -7 | -98 | -379 | -2260 | -3116 | -4127 | -5069 | -6250 | -6718 | -6344 | -7286 | -8662 | -8105 | -7640 | -7303 | -7953 | -9025 | -9983 | -10317 | -12329
25pc | B9 | Hydrogen Evolution | 2631 | 2904 | 2704 | 1067 | 933 | 892 | 787 | 877 | 1463 | 1979 | 2465 | 1903 | 2097 | 2732 | 2008 | 1215 | 0 | -35 | -40 | -765
75pc | B9 | Hydrogen Evolution | 9363 | 10977 | 9887 | 9478 | 10031 | 10249 | 9592 | 12652 | 14205 | 16840 | 17403 | 17199 | 16081 | 17435 | 17110 | 15722 | 14428 | 14145 | 13630 | 13741
95pc | B9 | Hydrogen Evolution | 13631 | 14804 | 13880 | 13803 | 14948 | 15227 | 14621 | 18500 | 21081 | 23606 | 24724 | 24839 | 24562 | 25914 | 26778 | 25350 | 24802 | 23776 | 23983 | 23525
Economy RT | B9 | Hydrogen Evolution | 10972 | 13176 | 13725 | 15601 | 17833 | 19457 | 19760 | 20651 | 22196 | 24613 | 25463 | 23183 | 24442 | 26615 | 27200 | 25990 | 24938 | 24808 | 23765 | 25239
Security RT | B9 | Hydrogen Evolution | 7821 | 10580 | 14982 | 14575 | 15739 | 14731 | 15293 | 12132 | 13798 | 14605 | 15856 | 15381 | 19030 | 19481 | 20922 | 19682 | 19031 | 19116 | 18219 | 18127
Capability | B9 | Hydrogen Evolution | 12900 | 12900 | 12900 | 12900 | 12900 | 12900 | 15300 | 15300 | 15300 | 15300 | 19300 | 19300 | 19300 | 22900 | 22900 | 22900 | 22900 | 22900 | 22900 | 22900
5pc | EC5I | Holistic Transition | 854 | 813 | 1148 | 1253 | 1326 | 1415 | 1426 | -1142 | -2312 | -2763 | -3004 | -2825 | -3861 | -3883 | -3711 | -2527 | -2460 | -2450 | -1409 | -1375
25pc | EC5I | Holistic Transition | 1373 | 1614 | 2297 | 2270 | 2696 | 2895 | 3298 | 1570 | 858 | 380 | 228 | 629 | -306 | -286 | -135 | 698 | 788 | 881 | 2044 | 1736
75pc | EC5I | Holistic Transition | 2469 | 3278 | 5644 | 5461 | 7481 | 7922 | 9522 | 7096 | 6290 | 5960 | 6169 | 7176 | 6420 | 6281 | 6875 | 7972 | 8227 | 8062 | 9270 | 9606
95pc | EC5I | Holistic Transition | 3212 | 4335 | 7406 | 7120 | 9918 | 10331 | 12465 | 9576 | 9243 | 8948 | 9482 | 10535 | 9815 | 10090 | 10777 | 12069 | 11958 | 12105 | 13287 | 13873
Economy RT | EC5I | Holistic Transition | 4713 | 6029 | 9556 | 9649 | 12592 | 13351 | 15820 | 12080 | 12124 | 11934 | 12321 | 13553 | 12187 | 12644 | 12541 | 14254 | 14128 | 14605 | 16341 | 16486
Security RT | EC5I | Holistic Transition | 1158 | 1144 | 1219 | 1308 | 1278 | 1314 | 1355 | 1043 | 999 | 616 | 557 | 431 | -1114 | -1176 | -1231 | 701 | 662 | 1157 | 2878 | 2846
Capability | EC5I | Holistic Transition | 4000 | 4300 | 4500 | 5300 | 5300 | 5900 | 13500 | 13500 | 13500 | 13500 | 14200 | 14200 | 14200 | 14200 | 14200 | 14200 | 14200 | 14200 | 14200 | 14200
5pc | EC5I | Electric Engagement | 846 | 573 | 844 | 1213 | 1091 | 1360 | 1370 | 1511 | -786 | -1047 | -2685 | -2603 | -1248 | -594 | -448 | -535 | -254 | -797 | -487 | -420
25pc | EC5I | Electric Engagement | 1365 | 1346 | 1657 | 2245 | 2150 | 2734 | 2848 | 3337 | 1778 | 1658 | 487 | 692 | 2105 | 2886 | 2934 | 2417 | 2481 | 2475 | 2470 | 2617
75pc | EC5I | Electric Engagement | 2475 | 2503 | 3320 | 5445 | 5406 | 7443 | 7929 | 9298 | 7190 | 7340 | 6085 | 6575 | 8350 | 9406 | 9476 | 9808 | 9577 | 10092 | 9815 | 10132
95pc | EC5I | Electric Engagement | 3227 | 3239 | 4295 | 7135 | 7252 | 9906 | 10288 | 12194 | 9777 | 10113 | 9287 | 9866 | 11941 | 13006 | 13163 | 13454 | 13347 | 13691 | 14061 | 14505
Economy RT | EC5I | Electric Engagement | 4709 | 6021 | 9546 | 9637 | 12566 | 13305 | 15742 | 15638 | 15568 | 15172 | 14066 | 13407 | 12149 | 12073 | 12047 | 13650 | 13597 | 13960 | 15865 | 15646
Security RT | EC5I | Electric Engagement | 1154 | 1136 | 1208 | 1296 | 1251 | 1514 | 1284 | 958 | 894 | 492 | 414 | -308 | -1321 | -1409 | -1489 | 465 | 412 | 894 | 2616 | 2581
Capability | EC5I | Electric Engagement | 4000 | 4300 | 4500 | 5300 | 5300 | 5900 | 13500 | 13500 | 13500 | 13500 | 14200 | 14200 | 14200 | 14200 | 14200 | 14200 | 14200 | 14200 | 14200 | 14200
5pc | EC5I | Hydrogen Evolution | 854 | 813 | 1148 | 1253 | 1326 | 1415 | 1426 | -1142 | -2312 | -2763 | -3004 | -2825 | -3861 | -3883 | -3711 | -2527 | -2460 | -2450 | -1409 | -1375
25pc | EC5I | Hydrogen Evolution | 1373 | 1614 | 2297 | 2270 | 2696 | 2895 | 3298 | 1570 | 858 | 380 | 228 | 629 | -306 | -286 | -135 | 698 | 788 | 881 | 2044 | 1736
75pc | EC5I | Hydrogen Evolution | 2469 | 3278 | 5644 | 5461 | 7481 | 7922 | 9522 | 7096 | 6290 | 5960 | 6169 | 7176 | 6420 | 6281 | 6875 | 7972 | 8227 | 8062 | 9270 | 9606
95pc | EC5I | Hydrogen Evolution | 3212 | 4335 | 7406 | 7120 | 9918 | 10331 | 12465 | 9576 | 9243 | 8948 | 9482 | 10535 | 9815 | 10090 | 10777 | 12069 | 11958 | 12105 | 13287 | 13873
Economy RT | EC5I | Hydrogen Evolution | 4697 | 6006 | 9527 | 9613 | 12547 | 13298 | 15753 | 15657 | 15601 | 15227 | 15569 | 16768 | 14087 | 12611 | 12564 | 14187 | 14153 | 14624 | 16260 | 16221
Security RT | EC5I | Hydrogen Evolution | 1142 | 1121 | 1189 | 1272 | 1473 | 1507 | 1294 | 972 | 920 | 538 | 483 | 364 | -1179 | -1234 | -1288 | 651 | 612 | 1105 | 2821 | 2783
Capability | EC5I | Hydrogen Evolution | 4000 | 4300 | 4500 | 5300 | 5300 | 5900 | 13500 | 13500 | 13500 | 13500 | 14200 | 14200 | 14200 | 14200 | 14200 | 14200 | 14200 | 14200 | 14200 | 14200
5pc | LE1 | Holistic Transition | 879 | 1207 | 1948 | 942 | 683 | 1180 | 2169 | 1633 | 2002 | 1608 | 1836 | 1037 | 275 | 855 | 532 | 133 | -703 | -1276 | -472 | -736
25pc | LE1 | Holistic Transition | 3151 | 3981 | 4981 | 3651 | 4421 | 5703 | 7280 | 5616 | 6109 | 6267 | 6338 | 6570 | 6088 | 6807 | 6074 | 5845 | 4830 | 4372 | 5249 | 5042
75pc | LE1 | Holistic Transition | 8258 | 9590 | 10257 | 10039 | 12263 | 12927 | 13227 | 12745 | 12897 | 14902 | 15193 | 15699 | 14041 | 14421 | 14349 | 13981 | 13195 | 13036 | 12942 | 13107
95pc | LE1 | Holistic Transition | 10876 | 11735 | 12350 | 12384 | 14517 | 15166 | 15247 | 14968 | 15305 | 17413 | 17899 | 18465 | 16798 | 17379 | 17532 | 16948 | 16876 | 17101 | 17070 | 16778
Economy RT | LE1 | Holistic Transition | 8739 | 10872 | 14302 | 14747 | 16776 | 17568 | 18491 | 18338 | 19640 | 20946 | 21498 | 19884 | 20474 | 20092 | 21014 | 20527 | 19539 | 19487 | 19586 | 19806
Security RT | LE1 | Holistic Transition | 7206 | 6906 | 5750 | 5983 | 6251 | 6082 | 7429 | 9866 | 11062 | 11291 | 11141 | 9845 | 9975 | 9810 | 10555 | 10201 | 8809 | 8770 | 8901 | 9289
Capability | LE1 | Holistic Transition | 11200 | 11200 | 11200 | 10100 | 10100 | 13900 | 17300 | 17300 | 17300 | 17300 | 20700 | 20700 | 20700 | 20700 | 20700 | 20700 | 20700 | 20700 | 20700 | 20700
5pc | LE1 | Electric Engagement | 513 | 552 | 1263 | 635 | -265 | 215 | 1350 | 1087 | 1719 | 1295 | 1690 | 1253 | 820 | 976 | 1807 | 2262 | 1891 | 1479 | 1086 | 1383
25pc | LE1 | Electric Engagement | 2494 | 2509 | 3827 | 2890 | 2624 | 3998 | 6118 | 5914 | 5717 | 5468 | 5920 | 6101 | 6443 | 6901 | 7208 | 7444 | 7750 | 7349 | 6952 | 6925
75pc | LE1 | Electric Engagement | 7967 | 8749 | 9544 | 9336 | 10341 | 11924 | 13095 | 13261 | 13230 | 13421 | 14020 | 14255 | 15534 | 13832 | 13928 | 13792 | 14162 | 13814 | 13927 | 13925
95pc | LE1 | Electric Engagement | 10603 | 11225 | 11712 | 11913 | 13463 | 14494 | 15273 | 15525 | 15637 | 15980 | 16687 | 16961 | 18108 | 16364 | 17011 | 16865 | 17445 | 17445 | 17645 | 18173
Economy RT | LE1 | Electric Engagement | 7117 | 9832 | 11356 | 14044 | 16291 | 17571 | 18708 | 19358 | 19970 | 20750 | 21593 | 20280 | 22264 | 22526 | 23113 | 22917 | 22115 | 21950 | 22165 | 22714
Security RT | LE1 | Electric Engagement | 7177 | 6988 | 5843 | 6078 | 6442 | 6409 | 8059 | 10304 | 11702 | 12058 | 11994 | 10622 | 10832 | 10710 | 11607 | 11241 | 9664 | 9629 | 9770 | 10171
Capability | LE1 | Electric Engagement | 11200 | 11200 | 11200 | 10100 | 10100 | 13900 | 17300 | 17300 | 17300 | 17300 | 20700 | 20700 | 20700 | 20700 | 20700 | 20700 | 20700 | 20700 | 20700 | 20700
5pc | LE1 | Hydrogen Evolution | 879 | 1207 | 1948 | 942 | 683 | 1180 | 2169 | 1633 | 2002 | 1608 | 1836 | 1037 | 275 | 855 | 532 | 133 | -703 | -1276 | -472 | -736
25pc | LE1 | Hydrogen Evolution | 3151 | 3981 | 4981 | 3651 | 4421 | 5703 | 7280 | 5616 | 6109 | 6267 | 6338 | 6570 | 6088 | 6807 | 6074 | 5845 | 4830 | 4372 | 5249 | 5042
75pc | LE1 | Hydrogen Evolution | 8258 | 9590 | 10257 | 10039 | 12263 | 12927 | 13227 | 12745 | 12897 | 14902 | 15193 | 15699 | 14041 | 14421 | 14349 | 13981 | 13195 | 13036 | 12942 | 13107
95pc | LE1 | Hydrogen Evolution | 10876 | 11735 | 12350 | 12384 | 14517 | 15166 | 15247 | 14968 | 15305 | 17413 | 17899 | 18465 | 16798 | 17379 | 17532 | 16948 | 16876 | 17101 | 17070 | 16778
Economy RT | LE1 | Hydrogen Evolution | 6338 | 7955 | 10512 | 12619 | 14790 | 17070 | 18702 | 19188 | 19711 | 20495 | 21078 | 19475 | 19855 | 19806 | 20264 | 19843 | 18752 | 18586 | 18644 | 19059
Security RT | LE1 | Hydrogen Evolution | 7284 | 7159 | 6024 | 6287 | 6559 | 6415 | 7917 | 10153 | 11406 | 11595 | 11352 | 9918 | 9929 | 9666 | 10359 | 9939 | 8488 | 8423 | 8542 | 8919
Capability | LE1 | Hydrogen Evolution | 11200 | 11200 | 11200 | 10100 | 10100 | 13900 | 17300 | 17300 | 17300 | 17300 | 20700 | 20700 | 20700 | 20700 | 20700 | 20700 | 20700 | 20700 | 20700 | 20700
5pc | NW1 | Holistic Transition | -15 | -16 | -11 | -19 | -42 | -62 | -80 | -77 | -76 | -82 | -84 | -88 | -89 | -91 | -78 | -77 | -63 | -53 | -96 | -76
25pc | NW1 | Holistic Transition | 120 | 120 | 117 | 113 | 0 | 0 | 0 | 0 | 0 | 0 | 0 | -3 | -25 | -28 | -25 | -26 | -24 | -22 | -45 | -38
75pc | NW1 | Holistic Transition | 142 | 143 | 142 | 143 | 147 | 144 | 140 | 140 | 139 | 138 | 138 | 137 | 2 | 0 | 2 | 5 | 6 | 10 | 0 | 0
95pc | NW1 | Holistic Transition | 157 | 160 | 162 | 167 | 183 | 188 | 189 | 194 | 196 | 198 | 201 | 203 | 57 | 57 | 60 | 62 | 65 | 74 | 43 | 46
Economy RT | NW1 | Holistic Transition | 194 | 196 | 199 | 201 | 503 | 506 | 761 | 512 | 515 | 518 | 521 | 524 | 348 | 353 | 358 | 364 | 370 | 376 | 382 | 388
Security RT | NW1 | Holistic Transition | 102 | 103 | 102 | 102 | 311 | 310 | 519 | 308 | 306 | 304 | 302 | 299 | 148 | 146 | 144 | 143 | 142 | 141 | 140 | 139
Capability | NW1 | Holistic Transition | 1800 | 1800 | 1800 | 1800 | 1800 | 1800 | 1800 | 1800 | 1800 | 1800 | 1800 | 1800 | 1800 | 1800 | 1800 | 1800 | 1800 | 1800 | 1800 | 1800
5pc | NW1 | Electric Engagement | -33 | -33 | -10 | -17 | -21 | -30 | -72 | -89 | -80 | -80 | -86 | -92 | -91 | -102 | -93 | -87 | -83 | -60 | -56 | -53
25pc | NW1 | Electric Engagement | -23 | -22 | 121 | 115 | 110 | 8 | 0 | 0 | 0 | -24 | -26 | -28 | -29 | -31 | -30 | -31 | -30 | -28 | -25 | -23
75pc | NW1 | Electric Engagement | -4 | -2 | 144 | 143 | 143 | 150 | 146 | 143 | 144 | 1 | 0 | 0 | 0 | 0 | 0 | 0 | 0 | 4 | 8 | 14
95pc | NW1 | Electric Engagement | 10 | 12 | 161 | 162 | 164 | 183 | 182 | 185 | 190 | 43 | 46 | 46 | 47 | 47 | 49 | 52 | 55 | 58 | 64 | 71
Economy RT | NW1 | Electric Engagement | 194 | 196 | 199 | 201 | 502 | 505 | 759 | 509 | 511 | 514 | 516 | 519 | 343 | 346 | 351 | 356 | 361 | 367 | 373 | 379
Security RT | NW1 | Electric Engagement | 102 | 102 | 102 | 101 | 310 | 309 | 516 | 304 | 302 | 299 | 296 | 293 | 140 | 138 | 135 | 133 | 131 | 130 | 128 | 127
Capability | NW1 | Electric Engagement | 1800 | 1800 | 1800 | 1800 | 1800 | 1800 | 1800 | 1800 | 1800 | 1800 | 1800 | 1800 | 1800 | 1800 | 1800 | 1800 | 1800 | 1800 | 1800 | 1800
5pc | NW1 | Hydrogen Evolution | -15 | -16 | -11 | -19 | -42 | -62 | -80 | -77 | -76 | -82 | -84 | -88 | -89 | -91 | -78 | -77 | -63 | -53 | -96 | -76
25pc | NW1 | Hydrogen Evolution | 120 | 120 | 117 | 113 | 0 | 0 | 0 | 0 | 0 | 0 | 0 | -3 | -25 | -28 | -25 | -26 | -24 | -22 | -45 | -38
75pc | NW1 | Hydrogen Evolution | 142 | 143 | 142 | 143 | 147 | 144 | 140 | 140 | 139 | 138 | 138 | 137 | 2 | 0 | 2 | 5 | 6 | 10 | 0 | 0
95pc | NW1 | Hydrogen Evolution | 157 | 160 | 162 | 167 | 183 | 188 | 189 | 194 | 196 | 198 | 201 | 203 | 57 | 57 | 60 | 62 | 65 | 74 | 43 | 46
Economy RT | NW1 | Hydrogen Evolution | 194 | 196 | 198 | 200 | 502 | 504 | 759 | 509 | 512 | 515 | 518 | 521 | 346 | 351 | 355 | 361 | 367 | 373 | 379 | 385
Security RT | NW1 | Hydrogen Evolution | 102 | 102 | 101 | 100 | 309 | 308 | 516 | 304 | 303 | 300 | 298 | 296 | 145 | 143 | 141 | 140 | 138 | 137 | 136 | 135
Capability | NW1 | Hydrogen Evolution | 1800 | 1800 | 1800 | 1800 | 1800 | 1800 | 1800 | 1800 | 1800 | 1800 | 1800 | 1800 | 1800 | 1800 | 1800 | 1800 | 1800 | 1800 | 1800 | 1800
5pc | NW2 | Holistic Transition | 0 | -68 | -177 | -236 | -14 | -282 | -770 | -1052 | -994 | -996 | -882 | -895 | -893 | -917 | -906 | -780 | -680 | -679 | -763 | -828
25pc | NW2 | Holistic Transition | 175 | 146 | 164 | 158 | 417 | 401 | 149 | 212 | 321 | 242 | 244 | 165 | 36 | 0 | 50 | 295 | 260 | 283 | 254 | 42
75pc | NW2 | Holistic Transition | 683 | 668 | 695 | 715 | 1689 | 1642 | 1369 | 1549 | 2034 | 1780 | 1756 | 1635 | 1548 | 1536 | 1576 | 2283 | 2420 | 2483 | 2464 | 2188
95pc | NW2 | Holistic Transition | 944 | 1373 | 1509 | 1522 | 2622 | 2587 | 2485 | 2628 | 3286 | 3041 | 3039 | 2964 | 2959 | 2904 | 2960 | 3949 | 4035 | 4112 | 4153 | 3709
Economy RT | NW2 | Holistic Transition | 3188 | 3196 | 3388 | 3387 | 5487 | 5487 | 6250 | 5740 | 6516 | 6434 | 6468 | 6520 | 6267 | 6315 | 6832 | 7747 | 8390 | 8362 | 8368 | 8365
Security RT | NW2 | Holistic Transition | 1658 | 1657 | 1656 | 1652 | 1858 | 1854 | 2060 | 1844 | 1837 | 1828 | 1818 | 1808 | 1650 | 1641 | 2133 | 2125 | 2119 | 2114 | 2109 | 2104
Capability | NW2 | Holistic Transition | 1400 | 1400 | 1400 | 1400 | 5400 | 5400 | 7000 | 7000 | 7000 | 7000 | 7000 | 7000 | 7000 | 9700 | 9700 | 9700 | 9700 | 9700 | 9700 | 9700
5pc | NW2 | Electric Engagement | -92 | -213 | -76 | -159 | -515 | -22 | 9 | 0 | -105 | -826 | -845 | -840 | -819 | -868 | -818 | -741 | -724 | -696 | -715 | -740
25pc | NW2 | Electric Engagement | 48 | 24 | 155 | 139 | 129 | 439 | 426 | 418 | 401 | 61 | 25 | 19 | 0 | 0 | 0 | 194 | 149 | 200 | 241 | 249
75pc | NW2 | Electric Engagement | 562 | 550 | 662 | 664 | 681 | 1748 | 1650 | 1571 | 1544 | 1700 | 1563 | 1546 | 1541 | 1391 | 1453 | 2150 | 2265 | 2322 | 2409 | 2506
95pc | NW2 | Electric Engagement | 795 | 1138 | 1434 | 1436 | 1492 | 2695 | 2631 | 2505 | 2462 | 2992 | 2953 | 2875 | 2884 | 2838 | 2795 | 3771 | 3891 | 3987 | 4144 | 4194
Economy RT | NW2 | Electric Engagement | 3188 | 3195 | 3386 | 3386 | 5483 | 5481 | 5702 | 5475 | 6388 | 6380 | 6404 | 6549 | 6273 | 6326 | 6796 | 7779 | 8409 | 8223 | 8099 | 8185
Security RT | NW2 | Electric Engagement | 1657 | 1656 | 1654 | 1650 | 1853 | 1846 | 2047 | 1828 | 1818 | 1806 | 1793 | 1781 | 1619 | 1606 | 2094 | 2083 | 2074 | 2066 | 2059 | 2054
Capability | NW2 | Electric Engagement | 1400 | 1400 | 1400 | 1400 | 5400 | 5400 | 7000 | 7000 | 7000 | 7000 | 7000 | 7000 | 7000 | 9700 | 9700 | 9700 | 9700 | 9700 | 9700 | 9700
5pc | NW2 | Hydrogen Evolution | 0 | -68 | -177 | -236 | -14 | -282 | -770 | -1052 | -994 | -996 | -882 | -895 | -893 | -917 | -906 | -780 | -680 | -679 | -763 | -828
25pc | NW2 | Hydrogen Evolution | 175 | 146 | 164 | 158 | 417 | 401 | 149 | 212 | 321 | 242 | 244 | 165 | 36 | 0 | 50 | 295 | 260 | 283 | 254 | 42
75pc | NW2 | Hydrogen Evolution | 683 | 668 | 695 | 715 | 1689 | 1642 | 1369 | 1549 | 2034 | 1780 | 1756 | 1635 | 1548 | 1536 | 1576 | 2283 | 2420 | 2483 | 2464 | 2188
95pc | NW2 | Hydrogen Evolution | 944 | 1373 | 1509 | 1522 | 2622 | 2587 | 2485 | 2628 | 3286 | 3041 | 3039 | 2964 | 2959 | 2904 | 2960 | 3949 | 4035 | 4112 | 4153 | 3709
Economy RT | NW2 | Hydrogen Evolution | 3186 | 3194 | 3384 | 3383 | 5480 | 5479 | 5701 | 5475 | 6390 | 6384 | 6379 | 6374 | 6221 | 6217 | 6713 | 7710 | 8208 | 8209 | 8209 | 8209
Security RT | NW2 | Hydrogen Evolution | 1655 | 1654 | 1651 | 1646 | 1849 | 1844 | 2047 | 1828 | 1819 | 1810 | 1801 | 1791 | 1634 | 1625 | 2115 | 2107 | 2100 | 2094 | 2088 | 2083
Capability | NW2 | Hydrogen Evolution | 1400 | 1400 | 1400 | 1400 | 5400 | 5400 | 7000 | 7000 | 7000 | 7000 | 7000 | 7000 | 7000 | 9700 | 9700 | 9700 | 9700 | 9700 | 9700 | 9700
5pc | NW3 | Holistic Transition | -36 | -250 | -386 | -400 | -160 | -554 | -971 | -1321 | -1269 | -1276 | -1098 | -1169 | -1081 | -1167 | -1124 | -900 | -809 | -818 | -905 | -993
25pc | NW3 | Holistic Transition | 151 | 112 | 133 | 138 | 382 | 350 | 114 | 182 | 298 | 219 | 199 | 115 | 7 | 0 | 16 | 251 | 214 | 243 | 197 | 27
75pc | NW3 | Holistic Transition | 697 | 685 | 718 | 775 | 1758 | 1725 | 1409 | 1596 | 2088 | 1824 | 1839 | 1666 | 1579 | 1546 | 1596 | 2319 | 2472 | 2545 | 2554 | 2291
95pc | NW3 | Holistic Transition | 1034 | 1563 | 1726 | 1759 | 2859 | 2844 | 2645 | 2773 | 3427 | 3192 | 3179 | 3090 | 3076 | 3050 | 3127 | 4095 | 4192 | 4296 | 4355 | 3944
Economy RT | NW3 | Holistic Transition | 3588 | 3819 | 4018 | 4154 | 6116 | 6121 | 6875 | 6373 | 7158 | 7083 | 7125 | 7186 | 6944 | 7004 | 7534 | 8464 | 9125 | 9114 | 9139 | 9154
Security RT | NW3 | Holistic Transition | 1794 | 1972 | 1969 | 1962 | 2164 | 2157 | 2359 | 2138 | 2125 | 2109 | 2093 | 2074 | 1910 | 1894 | 2379 | 2365 | 2353 | 2345 | 2337 | 2329
Capability | NW3 | Holistic Transition | 5500 | 5500 | 5500 | 5500 | 5500 | 5500 | 5500 | 5500 | 5500 | 5500 | 5500 | 5500 | 5500 | 5500 | 5500 | 5500 | 5500 | 5500 | 5500 | 5500
5pc | NW3 | Electric Engagement | -134 | -377 | -305 | -387 | -741 | -142 | -61 | -211 | -391 | -922 | -946 | -967 | -898 | -965 | -906 | -825 | -582 | -465 | -501 | -527
25pc | NW3 | Electric Engagement | 24 | 0 | 123 | 106 | 103 | 388 | 374 | 360 | 346 | 25 | 0 | 0 | -4 | -46 | -27 | 162 | 456 | 551 | 554 | 546
75pc | NW3 | Electric Engagement | 581 | 572 | 680 | 688 | 734 | 1822 | 1671 | 1596 | 1587 | 1749 | 1621 | 1549 | 1582 | 1403 | 1494 | 2214 | 2697 | 2791 | 2867 | 2952
95pc | NW3 | Electric Engagement | 892 | 1316 | 1651 | 1596 | 1747 | 2908 | 2818 | 2676 | 2653 | 3152 | 3087 | 3036 | 3043 | 3031 | 2973 | 3945 | 4471 | 4567 | 4758 | 4882
Economy RT | NW3 | Electric Engagement | 3586 | 3817 | 4015 | 4151 | 6107 | 6107 | 6317 | 6107 | 7016 | 7013 | 7042 | 7196 | 6928 | 6990 | 7471 | 8466 | 9111 | 8941 | 8834 | 8938
Security RT | NW3 | Electric Engagement | 1792 | 1970 | 1966 | 1958 | 2154 | 2142 | 2337 | 2110 | 2092 | 2071 | 2049 | 2027 | 1857 | 1834 | 2313 | 2293 | 2277 | 2264 | 2252 | 2242
Capability | NW3 | Electric Engagement | 5500 | 5500 | 5500 | 5500 | 5500 | 5500 | 5500 | 5500 | 5500 | 5500 | 5500 | 5500 | 5500 | 5500 | 5500 | 5500 | 5500 | 5500 | 5500 | 5500
5pc | NW3 | Hydrogen Evolution | -36 | -250 | -386 | -400 | -160 | -554 | -971 | -1321 | -1269 | -1276 | -1098 | -1169 | -1081 | -1167 | -1124 | -900 | -809 | -818 | -905 | -993
25pc | NW3 | Hydrogen Evolution | 151 | 112 | 133 | 138 | 382 | 350 | 114 | 182 | 298 | 219 | 199 | 115 | 7 | 0 | 16 | 251 | 214 | 243 | 197 | 27
75pc | NW3 | Hydrogen Evolution | 697 | 685 | 718 | 775 | 1758 | 1725 | 1409 | 1596 | 2088 | 1824 | 1839 | 1666 | 1579 | 1546 | 1596 | 2319 | 2472 | 2545 | 2554 | 2291
95pc | NW3 | Hydrogen Evolution | 1034 | 1563 | 1726 | 1759 | 2859 | 2844 | 2645 | 2773 | 3427 | 3192 | 3179 | 3090 | 3076 | 3050 | 3127 | 4095 | 4192 | 4296 | 4355 | 3944
Economy RT | NW3 | Hydrogen Evolution | 3584 | 3814 | 4011 | 4145 | 6099 | 6102 | 6314 | 6105 | 7015 | 7016 | 7018 | 7021 | 6880 | 6887 | 7395 | 8406 | 8920 | 8938 | 8955 | 8973
Security RT | NW3 | Hydrogen Evolution | 1790 | 1967 | 1961 | 1951 | 2147 | 2137 | 2334 | 2108 | 2091 | 2074 | 2057 | 2039 | 1875 | 1858 | 2341 | 2325 | 2312 | 2303 | 2292 | 2282
Capability | NW3 | Hydrogen Evolution | 5500 | 5500 | 5500 | 5500 | 5500 | 5500 | 5500 | 5500 | 5500 | 5500 | 5500 | 5500 | 5500 | 5500 | 5500 | 5500 | 5500 | 5500 | 5500 | 5500
5pc | SC1 | Holistic Transition | -6983 | -7448 | -7747 | -7799 | -7574 | -7990 | -8506 | -9708 | -9909 | -10124 | -10344 | -10135 | -8235 | -8571 | -8669 | -8947 | -9092 | -9366 | -9631 | -9710
25pc | SC1 | Holistic Transition | -4028 | -6041 | -6548 | -6077 | -6198 | -6762 | -7379 | -8343 | -8472 | -8519 | -8578 | -8261 | -6222 | -6462 | -6432 | -6591 | -6641 | -6789 | -6999 | -6925
75pc | SC1 | Holistic Transition | 1958 | 944 | -351 | 1634 | 1770 | -7 | -1586 | 680 | 830 | 631 | 1097 | -201 | 239 | -105 | 360 | 427 | 37 | 407 | 11 | 221
95pc | SC1 | Holistic Transition | 3804 | 3545 | 2962 | 3985 | 4618 | 4109 | 3741 | 4979 | 5138 | 4766 | 5632 | 5595 | 5540 | 5402 | 5575 | 5311 | 5715 | 6042 | 5550 | 6916
Economy RT | SC1 | Holistic Transition | 3002 | 4915 | 9107 | 9363 | 9401 | 9764 | 10528 | 11764 | 12067 | 11897 | 12751 | 13041 | 10575 | 10827 | 11121 | 11377 | 11091 | 11273 | 10993 | 11977
Security RT | SC1 | Holistic Transition | 3077 | 3034 | 2535 | 2248 | 2354 | 2621 | 2065 | 3249 | 3507 | 3561 | 3708 | 4415 | 6217 | 6582 | 6945 | 7380 | 6957 | 7241 | 7074 | 6540
Capability | SC1 | Holistic Transition | 5500 | 5500 | 5500 | 5000 | 6100 | 6100 | 6100 | 6100 | 6100 | 6100 | 6100 | 6100 | 6100 | 6100 | 6100 | 6100 | 6100 | 6100 | 6100 | 6100
Capability (Reverse) | SC1 | Holistic Transition | -8700 | -8700 | -8700 | -9900 | -10000 | -10200 | -11200 | -11200 | -11200 | -11200 | -11200 | -11200 | -11200 | -11200 | -11200 | -11200 | -11200 | -11200 | -11200 | -11200
5pc | SC1 | Electric Engagement | -6869 | -7222 | -7452 | -7527 | -7796 | -7620 | -8093 | -8666 | -9744 | -10180 | -10658 | -11146 | -11595 | -9520 | -9711 | -10014 | -9945 | -9725 | -9756 | -10150
25pc | SC1 | Electric Engagement | -3545 | -5105 | -5877 | -5478 | -5756 | -6026 | -6957 | -7435 | -8449 | -8745 | -9134 | -9452 | -9747 | -7698 | -7982 | -8071 | -8073 | -7829 | -7860 | -8024
75pc | SC1 | Electric Engagement | 2456 | 2315 | 1071 | 2256 | 2726 | 1772 | -365 | -889 | 11 | -2 | 228 | -1440 | -2118 | -2082 | -2650 | -2316 | -2586 | -1828 | -1673 | -1010
95pc | SC1 | Electric Engagement | 3837 | 3879 | 3433 | 4104 | 4604 | 4677 | 3978 | 3555 | 4685 | 4184 | 4355 | 4085 | 2915 | 3264 | 3200 | 3088 | 3232 | 3537 | 3762 | 4489
Economy RT | SC1 | Electric Engagement | 1580 | 3789 | 5112 | 8410 | 8695 | 9840 | 10599 | 10980 | 12619 | 12460 | 13248 | 13156 | 11261 | 11784 | 12003 | 12417 | 12213 | 12426 | 12332 | 12855
Security RT | SC1 | Electric Engagement | 3066 | 3090 | 2601 | 2326 | 2504 | 2855 | 2474 | 3471 | 3793 | 3885 | 4078 | 4875 | 6917 | 7379 | 7839 | 8373 | 7912 | 8272 | 8092 | 7458
Capability | SC1 | Electric Engagement | 5500 | 5500 | 5500 | 5000 | 6100 | 6100 | 6100 | 6100 | 6100 | 6100 | 6100 | 6100 | 6100 | 6100 | 6100 | 6100 | 6100 | 6100 | 6100 | 6100
Capability (Reverse) | SC1 | Electric Engagement | -8700 | -8700 | -8700 | -9900 | -10000 | -10200 | -11200 | -11200 | -11200 | -11200 | -11200 | -11200 | -11200 | -11200 | -11200 | -11200 | -11200 | -11200 | -11200 | -11200
5pc | SC1 | Hydrogen Evolution | -6983 | -7448 | -7747 | -7799 | -7574 | -7990 | -8506 | -9708 | -9909 | -10124 | -10344 | -10135 | -8235 | -8571 | -8669 | -8947 | -9092 | -9366 | -9631 | -9710
25pc | SC1 | Hydrogen Evolution | -4028 | -6041 | -6548 | -6077 | -6198 | -6762 | -7379 | -8343 | -8472 | -8519 | -8578 | -8261 | -6222 | -6462 | -6432 | -6591 | -6641 | -6789 | -6999 | -6925
75pc | SC1 | Hydrogen Evolution | 1958 | 944 | -351 | 1634 | 1770 | -7 | -1586 | 680 | 830 | 631 | 1097 | -201 | 239 | -105 | 360 | 427 | 37 | 407 | 11 | 221
95pc | SC1 | Hydrogen Evolution | 3804 | 3545 | 2962 | 3985 | 4618 | 4109 | 3741 | 4979 | 5138 | 4766 | 5632 | 5595 | 5540 | 5402 | 5575 | 5311 | 5715 | 6042 | 5550 | 6916
Economy RT | SC1 | Hydrogen Evolution | -1205 | 1834 | 3989 | 6149 | 8573 | 9339 | 10638 | 11150 | 11537 | 12452 | 13530 | 13536 | 11003 | 11345 | 11498 | 11791 | 11515 | 11674 | 11550 | 12642
Security RT | SC1 | Hydrogen Evolution | 3114 | 3173 | 2703 | 2458 | 2606 | 2909 | 2457 | 3494 | 3783 | 3835 | 3972 | 4689 | 6493 | 6825 | 7173 | 7591 | 7145 | 7433 | 7275 | 6744
Capability | SC1 | Hydrogen Evolution | 5500 | 5500 | 5500 | 5000 | 6100 | 6100 | 6100 | 6100 | 6100 | 6100 | 6100 | 6100 | 6100 | 6100 | 6100 | 6100 | 6100 | 6100 | 6100 | 6100
Capability (Reverse) | SC1 | Hydrogen Evolution | -8700 | -8700 | -8700 | -9900 | -10000 | -10200 | -11200 | -11200 | -11200 | -11200 | -11200 | -11200 | -11200 | -11200 | -11200 | -11200 | -11200 | -11200 | -11200 | -11200
5pc | SC1.5 | Holistic Transition | -6116 | -6378 | -6566 | -6597 | -6300 | -6628 | -6888 | -6807 | -6931 | -7193 | -7353 | -7600 | -6205 | -6384 | -6445 | -6659 | -6727 | -6874 | -7047 | -7098
25pc | SC1.5 | Holistic Transition | -3257 | -5568 | -5866 | -5608 | -5343 | -5691 | -6088 | -5781 | -5870 | -6125 | -6168 | -6443 | -5040 | -5204 | -5212 | -5374 | -5435 | -5472 | -5655 | -5683
75pc | SC1.5 | Holistic Transition | 2291 | 1302 | -350 | 1924 | 1914 | -48 | -1249 | 1071 | 1106 | 469 | 768 | -819 | -548 | -667 | -157 | 48 | -109 | 152 | -324 | 17
95pc | SC1.5 | Holistic Transition | 3958 | 3779 | 3262 | 3967 | 4181 | 3801 | 3231 | 3877 | 3864 | 3389 | 3699 | 3317 | 3044 | 3077 | 3161 | 2994 | 2915 | 3119 | 2666 | 3116
Economy RT | SC1.5 | Holistic Transition | 1263 | 3041 | 7296 | 7703 | 7462 | 7608 | 8110 | 8050 | 8231 | 9050 | 9677 | 10540 | 9302 | 9402 | 9612 | 9761 | 9332 | 9476 | 9163 | 10130
Security RT | SC1.5 | Holistic Transition | 1755 | 1740 | 1361 | 1367 | 1424 | 1636 | 1424 | 1500 | 1569 | 1578 | 1644 | 2207 | 3836 | 4066 | 4294 | 4555 | 4010 | 4192 | 3917 | 3327
Capability | SC1.5 | Holistic Transition | 5800 | 5700 | 5700 | 7100 | 7100 | 8000 | 9400 | 9400 | 9400 | 9400 | 9400 | 9400 | 9400 | 9400 | 9400 | 9400 | 9400 | 9400 | 9400 | 9400
Capability (Reverse) | SC1.5 | Holistic Transition | -5800 | -5700 | -5700 | -7100 | -7100 | -8000 | -7400 | -7400 | -7400 | -7400 | -7400 | -7400 | -7400 | -7400 | -7400 | -7400 | -7400 | -7400 | -7400 | -7400
5pc | SC1.5 | Electric Engagement | -6034 | -6253 | -6409 | -6444 | -6565 | -6301 | -6750 | -6957 | -6999 | -7302 | -7540 | -7768 | -7985 | -5929 | -6202 | -6327 | -6464 | -6276 | -6302 | -6759
25pc | SC1.5 | Electric Engagement | -2698 | -4602 | -5458 | -5037 | -5319 | -5219 | -5821 | -6085 | -6050 | -6271 | -6504 | -6757 | -6883 | -4781 | -5016 | -5146 | -5356 | -5014 | -5055 | -5335
75pc | SC1.5 | Electric Engagement | 2810 | 2702 | 1499 | 2518 | 2887 | 1926 | -183 | -633 | 240 | 229 | 412 | -1060 | -1528 | -1009 | -1498 | -1280 | -1508 | -704 | -708 | -136
95pc | SC1.5 | Electric Engagement | 4067 | 4015 | 3700 | 4115 | 4153 | 4304 | 3771 | 3435 | 3281 | 3193 | 3111 | 3086 | 2406 | 3121 | 3081 | 2824 | 2702 | 3029 | 3327 | 3671
Economy RT | SC1.5 | Electric Engagement | -2258 | 1875 | 3108 | 6693 | 6718 | 7653 | 8171 | 8337 | 8562 | 9348 | 9896 | 10460 | 9746 | 10058 | 10236 | 10496 | 10130 | 10281 | 10075 | 10565
Security RT | SC1.5 | Electric Engagement | 1755 | 1777 | 1405 | 1418 | 1514 | 1775 | 1662 | 1610 | 1707 | 1733 | 1821 | 2451 | 4283 | 4574 | 4863 | 5185 | 4576 | 4803 | 4492 | 3801
Capability | SC1.5 | Electric Engagement | 5800 | 5700 | 5700 | 7100 | 7100 | 8000 | 9400 | 9400 | 9400 | 9400 | 9400 | 9400 | 9400 | 9400 | 9400 | 9400 | 9400 | 9400 | 9400 | 9400
Capability (Reverse) | SC1.5 | Electric Engagement | -5800 | -5700 | -5700 | -7100 | -7100 | -8000 | -7400 | -7400 | -7400 | -7400 | -7400 | -7400 | -7400 | -7400 | -7400 | -7400 | -7400 | -7400 | -7400 | -7400
5pc | SC1.5 | Hydrogen Evolution | -6116 | -6378 | -6566 | -6597 | -6300 | -6628 | -6888 | -6807 | -6931 | -7193 | -7353 | -7600 | -6205 | -6384 | -6445 | -6659 | -6727 | -6874 | -7047 | -7098
25pc | SC1.5 | Hydrogen Evolution | -3257 | -5568 | -5866 | -5608 | -5343 | -5691 | -6088 | -5781 | -5870 | -6125 | -6168 | -6443 | -5040 | -5204 | -5212 | -5374 | -5435 | -5472 | -5655 | -5683
75pc | SC1.5 | Hydrogen Evolution | 2291 | 1302 | -350 | 1924 | 1914 | -48 | -1249 | 1071 | 1106 | 469 | 768 | -819 | -548 | -667 | -157 | 48 | -109 | 152 | -324 | 17
95pc | SC1.5 | Hydrogen Evolution | 3958 | 3779 | 3262 | 3967 | 4181 | 3801 | 3231 | 3877 | 3864 | 3389 | 3699 | 3317 | 3044 | 3077 | 3161 | 2994 | 2915 | 3119 | 2666 | 3116
Economy RT | SC1.5 | Hydrogen Evolution | -3135 | -2228 | 1886 | 4242 | 6478 | 7058 | 8166 | 8464 | 8725 | 9375 | 10178 | 10822 | 9515 | 9720 | 9843 | 10027 | 9612 | 9727 | 9500 | 10575
Security RT | SC1.5 | Hydrogen Evolution | 1782 | 1825 | 1462 | 1491 | 1567 | 1801 | 1647 | 1621 | 1700 | 1705 | 1764 | 2339 | 3983 | 4189 | 4403 | 4649 | 4084 | 4265 | 3991 | 3396
Capability | SC1.5 | Hydrogen Evolution | 5800 | 5700 | 5700 | 7100 | 7100 | 8000 | 9400 | 9400 | 9400 | 9400 | 9400 | 9400 | 9400 | 9400 | 9400 | 9400 | 9400 | 9400 | 9400 | 9400
Capability (Reverse) | SC1.5 | Hydrogen Evolution | -5800 | -5700 | -5700 | -7100 | -7100 | -8000 | -7400 | -7400 | -7400 | -7400 | -7400 | -7400 | -7400 | -7400 | -7400 | -7400 | -7400 | -7400 | -7400 | -7400
5pc | SC2 | Holistic Transition | -4021 | -4239 | -4365 | -4343 | -4548 | -4768 | -4991 | -4874 | -4908 | -5125 | -5133 | -5314 | -3833 | -3912 | -3916 | -4011 | -4104 | -4131 | -4256 | -4274
25pc | SC2 | Holistic Transition | -2007 | -3664 | -3883 | -3731 | -4067 | -4308 | -4476 | -4294 | -4311 | -4449 | -4478 | -4649 | -3098 | -3178 | -3170 | -3235 | -3298 | -3304 | -3408 | -3402
75pc | SC2 | Holistic Transition | 2992 | 2022 | 563 | 2214 | 2091 | 526 | -647 | 1131 | 1215 | 888 | 1081 | -431 | 47 | 32 | 413 | 690 | 378 | 743 | 295 | 757
95pc | SC2 | Holistic Transition | 3927 | 3775 | 3469 | 3857 | 3746 | 3533 | 2674 | 3248 | 3193 | 2934 | 2916 | 2964 | 3300 | 3251 | 3370 | 3213 | 3203 | 3202 | 3041 | 3287
Economy RT | SC2 | Holistic Transition | 3220 | 1852 | -3070 | -3240 | -2207 | -2359 | -2264 | -2494 | -2482 | -2660 | -2764 | -3326 | -3421 | -3383 | -3551 | -3543 | -2868 | -2951 | -2512 | -2496
Security RT | SC2 | Holistic Transition | -473 | -429 | 75 | 312 | 288 | -127 | -246 | -484 | -564 | -666 | -770 | -1086 | -1189 | -1291 | -1391 | -1488 | -1170 | -1236 | -863 | -937
Capability | SC2 | Holistic Transition | 4900 | 5300 | 5300 | 3200 | 4500 | 4500 | 5200 | 5200 | 5200 | 5200 | 5200 | 5200 | 5200 | 5200 | 5200 | 5200 | 5200 | 5200 | 5200 | 5200
Capability (Reverse) | SC2 | Holistic Transition | -4400 | -4400 | -4400 | -4200 | -4200 | -4200 | -5200 | -5200 | -5200 | -5200 | -5200 | -5200 | -5200 | -5200 | -5200 | -5200 | -5200 | -5200 | -5200 | -5200
5pc | SC2 | Electric Engagement | -3991 | -4144 | -4228 | -4206 | -4281 | -4518 | -4783 | -4998 | -4971 | -5013 | -5154 | -5361 | -5431 | -3525 | -3724 | -3592 | -3758 | -3570 | -3606 | -3923
25pc | SC2 | Electric Engagement | -1402 | -2724 | -3593 | -3151 | -3529 | -3959 | -4235 | -4402 | -4342 | -4430 | -4531 | -4696 | -4781 | -2696 | -2835 | -2843 | -2946 | -2542 | -2523 | -2858
75pc | SC2 | Electric Engagement | 3339 | 3236 | 2092 | 2899 | 3277 | 2090 | 700 | 106 | 1112 | 1010 | 1153 | -150 | -642 | -117 | -459 | -216 | -357 | 208 | 445 | 825
95pc | SC2 | Electric Engagement | 3988 | 3992 | 3785 | 3971 | 4069 | 3895 | 3677 | 3572 | 3382 | 3303 | 3273 | 3417 | 2909 | 3416 | 3578 | 3367 | 3471 | 3999 | 3986 | 4259
Economy RT | SC2 | Electric Engagement | 4570 | 2980 | 2383 | -2457 | -1756 | -2419 | -2411 | -2669 | -2764 | -2877 | -2991 | -3575 | -3703 | -3833 | -3959 | -4078 | -3455 | -3535 | -3144 | -3208
Security RT | SC2 | Electric Engagement | -485 | -447 | 51 | 288 | 248 | -196 | -364 | -640 | -753 | -887 | -1022 | -1335 | -1746 | -1898 | -2044 | -2181 | -1628 | -1725 | -1378 | -1461
Capability | SC2 | Electric Engagement | 4900 | 5300 | 5300 | 3200 | 4500 | 4500 | 5200 | 5200 | 5200 | 5200 | 5200 | 5200 | 5200 | 5200 | 5200 | 5200 | 5200 | 5200 | 5200 | 5200
Capability (Reverse) | SC2 | Electric Engagement | -4400 | -4400 | -4400 | -4200 | -4200 | -4200 | -5200 | -5200 | -5200 | -5200 | -5200 | -5200 | -5200 | -5200 | -5200 | -5200 | -5200 | -5200 | -5200 | -5200
5pc | SC2 | Hydrogen Evolution | -4021 | -4239 | -4365 | -4343 | -4548 | -4768 | -4991 | -4874 | -4908 | -5125 | -5133 | -5314 | -3833 | -3912 | -3916 | -4011 | -4104 | -4131 | -4256 | -4274
25pc | SC2 | Hydrogen Evolution | -2007 | -3664 | -3883 | -3731 | -4067 | -4308 | -4476 | -4294 | -4311 | -4449 | -4478 | -4649 | -3098 | -3178 | -3170 | -3235 | -3298 | -3304 | -3408 | -3402
75pc | SC2 | Hydrogen Evolution | 2992 | 2022 | 563 | 2214 | 2091 | 526 | -647 | 1131 | 1215 | 888 | 1081 | -431 | 47 | 32 | 413 | 690 | 378 | 743 | 295 | 757
95pc | SC2 | Hydrogen Evolution | 3927 | 3775 | 3469 | 3857 | 3746 | 3533 | 2674 | 3248 | 3193 | 2934 | 2916 | 2964 | 3300 | 3251 | 3370 | 3213 | 3203 | 3202 | 3041 | 3287
Economy RT | SC2 | Hydrogen Evolution | 5502 | 4816 | 3619 | 1555 | -1345 | -1934 | -2356 | -2654 | -2730 | -2815 | -2893 | -3446 | -3521 | -3600 | -3682 | -3760 | -3106 | -3160 | -2754 | -2817
Security RT | SC2 | Hydrogen Evolution | -500 | -467 | 27 | 259 | 226 | -209 | -358 | -622 | -714 | -816 | -911 | -1206 | -1289 | -1377 | -1469 | -1557 | -1237 | -1306 | -941 | -1022
Capability | SC2 | Hydrogen Evolution | 4900 | 5300 | 5300 | 3200 | 4500 | 4500 | 5200 | 5200 | 5200 | 5200 | 5200 | 5200 | 5200 | 5200 | 5200 | 5200 | 5200 | 5200 | 5200 | 5200
Capability (Reverse) | SC2 | Hydrogen Evolution | -4400 | -4400 | -4400 | -4200 | -4200 | -4200 | -5200 | -5200 | -5200 | -5200 | -5200 | -5200 | -5200 | -5200 | -5200 | -5200 | -5200 | -5200 | -5200 | -5200
5pc | SC3 | Holistic Transition | -4512 | -4748 | -4835 | -4767 | -6398 | -6581 | -6764 | -6571 | -6561 | -6757 | -6740 | -6863 | -5295 | -5361 | -5331 | -5489 | -5195 | -5116 | -5017 | -4625
25pc | SC3 | Holistic Transition | -1736 | -4000 | -4343 | -4008 | -5926 | -6147 | -6226 | -6005 | -5993 | -6134 | -6160 | -6287 | -4600 | -4645 | -4571 | -4673 | -4202 | -4151 | -3864 | -3738
75pc | SC3 | Holistic Transition | 3393 | 2418 | 869 | 2639 | 1871 | 267 | -964 | 437 | 410 | 88 | 92 | -431 | 181 | 153 | 639 | 451 | 934 | 986 | 1065 | 1243
95pc | SC3 | Holistic Transition | 5201 | 5085 | 4326 | 5147 | 5036 | 5043 | 3385 | 4294 | 4173 | 3870 | 3864 | 4142 | 4839 | 5232 | 6034 | 5749 | 6288 | 6352 | 6563 | 6756
Economy RT | SC3 | Holistic Transition | 3241 | 1361 | -4261 | -4477 | -6334 | -6463 | -6738 | -6644 | -6254 | -6748 | -6811 | -6632 | -6725 | -6210 | -6647 | -6556 | -6030 | -6164 | -5845 | -5706
Security RT | SC3 | Holistic Transition | 1966 | 1943 | 1969 | 2001 | 1988 | 2174 | 1016 | 399 | 399 | 425 | 442 | 450 | 337 | 292 | 246 | 173 | 910 | 845 | 1275 | 1264
Capability | SC3 | Holistic Transition | 7200 | 7200 | 7300 | 7300 | 7300 | 7300 | 7700 | 7700 | 7700 | 7700 | 7700 | 7700 | 7700 | 7700 | 7700 | 7700 | 7700 | 7700 | 7700 | 7700
Capability (Reverse) | SC3 | Holistic Transition | -4800 | -4800 | -4800 | -4700 | -5100 | -5100 | -7200 | -7200 | -7200 | -7200 | -7200 | -7200 | -7200 | -7200 | -7200 | -7200 | -7200 | -7200 | -7200 | -7200
5pc | SC3 | Electric Engagement | -4435 | -4625 | -4716 | -4676 | -6101 | -6322 | -6536 | -6756 | -6659 | -6628 | -6758 | -6887 | -6920 | -4912 | -4995 | -4620 | -4737 | -4322 | -4347 | -4814
25pc | SC3 | Electric Engagement | -1105 | -2746 | -3678 | -3042 | -3603 | -5717 | -5986 | -6164 | -6060 | -6091 | -6184 | -6311 | -6340 | -4093 | -3921 | -3459 | -3662 | -3228 | -3207 | -3400
75pc | SC3 | Electric Engagement | 4028 | 3935 | 2480 | 3383 | 3783 | 2271 | 146 | 45 | 487 | 287 | 146 | -35 | -483 | 55 | 167 | 309 | 152 | 969 | 1172 | 1484
95pc | SC3 | Electric Engagement | 5296 | 5306 | 5028 | 5292 | 6369 | 6424 | 5149 | 4745 | 4415 | 4509 | 4380 | 4657 | 4047 | 4608 | 5096 | 5288 | 5509 | 6532 | 6424 | 7479
Economy RT | SC3 | Electric Engagement | 5156 | 2676 | 1053 | -3598 | -5753 | -6383 | -6794 | -6951 | -6989 | -6764 | -6991 | -7061 | -7135 | -7143 | -7091 | -7115 | -6672 | -6587 | -6313 | -6441
Security RT | SC3 | Electric Engagement | 1987 | 1930 | 1960 | 1989 | 1968 | 2154 | 972 | 414 | 419 | 452 | 474 | 486 | 365 | 317 | 266 | 184 | 1028 | 958 | 1458 | 1444
Capability | SC3 | Electric Engagement | 7200 | 7200 | 7300 | 7300 | 7300 | 7300 | 7700 | 7700 | 7700 | 7700 | 7700 | 7700 | 7700 | 7700 | 7700 | 7700 | 7700 | 7700 | 7700 | 7700
Capability (Reverse) | SC3 | Electric Engagement | -4800 | -4800 | -4800 | -4700 | -5100 | -5100 | -7200 | -7200 | -7200 | -7200 | -7200 | -7200 | -7200 | -7200 | -7200 | -7200 | -7200 | -7200 | -7200 | -7200
5pc | SC3 | Hydrogen Evolution | -4512 | -4748 | -4835 | -4767 | -6398 | -6581 | -6764 | -6571 | -6561 | -6757 | -6740 | -6863 | -5295 | -5361 | -5331 | -5489 | -5195 | -5116 | -5017 | -4625
25pc | SC3 | Hydrogen Evolution | -1736 | -4000 | -4343 | -4008 | -5926 | -6147 | -6226 | -6005 | -5993 | -6134 | -6160 | -6287 | -4600 | -4645 | -4571 | -4673 | -4202 | -4151 | -3864 | -3738
75pc | SC3 | Hydrogen Evolution | 3393 | 2418 | 869 | 2639 | 1871 | 267 | -964 | 437 | 410 | 88 | 92 | -431 | 181 | 153 | 639 | 451 | 934 | 986 | 1065 | 1243
95pc | SC3 | Hydrogen Evolution | 5201 | 5085 | 4326 | 5147 | 5036 | 5043 | 3385 | 4294 | 4173 | 3870 | 3864 | 4142 | 4839 | 5232 | 6034 | 5749 | 6288 | 6352 | 6563 | 6756
Economy RT | SC3 | Hydrogen Evolution | 6244 | 5099 | 2461 | -1339 | -3916 | -5659 | -6809 | -6809 | -6998 | -7054 | -7118 | -7186 | -7184 | -7224 | -7250 | -7289 | -6713 | -6734 | -6364 | -6383
Security RT | SC3 | Hydrogen Evolution | 1997 | 1929 | 1954 | 1979 | 1959 | 2147 | 969 | 396 | 395 | 419 | 432 | 434 | 315 | 268 | 220 | 146 | 892 | 828 | 1266 | 1258
Capability | SC3 | Hydrogen Evolution | 7200 | 7200 | 7300 | 7300 | 7300 | 7300 | 7700 | 7700 | 7700 | 7700 | 7700 | 7700 | 7700 | 7700 | 7700 | 7700 | 7700 | 7700 | 7700 | 7700
Capability (Reverse) | SC3 | Hydrogen Evolution | -4800 | -4800 | -4800 | -4700 | -5100 | -5100 | -7200 | -7200 | -7200 | -7200 | -7200 | -7200 | -7200 | -7200 | -7200 | -7200 | -7200 | -7200 | -7200 | -7200
5pc | SW1 | Holistic Transition | -926 | -1081 | -1057 | -1058 | -1178 | -1326 | -1483 | -1434 | -1546 | -1607 | -1791 | -1987 | -1953 | -2069 | -2086 | -2637 | -2629 | -2580 | -2528 | -2372
25pc | SW1 | Holistic Transition | -334 | -558 | -494 | -425 | -503 | -704 | -832 | -722 | -793 | -831 | -992 | -1231 | -931 | -927 | -875 | -1289 | -1288 | -1214 | -1166 | -1101
75pc | SW1 | Holistic Transition | 1951 | 1763 | 1708 | 1799 | 1582 | 862 | 901 | 1351 | 1146 | 715 | 227 | 0 | 676 | 721 | 779 | 461 | 470 | 626 | 656 | 772
95pc | SW1 | Holistic Transition | 2606 | 2508 | 2602 | 2698 | 2614 | 2368 | 2446 | 2881 | 2630 | 1991 | 1359 | 1309 | 2148 | 2215 | 2243 | 2010 | 2154 | 2291 | 2313 | 2429
Economy RT | SW1 | Holistic Transition | -1147 | -1033 | -1587 | -1418 | 1143 | 1519 | 2249 | 1553 | 2010 | 2527 | 1501 | 1144 | 1493 | 1647 | 1468 | 1597 | 1240 | 1220 | -1013 | -1052
Security RT | SW1 | Holistic Transition | -1661 | -1712 | -1781 | -1777 | -1399 | -1379 | -1381 | -2106 | -2059 | -1631 | 517 | 1390 | 1794 | 1873 | 1953 | 2082 | 2157 | 2213 | 2273 | 2284
Capability | SW1 | Holistic Transition | 2900 | 2900 | 2900 | 2900 | 2900 | 2900 | 2900 | 2900 | 2900 | 2900 | 3300 | 3300 | 3300 | 3300 | 3300 | 3300 | 3300 | 3300 | 3300 | 3300
5pc | SW1 | Electric Engagement | -903 | -951 | -1073 | -1105 | -1146 | -1285 | -1382 | -1569 | -1264 | -1343 | -1486 | -1577 | -1682 | -1834 | -1902 | -1895 | -2161 | -2383 | -2274 | -2220
25pc | SW1 | Electric Engagement | -363 | -467 | -563 | -517 | -529 | -670 | -710 | -945 | -293 | -424 | -593 | -661 | -782 | -940 | -872 | -687 | -954 | -1273 | -1097 | -1083
75pc | SW1 | Electric Engagement | 1903 | 1777 | 1757 | 1867 | 1820 | 1599 | 1315 | 628 | 1342 | 1200 | 1044 | 1054 | 953 | 740 | 963 | 1147 | 849 | 635 | 996 | 1054
95pc | SW1 | Electric Engagement | 2584 | 2515 | 2514 | 2594 | 2586 | 2435 | 2537 | 1773 | 2572 | 2381 | 2404 | 2371 | 2292 | 2135 | 2354 | 2546 | 2268 | 2359 | 2564 | 2649
Economy RT | SW1 | Electric Engagement | 917 | -963 | -1230 | -1494 | 1110 | 1408 | 2105 | 1780 | 2047 | 2464 | 1567 | 1174 | 1462 | 1580 | 1431 | 1494 | 1199 | 1324 | 1122 | 1035
Security RT | SW1 | Electric Engagement | -1697 | -1698 | -1771 | -1761 | -1361 | -1329 | -1277 | -2301 | -2291 | -1852 | 486 | 1453 | 1912 | 2013 | 2115 | 2271 | 2366 | 2439 | 2511 | 2520
Capability | SW1 | Electric Engagement | 2900 | 2900 | 2900 | 2900 | 2900 | 2900 | 2900 | 2900 | 2900 | 2900 | 3300 | 3300 | 3300 | 3300 | 3300 | 3300 | 3300 | 3300 | 3300 | 3300
5pc | SW1 | Hydrogen Evolution | -926 | -1081 | -1057 | -1058 | -1178 | -1326 | -1483 | -1434 | -1546 | -1607 | -1791 | -1987 | -1953 | -2069 | -2086 | -2637 | -2629 | -2580 | -2528 | -2372
25pc | SW1 | Hydrogen Evolution | -334 | -558 | -494 | -425 | -503 | -704 | -832 | -722 | -793 | -831 | -992 | -1231 | -931 | -927 | -875 | -1289 | -1288 | -1214 | -1166 | -1101
75pc | SW1 | Hydrogen Evolution | 1951 | 1763 | 1708 | 1799 | 1582 | 862 | 901 | 1351 | 1146 | 715 | 227 | 0 | 676 | 721 | 779 | 461 | 470 | 626 | 656 | 772
95pc | SW1 | Hydrogen Evolution | 2606 | 2508 | 2602 | 2698 | 2614 | 2368 | 2446 | 2881 | 2630 | 1991 | 1359 | 1309 | 2148 | 2215 | 2243 | 2010 | 2154 | 2291 | 2313 | 2429
Economy RT | SW1 | Hydrogen Evolution | 1058 | 1399 | -1106 | -1219 | 1266 | 1519 | 2168 | 1806 | 2562 | 2850 | 1890 | 1425 | 1722 | 1807 | 1710 | 1758 | 1401 | 1394 | 1135 | 1084
Security RT | SW1 | Hydrogen Evolution | -1699 | -1681 | -1749 | -1730 | -1337 | -1314 | -1273 | -2220 | -2180 | -1718 | 542 | 1451 | 1868 | 1950 | 2034 | 2167 | 2247 | 2305 | 2367 | 2379
Capability | SW1 | Hydrogen Evolution | 2900 | 2900 | 2900 | 2900 | 2900 | 2900 | 2900 | 2900 | 2900 | 2900 | 3300 | 3300 | 3300 | 3300 | 3300 | 3300 | 3300 | 3300 | 3300 | 3300

## CP30 Chart Data
| Boundary | Scenario | 2030 | 2031 | 2032 | 2033 | 2034 | 2035
5pc | B0 | Further Flex & Renewables | 0 | 0 | 0 | 24 | 0 | 0
25pc | B0 | Further Flex & Renewables | 267 | 365 | 365 | 509 | 576 | 664
75pc | B0 | Further Flex & Renewables | 2454 | 2950 | 2925 | 3490 | 4004 | 4396
95pc | B0 | Further Flex & Renewables | 3504 | 4138 | 4077 | 4699 | 5323 | 5908
Economy RT | B0 | Further Flex & Renewables | 3584 | 4221 | 4218 | 5027 | 5841 | 6327
Security RT | B0 | Further Flex & Renewables | 42 | 38 | 34 | 26 | 294 | 297
Capability | B0 | Further Flex & Renewables | 4700 | 4700 | 4700 | 4700 | 4600 | 4600
5pc | B0 | New Dispatch | 0 | 3 | 1 | 18 | 0 | 0
25pc | B0 | New Dispatch | 262 | 362 | 364 | 504 | 568 | 664
75pc | B0 | New Dispatch | 2393 | 2888 | 2864 | 3467 | 4010 | 4377
95pc | B0 | New Dispatch | 3432 | 4074 | 4011 | 4668 | 5323 | 5889
Economy RT | B0 | New Dispatch | 3584 | 4218 | 4211 | 5027 | 5841 | 6327
Security RT | B0 | New Dispatch | 42 | 38 | 34 | 26 | 294 | 297
Capability | B0 | New Dispatch | 4700 | 4700 | 4700 | 4700 | 4600 | 4600
5pc | B13 | Further Flex & Renewables | -1214 | -1367 | -1274 | -1761 | -1426 | -1288
25pc | B13 | Further Flex & Renewables | 0 | 27 | 18 | 122 | 8 | 0
75pc | B13 | Further Flex & Renewables | 1386 | 2526 | 2576 | 2869 | 2989 | 3288
95pc | B13 | Further Flex & Renewables | 3768 | 5168 | 4969 | 5403 | 5903 | 6357
Economy RT | B13 | Further Flex & Renewables | -2117 | -2110 | -2242 | -1827 | -1571 | -1490
Security RT | B13 | Further Flex & Renewables | 454 | 2278 | 2314 | 2175 | 2016 | 1981
Capability | B13 | Further Flex & Renewables | 5900 | 5900 | 5900 | 5900 | 5900 | 5900
5pc | B13 | New Dispatch | -1355 | -1628 | -1552 | -1928 | -1529 | -1384
25pc | B13 | New Dispatch | -177 | -108 | -104 | 0 | 0 | 0
75pc | B13 | New Dispatch | 1268 | 2408 | 2449 | 2788 | 2959 | 3248
95pc | B13 | New Dispatch | 3676 | 5166 | 5003 | 5388 | 5882 | 6280
Economy RT | B13 | New Dispatch | -2123 | -2148 | -2317 | -1827 | -1571 | -1490
Security RT | B13 | New Dispatch | 454 | 2280 | 2315 | 2175 | 2016 | 1981
Capability | B13 | New Dispatch | 5900 | 5900 | 5900 | 5900 | 5900 | 5900
5pc | B14 | Further Flex & Renewables | 3941 | 4057 | 4228 | 4392 | 4541 | 4642
25pc | B14 | Further Flex & Renewables | 4841 | 4924 | 5087 | 5269 | 5467 | 5658
75pc | B14 | Further Flex & Renewables | 6466 | 6593 | 6841 | 7131 | 7402 | 7832
95pc | B14 | Further Flex & Renewables | 7561 | 7665 | 7901 | 8241 | 8575 | 9036
Economy RT | B14 | Further Flex & Renewables | 11503 | 11803 | 12140 | 12766 | 13011 | 13728
Security RT | B14 | Further Flex & Renewables | 9679 | 9899 | 10342 | 10726 | 11495 | 11463
Capability | B14 | Further Flex & Renewables | 11600 | 11600 | 11600 | 11600 | 11600 | 11600
5pc | B14 | New Dispatch | 4112 | 4232 | 4370 | 4486 | 4573 | 4665
25pc | B14 | New Dispatch | 4996 | 5135 | 5289 | 5418 | 5552 | 5704
75pc | B14 | New Dispatch | 6806 | 6973 | 7185 | 7420 | 7606 | 7885
95pc | B14 | New Dispatch | 7968 | 8133 | 8365 | 8592 | 8805 | 9144
Economy RT | B14 | New Dispatch | 11504 | 11827 | 12199 | 12766 | 13011 | 13728
Security RT | B14 | New Dispatch | 9679 | 9898 | 10341 | 10726 | 11495 | 11463
Capability | B14 | New Dispatch | 11600 | 11600 | 11600 | 11600 | 11600 | 11600
5pc | B1aF | Further Flex & Renewables | -1297 | -1597 | -2069 | -1773 | -1895 | -1436
25pc | B1aF | Further Flex & Renewables | 495 | 896 | 829 | 930 | 1014 | 1531
75pc | B1aF | Further Flex & Renewables | 4701 | 6183 | 5916 | 6188 | 6463 | 7818
95pc | B1aF | Further Flex & Renewables | 7348 | 9142 | 9242 | 9771 | 10074 | 11718
Economy RT | B1aF | Further Flex & Renewables | 9133 | 10688 | 11225 | 11594 | 12232 | 13026
Security RT | B1aF | Further Flex & Renewables | 1897 | 2824 | 3059 | 3741 | 3912 | 3987
Capability | B1aF | Further Flex & Renewables | 5900 | 5900 | 5900 | 9300 | 10600 | 10600
5pc | B1aF | New Dispatch | -560 | -1172 | -1926 | -1805 | -1899 | -1315
25pc | B1aF | New Dispatch | 760 | 892 | 828 | 907 | 1058 | 1538
75pc | B1aF | New Dispatch | 5528 | 5946 | 5614 | 6042 | 6423 | 7896
95pc | B1aF | New Dispatch | 8141 | 8843 | 9059 | 9518 | 10163 | 11938
Economy RT | B1aF | New Dispatch | 8790 | 10528 | 11199 | 11594 | 12232 | 13026
Security RT | B1aF | New Dispatch | 1389 | 2257 | 2809 | 3741 | 3912 | 3987
Capability | B1aF | New Dispatch | 5900 | 5900 | 5900 | 9300 | 10600 | 10600
5pc | B2F | Further Flex & Renewables | -1158 | -1708 | -2194 | -1436 | -937 | -654
25pc | B2F | Further Flex & Renewables | 763 | 1003 | 917 | 1837 | 2483 | 3302
75pc | B2F | Further Flex & Renewables | 5924 | 7133 | 7230 | 9309 | 11762 | 15059
95pc | B2F | Further Flex & Renewables | 8893 | 10649 | 11472 | 13924 | 16763 | 20203
Economy RT | B2F | Further Flex & Renewables | 9773 | 11523 | 13326 | 15683 | 17934 | 21989
Security RT | B2F | Further Flex & Renewables | 2593 | 3573 | 3741 | 4395 | 4959 | 5157
Capability | B2F | Further Flex & Renewables | 6000 | 6000 | 6000 | 10400 | 12000 | 12000
5pc | B2F | New Dispatch | -27 | -566 | -1516 | -1139 | -862 | -322
25pc | B2F | New Dispatch | 1495 | 1768 | 1726 | 1990 | 2443 | 3301
75pc | B2F | New Dispatch | 7687 | 8258 | 8222 | 9597 | 11829 | 14955
95pc | B2F | New Dispatch | 10780 | 11590 | 12405 | 14061 | 16588 | 20382
Economy RT | B2F | New Dispatch | 9426 | 11298 | 13141 | 15683 | 17934 | 21989
Security RT | B2F | New Dispatch | 2085 | 3006 | 3492 | 4395 | 4959 | 5157
Capability | B2F | New Dispatch | 6000 | 6000 | 6000 | 10400 | 12000 | 12000
5pc | B4F | Further Flex & Renewables | -834 | -1314 | -1789 | -1054 | -553 | -195
25pc | B4F | Further Flex & Renewables | 1347 | 1520 | 1477 | 2387 | 3074 | 3942
75pc | B4F | Further Flex & Renewables | 7468 | 8670 | 8708 | 10786 | 13350 | 17037
95pc | B4F | Further Flex & Renewables | 11074 | 12716 | 13474 | 15712 | 18818 | 22651
Economy RT | B4F | Further Flex & Renewables | 12243 | 14598 | 19263 | 19973 | 25020 | 30776
Security RT | B4F | Further Flex & Renewables | 3802 | 4860 | 4961 | 5601 | 5790 | 6411
Capability | B4F | Further Flex & Renewables | 7300 | 7300 | 7300 | 11000 | 12000 | 12000
5pc | B4F | New Dispatch | 165 | -313 | -1125 | -771 | -441 | 0
25pc | B4F | New Dispatch | 2016 | 2235 | 2159 | 2519 | 2969 | 3972
75pc | B4F | New Dispatch | 9154 | 9783 | 9588 | 11055 | 13335 | 17077
95pc | B4F | New Dispatch | 12711 | 13599 | 14229 | 15898 | 18672 | 22895
Economy RT | B4F | New Dispatch | 11919 | 13756 | 18328 | 18937 | 23717 | 30369
Security RT | B4F | New Dispatch | 3275 | 4273 | 4703 | 5601 | 5790 | 6411
Capability | B4F | New Dispatch | 7300 | 7300 | 7300 | 11000 | 12000 | 12000
5pc | B5 | Further Flex & Renewables | -1304 | -1917 | -2548 | -1680 | -1418 | -675
25pc | B5 | Further Flex & Renewables | 917 | 1068 | 953 | 1906 | 2570 | 3643
75pc | B5 | Further Flex & Renewables | 6613 | 7854 | 7942 | 9955 | 12419 | 16207
95pc | B5 | Further Flex & Renewables | 10741 | 12405 | 13090 | 15520 | 18242 | 22275
Economy RT | B5 | Further Flex & Renewables | 13239 | 14907 | 17153 | 20458 | 25426 | 31043
Security RT | B5 | Further Flex & Renewables | 4845 | 6421 | 6423 | 6976 | 7231 | 7845
Capability | B5 | Further Flex & Renewables | 8300 | 8300 | 8300 | 8500 | 11700 | 11700
5pc | B5 | New Dispatch | -325 | -1167 | -2009 | -1580 | -1302 | -453
25pc | B5 | New Dispatch | 1637 | 1766 | 1613 | 1970 | 2513 | 3610
75pc | B5 | New Dispatch | 8387 | 8931 | 8728 | 10208 | 12367 | 16133
95pc | B5 | New Dispatch | 12131 | 13156 | 13849 | 15468 | 18074 | 22250
Economy RT | B5 | New Dispatch | 12590 | 15192 | 19800 | 20458 | 25426 | 31043
Security RT | B5 | New Dispatch | 4320 | 5320 | 6165 | 6976 | 7231 | 7845
Capability | B5 | New Dispatch | 8300 | 8300 | 8300 | 8500 | 11700 | 11700
5pc | B6F | Further Flex & Renewables | -1785 | -2635 | -3009 | -2277 | -1952 | -1582
25pc | B6F | Further Flex & Renewables | 1605 | 1754 | 1878 | 3080 | 3797 | 4459
75pc | B6F | Further Flex & Renewables | 11240 | 12430 | 12706 | 15783 | 18859 | 20677
95pc | B6F | Further Flex & Renewables | 16911 | 18770 | 19937 | 23555 | 26898 | 28550
Economy RT | B6F | Further Flex & Renewables | 23855 | 25742 | 27789 | 30661 | 35854 | 42090
Security RT | B6F | Further Flex & Renewables | 5819 | 8249 | 8682 | 9176 | 8334 | 9925
Capability | B6F | Further Flex & Renewables | 10200 | 10200 | 10200 | 14700 | 15400 | 16800
5pc | B6F | New Dispatch | -915 | -1698 | -2328 | -2159 | -1952 | -1492
25pc | B6F | New Dispatch | 2264 | 2716 | 2781 | 3329 | 3575 | 4375
75pc | B6F | New Dispatch | 12975 | 14531 | 15091 | 16574 | 18660 | 20574
95pc | B6F | New Dispatch | 18704 | 21109 | 22330 | 24256 | 26709 | 28262
Economy RT | B6F | New Dispatch | 23204 | 25999 | 30371 | 30661 | 35854 | 42090
Security RT | B6F | New Dispatch | 5298 | 7159 | 8428 | 9176 | 8334 | 9925
Capability | B6F | New Dispatch | 10200 | 10200 | 10200 | 14700 | 15400 | 16800
5pc | B7aF | Further Flex & Renewables | -2043 | -2900 | -3271 | -1972 | -1692 | -1631
25pc | B7aF | Further Flex & Renewables | 2792 | 2635 | 2531 | 4238 | 4966 | 4769
75pc | B7aF | Further Flex & Renewables | 13713 | 14871 | 14731 | 18849 | 22039 | 21761
95pc | B7aF | Further Flex & Renewables | 19996 | 21898 | 22644 | 27534 | 30718 | 29878
Economy RT | B7aF | Further Flex & Renewables | 26245 | 27475 | 29238 | 32422 | 36988 | 44047
Security RT | B7aF | Further Flex & Renewables | 7068 | 9459 | 9220 | 9522 | 8139 | 9502
Capability | B7aF | Further Flex & Renewables | 13500 | 13500 | 13500 | 18700 | 19100 | 19700
5pc | B7aF | New Dispatch | -1274 | -2186 | -2727 | -2013 | -1645 | -1522
25pc | B7aF | New Dispatch | 3425 | 3746 | 3689 | 4578 | 4927 | 4939
75pc | B7aF | New Dispatch | 15177 | 17303 | 17898 | 19953 | 21865 | 21788
95pc | B7aF | New Dispatch | 21597 | 24407 | 25839 | 28861 | 30619 | 30016
Economy RT | B7aF | New Dispatch | 25586 | 27621 | 31541 | 32422 | 36988 | 44047
Security RT | B7aF | New Dispatch | 6550 | 8380 | 8968 | 9522 | 8139 | 9502
Capability | B7aF | New Dispatch | 13500 | 13500 | 13500 | 18700 | 19100 | 19700
5pc | B8 | Further Flex & Renewables | -4249 | -6146 | -6036 | -5693 | -5791 | -6071
25pc | B8 | Further Flex & Renewables | 2616 | 2571 | 2634 | 3901 | 4440 | 4466
75pc | B8 | Further Flex & Renewables | 13145 | 15392 | 16039 | 19560 | 20487 | 20522
95pc | B8 | Further Flex & Renewables | 19128 | 22345 | 23916 | 28115 | 29284 | 28228
Economy RT | B8 | Further Flex & Renewables | 27973 | 30413 | 32041 | 33428 | 35055 | 37638
Security RT | B8 | Further Flex & Renewables | 17284 | 19013 | 14216 | 15045 | 12093 | 12753
Capability | B8 | Further Flex & Renewables | 16400 | 16400 | 16400 | 21100 | 23400 | 23400
5pc | B8 | New Dispatch | -3596 | -5204 | -5732 | -5440 | -5244 | -5269
25pc | B8 | New Dispatch | 3527 | 3692 | 3775 | 4169 | 4508 | 4727
75pc | B8 | New Dispatch | 14915 | 17305 | 18431 | 20468 | 20628 | 20840
95pc | B8 | New Dispatch | 21131 | 24418 | 26060 | 28958 | 29573 | 28594
Economy RT | B8 | New Dispatch | 27891 | 30862 | 33428 | 33428 | 35055 | 37638
Security RT | B8 | New Dispatch | 16775 | 17959 | 13970 | 15045 | 12093 | 12753
Capability | B8 | New Dispatch | 16400 | 16400 | 16400 | 21100 | 23400 | 23400
5pc | B9 | Further Flex & Renewables | -5397 | -7530 | -7206 | -7358 | -7404 | -8087
25pc | B9 | Further Flex & Renewables | 237 | 285 | 372 | 969 | 1826 | 2553
75pc | B9 | Further Flex & Renewables | 8409 | 11013 | 12109 | 14209 | 15786 | 18381
95pc | B9 | Further Flex & Renewables | 13977 | 17540 | 19227 | 22144 | 23899 | 25646
Economy RT | B9 | Further Flex & Renewables | 19893 | 22187 | 24457 | 25694 | 27071 | 28782
Security RT | B9 | Further Flex & Renewables | 16397 | 18348 | 10355 | 10814 | 6261 | 6712
Capability | B9 | Further Flex & Renewables | 15300 | 15300 | 15300 | 15300 | 19300 | 19300
5pc | B9 | New Dispatch | -4690 | -6537 | -6922 | -6943 | -7170 | -7580
25pc | B9 | New Dispatch | 1228 | 1527 | 1617 | 1601 | 1849 | 2844
75pc | B9 | New Dispatch | 10486 | 13379 | 14761 | 16036 | 16320 | 18585
95pc | B9 | New Dispatch | 15976 | 19539 | 21611 | 23892 | 24390 | 25938
Economy RT | B9 | New Dispatch | 19795 | 22534 | 25595 | 25694 | 27071 | 28782
Security RT | B9 | New Dispatch | 15887 | 17295 | 10110 | 10814 | 6261 | 6712
Capability | B9 | New Dispatch | 15300 | 15300 | 15300 | 15300 | 19300 | 19300
5pc | EC5I | Further Flex & Renewables | 1616 | -701 | -1991 | -2424 | -2717 | -2913
25pc | EC5I | Further Flex & Renewables | 3564 | 2191 | 1601 | 1031 | 668 | 538
75pc | EC5I | Further Flex & Renewables | 10290 | 8148 | 7441 | 7166 | 7225 | 7048
95pc | EC5I | Further Flex & Renewables | 13526 | 10858 | 10643 | 10327 | 10551 | 10229
Economy RT | EC5I | Further Flex & Renewables | 16667 | 13507 | 14871 | 13962 | 14307 | 14260
Security RT | EC5I | Further Flex & Renewables | 1468 | 1150 | 2411 | 1366 | 1226 | 1139
Capability | EC5I | Further Flex & Renewables | 13500 | 13500 | 13500 | 13500 | 14200 | 14200
5pc | EC5I | New Dispatch | 1593 | -1039 | -2223 | -2499 | -2690 | -2904
25pc | EC5I | New Dispatch | 3556 | 1973 | 1239 | 953 | 694 | 522
75pc | EC5I | New Dispatch | 10215 | 7978 | 7216 | 7054 | 7291 | 6990
95pc | EC5I | New Dispatch | 13262 | 10521 | 10248 | 10077 | 10635 | 10233
Economy RT | EC5I | New Dispatch | 16667 | 13507 | 14871 | 13962 | 14307 | 14260
Security RT | EC5I | New Dispatch | 1468 | 1150 | 2411 | 1366 | 1226 | 1139
Capability | EC5I | New Dispatch | 13500 | 13500 | 13500 | 13500 | 14200 | 14200
5pc | LE1 | Further Flex & Renewables | 1223 | 1893 | 2078 | 1903 | 1958 | 1191
25pc | LE1 | Further Flex & Renewables | 6402 | 5817 | 5809 | 5943 | 6392 | 6762
75pc | LE1 | Further Flex & Renewables | 13272 | 13140 | 13280 | 14815 | 15507 | 16243
95pc | LE1 | Further Flex & Renewables | 15447 | 15531 | 15832 | 17579 | 18238 | 19049
Economy RT | LE1 | Further Flex & Renewables | 18468 | 18702 | 20112 | 21481 | 22202 | 21281
Security RT | LE1 | Further Flex & Renewables | 6852 | 8252 | 11186 | 11215 | 12841 | 12952
Capability | LE1 | Further Flex & Renewables | 17300 | 17300 | 17300 | 17300 | 20700 | 20700
5pc | LE1 | New Dispatch | 1779 | 2206 | 2390 | 1931 | 2027 | 1240
25pc | LE1 | New Dispatch | 7145 | 6564 | 6476 | 6294 | 6564 | 6958
75pc | LE1 | New Dispatch | 14051 | 13942 | 14199 | 15419 | 15692 | 16306
95pc | LE1 | New Dispatch | 16308 | 16400 | 16741 | 18110 | 18557 | 19307
Economy RT | LE1 | New Dispatch | 18468 | 18702 | 20112 | 21481 | 22202 | 21281
Security RT | LE1 | New Dispatch | 6852 | 8249 | 11185 | 11215 | 12841 | 12952
Capability | LE1 | New Dispatch | 17300 | 17300 | 17300 | 17300 | 20700 | 20700
5pc | NW1 | Further Flex & Renewables | -75 | -71 | -74 | -75 | -78 | -87
25pc | NW1 | Further Flex & Renewables | 0 | 0 | 0 | 0 | -3 | -13
75pc | NW1 | Further Flex & Renewables | 142 | 142 | 141 | 138 | 135 | 134
95pc | NW1 | Further Flex & Renewables | 199 | 201 | 202 | 201 | 200 | 198
Economy RT | NW1 | Further Flex & Renewables | 761 | 512 | 515 | 518 | 521 | 524
Security RT | NW1 | Further Flex & Renewables | 519 | 308 | 306 | 304 | 302 | 299
Capability | NW1 | Further Flex & Renewables | 1800 | 1800 | 1800 | 1800 | 1800 | 1800
5pc | NW1 | New Dispatch | -83 | -81 | -82 | -79 | -79 | -92
25pc | NW1 | New Dispatch | -8 | 0 | 0 | -3 | -7 | -15
75pc | NW1 | New Dispatch | 138 | 139 | 137 | 136 | 135 | 133
95pc | NW1 | New Dispatch | 201 | 200 | 201 | 200 | 200 | 198
Economy RT | NW1 | New Dispatch | 761 | 512 | 515 | 518 | 521 | 524
Security RT | NW1 | New Dispatch | 519 | 308 | 306 | 304 | 302 | 299
Capability | NW1 | New Dispatch | 1800 | 1800 | 1800 | 1800 | 1800 | 1800
5pc | NW2 | Further Flex & Renewables | -1048 | -1223 | -1141 | -1032 | -930 | -609
25pc | NW2 | Further Flex & Renewables | 239 | 233 | 352 | 317 | 245 | 737
75pc | NW2 | Further Flex & Renewables | 1537 | 1543 | 1944 | 1885 | 1776 | 2861
95pc | NW2 | Further Flex & Renewables | 2615 | 2658 | 3171 | 3136 | 3075 | 4330
Economy RT | NW2 | Further Flex & Renewables | 7350 | 6840 | 6708 | 6435 | 6468 | 6521
Security RT | NW2 | Further Flex & Renewables | 2060 | 1844 | 1837 | 1828 | 1818 | 1808
Capability | NW2 | Further Flex & Renewables | 7000 | 7000 | 7000 | 7000 | 7000 | 7000
5pc | NW2 | New Dispatch | -1106 | -1293 | -1108 | -1168 | -1048 | -577
25pc | NW2 | New Dispatch | 198 | 198 | 319 | 307 | 250 | 736
75pc | NW2 | New Dispatch | 1375 | 1424 | 1782 | 1805 | 1755 | 2883
95pc | NW2 | New Dispatch | 2514 | 2573 | 3019 | 3039 | 3036 | 4330
Economy RT | NW2 | New Dispatch | 7350 | 6840 | 6708 | 6435 | 6468 | 6521
Security RT | NW2 | New Dispatch | 2060 | 1844 | 1837 | 1828 | 1818 | 1808
Capability | NW2 | New Dispatch | 7000 | 7000 | 7000 | 7000 | 7000 | 7000
5pc | NW3 | Further Flex & Renewables | -1343 | -1474 | -1443 | -1318 | -1251 | -747
25pc | NW3 | Further Flex & Renewables | 201 | 191 | 316 | 285 | 215 | 695
75pc | NW3 | Further Flex & Renewables | 1570 | 1591 | 2000 | 1924 | 1808 | 2866
95pc | NW3 | Further Flex & Renewables | 2734 | 2801 | 3297 | 3278 | 3200 | 4452
Economy RT | NW3 | Further Flex & Renewables | 7976 | 7474 | 7349 | 7084 | 7125 | 7187
Security RT | NW3 | Further Flex & Renewables | 2359 | 2138 | 2125 | 2109 | 2093 | 2074
Capability | NW3 | Further Flex & Renewables | 5500 | 5500 | 5500 | 5500 | 5500 | 5500
5pc | NW3 | New Dispatch | -1346 | -1590 | -1402 | -1435 | -1305 | -719
25pc | NW3 | New Dispatch | 152 | 162 | 301 | 263 | 223 | 695
75pc | NW3 | New Dispatch | 1405 | 1461 | 1832 | 1853 | 1787 | 2893
95pc | NW3 | New Dispatch | 2610 | 2701 | 3136 | 3202 | 3163 | 4469
Economy RT | NW3 | New Dispatch | 7976 | 7474 | 7349 | 7084 | 7125 | 7187
Security RT | NW3 | New Dispatch | 2359 | 2138 | 2125 | 2109 | 2093 | 2074
Capability | NW3 | New Dispatch | 5500 | 5500 | 5500 | 5500 | 5500 | 5500
5pc | SC1 | Further Flex & Renewables | -8258 | -9628 | -9804 | -9843 | -10199 | -10858
25pc | SC1 | Further Flex & Renewables | -7056 | -8187 | -8296 | -8335 | -8531 | -9119
75pc | SC1 | Further Flex & Renewables | 535 | 897 | 954 | 759 | 1147 | -467
95pc | SC1 | Further Flex & Renewables | 4163 | 4967 | 4890 | 4767 | 5836 | 4818
Economy RT | SC1 | Further Flex & Renewables | -10488 | -11990 | -12361 | -12393 | -12883 | -14585
Security RT | SC1 | Further Flex & Renewables | 1725 | 1091 | 2082 | 2413 | 3720 | 3994
Capability | SC1 | Further Flex & Renewables | 6100 | 6100 | 6100 | 6100 | 6100 | 6100
Capability (Reverse) | SC1 | Further Flex & Renewables | -11200 | -11200 | -11200 | -11200 | -11200 | -11200
5pc | SC1 | New Dispatch | -8806 | -10224 | -10471 | -10337 | -10352 | -10966
25pc | SC1 | New Dispatch | -7529 | -8710 | -8866 | -8738 | -8672 | -9199
75pc | SC1 | New Dispatch | -85 | 354 | 482 | 447 | 1188 | -685
95pc | SC1 | New Dispatch | 3878 | 4946 | 4674 | 4863 | 5813 | 4646
Economy RT | SC1 | New Dispatch | -10502 | -12137 | -12707 | -12393 | -12883 | -14585
Security RT | SC1 | New Dispatch | 1726 | 1089 | 2081 | 2413 | 3720 | 3994
Capability | SC1 | New Dispatch | 6100 | 6100 | 6100 | 6100 | 6100 | 6100
Capability (Reverse) | SC1 | New Dispatch | -11200 | -11200 | -11200 | -11200 | -11200 | -11200
5pc | SC1.5 | Further Flex & Renewables | -6753 | -6769 | -6882 | -7022 | -7285 | -7633
25pc | SC1.5 | Further Flex & Renewables | -5838 | -5711 | -5780 | -5890 | -6085 | -6544
75pc | SC1.5 | Further Flex & Renewables | 904 | 1095 | 1171 | 839 | 871 | -734
95pc | SC1.5 | Further Flex & Renewables | 3756 | 3727 | 3698 | 3380 | 3594 | 3022
Economy RT | SC1.5 | Further Flex & Renewables | -8099 | -8218 | -8470 | -8930 | -9695 | -11143
Security RT | SC1.5 | Further Flex & Renewables | 1714 | 1398 | 1105 | 1165 | 2277 | 2441
Capability | SC1.5 | Further Flex & Renewables | 9400 | 9400 | 9400 | 9400 | 9400 | 9400
Capability (Reverse) | SC1.5 | Further Flex & Renewables | -7400 | -7400 | -7400 | -7400 | -7400 | -7400
5pc | SC1.5 | New Dispatch | -7046 | -7106 | -7206 | -7294 | -7404 | -7705
25pc | SC1.5 | New Dispatch | -6186 | -6053 | -6150 | -6131 | -6173 | -6599
75pc | SC1.5 | New Dispatch | 77 | 662 | 722 | 766 | 804 | -833
95pc | SC1.5 | New Dispatch | 3523 | 3532 | 3656 | 3373 | 3596 | 2888
Economy RT | SC1.5 | New Dispatch | -8106 | -8329 | -8744 | -8930 | -9695 | -11143
Security RT | SC1.5 | New Dispatch | 1714 | 1397 | 1104 | 1165 | 2277 | 2441
Capability | SC1.5 | New Dispatch | 9400 | 9400 | 9400 | 9400 | 9400 | 9400
Capability (Reverse) | SC1.5 | New Dispatch | -7400 | -7400 | -7400 | -7400 | -7400 | -7400
5pc | SC2 | Further Flex & Renewables | -4836 | -4812 | -4830 | -4914 | -5058 | -5369
25pc | SC2 | Further Flex & Renewables | -4277 | -4214 | -4260 | -4307 | -4426 | -4657
75pc | SC2 | Further Flex & Renewables | 1373 | 1515 | 1504 | 1322 | 1342 | -202
95pc | SC2 | Further Flex & Renewables | 3576 | 3507 | 3548 | 3244 | 3336 | 3271
Economy RT | SC2 | Further Flex & Renewables | -1715 | -1745 | -1582 | -2410 | -2513 | -3076
Security RT | SC2 | Further Flex & Renewables | 745 | 729 | 813 | -429 | -507 | -1085
Capability | SC2 | Further Flex & Renewables | 5200 | 5200 | 5200 | 5200 | 5200 | 5200
Capability (Reverse) | SC2 | Further Flex & Renewables | -5200 | -5200 | -5200 | -5200 | -5200 | -5200
5pc | SC2 | New Dispatch | -5099 | -5056 | -5132 | -5072 | -5090 | -5398
25pc | SC2 | New Dispatch | -4484 | -4414 | -4446 | -4427 | -4448 | -4684
75pc | SC2 | New Dispatch | 724 | 1266 | 1265 | 1299 | 1345 | -295
95pc | SC2 | New Dispatch | 3456 | 3515 | 3540 | 3252 | 3357 | 3211
Economy RT | SC2 | New Dispatch | -1715 | -1745 | -1582 | -2410 | -2513 | -3076
Security RT | SC2 | New Dispatch | 745 | 729 | 813 | -429 | -507 | -1085
Capability | SC2 | New Dispatch | 5200 | 5200 | 5200 | 5200 | 5200 | 5200
Capability (Reverse) | SC2 | New Dispatch | -5200 | -5200 | -5200 | -5200 | -5200 | -5200
5pc | SC3 | Further Flex & Renewables | -6606 | -6517 | -6516 | -6601 | -6690 | -6904
25pc | SC3 | Further Flex & Renewables | -6058 | -5963 | -5952 | -6001 | -6085 | -6285
75pc | SC3 | Further Flex & Renewables | 146 | 1022 | 959 | 471 | 301 | -266
95pc | SC3 | Further Flex & Renewables | 5380 | 4740 | 4827 | 4288 | 4356 | 4327
Economy RT | SC3 | Further Flex & Renewables | -6708 | -6654 | -6267 | -6859 | -6928 | -6773
Security RT | SC3 | Further Flex & Renewables | 2448 | 1445 | 891 | 1005 | 507 | 497
Capability | SC3 | Further Flex & Renewables | 7700 | 7700 | 7700 | 7700 | 7700 | 7700
Capability (Reverse) | SC3 | Further Flex & Renewables | -7200 | -7200 | -7200 | -7200 | -7200 | -7200
5pc | SC3 | New Dispatch | -6819 | -6716 | -6750 | -6686 | -6711 | -6918
25pc | SC3 | New Dispatch | -6231 | -6146 | -6126 | -6090 | -6103 | -6301
75pc | SC3 | New Dispatch | -20 | 579 | 582 | 523 | 346 | -391
95pc | SC3 | New Dispatch | 4934 | 4727 | 5000 | 4470 | 4664 | 4396
Economy RT | SC3 | New Dispatch | -6711 | -6660 | -6281 | -6859 | -6928 | -6773
Security RT | SC3 | New Dispatch | 2447 | 1445 | 891 | 1005 | 507 | 497
Capability | SC3 | New Dispatch | 7700 | 7700 | 7700 | 7700 | 7700 | 7700
Capability (Reverse) | SC3 | New Dispatch | -7200 | -7200 | -7200 | -7200 | -7200 | -7200
5pc | SW1 | Further Flex & Renewables | -1103 | -1155 | -1250 | -1342 | -1529 | -1779
25pc | SW1 | Further Flex & Renewables | -210 | -293 | -314 | -417 | -613 | -896
75pc | SW1 | Further Flex & Renewables | 1482 | 1600 | 1579 | 1347 | 954 | 707
95pc | SW1 | Further Flex & Renewables | 2967 | 3119 | 3073 | 2596 | 2406 | 2320
Economy RT | SW1 | Further Flex & Renewables | -1933 | 1322 | -1254 | -1278 | -1311 | -1499
Security RT | SW1 | Further Flex & Renewables | -1861 | -1827 | -1563 | -1464 | -1297 | 723
Capability | SW1 | Further Flex & Renewables | 2900 | 2900 | 2900 | 2900 | 3300 | 3300
5pc | SW1 | New Dispatch | -1272 | -1284 | -1373 | -1424 | -1567 | -1795
25pc | SW1 | New Dispatch | -312 | -379 | -460 | -490 | -638 | -903
75pc | SW1 | New Dispatch | 1307 | 1421 | 1371 | 1188 | 913 | 664
95pc | SW1 | New Dispatch | 2944 | 3166 | 3004 | 2518 | 2378 | 2250
Economy RT | SW1 | New Dispatch | -2803 | -2783 | -3756 | -3140 | -2766 | -2432
Security RT | SW1 | New Dispatch | -1861 | -1828 | -1564 | -1464 | -1297 | 723
Capability | SW1 | New Dispatch | 2900 | 2900 | 2900 | 2900 | 3300 | 3300