## Scenario Overview
CMP419 Workgroup Analysis
2024-03-01
Scenario | Model Description
27 Zone | 2028/29 5YV Model (from April 2023) with July node-zone corrections implemented. This is base case to compare against.
18 Zone | 2028/29 5YV Model (from April 2023) with generation Zones mapped to ETYS Major Zones (numerically), as per CMP419.

## 27 Zone Overview
Zone | Count of Nodes | Background | Min (£/MWkm) | Mean Average (£/MWkm) | Max (£/MWkm) | Range | Tariff (Gen PS) | Tariff (Gen Y/R)
[6 empty] | (Max – Min) | (£/kW) | (£/kW)
1 | 15 | YR | 46.3842 | 65.3645 | 88.6703 | 42.2862 | 2.6797 | 24.6368
|  | Peak | 0.72529 | 2.5086 | 4.0669 | 3.3417
2 | 2 | YR | 52.0866 | 52.4601 | 52.8337 | 0.74709 | 0.8146 | 24.6366
|  | Peak | 0.8146 | 0.82146 | 0.82833 | 0.013732
3 | 2 | YR | 54.8634 | 55.2494 | 55.6353 | 0.77191 | 3.4971 | 23.4926
|  | Peak | 3.3849 | 3.4813 | 3.5776 | 0.19271
4 | #N/A | YR | #N/A | #N/A | #N/A | #N/A | 3.3849 | 23.4926
|  | Peak | #N/A | #N/A | #N/A | #N/A
5 | 6 | YR | 44.2464 | 46.7944 | 52.7346 | 8.4882 | 2.7698 | 22.2734
|  | Peak | 1.0563 | 2.9587 | 4.1963 | 3.1401
6 | #N/A | YR | #N/A | #N/A | #N/A | #N/A | 4.0849 | 22.0059
|  | Peak | #N/A | #N/A | #N/A | #N/A
7 | 3 | YR | 56.2889 | 59.4236 | 64.2684 | 7.9795 | 2.3791 | 21.3563
|  | Peak | 1.9521 | 2.1314 | 2.4373 | 0.48524
8 | 2 | YR | 40.7213 | 42.5573 | 44.3932 | 3.6719 | 3.3734 | 21.3563
|  | Peak | 3.1552 | 3.4903 | 3.8255 | 0.6703
9 | 7 | YR | 31.7332 | 40.5714 | 50.1564 | 18.4232 | 2.2365 | 21.3974
|  | Peak | 1.637 | 2.4828 | 6.5368 | 4.8999
10 | 7 | YR | 37.9082 | 39.3762 | 41.543 | 3.6348 | 1.9649 | 20.7149
|  | Peak | 1.0183 | 1.5022 | 2.6533 | 1.635
11 | 12 | YR | 31.8036 | 34.9452 | 37.6137 | 5.8101 | 1.7717 | 20.7149
|  | Peak | 1.1079 | 1.4929 | 1.9864 | 0.87852
12 | 3 | YR | 24.6027 | 26.3944 | 29.7131 | 5.1104 | 0.87013 | 15.4929
|  | Peak | 0.70624 | 0.87066 | 1.0356 | 0.32938
13 | 12 | YR | 10.6162 | 13.4162 | 19.7568 | 9.1406 | 2.809 | 10.1262
|  | Peak | 2.1905 | 2.5889 | 2.9679 | 0.77743
14 | 4 | YR | 13.4151 | 14.8504 | 17.818 | 4.4028 | 0.32854 | 10.1262
|  | Peak | 0.056163 | 0.19825 | 0.44036 | 0.3842
15 | 21 | YR | 5.1386 | 7.4422 | 12.5053 | 7.3666 | 3.4087 | 6.1416
|  | Peak | -0.51374 | 1.8272 | 4.3859 | 4.8996
16 | 22 | YR | 2.5625 | 5.0635 | 6.968 | 4.4055 | 1.8697 | 5.4806
|  | Peak | -1.2055 | 1.5799 | 3.1481 | 4.3536
17 | 4 | YR | 3.584 | 3.9578 | 4.5392 | 0.95518 | 0.76947 | 4.0854
|  | Peak | 0.66506 | 0.83777 | 1.2133 | 0.54829
18 | 32 | YR | -2.9219 | 1.4451 | 6.9117 | 9.8336 | -0.30482 | 3.8447
|  | Peak | -2.3122 | 0.063306 | 2.1251 | 4.4372
19 | 2 | YR | 5.9778 | 5.9778 | 5.9778 | 0 | 4.325 | 5.9354
|  | Peak | 4.1891 | 4.7892 | 5.3894 | 1.2003
20 | 1 | YR | -5.1606 | -5.1606 | -5.1606 | 0 | 9.1687 | -5.1606
|  | Peak | 9.1687 | 9.1687 | 9.1687 | 0
21 | 7 | YR | -7.8339 | -6.3199 | -5.387 | 2.4469 | 4.1995 | -6.2361
|  | Peak | 3.353 | 4.6377 | 6.0497 | 2.6967
22 | 6 | YR | -7.7 | -5.7676 | -3.2092 | 4.4908 | 3.625 | 3.6481
|  | Peak | 1.2038 | 2.0645 | 4.5415 | 3.3377
23 | 2 | YR | -2.9724 | -1.1668 | 0.63889 | 3.6113 | -2.8286 | 3.6481
|  | Peak | -3.2181 | -2.477 | -1.736 | 1.4821
24 | 17 | YR | -0.31023 | 2.5249 | 5.9009 | 6.2111 | -2.6449 | 3.6481
|  | Peak | -4.7702 | -2.7585 | -0.27007 | 4.5002
25 | 13 | YR | -9.8539 | -4.9423 | -1.5858 | 8.2681 | 0.04573 | -3.4147
|  | Peak | -2.8409 | -0.76429 | 2.415 | 5.2558
26 | 14 | YR | -6.2755 | -5.3463 | -3.4686 | 2.8069 | 4.0901 | -5.312
|  | Peak | -1.8624 | 1.9092 | 6.2941 | 8.1564
27 | 5 | YR | -9.6855 | -8.5754 | -7.4848 | 2.2007 | 4.6348 | -9.1108
|  | Peak | 3.8449 | 4.6867 | 5.1548 | 1.3099

## 18 Zone Overview
Zone | Count of Nodes | Background | Min (£/MWkm) | Mean Average (£/MWkm) | Max (£/MWkm) | Range | Tariff (Gen PS) | Tariff (Gen Y/R)
[6 empty] | (Max – Min) | (£/kW) | (£/kW)
1 | 15 | YR | 44.2464 | 58.5972 | 88.6703 | 44.4239 | 2.9361 | 22.361
|  | Peak | 0.72529 | 2.5588 | 4.1963 | 3.4711
2 | 2 | YR | 24.8675 | 37.044 | 50.1564 | 25.2888 | 2.2508 | 19.6168
|  | Peak | 0.70624 | 1.7485 | 6.5368 | 5.8306
3 | 2 | YR | 12.5053 | 14.3814 | 17.818 | 5.3127 | 0.30427 | 10.241
|  | Peak | 0.056163 | 0.18921 | 0.44036 | 0.3842
4 | #N/A | YR | 10.6162 | 14.2767 | 24.6027 | 13.9865 | 2.7882 | 10.0629
|  | Peak | 0.87013 | 2.4567 | 2.9679 | 2.0978
5 | 6 | YR | 4.5585 | 6.0201 | 7.7008 | 3.1423 | 3.5157 | 5.4416
|  | Peak | 0.05523 | 2.9411 | 4.3859 | 4.3307
6 | #N/A | YR | 4.1789 | 7.2792 | 10.4146 | 6.2358 | 0.1452 | 10.0629
|  | Peak | -1.2055 | 0.008797 | 0.73192 | 1.9374
7 | 3 | YR | 4.6594 | 5.6421 | 6.4394 | 1.7799 | 2.8999 | 5.4416
|  | Peak | 0.97187 | 2.6118 | 5.3894 | 4.4175
8 | 2 | YR | -1.7309 | 1.0402 | 4.1363 | 5.8672 | 0.36192 | 0.99493
|  | Peak | -0.3918 | 0.37455 | 1.2483 | 1.6401
9 | 7 | YR | 2.5625 | 3.6318 | 4.5392 | 1.9767 | 2.2022 | 5.4416
|  | Peak | 0.66506 | 2.083 | 2.8046 | 2.1395
10 | 7 | YR | -1.693 | 3.0678 | 6.9117 | 8.6047 | -0.19489 | 4.4783
|  | Peak | -2.8294 | -0.81411 | 2.1251 | 4.9544
11 | 12 | YR | -7.8339 | -6.175 | -5.1606 | 2.6733 | 6.8544 | -5.797
|  | Peak | 3.353 | 5.204 | 9.1687 | 5.8156
12 | 3 | YR | -7.7 | -5.7676 | -3.2092 | 4.4908 | 3.625 | -5.4728
|  | Peak | 1.2038 | 2.0645 | 4.5415 | 3.3377
13 | 12 | YR | -9.6855 | -8.1921 | -6.2755 | 3.41 | 4.599 | -8.4984
|  | Peak | 3.8449 | 4.5998 | 5.1548 | 1.3099
14 | 4 | YR | -6.2467 | -6.0511 | -5.8692 | 0.37747 | 5.804 | -5.7725
|  | Peak | -0.62707 | 3.5506 | 6.2941 | 6.9211
15 | 21 | YR | -4.5545 | -2.7927 | -0.72799 | 3.8266 | 0.76172 | -2.7128
|  | Peak | 0.66801 | 0.76738 | 1.081 | 0.41303
16 | 22 | YR | -0.31023 | 3.0505 | 5.9009 | 6.2111 | -3.1041 | 3.6742
|  | Peak | -4.5028 | -3.0756 | -0.96979 | 3.533
17 | 4 | YR | -5.1849 | -4.0132 | -1.5858 | 3.5991 | -1.2014 | -3.2646
|  | Peak | -1.9789 | -1.3862 | -0.62135 | 1.3575
18 | 32 | YR | -9.8539 | -3.0303 | 2.5441 | 12.398 | -0.94677 | -3.379
|  | Peak | -4.7702 | -1.3259 | 2.415 | 7.1852

## Overall Figures
Zone | Count of Nodes | Background | Min (£/MWkm) | Max (£/MWkm) | Range | Tariff (Gen PS) | Tariff (Gen Y/R) | Zone | Count of Nodes | Background | Min (£/MWkm) | Mean Average (£/MWkm) | Max (£/MWkm) | Range | Tariff (Gen PS) | Tariff (Gen Y/R)
[5 empty] | (Max – Min) | (£/kW) | (£/kW) | [6 empty] | (Max – Min) | (£/kW) | (£/kW) |  | 27 Zones | 18 Zones
1 | 15 | YR | 46.3842 | 88.6703 | 42.2862 | 2.6797 | 24.6368 | 1 | 15 | YR | 44.2464 | 58.5972 | 88.6703 | 44.4239 | 2.9361 | 22.361 | Max Range | 42.2862 | 44.4239
2 | 2 | YR | 52.0866 | 52.8337 | 0.74709 | 0.8146 | 24.6366 | 2 | 2 | YR | 24.8675 | 37.044 | 50.1564 | 25.2888 | 2.2508 | 19.6168 | Average Range | 6.5225 | 8.5336
3 | 2 | YR | 54.8634 | 55.6353 | 0.77191 | 3.4971 | 23.4926 | 3 | 2 | YR | 12.5053 | 14.3814 | 17.818 | 5.3127 | 0.30427 | 10.241
4 | #N/A | YR | #N/A | #N/A |  | 3.3849 | 23.4926 | 4 | #N/A | YR | 10.6162 | 14.2767 | 24.6027 | 13.9865 | 2.7882 | 10.0629
5 | 6 | YR | 44.2464 | 52.7346 | 8.4882 | 2.7698 | 22.2734 | 5 | 6 | YR | 4.5585 | 6.0201 | 7.7008 | 3.1423 | 3.5157 | 5.4416
6 | #N/A | YR | #N/A | #N/A |  | 4.0849 | 22.0059 | 6 | #N/A | YR | 4.1789 | 7.2792 | 10.4146 | 6.2358 | 0.1452 | 10.0629
7 | 3 | YR | 56.2889 | 64.2684 | 7.9795 | 2.3791 | 21.3563 | 7 | 3 | YR | 4.6594 | 5.6421 | 6.4394 | 1.7799 | 2.8999 | 5.4416
8 | 2 | YR | 40.7213 | 44.3932 | 3.6719 | 3.3734 | 21.3563 | 8 | 2 | YR | -1.7309 | 1.0402 | 4.1363 | 5.8672 | 0.36192 | 0.99493
9 | 7 | YR | 31.7332 | 50.1564 | 18.4232 | 2.2365 | 21.3974 | 9 | 7 | YR | 2.5625 | 3.6318 | 4.5392 | 1.9767 | 2.2022 | 5.4416
10 | 7 | YR | 37.9082 | 41.543 | 3.6348 | 1.9649 | 20.7149 | 10 | 7 | YR | -1.693 | 3.0678 | 6.9117 | 8.6047 | -0.19489 | 4.4783
11 | 12 | YR | 31.8036 | 37.6137 | 5.8101 | 1.7717 | 20.7149 | 11 | 12 | YR | -7.8339 | -6.175 | -5.1606 | 2.6733 | 6.8544 | -5.797
12 | 3 | YR | 24.6027 | 29.7131 | 5.1104 | 0.87013 | 15.4929 | 12 | 3 | YR | -7.7 | -5.7676 | -3.2092 | 4.4908 | 3.625 | -5.4728
13 | 12 | YR | 10.6162 | 19.7568 | 9.1406 | 2.809 | 10.1262 | 13 | 12 | YR | -9.6855 | -8.1921 | -6.2755 | 3.41 | 4.599 | -8.4984
14 | 4 | YR | 13.4151 | 17.818 | 4.4028 | 0.32854 | 10.1262 | 14 | 4 | YR | -6.2467 | -6.0511 | -5.8692 | 0.37747 | 5.804 | -5.7725
15 | 21 | YR | 5.1386 | 12.5053 | 7.3666 | 3.4087 | 6.1416 | 15 | 21 | YR | -4.5545 | -2.7927 | -0.72799 | 3.8266 | 0.76172 | -2.7128
16 | 22 | YR | 2.5625 | 6.968 | 4.4055 | 1.8697 | 5.4806 | 16 | 22 | YR | -0.31023 | 3.0505 | 5.9009 | 6.2111 | -3.1041 | 3.6742
17 | 4 | YR | 3.584 | 4.5392 | 0.95518 | 0.76947 | 4.0854 | 17 | 4 | YR | -5.1849 | -4.0132 | -1.5858 | 3.5991 | -1.2014 | -3.2646
18 | 32 | YR | -2.9219 | 6.9117 | 9.8336 | -0.30482 | 3.8447 | 18 | 32 | YR | -9.8539 | -3.0303 | 2.5441 | 12.398 | -0.94677 | -3.379
19 | 2 | YR | 5.9778 | 5.9778 | 0 | 4.325 | 5.9354
20 | 1 | YR | -5.1606 | -5.1606 | 0 | 9.1687 | -5.1606
21 | 7 | YR | -7.8339 | -5.387 | 2.4469 | 4.1995 | -6.2361
22 | 6 | YR | -7.7 | -3.2092 | 4.4908 | 3.625 | 3.6481
23 | 2 | YR | -2.9724 | 0.63889 | 3.6113 | -2.8286 | 3.6481
24 | 17 | YR | -0.31023 | 5.9009 | 6.2111 | -2.6449 | 3.6481
25 | 13 | YR | -9.8539 | -1.5858 | 8.2681 | 0.04573 | -3.4147
26 | 14 | YR | -6.2755 | -3.4686 | 2.8069 | 4.0901 | -5.312
27 | 5 | YR | -9.6855 | -7.4848 | 2.2007 | 4.6348 | -9.1108

## Nodal Data
Bus Name | CatBGen (YR) | CatAGen (PS) | Current 27 Gen Zone | CMP419: Major ETYS Gen Zone | YR Nodal Price £/kW | PS Nodal Price £/kW | Generator? | Local?
ABHA4A | 0 | 0 | 27 | 13 | -8.5499 | 4.5851 | 0 | 0
ABHA4B | 0 | 0 | 27 | 13 | -8.5519 | 4.5866 | 0 | 0
ABNE10 | 0 | 0 | 5 | 1 | 51.2299 | 5.853 | 0 | 0
ABTH20 | 164.407 | 230.7507 | 21 | 11 | -6.6279 | 3.6999 | 3 | 0
ACHR1R | 30.1 | 0 | 7 | 1 | 51.0033 | 2.2122 | 1 | 1
AIGA1Q | 0.15737 | 18.5342 | 1 | 1 | 59.1668 | 4.0669 | 1 | 1
ALDW20 | 0 | 0 | 16 | 5 | 4.8748 | 2.7798 | 0 | 0
ALNE1Q | 0 | 0 | 1 | 1 | 63.9823 | 3.4896 | 0 | 0
ALNE1R | 0 | 0 | 1 | 1 | 63.9823 | 3.4896 | 0 | 0
ALVE4A | 12.482 | 23.1214 | 27 | 13 | -7.4849 | 4.6463 | 3 | 0
ALVE4B | 12.475 | 23.1214 | 27 | 13 | -7.4848 | 4.6357 | 1 | 0
AMEM4A_EPN | 0 | 0 | 25 | 18 | -3.2084 | -0.66344 | 0 | 0
AMEM4A_SEP | 0 | 0 | 25 | 18 | -3.2084 | -0.66344 | 0 | 0
AMEM4B_EPN | 0 | 0 | 25 | 18 | -4.5815 | -0.049353 | 0 | 0
AMEM4B_SEP | 0 | 0 | 25 | 18 | -4.5815 | -0.049353 | 0 | 0
AMUL1E | 0 | 0 | 5 | 1 | 51.0435 | 4.1733 | 0 | 0
AMUL1F | 0 | 0 | 5 | 1 | 45.0726 | 4.1589 | 0 | 0
AMUL1G | 0 | 0 | 5 | 1 | 51.7676 | 5.0314 | 0 | 0
AMUL1H | 0 | 0 | 5 | 1 | 45.7245 | 4.9315 | 0 | 0
ANSU10 | 13.51 | 0 | 7 | 1 | 49.3481 | 2.2637 | 1 | 1
ARBR1Q | 0 | 0 | 5 | 1 | 46.4675 | 1.155 | 0 | 0
ARBR1R | 0 | 0 | 5 | 1 | 45.8546 | 1.0563 | 0 | 0
ARDK10 | 0 | 0 | 8 | 1 | 47.0979 | 3.1354 | 0 | 0
AREC10 | 102.34 | 0 | 10 | 2 | 38.9125 | 1.0764 | 2 | 1
ARMO10 | 0 | 0 | 4 | 1 | 67.8542 | 3.3849 | 0 | 0
AUCH20 | 500 | 0 | 10 | 2 | 41.543 | 1.0764 | 1 | 0
AUCW10 | 0 | 0 | 10 | 2 | 44.2226 | 1.3508 | 0 | 0
AXMI40_SEP | 134.45 | 171.3486 | 26 | 14 | -6.2467 | 2.8375 | 4 | 0
AXMI40_WPD | 109.5 | 125.1058 | 26 | 14 | -6.2467 | 2.8375 | 3 | 0
AYR-2Q | 0 | 0 | 10 | 2 | 38.4876 | 1.0752 | 0 | 0
AYR-2R | 0 | 0 | 10 | 2 | 38.4876 | 1.0752 | 0 | 0
BAGA1Q | 0 | 0 | 11 | 2 | 43.0905 | 2.075 | 0 | 0
BAGA1R | 0 | 0 | 11 | 2 | 43.0905 | 2.075 | 0 | 0
BAGB20 | 0 | 0 | 21 | 11 | -5.9518 | 4.9315 | 0 | 0
BAIN10 | 0 | 0 | 9 | 2 | 42.0089 | 2.075 | 0 | 0
BARK20_EPN | 0 | 0 | 24 | 18 | 0.96102 | -4.3733 | 0 | 0
BARK20_LPN | 0 | 0 | 24 | 18 | 0.95613 | -4.3747 | 0 | 0
BARK40 | 0 | 0 | 24 | 18 | 2.3286 | -3.994 | 0 | 0
BEAU10 | 0 | 0 | 1 | 1 | 59.1668 | 4.0669 | 0 | 0
BEAU1N | 0 | 0 | 1 | 1 | 59.1625 | 4.0675 | 0 | 0
BEAU1P | 0 | 0 | 1 | 1 | 60.4401 | 4.0609 | 0 | 0
BEAU1Q | 0 | 0 | 1 | 1 | 60.4401 | 4.0609 | 0 | 0
BEAU1R | 0 | 0 | 1 | 1 | 57.742 | 4.0669 | 0 | 0
BEAU1S | 0 | 0 | 1 | 1 | 57.7692 | 4.0759 | 0 | 0
BEAU1T | 0 | 0 | 1 | 1 | 59.1647 | 4.0672 | 0 | 0
BEAU20 | 0 | 0 | 1 | 1 | 57.5215 | 3.7078 | 0 | 0
BEAU40 | 0 | 0 | 1 | 1 | 56.6882 | 3.5293 | 0 | 0
BEDD20_LPN | 0 | 0 | 23 | 18 | -3.8378 | -3.1862 | 0 | 0
BEDD20_SPN | 0 | 0 | 23 | 18 | -3.8378 | -3.1862 | 0 | 0
BEDD4A | 0 | 0 | 23 | 18 | -2.8857 | -4.1476 | 0 | 0
BEDD4B | 0 | 0 | 23 | 18 | -2.8675 | -4.1657 | 0 | 0
BEIN10 | 76.3 | 0 | 3 | 1 | 53.8843 | 3.3849 | 1 | 1
BERB20 | 0 | 0 | 1 | 1 | 53.0979 | 2.2943 | 0 | 0
BERW1Q | 0 | 0 | 11 | 2 | 30.0405 | 2.794 | 0 | 0
BERW1R | 0 | 0 | 11 | 2 | 30.0405 | 2.794 | 0 | 0
BESW20 | 139.9 | 185.342 | 18 | 8 | -1.7309 | -0.17286 | 2 | 0
BICF4A | 1073.4035 | 0 | 17 | 9 | 4.1239 | 1.2133 | 5 | 0
BICF4B | 1073.3965 | 0 | 17 | 9 | 4.5392 | 0.66506 | 4 | 0
BIHI1Q | 0 | 0 | 9 | 1 | 48.3438 | 3.4344 | 0 | 0
BIHI1R | 0 | 0 | 9 | 1 | 48.1823 | 3.2729 | 0 | 0
BIRK20 | 0 | 0 | 16 | 6 | 4.2552 | 0.6962 | 0 | 0
BISW20 | 0 | 0 | 18 | 8 | -0.15851 | 0.77573 | 0 | 0
BLAH10 | 148.26 | 0 | 10 | 2 | 39.4864 | 1.0764 | 3 | 1
BLCW10 | 37.03 | 0 | 10 | 2 | 41.381 | 0.56307 | 1 | 1
BLHI20 | 150.005 | 278.0222 | 1 | 1 | 49.3105 | 0.72529 | 2 | 0
BLLX10 | 42 | 0 | 11 | 2 | 37.6463 | 1.1654 | 1 | 1
BLKL10 | 82.6 | 0 | 11 | 2 | 37.5788 | 1.5047 | 1 | 1
BLYT20 | 3.1159 | 366.9771 | 13 | 4 | 17.9279 | 2.406 | 1 | 0
BLYT4A | 700 | 0 | 13 | 4 | 19.7568 | 2.1905 | 2 | 0
BLYT4B | 700 | 0 | 13 | 4 | 19.7488 | 2.1914 | 2 | 0
BOAG1Q | 0 | 0 | 1 | 1 | 56.2733 | 4.3357 | 0 | 0
BOAG1R | 0 | 0 | 1 | 1 | 55.3713 | 4.0968 | 0 | 0
BODE40 | 676.347 | 0 | 16 | 7 | 6.4394 | 1.7028 | 7 | 0
BOLN40 | 348.1618 | 435.4609 | 25 | 17 | -1.5858 | -1.8624 | 5 | 0
BONB20 | 0 | 0 | 9 | 2 | 44.1959 | 2.3401 | 0 | 0
BONB40 | 0 | 0 | 9 | 2 | 45.946 | 2.6221 | 0 | 0
BONN10 | 0 | 0 | 6 | 2 | 41.3206 | 2.075 | 0 | 0
BONN2A | 0 | 0 | 6 | 2 | 43.697 | 2.1294 | 0 | 0
BONN2B | 0 | 0 | 6 | 2 | 43.3123 | 2.1294 | 0 | 0
BOTW40 | 0.007 | 0 | 26 | 17 | -3.5928 | -1.2984 | 1 | 0
BRCW10 | 0 | 0 | 6 | 1 | 44.6998 | 2.4461 | 0 | 0
BRCW20 | 0 | 0 | 6 | 1 | 44.6998 | 2.4461 | 0 | 0
BRAI4A | 59.88 | 46.2428 | 24 | 10 | 2.954 | -2.7241 | 2 | 0
BRAI4B | 0 | 0 | 24 | 10 | 1.7966 | -1.9717 | 0 | 0
BRAP10 | 0 | 0 | 9 | 2 | 38.9326 | 0.16045 | 0 | 0
BRAW20 | 50 | 92.671 | 15 | 5 | 7.6248 | 0.05523 | 1 | 0
BRAW4A | 0 | 0 | 15 | 5 | 7.3816 | -0.093909 | 0 | 0
BREC10 | 0 | 0 | 5 | 1 | 46.6619 | 1.491 | 0 | 0
BRED20 | 24.95 | 46.2428 | 16 | 6 | 5.9835 | -0.12319 | 1 | 0
BRFO40 | 1495.587 | 46.2428 | 18 | 10 | 3.8711 | -2.3122 | 7 | 0
BRID1Q | 0 | 0 | 5 | 1 | 46.217 | 1.491 | 0 | 0
BRID1R | 0 | 0 | 5 | 1 | 46.217 | 1.491 | 0 | 0
BRIM2A_EPN | 1.7389 | 204.8029 | 24 | 18 | 0.46961 | -1.2346 | 1 | 0
BRIM2A_LPN | 0 | 0 | 24 | 18 | 0.46961 | -1.2346 | 0 | 0
BRIM2B_EPN | 0 | 0 | 24 | 18 | 0.46961 | -1.2346 | 0 | 0
BRIM2B_LPN | 1.7389 | 204.8029 | 24 | 18 | 0.46961 | -1.2346 | 1 | 0
BRIM2C_EPN | 0 | 0 | 24 | 18 | 0.60806 | -1.373 | 0 | 0
BRIM2C_LPN | 0 | 0 | 24 | 18 | 0.60806 | -1.373 | 0 | 0
BRIM2D_EPN | 0 | 0 | 24 | 18 | 0.60765 | -1.372 | 0 | 0
BRIM2D_LPN | 0 | 0 | 24 | 18 | 0.60765 | -1.372 | 0 | 0
BRIN20 | 0.005 | 0.0092671 | 16 | 5 | 4.5585 | 2.6731 | 1 | 0
BRIN40 | 0 | 0 | 16 | 5 | 4.9813 | 2.4704 | 0 | 0
BRLE40 | 74.8965 | 0 | 25 | 17 | -5.1707 | -1.4074 | 2 | 0
BRNX40 | 1610.01 | 0.018534 | 11 | 2 | 36.3327 | 1.909 | 4 | 0
BROA1Q | 0 | 0 | 4 | 1 | 61.8037 | 3.3849 | 0 | 0
BROR10 | 0 | 0 | 1 | 1 | 75.9133 | 3.2591 | 0 | 0
BROR1Q | 0 | 0 | 1 | 1 | 76.0022 | 3.2591 | 0 | 0
BROX1Q | 0 | 0 | 9 | 2 | 38.9791 | 1.8133 | 0 | 0
BROX1R | 0 | 0 | 9 | 2 | 37.0125 | 1.8133 | 0 | 0
BRWA2A | 0 | 0 | 26 | 14 | -5.8948 | 5.1614 | 0 | 0
BRWA2B | 0 | 0 | 26 | 14 | -7.0274 | 6.2941 | 0 | 0
BUMU10 | 0 | 0 | 5 | 1 | 50.2604 | 4.2485 | 0 | 0
BURW40 | 59.9605 | 46.2428 | 18 | 10 | 2.0412 | 0.38682 | 4 | 0
BUSB20 | 0 | 0 | 9 | 2 | 37.5357 | 1.7344 | 0 | 0
BUSH20 | 0.005 | 0.0092671 | 18 | 8 | 1.4535 | -0.05076 | 1 | 0
BUST20 | 24.95 | 46.2428 | 18 | 8 | 2.4385 | 0.20314 | 1 | 0
BUST40 | 0 | 0 | 18 | 8 | 1.412 | 0.39724 | 0 | 0
CAAD1Q | 0 | 0 | 7 | 1 | 58.8702 | 2.0047 | 0 | 0
CAFA1Q | 0 | 0 | 10 | 2 | 42.5492 | 1.9098 | 0 | 0
CANT40 | 249.9 | 0 | 24 | 16 | 5.0435 | -4.5028 | 3 | 0
CAPE20 | 146.9 | 198.3159 | 16 | 6 | 4.1789 | 0.73192 | 4 | 0
CAPE4A | 0 | 0 | 16 | 6 | 5.4541 | 0.81623 | 0 | 0
CAPE4B | 0 | 0 | 16 | 6 | 5.4536 | 0.81619 | 0 | 0
CARE20 | 0 | 0 | 21 | 11 | -8.0551 | 3.2673 | 0 | 0
CARR20 | 24.95 | 46.2428 | 16 | 6 | 6.5373 | -1.2055 | 1 | 0
CARR40 | 20.0279 | 912.6702 | 16 | 6 | 6.968 | -0.56992 | 3 | 0
CARR4A | 12.475 | 23.1214 | 16 | 6 | 6.71 | -0.60607 | 1 | 0
CARR4B | 0 | 0 | 16 | 6 | 6.71 | -0.60607 | 0 | 0
CASS1Q | 0 | 0 | 1 | 1 | 75.1274 | 3.57 | 0 | 0
CATY1Q | 0 | 0 | 9 | 2 | 36.0446 | 1.6282 | 0 | 0
CATY1R | 0 | 0 | 9 | 2 | 36.0446 | 1.6282 | 0 | 0
CEAN1Q | 0 | 0 | 3 | 1 | 54.7744 | 3.3849 | 0 | 0
CELL40_SPM | 39.91 | 0.018534 | 18 | 8 | 4.1363 | -0.11538 | 4 | 0
CELL40_WPD | 0 | 0 | 18 | 8 | 4.1363 | -0.11538 | 0 | 0
CHAP10 | 105.616 | 0 | 12 | 2 | 24.8675 | 0.70624 | 1 | 0
CHAR10 | 0 | 0 | 5 | 1 | 48.6243 | 4.4244 | 0 | 0
CHAS2Q | 0 | 0 | 8 | 2 | 38.3451 | 1.6282 | 0 | 0
CHAS2R | 0 | 0 | 8 | 2 | 38.3451 | 1.6282 | 0 | 0
CHIC40 | 0.007 | 0 | 26 | 14 | -6.2151 | 1.3638 | 1 | 0
CHSI20 | 0 | 0 | 25 | 18 | -4.3049 | -2.9162 | 0 | 0
CHTE20 | 0 | 0 | 16 | 5 | 3.9451 | 2.6183 | 0 | 0
CILF2A | 0 | 0 | 21 | 11 | -5.2372 | 3.7356 | 0 | 0
CILF2B | 0 | 0 | 21 | 11 | -5.4417 | 3.7353 | 0 | 0
CILF40 | 112.005 | 0.0092671 | 21 | 11 | -5.6778 | 3.775 | 2 | 0
CITR41 | 0 | 0 | 23 | 18 | -2.4616 | -5.7995 | 0 | 0
CITR46 | 0 | 0 | 23 | 18 | -2.4616 | -5.7995 | 0 | 0
CLAC1Q | 0 | 0 | 8 | 1 | 46.0711 | 2.4537 | 0 | 0
CAIN20 | 26.25 | 0 | 1 | 1 | 48.9371 | 0.76552 | 1 | 0
CLAY1S | 0 | 0 | 1 | 1 | 44.2152 | -0.87455 | 0 | 0
CLAY1T | 0 | 0 | 1 | 1 | 44.2152 | -0.87455 | 0 | 0
CLEH40 | 441.007 | 0 | 24 | 16 | 4.538 | -4.5028 | 2 | 0
CLUN1S | 0.24078 | 28.3573 | 5 | 1 | 45.441 | 4.1963 | 1 | 0
CLUN1T | 0.24078 | 28.3573 | 5 | 1 | 45.102 | 3.8574 | 1 | 0
CLYM20 | 0 | 0 | 9 | 2 | 39.9164 | 1.7926 | 0 | 0
CLYN2Q | 262.15 | 0 | 11 | 2 | 31.9598 | 1.1079 | 1 | 1
CLYS2R | 130.76 | 0 | 11 | 2 | 31.9598 | 1.1079 | 2 | 1
COAL10 | 58.8 | 0 | 11 | 2 | 34.7332 | 1.1654 | 2 | 0
COAL40 | 100 | 185.342 | 11 | 2 | 34.7332 | 1.1654 | 1 | 0
COAT2Q | 0 | 0 | 9 | 2 | 36.4825 | 1.637 | 0 | 0
COAT2R | 0 | 0 | 9 | 2 | 34.8337 | 1.5047 | 0 | 0
COCK20 | 1226 | 222.4104 | 11 | 2 | 36.1644 | 1.8228 | 4 | 0
COCK4Q | 0 | 0 | 11 | 2 | 35.0223 | 1.9119 | 0 | 0
COCK4R | 0 | 0 | 11 | 2 | 35.0383 | 1.9107 | 0 | 0
COGA10 | 97.3 | 0 | 1 | 1 | 57.5402 | 3.8994 | 2 | 1
COGA1A | 0 | 0 | 1 | 1 | 58.8748 | 3.8994 | 0 | 0
CONN1C | 34.65 | 0 | 1 | 1 | 85.1258 | 2.8069 | 1 | 1
CONN1J | 34.65 | 0 | 1 | 1 | 85.1258 | 2.8069 | 1 | 1
CONN2J | 0 | 0 | 1 | 1 | 86.2195 | 2.5482 | 0 | 0
CONQ40 | 516.3655 | 1279.7862 | 16 | 7 | 5.3932 | 1.2596 | 4 | 0
CORI10 | 81.55 | 0 | 1 | 1 | 62.1919 | 4.0658 | 2 | 1
COSO40 | 231.2948 | 1158.3873 | 24 | 16 | 2.1876 | -3.168 | 2 | 1
COTT40 | 3.5085 | 412.3859 | 16 | 9 | 3.6772 | 2.7057 | 2 | 0
COUA1Q | 0 | 0 | 5 | 1 | 48.4765 | 4.6101 | 0 | 0
COUA1R | 0 | 0 | 5 | 1 | 47.3014 | 3.435 | 0 | 0
COVE20 | 24.95 | 46.2428 | 18 | 8 | -1.0163 | -0.18168 | 1 | 0
COWL40 | 164.85 | 231.5848 | 25 | 15 | -3.9762 | 0.67501 | 3 | 0
COWT2A | 0 | 0 | 21 | 11 | -7.2106 | 3.8886 | 0 | 0
COYL10 | 0 | 0 | 10 | 2 | 41.7758 | 1.3258 | 0 | 0
COYL20 | 24.95 | 46.2428 | 10 | 2 | 38.9125 | 1.0764 | 1 | 0
COYT1T | 0 | 0 | 10 | 2 | 42.0587 | 1.3708 | 0 | 0
COYW2S | 0 | 0 | 10 | 2 | 38.8575 | 1.0752 | 0 | 0
COYW2T | 0 | 0 | 10 | 2 | 38.8575 | 1.0752 | 0 | 0
CRAI10 | 0 | 0 | 1 | 1 | 44.3037 | 2.2595 | 0 | 0
CREB2A | 0 | 0 | 15 | 5 | 6.1471 | 2.9184 | 0 | 0
CREB2B | 0 | 0 | 15 | 5 | 6.1471 | 2.9391 | 0 | 0
CREB40 | 840.007 | 0 | 15 | 5 | 6.1471 | 2.9288 | 3 | 0
CROO1Q | 0 | 0 | 9 | 2 | 38.7352 | 1.0809 | 0 | 0
CROO1R | 0 | 0 | 9 | 2 | 38.7352 | 1.0809 | 0 | 0
CRSS10 | 173.39 | 0 | 7 | 1 | 57.7135 | 2.0047 | 5 | 0
CRSS1Q | 17.5 | 0 | 7 | 1 | 56.2889 | 1.9521 | 1 | 0
CRSS1R | 0 | 0 | 7 | 1 | 56.3658 | 1.8744 | 0 | 0
CRSS2A | 0.007 | 0 | 7 | 1 | 64.2684 | 2.4373 | 1 | 0
CRSS2B | 0 | 0 | 7 | 1 | 64.2684 | 2.4373 | 0 | 0
CRUA20 | 240 | 444.8207 | 8 | 2 | 41.8579 | 3.4799 | 1 | 1
CRYR10 | 0 | 0 | 11 | 2 | 37.6137 | 1.8661 | 0 | 0
CRYR40 | 453.6 | 0 | 11 | 2 | 37.6137 | 1.8661 | 4 | 0
CULJ4A | 0.005 | 0.0092671 | 25 | 15 | -4.2537 | 0.70921 | 1 | 1
CULL1Q | 0.15029 | 17.7002 | 1 | 1 | 59.1668 | 4.0669 | 1 | 1
CUMB1Q | 0 | 0 | 9 | 2 | 42.4022 | 2.075 | 0 | 0
CUMB1R | 0 | 0 | 9 | 2 | 42.4022 | 2.075 | 0 | 0
CUPA1Q | 0 | 0 | 9 | 2 | 40.7193 | 1.2428 | 0 | 0
CUPA1R | 0 | 0 | 9 | 2 | 25.4401 | 6.5368 | 0 | 0
CURR10 | 0 | 0 | 11 | 2 | 37.9958 | 1.8133 | 0 | 0
CURR20 | 0 | 0 | 11 | 2 | 37.9958 | 1.8133 | 0 | 0
DAAS20 | 0 | 0 | 1 | 1 | 52.0148 | 1.8254 | 0 | 0
DAIN40 | 0.005 | 0.0092671 | 16 | 6 | 6.7829 | -0.59118 | 1 | 0
DALL20 | 0 | 0 | 8 | 2 | 41.8579 | 5.5089 | 0 | 0
DALM10 | 0 | 0 | 9 | 2 | 39.9164 | 1.6282 | 0 | 0
DALM2Q | 0 | 0 | 9 | 2 | 39.9164 | 1.6282 | 0 | 0
DALM2R | 0 | 0 | 9 | 2 | 39.9164 | 1.6282 | 0 | 0
DEAN1Q | 0.299 | 35.215 | 1 | 1 | 59.1668 | 4.0669 | 1 | 1
DENN10 | 0 | 0 | 9 | 2 | 40.6575 | 2.0776 | 0 | 0
DENN20 | 0 | 0 | 9 | 2 | 43.1902 | 2.1306 | 0 | 0
DENN40 | 0 | 0 | 9 | 2 | 44.8726 | 2.5301 | 0 | 0
DENS1Q | 0 | 0 | 5 | 1 | 47.7132 | 1.155 | 0 | 0
DESA1Q | 48.3 | 0 | 10 | 2 | 39.4879 | 1.0764 | 1 | 1
DEVM10 | 0 | 0 | 10 | 2 | 39.761 | 4.1624 | 0 | 0
DEVM40 | 0 | 0 | 10 | 2 | 40.4078 | 2.6518 | 0 | 0
DEVO10 | 24.75 | 45.8721 | 9 | 2 | 31.7332 | 6.5368 | 1 | 0
DEWP2Q | 0 | 0 | 11 | 2 | 34.2631 | 1.8067 | 0 | 0
DEWP2R | 0 | 0 | 11 | 2 | 33.8703 | 1.8067 | 0 | 0
DIDC40 | 11.606 | 1459.568 | 25 | 15 | -4.5545 | 0.7372 | 2 | 0
DINO40 | 822 | 1523.5109 | 19 | 7 | 5.9778 | 4.1891 | 1 | 1
DOUN10 | 0.007 | 0 | 1 | 1 | 87.8573 | 2.8653 | 1 | 0
DOUN20 | 24 | 44.4821 | 1 | 1 | 87.8573 | 2.8653 | 1 | 0
DRAK20 | 0 | 0 | 18 | 8 | 1.8416 | 0.99034 | 0 | 0
DRAK40 | 39.912 | 0.0092671 | 18 | 8 | 2.2297 | 0.46957 | 3 | 0
DRAX40 | 124.9395 | 1969.1749 | 15 | 5 | 6.6085 | 3.0559 | 4 | 0
DRCR1Q | 0 | 0 | 9 | 2 | 45.9053 | 2.075 | 0 | 0
DRCR1R | 0 | 0 | 9 | 2 | 45.9053 | 2.075 | 0 | 0
DRUM2Q | 0 | 0 | 8 | 2 | 41.7601 | 2.285 | 0 | 0
DRUM2R | 0 | 0 | 8 | 2 | 41.7601 | 2.285 | 0 | 0
DUBE1Q | 0 | 0 | 1 | 1 | 83.6721 | 3.3156 | 0 | 0
DUCC1J | 0 | 0 | 1 | 1 | 61.3039 | 4.0669 | 0 | 0
DUCC1K | 0 | 0 | 1 | 1 | 61.3039 | 4.0669 | 0 | 0
DUDH1Q | 0 | 0 | 5 | 1 | 48.4576 | 2.2832 | 0 | 0
DUDH1R | 0 | 0 | 5 | 1 | 48.4576 | 2.2832 | 0 | 0
DUGR1Q | 0 | 0 | 3 | 1 | 66.6085 | 3.3849 | 0 | 0
DUMF10 | 0 | 0 | 12 | 2 | 24.7724 | -1.8536 | 0 | 0
DUNB1Q | 0 | 0 | 11 | 2 | 41.6691 | 1.9066 | 0 | 0
DUNB1R | 0 | 0 | 11 | 2 | 41.6691 | 1.9066 | 0 | 0
DUNE10 | 50.015 | 0 | 11 | 2 | 34.3843 | 0.75975 | 4 | 1
DUNF1Q | 0 | 0 | 9 | 2 | 41.9474 | 1.7912 | 0 | 0
DUNF1R | 0 | 0 | 9 | 2 | 41.9474 | 1.7912 | 0 | 0
DUNG20 | 0 | 0 | 24 | 16 | 1.6723 | -1.8624 | 0 | 0
DUNG40 | 0.0085 | 0.0092671 | 24 | 16 | 1.6723 | -1.8624 | 1 | 0
DUNH1Q | 86.1 | 0 | 10 | 2 | 39.4864 | 1.0764 | 2 | 1
DUNH1R | 26.25 | 0 | 10 | 2 | 39.4864 | 1.0764 | 1 | 1
DUNM10 | 65.8 | 0 | 1 | 1 | 57.5402 | 3.8994 | 1 | 1
DUNO1Q | 0 | 0 | 10 | 2 | 40.9573 | 3.5929 | 0 | 0
DUNO1R | 0 | 0 | 10 | 2 | 40.9624 | 3.5908 | 0 | 0
DYCE1Q | 0 | 0 | 1 | 1 | 47.3629 | 1.8873 | 0 | 0
DYCE1R | 0 | 0 | 1 | 1 | 44.693 | 1.8873 | 0 | 0
EALI20 | 0 | 0 | 25 | 18 | -2.6438 | -2.914 | 0 | 0
EASO40 | 5.8297 | 685.7653 | 18 | 10 | -0.78108 | 2.1251 | 2 | 0
EAST1Q | 0 | 0 | 10 | 2 | 43.2376 | 1.9098 | 0 | 0
ECCF1J | 0 | 0 | 12 | 2 | 24.1792 | 0.70624 | 0 | 0
ECCF1K | 0 | 0 | 12 | 2 | 24.1792 | 0.70624 | 0 | 0
ECCL10 | 0 | 0 | 11 | 2 | 32.2038 | 2.794 | 0 | 0
ECCL40 | 300 | 556.0259 | 11 | 2 | 31.8036 | 1.9864 | 2 | 0
ECLA40_EME | 45.437 | 0 | 18 | 15 | -2.9219 | 0.66801 | 3 | 0
ECLA40_WPD | 45.437 | 0 | 18 | 15 | -2.9219 | 0.66801 | 3 | 0
EDIN10 | 28.98 | 0 | 4 | 1 | 61.7994 | 3.3849 | 1 | 1
EERH20 | 100 | 185.342 | 9 | 2 | 39.4867 | 1.756 | 1 | 0
EGGB40 | 19.2778 | 2270.439 | 15 | 5 | 6.3626 | 3.1159 | 1 | 0
EKIL2Q | 0 | 0 | 11 | 2 | 39.709 | 1.8003 | 0 | 0
EKIL2R | 0 | 0 | 11 | 2 | 39.709 | 1.8003 | 0 | 0
EKIL2S | 0 | 0 | 11 | 2 | 39.5035 | 1.8003 | 0 | 0
EKIL2T | 0 | 0 | 11 | 2 | 39.5035 | 1.8003 | 0 | 0
EKIS20 | 0 | 0 | 10 | 2 | 39.3834 | 1.825 | 0 | 0
ELDE1Q | 0 | 0 | 10 | 2 | 39.6202 | 1.0809 | 0 | 0
ELDE1R | 0 | 0 | 10 | 2 | 39.6202 | 1.0809 | 0 | 0
ELGI1L | 0 | 0 | 1 | 1 | 53.7875 | 4.2548 | 0 | 0
ELGI1M | 0 | 0 | 1 | 1 | 57.7097 | 4.2517 | 0 | 0
ELGI1Q | 0 | 0 | 1 | 1 | 53.7668 | 2.8409 | 0 | 0
ELGI1R | 0 | 0 | 1 | 1 | 53.5923 | 1.7456 | 0 | 0
ELLA20 | 0 | 0 | 15 | 5 | 6.7125 | -0.37658 | 0 | 0
ELST20 | 0 | 0 | 25 | 18 | -2.8314 | -0.66966 | 0 | 0
ELST40 | 52.275 | 22.9361 | 25 | 18 | -2.5177 | 2.415 | 2 | 0
ELST4A | 12.375 | 22.9361 | 25 | 18 | -2.5177 | 2.415 | 1 | 0
ELST4B | 0 | 0 | 25 | 18 | -2.847 | 0.54889 | 0 | 0
ELVA2Q | 0 | 0 | 11 | 2 | 31.9598 | 1.1079 | 0 | 0
ELVA2R | 52.92 | 0 | 11 | 2 | 31.9598 | 1.1079 | 1 | 0
ELVA40 | 35.441 | 9.0818 | 11 | 2 | 31.9598 | 1.1079 | 2 | 0
ENDE40 | 28.9485 | 105.6449 | 18 | 8 | 0.22406 | 0.98672 | 2 | 0
ERRO10 | 0.59014 | 69.5032 | 5 | 1 | 44.2464 | 4.0286 | 1 | 0
ERRO1A | 0 | 0 | 5 | 1 | 44.8693 | 3.8846 | 0 | 0
ERRO1B | 0 | 0 | 5 | 1 | 44.8693 | 3.8846 | 0 | 0
ERRO1T | 0 | 0 | 5 | 1 | 44.2518 | 4.0287 | 0 | 0
ERSK1Q | 0 | 0 | 10 | 2 | 39.1521 | 4.0114 | 0 | 0
ERSK1R | 0 | 0 | 10 | 2 | 37.9493 | 0.16045 | 0 | 0
ESST1Q | 0 | 0 | 9 | 2 | 38.3982 | 3.1552 | 0 | 0
ESST1R | 0 | 0 | 9 | 2 | 43.8188 | 3.1552 | 0 | 0
EWEH1Q | 87.5 | 0 | 12 | 2 | 25.8428 | 0.63932 | 3 | 1
EXET40 | 25.4055 | 99.0653 | 26 | 13 | -6.2755 | 4.1652 | 4 | 0
FAAR1Q | 32.2 | 0 | 1 | 1 | 56.617 | 4.0968 | 1 | 1
FAAR1R | 32.2 | 0 | 1 | 1 | 56.617 | 4.0968 | 1 | 1
FALL40 | 129.78 | 0 | 11 | 2 | 37.585 | 1.8127 | 2 | 1
FARI10 | 0 | 0 | 1 | 1 | 57.5402 | 3.8994 | 0 | 0
FARI20 | 0 | 0 | 1 | 1 | 57.5402 | 3.8994 | 0 | 0
FASN20 | 0.36195 | 42.6287 | 3 | 1 | 55.6353 | 3.5776 | 1 | 0
FAUG10 | 0 | 0 | 3 | 1 | 53.8846 | 3.3849 | 0 | 0
FAUG20 | 0 | 0 | 3 | 1 | 53.7491 | 3.4475 | 0 | 0
FAUG40 | 0 | 0 | 3 | 1 | 54.0267 | 3.3193 | 0 | 0
FAWL40 | 1.2432 | 276.1595 | 26 | 17 | -4.8584 | -1.0284 | 2 | 0
FECK20 | 0 | 0 | 18 | 8 | -0.81124 | 1.4783 | 0 | 0
FECK40 | 6 | 11.1205 | 18 | 8 | -0.92821 | 1.2483 | 1 | 0
FENW4A | 0 | 0 | 15 | 5 | 5.8141 | 3.1007 | 0 | 0
FERO10 | 32.2 | 0 | 7 | 1 | 47.7743 | 2.3792 | 1 | 1
FERO1S | 0 | 0 | 7 | 1 | 49.1091 | 2.3792 | 0 | 0
FERR20 | 0 | 0 | 15 | 5 | 6.45 | 2.8574 | 0 | 0
FERR20_NED | 75 | 139.0111 | 15 | 5 | 6.45 | 2.8574 | 2 | 0
FERR20_YED | 3.9342e-05 | 0.0046335 | 15 | 5 | 6.45 | 2.8574 | 1 | 0
FERR2A | 0 | 0 | 15 | 5 | 6.492 | 2.853 | 0 | 0
FERR2A_NED | 0 | 0 | 15 | 5 | 6.492 | 2.853 | 0 | 0
FERR2A_YED | 0 | 0 | 15 | 5 | 6.492 | 2.853 | 0 | 0
FERR2B | 0 | 0 | 15 | 5 | 6.4462 | 2.83 | 0 | 0
FERR2B_NED | 0 | 0 | 15 | 5 | 6.4462 | 2.83 | 0 | 0
FERR2B_YED | 0 | 0 | 15 | 5 | 6.4462 | 2.83 | 0 | 0
FERR4A | 0 | 0 | 15 | 5 | 6.3809 | 2.7365 | 0 | 0
FETT10 | 0 | 0 | 5 | 1 | 46.5005 | 1.0952 | 0 | 0
FETT20 | 0 | 0 | 5 | 1 | 46.5005 | 1.0952 | 0 | 0
FFES20 | 180 | 333.6155 | 16 | 7 | 5.4047 | 2.158 | 1 | 1
FIDD10 | 0 | 0 | 5 | 1 | 45.4722 | 1.8763 | 0 | 0
FIDD1B | 0 | 0 | 5 | 1 | 45.4722 | 1.8763 | 0 | 0
FIDF20_ENW | 37.5025 | 69.5079 | 15 | 6 | 8.9203 | 0.57539 | 2 | 0
FIDF20_SPM | 37.5025 | 69.5079 | 15 | 6 | 8.9203 | 0.57539 | 2 | 0
FINL1Q | 0.12983 | 15.2907 | 6 | 1 | 45.5992 | 4.0849 | 1 | 1
FINN1Q | 0 | 0 | 9 | 2 | 35.3007 | 3.1552 | 0 | 0
FINN1R | 0 | 0 | 9 | 2 | 35.3007 | 3.1552 | 0 | 0
FLEE40 | 73.5238 | 44.0187 | 25 | 17 | -5.1849 | -1.9789 | 3 | 0
FLIB40 | 0 | 0 | 16 | 7 | 6.5355 | 1.2638 | 0 | 0
FOGG1Q | 0 | 0 | 5 | 1 | 44.7954 | 2.1773 | 0 | 0
FOGG1R | 0 | 0 | 5 | 1 | 44.4223 | 2.2033 | 0 | 0
FOUR20 | 0 | 0 | 13 | 4 | 20.4204 | 1.3804 | 0 | 0
FOYE20 | 150.005 | 278.0222 | 1 | 1 | 57.5402 | 3.8994 | 2 | 1
FRAS1Q | 0 | 0 | 2 | 1 | 55.4463 | 0.8146 | 0 | 0
FRAS1R | 0 | 0 | 2 | 1 | 52.599 | 0.8146 | 0 | 0
FROD2A | 0 | 0 | 16 | 6 | 8.1677 | 0.61256 | 0 | 0
FROD2B | 0 | 0 | 16 | 6 | 8.1866 | 0.61072 | 0 | 0
FROD40 | 0 | 0 | 16 | 6 | 6.3895 | 0.78529 | 0 | 0
FWIL1Q | 0 | 0 | 3 | 1 | 57.7107 | 3.3849 | 0 | 0
FWIL1R | 0 | 0 | 3 | 1 | 56.9989 | 4.0967 | 0 | 0
GALA10 | 0 | 0 | 11 | 2 | 32.4892 | 0.32177 | 0 | 0
GARB1Q | 0 | 0 | 9 | 2 | 43.4649 | 3.6548 | 0 | 0
GARB1R | 0 | 0 | 9 | 2 | 43.1398 | 3.327 | 0 | 0
GARB1S | 0 | 0 | 9 | 2 | 43.4637 | 3.6553 | 0 | 0
GARB1T | 0 | 0 | 9 | 2 | 43.4665 | 3.6541 | 0 | 0
GARE1S | 0 | 0 | 9 | 2 | 43.1206 | 3.5929 | 0 | 0
GARE1T | 0 | 0 | 9 | 2 | 43.1257 | 3.5908 | 0 | 0
GART4A | 0 | 0 | 16 | 5 | 5.1355 | 2.9354 | 0 | 0
GART4B | 0 | 0 | 16 | 5 | 5.1356 | 2.9384 | 0 | 0
GIFF2Q | 0 | 0 | 10 | 2 | 35.5715 | 1.7344 | 0 | 0
GIFF2R | 0 | 0 | 10 | 2 | 35.5715 | 1.7344 | 0 | 0
GLAG1Q | 0 | 0 | 5 | 1 | 48.491 | 3.5303 | 0 | 0
GLAG1R | 0 | 0 | 5 | 1 | 48.491 | 3.5303 | 0 | 0
GLDO1G | 0.78606 | 92.5783 | 3 | 1 | 53.8846 | 3.3849 | 1 | 1
GLEN1Q | 0.31474 | 37.0684 | 3 | 1 | 54.8634 | 3.3849 | 1 | 0
GLFA10 | 0 | 0 | 1 | 1 | 54.433 | 4.893 | 0 | 0
GLGL10 | 89.88 | 0 | 10 | 2 | 39.4864 | 1.0764 | 4 | 1
GLLE10 | 0 | 0 | 10 | 2 | 43.0409 | 1.9098 | 0 | 0
GLLU1Q | 0 | 0 | 10 | 2 | 48.154 | 1.9098 | 0 | 0
GLLU1R | 0 | 0 | 10 | 2 | 48.154 | 1.9098 | 0 | 0
GLNI10 | 0 | 0 | 9 | 2 | 43.0246 | 1.7922 | 0 | 0
GLRB20 | 0 | 0 | 9 | 2 | 44.2051 | 1.5926 | 0 | 0
GLRO20 | 0 | 0 | 9 | 2 | 43.7674 | 1.6643 | 0 | 0
GORG1Q | 0 | 0 | 11 | 2 | 33.8289 | 1.8133 | 0 | 0
GORG1R | 0 | 0 | 11 | 2 | 33.8289 | 1.8133 | 0 | 0
GORW20 | 75.6 | 0 | 1 | 1 | 76.3822 | 3.1243 | 1 | 1
GOVA1Q | 0 | 0 | 9 | 2 | 37.9608 | 1.0809 | 0 | 0
GOVA1R | 0 | 0 | 9 | 2 | 38.3427 | 0.16045 | 0 | 0
GRAI40 | 2612.7232 | 1498.4805 | 24 | 16 | 4.076 | -3.5033 | 7 | 0
GREN40_EME | 28.63 | 0 | 18 | 10 | -0.52269 | 1.8978 | 2 | 0
GREN40_EPN | 0 | 0 | 18 | 10 | -0.52269 | 1.8978 | 0 | 0
GRIF1S | 66.01 | 0 | 5 | 1 | 45.4118 | 4.1299 | 1 | 1
GRIF1T | 66.01 | 0 | 5 | 1 | 46.3753 | 4.7304 | 1 | 1
GRIW40 | 0 | 0 | 15 | 5 | 4.7047 | 4.1339 | 0 | 0
GRMO20 | 0.94422 | 111.2052 | 9 | 2 | 40.6366 | 1.8411 | 1 | 0
GRNA10 | 0 | 0 | 12 | 2 | 25.8428 | 0.63932 | 0 | 0
GRNA40 | 0 | 0 | 12 | 2 | 25.7713 | 0.89793 | 0 | 0
GRSA20 | 5.7282 | 674.6447 | 13 | 4 | 10.6162 | 2.9182 | 2 | 0
GRSB20 | 5.7282 | 674.6447 | 13 | 4 | 10.6162 | 2.9182 | 2 | 0
GRUB1Q | 0 | 0 | 1 | 1 | 63.8397 | 5.1352 | 0 | 0
GRUB1R | 0 | 0 | 1 | 1 | 63.8397 | 5.1352 | 0 | 0
PENM4A | 0 | 0 | 16 | 7 | 6.0945 | 1.7028 | 0 | 0
PENM4B | 0 | 0 | 16 | 7 | 6.4344 | 1.7028 | 0 | 0
HACK2A | 0 | 0 | 23 | 18 | 0.67291 | -2.2418 | 0 | 0
HACK2B | 0 | 0 | 23 | 18 | 0.67291 | -2.2418 | 0 | 0
HACK40 | 0 | 0 | 23 | 18 | 0.88792 | -3.8797 | 0 | 0
HADH10 | 69.93 | 0 | 10 | 2 | 44.2226 | 1.3508 | 1 | 1
HAGR1Q | 0 | 0 | 9 | 2 | 34.8634 | 1.0809 | 0 | 0
HAGR1R | 0 | 0 | 9 | 2 | 35.2452 | 0.16045 | 0 | 0
HAKB1A | 0 | 0 | 12 | 4 | 24.1104 | 0.86475 | 0 | 0
HAKB1B | 0 | 0 | 12 | 4 | 24.7128 | 0.98573 | 0 | 0
HAKB4A | 0 | 0 | 12 | 4 | 25.5784 | 0.90226 | 0 | 0
HAKB4B | 0 | 0 | 12 | 4 | 25.5765 | 0.8933 | 0 | 0
HAMB4A | 0 | 0 | 15 | 3 | 13.6033 | 0.19383 | 0 | 0
HAMB4B | 0 | 0 | 15 | 3 | 13.4151 | 0.19334 | 0 | 0
HAMH2A | 0 | 0 | 18 | 8 | -0.42667 | 0.59879 | 0 | 0
HAMH40_EME | 0.012 | 0.0092671 | 18 | 8 | 0.36981 | 0.70091 | 2 | 0
HAMH40_WPD | 0 | 0 | 18 | 8 | 0.36981 | 0.70091 | 0 | 0
HARE10 | 114.31 | 0 | 12 | 2 | 29.7131 | 1.0356 | 1 | 1
HARK10 | 0 | 0 | 12 | 4 | 23.754 | 0.95976 | 0 | 0
HARK20 | 0 | 0 | 12 | 4 | 23.9692 | 1.0173 | 0 | 0
HARK40 | 149.557 | 46.2428 | 12 | 4 | 24.6027 | 0.87013 | 4 | 0
HARM20 | 26.25 | 0 | 13 | 4 | 11.4425 | 2.7939 | 1 | 0
HATL20 | 2051.9 | 2237.0775 | 13 | 4 | 11.0889 | 2.8109 | 1 | 1
HAWI10 | 0 | 0 | 11 | 2 | 30.4382 | 0.56198 | 0 | 0
HAWI1B | 0 | 0 | 11 | 2 | 30.4382 | 0.56198 | 0 | 0
HAWP20 | 0 | 0 | 13 | 4 | 11.5633 | 2.2376 | 0 | 0
HAWP4A | 0 | 0 | 13 | 4 | 11.6825 | 2.4092 | 0 | 0
MEDB4A | 0 | 0 | 13 | 4 | 19.3961 | 2.1239 | 0 | 0
MEDB4B | 0 | 0 | 13 | 4 | 19.3967 | 2.1238 | 0 | 0
HEDO20 | 298.55 | 0 | 15 | 5 | 6.1471 | 3.7305 | 2 | 0
HELE10 | 0 | 0 | 10 | 2 | 42.443 | 3.4645 | 0 | 0
HEYS40 | 562.8135 | 0.018534 | 14 | 3 | 14.5652 | 0.23984 | 6 | 0
HIGM20 | 0.007 | 0 | 16 | 9 | 2.773 | 2.4985 | 1 | 0
HIGM2A | 0 | 0 | 16 | 9 | 3.0517 | 2.4038 | 0 | 0
HIGM40 | 40.95 | 0 | 16 | 9 | 3.7085 | 2.1808 | 2 | 0
HIGM4A | 19.95 | 0 | 16 | 9 | 3.7356 | 1.9857 | 1 | 0
HINP20 | 0 | 0 | 26 | 14 | -5.8948 | 6.2941 | 0 | 0
HINP40 | 2839.0085 | 3095.22 | 26 | 14 | -5.8948 | 6.2941 | 3 | 0
HUER10 | 0 | 0 | 10 | 2 | 35.3263 | 2.1566 | 0 | 0
HUER40 | 0 | 0 | 10 | 2 | 38.338 | 2.6563 | 0 | 0
HUMR40 | 12.3299 | 1452.1543 | 15 | 5 | 5.1386 | 4.3859 | 2 | 0
HUNE40 | 149.907 | 277.8276 | 10 | 2 | 38.3451 | 2.6533 | 3 | 0
HUNF1Q | 0 | 0 | 11 | 2 | 35.3209 | 2.1556 | 0 | 0
HUNF1R | 0 | 0 | 11 | 2 | 35.3263 | 2.1566 | 0 | 0
HUNN2A | 0 | 0 | 10 | 2 | 36.0963 | 2.5049 | 0 | 0
HUNN2B | 0 | 0 | 10 | 2 | 36.0963 | 2.5049 | 0 | 0
HUNN2C | 0 | 0 | 10 | 2 | 37.2486 | 2.4991 | 0 | 0
HUNN2D | 0 | 0 | 10 | 2 | 37.2486 | 2.4991 | 0 | 0
HUNN4A | 0 | 0 | 10 | 2 | 38.3377 | 2.6529 | 0 | 0
HUNN4B | 0 | 0 | 10 | 2 | 38.3377 | 2.6529 | 0 | 0
HURS20 | 0 | 0 | 23 | 18 | 3.8609 | -8.1047 | 0 | 0
HUTT40 | 1.2196 | 143.64 | 14 | 3 | 17.818 | 0.44036 | 1 | 0
IMPP40 | 0 | 0 | 21 | 11 | -5.7512 | 3.5044 | 0 | 0
INDQ40 | 73.65 | 266.2437 | 27 | 13 | -9.6855 | 3.8449 | 4 | 0
INGA1Q | 0.15737 | 18.5342 | 3 | 1 | 53.8846 | 4.0967 | 1 | 1
INKE1Q | 0 | 0 | 9 | 2 | 41.1607 | 1.7912 | 0 | 0
INKE1R | 0 | 0 | 9 | 2 | 41.1607 | 1.7912 | 0 | 0
INNE10 | 0 | 0 | 1 | 1 | 57.0003 | 4.2038 | 0 | 0
INNE1Q | 0 | 0 | 1 | 1 | 56.5853 | 4.0669 | 0 | 0
INNE1R | 0 | 0 | 1 | 1 | 56.9991 | 4.2034 | 0 | 0
INRU1Q | 0 | 0 | 2 | 1 | 53.4735 | 0.8146 | 0 | 0
INRU1R | 0 | 0 | 2 | 1 | 53.4735 | 0.8146 | 0 | 0
INRU1S | 0 | 0 | 2 | 1 | 53.0952 | 0.8146 | 0 | 0
INVE10 | 0 | 0 | 7 | 1 | 47.7744 | 2.3792 | 0 | 0
INVR10 | 0 | 0 | 8 | 1 | 44.6936 | 4.1106 | 0 | 0
INVR20 | 0 | 0 | 8 | 2 | 41.8625 | 4.5688 | 0 | 0
INWI1Q | 0 | 0 | 6 | 2 | 37.785 | 1.9066 | 0 | 0
INWI1R | 0 | 0 | 6 | 2 | 37.785 | 1.9066 | 0 | 0
IROA10 | 95.05 | 176.1675 | 22 | 12 | -7.7 | 1.683 | 1 | 0
IROA20_WPDSW | 0 | 0 | 22 | 12 | -7.7 | 1.683 | 0 | 0
IROA20_WPDWM | 0 | 0 | 22 | 12 | -7.7 | 1.683 | 0 | 0
IRON40 | 84 | 0 | 18 | 8 | 2.7576 | 0.81284 | 1 | 0
IVER20 | 0 | 0 | 25 | 18 | -3.7607 | -1.6021 | 0 | 0
IVER2A | 0 | 0 | 25 | 18 | -8.8603 | -1.7554 | 0 | 0
IVER4A | 12.475 | 23.1214 | 25 | 18 | -3.3721 | -1.4243 | 1 | 0
IVER4B | 12.475 | 23.1214 | 25 | 18 | -5.5298 | -0.45928 | 1 | 0
JOHN1Q | 0 | 0 | 10 | 2 | 39.3252 | 1.0809 | 0 | 0
JOHN1R | 0 | 0 | 10 | 2 | 39.3252 | 1.0809 | 0 | 0
JORD20 | 0 | 0 | 16 | 5 | 2.0205 | 1.3224 | 0 | 0
JUNA1T | 0 | 0 | 11 | 2 | 38.285 | 2.1371 | 0 | 0
JUNV1A | 0 | 0 | 12 | 2 | 25.7131 | 1.0198 | 0 | 0
KAIM20 | 0 | 0 | 11 | 2 | 37.4058 | 1.8067 | 0 | 0
KEAD40 | 14.1869 | 1670.8578 | 16 | 5 | 4.9446 | 2.9107 | 2 | 0
KEAD4C | 0 | 0 | 16 | 5 | 4.9188 | 2.8317 | 0 | 0
KEAD4D | 0 | 0 | 16 | 5 | 4.914 | 2.8488 | 0 | 0
KEAR20 | 0 | 0 | 15 | 6 | 7.2649 | -0.68374 | 0 | 0
KEAR40 | 24.957 | 46.2428 | 15 | 6 | 7.4867 | -0.51374 | 2 | 0
KEIT10 | 0.005 | 0.0092671 | 1 | 1 | 51.1009 | 1.7456 | 1 | 0
KEIT20 | 4.95 | 9.1744 | 1 | 1 | 49.4045 | 0.73236 | 1 | 0
KEMS40 | 149.45 | 276.9936 | 24 | 16 | 4.0661 | -4.5028 | 3 | 0
KENG40 | 0 | 0 | 23 | 18 | -4.7169 | -3.5344 | 0 | 0
KEOO10 | 0 | 0 | 10 | 2 | 42.2543 | 1.9098 | 0 | 0
KIBY20 | 25.3465 | 92.115 | 15 | 6 | 10.4146 | 0.50609 | 3 | 0
KIER1Q | 0 | 0 | 8 | 2 | 37.4272 | 3.1552 | 0 | 0
KIER1R | 0 | 0 | 8 | 2 | 37.4272 | 3.1552 | 0 | 0
KIIN10 | 0 | 0 | 6 | 1 | 45.5992 | 4.0849 | 0 | 0
KILB1Q | 0 | 0 | 8 | 2 | 38.3982 | 3.1552 | 0 | 0
KILB1R | 0 | 0 | 8 | 2 | 38.3982 | 3.1552 | 0 | 0
KILC1Q | 0 | 0 | 7 | 1 | 47.7744 | 3.7138 | 0 | 0
KILG20 | 191.8 | 0 | 10 | 2 | 38.9125 | 1.0764 | 1 | 1
KILL40 | 1768.249 | 1074.0567 | 15 | 5 | 5.1389 | 4.296 | 8 | 0
KILO10 | 0 | 0 | 3 | 1 | 59.1343 | 4.0967 | 0 | 0
KILS10 | 0 | 0 | 10 | 2 | 38.9201 | 1.5632 | 0 | 0
KILS20 | 0 | 0 | 10 | 2 | 38.171 | 1.0619 | 0 | 0
KILS40 | 150.005 | 278.0222 | 10 | 2 | 37.9082 | 1.0183 | 2 | 0
KILT2Q | 0 | 0 | 10 | 2 | 38.0066 | 1.0619 | 0 | 0
KILT2R | 0 | 0 | 10 | 2 | 38.0066 | 1.0619 | 0 | 0
KILW1Q | 0 | 0 | 10 | 2 | 38.4789 | 1.998 | 0 | 0
KILW1R | 0 | 0 | 10 | 2 | 38.1453 | 1.9993 | 0 | 0
KINB2J | 0 | 0 | 9 | 2 | 41.9736 | 1.7946 | 0 | 0
KINB2K | 0 | 0 | 9 | 2 | 41.9736 | 1.7946 | 0 | 0
KINC20 | 100.005 | 185.3512 | 9 | 2 | 41.565 | 1.8506 | 2 | 0
KINO40 | 108.3893 | 863.7028 | 24 | 16 | 3.4679 | -3.5319 | 5 | 0
KINT10 | 31.5 | 0 | 1 | 1 | 46.3842 | 1.8873 | 1 | 0
KINT20 | 0 | 0 | 1 | 1 | 47.41 | 0.93448 | 0 | 0
KIOR1Q | 0.15737 | 18.5342 | 1 | 1 | 59.1668 | 4.0669 | 1 | 1
KIRK20 | 0 | 0 | 15 | 5 | 5.7925 | 0.35218 | 0 | 0
KIRK2A | 0 | 0 | 15 | 5 | 6.1682 | -0.94246 | 0 | 0
KITW20 | 0 | 0 | 18 | 8 | -0.11387 | -0.00623 | 0 | 0
KNAR20 | 0 | 0 | 15 | 5 | 5.299 | 2.822 | 0 | 0
KNOC10 | 0 | 0 | 1 | 1 | 56.7022 | 4.1703 | 0 | 0
KNOC20 | 0.005 | 0.0092671 | 1 | 1 | 56.9442 | 3.8994 | 1 | 0
KNOC2L | 0 | 0 | 1 | 1 | 56.6428 | 3.8889 | 0 | 0
KNOC2M | 0 | 0 | 1 | 1 | 56.6428 | 3.8889 | 0 | 0
LACK20 | 2.2425 | 264.1123 | 13 | 4 | 10.6162 | 2.8771 | 1 | 0
LACK40 | 1764.007 | 0 | 13 | 4 | 10.7175 | 2.7314 | 3 | 0
LAGA40 | 7.121 | 838.6724 | 27 | 13 | -8.8643 | 4.8561 | 1 | 1
LAGG1Q | 0 | 0 | 3 | 1 | 54.4185 | 3.3849 | 0 | 0
DLCH10 | 0 | 0 | 1 | 1 | 72.6361 | 3.57 | 0 | 0
CHUE4A | 0 | 0 | 24 | 16 | 2.512 | -3.8962 | 0 | 0
CHUE4B | 0 | 0 | 24 | 16 | 2.512 | -3.8783 | 0 | 0
LALE20_SEP | 12.475 | 23.1214 | 25 | 18 | -9.8539 | -2.8409 | 1 | 0
LALE20_SPN | 12.475 | 23.1214 | 25 | 18 | -9.8539 | -2.8409 | 1 | 0
LAMB20 | 0 | 0 | 9 | 2 | 42.329 | 2.2297 | 0 | 0
LAMB2T | 0 | 0 | 9 | 2 | 42.3288 | 2.2297 | 0 | 0
LAND4A | 12.975 | 24.0481 | 27 | 13 | -9.1089 | 5.1519 | 2 | 0
LAND4B | 12.475 | 23.1214 | 27 | 13 | -9.113 | 5.1548 | 1 | 0
LEGA40 | 271.407 | 52.8225 | 18 | 7 | 4.6594 | 0.97187 | 6 | 0
LEGA4A | 0 | 0 | 18 | 7 | 4.7105 | 0.93573 | 0 | 0
LEGA4B | 0 | 0 | 18 | 7 | 4.7105 | 0.93573 | 0 | 0
LEIB4A | 0 | 0 | 18 | 15 | -2.1182 | 0.99913 | 0 | 0
LEIB4B | 0 | 0 | 18 | 15 | -2.2253 | 0.89105 | 0 | 0
LEIS10 | 593.6 | 0 | 18 | 10 | 6.9117 | -2.3122 | 2 | 0
LEVE1Q | 0 | 0 | 9 | 2 | 41.8009 | 1.2428 | 0 | 0
LEVE1R | 0 | 0 | 9 | 2 | 26.5217 | 6.5368 | 0 | 0
LEVT1Q | 0 | 0 | 9 | 2 | 41.9976 | 1.2428 | 0 | 0
LEVT1R | 0 | 0 | 9 | 2 | 26.7184 | 6.5368 | 0 | 0
LING1Q | 0 | 0 | 11 | 2 | 42.6542 | 1.8133 | 0 | 0
LING1R | 0 | 0 | 11 | 2 | 42.6542 | 1.8133 | 0 | 0
LINM1Q | 0 | 0 | 11 | 2 | 37.6463 | 1.1654 | 0 | 0
LINM1R | 0 | 0 | 11 | 2 | 31.8201 | 1.1654 | 0 | 0
LISD20 | 57 | 105.6449 | 15 | 6 | 6.677 | 0.51869 | 2 | 0
LISD2A | 0 | 0 | 15 | 6 | 8.8854 | 0.66469 | 0 | 0
LITT2A | 0 | 0 | 24 | 18 | 4.9877 | -7.7871 | 0 | 0
LITT2B | 0 | 0 | 24 | 18 | 4.9877 | -7.7871 | 0 | 0
LITT40 | 0 | 0 | 24 | 18 | 2.5441 | -4.7702 | 1 | 0
LITT40_LPN | 0 | 0 | 24 | 18 | 2.5441 | -4.7702 | 0 | 0
LITT40_SPN | 0 | 0 | 24 | 18 | 2.5441 | -4.7702 | 0 | 0
LOAN20 | 0.005 | 0.0092671 | 9 | 2 | 41.8519 | 1.8785 | 1 | 0
LOAN2Q | 0 | 0 | 9 | 2 | 41.8519 | 1.8785 | 0 | 0
LOAN2R | 0 | 0 | 9 | 2 | 41.8519 | 1.8785 | 0 | 0
LOCH10 | 0.36982 | 43.5554 | 6 | 1 | 45.5992 | 4.0849 | 1 | 1
LOCL1Q | 0 | 0 | 3 | 1 | 54.5965 | 3.3849 | 0 | 0
LOCL1R | 0 | 0 | 3 | 1 | 53.8846 | 4.0967 | 0 | 0
LOCL1S | 0 | 0 | 3 | 1 | 54.5965 | 3.3849 | 0 | 0
LOFI4A | 0 | 0 | 24 | 18 | 2.7151 | -4.6283 | 0 | 0
LOFI4B | 0 | 0 | 24 | 18 | 2.7134 | -4.6262 | 0 | 0
LOVE40 | 64.85 | 46.2428 | 26 | 17 | -3.8149 | -1.8624 | 3 | 0
LUIC1Q | 12.7338 | 15.7541 | 1 | 1 | 62.1919 | 4.0658 | 2 | 1
LUIC1R | 12.7338 | 15.7541 | 1 | 1 | 62.1919 | 4.0658 | 2 | 1
LUMB1Q | 0 | 0 | 2 | 1 | 54.5565 | 0.8146 | 0 | 0
LUMB1R | 0 | 0 | 2 | 1 | 53.4888 | 0.8146 | 0 | 0
LUNA1Q | 0 | 0 | 5 | 1 | 49.5027 | 1.0563 | 0 | 0
LUNA1R | 0 | 0 | 5 | 1 | 46.2995 | 1.0563 | 0 | 0
LYND1Q | 0 | 0 | 5 | 1 | 48.8022 | 4.4244 | 0 | 0
LYND1R | 0 | 0 | 5 | 1 | 48.4463 | 4.4244 | 0 | 0
MACC20 | 0 | 0 | 16 | 6 | 5.2537 | -0.30213 | 0 | 0
MACC40 | 0 | 0 | 16 | 6 | 5.4327 | -0.64922 | 0 | 0
MACD10 | 0 | 0 | 1 | 1 | 54.4821 | 1.7456 | 0 | 0
MAGA20 | 0 | 0 | 21 | 11 | -6.3594 | 4.7158 | 0 | 0
MAHI10 | 0 | 0 | 10 | 2 | 40.9676 | 1.0764 | 0 | 0
MAHI20 | 51.1 | 0 | 10 | 2 | 38.9125 | 1.0764 | 2 | 1
MANN40 | 88.6 | 90.2615 | 26 | 14 | -6.172 | -0.62707 | 3 | 0
MAWO40 | 7.239 | 852.573 | 26 | 17 | -4.5561 | -0.87531 | 1 | 1
MAYB10 | 0 | 0 | 10 | 2 | 44.2226 | 1.3508 | 0 | 0
MAYT1T | 0 | 0 | 10 | 2 | 43.2251 | 1.3365 | 0 | 0
MEAD10 | 0 | 0 | 10 | 2 | 38.7157 | 1.8372 | 0 | 0
MEDW40 | 0 | 0 | 24 | 16 | 4.0074 | -3.5033 | 0 | 0
MELG10 | 34.86 | 0 | 5 | 1 | 52.7346 | 3.2079 | 1 | 0
MELG40 | 0 | 0 | 5 | 1 | 52.7346 | 3.2079 | 0 | 0
MELK2A | 0 | 0 | 22 | 12 | -6.158 | 1.4716 | 0 | 0
MELK2B | 0 | 0 | 22 | 12 | -5.969 | 1.4747 | 0 | 0
MELK40_SEP | 20.1467 | 23.1631 | 22 | 12 | -5.9862 | 1.2759 | 2 | 0
MELK40_WPD | 20.1467 | 23.1631 | 22 | 12 | -5.9862 | 1.2759 | 2 | 0
MIDL40 | 562 | 185.342 | 14 | 3 | 14.5993 | 0.2419 | 3 | 1
MILC10 | 0 | 0 | 5 | 1 | 48.33 | -0.60086 | 0 | 0
MILH2A_EPN | 28.5 | 52.8225 | 25 | 18 | -5.435 | -0.66966 | 1 | 0
MILH2A_LPN | 0 | 0 | 25 | 18 | -5.435 | -0.66966 | 0 | 0
MILH2B_EPN | 0 | 0 | 25 | 18 | -5.435 | -0.66966 | 0 | 0
MILH2B_LPN | 0 | 0 | 25 | 18 | -5.435 | -0.66966 | 0 | 0
MILW1Q | 45.5 | 0 | 3 | 1 | 53.8843 | 3.3849 | 1 | 1
MILW1S | 0 | 0 | 3 | 1 | 54.9524 | 3.3849 | 0 | 0
MITY40 | 243.993 | 264.1123 | 22 | 12 | -5.1903 | 1.2038 | 9 | 0
MOFF10 | 17.5 | 0 | 12 | 2 | 29.7131 | 1.0356 | 1 | 0
MOFF40 | 0 | 0 | 12 | 2 | 29.7131 | 1.0356 | 0 | 0
MONF20 | 28.505 | 52.8317 | 15 | 5 | 6.6625 | 2.822 | 2 | 0
MONF40 | 0 | 0 | 15 | 5 | 6.6503 | 2.7848 | 0 | 0
MONF4A | 0 | 0 | 15 | 5 | 6.3932 | 2.778 | 0 | 0
MOSH1Q | 0 | 0 | 9 | 2 | 43.705 | 1.7912 | 0 | 0
MOSH1R | 0 | 0 | 9 | 2 | 43.705 | 1.7912 | 0 | 0
MOSM10 | 0 | 0 | 9 | 2 | 42.9307 | 1.7912 | 0 | 0
MOSM20 | 0 | 0 | 9 | 2 | 43.0851 | 1.7556 | 0 | 0
MOSM2L | 0 | 0 | 9 | 2 | 42.8864 | 1.7761 | 0 | 0
MOSM2T | 0 | 0 | 9 | 2 | 42.8796 | 1.7556 | 0 | 0
MOSS1S | 0.07357 | 8.6647 | 1 | 1 | 62.1919 | 4.0658 | 1 | 1
MOSS1T | 0.07357 | 8.6647 | 1 | 1 | 62.1919 | 4.0658 | 1 | 1
MOTA1Q | 0 | 0 | 1 | 1 | 65.5498 | 4.0493 | 0 | 0
MOTA1R | 0 | 0 | 1 | 1 | 65.5498 | 4.0493 | 0 | 0
MYBS11 | 164.575 | 0.0092671 | 1 | 1 | 88.6703 | 2.908 | 6 | 0
MYBS12 | 9.975 | 0 | 1 | 1 | 87.806 | 3.3461 | 1 | 0
MYBS1T | 0 | 0 | 1 | 1 | 87.3848 | 2.9253 | 0 | 0
NAIR1Q | 0 | 0 | 1 | 1 | 56.955 | 5.5322 | 0 | 0
NAIR1R | 0 | 0 | 1 | 1 | 54.7734 | 4.2517 | 0 | 0
NANT1Q | 0.11803 | 13.9006 | 7 | 1 | 47.7744 | 2.3791 | 1 | 1
NEAR2Q | 0.005 | 0.0092671 | 9 | 2 | 38.57 | 1.637 | 1 | 0
NEAR2R | 0 | 0 | 9 | 2 | 36.9212 | 1.5047 | 0 | 0
NECH20 | 0 | 0 | 18 | 8 | -0.61702 | 0.16336 | 0 | 0
NECT40 | 280.021 | 0 | 17 | 10 | 3.6727 | 0.34394 | 4 | 1
NECT4A | 0 | 0 | 17 | 10 | 3.6728 | -0.21887 | 0 | 0
NECT4B | 0 | 0 | 17 | 10 | 3.6726 | -0.2176 | 0 | 0
NECU10 | 312.9 | 0 | 10 | 2 | 39.4879 | 1.0764 | 2 | 0
NECU20 | 0 | 0 | 10 | 2 | 39.4879 | 1.0764 | 0 | 0
NEEP20 | 0 | 0 | 16 | 5 | 7.5444 | 1.1015 | 0 | 0
NEEP4A | 0 | 0 | 16 | 5 | 6.1803 | 1.7349 | 0 | 0
NEIL10 | 24.95 | 46.2428 | 10 | 2 | 40.0135 | 1.0809 | 1 | 0
NEIL1C | 0 | 0 | 10 | 2 | 40.0128 | 1.0824 | 0 | 0
NEIL20 | 0 | 0 | 10 | 2 | 38.6173 | 1.9161 | 0 | 0
NEIL2A | 0 | 0 | 10 | 2 | 38.6223 | 1.9199 | 0 | 0
NEIL2C | 0 | 0 | 10 | 2 | 40.625 | 1.9999 | 0 | 0
NEIL40 | 16.5 | 30.5814 | 10 | 2 | 39.4232 | 2.5337 | 1 | 0
NETS10 | 0 | 0 | 10 | 2 | 45.9908 | 1.9098 | 0 | 0
NEWX20 | 0 | 0 | 23 | 18 | -4.131 | -8.6602 | 0 | 0
NFLE40 | 0 | 0 | 24 | 16 | 2.8839 | -3.7498 | 0 | 0
NHYD20 | 0 | 0 | 25 | 18 | -9.2603 | -1.6021 | 0 | 0
NINF40 | 0 | 0 | 25 | 17 | 0.16328 | -1.8624 | 0 | 0
NORL2A | 0 | 0 | 16 | 5 | 4.4198 | 1.0593 | 0 | 0
NORL2B | 0 | 0 | 16 | 5 | 2.8979 | 1.2722 | 0 | 0
NORM40 | 774.1512 | 481.3331 | 18 | 10 | 3.7478 | -1.0075 | 7 | 0
NORT20 | 68.53 | 0 | 13 | 4 | 10.8224 | 2.3913 | 2 | 0
NORT40 | 0 | 0 | 13 | 4 | 10.6912 | 2.4634 | 0 | 0
NURS40 | 24.95 | 46.2428 | 26 | 17 | -4.4293 | -0.62135 | 1 | 0
NURS4A | 0 | 0 | 26 | 17 | -5.5977 | -1.929 | 0 | 0
OCKH20 | 14.25 | 26.4112 | 18 | 8 | -0.054219 | -0.3918 | 1 | 0
OCKH2A | 14.25 | 26.4112 | 18 | 8 | -0.34704 | -0.18137 | 1 | 0
OFFE20 | 0 | 0 | 13 | 4 | 12.6155 | 2.2621 | 0 | 0
OLDB20 | 0 | 0 | 18 | 8 | 0.60112 | 0.047913 | 0 | 0
OLDB4A | 24.95 | 46.2428 | 18 | 8 | 0.56905 | 0.30878 | 1 | 0
OLDS10 | 0 | 0 | 22 | 12 | -8.4744 | 1.683 | 0 | 0
ORRI10 | 0.14163 | 16.6808 | 1 | 1 | 62.1937 | 4.0669 | 1 | 0
OSBA40 | 28.5 | 52.8225 | 15 | 5 | 7.7008 | 2.8505 | 1 | 0
PADI40 | 0 | 0 | 15 | 6 | 9.2321 | -0.1999 | 0 | 0
PAFB4A | 0 | 0 | 18 | 8 | -1.2757 | 0.83487 | 0 | 0
PAFB4B | 0 | 0 | 18 | 8 | -1.2757 | 0.83487 | 0 | 0
PAIS1Q | 0 | 0 | 10 | 2 | 39.2268 | 1.0809 | 0 | 0
PAIS1R | 0 | 0 | 10 | 2 | 39.4679 | 0.5178 | 0 | 0
PAIS1S | 0 | 0 | 10 | 2 | 39.0302 | 1.0809 | 0 | 0
PAIS1T | 0 | 0 | 10 | 2 | 39.2713 | 0.5178 | 0 | 0
PART1Q | 0 | 0 | 9 | 2 | 32.9776 | 3.1552 | 0 | 0
PART1R | 0 | 0 | 9 | 2 | 32.9776 | 3.1552 | 0 | 0
PEHE10 | 0 | 0 | 2 | 1 | 52.8337 | 0.8146 | 0 | 0
PEHE20 | 73.5001 | 0.0092671 | 2 | 1 | 52.8337 | 0.8146 | 3 | 0
PEHG1Q | 0 | 0 | 2 | 1 | 53.2955 | 0.8146 | 0 | 0
PEHG1R | 0 | 0 | 2 | 1 | 53.2955 | 0.8146 | 0 | 0
PELH40 | 0 | 0 | 18 | 15 | 0.73868 | 0.094894 | 0 | 0
PEMB40 | 828.7863 | 2037.8441 | 20 | 11 | -5.1606 | 9.1687 | 11 | 0
PENN20 | 0 | 0 | 18 | 8 | 1.8308 | 0.46553 | 0 | 0
PENN4A | 0 | 0 | 18 | 8 | 1.8845 | 0.73441 | 0 | 0
PENN4B | 0 | 0 | 18 | 8 | 1.806 | 0.72316 | 0 | 0
PENT40 | 39.907 | 0 | 19 | 7 | 5.9778 | 4.1891 | 2 | 0
PERS10 | 0 | 0 | 1 | 1 | 47.1469 | -0.7699 | 0 | 0
PERS20 | 0 | 0 | 1 | 1 | 43.5178 | 0.64343 | 0 | 0
PEWO21 | 0 | 0 | 15 | 3 | 12.2539 | 0.2811 | 0 | 0
PEWO22 | 0 | 0 | 15 | 3 | 12.2665 | 0.28231 | 0 | 0
PEWO40 | 308.5 | 52.8225 | 15 | 3 | 12.5053 | 0.15304 | 2 | 0
PEWO4A | 0 | 0 | 15 | 3 | 11.9282 | 0.049656 | 0 | 0
PEWO4B | 0 | 0 | 15 | 3 | 11.7685 | 0.0043499 | 0 | 0
PITS20 | 0 | 0 | 16 | 5 | 6.0145 | 1.0712 | 0 | 0
POOB2Q | 0 | 0 | 11 | 2 | 36.5478 | 1.7875 | 0 | 0
POOB2R | 0 | 0 | 11 | 2 | 36.5478 | 1.7875 | 0 | 0
POPP20 | 0 | 0 | 15 | 5 | 4.5107 | 2.822 | 0 | 0
PORA1Q | 0 | 0 | 7 | 1 | 51.9513 | 1.6338 | 0 | 0
PORA1R | 0 | 0 | 7 | 1 | 52.4931 | 1.0872 | 0 | 0
PORD2Q | 0 | 0 | 9 | 2 | 42.1646 | 2.2297 | 0 | 0
PORD2R | 0 | 0 | 9 | 2 | 42.1646 | 2.2297 | 0 | 0
PUDM40 | 0 | 0 | 23 | 18 | 0.23021 | -5.5698 | 0 | 0
PYLE20 | 0 | 0 | 21 | 11 | -6.5451 | 4.612 | 0 | 0
QUER4A | 0 | 0 | 14 | 3 | 14.9414 | 0.25772 | 0 | 0
QUER4B | 0 | 0 | 14 | 3 | 14.9721 | 0.25936 | 0 | 0
QUOI10 | 0 | 0 | 3 | 1 | 56.376 | 3.3849 | 0 | 0
QUOI1Q | 0 | 0 | 3 | 1 | 56.1981 | 3.3849 | 0 | 0
RAIN20_ENW | 71.25 | 132.0561 | 15 | 6 | 9.5454 | 0.5466 | 1 | 0
RAIN20_SPM | 0 | 0 | 15 | 6 | 9.5454 | 0.5466 | 0 | 0
RANN1Q | 0 | 0 | 5 | 1 | 46.4709 | 4.0286 | 0 | 0
RANN1R | 0 | 0 | 5 | 1 | 46.4709 | 4.0286 | 0 | 0
RASS40 | 0 | 0 | 21 | 11 | -6.1542 | 2.7309 | 0 | 0
RATS2A | 0 | 0 | 18 | 8 | 0.58481 | 1.6249 | 0 | 0
RATS40 | 60.0002 | 111.2237 | 18 | 8 | 1.5612 | 1.0973 | 3 | 0
RAYL40 | 79.8 | 0 | 24 | 16 | 2.321 | -3.0059 | 2 | 0
REBR20 | 0 | 0 | 24 | 18 | 0.74123 | -3.9821 | 0 | 0
REDH10 | 0 | 0 | 9 | 2 | 42.8826 | 1.2428 | 0 | 0
REDM1Q | 0 | 0 | 1 | 1 | 44.2289 | 2.5248 | 0 | 0
REDM1R | 0 | 0 | 1 | 1 | 44.2289 | 2.5248 | 0 | 0
RHIG40 | 391.3 | 277.0862 | 21 | 11 | -5.5556 | 4.4318 | 4 | 1
ROCH20 | 28.5 | 52.8225 | 15 | 6 | 7.1101 | 0.26624 | 1 | 0
ROCH4A | 0 | 0 | 15 | 6 | 6.7398 | 0.060535 | 0 | 0
ROCK40 | 6.3735 | 750.6349 | 16 | 6 | 6.3895 | 0.78537 | 1 | 1
ROWD4A | 0 | 0 | 24 | 18 | 1.4126 | -4.248 | 0 | 0
ROWD4B | 0 | 0 | 24 | 18 | 1.4037 | -4.2388 | 0 | 0
RUGE40 | 0 | 0 | 18 | 8 | 2.3646 | 0.56024 | 0 | 0
RYEH40 | 45.526 | 662.5975 | 24 | 18 | 0.20281 | -0.27007 | 2 | 0
RYEH4A | 0 | 0 | 24 | 18 | 0.2027 | -0.26992 | 0 | 0
RYEH4B | 0 | 0 | 24 | 18 | 0.20286 | -0.27015 | 0 | 0
RYHA40 | 0.007 | 0 | 17 | 10 | 1.6623 | 2.3767 | 1 | 1
SACO1Q | 0 | 0 | 10 | 2 | 37.4984 | 2.1371 | 0 | 0
SACO1R | 0 | 0 | 10 | 2 | 32.1182 | 2.1566 | 0 | 0
SAEN20 | 0 | 0 | 15 | 5 | 6.1471 | 3.7711 | 0 | 0
SAES20 | 8.6553 | 1019.3808 | 15 | 5 | 6.1471 | 3.7508 | 1 | 1
SALH20 | 0 | 0 | 13 | 4 | 11.1392 | 2.9076 | 0 | 0
SANX1Q | 0 | 0 | 9 | 2 | 36.0446 | 1.6282 | 0 | 0
SANX1R | 0 | 0 | 9 | 2 | 35.2702 | 1.6282 | 0 | 0
STOB40 | 0 | 0 | 18 | 9 | 2.4376 | 1.454 | 0 | 0
SEAB40 | 34.6597 | 1189.8027 | 22 | 12 | -6.5333 | 4.5415 | 2 | 0
SELL4A | 0 | 0 | 24 | 16 | 4.1175 | -4.5028 | 0 | 0
SELL4B | 0 | 0 | 24 | 16 | 4.1175 | -4.5028 | 0 | 0
SELL40 | 3024.95 | 46.2428 | 24 | 16 | 2.5296 | -1.8624 | 3 | 0
SFEG1Q | 0 | 0 | 2 | 1 | 54.2006 | 0.8146 | 0 | 0
SFEG1R | 0 | 0 | 2 | 1 | 54.2006 | 0.8146 | 0 | 0
SFEG1S | 0 | 0 | 2 | 1 | 54.2006 | 0.8146 | 0 | 0
SFEG1T | 0 | 0 | 2 | 1 | 54.2006 | 0.8146 | 0 | 0
SFEM1Q | 0 | 0 | 2 | 1 | 54.913 | 0.8146 | 0 | 0
SFEM1R | 0 | 0 | 2 | 1 | 54.913 | 0.8146 | 0 | 0
SFER10 | 0 | 0 | 2 | 1 | 54.0226 | 0.8146 | 0 | 0
SFIL1Q | 0 | 0 | 6 | 1 | 47.5567 | 4.0849 | 0 | 0
SHBA40 | 10.7405 | 1264.9682 | 15 | 5 | 5.0269 | 4.3079 | 2 | 1
SHEC20 | 0 | 0 | 16 | 5 | 5.9661 | 1.0772 | 0 | 0
SHIN10 | 73.5 | 0 | 1 | 1 | 71.0385 | 4.0364 | 1 | 0
SHRE4A | 35 | 0 | 18 | 8 | 3.2298 | 0.84278 | 2 | 0
SHRU2Q | 0 | 0 | 11 | 2 | 34.5836 | 1.7875 | 0 | 0
SHRU2R | 0 | 0 | 11 | 2 | 34.5836 | 1.7875 | 0 | 0
SIGH2Q | 0 | 0 | 11 | 2 | 37.1279 | 1.8133 | 0 | 0
SIGH2R | 0 | 0 | 11 | 2 | 37.1279 | 1.8133 | 0 | 0
SING40 | 0 | 0 | 24 | 16 | 3.0267 | -3.6924 | 0 | 0
SIZE10 | 0 | 0 | 18 | 10 | 5.3629 | -2.3122 | 0 | 0
SIZE40 | 1045.5 | 1139.8531 | 18 | 10 | 5.3629 | -2.3122 | 1 | 0
SJOW20 | 0 | 0 | 23 | 18 | -2.7042 | -3.58 | 0 | 0
SJOW40 | 0 | 0 | 23 | 18 | -2.7042 | -3.58 | 0 | 0
SKLG20 | 0 | 0 | 15 | 5 | 6.2602 | 2.276 | 0 | 0
SLOY10 | 0.62948 | 74.1368 | 8 | 1 | 44.3932 | 3.8255 | 1 | 0
SLOY1T | 0 | 0 | 8 | 1 | 46.3472 | 3.9758 | 0 | 0
SMAN20 | 0 | 0 | 16 | 6 | 6.0821 | -1.3702 | 0 | 0
SMEA10 | 0 | 0 | 11 | 2 | 37.121 | 1.0944 | 0 | 0
SMEA20 | 0 | 0 | 11 | 2 | 36.8766 | 1.7875 | 0 | 0
SMEA4Q | 0 | 0 | 11 | 2 | 37.1393 | 1.6326 | 0 | 0
SMEA4R | 0 | 0 | 11 | 2 | 37.343 | 1.6846 | 0 | 0
SPAV1Q | 0 | 0 | 10 | 2 | 38.9744 | 4.1624 | 0 | 0
SPAV1R | 0 | 0 | 10 | 2 | 38.9744 | 4.1624 | 0 | 0
SPEN4A | 12.475 | 23.1214 | 13 | 4 | 13.9655 | 2.3404 | 1 | 0
SPEN4B | 12.475 | 23.1214 | 13 | 4 | 13.9655 | 2.3404 | 1 | 0
SPLN40 | 7.475 | 1158.378 | 17 | 9 | 3.7577 | 0.80897 | 2 | 1
SSHI20 | 0 | 0 | 13 | 4 | 13.8903 | 2.293 | 0 | 0
STAH4A | 63.7 | 0 | 14 | 3 | 13.6033 | 0.056648 | 1 | 0
STAH4B | 63.7 | 0 | 14 | 3 | 13.4151 | 0.056163 | 1 | 0
STAL20 | 75 | 139.0065 | 16 | 6 | 5.7751 | 0.15475 | 1 | 0
STAL40 | 0 | 0 | 16 | 6 | 5.8619 | -0.31769 | 0 | 0
STAY40 | 13.7976 | 1623.6049 | 16 | 9 | 2.5625 | 2.61 | 3 | 0
STAY4A | 0 | 0 | 16 | 9 | 2.2365 | 2.6088 | 0 | 0
STEW20 | 0 | 0 | 13 | 4 | 18.6406 | 1.5634 | 0 | 0
STEW2A | 0 | 0 | 13 | 4 | 18.6459 | 1.5619 | 0 | 0
STEW40 | 0 | 0 | 13 | 4 | 18.6155 | 2.1183 | 0 | 0
STHA20 | 0 | 0 | 11 | 2 | 39.541 | 1.8076 | 0 | 0
STHA2A | 0 | 0 | 11 | 2 | 36.7169 | 1.5929 | 0 | 0
STHA2B | 0 | 0 | 11 | 2 | 36.2008 | 1.2316 | 0 | 0
STHA40 | 0.005 | 0.0092671 | 11 | 2 | 36.2008 | 1.2316 | 1 | 0
STIR1Q | 0 | 0 | 6 | 2 | 31.7332 | 2.075 | 0 | 0
STIR1R | 0 | 0 | 6 | 2 | 49.6947 | 2.0466 | 0 | 0
STIR1S | 0 | 0 | 6 | 2 | 31.5365 | 2.075 | 0 | 0
STIR1T | 0 | 0 | 6 | 2 | 49.498 | 2.0466 | 0 | 0
STLE10_SHEPD | 0 | 0 | 10 | 2 | 40.6442 | 2.3497 | 0 | 0
STLE10_SPD | 0 | 0 | 10 | 2 | 40.6442 | 2.3497 | 0 | 0
STRB20 | 46.9 | 0 | 1 | 1 | 74.5133 | 3.1702 | 1 | 1
STRI1Q | 0 | 0 | 2 | 1 | 55.2683 | 0.8146 | 0 | 0
STRI1R | 0 | 0 | 2 | 1 | 54.2006 | 0.8146 | 0 | 0
STRL10 | 159.46 | 0 | 5 | 1 | 52.7346 | 3.2079 | 1 | 1
STRW10 | 47.3585 | 0 | 1 | 1 | 85.1258 | 2.8069 | 2 | 1
STRW1C | 0.0035 | 0 | 1 | 1 | 85.1258 | 2.8069 | 1 | 1
STSB40 | 0 | 0 | 16 | 5 | 6.4137 | 1.8335 | 0 | 0
STSB4A | 0 | 0 | 16 | 5 | 6.2777 | 1.9797 | 0 | 0
STWB4A | 0 | 0 | 11 | 2 | 30.8899 | 1.9966 | 0 | 0
STWB4B | 0 | 0 | 11 | 2 | 30.89 | 1.9966 | 0 | 0
SUND40 | 94.4 | 174.9628 | 18 | 15 | -1.6535 | 1.081 | 4 | 0
SWAN20_SPM | 149.5 | 277.0862 | 21 | 11 | -5.4599 | 6.0497 | 1 | 0
SWAN20_SWA | 0 | 0 | 21 | 11 | -5.4599 | 6.0497 | 0 | 0
SWAN2A | 0 | 0 | 21 | 11 | -5.0019 | 5.2427 | 0 | 0
SWAN44 | 46.4285 | 23.1214 | 21 | 11 | -5.387 | 5.8983 | 3 | 0
SWAN4A | 46.4355 | 23.1214 | 21 | 11 | -5.4599 | 6.0497 | 4 | 0
TARL1Q | 0 | 0 | 1 | 1 | 47.9096 | 2.1773 | 0 | 0
TARL1R | 0 | 0 | 1 | 1 | 47.5365 | 2.2033 | 0 | 0
TAUN4A | 222.475 | 23.1214 | 26 | 14 | -5.8694 | 5.2783 | 2 | 0
TAUN4B | 12.475 | 23.1214 | 26 | 14 | -5.8692 | 5.2594 | 1 | 0
TAYN1Q | 0 | 0 | 3 | 1 | 48.4862 | 3.7138 | 0 | 0
TAYN1R | 0 | 0 | 3 | 1 | 49.7319 | 2.3792 | 0 | 0
TEAL10 | 50 | 92.671 | 5 | 1 | 47.9011 | 1.0563 | 1 | 0
TEAL20 | 752.5 | 0 | 5 | 1 | 45.3415 | 1.4055 | 1 | 0
TELR1Q | 0 | 0 | 9 | 2 | 30.7315 | 1.8133 | 0 | 0
TELR1R | 0 | 0 | 9 | 2 | 30.7315 | 1.8133 | 0 | 0
TEMP2A | 12.375 | 22.9361 | 16 | 5 | 5.2333 | 3.1481 | 1 | 0
TEMP2B | 12.375 | 22.9361 | 16 | 5 | 4.5758 | 2.3103 | 1 | 0
THOM20 | 0 | 0 | 16 | 5 | 6.0993 | 2.9228 | 0 | 0
THOM41 | 19.955 | 0.0092671 | 16 | 5 | 5.8494 | 3.0137 | 2 | 0
THOM46 | 19.95 | 0 | 16 | 5 | 5.6719 | 3.0063 | 1 | 0
THUS10 | 0 | 0 | 1 | 1 | 88.3915 | 2.9761 | 0 | 0
THTO40 | 279.993 | 0 | 15 | 5 | 7.0977 | 2.9214 | 1 | 0
THUR20 | 0 | 0 | 16 | 5 | 4.349 | 2.6395 | 0 | 0
THUR2A | 0 | 0 | 16 | 5 | 4.3783 | 2.8183 | 0 | 0
TILB20 | 5.9014 | 695.0324 | 24 | 16 | 0.25003 | -1.0846 | 1 | 0
TILB40 | 0 | 0 | 24 | 16 | 2.1456 | -3.2721 | 0 | 0
TILB4A | 0 | 0 | 24 | 16 | 2.1248 | -3.2559 | 0 | 0
TILB4B | 0 | 0 | 24 | 16 | 2.1282 | -3.2615 | 0 | 0
TINP2A | 0 | 0 | 16 | 5 | 4.4352 | 2.6731 | 0 | 0
TINP2B | 0 | 0 | 16 | 5 | 4.4352 | 2.6731 | 0 | 0
TODP20 | 7.8685e-05 | 0.0092671 | 13 | 4 | 10.7996 | 2.9679 | 1 | 0
TONG10 | 0 | 0 | 10 | 2 | 39.791 | 1.9098 | 0 | 0
TONG1Q | 0 | 0 | 10 | 2 | 39.791 | 1.9098 | 0 | 0
TONG1R | 0 | 0 | 10 | 2 | 39.791 | 1.9098 | 0 | 0
TORN10 | 0 | 0 | 11 | 2 | 37.0107 | 1.9066 | 0 | 0
TORN40 | 0.0085 | 0.0092671 | 11 | 2 | 37.0107 | 1.9066 | 1 | 0
TOTT20 | 24.95 | 46.2428 | 23 | 18 | 0.63889 | -1.736 | 1 | 0
TRAW20 | 0 | 0 | 16 | 7 | 5.4047 | 2.158 | 0 | 0
TRAW40 | 46.907 | 0 | 16 | 7 | 5.4047 | 2.158 | 3 | 0
TREM20 | 0 | 0 | 21 | 11 | -7.5498 | 3.6238 | 0 | 0
TREU4A | 0 | 0 | 16 | 7 | 5.0375 | 0.99563 | 0 | 0
TREU4B | 0 | 0 | 16 | 7 | 5.0375 | 0.99563 | 0 | 0
TUMB1Q | 0 | 0 | 5 | 1 | 44.3354 | 4.0286 | 0 | 0
TUMB1R | 0 | 0 | 5 | 1 | 44.3354 | 4.0286 | 0 | 0
TUMM1Q | 0 | 0 | 5 | 1 | 44.9014 | 3.7882 | 0 | 0
TUMM1R | 0 | 0 | 5 | 1 | 44.9014 | 3.7882 | 0 | 0
TUMM20 | 0 | 0 | 5 | 1 | 47.8649 | 3.1029 | 0 | 0
TUMM4A | 0 | 0 | 5 | 1 | 49.877 | 2.961 | 0 | 0
TYNE20 | 0 | 0 | 13 | 4 | 14.9305 | 2.3181 | 0 | 0
TYNE2A | 0 | 0 | 13 | 4 | 17.2292 | 2.406 | 0 | 0
UPPB21 | 0 | 0 | 21 | 11 | -5.4428 | 3.7282 | 0 | 0
UPPB22 | 0 | 0 | 21 | 11 | -5.6854 | 3.7279 | 0 | 0
USKM20 | 66.6883 | 898.9178 | 21 | 11 | -7.8339 | 3.6381 | 3 | 0
USKM2A | 0 | 0 | 21 | 11 | -7.8448 | 3.5986 | 0 | 0
USKM2B | 0 | 0 | 21 | 11 | -7.8353 | 3.6437 | 0 | 0
WALH40 | 88.4485 | 0 | 22 | 12 | -3.2092 | 2.4066 | 3 | 0
WALP40_EME | 351.9046 | 759.9067 | 17 | 10 | 3.584 | 0.73634 | 7 | 0
WALP40_EPN | 350.7244 | 620.9002 | 17 | 10 | 3.584 | 0.73634 | 7 | 0
WALX20 | 0 | 0 | 24 | 18 | 0.58398 | -1.0676 | 0 | 0
WALX4A | 0 | 0 | 24 | 18 | 0.087902 | -0.35171 | 0 | 0
WALX4B | 0 | 0 | 24 | 18 | 0.09333 | -0.35954 | 0 | 0
WARL20 | 64.65 | 45.8721 | 24 | 16 | -0.31023 | -0.96979 | 2 | 0
WASF2A | 0 | 0 | 15 | 6 | 11.0077 | 0.43428 | 0 | 0
WASF2B | 0 | 0 | 15 | 6 | 10.9987 | 0.43467 | 0 | 0
WATS2A | 0 | 0 | 25 | 18 | -3.0889 | -0.91716 | 0 | 0
WATS2B | 0 | 0 | 25 | 18 | -3.0969 | -0.91847 | 0 | 0
WBOL20 | 0 | 0 | 13 | 4 | 13.5054 | 2.2836 | 0 | 0
WBUR40 | 94.5027 | 1235.3042 | 16 | 9 | 3.9342 | 2.8046 | 4 | 0
WESE10 | 101.5 | 0 | 11 | 2 | 37.6137 | 1.8661 | 2 | 1
WFIB20 | 0 | 0 | 9 | 2 | 44.1122 | 1.6082 | 0 | 0
WFIE1A | 94.95 | 46.2428 | 9 | 2 | 50.1564 | 1.8793 | 2 | 0
WFIE1B | 0 | 0 | 9 | 2 | 28.5866 | 6.5368 | 0 | 0
WFIE10 | 0 | 0 | 9 | 2 | 43.7331 | 1.6486 | 0 | 0
WFIE20 | 0 | 0 | 9 | 2 | 43.4167 | 1.7215 | 0 | 0
WGEO2Q | 0 | 0 | 9 | 2 | 41.3789 | 2.2297 | 0 | 0
WGEO2R | 0 | 0 | 9 | 2 | 41.3789 | 2.2297 | 0 | 0
WHAM40 | 0 | 0 | 23 | 18 | 2.4256 | -4.1529 | 0 | 0
WHAM4A | 0 | 0 | 23 | 18 | 1.0109 | -5.4932 | 0 | 0
WHAM4B | 0 | 0 | 23 | 18 | 1.0109 | -5.4932 | 0 | 0
WHGA20 | 28.5 | 52.8225 | 15 | 6 | 7.1784 | -0.1335 | 1 | 0
WHHO2Q | 0 | 0 | 11 | 2 | 35.0488 | 1.8067 | 0 | 0
WHHO2R | 0 | 0 | 11 | 2 | 35.0488 | 1.8067 | 0 | 0
WHIB1A | 0 | 0 | 5 | 1 | 44.1665 | 4.171 | 0 | 0
WHIB1B | 0 | 0 | 5 | 1 | 44.0637 | 4.0491 | 0 | 0
WHIB1C | 0 | 0 | 5 | 1 | 46.1747 | 4.2059 | 0 | 0
WHIB1D | 0 | 0 | 5 | 1 | 46.0467 | 4.0542 | 0 | 0
WHIB1E | 0 | 0 | 5 | 1 | 46.144 | 4.3108 | 0 | 0
WHIB1F | 0 | 0 | 5 | 1 | 45.9402 | 4.0693 | 0 | 0
WHIB1G | 0 | 0 | 5 | 1 | 46.1255 | 4.3158 | 0 | 0
WHIB1H | 0 | 0 | 5 | 1 | 45.9181 | 4.07 | 0 | 0
WHSO20 | 224.45 | 46.2428 | 21 | 11 | -7.7928 | 3.353 | 3 | 0
WHSO2A | 0 | 0 | 21 | 11 | -7.7707 | 3.2978 | 0 | 0
WHSO2B | 0 | 0 | 21 | 11 | -7.7706 | 3.2976 | 0 | 0
WHSO4B | 0 | 0 | 21 | 11 | -6.8788 | 2.9932 | 0 | 0
WHSO4A | 0 | 0 | 21 | 11 | -6.8731 | 2.991 | 0 | 0
WHTB1S | 0 | 0 | 9 | 2 | 42.7273 | 3.5929 | 0 | 0
WHTB1T | 0 | 0 | 9 | 2 | 42.7323 | 3.5908 | 0 | 0
WHTL1S | 0 | 0 | 9 | 2 | 42.9239 | 3.5929 | 0 | 0
WHTL1T | 0 | 0 | 9 | 2 | 42.929 | 3.5908 | 0 | 0
WIBA20 | 0 | 0 | 16 | 5 | 6.0676 | 2.0382 | 0 | 0
WIEN2A | 0 | 0 | 18 | 8 | -0.25973 | -0.3918 | 0 | 0
WIEN2B | 0 | 0 | 18 | 8 | -0.20885 | -0.133 | 0 | 0
WILE20 | 0 | 0 | 18 | 8 | 1.7499 | 0.41618 | 0 | 0
WILE40 | 106.0367 | 196.3791 | 18 | 8 | 1.7499 | 0.41618 | 6 | 0
WIMB20 | 0 | 0 | 23 | 18 | -3.8462 | -3.905 | 0 | 0
WIOW1Q | 0 | 0 | 1 | 1 | 44.3873 | -0.80489 | 0 | 0
WIOW1R | 0 | 0 | 1 | 1 | 44.3873 | -0.80489 | 0 | 0
WISD20_EPN | 0 | 0 | 23 | 18 | -2.9724 | -3.2181 | 0 | 0
WISD20_LPN | 0 | 129.7394 | 23 | 18 | -2.9724 | -3.2181 | 1 | 0
WISD20_SEP | 0 | 0 | 23 | 18 | -2.9724 | -3.2181 | 0 | 0
WISD2B | 0 | 0 | 23 | 18 | -0.75101 | -2.9666 | 0 | 0
WISD4A | 0 | 0 | 23 | 18 | -5.7077 | -3.5278 | 0 | 0
WISD4B | 0 | 0 | 23 | 18 | -5.7077 | -3.5278 | 0 | 0
WISH10 | 24.975 | 46.2892 | 11 | 2 | 37.5788 | 1.5047 | 1 | 0
WISH20 | 0 | 0 | 11 | 2 | 37.5788 | 1.5047 | 0 | 0
WISH40 | 0 | 0 | 11 | 2 | 37.1714 | 1.3431 | 0 | 0
WIYH10 | 200 | 370.6839 | 8 | 2 | 40.7213 | 3.1552 | 2 | 0
WIYH20 | 0 | 0 | 8 | 2 | 41.8423 | 2.285 | 0 | 0
WIYH2R | 0 | 0 | 8 | 2 | 41.7341 | 2.1224 | 0 | 0
WIYH4Q | 0 | 0 | 8 | 2 | 41.5158 | 2.5572 | 0 | 0
WLEE20 | 275.8 | 0 | 10 | 2 | 39.3834 | 1.825 | 2 | 1
WLEX20 | 166.6 | 0 | 10 | 2 | 39.3834 | 1.825 | 1 | 1
WMEL20 | 0 | 0 | 16 | 5 | 5.0274 | 2.8346 | 0 | 0
WOHI1Q | 0 | 0 | 1 | 1 | 44.2246 | -0.68269 | 0 | 0
WOHI1R | 0 | 0 | 1 | 1 | 44.2246 | -0.68269 | 0 | 0
WTHU4A | 0 | 0 | 24 | 18 | 2.695 | -3.8278 | 0 | 0
WTHU4B | 0 | 0 | 24 | 18 | 2.695 | -3.8278 | 0 | 0
WTHU4C | 0 | 0 | 24 | 18 | 2.5253 | -3.9802 | 0 | 0
WTHU4D | 0 | 0 | 24 | 18 | 2.5253 | -3.9898 | 0 | 0
WTHU4E | 0 | 0 | 24 | 18 | 2.528 | -3.9833 | 0 | 0
WTHU4F | 0 | 0 | 24 | 18 | 2.528 | -3.9915 | 0 | 0
WWEY20 | 64.85 | 46.2428 | 25 | 18 | -4.6974 | -2.6945 | 2 | 0
WWEY2A | 0 | 0 | 25 | 18 | -9.2024 | -2.5696 | 0 | 0
WWEY4A | 0 | 0 | 25 | 18 | -4.9145 | -2.8749 | 0 | 0
WWEY4B | 0 | 0 | 25 | 18 | -6.1365 | -2.8404 | 0 | 0
WYLF40 | 85.6664 | 194.6091 | 19 | 7 | 5.9778 | 5.3894 | 4 | 0
WYMO40 | 74.8965 | 0 | 18 | 15 | -0.72799 | 0.77497 | 2 | 0
FARI2J | 0 | 0 | 1 | 1 | 57.5405 | 3.9006 | 0 | 0
FARI2K | 0 | 0 | 1 | 1 | 57.5398 | 3.8982 | 0 | 0
CRSS2C | 0 | 0 | 7 | 1 | 61.6562 | 2.4388 | 0 | 0
CRSS2D | 0 | 0 | 7 | 1 | 61.6562 | 2.4388 | 0 | 0
BHLA10 | 146.16 | 0 | 3 | 1 | 54.8634 | 3.3849 | 2 | 1
DUNH10 | 0 | 0 | 10 | 2 | 40.8645 | 1.0764 | 0 | 0
FYRI10 | 0 | 0 | 1 | 1 | 63.8934 | 3.4896 | 0 | 0
FYRI2J | 58.8 | 0 | 1 | 1 | 63.8934 | 3.4896 | 1 | 0
FYRI2K | 0 | 0 | 1 | 1 | 63.8934 | 3.4896 | 0 | 0
HIBU40 | 0 | 0 | 23 | 18 | -1.0512 | -3.7199 | 0 | 0
LOCB10 | 0 | 0 | 1 | 1 | 71.6442 | 3.2268 | 0 | 0
LOCB20 | 0 | 0 | 1 | 1 | 70.7411 | 3.2545 | 0 | 0
BLHI40 | 972.1 | 0.92671 | 1 | 1 | 49.3105 | 0.72529 | 3 | 0
BLHI10 | 0 | 0 | 1 | 1 | 51.0048 | -1.0056 | 0 | 0
DORE11 | 61.95 | 0 | 1 | 1 | 51.0048 | -1.0056 | 1 | 1
DORE12 | 61.95 | 0 | 1 | 1 | 51.0048 | -1.0056 | 1 | 1
KYPE10 | 108.92 | 0 | 11 | 2 | 34.7332 | 1.1654 | 2 | 1
MIDM10 | 77.7 | 0 | 11 | 2 | 34.7332 | 1.1654 | 2 | 1
MILS1Q | 0.007 | 0 | 3 | 1 | 53.8836 | 3.3849 | 1 | 1
SPIT10 | 0 | 0 | 1 | 1 | 88.3144 | 2.908 | 0 | 0
SPIT20 | 0 | 0 | 1 | 1 | 89.8267 | 2.8921 | 0 | 0
THUS20 | 0 | 0 | 1 | 1 | 88.3915 | 2.9761 | 0 | 0
TOMT10 | 0 | 0 | 1 | 1 | 56.617 | 4.0968 | 0 | 0
TOMT20 | 0 | 0 | 1 | 1 | 57.6901 | 3.9355 | 0 | 0
ABBA10 | 66.85 | 0 | 1 | 1 | 47.3629 | 1.8873 | 1 | 1
ECLA40_SEP | 0 | 0 | 18 | 15 | -2.9219 | 0.66801 | 0 | 0
RICH40 | 1070 | 92.671 | 24 | 16 | 5.9009 | -4.5028 | 4 | 0
WIMB40 | 0 | 0 | 23 | 18 | -4.696 | -7.9831 | 0 | 0
LEIS4A | 0 | 0 | 18 | 10 | 5.3283 | -2.3122 | 2 | 0
CHIL40 | 1100 | 0 | 26 | 17 | -3.4686 | -1.0306 | 1 | 0
BULL40 | 0.007 | 0 | 24 | 10 | 2.7287 | -2.8294 | 1 | 0
ROTI20 | 0 | 0 | 1 | 1 | 49.2007 | 0.84305 | 0 | 0
NEDE20 | 630 | 0 | 2 | 1 | 52.0866 | 0.82833 | 1 | 0
LUND10 | 0 | 0 | 3 | 1 | 57.7997 | 4.0967 | 0 | 0
DENS10 | 0 | 0 | 5 | 1 | 47.1003 | 1.0563 | 0 | 0
DUNM1T | 0 | 0 | 1 | 1 | 57.8961 | 3.8994 | 0 | 0
GLKO10 | 33.95 | 0 | 1 | 1 | 56.617 | 4.0968 | 1 | 1
DONO10 | 73.5 | 0 | 11 | 2 | 34.7332 | 1.1654 | 2 | 1
SAKN10 | 75.6 | 0 | 10 | 2 | 39.4864 | 1.0764 | 1 | 1
MARV40 | 0 | 277.0862 | 18 | 10 | -1.693 | 1.6818 | 1 | 0
YAXL40 | 0 | 277.0862 | 18 | 10 | 3.8077 | -1.654 | 1 | 0
CREA10 | 64.68 | 0 | 1 | 1 | 72.6361 | 3.57 | 1 | 1
CAMA10 | 0 | 0 | 22 | 12 | -6.9257 | 1.683 | 0 | 0
CAPE10 | 0 | 0 | 16 | 6 | 4.1789 | 0.73192 | 0 | 0
ELST10 | 0 | 0 | 25 | 18 | -2.8314 | -0.66966 | 0 | 0
HEND10 | 0 | 0 | 25 | 18 | -3.6058 | -0.66966 | 0 | 0
INCE10 | 0 | 0 | 16 | 6 | 3.4045 | 0.73192 | 0 | 0
MARH4A | 0 | 0 | 18 | 10 | 0.35527 | 2.0989 | 0 | 0
MARH4B | 0 | 0 | 18 | 10 | 0.41435 | 2.0776 | 0 | 0
NORM10 | 0 | 0 | 18 | 10 | 3.7478 | -1.0075 | 0 | 0
NOTR10 | 0 | 0 | 18 | 10 | 2.9735 | -1.0075 | 0 | 0
PERH10 | 28 | 0 | 19 | 7 | 7.9444 | 5.3894 | 1 | 1
SAFO40 | 0 | 0 | 26 | 14 | -5.9167 | 3.4933 | 0 | 0
SALH40 | 0 | 0 | 13 | 4 | 10.7105 | 2.6113 | 0 | 0
SHUR40 | 0 | 0 | 26 | 14 | -5.8937 | 6.2565 | 0 | 0
SLKB10 | 0 | 0 | 1 | 1 | 57.0868 | 4.2517 | 0 | 0
WYLF10 | 0 | 0 | 19 | 7 | 5.9778 | 5.3894 | 0 | 0
SAKN1T | 0 | 0 | 10 | 2 | 41.9462 | 1.0764 | 0 | 0
CLSO10 | 0 | 0 | 1 | 1 | 51.8945 | -1.0056 | 0 | 0
ENHI10 | 55.3 | 0 | 10 | 2 | 39.4879 | 1.0764 | 2 | 1
GAWH10 | 38.64 | 0 | 11 | 2 | 34.7332 | 1.1654 | 1 | 1
CCSS10 | 64.4 | 0 | 11 | 2 | 34.7332 | 1.1654 | 2 | 1
LHOR4A | 0 | 0 | 25 | 17 | -0.6255 | -1.8624 | 0 | 0
DISS4A | 0 | 0 | 18 | 10 | 3.8077 | -1.654 | 0 | 0
DISS4B | 0 | 0 | 18 | 10 | 3.8077 | -1.654 | 0 | 0
KENN10 | 78.4 | 0 | 11 | 2 | 34.7332 | 1.1654 | 1 | 1
BROC1T | 33.6 | 0 | 11 | 2 | 34.732 | 1.1654 | 1 | 1
ALYT20 | 0 | 0 | 5 | 1 | 44.5569 | 1.416 | 0 | 0
WILT2A | 0 | 0 | 13 | 4 | 10.2233 | 2.9182 | 0 | 0
WILT2B | 0 | 0 | 13 | 4 | 10.2233 | 2.9182 | 0 | 0
WILT2C | 0 | 0 | 13 | 4 | 10.2233 | 2.9182 | 0 | 0
WILT2D | 0 | 0 | 13 | 4 | 10.2233 | 2.9182 | 0 | 0
KLYN40 | 7.8685e-05 | 0.0092671 | 17 | 10 | 3.6677 | 0.33582 | 1 | 1
ABED10 | 36.12 | 0 | 1 | 1 | 57.8961 | 3.8994 | 1 | 1
AREX10 | 50.96 | 0 | 10 | 2 | 38.9125 | 1.0764 | 1 | 1
AREX1A | 0 | 0 | 10 | 2 | 41.782 | 1.0764 | 0 | 0
AYRS40 | 242.5 | 449.4543 | 10 | 2 | 38.3451 | 2.6533 | 2 | 1
BENB10 | 64.4 | 0 | 10 | 2 | 39.6533 | 1.1529 | 2 | 1
BENB1T | 0 | 0 | 10 | 2 | 39.8199 | 1.1529 | 0 | 0
CHMO10 | 56 | 0 | 10 | 2 | 38.9125 | 1.0764 | 1 | 1
CHMO1T | 0 | 0 | 10 | 2 | 42.2908 | 1.0764 | 0 | 0
FIGS20 | 242.5 | 449.4543 | 9 | 2 | 41.565 | 1.8506 | 2 | 1
HOLM10 | 0 | 0 | 10 | 2 | 42.57 | 0.9857 | 0 | 0
HOLM1T | 0 | 0 | 10 | 2 | 41.7833 | 0.9857 | 0 | 0
LIMK10 | 74.2 | 0 | 1 | 1 | 87.8573 | 2.8653 | 1 | 1
CUMW10 | 79.8 | 0 | 11 | 2 | 34.7332 | 1.1654 | 1 | 1
LIMK1A | 0 | 0 | 1 | 1 | 88.5697 | 2.8653 | 0 | 0
SANQ10 | 175 | 0 | 10 | 2 | 39.4864 | 1.0764 | 1 | 1
LORG10 | 48.65 | 0 | 10 | 2 | 41.7833 | 0.9857 | 1 | 1
SHRG10 | 59.22 | 0 | 10 | 2 | 41.7833 | 0.9857 | 1 | 1
STOC10 | 71.4 | 0 | 10 | 2 | 38.9125 | 1.0764 | 1 | 1
CLAU10 | 58.8 | 0 | 10 | 2 | 40.9676 | 1.0764 | 1 | 1
COAB40 | 0.005 | 0.0092671 | 11 | 2 | 33.7492 | 1.164 | 1 | 1
FASI10 | 175 | 0 | 11 | 2 | 26.8879 | 0.58133 | 1 | 1
FASI1A | 0 | 0 | 11 | 2 | 28.7491 | 0.68162 | 0 | 0
FASI1B | 0 | 0 | 11 | 2 | 28.805 | 0.64173 | 0 | 0
FRIS40 | 0.007 | 0 | 18 | 10 | 5.0916 | -2.3122 | 1 | 0
KLBS49 | 0.005 | 0.0092671 | 11 | 2 | 37.9082 | 1.0183 | 1 | 1
CLGO2A | 0 | 0 | 1 | 1 | 53.0601 | 2.2975 | 0 | 0
SCOP10 | 350 | 0 | 12 | 2 | 29.7131 | 1.0356 | 1 | 1
CLGO20 | 147 | 0 | 1 | 1 | 53.0597 | 2.1314 | 1 | 1
STWD19 | 44.45 | 0 | 1 | 1 | 86.9319 | 2.5482 | 1 | 1
KERG10 | 310.1 | 0 | 1 | 1 | 49.3105 | 0.72529 | 1 | 1
KERG20 | 0 | 0 | 1 | 1 | 153.6407 | 0.72529 | 0 | 0
JUNV1B | 0 | 0 | 12 | 2 | 26.246 | 0.63963 | 0 | 0
COAN40 | 0 | 0 | 11 | 2 | 33.5613 | 1.1626 | 0 | 0
CRCK20 | 100.38 | 0 | 10 | 2 | 38.9125 | 1.0764 | 2 | 1
EUCH10 | 78.4 | 0 | 10 | 2 | 41.7833 | 0.9857 | 1 | 1
GHPS10 | 105 | 194.6091 | 10 | 2 | 39.4864 | 1.0764 | 1 | 1
GNSH10 | 70 | 0 | 10 | 2 | 42.2885 | 1.2929 | 2 | 1
HLND10 | 56 | 0 | 11 | 2 | 37.5788 | 1.5047 | 1 | 1
KNOK10 | 84 | 0 | 10 | 2 | 40.9676 | 1.0764 | 1 | 1
RAWH49 | 0.005 | 0.0092671 | 11 | 2 | 33.5613 | 1.1626 | 1 | 1
SHDM10 | 0 | 0 | 7 | 1 | 60.4735 | 2.0047 | 0 | 0
TNGF10 | 0 | 0 | 7 | 1 | 60.7388 | 2.0047 | 0 | 0
NLEI10 | 52.92 | 0 | 11 | 2 | 31.9598 | 1.1079 | 1 | 1
HORI10 | 67.2 | 0 | 12 | 2 | 25.8428 | 0.63932 | 3 | 1
LETH10 | 0.007 | 0 | 10 | 2 | 39.4864 | 1.0764 | 1 | 1
TRSN10 | 47.6 | 0 | 10 | 2 | 42.2885 | 1.2929 | 1 | 1
KEOO1Q | 0 | 0 | 10 | 2 | 42.0918 | 1.8932 | 0 | 0
TNGF1A | 0 | 0 | 7 | 1 | 58.7813 | 2.0047 | 0 | 0
ELVA10 | 0 | 0 | 11 | 2 | 31.9598 | 1.1079 | 0 | 0
OHLL10 | 35 | 0 | 10 | 2 | 39.4879 | 1.0764 | 1 | 1
CAAD1R | 0 | 0 | 7 | 1 | 58.8687 | 2.05 | 0 | 0
ACHE19 | 0 | 0 | 1 | 1 | 72.6401 | 4.0364 | 0 | 0
ARMA10 | 0 | 0 | 1 | 1 | 96.9051 | 2.5482 | 0 | 0
BAIL29 | 0 | 0 | 1 | 1 | 88.1244 | 2.9207 | 0 | 0
BEWF10 | 50.4 | 0 | 1 | 1 | 49.3105 | 0.72529 | 1 | 1
YELL10 | 0 | 0 | 1 | 1 | 176.0786 | 0.72529 | 0 | 0
BLEX10 | 0 | 0 | 3 | 1 | 55.6642 | 3.3849 | 0 | 0
BLEX1A | 0 | 0 | 3 | 1 | 53.8846 | 3.3849 | 0 | 0
BLGH10 | 51.17 | 0 | 7 | 1 | 39.956 | 1.7923 | 1 | 1
CRDH10 | 0 | 0 | 7 | 1 | 39.9986 | 1.6282 | 0 | 0
CLOI10 | 140 | 0 | 5 | 1 | 52.7346 | 3.2079 | 1 | 1
CLOI1A | 0 | 0 | 5 | 1 | 53.447 | 3.2079 | 0 | 0
COST10 | 14.28 | 0 | 1 | 1 | 125.7816 | 2.8653 | 1 | 1
COST1A | 0 | 0 | 1 | 1 | 130.0558 | 2.8653 | 0 | 0
FINS10 | 0 | 0 | 1 | 1 | 125.7816 | 2.8653 | 0 | 0
DELL10 | 0 | 0 | 5 | 1 | 64.845 | 3.2079 | 0 | 0
DELL1A | 0 | 0 | 5 | 1 | 53.447 | 3.2079 | 0 | 0
EARG29 | 0 | 0 | 7 | 1 | 65.1726 | 2.4373 | 0 | 0
EARG2A | 0 | 0 | 7 | 1 | 64.926 | 2.4373 | 0 | 0
EARG2B | 0 | 0 | 7 | 1 | 64.926 | 2.4373 | 0 | 0
CRAM29 | 0 | 0 | 7 | 1 | 63.734 | 2.4373 | 0 | 0
GLNU10 | 34.937 | 0 | 4 | 1 | 65.8077 | 3.3849 | 2 | 1
HEST10 | 14.28 | 0 | 1 | 1 | 125.7816 | 2.8653 | 1 | 1
MUAI10 | 0 | 0 | 1 | 1 | 167.8088 | 3.7078 | 0 | 0
BALN19 | 0 | 0 | 1 | 1 | 166.6521 | 3.7078 | 0 | 0
MSHL10 | 33.6 | 0 | 1 | 1 | 49.3105 | 0.72529 | 1 | 1
GREM10 | 0 | 0 | 1 | 1 | 157.4684 | 0.72529 | 0 | 0
YELL1T | 0 | 0 | 1 | 1 | 173.2291 | 0.72529 | 0 | 0
FINS20 | 0 | 0 | 1 | 1 | 125.7816 | 2.8653 | 0 | 0
ANSH20 | 0 | 0 | 1 | 1 | 164.5166 | 3.7078 | 0 | 0
ANSH10 | 0 | 0 | 1 | 1 | 164.5166 | 3.7078 | 0 | 0
STOR10 | 0 | 0 | 1 | 1 | 164.0717 | 3.7078 | 0 | 0
DAER10 | 67.2 | 0 | 12 | 2 | 29.7131 | 1.0356 | 1 | 1
GBRN10 | 63 | 0 | 10 | 2 | 39.4879 | 1.0764 | 1 | 1
MELV10 | 63 | 0 | 1 | 1 | 85.1258 | 2.8069 | 1 | 1
OFOA1T | 0 | 0 | 12 | 2 | 24.9613 | -1.8457 | 0 | 0
REDS40 | 61.747 | 0 | 11 | 2 | 33.2516 | 1.1409 | 3 | 0
QUAN10 | 66.5 | 0 | 10 | 2 | 42.0783 | 0.9857 | 1 | 1
GHPS40 | 0 | 0 | 11 | 2 | 34.109 | 1.1409 | 0 | 0
OFOA10 | 39.2 | 0 | 12 | 2 | 24.8674 | -0.56008 | 1 | 1
CHLE10 | 67.2 | 0 | 1 | 1 | 79.7598 | 3.57 | 1 | 0
CNBH10 | 105 | 0 | 7 | 1 | 58.2785 | 2.0047 | 1 | 1
CRWH19 | 50.82 | 0 | 1 | 1 | 51.0048 | -1.0056 | 1 | 1
PAUH19 | 0 | 0 | 1 | 1 | 50.4709 | -1.0056 | 0 | 0
ELCH10 | 69.3 | 0 | 1 | 1 | 51.0048 | -1.0056 | 1 | 1
KTDL10 | 0 | 0 | 1 | 1 | 77.751 | 3.1104 | 0 | 0
KTDL1A | 0 | 0 | 1 | 1 | 77.3061 | 3.1104 | 0 | 0
KRKN10 | 42 | 0 | 1 | 1 | 85.1258 | 2.8069 | 1 | 1
REJO20 | 0 | 0 | 1 | 1 | 56.5743 | 3.8994 | 0 | 0
KINM20 | 0 | 0 | 2 | 1 | 48.5194 | 0.72983 | 0 | 0
KINM2B | 0 | 0 | 2 | 1 | 47.8321 | 0.7282 | 0 | 0
KINM2C | 0 | 0 | 2 | 1 | 48.1757 | 0.72901 | 0 | 0
TEIN10 | 0.007 | 0 | 1 | 1 | 51.0048 | -1.0056 | 1 | 1
ENEI10 | 0.007 | 0 | 1 | 1 | 49.3105 | 0.72529 | 1 | 1
ENEI1N | 0 | 0 | 1 | 1 | 179.1038 | 0.72529 | 0 | 0
ARNI10 | 0 | 0 | 1 | 1 | 168.5212 | 3.7078 | 0 | 0
STWN10 | 0.007 | 0 | 1 | 1 | 57.4833 | 3.7078 | 1 | 1
BREE10 | 56 | 0 | 10 | 2 | 39.4879 | 1.0764 | 1 | 1
CLFO10 | 47.04 | 0 | 9 | 2 | 37.9958 | 1.8133 | 1 | 1
CLUH19 | 35 | 0 | 10 | 2 | 42.3395 | 1.0764 | 1 | 1
GRVY19 | 0.007 | 0 | 1 | 1 | 71.6442 | 3.2268 | 1 | 1
KETS2T | 0 | 0 | 1 | 1 | 48.3602 | 0.82989 | 0 | 0
OCHL19 | 24.75 | 45.8721 | 9 | 2 | 31.7332 | 6.5368 | 1 | 1
WEHL19 | 46.2 | 0 | 10 | 2 | 42.3733 | 0.9857 | 1 | 1
FASQ10 | 63 | 0 | 5 | 1 | 46.6619 | 1.491 | 1 | 1
GLDY10 | 109.2 | 0 | 5 | 1 | 46.5005 | 1.0952 | 1 | 1
REDS10 | 0 | 0 | 12 | 2 | 33.2516 | 1.1409 | 0 | 0
SPRB10 | 0.007 | 0 | 12 | 2 | 33.2516 | 1.1409 | 1 | 1
WNUK10 | 0 | 0 | 10 | 2 | 45.0997 | 1.9098 | 0 | 0
FELL10 | 35 | 0 | 10 | 2 | 43.0409 | 1.9098 | 1 | 1
KETS29 | 105 | 0 | 1 | 1 | 48.2361 | 0.82989 | 1 | 1
INGA40 | 0 | 0 | 3 | 1 | 53.8846 | 4.2747 | 0 | 0
COGL40 | 0.005 | 0.0092671 | 3 | 1 | 53.8846 | 4.2747 | 1 | 1
CRDH20 | 0 | 0 | 7 | 1 | 39.9986 | 1.6282 | 0 | 0
GILB10 | 124.95 | 0 | 1 | 1 | 88.3915 | 2.9761 | 3 | 1
BRWA4A | 66.9 | 50.0423 | 26 | 14 | -5.8948 | 5.1614 | 2 | 0
LAIR10 | 35 | 0 | 1 | 1 | 72.6361 | 3.57 | 1 | 1
HILD19 | 117.74 | 0 | 1 | 1 | 56.617 | 4.0968 | 1 | 1
HAWP40 | 0 | 0 | 13 | 4 | 6.0972 | 2.3119 | 0 | 0

## Nodal Data Gen Only
Bus Name | CatBGen (YR) | CatAGen (PS) | Current 27 Gen Zone | CMP419: Major ETYS Gen Zone | YR Nodal Price £/MWkm | PS Nodal Price £/MWkm | Generator? | Local?
ABTH20 | 164.407 | 230.7507 | 21 | 11 | -6.6279 | 3.6999 | 3 | 0
ALVE4A | 12.482 | 23.1214 | 27 | 13 | -7.4849 | 4.6463 | 3 | 0
ALVE4B | 12.475 | 23.1214 | 27 | 13 | -7.4848 | 4.6357 | 1 | 0
AUCH20 | 500 | 0 | 10 | 2 | 41.543 | 1.0764 | 1 | 0
AXMI40_SEP | 134.45 | 171.3486 | 26 | 14 | -6.2467 | 2.8375 | 4 | 0
AXMI40_WPD | 109.5 | 125.1058 | 26 | 14 | -6.2467 | 2.8375 | 3 | 0
BESW20 | 139.9 | 185.342 | 18 | 8 | -1.7309 | -0.17286 | 2 | 0
BICF4A | 1073.4035 | 0 | 17 | 9 | 4.1239 | 1.2133 | 5 | 0
BICF4B | 1073.3965 | 0 | 17 | 9 | 4.5392 | 0.66506 | 4 | 0
BLHI20 | 150.005 | 278.0222 | 1 | 1 | 49.3105 | 0.72529 | 2 | 0
BLYT20 | 3.1159 | 366.9771 | 13 | 4 | 17.9279 | 2.406 | 1 | 0
BLYT4A | 700 | 0 | 13 | 4 | 19.7568 | 2.1905 | 2 | 0
BLYT4B | 700 | 0 | 13 | 4 | 19.7488 | 2.1914 | 2 | 0
BODE40 | 676.347 | 0 | 16 | 7 | 6.4394 | 1.7028 | 7 | 0
BOLN40 | 348.1618 | 435.4609 | 25 | 17 | -1.5858 | -1.8624 | 5 | 0
BOTW40 | 0.007 | 0 | 26 | 17 | -3.5928 | -1.2984 | 1 | 0
BRAI4A | 59.88 | 46.2428 | 24 | 10 | 2.954 | -2.7241 | 2 | 0
BRAW20 | 50 | 92.671 | 15 | 5 | 7.6248 | 0.05523 | 1 | 0
BRED20 | 24.95 | 46.2428 | 16 | 6 | 5.9835 | -0.12319 | 1 | 0
BRFO40 | 1495.587 | 46.2428 | 18 | 10 | 3.8711 | -2.3122 | 7 | 0
BRIM2A_EPN | 1.7389 | 204.8029 | 24 | 18 | 0.46961 | -1.2346 | 1 | 0
BRIM2B_LPN | 1.7389 | 204.8029 | 24 | 18 | 0.46961 | -1.2346 | 1 | 0
BRIN20 | 0.005 | 0.0092671 | 16 | 5 | 4.5585 | 2.6731 | 1 | 0
BRLE40 | 74.8965 | 0 | 25 | 17 | -5.1707 | -1.4074 | 2 | 0
BRNX40 | 1610.01 | 0.018534 | 11 | 2 | 36.3327 | 1.909 | 4 | 0
BURW40 | 59.9605 | 46.2428 | 18 | 10 | 2.0412 | 0.38682 | 4 | 0
BUSH20 | 0.005 | 0.0092671 | 18 | 8 | 1.4535 | -0.05076 | 1 | 0
BUST20 | 24.95 | 46.2428 | 18 | 8 | 2.4385 | 0.20314 | 1 | 0
CANT40 | 249.9 | 0 | 24 | 16 | 5.0435 | -4.5028 | 3 | 0
CAPE20 | 146.9 | 198.3159 | 16 | 6 | 4.1789 | 0.73192 | 4 | 0
CARR20 | 24.95 | 46.2428 | 16 | 6 | 6.5373 | -1.2055 | 1 | 0
CARR40 | 20.0279 | 912.6702 | 16 | 6 | 6.968 | -0.56992 | 3 | 0
CARR4A | 12.475 | 23.1214 | 16 | 6 | 6.71 | -0.60607 | 1 | 0
CELL40_SPM | 39.91 | 0.018534 | 18 | 8 | 4.1363 | -0.11538 | 4 | 0
CHAP10 | 105.616 | 0 | 12 | 2 | 24.8675 | 0.70624 | 1 | 0
CHIC40 | 0.007 | 0 | 26 | 14 | -6.2151 | 1.3638 | 1 | 0
CILF40 | 112.005 | 0.0092671 | 21 | 11 | -5.6778 | 3.775 | 2 | 0
CAIN20 | 26.25 | 0 | 1 | 1 | 48.9371 | 0.76552 | 1 | 0
CLEH40 | 441.007 | 0 | 24 | 16 | 4.538 | -4.5028 | 2 | 0
CLUN1S | 0.24078 | 28.3573 | 5 | 1 | 45.441 | 4.1963 | 1 | 0
CLUN1T | 0.24078 | 28.3573 | 5 | 1 | 45.102 | 3.8574 | 1 | 0
COAL10 | 58.8 | 0 | 11 | 2 | 34.7332 | 1.1654 | 2 | 0
COAL40 | 100 | 185.342 | 11 | 2 | 34.7332 | 1.1654 | 1 | 0
COCK20 | 1226 | 222.4104 | 11 | 2 | 36.1644 | 1.8228 | 4 | 0
CONQ40 | 516.3655 | 1279.7862 | 16 | 7 | 5.3932 | 1.2596 | 4 | 0
COTT40 | 3.5085 | 412.3859 | 16 | 9 | 3.6772 | 2.7057 | 2 | 0
COVE20 | 24.95 | 46.2428 | 18 | 8 | -1.0163 | -0.18168 | 1 | 0
COWL40 | 164.85 | 231.5848 | 25 | 15 | -3.9762 | 0.67501 | 3 | 0
COYL20 | 24.95 | 46.2428 | 10 | 2 | 38.9125 | 1.0764 | 1 | 0
CREB40 | 840.007 | 0 | 15 | 5 | 6.1471 | 2.9288 | 3 | 0
CRSS10 | 173.39 | 0 | 7 | 1 | 57.7135 | 2.0047 | 5 | 0
CRSS1Q | 17.5 | 0 | 7 | 1 | 56.2889 | 1.9521 | 1 | 0
CRSS2A | 0.007 | 0 | 7 | 1 | 64.2684 | 2.4373 | 1 | 0
CRYR40 | 453.6 | 0 | 11 | 2 | 37.6137 | 1.8661 | 4 | 0
DAIN40 | 0.005 | 0.0092671 | 16 | 6 | 6.7829 | -0.59118 | 1 | 0
DEVO10 | 24.75 | 45.8721 | 9 | 2 | 31.7332 | 6.5368 | 1 | 0
DIDC40 | 11.606 | 1459.568 | 25 | 15 | -4.5545 | 0.7372 | 2 | 0
DOUN10 | 0.007 | 0 | 1 | 1 | 87.8573 | 2.8653 | 1 | 0
DOUN20 | 24 | 44.4821 | 1 | 1 | 87.8573 | 2.8653 | 1 | 0
DRAK40 | 39.912 | 0.0092671 | 18 | 8 | 2.2297 | 0.46957 | 3 | 0
DRAX40 | 124.9395 | 1969.1749 | 15 | 5 | 6.6085 | 3.0559 | 4 | 0
DUNG40 | 0.0085 | 0.0092671 | 24 | 16 | 1.6723 | -1.8624 | 1 | 0
EASO40 | 5.8297 | 685.7653 | 18 | 10 | -0.78108 | 2.1251 | 2 | 0
ECCL40 | 300 | 556.0259 | 11 | 2 | 31.8036 | 1.9864 | 2 | 0
ECLA40_EME | 45.437 | 0 | 18 | 15 | -2.9219 | 0.66801 | 3 | 0
ECLA40_WPD | 45.437 | 0 | 18 | 15 | -2.9219 | 0.66801 | 3 | 0
EERH20 | 100 | 185.342 | 9 | 2 | 39.4867 | 1.756 | 1 | 0
EGGB40 | 19.2778 | 2270.439 | 15 | 5 | 6.3626 | 3.1159 | 1 | 0
ELST40 | 52.275 | 22.9361 | 25 | 18 | -2.5177 | 2.415 | 2 | 0
ELST4A | 12.375 | 22.9361 | 25 | 18 | -2.5177 | 2.415 | 1 | 0
ELVA2R | 52.92 | 0 | 11 | 2 | 31.9598 | 1.1079 | 1 | 0
ELVA40 | 35.441 | 9.0818 | 11 | 2 | 31.9598 | 1.1079 | 2 | 0
ENDE40 | 28.9485 | 105.6449 | 18 | 8 | 0.22406 | 0.98672 | 2 | 0
ERRO10 | 0.59014 | 69.5032 | 5 | 1 | 44.2464 | 4.0286 | 1 | 0
EXET40 | 25.4055 | 99.0653 | 26 | 13 | -6.2755 | 4.1652 | 4 | 0
FASN20 | 0.36195 | 42.6287 | 3 | 1 | 55.6353 | 3.5776 | 1 | 0
FAWL40 | 1.2432 | 276.1595 | 26 | 17 | -4.8584 | -1.0284 | 2 | 0
FECK40 | 6 | 11.1205 | 18 | 8 | -0.92821 | 1.2483 | 1 | 0
FERR20_NED | 75 | 139.0111 | 15 | 5 | 6.45 | 2.8574 | 2 | 0
FERR20_YED | 3.9342e-05 | 0.0046335 | 15 | 5 | 6.45 | 2.8574 | 1 | 0
FIDF20_ENW | 37.5025 | 69.5079 | 15 | 6 | 8.9203 | 0.57539 | 2 | 0
FIDF20_SPM | 37.5025 | 69.5079 | 15 | 6 | 8.9203 | 0.57539 | 2 | 0
FLEE40 | 73.5238 | 44.0187 | 25 | 17 | -5.1849 | -1.9789 | 3 | 0
GLEN1Q | 0.31474 | 37.0684 | 3 | 1 | 54.8634 | 3.3849 | 1 | 0
GRAI40 | 2612.7232 | 1498.4805 | 24 | 16 | 4.076 | -3.5033 | 7 | 0
GREN40_EME | 28.63 | 0 | 18 | 10 | -0.52269 | 1.8978 | 2 | 0
GRMO20 | 0.94422 | 111.2052 | 9 | 2 | 40.6366 | 1.8411 | 1 | 0
GRSA20 | 5.7282 | 674.6447 | 13 | 4 | 10.6162 | 2.9182 | 2 | 0
GRSB20 | 5.7282 | 674.6447 | 13 | 4 | 10.6162 | 2.9182 | 2 | 0
HAMH40_EME | 0.012 | 0.0092671 | 18 | 8 | 0.36981 | 0.70091 | 2 | 0
HARK40 | 149.557 | 46.2428 | 12 | 4 | 24.6027 | 0.87013 | 4 | 0
HARM20 | 26.25 | 0 | 13 | 4 | 11.4425 | 2.7939 | 1 | 0
HEDO20 | 298.55 | 0 | 15 | 5 | 6.1471 | 3.7305 | 2 | 0
HEYS40 | 562.8135 | 0.018534 | 14 | 3 | 14.5652 | 0.23984 | 6 | 0
HIGM20 | 0.007 | 0 | 16 | 9 | 2.773 | 2.4985 | 1 | 0
HIGM40 | 40.95 | 0 | 16 | 9 | 3.7085 | 2.1808 | 2 | 0
HIGM4A | 19.95 | 0 | 16 | 9 | 3.7356 | 1.9857 | 1 | 0
HINP40 | 2839.0085 | 3095.22 | 26 | 14 | -5.8948 | 6.2941 | 3 | 0
HUMR40 | 12.3299 | 1452.1543 | 15 | 5 | 5.1386 | 4.3859 | 2 | 0
HUNE40 | 149.907 | 277.8276 | 10 | 2 | 38.3451 | 2.6533 | 3 | 0
HUTT40 | 1.2196 | 143.64 | 14 | 3 | 17.818 | 0.44036 | 1 | 0
INDQ40 | 73.65 | 266.2437 | 27 | 13 | -9.6855 | 3.8449 | 4 | 0
IROA10 | 95.05 | 176.1675 | 22 | 12 | -7.7 | 1.683 | 1 | 0
IRON40 | 84 | 0 | 18 | 8 | 2.7576 | 0.81284 | 1 | 0
IVER4A | 12.475 | 23.1214 | 25 | 18 | -3.3721 | -1.4243 | 1 | 0
IVER4B | 12.475 | 23.1214 | 25 | 18 | -5.5298 | -0.45928 | 1 | 0
KEAD40 | 14.1869 | 1670.8578 | 16 | 5 | 4.9446 | 2.9107 | 2 | 0
KEAR40 | 24.957 | 46.2428 | 15 | 6 | 7.4867 | -0.51374 | 2 | 0
KEIT10 | 0.005 | 0.0092671 | 1 | 1 | 51.1009 | 1.7456 | 1 | 0
KEIT20 | 4.95 | 9.1744 | 1 | 1 | 49.4045 | 0.73236 | 1 | 0
KEMS40 | 149.45 | 276.9936 | 24 | 16 | 4.0661 | -4.5028 | 3 | 0
KIBY20 | 25.3465 | 92.115 | 15 | 6 | 10.4146 | 0.50609 | 3 | 0
KILL40 | 1768.249 | 1074.0567 | 15 | 5 | 5.1389 | 4.296 | 8 | 0
KILS40 | 150.005 | 278.0222 | 10 | 2 | 37.9082 | 1.0183 | 2 | 0
KINC20 | 100.005 | 185.3512 | 9 | 2 | 41.565 | 1.8506 | 2 | 0
KINO40 | 108.3893 | 863.7028 | 24 | 16 | 3.4679 | -3.5319 | 5 | 0
KINT10 | 31.5 | 0 | 1 | 1 | 46.3842 | 1.8873 | 1 | 0
KNOC20 | 0.005 | 0.0092671 | 1 | 1 | 56.9442 | 3.8994 | 1 | 0
LACK20 | 2.2425 | 264.1123 | 13 | 4 | 10.6162 | 2.8771 | 1 | 0
LACK40 | 1764.007 | 0 | 13 | 4 | 10.7175 | 2.7314 | 3 | 0
LALE20_SEP | 12.475 | 23.1214 | 25 | 18 | -9.8539 | -2.8409 | 1 | 0
LALE20_SPN | 12.475 | 23.1214 | 25 | 18 | -9.8539 | -2.8409 | 1 | 0
LAND4A | 12.975 | 24.0481 | 27 | 13 | -9.1089 | 5.1519 | 2 | 0
LAND4B | 12.475 | 23.1214 | 27 | 13 | -9.113 | 5.1548 | 1 | 0
LEGA40 | 271.407 | 52.8225 | 18 | 7 | 4.6594 | 0.97187 | 6 | 0
LEIS10 | 593.6 | 0 | 18 | 10 | 6.9117 | -2.3122 | 2 | 0
LISD20 | 57 | 105.6449 | 15 | 6 | 6.677 | 0.51869 | 2 | 0
LITT40 | 0 | 0 | 24 | 18 | 2.5441 | -4.7702 | 1 | 0
LOAN20 | 0.005 | 0.0092671 | 9 | 2 | 41.8519 | 1.8785 | 1 | 0
LOVE40 | 64.85 | 46.2428 | 26 | 17 | -3.8149 | -1.8624 | 3 | 0
MANN40 | 88.6 | 90.2615 | 26 | 14 | -6.172 | -0.62707 | 3 | 0
MELG10 | 34.86 | 0 | 5 | 1 | 52.7346 | 3.2079 | 1 | 0
MELK40_SEP | 20.1467 | 23.1631 | 22 | 12 | -5.9862 | 1.2759 | 2 | 0
MELK40_WPD | 20.1467 | 23.1631 | 22 | 12 | -5.9862 | 1.2759 | 2 | 0
MILH2A_EPN | 28.5 | 52.8225 | 25 | 18 | -5.435 | -0.66966 | 1 | 0
MITY40 | 243.993 | 264.1123 | 22 | 12 | -5.1903 | 1.2038 | 9 | 0
MOFF10 | 17.5 | 0 | 12 | 2 | 29.7131 | 1.0356 | 1 | 0
MONF20 | 28.505 | 52.8317 | 15 | 5 | 6.6625 | 2.822 | 2 | 0
MYBS11 | 164.575 | 0.0092671 | 1 | 1 | 88.6703 | 2.908 | 6 | 0
MYBS12 | 9.975 | 0 | 1 | 1 | 87.806 | 3.3461 | 1 | 0
NEAR2Q | 0.005 | 0.0092671 | 9 | 2 | 38.57 | 1.637 | 1 | 0
NECU10 | 312.9 | 0 | 10 | 2 | 39.4879 | 1.0764 | 2 | 0
NEIL10 | 24.95 | 46.2428 | 10 | 2 | 40.0135 | 1.0809 | 1 | 0
NEIL40 | 16.5 | 30.5814 | 10 | 2 | 39.4232 | 2.5337 | 1 | 0
NORM40 | 774.1512 | 481.3331 | 18 | 10 | 3.7478 | -1.0075 | 7 | 0
NORT20 | 68.53 | 0 | 13 | 4 | 10.8224 | 2.3913 | 2 | 0
NURS40 | 24.95 | 46.2428 | 26 | 17 | -4.4293 | -0.62135 | 1 | 0
OCKH20 | 14.25 | 26.4112 | 18 | 8 | -0.054219 | -0.3918 | 1 | 0
OCKH2A | 14.25 | 26.4112 | 18 | 8 | -0.34704 | -0.18137 | 1 | 0
OLDB4A | 24.95 | 46.2428 | 18 | 8 | 0.56905 | 0.30878 | 1 | 0
ORRI10 | 0.14163 | 16.6808 | 1 | 1 | 62.1937 | 4.0669 | 1 | 0
OSBA40 | 28.5 | 52.8225 | 15 | 5 | 7.7008 | 2.8505 | 1 | 0
PEHE20 | 73.5001 | 0.0092671 | 2 | 1 | 52.8337 | 0.8146 | 3 | 0
PEMB40 | 828.7863 | 2037.8441 | 20 | 11 | -5.1606 | 9.1687 | 11 | 0
PENT40 | 39.907 | 0 | 19 | 7 | 5.9778 | 4.1891 | 2 | 0
PEWO40 | 308.5 | 52.8225 | 15 | 3 | 12.5053 | 0.15304 | 2 | 0
RAIN20_ENW | 71.25 | 132.0561 | 15 | 6 | 9.5454 | 0.5466 | 1 | 0
RATS40 | 60.0002 | 111.2237 | 18 | 8 | 1.5612 | 1.0973 | 3 | 0
RAYL40 | 79.8 | 0 | 24 | 16 | 2.321 | -3.0059 | 2 | 0
ROCH20 | 28.5 | 52.8225 | 15 | 6 | 7.1101 | 0.26624 | 1 | 0
RYEH40 | 45.526 | 662.5975 | 24 | 18 | 0.20281 | -0.27007 | 2 | 0
SEAB40 | 34.6597 | 1189.8027 | 22 | 12 | -6.5333 | 4.5415 | 2 | 0
SELL40 | 3024.95 | 46.2428 | 24 | 16 | 2.5296 | -1.8624 | 3 | 0
SHIN10 | 73.5 | 0 | 1 | 1 | 71.0385 | 4.0364 | 1 | 0
SHRE4A | 35 | 0 | 18 | 8 | 3.2298 | 0.84278 | 2 | 0
SIZE40 | 1045.5 | 1139.8531 | 18 | 10 | 5.3629 | -2.3122 | 1 | 0
SLOY10 | 0.62948 | 74.1368 | 8 | 1 | 44.3932 | 3.8255 | 1 | 0
SPEN4A | 12.475 | 23.1214 | 13 | 4 | 13.9655 | 2.3404 | 1 | 0
SPEN4B | 12.475 | 23.1214 | 13 | 4 | 13.9655 | 2.3404 | 1 | 0
STAH4A | 63.7 | 0 | 14 | 3 | 13.6033 | 0.056648 | 1 | 0
STAH4B | 63.7 | 0 | 14 | 3 | 13.4151 | 0.056163 | 1 | 0
STAL20 | 75 | 139.0065 | 16 | 6 | 5.7751 | 0.15475 | 1 | 0
STAY40 | 13.7976 | 1623.6049 | 16 | 9 | 2.5625 | 2.61 | 3 | 0
STHA40 | 0.005 | 0.0092671 | 11 | 2 | 36.2008 | 1.2316 | 1 | 0
SUND40 | 94.4 | 174.9628 | 18 | 15 | -1.6535 | 1.081 | 4 | 0
SWAN20_SPM | 149.5 | 277.0862 | 21 | 11 | -5.4599 | 6.0497 | 1 | 0
SWAN44 | 46.4285 | 23.1214 | 21 | 11 | -5.387 | 5.8983 | 3 | 0
SWAN4A | 46.4355 | 23.1214 | 21 | 11 | -5.4599 | 6.0497 | 4 | 0
TAUN4A | 222.475 | 23.1214 | 26 | 14 | -5.8694 | 5.2783 | 2 | 0
TAUN4B | 12.475 | 23.1214 | 26 | 14 | -5.8692 | 5.2594 | 1 | 0
TEAL10 | 50 | 92.671 | 5 | 1 | 47.9011 | 1.0563 | 1 | 0
TEAL20 | 752.5 | 0 | 5 | 1 | 45.3415 | 1.4055 | 1 | 0
TEMP2A | 12.375 | 22.9361 | 16 | 5 | 5.2333 | 3.1481 | 1 | 0
TEMP2B | 12.375 | 22.9361 | 16 | 5 | 4.5758 | 2.3103 | 1 | 0
THOM41 | 19.955 | 0.0092671 | 16 | 5 | 5.8494 | 3.0137 | 2 | 0
THOM46 | 19.95 | 0 | 16 | 5 | 5.6719 | 3.0063 | 1 | 0
THTO40 | 279.993 | 0 | 15 | 5 | 7.0977 | 2.9214 | 1 | 0
TILB20 | 5.9014 | 695.0324 | 24 | 16 | 0.25003 | -1.0846 | 1 | 0
TODP20 | 7.8685e-05 | 0.0092671 | 13 | 4 | 10.7996 | 2.9679 | 1 | 0
TORN40 | 0.0085 | 0.0092671 | 11 | 2 | 37.0107 | 1.9066 | 1 | 0
TOTT20 | 24.95 | 46.2428 | 23 | 18 | 0.63889 | -1.736 | 1 | 0
TRAW40 | 46.907 | 0 | 16 | 7 | 5.4047 | 2.158 | 3 | 0
USKM20 | 66.6883 | 898.9178 | 21 | 11 | -7.8339 | 3.6381 | 3 | 0
WALH40 | 88.4485 | 0 | 22 | 12 | -3.2092 | 2.4066 | 3 | 0
WALP40_EME | 351.9046 | 759.9067 | 17 | 10 | 3.584 | 0.73634 | 7 | 0
WALP40_EPN | 350.7244 | 620.9002 | 17 | 10 | 3.584 | 0.73634 | 7 | 0
WARL20 | 64.65 | 45.8721 | 24 | 16 | -0.31023 | -0.96979 | 2 | 0
WBUR40 | 94.5027 | 1235.3042 | 16 | 9 | 3.9342 | 2.8046 | 4 | 0
WFIE1A | 94.95 | 46.2428 | 9 | 2 | 50.1564 | 1.8793 | 2 | 0
WHGA20 | 28.5 | 52.8225 | 15 | 6 | 7.1784 | -0.1335 | 1 | 0
WHSO20 | 224.45 | 46.2428 | 21 | 11 | -7.7928 | 3.353 | 3 | 0
WILE40 | 106.0367 | 196.3791 | 18 | 8 | 1.7499 | 0.41618 | 6 | 0
WISD20_LPN | 0 | 129.7394 | 23 | 18 | -2.9724 | -3.2181 | 1 | 0
WISH10 | 24.975 | 46.2892 | 11 | 2 | 37.5788 | 1.5047 | 1 | 0
WIYH10 | 200 | 370.6839 | 8 | 2 | 40.7213 | 3.1552 | 2 | 0
WWEY20 | 64.85 | 46.2428 | 25 | 18 | -4.6974 | -2.6945 | 2 | 0
WYLF40 | 85.6664 | 194.6091 | 19 | 7 | 5.9778 | 5.3894 | 4 | 0
WYMO40 | 74.8965 | 0 | 18 | 15 | -0.72799 | 0.77497 | 2 | 0
FYRI2J | 58.8 | 0 | 1 | 1 | 63.8934 | 3.4896 | 1 | 0
BLHI40 | 972.1 | 0.92671 | 1 | 1 | 49.3105 | 0.72529 | 3 | 0
RICH40 | 1070 | 92.671 | 24 | 16 | 5.9009 | -4.5028 | 4 | 0
LEIS4A | 0 | 0 | 18 | 10 | 5.3283 | -2.3122 | 2 | 0
CHIL40 | 1100 | 0 | 26 | 17 | -3.4686 | -1.0306 | 1 | 0
BULL40 | 0.007 | 0 | 24 | 10 | 2.7287 | -2.8294 | 1 | 0
NEDE20 | 630 | 0 | 2 | 1 | 52.0866 | 0.82833 | 1 | 0
MARV40 | 0 | 277.0862 | 18 | 10 | -1.693 | 1.6818 | 1 | 0
YAXL40 | 0 | 277.0862 | 18 | 10 | 3.8077 | -1.654 | 1 | 0
FRIS40 | 0.007 | 0 | 18 | 10 | 5.0916 | -2.3122 | 1 | 0
REDS40 | 61.747 | 0 | 11 | 2 | 33.2516 | 1.1409 | 3 | 0
CHLE10 | 67.2 | 0 | 1 | 1 | 79.7598 | 3.57 | 1 | 0
BRWA4A | 66.9 | 50.0423 | 26 | 14 | -5.8948 | 5.1614 | 2 | 0

## GenLocal Info
Station | Generator Type | Max Contracted TEC at Peak (Transport Model TEC) | Generation Base (Tariff Model TEC) | Node 1 | Node 2 | Node 3 | Nodal Input
Aminth | Interconnectors | 700 | 0 | NORM40 |  |  | Bus Name | Local Substation Name | Local Asset Grouping
Aquind Interconnector | Interconnectors | 1000 | 0 | LOVE40 |  |  | ABBA10 | Aberdeen Bay | Aberdeen Offshore WF
Auchencrosh (interconnector CCT) | Interconnectors | 250 | 0 | AUCH20 |  |  | ABED10 | Aberarder | aberarder onshore wind farm
Britned | Interconnectors | 600 | 0 | GRAI40 |  |  | ACHR1R | Achruach | Achruach
Continental Link | Interconnectors | 900 | 0 | BLYT4A | BLYT4B |  | AIGA1Q | Aigas | Aigas
Cronos | Interconnectors | 700 | 0 | KEMS40 |  |  | ANSU10 | An Suidhe | An Suidhe
East West Interconnector | Interconnectors | 252.5 | 0 | CONQ40 |  |  | AREC10 | Arecleoch | Auchencrosh
ElecLink | Interconnectors | 500 | 0 | SELL40 |  |  | AREX10 | Arecleoch extension | Auchencrosh
EuroLink | Interconnectors | 800 | 0 | LEIS4A |  |  | AYRS40 | ayrshire grid collector | ayrshire grid collector
FAB Link Interconnector | Interconnectors | 700 | 0 | EXET40 |  |  | BEIN10 | Beinneun Wind Farm | Livishie
Greenlink | Interconnectors | 252 | 0 | PEMB40 |  |  | BENB10 | Benbrack | benbrack wind farm
Gridlink Interconnector | Interconnectors | 750 | 0 | KINO40 |  |  | BHLA10 | Bhlaraidh Wind Farm | Bhlaraidh
IFA Interconnector | Interconnectors | 1000 | 0 | SELL40 |  |  | BLAH10 | Black Hill | New Cumnock
IFA2 Interconnector | Interconnectors | 550 | 0 | CHIL40 |  |  | BLCW10 | BlackCraig Wind Farm | New Cumnock
Kulizumboo Interconnector | Interconnectors | 350 | 0 | CANT40 |  |  | BLKL10 | Black Law | Black Law
MARES | Interconnectors | 375 | 0 | BODE40 |  |  | BLLX10 | BlackLaw Extension | BlackLaw Extension
Nautilus | Interconnectors | 750 | 0 | LEIS4A |  |  | BROC1T | Broken Cross | Broken Cross
Nemo Link | Interconnectors | 510 | 0 | RICH40 |  |  | CCSS10 | Cumberhead Collector | Galawhistle
NeuConnect Interconnector | Interconnectors | 700 | 0 | GRAI40 |  |  | CHMO10 | Chirmorie | Auchencrosh
NorthConnect | Interconnectors | 700 | 0 | PEHE20 |  |  | CLYN2Q | Clyde (North) | Clyde (North)
NS Link | Interconnectors | 700 | 0 | BLYT4A | BLYT4B |  | CLYS2R | Clyde (South) | Clyde (South)
SENECA | Interconnectors | 0 | 0 |  |  |  | COGA10 | Corriegarth | Corriegarth
Southernlink | Interconnectors | 0 | 0 | GRAI40 |  |  | CORI10 | Corriemoillie | Luichart
Tarchon | Interconnectors | 0 | 0 |  |  |  | COSO40 | Coryton | Coryton
The Superconnection | Interconnectors | 500 | 0 | CREB40 |  |  | CREA10 | CREAG RIABHACH | CREAG RIABHACH
Viking Link Denmark Interconnector | Interconnectors | 750 | 0 | BICF4A | BICF4B |  | CRUA20 | Cruachan | Cruachan
A'Chruach Wind Farm | Wind Onshore | 21.5 | 21.5 | ACHR1R |  |  | CULL1Q | Culligran | Culligran
Aberarder Wind Farm | Wind Onshore | 25.8 | 25.8 | ABED10 |  |  | CUMW10 | Cumberhead West | cumberhead west
Aberdeen Offshore Wind Farm | Wind Offshore | 47.75 | 47.75 | ABBA10 |  |  | DEAN1Q | Deanie | Culligran
Abergelli Power Limited | Pump Storage | 149.5 | 149.5 | SWAN20_SPM |  |  | DESA1Q | Dersalloch | Dersalloch
Aberthaw (Tertiary) | Wind Onshore | 28.5 | 28.5 | ABTH20 |  |  | DINO40 | Dinorwig | Dinorwig
Aberthaw Energy | Pump Storage | 124.5 | 124.5 | ABTH20 |  |  | DONO10 | Douglas North | Middle Muir
Achany Extension Wind Farm | Wind Onshore | 52.5 | 52.5 | SHIN10 |  |  | DORE11 | Dorenell | Dorenell Wind Farm
Acharole Wind Farm | Wind Onshore | 26.4 | 26.4 | MYBS11 |  |  | DORE12 | Dorenell | Dorenell Wind Farm
Afton Wind Farm | Wind Onshore | 25 | 25 | BLAH10 |  |  | DUNE10 | Dunlaw Extension | Dunlaw Extension
Aigas (part of the Beauly Cascade) | Hydro | 10 | 10 | AIGA1Q |  |  | DUNH1Q | Dunhill | New Cumnock
Aikengall IIa Wind Farm | Wind Onshore | 40.6 | 40.6 | WESE10 |  |  | DUNH1R | Dunhill | New Cumnock
Aikengall II Windfarm | Wind Onshore | 31.9 | 31.9 | WESE10 |  |  | DUNM10 | Dumnaglass | Corriegarth
Alcemi Coalburn Battery Energy Storage Facility | Pump Storage | 250 | 250 | COAB40 |  |  | EDIN10 | Edinbane | Edinbane
Alcemi Devilla Battery Energy Storage Facility | Pump Storage | 250 | 250 | LOAN20 |  |  | ENHI10 | Enoch Hill | Enoch Hill
Alverdiscott PP | Pump Storage | 24.95 | 24.95 | ALVE4A | ALVE4B |  | EWEH1Q | Ewe Hill | Ewe Hill
Alverdiscott | Wind Offshore | 900 | 900 | ALVE4A |  |  | FAAR1Q | Farr | Faar WF
An Suidhe Wind Farm - Argyll (SRO) | Wind Onshore | 9.65 | 9.65 | ANSU10 |  |  | FAAR1R | Farr | Faar WF
Arecleoch | Wind Onshore | 57 | 57 | AREC10 |  |  | FALL40 | Fallago | Fallago
Arecleoch Windfarm Extension | Wind Onshore | 36.4 | 36.4 | AREX10 |  |  | FERO10 | Fernoch | Carraig Gheal
Armadale Wind Farm | Wind Onshore | 49.5 | 49.5 | CONN1C | CONN1J |  | FFES20 | Ffestiniogg | Ffestiniogg
Awel Y Mor Extension | Wind Offshore | 550 | 550 | BODE40 |  |  | FIGS20 | Fife Grid Services | fife grid services
Axminster | Pump Storage | 75 | 75 | AXMI40_SEP | AXMI40_WPD |  | FINL1Q | Finlarig | Finlarig
Axminster PP | Pump Storage | 24.95 | 24.95 | AXMI40_SEP |  |  | FOYE20 | Foyers | Foyers
Axminster - New Connection | Wind Onshore | 60 | 60 | AXMI40_SEP | AXMI40_WPD |  | GAWH10 | Galawhistle | Galawhistle
Axminster Tertiary | Pump Storage | 60 | 60 | AXMI40_SEP | AXMI40_WPD |  | GBRN10 | Greenburn | greenburn
Ayrshire Grid Services Facility | Pump Storage | 0 | 0 | AYRS40 |  |  | GLDO1G | Glendoe | Glendoe
Bad a Cheo Wind Farm | Wind Onshore | 13.325 | 13.325 | MYBS11 |  |  | GLGL10 | Glenglass | New Cumnock
Baillie Greener Grid Park | Pump Storage | 24 | 24 | DOUN20 |  |  | GLKO10 | Glen Kyllachy | Glen Kyllachy
Balvedavist 162 Battery Storage | Pump Storage | 81 | 81 | MYBS11 |  |  | GORW20 | Gordonbush | Kilbraur
Barrow Offshore Wind Farm | Wind Offshore | 45 | 45 | HEYS40 |  |  | GRIF1S | Griffin Wind | Griffin Wind
Beatrice Sync Comp | Pump Storage | 0.5 | 0.5 | BLHI40 |  |  | GRIF1T | Griffin Wind | Griffin Wind
Beatrice Wind Farm | Wind Offshore | 294 | 294 | BLHI40 |  |  | HADH10 | Hadyard Hill | Hadyard Hill
Beaw Field Wind Farm | Wind Onshore | 36 | 36 | BEWF10 |  |  | HARE10 | Harestanes | Moffat
Beechgreen Energyfarm | Wind Onshore | 24.995 | 24.995 | BURW40 |  |  | HATL20 | Hartlepool | Hartlepool
Beinneun Wind Farm | Wind Onshore | 54.5 | 54.5 | BEIN10 |  |  | INGA1Q | Invergarry | Invergarry
Beinn Tharsuinn Extension | Wind Onshore | 42 | 42 | FYRI2J |  |  | KENN10 | Kennoxhead | Kennoxhead
Benbrack Wind Farm | Wind Onshore | 36 | 36 | BENB10 |  |  | KERG10 | Kergord | Kergord
Berkswell (Tertiary) | Wind Onshore | 28.5 | 28.5 | BESW20 |  |  | KILG20 | Kilgallioch | Auchencrosh
Berkswell Energy Storage | Pump Storage | 100 | 100 | BESW20 |  |  | KIOR1Q | Kilmorack | Aigas
Bhlaraidh Extension Wind Farm | Wind Onshore | 50.4 | 50.4 | BHLA10 |  |  | KYPE10 | Kype Muir | Kype Muir
Bhlaraidh Wind Farm | Wind Onshore | 54 | 54 | BHLA10 |  |  | LAGA40 | Langage | Langage
Bicker Fen 1 Solar | Wind Onshore | 24.9975 | 24.9975 | BICF4A | BICF4B |  | LIMK10 | Limekilns | limekilns windfarm
Bicker Fen 2 Solar | Wind Onshore | 24.9975 | 24.9975 | BICF4A | BICF4B |  | LOCH10 | Lochay | Lochay
Bird Grove/Rownall | Wind Onshore | 28.5 | 28.5 | CELL40_SPM |  |  | LUIC1Q | Luichart | Luichart
Blackcraig Wind Farm | Wind Onshore | 26.45 | 26.45 | BLCW10 |  |  | LUIC1R | Luichart | Luichart
Blackhillock Battery | Pump Storage | 174.5 | 174.5 | BLHI20 |  |  | MAHI20 | Mark Hill | Auchencrosh
Blacklaw | Wind Onshore | 59 | 59 | BLKL10 |  |  | MAWO40 | Marchwood | Marchwood
Blacklaw Extension | Wind Onshore | 30 | 30 | BLLX10 |  |  | MIDL40 | Middleton | Walney 3 Offshore WF
Blankney Solar | Wind Onshore | 200 | 200 | WBUR40 |  |  | MIDM10 | Middle Muir | Middle Muir
Blarghour Wind | Wind Onshore | 36.55 | 36.55 | BLGH10 |  |  | MILS1Q | Millennium South | millennium south windfarm
Bolney | Pump Storage | 24.95 | 24.95 | BOLN40 |  |  | MILW1Q | Millennium Wind | Livishie
Bolney (tertiary) | Wind Onshore | 28.5 | 28.5 | BOLN40 |  |  | MOSS1S | Mossford | Luichart
BOOM Power Llanbabo Generation | Wind Onshore | 150 | 150 | WYLF40 |  |  | MOSS1T | Mossford | Luichart
Botley West - Cote Solar Power Station | Wind Onshore | 420 | 420 | BOTW40 |  |  | NANT1Q | Nant | Nant
Bradford West 100MW | Pump Storage | 50 | 50 | BRAW20 |  |  | NECT40 | Necton | Necton
Braintree | Pump Storage | 24.95 | 24.95 | BRAI4A |  |  | RHIG40 | Rhigos | Rhigos
Braintree (Tertiary) | Wind Onshore | 24.95 | 24.95 | BRAI4A |  |  | ROCK40 | Rocksavage | Rocksavage
Bramford (Tertiary) | Pump Storage | 24.95 | 24.95 | BRFO40 |  |  | SAES20 | Saltend | Saltend
Bramford Tertiary | Wind Onshore | 28.5 | 28.5 | BRFO40 |  |  | SAKN10 | Sandy Knowe | New Cumnock
Bramley (tertiary) | Wind Onshore | 28.5 | 28.5 | BRLE40 |  |  | SANQ10 | Sanquhar II | New Cumnock
Bramley BESS | Wind Onshore | 24.9975 | 24.9975 | BRLE40 |  |  | SHBA40 | South Humber Bank | South Humber Bank
Branxton Energy Storage Facility | Pump Storage | 250 | 250 | BRNX40 |  |  | SHRG10 | Shepherds rig | shepherds rig
Bredbury | Pump Storage | 24.95 | 24.95 | BRED20 |  |  | SPLN40 | Spalding | Spalding
Breezy Hill Wind Farm | Wind Onshore | 40 | 40 | BREE10 |  |  | STOC10 | Stranoch | Auchencrosh
Bridgwater (tertiary) | Wind Onshore | 28.5 | 28.5 | BRWA4A |  |  | STRB20 | Strathbrora | Kilbraur
Bridgwater 2 (tertiary) - New Conn | Pump Storage | 27 | 27 | BRWA4A |  |  | STRL10 | Stronelairg | Fort Augustus
Broken Cross Windfarm | Wind Onshore | 24 | 24 | BROC1T |  |  | STRW10 | Strathy Wind | Strathy Wind
Bryn Tilti | Wind Onshore | 53 | 53 | SHRE4A |  |  | WESE10 | Wester Dod | Wester Dod
Builth Wells | Wind Onshore | 66.5 | 66.5 | PEMB40 | WALH40 |  | WLEE20 | Whitelee | Whitelee
Burbo Bank Extension Offshore Wind Farm | Wind Offshore | 129 | 129 | BODE40 |  |  | WLEX20 | Whitelee Extension | Whitelee Extension
Burwell (Tertiary) | Pump Storage | 0 | 0 | BURW40 |  |  | STRW1C | Strathy | Strathy Wind
Burwell II (Waterbeach) Solar | Wind Onshore | 24.9975 | 24.9975 | BURW40 |  |  | KLYN40 | Kings Lynn | Necton
Bushbury Green Energy Centre | Pump Storage | 240 | 240 | BUSH20 |  |  | CLAU10 | Clauchrie | Clauchrie
Bustleholme | Pump Storage | 0 | 0 | BUST20 |  |  | COAB40 | Coalburn BESS | Coalburn BESS
Canterbury Tertiary | Wind Onshore | 28.5 | 28.5 | CANT40 |  |  | FASI10 | Faw Side | Faw Side
Capenhurst (Tertiary) | Wind Onshore | 28.5 | 28.5 | CAPE20 |  |  | KLBS49 | Kilmarnock BESS | Kilmarnock BESS
Capenhurst 275KV Substation | Pump Storage | 50 | 50 | CAPE20 |  |  | SCOP10 | Scoop Hill | Scoop Hill
Capenhurst Tertiary Connection | Pump Storage | 28.5 | 28.5 | CAPE20 |  |  | CLGO20 | Clash Gour | Clash Gour Wind Farm
Carnedd Wen Wind Farm | Wind Onshore | 75 | 75 | TRAW40 |  |  | GILB10 | Gills Bay | Gills Bay WF
Carraig Gheal Wind Farm | Wind Onshore | 23 | 23 | FERO10 |  |  | STWD19 | Strathy Wood | Strathy Wood
Carrick Wind Farm | Wind Onshore | 42 | 42 | CRCK20 |  |  | CONN1C | Connagill | Strathy Wind
Carrington | Pump Storage | 0 | 0 | CARR20 |  |  | CONN1J | Connagill | Strathy Wind
Carrington Power Station | CCGT | 455 | 455 | CARR40 |  |  | LORG10 | Lorg | shepherds rig
CDCL | CCGT | 222.5 | 222.5 | COTT40 |  |  | CRCK20 | carrick | Auchencrosh
Cellarhead 400kV Energy Storage | Pump Storage | 150 | 150 | CELL40_SPM |  |  | EUCH10 | euchanhead | shepherds rig
Cellarhead Green Energy Centre | Pump Storage | 200 | 200 | CELL40_SPM |  |  | GHPS10 | glenmuckloch hydro pumped storage | New Cumnock
Cellarhead Home Farm | Pump Storage | 140 | 140 | CELL40_SPM |  |  | RAWH49 | Rawhills | Rawhills
Chapelcross Solar PV and Storage | Wind Onshore | 75.44 | 75.44 | CHAP10 |  |  | NLEI10 | north lowther energy initiative | north lowther energy initiative
Chapel Farm Battery Storage Project | Pump Storage | 0 | 0 | SUND40 |  |  | HORI10 | hopsrig collector | Ewe Hill
Chickerell Solar PV & BESS | Wind Onshore | 200 | 200 | CHIC40 |  |  | TRSN10 | troston | Benbrack Wind Farm
Chirmorie Wind Farm | Wind Onshore | 40 | 40 | CHMO10 |  |  | CLOI10 | Cloiche | cloiche wind farm
Chleansaid Wind Farm | Wind Onshore | 48 | 48 | CHLE10 |  |  | COST10 | costa head | Orkney
Cilfynydd Green Energy Centre | Pump Storage | 200 | 200 | CILF40 |  |  | GLNU10 | Glen Ullinish | glen ullinish windfarm
Clash Gour | Wind Onshore | 105 | 105 | CLGO20 |  |  | HEST10 | hesta head | Orkney
Clashindarroch Extension | Wind Onshore | 18.75 | 18.75 | CAIN20 |  |  | BLGH10 | Blarghour | blarghour
Clauchrie Windfarm | Wind Onshore | 42 | 42 | CLAU10 |  |  | LAIR10 | Lairg | lairg
Cleve Hill Solar Park | Wind Onshore | 175 | 175 | CLEH40 |  |  | HLND10 | Heathland | Heathland
Cloiche Wind Farm | Wind Onshore | 100 | 100 | CLOI10 |  |  | CULJ4A | culham jet | Culham Jet
Cloich Forest Wind Farm | Wind Onshore | 33.6 | 33.6 | CLFO10 |  |  | RYHA40 | ryhall | Ryhall
Cloud Hill Windfarm | Wind Onshore | 25 | 25 | CLUH19 |  |  | GNSH10 | glenshimmeroch | Benbrack Wind Farm
Clunie (part of the Clunie Cascade) | Hydro | 30.6 | 30.6 | CLUN1S | CLUN1T |  | LETH10 | lethans | New Cumnock
Clyde North | Wind Onshore | 187.25 | 187.25 | CLYN2Q |  |  | OHLL10 | overhill | Overhill
Clyde South | Wind Onshore | 64.4 | 64.4 | CLYS2R |  |  | BEWF10 | beaw field | Kergord
Cnoc Buidhe Wind Farm | Wind Onshore | 75 | 75 | CNBH10 |  |  | MSHL10 | mossy hill | Kergord
Codling Park Wind Farm | Wind Offshore | 500 | 500 | PENT40 |  |  | DAER10 | daer | daer windfarm
Coire Glas Pumped Storage | Pump Storage | 306 | 306 | COGL40 |  |  | MELV10 | melvich | Strathy Wind
Connahs Quay | CCGT | 690 | 690 | CONQ40 |  |  | QUAN10 | quantans hill | shepherds rig
Corby | CCGT | 200.5 | 200.5 | GREN40_EME |  |  | OFOA10 | old forest of ae | old forest of ae
Corriegarth | Wind Onshore | 34.5 | 34.5 | COGA10 |  |  | CRWH19 | Craig Watch Wind Farm | Black Hillock
Corriegarth 2 Wind Farm | Wind Onshore | 35 | 35 | COGA10 |  |  | ELCH10 | elchies | Black Hillock
Corriemoillie Wind Farm | Wind Onshore | 23.75 | 23.75 | CORI10 |  |  | KRKN10 | kirkton | Strathy Wind
Coryton | CCGT | 400 | 400 | COSO40 |  |  | TEIN10 | teindland wind farm | Black Hillock
Costa Head Wind Farm | Wind Onshore | 10.2 | 10.2 | COST10 |  |  | ENEI10 | energy isles wind farm | Kergord
Cour Wind Farm | Wind Onshore | 10.25 | 10.25 | CRSS10 |  |  | STWN10 | stornoway wind | Western Isles
Coventry | Pump Storage | 0 | 0 | COVE20 |  |  | COGL40 | Coire Glas | coire glas pumped storage
Cowes | OCGT | 70 | 70 | FAWL40 |  |  | PERH10 | Penrhos | penrhos
Cowley | Pump Storage | 24.95 | 24.95 | COWL40 |  |  | KNOK10 | Knockodhar | Knockodhar
Cowley (Tertiary) | Wind Onshore | 3.55 | 3.55 | COWL40 |  |  | CNBH10 | Cnoc Buidhe | Cnoc Buidhe
Cowley Energy Storage | Pump Storage | 100 | 100 | COWL40 |  |  | BREE10 | Breezy Hill | Breezy Hill
Coylton 275kV Greener Grid Park | Pump Storage | 24.95 | 24.95 | COYL20 |  |  | CLFO10 | Cloich Forest | Cloich Forest WF
CPG Power | CCGT | 24.95 | 24.95 | CARR40 |  |  | CLUH19 | Cloud Hill | Cloud Hill WF
Craig Watch Wind Farm | Wind Onshore | 36.3 | 36.3 | CRWH19 |  |  | GRVY19 | Garvary | garvary wind farm
Creag Riabhach Wind Farm | Wind Onshore | 0 | 0 | CREA10 |  |  | OCHL19 | Ochill | Ochill
Crossdykes | Wind Onshore | 23 | 23 | EWEH1Q |  |  | WEHL19 | Wether Hill | Wether Hill
Cruachan | Pump Storage | 240 | 240 | CRUA20 |  |  | FASQ10 | Fasque | Fasque
Cryogenic Battery System (Synchronous) | Pump Storage | 24.95 | 24.95 | CARR40 | CARR4A |  | GLDY10 | Glendye | Glendye
Crystal Rig III Wind Farm | Wind Onshore | 6.9 | 6.9 | CRYR40 |  |  | SPRB10 | Spirebush | Spirebush
Crystal Rig II Wind Farm | Wind Onshore | 69 | 69 | CRYR40 |  |  | FELL10 | Fell | Fell wind farm
Crystal Rig IV Wind Farm | Wind Onshore | 24.1 | 24.1 | CRYR40 |  |  | KETS29 | keith solar | keith solar
Culham Storage | Pump Storage | 250 | 250 | CULJ4A |  |  | HILD19 | Highland | Highland
Culligran (part of the Beauly Cascade) | Hydro | 9.55 | 9.55 | CULL1Q
Cumberhead | Wind Onshore | 0 | 0 | CCSS10
Cumberhead West Wind Farm | Wind Onshore | 57 | 57 | CUMW10
Daer Wind Farm | Wind Onshore | 48 | 48 | DAER10
Daines Green Energy Centre | Pump Storage | 240 | 240 | DAIN40
Dalquhandy Wind Farm | Wind Onshore | 21 | 21 | CCSS10
Damhead Creek | CCGT | 406 | 406 | KINO40
Damhead Creek 2 | CCGT | 900 | 900 | KINO40
Dealanach WLC WF | Wind Onshore | 6 | 6 | HORI10
Deanie (part of the Beauly Cascade) | Hydro | 19 | 19 | DEAN1Q
Deeside Power Station | Pump Storage | 0.5 | 0.5 | CONQ40
Dell Wind Farm | Wind Onshore | 24.9 | 24.9 | MELG10
Dersalloch Wind Farm | Wind Onshore | 34.5 | 34.5 | DESA1Q
Derwent | CHP | 81 | 81 | WILE40
Devonside BESS | Pump Storage | 24.75 | 24.75 | DEVO10
Didcot A GTs | OCGT | 50 | 50 | DIDC40
Didcot B | CCGT | 737.5 | 737.5 | DIDC40
Dinorwig | Pump Storage | 822 | 822 | DINO40
Dogger Bank Project 4 (Dogger Bank B) | Wind Offshore | 600 | 600 | CREB40
Dogger Bank Project A | Wind Offshore | 600 | 600 | LACK40
Dogger Bank Project C | Wind Offshore | 600 | 600 | LACK40
Dog Trap Lane | Pump Storage | 23.75 | 23.75 | MITY40
Dolyfardyn | Wind Onshore | 82.5 | 82.5 | LEGA40
Dorenell Windfarm | Wind Onshore | 88.5 | 88.5 | DORE11 | DORE12
Douglas West | Wind Onshore | 22.5 | 22.5 | DONO10
Douglas West Extension | Wind Onshore | 30 | 30 | DONO10
Drakelow | Wind Onshore | 28.5 | 28.5 | DRAK40
Drakelow Green Energy Centre | Pump Storage | 200 | 200 | DRAK40
Drax | Pump Storage | 60 | 60 | DRAX40
Drax (Biomass) | Biomass | 952.5 | 952.5 | DRAX40
Drax (Coal) | Coal | 1000.5 | 1000.5 | DRAX40
Dudgeon Offshore Wind Farm | Wind Offshore | 200 | 200 | NECT40
Dungeness B | Nuclear | 560 | 560 | DUNG40
Dunlaw Extension | Wind Onshore | 14.875 | 14.875 | DUNE10
Dunmaglass Wind Farm | Wind Onshore | 47 | 47 | DUNM10
Earraghail Renewable Energy Development (formerly Skipness & Corranbuie) | Wind Onshore | 52.5 | 52.5 | CRSS2A
East Anglia One | Wind Offshore | 340 | 340 | BRFO40
East Anglia One North | Wind Offshore | 430 | 430 | FRIS40
East Anglia Three | Wind Offshore | 650 | 650 | BRFO40
East Anglia Two | Wind Offshore | 430 | 430 | BRFO40
East Claydon | Wind Onshore | 250 | 250 | ECLA40_EME | ECLA40_WPD
East Claydon Solar PV | Wind Onshore | 250 | 250 | ECLA40_EME | ECLA40_WPD
Eaton Socon Solar | Wind Onshore | 250 | 250 | EASO40
Eccles BESS | Pump Storage | 100 | 100 | ECCL40
Edinbane Windfarm | Wind Onshore | 20.7 | 20.7 | EDIN10
Eggborough | CCGT | 1225 | 1225 | EGGB40
Elchies Wind Farm | Wind Onshore | 49.5 | 49.5 | ELCH10
Elstree (tertiary) | Wind Onshore | 28.5 | 28.5 | ELST40
Elstree 2 (Tertiary) | Pump Storage | 24.75 | 24.75 | ELST40 | ELST4A
Elvanfoot (9.8 MW) Energy Storage | Pump Storage | 4.9 | 4.9 | ELVA40
Enderby | Pump Storage | 28.5 | 28.5 | ENDE40
Enderby Tertiary | CCGT | 28.5 | 28.5 | ENDE40
Energy Isles | Wind Onshore | 60.15 | 60.15 | ENEI10
Enfield | CCGT | 221 | 221 | BRIM2A_EPN | BRIM2B_LPN
Enoch Hill | Wind Onshore | 34.5 | 34.5 | ENHI10
Eppynt Common | Wind Onshore | 94.75 | 94.75 | PEMB40 | WALH40
Equinor | Wind Offshore | 359.5 | 359.5 | NORM40
Erebus | Wind Offshore | 45.5 | 45.5 | PEMB40
Errochty | Hydro | 37.5 | 37.5 | ERRO10
Essendine | Wind Onshore | 120 | 120 | RYHA40
Euchanhead Wind Farm | Wind Onshore | 56 | 56 | EUCH10
Ewe Hill | Wind Onshore | 19.5 | 19.5 | EWEH1Q
Exeter (Tertiary) | Pump Storage | 24.95 | 24.95 | EXET40
Exeter Main Tertiary | CCGT | 28.5 | 28.5 | EXET40
Exeter Solar PV & BESS | Wind Onshore | 145 | 145 | EXET40
Fairholme BESS | Pump Storage | 23.75 | 23.75 | MITY40
Fallago Rig 2 | Wind Onshore | 20.7 | 20.7 | FALL40
Fallago Rig Wind Farm | Wind Onshore | 72 | 72 | FALL40
Farr Wind Farm - Tomatin | Wind Onshore | 46 | 46 | FAAR1Q | FAAR1R
Fasnakyle G1 & G2 | Hydro | 23 | 23 | FASN20
Fasque Windfarm | Wind Onshore | 45 | 45 | FASQ10
Fawley CHP | CHP | 79 | 79 | FAWL40
Faw Side Community Wind Farm | Wind Onshore | 125 | 125 | FASI10
Feckenham | Pump Storage | 6 | 6 | FECK40
Fell Wind Farm | Wind Onshore | 25 | 25 | FELL10
Ferrybridge D | CCGT | 910 | 910 | FERR20_NED | FERR20_YED
Fferm Solar Pentir | Wind Onshore | 28.5 | 28.5 | PENT40
Ffestiniog | Pump Storage | 180 | 180 | FFES20
Fife 2 BESS | Pump Storage | 24.95 | 24.95 | WFIE1A
Fife Energy Centre | Wind Onshore | 50 | 50 | WFIE1A
Fife Grid Services | Pump Storage | 0 | 0 | FIGS20
Finlarig | Hydro | 8.25 | 8.25 | FINL1Q
Firth of Forth Offshore Wind Farm 2A | Wind Offshore | 575 | 575 | BRNX40
Firth of Forth Offshore Wind Farm 2B | Wind Offshore | 575 | 575 | BRNX40
Flash Solar Farm | Pump Storage | 600 | 600 | STAY40
Fleet (Tertiary) | Wind Onshore | 23.75 | 23.75 | FLEE40
Fleet EGH (Tertiary) | Wind Onshore | 28.5 | 28.5 | FLEE40
Fleet Tertiary | CCGT | 23.75 | 23.75 | FLEE40
Foyers | Pump Storage | 150 | 150 | FOYE20
Freasdail | Wind Onshore | 11.1 | 11.1 | CRSS10
Fron Goch | Wind Onshore | 126.35 | 126.35 | PEMB40 | WALH40
Gaerwen Wind Farm | Wind Onshore | 33.5 | 33.5 | TRAW40
Galawhistle Wind Farm | Wind Onshore | 27.6 | 27.6 | GAWH10
Galloper Wind Farm | Wind Offshore | 174 | 174 | LEIS10
Gammidge PV & BESS Park | Wind Onshore | 20.45 | 20.45 | GREN40_EME
Garvary Wind Farm | Wind Onshore | 111 | 111 | GRVY19
Gateway Energy Centre Power Station | Pump Storage | 225 | 225 | COSO40
Glen App Windfarm | Wind Onshore | 16.1 | 16.1 | AREC10
Glendoe | Hydro | 49.95 | 49.95 | GLDO1G
Glendye Wind Farm | Wind Onshore | 78 | 78 | GLDY10
Glen Kyllachy Wind Farm | Wind Onshore | 24.25 | 24.25 | GLKO10
Glenmoriston (part of the Moriston Cascade) | Hydro | 20 | 20 | GLEN1Q
Glenmuckloch Pumped Storage | Pump Storage | 105 | 105 | GHPS10
Glenmuckloch Wind Farm | Wind Onshore | 20.8 | 20.8 | GLGL10
Glenshimmeroch Windfarm | Wind Onshore | 25 | 25 | GNSH10
Glentaggart Wind Farm | Wind Onshore | 21 | 21 | REDS40
Glen Ullinish Extension | Wind Onshore | 120 | 120 | GLNU10
Glen Ullinish Wind Farm | Wind Onshore | 24.95 | 24.95 | GLNU10
Gordonbush Wind Farm | Wind Onshore | 54 | 54 | GORW20
Grain | CCGT | 758.5 | 758.5 | GRAI40
Grain North Power Station | CCGT | 24.995 | 24.995 | GRAI40
Grain South Power Station | CCGT | 24.995 | 24.995 | GRAI40
Grangemouth CHP | CHP | 60 | 60 | GRMO20
Greater Gabbard Offshore Wind Farm | Wind Offshore | 250 | 250 | LEIS10
Great Yarmouth | CCGT | 210 | 210 | NORM40
Greenburn Mixed Technology | Wind Onshore | 45 | 45 | GBRN10
Gresham House Branxton BESS | Pump Storage | 240 | 240 | BRNX40
Gresham House Cockenzie BESS | Pump Storage | 120 | 120 | COCK20
Gresham House Kincardine BESS | Pump Storage | 150 | 150 | KINC20
Greta II | Wind Onshore | 250 | 250 | COTT40
Griffin Wind Farm | Wind Onshore | 94.3 | 94.3 | GRIF1S | GRIF1T
Gunfleet Sands II Offshore Wind Farm | Wind Offshore | 32 | 32 | BRFO40
Gunfleet Sands Offshore Wind Farm | Wind Offshore | 49.95 | 49.95 | BRFO40
Gwynt Alwen WF | Wind Onshore | 54 | 54 | TRAW40
Gwynt Y Mor Offshore Wind Farm | Wind Offshore | 287 | 287 | BODE40
Hadyard Hill | Wind Onshore | 49.95 | 49.95 | HADH10
Hagshaw Hill Phase 1 | Wind Onshore | 15 | 15 | COAL10
Hagshaw Hill Phase 2 | Wind Onshore | 27 | 27 | COAL10
Halsary Wind Farm | Wind Onshore | 14.25 | 14.25 | MYBS11 | MYBS12
Hams Hall Green Energy Centre | Wind Onshore | 200 | 200 | HAMH40_EME
Hare Craig Wind Farm | Wind Onshore | 23.1 | 23.1 | REDS40
Hareshaw Rig Wind Farm | Wind Onshore | 20 | 20 | EWEH1Q
Harestanes | Wind Onshore | 81.65 | 81.65 | HARE10
Harker Green Energy Centre | Wind Onshore | 200 | 200 | HARK40
Harting Rig Wind Farm | Wind Onshore | 33.6 | 33.6 | KYPE10
Hartlepool | Nuclear | 603.5 | 603.5 | HATL20
Heathland Wind Farm | Wind Onshore | 40 | 40 | HLND10
Heckington Fen Solar Park | Wind Onshore | 200 | 200 | BICF4A
Hesta Head Wind Farm | Wind Onshore | 10.2 | 10.2 | HEST10
Heysham Green Energy Centre | Pump Storage | 200 | 200 | HEYS40
Heysham Power Station | Nuclear | 1194 | 1194 | HEYS40
High Constellation Windfarm | Wind Onshore | 25 | 25 | CRSS10 | CRSS1Q
Highland Wind Farm | Wind Onshore | 84.1 | 84.1 | HILD19
High Marnham (Tertiary) | Wind Onshore | 28.5 | 28.5 | HIGM40 | HIGM4A
Highview Hunterston East Cryobattery | Pump Storage | 49.9 | 49.9 | HUNE40
Hinkley Point B | Nuclear | 530.5 | 530.5 | HINP40
Hinkley Point C | Nuclear | 1670 | 1670 | HINP40
Hirfynydd and Mynydd Drumaur | Wind Onshore | 90 | 90 | SWAN4A
Hirwaun Power Station | OCGT | 149.5 | 149.5 | RHIG40
Hollandmey Windfarm | Wind Onshore | 24.75 | 24.75 | GILB10
Holyhead | Biomass | 75 | 105 | WYLF40
Hopsrig Wind Farm | Wind Onshore | 24 | 24 | HORI10
Hornsea Power Station 1A | Wind Offshore | 200 | 200 | KILL40
Hornsea Power Station 1B | Wind Offshore | 200 | 200 | KILL40
Hornsea Power Station 1C | Wind Offshore | 200 | 200 | KILL40
Hornsea Power Station 2A | Wind Offshore | 220 | 220 | KILL40
Hornsea Power Station 2B | Wind Offshore | 220 | 220 | KILL40
Hornsea Power Station 2C | Wind Offshore | 220 | 220 | KILL40
Hornsea Power Station 3 | Wind Offshore | 1500 | 1500 | NORM40
Hornsea Power Station 4 | Wind Offshore | 1300 | 1300 | CREB40
Humber Gateway Offshore Wind Farm | Wind Offshore | 110 | 110 | HEDO20
Hunterston Battery Storage Facility | Pump Storage | 100 | 100 | HUNE40
Hunterston Energy Storage Facility | Pump Storage | 100 | 100 | AYRS40
Icewind Hinkley Point | Wind Offshore | 500 | 500 | HINP40
Immingham | CHP | 609 | 609 | HUMR40
Inch Cape Offshore Wind Farm Platform 1 | Wind Offshore | 270 | 270 | COCK20
Inch Cape Offshore Wind Farm Platform 2 | Wind Offshore | 270 | 270 | COCK20
Indian Queens | OCGT | 70 | 70 | INDQ40
Indian Queens Energy | Pump Storage | 24.95 | 24.95 | INDQ40
Indian Queens PP | Pump Storage | 24.95 | 24.95 | INDQ40
Invergarry (part of the Garry Cascade) | Hydro | 10 | 10 | INGA1Q
Iron Acton | Pump Storage | 95.05 | 95.05 | IROA10
Ironbridge - New Connection | Wind Onshore | 60 | 60 | IRON40
Iver | Pump Storage | 24.95 | 24.95 | IVER4A | IVER4B
JBM Solar 12 - Shrewsbury Solar | Wind Onshore | 24.995 | 24.995 | SHRE4A
JBM Solar 13 - Melksham | CCGT | 24.995 | 24.995 | MELK40_SEP | MELK40_WPD
JG Pears | Wind Onshore | 216.5 | 216.5 | HIGM40
Keadby | CCGT | 455 | 455 | KEAD40
Keadby II | CCGT | 446.5 | 446.5 | KEAD40
Kearsley | Pump Storage | 24.95 | 24.95 | KEAR40
Kearsley North Green Energy Centre | Wind Onshore | 200 | 200 | KEAR40
Keith 132 Sync. Compensation | Pump Storage | 24 | 24 | KEIT10
Keith 275kV Greener Grid Park | Pump Storage | 4.95 | 4.95 | KEIT20
Keith Hill Wind Farm | Wind Onshore | 2.25 | 2.25 | DUNE10
Keith Solar | Wind Onshore | 75 | 75 | KETS29
Kemsley | Pump Storage | 24.95 | 24.95 | KEMS40
Kennoxhead Wind Farm | Wind Onshore | 56 | 56 | KENN10
Kennoxhead Wind Farm Extension | Wind Onshore | 30 | 30 | MIDM10
Kilbraur Wind Farm | Wind Onshore | 33.5 | 33.5 | STRB20
Kilgallioch | Wind Onshore | 137 | 137 | KILG20
Killingholme | OCGT | 309.5 | 309.5 | KILL40
Kilmarnock BESS | Pump Storage | 175 | 175 | KLBS49
Kilmarnock South Battery Storage | Pump Storage | 250 | 250 | KILS40
Kilmorack (part of the Beauly Cascade) | Hydro | 10 | 10 | KIOR1Q
Kincardine Battery Storage Facility | Pump Storage | 100 | 100 | FIGS20
Kincardine Energy Storage Facility | Pump Storage | 100 | 100 | KINC20
King's Lynn 'B' Power Station | CCGT | 850 | 850 | KLYN40
Kings Lynn A | CCGT | 197.5 | 197.5 | WALP40_EME
Kingsnorth - New connection | Pump Storage | 60 | 60 | KINO40
Kinmuck PV and BESS Station | Wind Onshore | 52.5 | 52.5 | PEHE20
Kintradwell Energy Park | Wind Onshore | 35.7 | 35.7 | MYBS11
Kirkby | CCGT | 24.75 | 24.75 | KIBY20
Kirkby (Tertiary) | Pump Storage | 0 | 0 | KIBY20
Kirkby Green Energy Centre | Wind Onshore | 200 | 200 | KIBY20
Kirkton Wind Farm | Wind Onshore | 30 | 30 | KRKN10
Knockcronal Wind Farm | Wind Onshore | 29.7 | 29.7 | CRCK20
Knockodhar Wind Farm | Wind Onshore | 60 | 60 | KNOK10
Kype Muir | Wind Onshore | 44.2 | 44.2 | KYPE10
Lairg II Wind Farm | Wind Onshore | 25 | 25 | LAIR10
Lakeside Energy Drax | Pump Storage | 49.95 | 49.95 | DRAX40
Laleham | Pump Storage | 24.95 | 24.95 | LALE20_SEP | LALE20_SPN
Lamford Hill | Wind Onshore | 10 | 10 | BENB10
Lanarkshire BESS | Pump Storage | 100 | 100 | STHA40
Landulph | Pump Storage | 0 | 0 | LAND4A | LAND4B
Lan Fawr Energy Park | Wind Onshore | 123.2 | 123.2 | PEMB40
Langage | CCGT | 452.5 | 452.5 | LAGA40
Laughton Solar Park | Wind Onshore | 240 | 240 | WBUR40
Legacy Green Energy Centre | Wind Onshore | 200 | 200 | LEGA40
Legacy Tertiary Connection | Pump Storage | 28.5 | 28.5 | LEGA40
Lethans Wind Farm | Wind Onshore | 66 | 66 | LETH10
Limekiln | Wind Onshore | 53 | 53 | LIMK10
Lincs Offshore Wind Farm | Wind Offshore | 132.5 | 132.5 | WALP40_EME | WALP40_EPN
Lister Battery (formerly Lister Drive) | Pump Storage | 28.5 | 28.5 | LISD20
Lister Drive Shaw | Pump Storage | 28.5 | 28.5 | LISD20
Little Barford | CCGT | 370 | 370 | EASO40
Littlebrook BESS | Pump Storage | 150 | 150 | LITT40
Llanwern Phase 1 | Wind Onshore | 47.5 | 47.5 | WHSO20
Llanwern Phase 2 | Wind Onshore | 95 | 95 | WHSO20
Llwynygog | Wind Onshore | 62.5 | 62.5 | LEGA40
Llywelyn Floating Offshore Wind Farm | Wind Offshore | 150 | 150 | PEMB40
Lochay (Part of Killin Cascade Hydro Scheme) | Hydro | 23.5 | 23.5 | LOCH10
Lochgoin Solar Farm | Wind Onshore | 44.5 | 44.5 | WLEE20
Loch Kemp Pumped Storage | Pump Storage | 150 | 150 | FOYE20
Lochluichart | Wind Onshore | 34.5 | 34.5 | CORI10
Loch Luichart Extension II | Wind Onshore | 18 | 18 | LUIC1Q | LUIC1R
Loganhead Windfarm | Wind Onshore | 18 | 18 | HORI10
London Array Offshore Wind Farm | Wind Offshore | 315 | 315 | CLEH40
Lorg Wind Farm | Wind Onshore | 34.75 | 34.75 | LORG10
Lovedean (Tertiary) | Wind Onshore | 28.5 | 28.5 | LOVE40
Lovedean Greener Grid Park | Pump Storage | 24.95 | 24.95 | LOVE40
Luichart (part of the Conon Cascade) | Hydro | 17 | 17 | LUIC1Q | LUIC1R
Lynemouth Power Station | Biomass | 198 | 198 | BLYT20
M74 West Wind Farm | Wind Onshore | 124.95 | 124.95 | REDS40
Mannington | Wind Onshore | 28.5 | 28.5 | MANN40
Mannington PP | Pump Storage | 24.95 | 24.95 | MANN40
Mannington Tertiary | Pump Storage | 23.75 | 23.75 | MANN40
Marchwood | CCGT | 460 | 460 | MAWO40
Margree Wind Farm | Wind Onshore | 25 | 25 | GNSH10
Mark Hill Wind Farm | Wind Onshore | 26.5 | 26.5 | MAHI20
Medway Power Station | CCGT | 455 | 455 | GRAI40
Melksham (Tertiary) | Wind Onshore | 3.55 | 3.55 | MELK40_SEP | MELK40_WPD
Melvich Wind Energy Hub | Wind Onshore | 45 | 45 | MELV10
Merlin Offshore Wind Farm | Wind Offshore | 150 | 150 | TAUN4A
MeyGen Tidal | Tidal | 118.5 | 118.5 | GILB10
Middle Muir Wind Farm | Wind Onshore | 25.5 | 25.5 | MIDM10
Middleton BESS | Pump Storage | 100 | 100 | MIDL40
Millbrook Power | OCGT | 149.5 | 149.5 | MARV40
Millennium South | Wind Onshore | 12.5 | 12.5 | MILS1Q
Millennium Wind | Wind Onshore | 32.5 | 32.5 | MILW1Q
Mill Hill Tertiary Connection | Pump Storage | 28.5 | 28.5 | MILH2A_EPN
Minety Tertiary(2) | Wind Onshore | 24.995 | 24.995 | MITY40
Minety Tertiary Connection | Pump Storage | 23.75 | 23.75 | MITY40
Minnygap | Wind Onshore | 12.5 | 12.5 | MOFF10
Moelfre Energy Park | Wind Onshore | 79.2 | 79.2 | BODE40
Moel y Llyn | Wind Onshore | 125.5 | 125.5 | LEGA40
Monets Garden | Pump Storage | 28.5 | 28.5 | OSBA40
Monk Fryston SSE | Pump Storage | 160 | 160 | MONF20
Monk Fryston Tertiary Connection | Pump Storage | 28.5 | 28.5 | MONF20
Monquhill Wind Farm | Wind Onshore | 5 | 5 | ENHI10
Mon Solar Farm | Wind Onshore | 120 | 120 | WYLF40
Moray East Offshore Wind Farm | Wind Offshore | 450 | 450 | NEDE20
Moray West Offshore Windfarm | Wind Offshore | 430 | 430 | BLHI40
Morgannwg Solar Farm | Wind Onshore | 124.5 | 124.5 | ABTH20
Morlais | Tidal | 20 | 20 | PERH10
Mossford (part of the Conon Cascade) | Hydro | 9.35 | 9.35 | MOSS1S | MOSS1T
Mossy Hill Wind Farm | Wind Onshore | 24 | 24 | MSHL10
Mwdwl Eithin Energy Park | Wind Onshore | 40.6 | 40.6 | BODE40
Nant | Hydro | 7.5 | 7.5 | NANT1Q
Nant Aman | Wind Onshore | 71.5 | 71.5 | RHIG40
Native River (Capenhurst) | Pump Storage | 28.5 | 28.5 | CAPE20
Neart Na Gaoithe Offshore Wind Farm | Wind Offshore | 224 | 224 | CRYR40
Neilston 132kV Greener Grid Park | Pump Storage | 24.95 | 24.95 | NEIL10
Neilston 400kV Greener Grid Park | Pump Storage | 16.5 | 16.5 | NEIL40
Newarthill Energy Park | Pump Storage | 125 | 125 | NEAR2Q
Norfolk Boreas | Wind Offshore | 660 | 660 | NECT40
North Killingholme Power Project | CCGT | 270 | 270 | KILL40
North Kyle New Cumnock | Wind Onshore | 106 | 106 | NECU10
North Lowther Energy Initiative | Wind Onshore | 75.6 | 75.6 | NLEI10 | ELVA2R
North Wales Hybrid | Wind Onshore | 26.5 | 26.5 | BODE40
Norton | Wind Onshore | 28.5 | 28.5 | NORT20
Norton PV and BESS | Wind Onshore | 20.45 | 20.45 | NORT20
Norwich PP | Pump Storage | 24.95 | 24.95 | NORM40
Norwich | CCGT | 24.75 | 24.75 | NORM40
Nursling Tertiary | Pump Storage | 24.95 | 24.95 | NURS40
NZT Power Project | CCGT | 430 | 430 | TODP20
Oaklands Farm Solar PV | Wind Onshore | 81.15 | 81.15 | DRAK40
Ochill BESS | Pump Storage | 24.75 | 24.75 | OCHL19
Ocker Hill Tertiary Connection | Pump Storage | 28.5 | 28.5 | OCKH20 | OCKH2A
Oldbury (Tertiary) | Pump Storage | 24.95 | 24.95 | OLDB4A
Old Flatts Farm | Pump Storage | 375 | 375 | BRIN20
Old Forest of Ae | Wind Onshore | 28 | 28 | OFOA10
One Earth Solar Farm | Wind Onshore | 250 | 250 | HIGM20
Ormonde Offshore Wind Farm | Wind Offshore | 75 | 75 | HEYS40
Orrin (part of the Conon Cascade) | Hydro | 9 | 9 | ORRI10
Ouse Energy Storage | Pump Storage | 124.5 | 124.5 | KEMS40
Overhill Wind Farm | Wind Onshore | 25 | 25 | OHLL10
OWF-100 | Wind Offshore | 50 | 50 | DOUN10
OWF1 Offshore | Wind Offshore | 1000 | 1000 | HUNE40
Pembroke (spare bay) | Wind Onshore | 60 | 60 | PEMB40
Pembroke BESS | Pump Storage | 175 | 175 | PEMB40
Pembroke BESS and Solar Station | Wind Onshore | 49.95 | 49.95 | PEMB40
Pembroke Power Station | CCGT | 1099.5 | 1099.5 | PEMB40
Pencloe Windfarm | Wind Onshore | 59.5 | 59.5 | BLAH10
Penketh Hall Farm | Pump Storage | 124.95 | 124.95 | FIDF20_SPM | FIDF20_ENW
Penwortham BESS | Pump Storage | 28.5 | 28.5 | PEWO40
Penwortham Green Energy Centre | Wind Onshore | 200 | 200 | PEWO40
Pen Y Cymoedd Wind Farm | Wind Onshore | 114 | 114 | RHIG40
Perwinnes | Wind Onshore | 22.5 | 22.5 | KINT10
Peterborough | CCGT | 122.5 | 122.5 | WALP40_EPN
Peterhead | CCGT | 590 | 590 | PEHE20
Petroc Offshore Wind Farm | Wind Offshore | 150 | 150 | ALVE4A
Pivot Power Harker Hybrid | Pump Storage | 24.95 | 24.95 | HARK40
Plas Power Estate North Tertiary | Wind Onshore | 28.5 | 28.5 | LEGA40
Pogbie Wind Farm | Wind Onshore | 4.8 | 4.8 | DUNE10
Pond Hill Farm 1 | Pump Storage | 23.75 | 23.75 | MITY40
Pond Hill Farm 2 BESS | Pump Storage | 23.75 | 23.75 | MITY40
Porters Wood | Wind Onshore | 250 | 250 | BULL40
Port of Mostyn | Tidal | 105 | 105 | CONQ40
Priestgill Wind Farm | Wind Onshore | 21.815 | 21.815 | ELVA40
Progress Power Station | OCGT | 149.5 | 149.5 | YAXL40
Quantans Hill Wind Farm | Wind Onshore | 47.5 | 47.5 | QUAN10
Race Bank Wind Farm | Wind Offshore | 282.5 | 282.5 | WALP40_EME | WALP40_EPN
Rampion Extension Offshore Wind Farm | Wind Offshore | 600 | 600 | BOLN40
Rampion Offshore Wind Farm | Wind Offshore | 200 | 200 | BOLN40
Ratcliffe EMERGE | Biomass | 24.95 | 24.95 | RATS40
Ratcliffe on Soar | Coal | 1010.5 | 1010.5 | RATS40
Ratcliffe-on-Soar | Pump Storage | 60 | 60 | RATS40
Rawhills Battery Energy Storage Facility | Pump Storage | 250 | 250 | RAWH49
Rayleigh 1 Tertiary | Wind Onshore | 28.5 | 28.5 | RAYL40
Rayleigh 2 Tertiary | Wind Onshore | 28.5 | 28.5 | RAYL40
Red John PSH | Pump Storage | 225 | 225 | KNOC20
Richborough 1 | Pump Storage | 25 | 25 | RICH40
Richborough 2 | Pump Storage | 25 | 25 | RICH40
Robin Rigg East Offshore Wind Farm | Wind Offshore | 43 | 43 | HARK40
Robin Rigg West Offshore Wind Farm | Wind Offshore | 46 | 46 | HARK40
Rochdale BESS | Pump Storage | 28.5 | 28.5 | ROCH20
Rochester Renewable Project | Wind Onshore | 30 | 30 | KINO40
Rocksavage | CCGT | 405 | 405 | ROCK40
Rye House | CCGT | 357.5 | 357.5 | RYEH40
Rye House (Tertiary) | Wind Onshore | 28.5 | 28.5 | RYEH40
Saltend | CCGT | 550 | 550 | SAES20
Sandy Knowe Wind Farm | Wind Onshore | 54 | 54 | SAKN10
Sanquhar II Wind Farm | Wind Onshore | 125 | 125 | SANQ10
Sanquhar Wind Farm | Wind Onshore | 15 | 15 | GLGL10
Scoop Hill Wind Farm | Wind Onshore | 250 | 250 | SCOP10
Seabank | CCGT | 617 | 617 | SEAB40
Seabank (Tertiary) | Pump Storage | 24.95 | 24.95 | SEAB40
Seagreen 1A Offshore Wind Farm | Wind Offshore | 250 | 250 | COCK20
Seagreen 1 Offshore Wind Farm | Wind Offshore | 537.5 | 537.5 | TEAL20
Sellafield | CHP | 77.5 | 77.5 | HUTT40
Sellindge (Tertiary) | Pump Storage | 24.95 | 24.95 | SELL40
Severn Power | CCGT | 425 | 425 | USKM20
SHBEC | Biomass | 41.5 | 41.5 | SHBA40
Sheaf Energy | Pump Storage | 0 | 0 | RICH40
Sheirdrim Wind Farm | Wind Onshore | 42 | 42 | CRSS10
Shepherds Rig Wind Farm | Wind Onshore | 42.3 | 42.3 | SHRG10
Sheringham Shoal Offshore Wind Farm | Wind Offshore | 157.5 | 157.5 | NORM40
Shoreham | CCGT | 210 | 210 | BOLN40
Sizewell B | Nuclear | 615 | 615 | SIZE40
Sizing John (Rainhill) | Pump Storage | 71.25 | 71.25 | RAIN20_ENW
Slickly Wind Farm | Wind Onshore | 57 | 57 | GILB10
Sloy G2 and G3 | Hydro | 40 | 40 | SLOY10
Sofia Offshore Wind Farm | Wind Offshore | 660 | 660 | LACK40
Somerford | Wind Onshore | 23.75 | 23.75 | MITY40
Southfields | Wind Onshore | 23.75 | 23.75 | MITY40
Southfields Farm | Pump Storage | 23.75 | 23.75 | MITY40
South Humber Bank | CCGT | 682.5 | 682.5 | SHBA40
South Kyle Wind Farm | Wind Onshore | 117.5 | 117.5 | NECU10
Spalding | CCGT | 475 | 475 | SPLN40
Spalding Energy Expansion | OCGT | 149.995 | 149.995 | SPLN40
Spennymoor | Pump Storage | 24.95 | 24.95 | SPEN4A | SPEN4B
Spirebush Renewable Energy Project | Wind Onshore | 200 | 200 | SPRB10
SSE Ferrybridge BESS | Pump Storage | 75 | 75 | FERR20_NED
SSE Fiddlers Ferry Battery Energy Storage | Pump Storage | 75 | 75 | FIDF20_SPM | FIDF20_ENW
Staythorpe | Wind Onshore | 218.5 | 218.5 | STAY40
Staythorpe C | CCGT | 876 | 876 | STAY40
St Dennis Hendra | Pump Storage | 23.75 | 23.75 | INDQ40
Stornoway Wind Farm | Wind Onshore | 90 | 90 | STWN10
Stranoch Wind Farm | Wind Onshore | 51 | 51 | STOC10
Strathy North Wind | Wind Onshore | 33.825 | 33.825 | STRW10
Strathy South Wind | Wind Onshore | 103.8 | 103.8 | STRW10 | STRW1C
Strathy Wood | Wind Onshore | 31.75 | 31.75 | STWD19
Stronelairg | Wind Onshore | 113.9 | 113.9 | STRL10
Sulgrave Solar PV | Wind Onshore | 64.9 | 64.9 | ECLA40_EME | ECLA40_WPD
Sundon | Pump Storage | 19.95 | 19.95 | SUND40
Sundon Battery | Pump Storage | 24.75 | 24.75 | SUND40
Sundon Pivoted Power | Pump Storage | 24.95 | 24.95 | SUND40
Sunnica | Wind Onshore | 250 | 250 | BURW40
Sutton Bridge | CCGT | 425 | 425 | WALP40_EME | WALP40_EPN
Swansea North PP | Pump Storage | 24.95 | 24.95 | SWAN4A | SWAN44
Swansea North | Wind Onshore | 48.5 | 48.5 | SWAN4A | SWAN44
Swansea North Green Energy Centre | Wind Onshore | 200 | 200 | SWAN4A | SWAN44
Tangy IV WF | Wind Onshore | 48 | 48 | CRSS10
Tarenni | Wind Onshore | 94 | 94 | RHIG40
Taunton | Pump Storage | 24.95 | 24.95 | TAUN4A | TAUN4B
Taylors Lane | OCGT | 70 | 70 | WISD20_LPN
Tealing BESS (100MW) | Pump Storage | 50 | 50 | TEAL10
Tees CCPP | CCGT | 732.5 | 732.5 | GRSA20 | GRSB20
Tees Renewable Energy Plant | Biomass | 142.5 | 142.5 | LACK20
Teindland Wind Farm | Wind Onshore | 56.1 | 56.1 | TEIN10
Templeborough | Pump Storage | 24.75 | 24.75 | TEMP2A | TEMP2B
Thanet Offshore Wind Farm | Wind Offshore | 150 | 150 | CANT40
Thornton Facility | Wind Onshore | 199.98 | 199.98 | THTO40
Thorpe Marsh 1 (Tertiary) | Wind Onshore | 28.5 | 28.5 | THOM41 | THOM46
Thorpe Marsh Energy Park | Pump Storage | 700 | 700 | THOM41
Thurrock Power Station | CCGT | 375 | 375 | TILB20
TINZ Project Nene 1 (Landulph) | Pump Storage | 0.5 | 0.5 | LAND4A
Toddleburn Wind Farm | Wind Onshore | 13.8 | 13.8 | DUNE10
Tormsdale Windfarm | Wind Onshore | 35 | 35 | MYBS11
Torness | Nuclear | 625 | 625 | TORN40
Tottenham | Pump Storage | 24.95 | 24.95 | TOTT20
Tralorg Wind Farm | Wind Onshore | 10 | 10 | MAHI20
Triton Knoll Offshore Wind Farm | Wind Offshore | 412 | 412 | BICF4A | BICF4B
Troston Wind Farm | Wind Onshore | 34 | 34 | TRSN10
Twentyshilling Wind Farm | Wind Onshore | 18.9 | 18.9 | GLGL10
Twyn Hywel Cillfynydd | Wind Onshore | 80 | 80 | CILF40
Uskmouth | Coal | 115 | 115 | USKM20
Uskmouth - New Connection | Pump Storage | 60 | 60 | USKM20
Vanguard | Wind Offshore | 660 | 660 | NECT40
Vanguard East | Wind Offshore | 660 | 660 | NECT40
Viking Wind Farm | Wind Onshore | 221.5 | 221.5 | KERG10
VPI Immingham B OCGT | CCGT | 149.5 | 149.5 | HUMR40
Walney 3 Offshore Wind Farm | Wind Offshore | 165 | 165 | MIDL40
Walney 4 Offshore Wind Farm | Wind Offshore | 165 | 165 | MIDL40
Walney II Offshore Wind Farm | Wind Offshore | 91 | 91 | STAH4A | STAH4B
Walney I Offshore Wind Farm | Wind Offshore | 91 | 91 | HEYS40
Walpole | Pump Storage | 24.95 | 24.95 | WALP40_EME | WALP40_EPN
Walpole 1 (Tertiary) | Wind Onshore | 28.5 | 28.5 | WALP40_EME | WALP40_EPN
Walpole 2 (tertiary) | Wind Onshore | 50 | 50 | WALP40_EME | WALP40_EPN
Warley | Pump Storage | 24.75 | 24.75 | WARL20
Warley (tertiary) | Wind Onshore | 28.5 | 28.5 | WARL20
WELBAR ENERGY STORAGE | Pump Storage | 174.95 | 174.95 | HAMH40_EME
West Burton | Wind Onshore | 60 | 60 | WBUR40
West Burton B | CCGT | 666.5 | 666.5 | WBUR40
Westermost Rough Offshore Wind Farm | Wind Offshore | 103.25 | 103.25 | HEDO20
West of Duddon Sands Offshore Wind Farm | Wind Offshore | 191 | 191 | HEYS40
West Weybridge | Pump Storage | 24.95 | 24.95 | WWEY20
West Weybridge (Tertiary) | Wind Onshore | 28.5 | 28.5 | WWEY20
Wether Hill | Wind Onshore | 33 | 33 | WEHL19
Whitegate Tertiary Connection | Pump Storage | 28.5 | 28.5 | WHGA20
Whitehill Battery Storage | Pump Storage | 100 | 100 | EERH20
Whitelaw Brae Windfarm | Wind Onshore | 28.5 | 28.5 | CLYS2R
Whitelee | Wind Onshore | 152.5 | 152.5 | WLEE20
Whitelee Extension | Wind Onshore | 103 | 103 | WLEX20
Whiteside Hill Wind Farm | Wind Onshore | 13.5 | 13.5 | GLGL10
Whitson | Pump Storage | 24.95 | 24.95 | WHSO20
Willington PP | Pump Storage | 0 | 0 | WILE40
Willington East 1 (Tertiary) | Wind Onshore | 28.5 | 28.5 | WILE40
Willington East 2 (Tertiary) | Wind Onshore | 28.5 | 28.5 | WILE40
Willington Energy Park | Wind Onshore | 250 | 250 | WILE40
Willington Green Energy Centre | Pump Storage | 200 | 200 | WILE40
Wilton | CCGT | 70.5 | 70.5 | GRSA20 | GRSB20
WindyHill BESS2 Facility | Pump Storage | 100 | 100 | WIYH10
WindyHill Energy Storage Facility | Pump Storage | 100 | 100 | WIYH10
Windy Rig Wind Farm | Wind Onshore | 21.4 | 21.4 | BLAH10
Windy Standard II (Brockloch Rig) Wind Farm | Wind Onshore | 37.5 | 37.5 | DUNH1R | DUNH1Q
Windy Standard III Wind Farm | Wind Onshore | 42.75 | 42.75 | DUNH1Q
Wishaw Energy Storage Facility | Pump Storage | 0 | 0 | WISH10
Worset PV & BESS Park | Wind Onshore | 18.75 | 18.75 | HARM20
Wylfa Substation | Wind Onshore | 60 | 60 | WYLF40
Wymondley | Wind Onshore | 28.5 | 28.5 | WYMO40
Wymondley Solar Farm | Wind Onshore | 24.9975 | 24.9975 | WYMO40
Zenobe Blackhillock 200 MW | Pump Storage | 150 | 150 | BLHI20
Zenobe Coalburn Battery Storage | Pump Storage | 100 | 100 | COAL40
Zenobe Eccles Battery Storage | Pump Storage | 200 | 200 | ECCL40
Zenobe Kilmarnock South | Pump Storage | 150 | 150 | KILS40
Zenobe Stalybridge Project | Pump Storage | 75 | 75 | STAL20

## 27 Zone Tariffs
|  | Wider Tariff Zonal Revenue | [5 empty] | Wider Zonal Tariff |  |  |  | Connection Map
|  | Peak Security | Shared Year Round | Not Shared Year Round | Adjustment | TOTAL (£m) | TOTAL % | System Peak | Shared Year Round | Not Shared Year Round | Adjustment
Zone | Zone Name | (£m) | (£m) | (£m) | (£m) |  |  | (£/kW) | (£/kW) | (£/kW) | (£/kW)
1 | North Scotland | 2.2153 | 55.1495 | 191.7654 | -36.8963 | 212.2339 | 60.97% | 2.6797 | 24.6368 | 35.835 | -6.1831
2 | East Aberdeenshire | 0 | 9.7302 | 27.6657 | -6.214 | 31.1819 | 8.958% | 0.8146 | 24.6366 | 27.528 | -6.1831
3 | Western Highlands | 0.72006 | 5.5253 | 18.2061 | -3.64 | 20.8115 | 5.979% | 3.4971 | 23.4926 | 30.926 | -6.1831
4 | Skye and Lochalsh | 0 | 0.84564 | 3.6974 | -0.56452 | 3.9786 | 1.143% | 3.3849 | 23.4926 | 40.4977 | -6.1831
5 | Eastern Grampian and Tayside | 0.65422 | 19.8847 | 53.2567 | -13.7475 | 60.0481 | 17.25% | 2.7698 | 22.2734 | 25.0662 | -6.1831
6 | Central Grampian | 0.25939 | 0.62343 | 1.4982 | -0.39263 | 1.9884 | 0.5712% | 4.0849 | 22.0059 | 23.5933 | -6.1831
7 | Argyll | 0.035686 | 4.7444 | 20.2981 | -3.8279 | 21.2502 | 6.105% | 2.3791 | 21.3563 | 32.7864 | -6.1831
8 | The Trossachs | 3.2385 | 1.1021 | 2.4297 | -5.9358 | 0.83448 | 0.2397% | 3.3734 | 21.3563 | 19.9893 | -6.1831
9 | Stirlingshire and Fife | 2.5807 | 2.3009 | 4.9629 | -8.1685 | 1.676 | 0.4815% | 2.2365 | 21.3974 | 20.0927 | -6.1831
10 | South West Scotlands | 2.8051 | 33.9329 | 83.9438 | -35.6678 | 85.0141 | 24.42% | 1.9649 | 20.7149 | 19.2064 | -6.1831
11 | Lothian and Borders | 1.9484 | 64.9764 | 104.438 | -51.0645 | 120.2983 | 34.56% | 1.7717 | 20.7149 | 14.5657 | -6.1831
12 | Solway and Cheviot | 0.043419 | 7.4094 | 16.9003 | -8.9041 | 15.449 | 4.438% | 0.87013 | 15.4929 | 12.1515 | -6.1831
13 | North East England | 12.9239 | 42.6337 | 19.1548 | -44.8663 | 29.846 | 8.575% | 2.809 | 10.1262 | 3.1209 | -6.1831
14 | North Lancashire and The Lakes | 0.11663 | 8.2769 | 7.2028 | -12.3724 | 3.2239 | 0.9262% | 0.32854 | 10.1262 | 4.3501 | -6.1831
15 | South Lancashire, Yorkshire and Humber | 37.0072 | 41.4841 | 3.1405 | -97.7125 | -16.0807 | -4.62% | 3.4087 | 6.1416 | 0.32166 | -6.1831
16 | North Midlands and North Wales | 17.588 | 23.0777 | 0.50333 | -66.5381 | -25.369 | -7.288% | 1.8697 | 5.4806 | 0.098903 | -6.1831
17 | South Lincolnshire and North Norfolk | 2.1084 | 6.8273 | 0.057544 | -31.2307 | -22.2374 | -6.389% | 0.76947 | 4.0854 | 0.018568 | -6.1831
18 | Mid Wales and The Midlands | -1.31 | 14.1855 | 0.089314 | -58.3756 | -45.4109 | -13.05% | -0.30482 | 3.8447 | 0.012641 | -6.1831
19 | Anglesey and Snowdon | 8.0186 | 1.695 | 0.04734 | -12.8052 | -3.0442 | -0.8746% | 4.325 | 5.9354 | 0.098903 | -6.1831
20 | Pembrokeshire | 20.1619 | -8.5879 | 0 | -17.0938 | -5.5198 | -1.586% | 9.1687 | -5.1606 | 0 | -6.1831
21 | South Wales & Gloucester | 8.0496 | -3.4023 | 0 | -19.0118 | -14.3645 | -4.127% | 4.1995 | -6.2361 | 0 | -6.1831
22 | Cotswold | 6.5576 | 1.5141 | -5.4269 | -12.4341 | -9.7893 | -2.812% | 3.625 | 3.6481 | -9.1209 | -6.1831
23 | Central London | -0.53716 | 0.0039656 | -0.0032711 | -1.1742 | -1.7106 | -0.4915% | -2.8286 | 3.6481 | -3.0092 | -6.1831
24 | Essex and Kent | -16.5418 | 8.4437 | 0 | -46.8621 | -54.9602 | -15.79% | -2.6449 | 3.6481 | 0 | -6.1831
25 | Oxfordshire, Surrey and Sussex | 0.11883 | -3.6279 | 0 | -21.2574 | -24.7665 | -7.115% | 0.04573 | -3.4147 | 0 | -6.1831
26 | Somerset and Wessex | 21.6201 | -17.0967 | 0 | -36.3374 | -31.814 | -9.14% | 4.0901 | -5.312 | 0 | -6.1831
27 | West Devon and Cornwall | 5.9933 | -2.6885 | 0 | -7.9954 | -4.6905 | -1.348% | 4.6348 | -9.1108 | 0 | -6.1831
| TOTAL (£m) | 136.3759 | 318.9634 | 553.8276 | -661.0903 | 348.0766
O .
Z3
Z1
Z5
Z6
Z8
Z9
Z10 / Z11
Z7
Z12
Z13 / Z14
Z15
Z16
Z17
Z18
Z19
Z22 / Z23 / Z24
Z25
Z21
Z20
Z27
Z26
Z4
Z2

## 18 Zone Tariffs
|  | Wider Tariff Zonal Revenue | [5 empty] | Wider Zonal Tariff |  |  |  | Connection Map
|  | Peak Security | Shared Year Round | Not Shared Year Round | Adjustment | TOTAL (£m) | TOTAL % | System Peak | Shared Year Round | Not Shared Year Round | Adjustment
Zone | Zone Name | (£m) | (£m) | (£m) | (£m) |  |  | (£/kW) | (£/kW) | (£/kW) | (£/kW)
1 | Zone 1 | 4.1906 | 90.7394 | 336.2443 | -67.9372 | 363.2372 | 104.4% | 2.9361 | 22.361 | 33.8834 | -6.3861
2 | Zone 2 | 10.2667 | 104.5674 | 226.8566 | -111.3773 | 230.3134 | 66.17% | 2.2508 | 19.6168 | 17.395 | -6.3861
3 | Zone 3 | 0.12536 | 8.8244 | 7.9093 | -15.697 | 1.162 | 0.3338% | 0.30427 | 10.241 | 3.846 | -6.3861
4 | Zone 4 | 12.9673 | 43.0878 | 22.0615 | -47.7948 | 30.3219 | 8.711% | 2.7882 | 10.0629 | 3.4929 | -6.3861
5 | Zone 5 | 42.126 | 40.1043 | 3.2507 | -105.919 | -20.438 | -5.872% | 3.5157 | 5.4416 | 0.32272 | -6.3861
6 | Zone 6 | 0.42884 | 8.4121 | -2.9122 | -19.2247 | -13.296 | -3.82% | 0.1452 | 10.0629 | -3.2842 | -6.3861
7 | Zone 7 | 10.5904 | 6.1069 | 0.80991 | -33.5219 | -16.0147 | -4.601% | 2.8999 | 5.4416 | 0.37777 | -6.3861
8 | Zone 8 | 0.31291 | 0.15867 | 0.036328 | -8.427 | -7.9191 | -2.275% | 0.36192 | 0.99493 | 0.063611 | -6.3861
9 | Zone 9 | 10.5265 | 14.9362 | -4.1212 | -37.7481 | -16.4065 | -4.713% | 2.2022 | 5.4416 | -1.1556 | -6.3861
10 | Zone 10 | -0.92124 | 19.3149 | -0.56139 | -65.5775 | -47.7452 | -13.72% | -0.19489 | 4.4783 | -0.07324 | -6.3861
11 | Zone 11 | 28.2115 | -12.8098 | 0 | -37.2909 | -21.8893 | -6.289% | 6.8544 | -5.797 | 0 | -6.3861
12 | Zone 12 | 6.5576 | -2.2713 | 0 | -12.8423 | -8.556 | -2.458% | 3.625 | -5.4728 | 0 | -6.3861
13 | Zone 13 | 6.4386 | -2.7521 | -0.049327 | -8.9405 | -5.3034 | -1.524% | 4.599 | -8.4984 | -0.15232 | -6.3861
14 | Zone 14 | 22.4105 | -14.1469 | -0.59107 | -28.0681 | -20.3956 | -5.86% | 5.804 | -5.7725 | -0.15232 | -6.3861
15 | Zone 15 | 1.5339 | -2.0448 | 0 | -14.7359 | -15.2468 | -4.38% | 0.76172 | -2.7128 | 0 | -6.3861
16 | Zone 16 | -15.6671 | 7.6332 | 0 | -40.0107 | -48.0445 | -13.8% | -3.1041 | 3.6742 | 0 | -6.3861
17 | Zone 17 | -2.2048 | -3.4611 | 0 | -16.3528 | -22.0188 | -6.326% | -1.2014 | -3.2646 | 0 | -6.3861
18 | Zone 18 | -1.5178 | -0.83676 | 0 | -11.3296 | -13.6841 | -3.931% | -0.94677 | -3.379 | 0 | -6.3861
| TOTAL (£m) | 136.3758 | 305.5625 | 588.9335 | -682.7952 | 348.0766 | [6 empty] | O .
Z2
Z1
Z4/Z6
Z7/Z5/Z9
Z8
Z10
Z15
Z3
Z16
Z17
Z12
Z14
Z13
Z18
Z11

## Pivot Tables
Row Labels | Count of Current 27 Gen Zone | Min of YR Nodal Price | Average of YR Nodal Price | Max of YR Nodal Price | Min of PS Nodal Price | Average of PS Nodal Price | Max of PS Nodal Price
1 | 15 | 46.3842 | 65.3645 | 88.6703 | 0.72529 | 2.5086 | 4.0669
2 | 2 | 52.0866 | 52.4601 | 52.8337 | 0.8146 | 0.82146 | 0.82833
3 | 2 | 54.8634 | 55.2494 | 55.6353 | 3.3849 | 3.4813 | 3.5776
5 | 6 | 44.2464 | 46.7944 | 52.7346 | 1.0563 | 2.9587 | 4.1963
7 | 3 | 56.2889 | 59.4236 | 64.2684 | 1.9521 | 2.1314 | 2.4373
8 | 2 | 40.7213 | 42.5573 | 44.3932 | 3.1552 | 3.4903 | 3.8255
9 | 7 | 31.7332 | 40.5714 | 50.1564 | 1.637 | 2.4828 | 6.5368
10 | 7 | 37.9082 | 39.3762 | 41.543 | 1.0183 | 1.5022 | 2.6533
11 | 12 | 31.8036 | 34.9452 | 37.6137 | 1.1079 | 1.4929 | 1.9864
12 | 3 | 24.6027 | 26.3944 | 29.7131 | 0.70624 | 0.87066 | 1.0356
13 | 12 | 10.6162 | 13.4162 | 19.7568 | 2.1905 | 2.5889 | 2.9679
14 | 4 | 13.4151 | 14.8504 | 17.818 | 0.056163 | 0.19825 | 0.44036
15 | 21 | 5.1386 | 7.4422 | 12.5053 | -0.51374 | 1.8272 | 4.3859
16 | 22 | 2.5625 | 5.0635 | 6.968 | -1.2055 | 1.5799 | 3.1481
17 | 4 | 3.584 | 3.9578 | 4.5392 | 0.66506 | 0.83777 | 1.2133
18 | 32 | -2.9219 | 1.4451 | 6.9117 | -2.3122 | 0.063306 | 2.1251
19 | 2 | 5.9778 | 5.9778 | 5.9778 | 4.1891 | 4.7892 | 5.3894
20 | 1 | -5.1606 | -5.1606 | -5.1606 | 9.1687 | 9.1687 | 9.1687
21 | 7 | -7.8339 | -6.3199 | -5.387 | 3.353 | 4.6377 | 6.0497
22 | 6 | -7.7 | -5.7676 | -3.2092 | 1.2038 | 2.0645 | 4.5415
23 | 2 | -2.9724 | -1.1668 | 0.63889 | -3.2181 | -2.477 | -1.736
24 | 17 | -0.31023 | 2.5249 | 5.9009 | -4.7702 | -2.7585 | -0.27007
25 | 13 | -9.8539 | -4.9423 | -1.5858 | -2.8409 | -0.76429 | 2.415
26 | 14 | -6.2755 | -5.3463 | -3.4686 | -1.8624 | 1.9092 | 6.2941
27 | 5 | -9.6855 | -8.5754 | -7.4848 | 3.8449 | 4.6867 | 5.1548
Grand Total | 221 | -9.8539 | 14.1851 | 88.6703 | -4.7702 | 1.3037 | 9.1687
Row Labels | Count of CMP419: Major ETYS Gen Zone | Min of YR Nodal Price | Average of YR Nodal Price | Max of YR Nodal Price | Min of PS Nodal Price | Average of PS Nodal Price | Max of PS Nodal Price
1 | 29 | 44.2464 | 58.5972 | 88.6703 | 0.72529 | 2.5588 | 4.1963
2 | 29 | 24.8675 | 37.044 | 50.1564 | 0.70624 | 1.7485 | 6.5368
3 | 5 | 12.5053 | 14.3814 | 17.818 | 0.056163 | 0.18921 | 0.44036
4 | 13 | 10.6162 | 14.2767 | 24.6027 | 0.87013 | 2.4567 | 2.9679
5 | 18 | 4.5585 | 6.0201 | 7.7008 | 0.05523 | 2.9411 | 4.3859
6 | 15 | 4.1789 | 7.2792 | 10.4146 | -1.2055 | 0.008797 | 0.73192
7 | 6 | 4.6594 | 5.6421 | 6.4394 | 0.97187 | 2.6118 | 5.3894
8 | 16 | -1.7309 | 1.0402 | 4.1363 | -0.3918 | 0.37455 | 1.2483
9 | 8 | 2.5625 | 3.6318 | 4.5392 | 0.66506 | 2.083 | 2.8046
10 | 15 | -1.693 | 3.0678 | 6.9117 | -2.8294 | -0.81411 | 2.1251
11 | 8 | -7.8339 | -6.175 | -5.1606 | 3.353 | 5.204 | 9.1687
12 | 6 | -7.7 | -5.7676 | -3.2092 | 1.2038 | 2.0645 | 4.5415
13 | 6 | -9.6855 | -8.1921 | -6.2755 | 3.8449 | 4.5998 | 5.1548
14 | 8 | -6.2467 | -6.0511 | -5.8692 | -0.62707 | 3.5506 | 6.2941
15 | 6 | -4.5545 | -2.7927 | -0.72799 | 0.66801 | 0.76738 | 1.081
16 | 11 | -0.31023 | 3.0505 | 5.9009 | -4.5028 | -3.0756 | -0.96979
17 | 8 | -5.1849 | -4.0132 | -1.5858 | -1.9789 | -1.3862 | -0.62135
18 | 14 | -9.8539 | -3.0303 | 2.5441 | -4.7702 | -1.3259 | 2.415
Grand Total | 221 | -9.8539 | 14.1851 | 88.6703 | -4.7702 | 1.3037 | 9.1687