## Cover
Resource Adequacy in the 2030s : Data Workbook
This workbook contains data relevant to our Resource Adequacy in the 2030s report published in July 2025. Definitions of any abbreviations can be found within the main report. The report can be downloaded from our website (link below). If you have any questions, please contact us at the email address shown below.
https://www.neso.energy/about/our-projects/resource-adequacy | box.netzeroadequacy@neso.energy
Legal notice
This supplemental document, "Resource Adequacy in the 2030s: Data Workbook", forms part of the Resource Adequacy in the 2030s report. For the purposes of this report, the terms “NESO”, “we”, “our”, “us” etc. are used to refer to National Energy System Operator Limited (company number 11014226). NESO has prepared this report pursuant to its statutory duties in good faith, and has endeavoured to prepare the report in a manner which is, as far as reasonably possible, objective, using information collected and compiled from users of the gas and electricity systems in Great Britain, together with its own forecasts of the future development of those systems. While NESO has not sought to mislead any person as to the contents of this report and whilst such contents represent its best view as at the time of publication, readers of this document should not place any reliance in law on the contents of this report. The contents of this report must be considered as illustrative only and no warranty can be or is made as to the accuracy and completeness of such contents, nor shall anything within this report constitute an offer capable of acceptance or form the basis of any contract. Other than in the event of fraudulent misstatement or fraudulent misrepresentation, NESO does not accept any responsibility for any use which is made of the information contained within this report.

## Contents
Contents
| Page | Sub-Page | Link
| Versions | Versions | Versions
Starting point
|  | Starting_Point.Capacity_Data | Starting_Point.Capacity_Data
|  | Starting_Point.Peak_Demand_Data | Starting_Point.Peak_Demand_Data
Portfolios
Portfolio 1
|  | Portfolios | Portfolios
|  | P1.Capacity_Data | P1.Capacity_Data
|  | P1.Adequacy_Results | P1.Adequacy_Results
Portfolio 2
|  | P2.Capacity_Data | P2.Capacity_Data
|  | P2.Adequacy_Results | P2.Adequacy_Results
Portfolio 3
|  | P3.Capacity_Data | P3.Capacity_Data
|  | P3.Adequacy_Results | P3.Adequacy_Results
Portfolio 4
|  | P4.Capacity_Data | P4.Capacity_Data
|  | P4.Adequacy_Results | P4.Adequacy_Results
Portfolio 5
|  | P5.Capacity_Data | P5.Capacity_Data
|  | P5.Adequacy_Results | P5.Adequacy_Results
Portfolio 6
|  | P6.Capacity_Data | P6.Capacity_Data
|  | P6.Adequacy_Results | P6.Adequacy_Results
Sensitivity Studies
|  | Sensitivity_Adequacy_Results | Sensitivity_Adequacy_Results

## Versions
Version History
Return to: Main Menu
Version | Date Uploaded | Changes
1 | 2025-07-07 | Data workbook is published
2 | 2025-07-10 | Added peak demand data

## Starting_Point.Capacity_Data
Return to: Main Menu
Starting point: Capacity data
| Category | 2030/31 (GW) | 2035/36 (GW) | 2040/41 (GW)
| Offshore wind | 43.1 | 60.3 | 77.6
| Onshore wind | 27.3 | 31.2 | 35.5
| Solar | 47.4 | 63.8 | 80.2
| Other renewables | 5.5 | 5.2 | 4.8
| Nuclear | 4.1 | 4.6 | 4.6
| Biomass+BECCS | 3.8 | 3.2 | 0.5
| Gas CCS | 0 | 0 | 0
| Unabated Gas: GT, CCGT & GT CHP | 35 | 4.5 | 1
| Hydrogen-to-power | 0 | 0 | 0
| Batteries | 20.9 | 20.9 | 20.9
| Pumped hydro | 2.7 | 2.7 | 2.7
| Other LDES | 0 | 0 | 0
| Interconnectors | 11.7 | 11.7 | 11.7
| DSR | 3.4 | 3.4 | 3.4
| Max. Dynamic Demand Shifting | 5.9 | 5.9 | 5.9
| Stored Capacity | 2030/31 (GWh) | 2035/36 (GWh) | 2040/41 (GWh)
| Battery | 37 | 37 | 37
| LDES | 28 | 28 | 28
| Hydrogen | 0 | 0 | 0

## Starting_Point.Peak_Demand_Data
Return to: Main Menu
Starting point: Peak demand data
|  | Spotlight year | Historical weather year | Peak Demand (GW) | ACS Peak (GW)
|  | 2030/31 | 1984/85 | 67.1403 | 64.4
|  | 2030/31 | 1985/86 | 66.2796 | 64.4
|  | 2030/31 | 1986/87 | 67.3892 | 64.4
|  | 2030/31 | 1987/88 | 63.0204 | 64.4
|  | 2030/31 | 1988/89 | 61.4728 | 64.4
|  | 2030/31 | 1989/90 | 61.4582 | 64.4
|  | 2030/31 | 1990/91 | 66.984 | 64.4
|  | 2030/31 | 1991/92 | 64.652 | 64.4
|  | 2030/31 | 1992/93 | 63.2 | 64.4
|  | 2030/31 | 1993/94 | 64.5105 | 64.4
|  | 2030/31 | 1994/95 | 62.6099 | 64.4
|  | 2030/31 | 1995/96 | 64.7809 | 64.4
|  | 2030/31 | 1996/97 | 66.9647 | 64.4
|  | 2030/31 | 1997/98 | 65.1353 | 64.4
|  | 2030/31 | 1998/99 | 64.3665 | 64.4
|  | 2030/31 | 1999/2000 | 62.3663 | 64.4
| Note: These peak demands are annual numbers for demand that were used as input for our simulations. | 2030/31 | 2000/01 | 65.7253 | 64.4
| It excludes certain demand components such as that from electroysers and demand shifted via storage, | 2030/31 | 2001/02 | 63.298 | 64.4
| demand-side response and dynamic flexible demand. These components are added during the simulation | 2030/31 | 2002/03 | 65.0984 | 64.4
| process. The Average Cold Spell (ACS) peak denoted on the graph is the average peak demand across many | 2030/31 | 2003/04 | 64.7665 | 64.4
| modelled weather years and calculated separately to this study. | 2030/31 | 2004/05 | 62.9776 | 64.4
|  | 2030/31 | 2005/06 | 65.6923 | 64.4
|  | 2030/31 | 2006/07 | 64.4425 | 64.4
|  | 2030/31 | 2007/08 | 61.2564 | 64.4
|  | 2030/31 | 2008/09 | 65.2889 | 64.4
|  | 2030/31 | 2009/10 | 67.4881 | 64.4
|  | 2030/31 | 2010/11 | 66.629 | 64.4
|  | 2030/31 | 2011/12 | 67.0751 | 64.4
|  | 2030/31 | 2012/13 | 65.4157 | 64.4
|  | 2030/31 | 2013/14 | 63.2916 | 64.4
|  | 2030/31 | 2014/15 | 65.5124 | 64.4
|  | 2030/31 | 2015/16 | 63.1016 | 64.4
|  | 2030/31 | 2016/17 | 62.9134 | 64.4
|  | 2030/31 | 2017/18 | 64.4 | 64.4
|  | 2035/36 | 1984/85 | 79.3877 | 75.7
|  | 2035/36 | 1985/86 | 78.5788 | 75.7
|  | 2035/36 | 1986/87 | 79.0403 | 75.7
|  | 2035/36 | 1987/88 | 72.4092 | 75.7
|  | 2035/36 | 1988/89 | 71.435 | 75.7
|  | 2035/36 | 1989/90 | 71.699 | 75.7
|  | 2035/36 | 1990/91 | 80.2376 | 75.7
|  | 2035/36 | 1991/92 | 76.4236 | 75.7
|  | 2035/36 | 1992/93 | 77.2352 | 75.7
|  | 2035/36 | 1993/94 | 75.3495 | 75.7
|  | 2035/36 | 1994/95 | 72.8315 | 75.7
|  | 2035/36 | 1995/96 | 77.4775 | 75.7
|  | 2035/36 | 1996/97 | 80.4869 | 75.7
|  | 2035/36 | 1997/98 | 75.9486 | 75.7
|  | 2035/36 | 1998/99 | 73.6351 | 75.7
|  | 2035/36 | 1999/2000 | 73.5088 | 75.7
|  | 2035/36 | 2000/01 | 77.2358 | 75.7
|  | 2035/36 | 2001/02 | 74.2218 | 75.7
|  | 2035/36 | 2002/03 | 78.7124 | 75.7
|  | 2035/36 | 2003/04 | 76.0186 | 75.7
|  | 2035/36 | 2004/05 | 72.4895 | 75.7
|  | 2035/36 | 2005/06 | 76.0916 | 75.7
|  | 2035/36 | 2006/07 | 76.1061 | 75.7
|  | 2035/36 | 2007/08 | 71.5982 | 75.7
|  | 2035/36 | 2008/09 | 76.1725 | 75.7
|  | 2035/36 | 2009/10 | 80.744 | 75.7
|  | 2035/36 | 2010/11 | 79.6183 | 75.7
|  | 2035/36 | 2011/12 | 78.9826 | 75.7
|  | 2035/36 | 2012/13 | 77.2587 | 75.7
|  | 2035/36 | 2013/14 | 73.0747 | 75.7
|  | 2035/36 | 2014/15 | 75.5672 | 75.7
|  | 2035/36 | 2015/16 | 73.9372 | 75.7
|  | 2035/36 | 2016/17 | 74.5899 | 75.7
|  | 2035/36 | 2017/18 | 75.7 | 75.7
|  | 2040/41 | 1984/85 | 95.6837 | 92.4
|  | 2040/41 | 1985/86 | 94.9631 | 92.4
|  | 2040/41 | 1986/87 | 94.9064 | 92.4
|  | 2040/41 | 1987/88 | 87.2656 | 92.4
|  | 2040/41 | 1988/89 | 87.2871 | 92.4
|  | 2040/41 | 1989/90 | 86.7822 | 92.4
|  | 2040/41 | 1990/91 | 97.3688 | 92.4
|  | 2040/41 | 1991/92 | 91.5162 | 92.4
|  | 2040/41 | 1992/93 | 92.4285 | 92.4
|  | 2040/41 | 1993/94 | 90.4014 | 92.4
|  | 2040/41 | 1994/95 | 86.1038 | 92.4
|  | 2040/41 | 1995/96 | 93.4045 | 92.4
|  | 2040/41 | 1996/97 | 96.4944 | 92.4
|  | 2040/41 | 1997/98 | 90.08 | 92.4
|  | 2040/41 | 1998/99 | 86.8752 | 92.4
|  | 2040/41 | 1999/2000 | 88.0453 | 92.4
|  | 2040/41 | 2000/01 | 91.8684 | 92.4
|  | 2040/41 | 2001/02 | 89.2535 | 92.4
|  | 2040/41 | 2002/03 | 93.7727 | 92.4
|  | 2040/41 | 2003/04 | 90.6769 | 92.4
|  | 2040/41 | 2004/05 | 86.5312 | 92.4
|  | 2040/41 | 2005/06 | 90.1614 | 92.4
|  | 2040/41 | 2006/07 | 90.3191 | 92.4
|  | 2040/41 | 2007/08 | 87.9598 | 92.4
|  | 2040/41 | 2008/09 | 90.9749 | 92.4
|  | 2040/41 | 2009/10 | 97.6066 | 92.4
|  | 2040/41 | 2010/11 | 96.204 | 92.4
|  | 2040/41 | 2011/12 | 94.7982 | 92.4
|  | 2040/41 | 2012/13 | 92.7775 | 92.4
|  | 2040/41 | 2013/14 | 85.9035 | 92.4
|  | 2040/41 | 2014/15 | 89.5112 | 92.4
|  | 2040/41 | 2015/16 | 88.1355 | 92.4
|  | 2040/41 | 2016/17 | 88.6901 | 92.4
|  | 2040/41 | 2017/18 | 92.4 | 92.4

## Portfolios
Return to: Main Menu
Portfolios and results overview
| Portfolio | Description | Link to Capacities | Link to Results | Link to Detailed Results | Portfolio | LOLE (h) |  |  | EEU (GWh)
| 1 | All new technologies are available for deployment. | P1.Capacity_Data | Portfolio 1 | P1.Adequacy_Results |  | 2030/31 | 2035/36 | 2040/41 | 2030/31 | 2035/36 | 2040/41
| 2 | A build-out of only batteries, large-scale nuclear, renewables and gas beyond our assumed committed levels. | P2.Capacity_Data | Portfolio 2 | P2.Adequacy_Results | 1 | 0.26 | 0.23 | 0.18 | 2.13 | 1.68 | 1.79
| 3 | No new deployment of long-duration energy storage (LDES), including pumped hydro. | P3.Capacity_Data | Portfolio 3 | P3.Adequacy_Results | 2 | 0.26 | 0.22 | 0.24 | 2.13 | 2.01 | 2.81
| 4 | No deployment of nuclear plants beyond our assumed committed levels. | P4.Capacity_Data | Portfolio 4 | P4.Adequacy_Results | 3 | 0.26 | 0.17 | 0.23 | 2.13 | 1.23 | 2.22
| 5 | No deployment of hydrogen-to-power. | P5.Capacity_Data | Portfolio 5 | P5.Adequacy_Results | 4 | 0.26 | 0.14 | 0.22 | 2.13 | 1.11 | 2.56
| 6 | No deployment of interconnection beyond our assumed committed levels. | P6.Capacity_Data | Portfolio 6 | P6.Adequacy_Results | 5 | 0.26 | 0.19 | 0.18 | 2.13 | 1.7 | 2.35
[6 empty] | 6 | 0.26 | 0.2 | 0.2 | 2.13 | 1.51 | 2.23

## Portfolio_1
Return to: Main Menu
Portfolio 1: Summary
| Year | LOLE (hours/year) | EEU (GWh)
| 2030/31 | 0.26 | 2.13
| 2035/36 | 0.23 | 1.68
| 2040/41 | 0.18 | 1.79

## P1.Capacity_Data
Return to: Main Menu
Portfolio 1: Capacity data
| Category | 2030/31 (GW) | 2035/36(GW) | 2040/41 (GW)
| Offshore wind | 43.1 | 60.3 | 77.6
| Onshore wind | 27.3 | 31.2 | 35.5
| Solar | 47.4 | 63.8 | 80.2
| Other renewables | 5.5 | 5.2 | 6.8
| Nuclear | 4.1 | 5.8 | 15.1
| Biomass+BECCS | 3.8 | 2.8 | 2.3
| Gas CCS | 0.9 | 3.9 | 6.9
| Unabated Gas: GT, CCGT & GT CHP | 35 | 27.2 | 10.6
| Hydrogen-to-power | 0 | 10 | 20
| Batteries | 27 | 29 | 29
| Pumped hydro | 4 | 6.8 | 9.2
| Other LDES | 0 | 2 | 7
| Interconnectors | 11.7 | 14.2 | 14.2
| DSR | 3.4 | 4 | 6.6
| Max. Dynamic Demand Shifting | 5.9 | 15.5 | 30.2
| Stored Capacity | 2030/31 (GWh) | 2035/36 (GWh) | 2040/41 (GWh)
| Battery | 62 | 70 | 70
| LDES | 34 | 253 | 662
| Hydrogen | 0 | 6000 | 16000

## P1.Adequacy_Results
Return to: Main Menu
Portfolio 1: Adequacy Results
Reminder: | 'Lost load' doesn’t necessarily mean that load loss will occur, but is used to illustrate the potential risks such that actions can be taken ahead of time.
| Spotlight year | Historical weather year | Expected hours of lost load (h/year) | Expected volume of lost load (GWh)
| 2030/31 | 1984/85 | 3.97 | 34.2
| 2030/31 | 1985/86 | 4.98 | 38.02
| 2030/31 | 1986/87 | 0 | 0
| 2030/31 | 1987/88 | 0 | 0
| 2030/31 | 1988/89 | 0 | 0
| 2030/31 | 1989/90 | 0 | 0
| 2030/31 | 1990/91 | 0 | 0
| 2030/31 | 1991/92 | 0 | 0
| 2030/31 | 1992/93 | 0 | 0
| 2030/31 | 1993/94 | 0 | 0
| 2030/31 | 1994/95 | 0 | 0
| 2030/31 | 1995/96 | 0 | 0
| 2030/31 | 1996/97 | 0.01 | 0.05
| 2030/31 | 1997/98 | 0 | 0
| 2030/31 | 1998/99 | 0 | 0
| 2030/31 | 1999/2000 | 0 | 0
| 2030/31 | 2000/01 | 0 | 0
| 2030/31 | 2001/02 | 0 | 0
| 2030/31 | 2002/03 | 0 | 0
| 2030/31 | 2003/04 | 0 | 0
| 2030/31 | 2004/05 | 0 | 0
| 2030/31 | 2005/06 | 0 | 0
| 2030/31 | 2006/07 | 0 | 0
| 2030/31 | 2007/08 | 0 | 0
| 2030/31 | 2008/09 | 0 | 0
| 2030/31 | 2009/10 | 0 | 0
| 2030/31 | 2010/11 | 0 | 0
| 2030/31 | 2011/12 | 0.04 | 0.15
| 2030/31 | 2012/13 | 0 | 0
| 2030/31 | 2013/14 | 0 | 0
| 2030/31 | 2014/15 | 0 | 0
| 2030/31 | 2015/16 | 0 | 0
| 2030/31 | 2016/17 | 0 | 0
| 2030/31 | 2017/18 | 0 | 0
| 2035/36 | 1984/85 | 1.52 | 9.45
| 2035/36 | 1985/86 | 6.23 | 47.1
| 2035/36 | 1986/87 | 0 | 0
| 2035/36 | 1987/88 | 0 | 0
| 2035/36 | 1988/89 | 0 | 0
| 2035/36 | 1989/90 | 0 | 0
| 2035/36 | 1990/91 | 0 | 0
| 2035/36 | 1991/92 | 0 | 0
| 2035/36 | 1992/93 | 0 | 0
| 2035/36 | 1993/94 | 0 | 0
| 2035/36 | 1994/95 | 0 | 0
| 2035/36 | 1995/96 | 0 | 0
| 2035/36 | 1996/97 | 0 | 0
| 2035/36 | 1997/98 | 0 | 0
| 2035/36 | 1998/99 | 0 | 0
| 2035/36 | 1999/2000 | 0 | 0
| 2035/36 | 2000/01 | 0.1 | 0.44
| 2035/36 | 2001/02 | 0 | 0
| 2035/36 | 2002/03 | 0 | 0
| 2035/36 | 2003/04 | 0 | 0
| 2035/36 | 2004/05 | 0 | 0
| 2035/36 | 2005/06 | 0 | 0
| 2035/36 | 2006/07 | 0 | 0
| 2035/36 | 2007/08 | 0 | 0
| 2035/36 | 2008/09 | 0 | 0
| 2035/36 | 2009/10 | 0 | 0
| 2035/36 | 2010/11 | 0 | 0
| 2035/36 | 2011/12 | 0 | 0
| 2035/36 | 2012/13 | 0 | 0
| 2035/36 | 2013/14 | 0 | 0
| 2035/36 | 2014/15 | 0 | 0
| 2035/36 | 2015/16 | 0 | 0
| 2035/36 | 2016/17 | 0 | 0
| 2035/36 | 2017/18 | 0 | 0
| 2040/41 | 1984/85 | 0.36 | 2.44
| 2040/41 | 1985/86 | 5.63 | 57.04
| 2040/41 | 1986/87 | 0 | 0
| 2040/41 | 1987/88 | 0 | 0
| 2040/41 | 1988/89 | 0 | 0
| 2040/41 | 1989/90 | 0 | 0
| 2040/41 | 1990/91 | 0 | 0
| 2040/41 | 1991/92 | 0 | 0
| 2040/41 | 1992/93 | 0 | 0
| 2040/41 | 1993/94 | 0 | 0
| 2040/41 | 1994/95 | 0 | 0
| 2040/41 | 1995/96 | 0 | 0
| 2040/41 | 1996/97 | 0 | 0
| 2040/41 | 1997/98 | 0 | 0
| 2040/41 | 1998/99 | 0 | 0
| 2040/41 | 1999/2000 | 0 | 0
| 2040/41 | 2000/01 | 0.06 | 0.45
| 2040/41 | 2001/02 | 0 | 0
| 2040/41 | 2002/03 | 0 | 0
| 2040/41 | 2003/04 | 0 | 0
| 2040/41 | 2004/05 | 0 | 0
| 2040/41 | 2005/06 | 0.07 | 0.8
| 2040/41 | 2006/07 | 0 | 0
| 2040/41 | 2007/08 | 0 | 0
| 2040/41 | 2008/09 | 0 | 0
| 2040/41 | 2009/10 | 0 | 0
| 2040/41 | 2010/11 | 0 | 0
| 2040/41 | 2011/12 | 0 | 0
| 2040/41 | 2012/13 | 0 | 0
| 2040/41 | 2013/14 | 0 | 0
| 2040/41 | 2014/15 | 0 | 0
| 2040/41 | 2015/16 | 0 | 0
| 2040/41 | 2016/17 | 0 | 0
| 2040/41 | 2017/18 | 0 | 0

## Portfolio_2
Return to: Main Menu
Portfolio 2: Summary
| Year | LOLE (hours/year) | EEU (GWh)
| 2030/31 | 0.26 | 2.13
| 2035/36 | 0.22 | 2.01
| 2040/41 | 0.24 | 2.81

## P2.Capacity_Data
Return to: Main Menu
Portfolio 2: Capacity data
| Category | 2030/31 (GW) | 2035/36 (GW) | 2040/41 (GW)
| Offshore wind | 43.1 | 89 | 99
| Onshore wind | 27.3 | 31.2 | 35.5
| Solar | 47.4 | 69 | 85
| Other renewables | 5.5 | 5.2 | 4.8
| Nuclear | 4.1 | 4.6 | 7.9
| Biomass+BECCS | 3.8 | 3.2 | 0.5
| Gas CCS | 0.9 | 0.9 | 0.9
| Unabated Gas: GT, CCGT & GT CHP | 35 | 41.1 | 53.6
| Hydrogen-to-power | 0 | 0 | 0
| Batteries | 29 | 47.9 | 55.9
| Pumped hydro | 2.7 | 2.7 | 2.7
| Other LDES | 0 | 0 | 0
| Interconnectors | 11.7 | 11.7 | 11.7
| DSR | 3.4 | 3.4 | 3.4
| Max. Dynamic Demand Shifting | 5.9 | 5.9 | 5.9
| Stored Capacity | 2030/31 (GWh) | 2035/36 (GWh) | 2040/41 (GWh)
| Battery | 70 | 145 | 177
| LDES | 28 | 28 | 28
| Hydrogen | 0 | 0 | 0

## P2.Adequacy_Results
Return to: Main Menu
Portfolio 2: Adequacy Results
Reminder: | 'Lost load' doesn’t necessarily mean that load loss will occur, but is used to illustrate the potential risks such that actions can be taken ahead of time.
| Spotlight year | Historical weather year | Expected hours of lost load (h/year) | Expected volume of lost load (GWh)
| 2030/31 | 1984/85 | 4.09 | 35.35
| 2030/31 | 1985/86 | 4.82 | 36.88
| 2030/31 | 1986/87 | 0 | 0
| 2030/31 | 1987/88 | 0 | 0
| 2030/31 | 1988/89 | 0 | 0
| 2030/31 | 1989/90 | 0 | 0
| 2030/31 | 1990/91 | 0 | 0
| 2030/31 | 1991/92 | 0 | 0
| 2030/31 | 1992/93 | 0 | 0
| 2030/31 | 1993/94 | 0 | 0
| 2030/31 | 1994/95 | 0 | 0
| 2030/31 | 1995/96 | 0 | 0
| 2030/31 | 1996/97 | 0.02 | 0.09
| 2030/31 | 1997/98 | 0 | 0
| 2030/31 | 1998/99 | 0 | 0
| 2030/31 | 1999/2000 | 0 | 0
| 2030/31 | 2000/01 | 0 | 0
| 2030/31 | 2001/02 | 0 | 0
| 2030/31 | 2002/03 | 0 | 0
| 2030/31 | 2003/04 | 0 | 0
| 2030/31 | 2004/05 | 0 | 0
| 2030/31 | 2005/06 | 0 | 0
| 2030/31 | 2006/07 | 0 | 0
| 2030/31 | 2007/08 | 0 | 0
| 2030/31 | 2008/09 | 0 | 0
| 2030/31 | 2009/10 | 0 | 0
| 2030/31 | 2010/11 | 0 | 0
| 2030/31 | 2011/12 | 0.05 | 0.17
| 2030/31 | 2012/13 | 0 | 0
| 2030/31 | 2013/14 | 0 | 0
| 2030/31 | 2014/15 | 0 | 0
| 2030/31 | 2015/16 | 0 | 0
| 2030/31 | 2016/17 | 0 | 0
| 2030/31 | 2017/18 | 0 | 0
| 2035/36 | 1984/85 | 0.81 | 5.45
| 2035/36 | 1985/86 | 5.41 | 49.03
| 2035/36 | 1986/87 | 0 | 0
| 2035/36 | 1987/88 | 0 | 0
| 2035/36 | 1988/89 | 0 | 0
| 2035/36 | 1989/90 | 0 | 0
| 2035/36 | 1990/91 | 0 | 0
| 2035/36 | 1991/92 | 0 | 0
| 2035/36 | 1992/93 | 0 | 0
| 2035/36 | 1993/94 | 0 | 0
| 2035/36 | 1994/95 | 0 | 0
| 2035/36 | 1995/96 | 0 | 0
| 2035/36 | 1996/97 | 0 | 0
| 2035/36 | 1997/98 | 0 | 0
| 2035/36 | 1998/99 | 0 | 0
| 2035/36 | 1999/2000 | 0 | 0
| 2035/36 | 2000/01 | 0.4 | 3.45
| 2035/36 | 2001/02 | 0 | 0
| 2035/36 | 2002/03 | 0 | 0
| 2035/36 | 2003/04 | 0 | 0
| 2035/36 | 2004/05 | 0 | 0
| 2035/36 | 2005/06 | 0.93 | 10.34
| 2035/36 | 2006/07 | 0 | 0
| 2035/36 | 2007/08 | 0 | 0
| 2035/36 | 2008/09 | 0 | 0
| 2035/36 | 2009/10 | 0 | 0
| 2035/36 | 2010/11 | 0 | 0
| 2035/36 | 2011/12 | 0 | 0
| 2035/36 | 2012/13 | 0 | 0
| 2035/36 | 2013/14 | 0 | 0
| 2035/36 | 2014/15 | 0 | 0
| 2035/36 | 2015/16 | 0 | 0
| 2035/36 | 2016/17 | 0 | 0
| 2035/36 | 2017/18 | 0 | 0
| 2040/40 | 1984/85 | 0.44 | 3.89
| 2040/40 | 1985/86 | 6.19 | 72.62
| 2040/40 | 1986/87 | 0 | 0
| 2040/40 | 1987/88 | 0 | 0
| 2040/40 | 1988/89 | 0 | 0
| 2040/40 | 1989/90 | 0 | 0
| 2040/40 | 1990/91 | 0 | 0
| 2040/40 | 1991/92 | 0 | 0
| 2040/40 | 1992/93 | 0 | 0
| 2040/40 | 1993/94 | 0 | 0
| 2040/40 | 1994/95 | 0 | 0
| 2040/40 | 1995/96 | 0 | 0
| 2040/40 | 1996/97 | 0 | 0
| 2040/40 | 1997/98 | 0 | 0
| 2040/40 | 1998/99 | 0 | 0
| 2040/40 | 1999/2000 | 0 | 0
| 2040/40 | 2000/01 | 0.19 | 1.74
| 2040/40 | 2001/02 | 0 | 0
| 2040/40 | 2002/03 | 0 | 0
| 2040/40 | 2003/04 | 0 | 0
| 2040/40 | 2004/05 | 0 | 0
| 2040/40 | 2005/06 | 1.36 | 17.3
| 2040/40 | 2006/07 | 0 | 0
| 2040/40 | 2007/08 | 0 | 0
| 2040/40 | 2008/09 | 0 | 0
| 2040/40 | 2009/10 | 0 | 0
| 2040/40 | 2010/11 | 0 | 0
| 2040/40 | 2011/12 | 0 | 0
| 2040/40 | 2012/13 | 0 | 0
| 2040/40 | 2013/14 | 0 | 0
| 2040/40 | 2014/15 | 0 | 0
| 2040/40 | 2015/16 | 0 | 0
| 2040/40 | 2016/17 | 0 | 0
| 2040/40 | 2017/18 | 0 | 0

## Portfolio 3
Return to: Main Menu
Portfolio 3: Summary
| Year | LOLE (hours/year) | EEU (GWh)
| 2030/31 | 0.26 | 2.13
| 2035/36 | 0.17 | 1.23
| 2040/41 | 0.23 | 2.22

## P3.Capacity_Data
Return to: Main Menu
Portfolio 3: Capacity data
| Category | 2030/31 (GW) | 2035/36(GW) | 2040/41 (GW)
| Offshore wind | 43.1 | 60.3 | 77.6
| Onshore wind | 27.3 | 31.2 | 35.5
| Solar | 47.4 | 63.8 | 80.2
| Other renewables | 5.5 | 5.2 | 6.8
| Nuclear | 4.1 | 5.8 | 15.1
| Biomass+BECCS | 3.8 | 2.8 | 2.3
| Gas CCS | 0.9 | 3.9 | 6.9
| Unabated Gas: GT, CCGT & GT CHP | 35 | 29.7 | 18.6
| Hydrogen-to-power | 0 | 10 | 20
| Batteries | 29 | 47 | 47
| Pumped hydro | 2.7 | 2.7 | 2.7
| Other LDES | 0 | 0 | 0
| Interconnectors | 11.7 | 14.2 | 14.2
| DSR | 3.4 | 4 | 6.6
| Max. Dynamic Demand Shifting | 5.9 | 15.5 | 30.2
| Stored Capacity | 2030/31 (GWh) | 2035/36 (GWh) | 2040/41 (GWh)
| Battery | 70 | 142 | 142
| LDES | 28 | 28 | 28
| Hydrogen | 0 | 6000 | 16000

## P3.Adequacy_Results
Return to: Main Menu
Portfolio 3: Adequacy Results
Reminder: | 'Lost load' doesn’t necessarily mean that load loss will occur, but is used to illustrate the potential risks such that actions can be taken ahead of time.
| Spotlight year | Historical weather year | Expected hours of lost load (h/year) | Expected volume of lost load (GWh)
| 2030/31 | 1984/85 | 4.09 | 35.35
| 2030/31 | 1985/86 | 4.82 | 36.88
| 2030/31 | 1986/87 | 0 | 0
| 2030/31 | 1987/88 | 0 | 0
| 2030/31 | 1988/89 | 0 | 0
| 2030/31 | 1989/90 | 0 | 0
| 2030/31 | 1990/91 | 0 | 0
| 2030/31 | 1991/92 | 0 | 0
| 2030/31 | 1992/93 | 0 | 0
| 2030/31 | 1993/94 | 0 | 0
| 2030/31 | 1994/95 | 0 | 0
| 2030/31 | 1995/96 | 0 | 0
| 2030/31 | 1996/97 | 0.02 | 0.09
| 2030/31 | 1997/98 | 0 | 0
| 2030/31 | 1998/99 | 0 | 0
| 2030/31 | 1999/2000 | 0 | 0
| 2030/31 | 2000/01 | 0 | 0
| 2030/31 | 2001/02 | 0 | 0
| 2030/31 | 2002/03 | 0 | 0
| 2030/31 | 2003/04 | 0 | 0
| 2030/31 | 2004/05 | 0 | 0
| 2030/31 | 2005/06 | 0 | 0
| 2030/31 | 2006/07 | 0 | 0
| 2030/31 | 2007/08 | 0 | 0
| 2030/31 | 2008/09 | 0 | 0
| 2030/31 | 2009/10 | 0 | 0
| 2030/31 | 2010/11 | 0 | 0
| 2030/31 | 2011/12 | 0.05 | 0.17
| 2030/31 | 2012/13 | 0 | 0
| 2030/31 | 2013/14 | 0 | 0
| 2030/31 | 2014/15 | 0 | 0
| 2030/31 | 2015/16 | 0 | 0
| 2030/31 | 2016/17 | 0 | 0
| 2030/31 | 2017/18 | 0 | 0
| 2035/36 | 1984/85 | 0.14 | 0.67
| 2035/36 | 1985/86 | 5.59 | 40.46
| 2035/36 | 1986/87 | 0 | 0
| 2035/36 | 1987/88 | 0 | 0
| 2035/36 | 1988/89 | 0 | 0
| 2035/36 | 1989/90 | 0 | 0
| 2035/36 | 1990/91 | 0 | 0
| 2035/36 | 1991/92 | 0 | 0
| 2035/36 | 1992/93 | 0 | 0
| 2035/36 | 1993/94 | 0 | 0
| 2035/36 | 1994/95 | 0 | 0
| 2035/36 | 1995/96 | 0 | 0
| 2035/36 | 1996/97 | 0 | 0
| 2035/36 | 1997/98 | 0 | 0
| 2035/36 | 1998/99 | 0 | 0
| 2035/36 | 1999/2000 | 0 | 0
| 2035/36 | 2000/01 | 0.13 | 0.63
| 2035/36 | 2001/02 | 0 | 0
| 2035/36 | 2002/03 | 0 | 0
| 2035/36 | 2003/04 | 0 | 0
| 2035/36 | 2004/05 | 0 | 0
| 2035/36 | 2005/06 | 0 | 0
| 2035/36 | 2006/07 | 0 | 0
| 2035/36 | 2007/08 | 0 | 0
| 2035/36 | 2008/09 | 0 | 0
| 2035/36 | 2009/10 | 0 | 0
| 2035/36 | 2010/11 | 0 | 0
| 2035/36 | 2011/12 | 0 | 0
| 2035/36 | 2012/13 | 0 | 0
| 2035/36 | 2013/14 | 0 | 0
| 2035/36 | 2014/15 | 0 | 0
| 2035/36 | 2015/16 | 0 | 0
| 2035/36 | 2016/17 | 0 | 0
| 2035/36 | 2017/18 | 0 | 0
| 2040/40 | 1984/85 | 0.43 | 2.8
| 2040/40 | 1985/86 | 6.25 | 57.51
| 2040/40 | 1986/87 | 0 | 0
| 2040/40 | 1987/88 | 0 | 0
| 2040/40 | 1988/89 | 0 | 0
| 2040/40 | 1989/90 | 0 | 0
| 2040/40 | 1990/91 | 0 | 0
| 2040/40 | 1991/92 | 0 | 0
| 2040/40 | 1992/93 | 0 | 0
| 2040/40 | 1993/94 | 0 | 0
| 2040/40 | 1994/95 | 0 | 0
| 2040/40 | 1995/96 | 0 | 0
| 2040/40 | 1996/97 | 0.93 | 13.27
| 2040/40 | 1997/98 | 0 | 0
| 2040/40 | 1998/99 | 0 | 0
| 2040/40 | 1999/2000 | 0 | 0
| 2040/40 | 2000/01 | 0.04 | 0.42
| 2040/40 | 2001/02 | 0 | 0
| 2040/40 | 2002/03 | 0 | 0
| 2040/40 | 2003/04 | 0 | 0
| 2040/40 | 2004/05 | 0 | 0
| 2040/40 | 2005/06 | 0.18 | 1.65
| 2040/40 | 2006/07 | 0 | 0
| 2040/40 | 2007/08 | 0 | 0
| 2040/40 | 2008/09 | 0 | 0
| 2040/40 | 2009/10 | 0 | 0
| 2040/40 | 2010/11 | 0 | 0
| 2040/40 | 2011/12 | 0 | 0
| 2040/40 | 2012/13 | 0 | 0
| 2040/40 | 2013/14 | 0 | 0
| 2040/40 | 2014/15 | 0 | 0
| 2040/40 | 2015/16 | 0 | 0
| 2040/40 | 2016/17 | 0 | 0
| 2040/40 | 2017/18 | 0 | 0

## Portfolio 4
Return to: Main Menu
Portfolio 4: Summary
| Year | LOLE (hours/year) | EEU (GWh)
| 2030/31 | 0.26 | 2.13
| 2035/36 | 0.14 | 1.11
| 2040/41 | 0.22 | 2.56

## P4.Capacity_Data
Return to: Main Menu
Portfolio 4: Capacity data
| Category | 2030/31 (GW) | 2035/36(GW) | 2040/41 (GW)
| Offshore wind | 43.1 | 60.3 | 77.6
| Onshore wind | 27.3 | 31.2 | 35.5
| Solar | 47.4 | 63.8 | 80.2
| Other renewables | 5.5 | 5.2 | 6.8
| Nuclear | 4.1 | 4.6 | 4.6
| Biomass+BECCS | 3.8 | 2.8 | 2.3
| Gas CCS | 0.9 | 3.9 | 6.9
| Unabated Gas: GT, CCGT & GT CHP | 35 | 27.2 | 18.6
| Hydrogen-to-power | 0 | 10 | 20
| Batteries | 27 | 41 | 46
| Pumped hydro | 4 | 8.3 | 12.2
| Other LDES | 0 | 2 | 7
| Interconnectors | 11.7 | 14.2 | 14.2
| DSR | 3.4 | 4 | 6.6
| Max. Dynamic Demand Shifting | 5.9 | 15.5 | 30.2
| Stored Capacity | 2030/31 (GWh) | 2035/36 (GWh) | 2040/41 (GWh)
| Battery | 62 | 118 | 138
| LDES | 34 | 289 | 734
| Hydrogen | 0 | 6000 | 16000

## P4.Adequacy_Results
Return to: Main Menu
Portfolio 4: Adequacy Results
Reminder: | 'Lost load' doesn’t necessarily mean that load loss will occur, but is used to illustrate the potential risks such that actions can be taken ahead of time.
Note: For 2030/31 this portfolio's the capacity mix is the same as Portfolio 1, therefore simulations were not explicitly run for these years as it would create duplicate data.
| Spotlight year | Historical weather year | Expected hours of lost load (h/year) | Expected volume of lost load (GWh)
| 2035/36 | 1984/85 | 0 | 0
| 2035/36 | 1985/86 | 4.8 | 37.57
| 2035/36 | 1986/87 | 0 | 0
| 2035/36 | 1987/88 | 0 | 0
| 2035/36 | 1988/89 | 0 | 0
| 2035/36 | 1989/90 | 0 | 0
| 2035/36 | 1990/91 | 0 | 0
| 2035/36 | 1991/92 | 0 | 0
| 2035/36 | 1992/93 | 0 | 0
| 2035/36 | 1993/94 | 0 | 0
| 2035/36 | 1994/95 | 0 | 0
| 2035/36 | 1995/96 | 0 | 0
| 2035/36 | 1996/97 | 0 | 0
| 2035/36 | 1997/98 | 0 | 0
| 2035/36 | 1998/99 | 0 | 0
| 2035/36 | 1999/2000 | 0 | 0
| 2035/36 | 2000/01 | 0.01 | 0.02
| 2035/36 | 2001/02 | 0 | 0
| 2035/36 | 2002/03 | 0 | 0
| 2035/36 | 2003/04 | 0 | 0
| 2035/36 | 2004/05 | 0 | 0
| 2035/36 | 2005/06 | 0 | 0
| 2035/36 | 2006/07 | 0 | 0
| 2035/36 | 2007/08 | 0 | 0
| 2035/36 | 2008/09 | 0 | 0
| 2035/36 | 2009/10 | 0 | 0
| 2035/36 | 2010/11 | 0 | 0
| 2035/36 | 2011/12 | 0 | 0
| 2035/36 | 2012/13 | 0 | 0
| 2035/36 | 2013/14 | 0 | 0
| 2035/36 | 2014/15 | 0 | 0
| 2035/36 | 2015/16 | 0 | 0
| 2035/36 | 2016/17 | 0 | 0
| 2035/36 | 2017/18 | 0 | 0
| 2040/40 | 1984/85 | 0 | 0
| 2040/40 | 1985/86 | 7.38 | 86.81
| 2040/40 | 1986/87 | 0 | 0
| 2040/40 | 1987/88 | 0 | 0
| 2040/40 | 1988/89 | 0 | 0
| 2040/40 | 1989/90 | 0 | 0
| 2040/40 | 1990/91 | 0 | 0
| 2040/40 | 1991/92 | 0 | 0
| 2040/40 | 1992/93 | 0 | 0
| 2040/40 | 1993/94 | 0 | 0
| 2040/40 | 1994/95 | 0 | 0
| 2040/40 | 1995/96 | 0 | 0
| 2040/40 | 1996/97 | 0 | 0
| 2040/40 | 1997/98 | 0 | 0
| 2040/40 | 1998/99 | 0 | 0
| 2040/40 | 1999/2000 | 0 | 0
| 2040/40 | 2000/01 | 0.03 | 0.28
| 2040/40 | 2001/02 | 0 | 0
| 2040/40 | 2002/03 | 0 | 0
| 2040/40 | 2003/04 | 0 | 0
| 2040/40 | 2004/05 | 0 | 0
| 2040/40 | 2005/06 | 0 | 0
| 2040/40 | 2006/07 | 0 | 0
| 2040/40 | 2007/08 | 0 | 0
| 2040/40 | 2008/09 | 0 | 0
| 2040/40 | 2009/10 | 0 | 0
| 2040/40 | 2010/11 | 0 | 0
| 2040/40 | 2011/12 | 0 | 0
| 2040/40 | 2012/13 | 0 | 0
| 2040/40 | 2013/14 | 0 | 0
| 2040/40 | 2014/15 | 0 | 0
| 2040/40 | 2015/16 | 0 | 0
| 2040/40 | 2016/17 | 0 | 0
| 2040/40 | 2017/18 | 0 | 0

## Portfolio 5
Return to: Main Menu
Portfolio 5: Summary
| Year | LOLE (hours/year) | EEU (GWh)
| 2030/31 | 0.26 | 2.13
| 2035/36 | 0.19 | 1.7
| 2040/41 | 0.18 | 2.35

## P5.Capacity_Data
Return to: Main Menu
Portfolio 5: Capacity Data
| Category | 2030/31 (GW) | 2035/36(GW) | 2040/41 (GW)
| Offshore wind | 43.1 | 60.3 | 77.6
| Onshore wind | 27.3 | 31.2 | 35.5
| Solar | 47.4 | 63.8 | 80.2
| Other renewables | 5.5 | 5.2 | 6.8
| Nuclear | 4.1 | 5.8 | 15.1
| Biomass+BECCS | 3.8 | 2.8 | 2.3
| Gas CCS | 0.9 | 3.9 | 6.9
| Unabated Gas: GT, CCGT & GT CHP | 35 | 34.2 | 27.6
| Hydrogen-to-power | 0 | 0 | 0
| Batteries | 27 | 51 | 51
| Pumped hydro | 4 | 8.8 | 13.7
| Other LDES | 0 | 2 | 7
| Interconnectors | 11.7 | 14.2 | 14.2
| DSR | 3.4 | 4 | 6.6
| Max. Dynamic Demand Shifting | 5.9 | 15.5 | 30.2
| Stored Capacity | 2030/31 (GWh) | 2035/36 (GWh) | 2040/41 (GWh)
| Battery | 62 | 158 | 158
| LDES | 34 | 301 | 770
| Hydrogen | 0 | 0 | 0

## P5.Adequacy_Results
Return to: Main Menu
Portfolio 5: Adequacy Results
Reminder: | 'Lost load' doesn’t necessarily mean that load loss will occur, but is used to illustrate the potential risks such that actions can be taken ahead of time.
Note: For 2030/31 this portfolio's the capacity mix is the same as Portfolio 1, therefore simulations were not explicitly run for these years as it would create duplicate data.
| Spotlight year | Historical weather year | Expected hours of lost load (h/year) | Expected volume of lost load (GWh)
| 2035/36 | 1984/85 | 0 | 0
| 2035/36 | 1985/86 | 6.47 | 56.74
| 2035/36 | 1986/87 | 0 | 0
| 2035/36 | 1987/88 | 0 | 0
| 2035/36 | 1988/89 | 0 | 0
| 2035/36 | 1989/90 | 0 | 0
| 2035/36 | 1990/91 | 0 | 0
| 2035/36 | 1991/92 | 0 | 0
| 2035/36 | 1992/93 | 0 | 0
| 2035/36 | 1993/94 | 0 | 0
| 2035/36 | 1994/95 | 0 | 0
| 2035/36 | 1995/96 | 0 | 0
| 2035/36 | 1996/97 | 0 | 0
| 2035/36 | 1997/98 | 0 | 0
| 2035/36 | 1998/99 | 0 | 0
| 2035/36 | 1999/2000 | 0 | 0
| 2035/36 | 2000/01 | 0.08 | 0.92
| 2035/36 | 2001/02 | 0 | 0
| 2035/36 | 2002/03 | 0 | 0
| 2035/36 | 2003/04 | 0 | 0
| 2035/36 | 2004/05 | 0 | 0
| 2035/36 | 2005/06 | 0 | 0
| 2035/36 | 2006/07 | 0 | 0
| 2035/36 | 2007/08 | 0 | 0
| 2035/36 | 2008/09 | 0 | 0
| 2035/36 | 2009/10 | 0 | 0
| 2035/36 | 2010/11 | 0 | 0
| 2035/36 | 2011/12 | 0 | 0
| 2035/36 | 2012/13 | 0 | 0
| 2035/36 | 2013/14 | 0 | 0
| 2035/36 | 2014/15 | 0 | 0
| 2035/36 | 2015/16 | 0 | 0
| 2035/36 | 2016/17 | 0 | 0
| 2035/36 | 2017/18 | 0 | 0
| 2040/41 | 1984/85 | 0 | 0
| 2040/41 | 1985/86 | 6.08 | 79.8
| 2040/41 | 1986/87 | 0 | 0
| 2040/41 | 1987/88 | 0 | 0
| 2040/41 | 1988/89 | 0 | 0
| 2040/41 | 1989/90 | 0 | 0
| 2040/41 | 1990/91 | 0 | 0
| 2040/41 | 1991/92 | 0 | 0
| 2040/41 | 1992/93 | 0 | 0
| 2040/41 | 1993/94 | 0 | 0
| 2040/41 | 1994/95 | 0 | 0
| 2040/41 | 1995/96 | 0 | 0
| 2040/41 | 1996/97 | 0 | 0
| 2040/41 | 1997/98 | 0 | 0
| 2040/41 | 1998/99 | 0 | 0
| 2040/41 | 1999/2000 | 0 | 0
| 2040/41 | 2000/01 | 0 | 0
| 2040/41 | 2001/02 | 0 | 0
| 2040/41 | 2002/03 | 0 | 0
| 2040/41 | 2003/04 | 0 | 0
| 2040/41 | 2004/05 | 0 | 0
| 2040/41 | 2005/06 | 0 | 0
| 2040/41 | 2006/07 | 0 | 0
| 2040/41 | 2007/08 | 0 | 0
| 2040/41 | 2008/09 | 0 | 0
| 2040/41 | 2009/10 | 0 | 0
| 2040/41 | 2010/11 | 0 | 0
| 2040/41 | 2011/12 | 0 | 0
| 2040/41 | 2012/13 | 0 | 0
| 2040/41 | 2013/14 | 0 | 0
| 2040/41 | 2014/15 | 0 | 0
| 2040/41 | 2015/16 | 0 | 0
| 2040/41 | 2016/17 | 0 | 0
| 2040/41 | 2017/18 | 0 | 0

## Portfolio 6
Return to: Main Menu
Portfolio 6: Summary
| Year | LOLE (hours/year) | EEU (GWh)
| 2030/31 | 0.26 | 2.13
| 2035/36 | 0.26 | 1.51
| 2040/41 | 0.26 | 2.23

## P6.Capacity_Data
Return to: Main Menu
Portfolio 6: Capacity data
| Category | 2030/31 (GW) | 2035/36(GW) | 2040/41 (GW)
| Offshore wind | 43.1 | 60.3 | 77.6
| Onshore wind | 27.3 | 31.2 | 35.5
| Solar | 47.4 | 63.8 | 80.2
| Other renewables | 5.5 | 5.2 | 6.8
| Nuclear | 4.1 | 5.8 | 15.1
| Biomass+BECCS | 3.8 | 2.8 | 2.3
| Gas CCS | 0.9 | 3.9 | 6.9
| Unabated Gas: GT, CCGT & GT CHP | 35 | 27.2 | 10.6
| Hydrogen-to-power | 0 | 10 | 20
| Batteries | 27 | 38 | 38
| Pumped hydro | 4 | 6.6 | 11
| Other LDES | 0 | 2 | 7
| Interconnectors | 11.7 | 11.7 | 11.7
| DSR | 3.4 | 4 | 6.6
| Max. Dynamic Demand Shifting | 5.9 | 15.5 | 30.2
| Stored Capacity | 2030/31 (GWh) | 2035/36 (GWh) | 2040/41 (GWh)
| Battery | 62 | 106 | 106
| LDES | 34 | 253 | 704
| Hydrogen | 0 | 6000 | 16000

## P6.Adequacy_Results
Return to: Main Menu
Portfolio 6: Adequacy results
Reminder: | 'Lost load' doesn’t necessarily mean that load loss will occur, but is used to illustrate the potential risks such that actions can be taken ahead of time.
Note: For 2030/31 this portfolio's the capacity mix is the same as Portfolio 1, therefore simulations were not explicitly run for these years as it would create duplicate data.
| Spotlight year | Historical weather year | Expected hours of lost load (h/year) | Expected volume of lost load (GWh)
| 2035/36 | 1984/85 | 0.24 | 1
| 2035/36 | 1985/86 | 6.34 | 47.96
| 2035/36 | 1986/87 | 0 | 0
| 2035/36 | 1987/88 | 0 | 0
| 2035/36 | 1988/89 | 0 | 0
| 2035/36 | 1989/90 | 0 | 0
| 2035/36 | 1990/91 | 0 | 0
| 2035/36 | 1991/92 | 0 | 0
| 2035/36 | 1992/93 | 0 | 0
| 2035/36 | 1993/94 | 0 | 0
| 2035/36 | 1994/95 | 0 | 0
| 2035/36 | 1995/96 | 0 | 0
| 2035/36 | 1996/97 | 0 | 0
| 2035/36 | 1997/98 | 0 | 0
| 2035/36 | 1998/99 | 0 | 0
| 2035/36 | 1999/2000 | 0 | 0
| 2035/36 | 2000/01 | 0.23 | 1.67
| 2035/36 | 2001/02 | 0 | 0
| 2035/36 | 2002/03 | 0 | 0
| 2035/36 | 2003/04 | 0 | 0
| 2035/36 | 2004/05 | 0 | 0
| 2035/36 | 2005/06 | 0.06 | 0.57
| 2035/36 | 2006/07 | 0 | 0
| 2035/36 | 2007/08 | 0 | 0
| 2035/36 | 2008/09 | 0 | 0
| 2035/36 | 2009/10 | 0 | 0
| 2035/36 | 2010/11 | 0 | 0
| 2035/36 | 2011/12 | 0 | 0
| 2035/36 | 2012/13 | 0 | 0
| 2035/36 | 2013/14 | 0 | 0
| 2035/36 | 2014/15 | 0 | 0
| 2035/36 | 2015/16 | 0 | 0
| 2035/36 | 2016/17 | 0 | 0
| 2035/36 | 2017/18 | 0 | 0
| 2040/41 | 1984/85 | 0 | 0
| 2040/41 | 1985/86 | 6.78 | 75.87
| 2040/41 | 1986/87 | 0 | 0
| 2040/41 | 1987/88 | 0 | 0
| 2040/41 | 1988/89 | 0 | 0
| 2040/41 | 1989/90 | 0 | 0
| 2040/41 | 1990/91 | 0 | 0
| 2040/41 | 1991/92 | 0 | 0
| 2040/41 | 1992/93 | 0 | 0
| 2040/41 | 1993/94 | 0 | 0
| 2040/41 | 1994/95 | 0 | 0
| 2040/41 | 1995/96 | 0 | 0
| 2040/41 | 1996/97 | 0 | 0
| 2040/41 | 1997/98 | 0 | 0
| 2040/41 | 1998/99 | 0 | 0
| 2040/41 | 1999/2000 | 0 | 0
| 2040/41 | 2000/01 | 0 | 0
| 2040/41 | 2001/02 | 0 | 0
| 2040/41 | 2002/03 | 0 | 0
| 2040/41 | 2003/04 | 0 | 0
| 2040/41 | 2004/05 | 0 | 0
| 2040/41 | 2005/06 | 0 | 0
| 2040/41 | 2006/07 | 0 | 0
| 2040/41 | 2007/08 | 0 | 0
| 2040/41 | 2008/09 | 0 | 0
| 2040/41 | 2009/10 | 0 | 0
| 2040/41 | 2010/11 | 0 | 0
| 2040/41 | 2011/12 | 0 | 0
| 2040/41 | 2012/13 | 0 | 0
| 2040/41 | 2013/14 | 0 | 0
| 2040/41 | 2014/15 | 0 | 0
| 2040/41 | 2015/16 | 0 | 0
| 2040/41 | 2016/17 | 0 | 0
| 2040/41 | 2017/18 | 0 | 0

## Sensitivity_Studies
Return to: Main Menu
Sensitivity studies
Note: Not all sensitivities have had every spolight year simulated. This is because the portfolio's capacity mix would have been the same as the original portfolio on which the sensitivity was based.
Therefore the simulations were not conducted for those years as the results would be the the same. The one exception to this is Sensitivity 3, as a 20% increase in demand for 2040 was appropriate to explore.
| Sensitivity Study | Description | Sensitivity Study | Spotlight year | LOLE (h/year) | EEU (GWh)
| Sensitivity 1 | Unabated gas is maintained at 35 GW and batteries are increased to 150 GW in 2035/36 and 2040/41. | Sensitivity 1 | 2035/36 | 0.41 | 4.23
| Sensitivity 2 | A 10% increase in electricity demand. | Sensitivity 1 | 2040/41 | 7.18 | 124.36
| Sensitivity 3 | A 20% increase in electricity demand for 2040/41 only. | Sensitivity 2 | 2030/31 | 1.64 | 18.53
| Sensitivity 4 | A 1% reduction in electricity demand. | Sensitivity 2 | 2035/36 | 2.12 | 24.38
| Sensitivity 5 | A doubling of unabated gas unplanned outage rates. | Sensitivity 2 | 2040/41 | 2.94 | 38.82
| Sensitivity 6 | Only 4 TWh hydrogen storage from 2035. | Sensitivity 3 | 2040/41 | 15.6 | 262.36
| Sensitivity 7 | Only 2 TWh hydrogen storage from 2035. | Sensitivity 4 | 2030/31 | 0.19 | 1.43
| Sensitivity 8 | All new interconnection removed (apart from those that are assumed to be committed for 2035/36 and 2040/41). | Sensitivity 4 | 2035/36 | 0.15 | 1.02
| Sensitivity 9 | A 10% reduction in the capacities available for imports at all times. | Sensitivity 4 | 2040/41 | 0.1 | 0.93
| Sensitivity 10 | No imports across the year. | Sensitivity 5 | 2030/31 | 0.59 | 5.51
| Sensitivity 11 | Dynamic demand-shifting and DSR maintained at the assumed committed 2030 levels (for 2035/36 and 2040/41). | Sensitivity 5 | 2035/36 | 0.48 | 4.01
| Sensitivity 12 | Higher offshore wind capacity (80.5 GW by 2035 and 96 GW by 2040). | Sensitivity 5 | 2040/41 | 0.28 | 2.82
|  |  | Sensitivity 6 | 2035/36 | 0.23 | 1.68
|  |  | Sensitivity 6 | 2040/41 | 1.61 | 22.36
|  |  | Sensitivity 7 | 2035/36 | 0.23 | 1.68
|  |  | Sensitivity 7 | 2040/41 | 7.52 | 119.69
|  |  | Sensitivity 8 | 2035/36 | 0.3 | 2.42
|  |  | Sensitivity 8 | 2040/41 | 0.39 | 4.16
|  |  | Sensitivity 9 | 2030/31 | 0.3 | 2.5
|  |  | Sensitivity 9 | 2035/36 | 0.28 | 2.13
|  |  | Sensitivity 9 | 2040/41 | 0.27 | 2.8
|  |  | Sensitivity 10 | 2030/31 | 2.79 | 25.39
|  |  | Sensitivity 10 | 2035/36 | 6.8 | 69.43
|  |  | Sensitivity 10 | 2040/41 | 9.45 | 127.45
|  |  | Sensitivity 11 | 2035/36 | 0.32 | 2.71
|  |  | Sensitivity 11 | 2040/41 | 0.38 | 4.14
|  |  | Sensitivity 12 | 2035/36 | 0.04 | 0.25
|  |  | Sensitivity 12 | 2040/41 | 0.05 | 0.35

## Sensitivity_Adequacy_Results
Return to: Main Menu
Sensitivity studies: Adequacy results
Reminder: | 'Lost load' doesn’t necessarily mean that load loss will occur, but is used to illustrate the potential risks such that actions can be taken ahead of time.
| Sensitivity study | Spotlight year | Historical weather year | Expected hours of lost load (h/year) | Expected volume of lost load (GWh)
| Sensitivity 1 | 2035/36 | 1984/85 | 0 | 0
| Sensitivity 1 | 2035/36 | 1985/86 | 12.82 | 132.59
| Sensitivity 1 | 2035/36 | 1986/87 | 0 | 0
| Sensitivity 1 | 2035/36 | 1987/88 | 0 | 0
| Sensitivity 1 | 2035/36 | 1988/89 | 0 | 0
| Sensitivity 1 | 2035/36 | 1989/90 | 0 | 0
| Sensitivity 1 | 2035/36 | 1990/91 | 0 | 0
| Sensitivity 1 | 2035/36 | 1991/92 | 0 | 0
| Sensitivity 1 | 2035/36 | 1992/93 | 0 | 0
| Sensitivity 1 | 2035/36 | 1993/94 | 0 | 0
| Sensitivity 1 | 2035/36 | 1994/95 | 0 | 0
| Sensitivity 1 | 2035/36 | 1995/96 | 0 | 0
| Sensitivity 1 | 2035/36 | 1996/97 | 0 | 0
| Sensitivity 1 | 2035/36 | 1997/98 | 0 | 0
| Sensitivity 1 | 2035/36 | 1998/99 | 0 | 0
| Sensitivity 1 | 2035/36 | 1999/2000 | 0 | 0
| Sensitivity 1 | 2035/36 | 2000/01 | 0.57 | 5.68
| Sensitivity 1 | 2035/36 | 2001/02 | 0 | 0
| Sensitivity 1 | 2035/36 | 2002/03 | 0 | 0
| Sensitivity 1 | 2035/36 | 2003/04 | 0 | 0
| Sensitivity 1 | 2035/36 | 2004/05 | 0 | 0
| Sensitivity 1 | 2035/36 | 2005/06 | 0.63 | 5.65
| Sensitivity 1 | 2035/36 | 2006/07 | 0 | 0
| Sensitivity 1 | 2035/36 | 2007/08 | 0 | 0
| Sensitivity 1 | 2035/36 | 2008/09 | 0 | 0
| Sensitivity 1 | 2035/36 | 2009/10 | 0 | 0
| Sensitivity 1 | 2035/36 | 2010/11 | 0 | 0
| Sensitivity 1 | 2035/36 | 2011/12 | 0 | 0
| Sensitivity 1 | 2035/36 | 2012/13 | 0 | 0
| Sensitivity 1 | 2035/36 | 2013/14 | 0 | 0
| Sensitivity 1 | 2035/36 | 2014/15 | 0 | 0
| Sensitivity 1 | 2035/36 | 2015/16 | 0 | 0
| Sensitivity 1 | 2035/36 | 2016/17 | 0 | 0
| Sensitivity 1 | 2035/36 | 2017/18 | 0 | 0
| Sensitivity 1 | 2040/41 | 1984/85 | 3.08 | 21.2
| Sensitivity 1 | 2040/41 | 1985/86 | 54.3 | 1151.07
| Sensitivity 1 | 2040/41 | 1986/87 | 0.16 | 1.61
| Sensitivity 1 | 2040/41 | 1987/88 | 2.5 | 14.97
| Sensitivity 1 | 2040/41 | 1988/89 | 0 | 0
| Sensitivity 1 | 2040/41 | 1989/90 | 0 | 0
| Sensitivity 1 | 2040/41 | 1990/91 | 50.4 | 732.07
| Sensitivity 1 | 2040/41 | 1991/92 | 0.92 | 8.96
| Sensitivity 1 | 2040/41 | 1992/93 | 0 | 0
| Sensitivity 1 | 2040/41 | 1993/94 | 0.32 | 3.33
| Sensitivity 1 | 2040/41 | 1994/95 | 0 | 0
| Sensitivity 1 | 2040/41 | 1995/96 | 0 | 0
| Sensitivity 1 | 2040/41 | 1996/97 | 7.47 | 125.76
| Sensitivity 1 | 2040/41 | 1997/98 | 0 | 0
| Sensitivity 1 | 2040/41 | 1998/99 | 0 | 0
| Sensitivity 1 | 2040/41 | 1999/2000 | 0.04 | 0.48
| Sensitivity 1 | 2040/41 | 2000/01 | 48.55 | 802.73
| Sensitivity 1 | 2040/41 | 2001/02 | 0 | 0
| Sensitivity 1 | 2040/41 | 2002/03 | 0.04 | 0.18
| Sensitivity 1 | 2040/41 | 2003/04 | 0 | 0
| Sensitivity 1 | 2040/41 | 2004/05 | 0 | 0
| Sensitivity 1 | 2040/41 | 2005/06 | 49.84 | 935.65
| Sensitivity 1 | 2040/41 | 2006/07 | 1.48 | 14.11
| Sensitivity 1 | 2040/41 | 2007/08 | 0 | 0
| Sensitivity 1 | 2040/41 | 2008/09 | 8.49 | 85
| Sensitivity 1 | 2040/41 | 2009/10 | 0 | 0
| Sensitivity 1 | 2040/41 | 2010/11 | 15.91 | 325.98
| Sensitivity 1 | 2040/41 | 2011/12 | 0 | 0
| Sensitivity 1 | 2040/41 | 2012/13 | 0.76 | 5.09
| Sensitivity 1 | 2040/41 | 2013/14 | 0 | 0
| Sensitivity 1 | 2040/41 | 2014/15 | 0 | 0
| Sensitivity 1 | 2040/41 | 2015/16 | 0 | 0
| Sensitivity 1 | 2040/41 | 2016/17 | 0 | 0
| Sensitivity 1 | 2040/41 | 2017/18 | 0 | 0
| Sensitivity 2 | 2030/31 | 1984/85 | 12.97 | 180.3
| Sensitivity 2 | 2030/31 | 1985/86 | 35.93 | 376.52
| Sensitivity 2 | 2030/31 | 1986/87 | 0 | 0
| Sensitivity 2 | 2030/31 | 1987/88 | 0.02 | 0.09
| Sensitivity 2 | 2030/31 | 1988/89 | 0 | 0
| Sensitivity 2 | 2030/31 | 1989/90 | 0 | 0
| Sensitivity 2 | 2030/31 | 1990/91 | 0 | 0
| Sensitivity 2 | 2030/31 | 1991/92 | 0 | 0
| Sensitivity 2 | 2030/31 | 1992/93 | 0 | 0
| Sensitivity 2 | 2030/31 | 1993/94 | 0 | 0
| Sensitivity 2 | 2030/31 | 1994/95 | 0 | 0
| Sensitivity 2 | 2030/31 | 1995/96 | 0 | 0
| Sensitivity 2 | 2030/31 | 1996/97 | 2.68 | 25.08
| Sensitivity 2 | 2030/31 | 1997/98 | 0 | 0
| Sensitivity 2 | 2030/31 | 1998/99 | 0 | 0
| Sensitivity 2 | 2030/31 | 1999/2000 | 0 | 0
| Sensitivity 2 | 2030/31 | 2000/01 | 0.02 | 0.07
| Sensitivity 2 | 2030/31 | 2001/02 | 0.01 | 0.01
| Sensitivity 2 | 2030/31 | 2002/03 | 0 | 0
| Sensitivity 2 | 2030/31 | 2003/04 | 0 | 0
| Sensitivity 2 | 2030/31 | 2004/05 | 0 | 0
| Sensitivity 2 | 2030/31 | 2005/06 | 0.01 | 0.04
| Sensitivity 2 | 2030/31 | 2006/07 | 0 | 0
| Sensitivity 2 | 2030/31 | 2007/08 | 0 | 0
| Sensitivity 2 | 2030/31 | 2008/09 | 0 | 0
| Sensitivity 2 | 2030/31 | 2009/10 | 0 | 0
| Sensitivity 2 | 2030/31 | 2010/11 | 0 | 0
| Sensitivity 2 | 2030/31 | 2011/12 | 3.98 | 47.89
| Sensitivity 2 | 2030/31 | 2012/13 | 0 | 0
| Sensitivity 2 | 2030/31 | 2013/14 | 0 | 0
| Sensitivity 2 | 2030/31 | 2014/15 | 0 | 0
| Sensitivity 2 | 2030/31 | 2015/16 | 0 | 0
| Sensitivity 2 | 2030/31 | 2016/17 | 0 | 0
| Sensitivity 2 | 2030/31 | 2017/18 | 0.01 | 0.03
| Sensitivity 2 | 2035/36 | 1984/85 | 8.78 | 130.34
| Sensitivity 2 | 2035/36 | 1985/86 | 41.74 | 491.38
| Sensitivity 2 | 2035/36 | 1986/87 | 0 | 0
| Sensitivity 2 | 2035/36 | 1987/88 | 0 | 0
| Sensitivity 2 | 2035/36 | 1988/89 | 0 | 0
| Sensitivity 2 | 2035/36 | 1989/90 | 0 | 0
| Sensitivity 2 | 2035/36 | 1990/91 | 0.49 | 4.64
| Sensitivity 2 | 2035/36 | 1991/92 | 0 | 0
| Sensitivity 2 | 2035/36 | 1992/93 | 0 | 0
| Sensitivity 2 | 2035/36 | 1993/94 | 0.03 | 0.25
| Sensitivity 2 | 2035/36 | 1994/95 | 0 | 0
| Sensitivity 2 | 2035/36 | 1995/96 | 0 | 0
| Sensitivity 2 | 2035/36 | 1996/97 | 0.19 | 1.46
| Sensitivity 2 | 2035/36 | 1997/98 | 0 | 0
| Sensitivity 2 | 2035/36 | 1998/99 | 0 | 0
| Sensitivity 2 | 2035/36 | 1999/2000 | 0 | 0
| Sensitivity 2 | 2035/36 | 2000/01 | 12.94 | 110.47
| Sensitivity 2 | 2035/36 | 2001/02 | 0 | 0
| Sensitivity 2 | 2035/36 | 2002/03 | 0 | 0
| Sensitivity 2 | 2035/36 | 2003/04 | 0 | 0
| Sensitivity 2 | 2035/36 | 2004/05 | 0 | 0
| Sensitivity 2 | 2035/36 | 2005/06 | 6.96 | 80.9
| Sensitivity 2 | 2035/36 | 2006/07 | 0 | 0
| Sensitivity 2 | 2035/36 | 2007/08 | 0 | 0
| Sensitivity 2 | 2035/36 | 2008/09 | 0 | 0
| Sensitivity 2 | 2035/36 | 2009/10 | 0 | 0
| Sensitivity 2 | 2035/36 | 2010/11 | 0.32 | 3.08
| Sensitivity 2 | 2035/36 | 2011/12 | 0 | 0
| Sensitivity 2 | 2035/36 | 2012/13 | 0.69 | 6.24
| Sensitivity 2 | 2035/36 | 2013/14 | 0 | 0
| Sensitivity 2 | 2035/36 | 2014/15 | 0 | 0
| Sensitivity 2 | 2035/36 | 2015/16 | 0 | 0
| Sensitivity 2 | 2035/36 | 2016/17 | 0 | 0
| Sensitivity 2 | 2035/36 | 2017/18 | 0 | 0
| Sensitivity 2 | 2040/41 | 1984/85 | 7.41 | 123.21
| Sensitivity 2 | 2040/41 | 1985/86 | 42.96 | 662.09
| Sensitivity 2 | 2040/41 | 1986/87 | 0 | 0
| Sensitivity 2 | 2040/41 | 1987/88 | 0 | 0
| Sensitivity 2 | 2040/41 | 1988/89 | 0 | 0
| Sensitivity 2 | 2040/41 | 1989/90 | 0 | 0
| Sensitivity 2 | 2040/41 | 1990/91 | 7.5 | 60.72
| Sensitivity 2 | 2040/41 | 1991/92 | 0 | 0
| Sensitivity 2 | 2040/41 | 1992/93 | 0 | 0
| Sensitivity 2 | 2040/41 | 1993/94 | 0 | 0
| Sensitivity 2 | 2040/41 | 1994/95 | 0 | 0
| Sensitivity 2 | 2040/41 | 1995/96 | 0 | 0
| Sensitivity 2 | 2040/41 | 1996/97 | 0.83 | 9.79
| Sensitivity 2 | 2040/41 | 1997/98 | 0 | 0
| Sensitivity 2 | 2040/41 | 1998/99 | 0 | 0
| Sensitivity 2 | 2040/41 | 1999/2000 | 0 | 0
| Sensitivity 2 | 2040/41 | 2000/01 | 22.36 | 227.62
| Sensitivity 2 | 2040/41 | 2001/02 | 0 | 0
| Sensitivity 2 | 2040/41 | 2002/03 | 0 | 0
| Sensitivity 2 | 2040/41 | 2003/04 | 0 | 0
| Sensitivity 2 | 2040/41 | 2004/05 | 0 | 0
| Sensitivity 2 | 2040/41 | 2005/06 | 17.12 | 216.76
| Sensitivity 2 | 2040/41 | 2006/07 | 0 | 0
| Sensitivity 2 | 2040/41 | 2007/08 | 0 | 0
| Sensitivity 2 | 2040/41 | 2008/09 | 0 | 0
| Sensitivity 2 | 2040/41 | 2009/10 | 0 | 0
| Sensitivity 2 | 2040/41 | 2010/11 | 1.27 | 14.86
| Sensitivity 2 | 2040/41 | 2011/12 | 0 | 0
| Sensitivity 2 | 2040/41 | 2012/13 | 0.53 | 4.91
| Sensitivity 2 | 2040/41 | 2013/14 | 0 | 0
| Sensitivity 2 | 2040/41 | 2014/15 | 0 | 0
| Sensitivity 2 | 2040/41 | 2015/16 | 0 | 0
| Sensitivity 2 | 2040/41 | 2016/17 | 0 | 0
| Sensitivity 2 | 2040/41 | 2017/18 | 0 | 0
| Sensitivity 3 | 2040/41 | 1984/85 | 27.54 | 577.16
| Sensitivity 3 | 2040/41 | 1985/86 | 78.32 | 1509.77
| Sensitivity 3 | 2040/41 | 1986/87 | 2.31 | 18.98
| Sensitivity 3 | 2040/41 | 1987/88 | 0.59 | 4.38
| Sensitivity 3 | 2040/41 | 1988/89 | 0.62 | 7.34
| Sensitivity 3 | 2040/41 | 1989/90 | 1.49 | 13.53
| Sensitivity 3 | 2040/41 | 1990/91 | 112.83 | 1444.44
| Sensitivity 3 | 2040/41 | 1991/92 | 7 | 67.53
| Sensitivity 3 | 2040/41 | 1992/93 | 0 | 0
| Sensitivity 3 | 2040/41 | 1993/94 | 7.63 | 70.15
| Sensitivity 3 | 2040/41 | 1994/95 | 0 | 0
| Sensitivity 3 | 2040/41 | 1995/96 | 0.07 | 0.3
| Sensitivity 3 | 2040/41 | 1996/97 | 104.55 | 2275.38
| Sensitivity 3 | 2040/41 | 1997/98 | 0 | 0
| Sensitivity 3 | 2040/41 | 1998/99 | 5.29 | 56.01
| Sensitivity 3 | 2040/41 | 1999/2000 | 0.45 | 3.5
| Sensitivity 3 | 2040/41 | 2000/01 | 64.01 | 956.87
| Sensitivity 3 | 2040/41 | 2001/02 | 0 | 0
| Sensitivity 3 | 2040/41 | 2002/03 | 2.17 | 19.9
| Sensitivity 3 | 2040/41 | 2003/04 | 0.19 | 1.69
| Sensitivity 3 | 2040/41 | 2004/05 | 0 | 0
| Sensitivity 3 | 2040/41 | 2005/06 | 59.3 | 1048.31
| Sensitivity 3 | 2040/41 | 2006/07 | 0.71 | 6.09
| Sensitivity 3 | 2040/41 | 2007/08 | 0 | 0
| Sensitivity 3 | 2040/41 | 2008/09 | 13.32 | 119.72
| Sensitivity 3 | 2040/41 | 2009/10 | 0.09 | 0.51
| Sensitivity 3 | 2040/41 | 2010/11 | 24.91 | 474.04
| Sensitivity 3 | 2040/41 | 2011/12 | 2.51 | 22.05
| Sensitivity 3 | 2040/41 | 2012/13 | 14.24 | 220.72
| Sensitivity 3 | 2040/41 | 2013/14 | 0 | 0
| Sensitivity 3 | 2040/41 | 2014/15 | 0.35 | 1.8
| Sensitivity 3 | 2040/41 | 2015/16 | 0 | 0
| Sensitivity 3 | 2040/41 | 2016/17 | 0.06 | 0.2
| Sensitivity 3 | 2040/41 | 2017/18 | 0 | 0
| Sensitivity 4 | 2030/31 | 1984/85 | 3.22 | 25.46
| Sensitivity 4 | 2030/31 | 1985/86 | 3.33 | 23.1
| Sensitivity 4 | 2030/31 | 1986/87 | 0 | 0
| Sensitivity 4 | 2030/31 | 1987/88 | 0 | 0
| Sensitivity 4 | 2030/31 | 1988/89 | 0 | 0
| Sensitivity 4 | 2030/31 | 1989/90 | 0 | 0
| Sensitivity 4 | 2030/31 | 1990/91 | 0 | 0
| Sensitivity 4 | 2030/31 | 1991/92 | 0 | 0
| Sensitivity 4 | 2030/31 | 1992/93 | 0 | 0
| Sensitivity 4 | 2030/31 | 1993/94 | 0 | 0
| Sensitivity 4 | 2030/31 | 1994/95 | 0 | 0
| Sensitivity 4 | 2030/31 | 1995/96 | 0 | 0
| Sensitivity 4 | 2030/31 | 1996/97 | 0 | 0
| Sensitivity 4 | 2030/31 | 1997/98 | 0 | 0
| Sensitivity 4 | 2030/31 | 1998/99 | 0 | 0
| Sensitivity 4 | 2030/31 | 1999/2000 | 0 | 0
| Sensitivity 4 | 2030/31 | 2000/01 | 0 | 0
| Sensitivity 4 | 2030/31 | 2001/02 | 0 | 0
| Sensitivity 4 | 2030/31 | 2002/03 | 0 | 0
| Sensitivity 4 | 2030/31 | 2003/04 | 0 | 0
| Sensitivity 4 | 2030/31 | 2004/05 | 0 | 0
| Sensitivity 4 | 2030/31 | 2005/06 | 0 | 0
| Sensitivity 4 | 2030/31 | 2006/07 | 0 | 0
| Sensitivity 4 | 2030/31 | 2007/08 | 0 | 0
| Sensitivity 4 | 2030/31 | 2008/09 | 0 | 0
| Sensitivity 4 | 2030/31 | 2009/10 | 0 | 0
| Sensitivity 4 | 2030/31 | 2010/11 | 0 | 0
| Sensitivity 4 | 2030/31 | 2011/12 | 0.01 | 0.01
| Sensitivity 4 | 2030/31 | 2012/13 | 0 | 0
| Sensitivity 4 | 2030/31 | 2013/14 | 0 | 0
| Sensitivity 4 | 2030/31 | 2014/15 | 0 | 0
| Sensitivity 4 | 2030/31 | 2015/16 | 0 | 0
| Sensitivity 4 | 2030/31 | 2016/17 | 0 | 0
| Sensitivity 4 | 2030/31 | 2017/18 | 0 | 0
| Sensitivity 4 | 2035/36 | 1984/85 | 0.94 | 5.33
| Sensitivity 4 | 2035/36 | 1985/86 | 4.14 | 29.18
| Sensitivity 4 | 2035/36 | 1986/87 | 0 | 0
| Sensitivity 4 | 2035/36 | 1987/88 | 0 | 0
| Sensitivity 4 | 2035/36 | 1988/89 | 0 | 0
| Sensitivity 4 | 2035/36 | 1989/90 | 0 | 0
| Sensitivity 4 | 2035/36 | 1990/91 | 0 | 0
| Sensitivity 4 | 2035/36 | 1991/92 | 0 | 0
| Sensitivity 4 | 2035/36 | 1992/93 | 0 | 0
| Sensitivity 4 | 2035/36 | 1993/94 | 0 | 0
| Sensitivity 4 | 2035/36 | 1994/95 | 0 | 0
| Sensitivity 4 | 2035/36 | 1995/96 | 0 | 0
| Sensitivity 4 | 2035/36 | 1996/97 | 0 | 0
| Sensitivity 4 | 2035/36 | 1997/98 | 0 | 0
| Sensitivity 4 | 2035/36 | 1998/99 | 0 | 0
| Sensitivity 4 | 2035/36 | 1999/2000 | 0 | 0
| Sensitivity 4 | 2035/36 | 2000/01 | 0.05 | 0.24
| Sensitivity 4 | 2035/36 | 2001/02 | 0 | 0
| Sensitivity 4 | 2035/36 | 2002/03 | 0 | 0
| Sensitivity 4 | 2035/36 | 2003/04 | 0 | 0
| Sensitivity 4 | 2035/36 | 2004/05 | 0 | 0
| Sensitivity 4 | 2035/36 | 2005/06 | 0 | 0
| Sensitivity 4 | 2035/36 | 2006/07 | 0 | 0
| Sensitivity 4 | 2035/36 | 2007/08 | 0 | 0
| Sensitivity 4 | 2035/36 | 2008/09 | 0 | 0
| Sensitivity 4 | 2035/36 | 2009/10 | 0 | 0
| Sensitivity 4 | 2035/36 | 2010/11 | 0 | 0
| Sensitivity 4 | 2035/36 | 2011/12 | 0 | 0
| Sensitivity 4 | 2035/36 | 2012/13 | 0 | 0
| Sensitivity 4 | 2035/36 | 2013/14 | 0 | 0
| Sensitivity 4 | 2035/36 | 2014/15 | 0 | 0
| Sensitivity 4 | 2035/36 | 2015/16 | 0 | 0
| Sensitivity 4 | 2035/36 | 2016/17 | 0 | 0
| Sensitivity 4 | 2035/36 | 2017/18 | 0 | 0
| Sensitivity 4 | 2040/41 | 1984/85 | 0.22 | 1.16
| Sensitivity 4 | 2040/41 | 1985/86 | 3.27 | 30.04
| Sensitivity 4 | 2040/41 | 1986/87 | 0 | 0
| Sensitivity 4 | 2040/41 | 1987/88 | 0 | 0
| Sensitivity 4 | 2040/41 | 1988/89 | 0 | 0
| Sensitivity 4 | 2040/41 | 1989/90 | 0 | 0
| Sensitivity 4 | 2040/41 | 1990/91 | 0 | 0
| Sensitivity 4 | 2040/41 | 1991/92 | 0 | 0
| Sensitivity 4 | 2040/41 | 1992/93 | 0 | 0
| Sensitivity 4 | 2040/41 | 1993/94 | 0 | 0
| Sensitivity 4 | 2040/41 | 1994/95 | 0 | 0
| Sensitivity 4 | 2040/41 | 1995/96 | 0 | 0
| Sensitivity 4 | 2040/41 | 1996/97 | 0 | 0
| Sensitivity 4 | 2040/41 | 1997/98 | 0 | 0
| Sensitivity 4 | 2040/41 | 1998/99 | 0 | 0
| Sensitivity 4 | 2040/41 | 1999/2000 | 0 | 0
| Sensitivity 4 | 2040/41 | 2000/01 | 0.02 | 0.09
| Sensitivity 4 | 2040/41 | 2001/02 | 0 | 0
| Sensitivity 4 | 2040/41 | 2002/03 | 0 | 0
| Sensitivity 4 | 2040/41 | 2003/04 | 0 | 0
| Sensitivity 4 | 2040/41 | 2004/05 | 0 | 0
| Sensitivity 4 | 2040/41 | 2005/06 | 0.04 | 0.2
| Sensitivity 4 | 2040/41 | 2006/07 | 0 | 0
| Sensitivity 4 | 2040/41 | 2007/08 | 0 | 0
| Sensitivity 4 | 2040/41 | 2008/09 | 0 | 0
| Sensitivity 4 | 2040/41 | 2009/10 | 0 | 0
| Sensitivity 4 | 2040/41 | 2010/11 | 0 | 0
| Sensitivity 4 | 2040/41 | 2011/12 | 0 | 0
| Sensitivity 4 | 2040/41 | 2012/13 | 0 | 0
| Sensitivity 4 | 2040/41 | 2013/14 | 0 | 0
| Sensitivity 4 | 2040/41 | 2014/15 | 0 | 0
| Sensitivity 4 | 2040/41 | 2015/16 | 0 | 0
| Sensitivity 4 | 2040/41 | 2016/17 | 0 | 0
| Sensitivity 4 | 2040/41 | 2017/18 | 0 | 0
| Sensitivity 5 | 2030/31 | 1984/85 | 6.41 | 67.13
| Sensitivity 5 | 2030/31 | 1985/86 | 13.01 | 113.87
| Sensitivity 5 | 2030/31 | 1986/87 | 0 | 0
| Sensitivity 5 | 2030/31 | 1987/88 | 0 | 0
| Sensitivity 5 | 2030/31 | 1988/89 | 0 | 0
| Sensitivity 5 | 2030/31 | 1989/90 | 0 | 0
| Sensitivity 5 | 2030/31 | 1990/91 | 0 | 0
| Sensitivity 5 | 2030/31 | 1991/92 | 0 | 0
| Sensitivity 5 | 2030/31 | 1992/93 | 0 | 0
| Sensitivity 5 | 2030/31 | 1993/94 | 0 | 0
| Sensitivity 5 | 2030/31 | 1994/95 | 0 | 0
| Sensitivity 5 | 2030/31 | 1995/96 | 0 | 0
| Sensitivity 5 | 2030/31 | 1996/97 | 0.25 | 1.93
| Sensitivity 5 | 2030/31 | 1997/98 | 0 | 0
| Sensitivity 5 | 2030/31 | 1998/99 | 0 | 0
| Sensitivity 5 | 2030/31 | 1999/2000 | 0 | 0
| Sensitivity 5 | 2030/31 | 2000/01 | 0 | 0
| Sensitivity 5 | 2030/31 | 2001/02 | 0 | 0
| Sensitivity 5 | 2030/31 | 2002/03 | 0 | 0
| Sensitivity 5 | 2030/31 | 2003/04 | 0 | 0
| Sensitivity 5 | 2030/31 | 2004/05 | 0 | 0
| Sensitivity 5 | 2030/31 | 2005/06 | 0 | 0
| Sensitivity 5 | 2030/31 | 2006/07 | 0 | 0
| Sensitivity 5 | 2030/31 | 2007/08 | 0 | 0
| Sensitivity 5 | 2030/31 | 2008/09 | 0 | 0
| Sensitivity 5 | 2030/31 | 2009/10 | 0 | 0
| Sensitivity 5 | 2030/31 | 2010/11 | 0 | 0
| Sensitivity 5 | 2030/31 | 2011/12 | 0.48 | 4.22
| Sensitivity 5 | 2030/31 | 2012/13 | 0 | 0
| Sensitivity 5 | 2030/31 | 2013/14 | 0 | 0
| Sensitivity 5 | 2030/31 | 2014/15 | 0 | 0
| Sensitivity 5 | 2030/31 | 2015/16 | 0 | 0
| Sensitivity 5 | 2030/31 | 2016/17 | 0 | 0
| Sensitivity 5 | 2030/31 | 2017/18 | 0.02 | 0.11
| Sensitivity 5 | 2035/36 | 1984/85 | 3.13 | 26.65
| Sensitivity 5 | 2035/36 | 1985/86 | 12.98 | 106.94
| Sensitivity 5 | 2035/36 | 1986/87 | 0 | 0
| Sensitivity 5 | 2035/36 | 1987/88 | 0 | 0
| Sensitivity 5 | 2035/36 | 1988/89 | 0 | 0
| Sensitivity 5 | 2035/36 | 1989/90 | 0 | 0
| Sensitivity 5 | 2035/36 | 1990/91 | 0 | 0
| Sensitivity 5 | 2035/36 | 1991/92 | 0 | 0
| Sensitivity 5 | 2035/36 | 1992/93 | 0 | 0
| Sensitivity 5 | 2035/36 | 1993/94 | 0 | 0
| Sensitivity 5 | 2035/36 | 1994/95 | 0 | 0
| Sensitivity 5 | 2035/36 | 1995/96 | 0 | 0
| Sensitivity 5 | 2035/36 | 1996/97 | 0 | 0
| Sensitivity 5 | 2035/36 | 1997/98 | 0 | 0
| Sensitivity 5 | 2035/36 | 1998/99 | 0 | 0
| Sensitivity 5 | 2035/36 | 1999/2000 | 0 | 0
| Sensitivity 5 | 2035/36 | 2000/01 | 0.21 | 1.56
| Sensitivity 5 | 2035/36 | 2001/02 | 0 | 0
| Sensitivity 5 | 2035/36 | 2002/03 | 0 | 0
| Sensitivity 5 | 2035/36 | 2003/04 | 0 | 0
| Sensitivity 5 | 2035/36 | 2004/05 | 0 | 0
| Sensitivity 5 | 2035/36 | 2005/06 | 0.15 | 1.31
| Sensitivity 5 | 2035/36 | 2006/07 | 0 | 0
| Sensitivity 5 | 2035/36 | 2007/08 | 0 | 0
| Sensitivity 5 | 2035/36 | 2008/09 | 0 | 0
| Sensitivity 5 | 2035/36 | 2009/10 | 0 | 0
| Sensitivity 5 | 2035/36 | 2010/11 | 0 | 0
| Sensitivity 5 | 2035/36 | 2011/12 | 0 | 0
| Sensitivity 5 | 2035/36 | 2012/13 | 0 | 0
| Sensitivity 5 | 2035/36 | 2013/14 | 0 | 0
| Sensitivity 5 | 2035/36 | 2014/15 | 0 | 0
| Sensitivity 5 | 2035/36 | 2015/16 | 0 | 0
| Sensitivity 5 | 2035/36 | 2016/17 | 0 | 0
| Sensitivity 5 | 2035/36 | 2017/18 | 0 | 0
| Sensitivity 5 | 2040/41 | 1984/85 | 0.54 | 3.56
| Sensitivity 5 | 2040/41 | 1985/86 | 8.92 | 91.23
| Sensitivity 5 | 2040/41 | 1986/87 | 0 | 0
| Sensitivity 5 | 2040/41 | 1987/88 | 0 | 0
| Sensitivity 5 | 2040/41 | 1988/89 | 0 | 0
| Sensitivity 5 | 2040/41 | 1989/90 | 0 | 0
| Sensitivity 5 | 2040/41 | 1990/91 | 0 | 0
| Sensitivity 5 | 2040/41 | 1991/92 | 0 | 0
| Sensitivity 5 | 2040/41 | 1992/93 | 0 | 0
| Sensitivity 5 | 2040/41 | 1993/94 | 0 | 0
| Sensitivity 5 | 2040/41 | 1994/95 | 0 | 0
| Sensitivity 5 | 2040/41 | 1995/96 | 0 | 0
| Sensitivity 5 | 2040/41 | 1996/97 | 0 | 0
| Sensitivity 5 | 2040/41 | 1997/98 | 0 | 0
| Sensitivity 5 | 2040/41 | 1998/99 | 0 | 0
| Sensitivity 5 | 2040/41 | 1999/2000 | 0 | 0
| Sensitivity 5 | 2040/41 | 2000/01 | 0.06 | 0.46
| Sensitivity 5 | 2040/41 | 2001/02 | 0 | 0
| Sensitivity 5 | 2040/41 | 2002/03 | 0 | 0
| Sensitivity 5 | 2040/41 | 2003/04 | 0 | 0
| Sensitivity 5 | 2040/41 | 2004/05 | 0 | 0
| Sensitivity 5 | 2040/41 | 2005/06 | 0.11 | 0.69
| Sensitivity 5 | 2040/41 | 2006/07 | 0 | 0
| Sensitivity 5 | 2040/41 | 2007/08 | 0 | 0
| Sensitivity 5 | 2040/41 | 2008/09 | 0 | 0
| Sensitivity 5 | 2040/41 | 2009/10 | 0 | 0
| Sensitivity 5 | 2040/41 | 2010/11 | 0 | 0
| Sensitivity 5 | 2040/41 | 2011/12 | 0 | 0
| Sensitivity 5 | 2040/41 | 2012/13 | 0 | 0
| Sensitivity 5 | 2040/41 | 2013/14 | 0 | 0
| Sensitivity 5 | 2040/41 | 2014/15 | 0 | 0
| Sensitivity 5 | 2040/41 | 2015/16 | 0 | 0
| Sensitivity 5 | 2040/41 | 2016/17 | 0 | 0
| Sensitivity 5 | 2040/41 | 2017/18 | 0 | 0
| Sensitivity 6 | 2035/36 | 1984/85 | 1.52 | 9.45
| Sensitivity 6 | 2035/36 | 1985/86 | 6.21 | 47.08
| Sensitivity 6 | 2035/36 | 1986/87 | 0 | 0
| Sensitivity 6 | 2035/36 | 1987/88 | 0 | 0
| Sensitivity 6 | 2035/36 | 1988/89 | 0 | 0
| Sensitivity 6 | 2035/36 | 1989/90 | 0 | 0
| Sensitivity 6 | 2035/36 | 1990/91 | 0 | 0
| Sensitivity 6 | 2035/36 | 1991/92 | 0 | 0
| Sensitivity 6 | 2035/36 | 1992/93 | 0 | 0
| Sensitivity 6 | 2035/36 | 1993/94 | 0 | 0
| Sensitivity 6 | 2035/36 | 1994/95 | 0 | 0
| Sensitivity 6 | 2035/36 | 1995/96 | 0 | 0
| Sensitivity 6 | 2035/36 | 1996/97 | 0 | 0
| Sensitivity 6 | 2035/36 | 1997/98 | 0 | 0
| Sensitivity 6 | 2035/36 | 1998/99 | 0 | 0
| Sensitivity 6 | 2035/36 | 1999/2000 | 0 | 0
| Sensitivity 6 | 2035/36 | 2000/01 | 0.1 | 0.44
| Sensitivity 6 | 2035/36 | 2001/02 | 0 | 0
| Sensitivity 6 | 2035/36 | 2002/03 | 0 | 0
| Sensitivity 6 | 2035/36 | 2003/04 | 0 | 0
| Sensitivity 6 | 2035/36 | 2004/05 | 0 | 0
| Sensitivity 6 | 2035/36 | 2005/06 | 0 | 0
| Sensitivity 6 | 2035/36 | 2006/07 | 0 | 0
| Sensitivity 6 | 2035/36 | 2007/08 | 0 | 0
| Sensitivity 6 | 2035/36 | 2008/09 | 0 | 0
| Sensitivity 6 | 2035/36 | 2009/10 | 0 | 0
| Sensitivity 6 | 2035/36 | 2010/11 | 0 | 0
| Sensitivity 6 | 2035/36 | 2011/12 | 0 | 0
| Sensitivity 6 | 2035/36 | 2012/13 | 0 | 0
| Sensitivity 6 | 2035/36 | 2013/14 | 0 | 0
| Sensitivity 6 | 2035/36 | 2014/15 | 0 | 0
| Sensitivity 6 | 2035/36 | 2015/16 | 0 | 0
| Sensitivity 6 | 2035/36 | 2016/17 | 0 | 0
| Sensitivity 6 | 2035/36 | 2017/18 | 0 | 0
| Sensitivity 6 | 2040/41 | 1984/85 | 0.64 | 7.58
| Sensitivity 6 | 2040/41 | 1985/86 | 6.21 | 63.56
| Sensitivity 6 | 2040/41 | 1986/87 | 0 | 0
| Sensitivity 6 | 2040/41 | 1987/88 | 0 | 0
| Sensitivity 6 | 2040/41 | 1988/89 | 0 | 0
| Sensitivity 6 | 2040/41 | 1989/90 | 0 | 0
| Sensitivity 6 | 2040/41 | 1990/91 | 44.75 | 657.33
| Sensitivity 6 | 2040/41 | 1991/92 | 0 | 0
| Sensitivity 6 | 2040/41 | 1992/93 | 0 | 0
| Sensitivity 6 | 2040/41 | 1993/94 | 0 | 0
| Sensitivity 6 | 2040/41 | 1994/95 | 0 | 0
| Sensitivity 6 | 2040/41 | 1995/96 | 0 | 0
| Sensitivity 6 | 2040/41 | 1996/97 | 0.06 | 0.6
| Sensitivity 6 | 2040/41 | 1997/98 | 0 | 0
| Sensitivity 6 | 2040/41 | 1998/99 | 0 | 0
| Sensitivity 6 | 2040/41 | 1999/2000 | 0 | 0
| Sensitivity 6 | 2040/41 | 2000/01 | 0.06 | 0.45
| Sensitivity 6 | 2040/41 | 2001/02 | 0 | 0
| Sensitivity 6 | 2040/41 | 2002/03 | 0 | 0
| Sensitivity 6 | 2040/41 | 2003/04 | 0 | 0
| Sensitivity 6 | 2040/41 | 2004/05 | 0 | 0
| Sensitivity 6 | 2040/41 | 2005/06 | 2.97 | 30.71
| Sensitivity 6 | 2040/41 | 2006/07 | 0 | 0
| Sensitivity 6 | 2040/41 | 2007/08 | 0 | 0
| Sensitivity 6 | 2040/41 | 2008/09 | 0 | 0
| Sensitivity 6 | 2040/41 | 2009/10 | 0 | 0
| Sensitivity 6 | 2040/41 | 2010/11 | 0 | 0
| Sensitivity 6 | 2040/41 | 2011/12 | 0 | 0
| Sensitivity 6 | 2040/41 | 2012/13 | 0 | 0
| Sensitivity 6 | 2040/41 | 2013/14 | 0 | 0
| Sensitivity 6 | 2040/41 | 2014/15 | 0 | 0
| Sensitivity 6 | 2040/41 | 2015/16 | 0 | 0
| Sensitivity 6 | 2040/41 | 2016/17 | 0 | 0
| Sensitivity 6 | 2040/41 | 2017/18 | 0 | 0
| Sensitivity 7 | 2035/36 | 1984/85 | 1.52 | 9.45
| Sensitivity 7 | 2035/36 | 1985/86 | 6.23 | 47.1
| Sensitivity 7 | 2035/36 | 1986/87 | 0 | 0
| Sensitivity 7 | 2035/36 | 1987/88 | 0 | 0
| Sensitivity 7 | 2035/36 | 1988/89 | 0 | 0
| Sensitivity 7 | 2035/36 | 1989/90 | 0 | 0
| Sensitivity 7 | 2035/36 | 1990/91 | 0 | 0
| Sensitivity 7 | 2035/36 | 1991/92 | 0 | 0
| Sensitivity 7 | 2035/36 | 1992/93 | 0 | 0
| Sensitivity 7 | 2035/36 | 1993/94 | 0 | 0
| Sensitivity 7 | 2035/36 | 1994/95 | 0 | 0
| Sensitivity 7 | 2035/36 | 1995/96 | 0 | 0
| Sensitivity 7 | 2035/36 | 1996/97 | 0 | 0
| Sensitivity 7 | 2035/36 | 1997/98 | 0 | 0
| Sensitivity 7 | 2035/36 | 1998/99 | 0 | 0
| Sensitivity 7 | 2035/36 | 1999/2000 | 0 | 0
| Sensitivity 7 | 2035/36 | 2000/01 | 0.1 | 0.44
| Sensitivity 7 | 2035/36 | 2001/02 | 0 | 0
| Sensitivity 7 | 2035/36 | 2002/03 | 0 | 0
| Sensitivity 7 | 2035/36 | 2003/04 | 0 | 0
| Sensitivity 7 | 2035/36 | 2004/05 | 0 | 0
| Sensitivity 7 | 2035/36 | 2005/06 | 0 | 0
| Sensitivity 7 | 2035/36 | 2006/07 | 0 | 0
| Sensitivity 7 | 2035/36 | 2007/08 | 0 | 0
| Sensitivity 7 | 2035/36 | 2008/09 | 0 | 0
| Sensitivity 7 | 2035/36 | 2009/10 | 0 | 0
| Sensitivity 7 | 2035/36 | 2010/11 | 0 | 0
| Sensitivity 7 | 2035/36 | 2011/12 | 0 | 0
| Sensitivity 7 | 2035/36 | 2012/13 | 0 | 0
| Sensitivity 7 | 2035/36 | 2013/14 | 0 | 0
| Sensitivity 7 | 2035/36 | 2014/15 | 0 | 0
| Sensitivity 7 | 2035/36 | 2015/16 | 0 | 0
| Sensitivity 7 | 2035/36 | 2016/17 | 0 | 0
| Sensitivity 7 | 2035/36 | 2017/18 | 0 | 0
| Sensitivity 7 | 2040/41 | 1984/85 | 12.24 | 255.48
| Sensitivity 7 | 2040/41 | 1985/86 | 48.24 | 852.95
| Sensitivity 7 | 2040/41 | 1986/87 | 0 | 0
| Sensitivity 7 | 2040/41 | 1987/88 | 0 | 0
| Sensitivity 7 | 2040/41 | 1988/89 | 0 | 0
| Sensitivity 7 | 2040/41 | 1989/90 | 3.96 | 37.71
| Sensitivity 7 | 2040/41 | 1990/91 | 97.33 | 1538.71
| Sensitivity 7 | 2040/41 | 1991/92 | 1.56 | 15.72
| Sensitivity 7 | 2040/41 | 1992/93 | 0 | 0
| Sensitivity 7 | 2040/41 | 1993/94 | 0 | 0
| Sensitivity 7 | 2040/41 | 1994/95 | 0 | 0
| Sensitivity 7 | 2040/41 | 1995/96 | 0 | 0
| Sensitivity 7 | 2040/41 | 1996/97 | 8.49 | 92.45
| Sensitivity 7 | 2040/41 | 1997/98 | 0 | 0
| Sensitivity 7 | 2040/41 | 1998/99 | 0 | 0
| Sensitivity 7 | 2040/41 | 1999/2000 | 0 | 0
| Sensitivity 7 | 2040/41 | 2000/01 | 27.07 | 398.42
| Sensitivity 7 | 2040/41 | 2001/02 | 0 | 0
| Sensitivity 7 | 2040/41 | 2002/03 | 0 | 0
| Sensitivity 7 | 2040/41 | 2003/04 | 0.02 | 0.11
| Sensitivity 7 | 2040/41 | 2004/05 | 0 | 0
| Sensitivity 7 | 2040/41 | 2005/06 | 50.24 | 782.56
| Sensitivity 7 | 2040/41 | 2006/07 | 1.71 | 15.2
| Sensitivity 7 | 2040/41 | 2007/08 | 0 | 0
| Sensitivity 7 | 2040/41 | 2008/09 | 0 | 0
| Sensitivity 7 | 2040/41 | 2009/10 | 0 | 0
| Sensitivity 7 | 2040/41 | 2010/11 | 4.51 | 75.41
| Sensitivity 7 | 2040/41 | 2011/12 | 0 | 0
| Sensitivity 7 | 2040/41 | 2012/13 | 0.37 | 4.61
| Sensitivity 7 | 2040/41 | 2013/14 | 0 | 0
| Sensitivity 7 | 2040/41 | 2014/15 | 0 | 0
| Sensitivity 7 | 2040/41 | 2015/16 | 0 | 0
| Sensitivity 7 | 2040/41 | 2016/17 | 0 | 0
| Sensitivity 7 | 2040/41 | 2017/18 | 0 | 0
| Sensitivity 8 | 2035/36 | 1984/85 | 1.45 | 9.91
| Sensitivity 8 | 2035/36 | 1985/86 | 8.25 | 67.14
| Sensitivity 8 | 2035/36 | 1986/87 | 0 | 0
| Sensitivity 8 | 2035/36 | 1987/88 | 0 | 0
| Sensitivity 8 | 2035/36 | 1988/89 | 0 | 0
| Sensitivity 8 | 2035/36 | 1989/90 | 0 | 0
| Sensitivity 8 | 2035/36 | 1990/91 | 0 | 0
| Sensitivity 8 | 2035/36 | 1991/92 | 0 | 0
| Sensitivity 8 | 2035/36 | 1992/93 | 0 | 0
| Sensitivity 8 | 2035/36 | 1993/94 | 0 | 0
| Sensitivity 8 | 2035/36 | 1994/95 | 0 | 0
| Sensitivity 8 | 2035/36 | 1995/96 | 0 | 0
| Sensitivity 8 | 2035/36 | 1996/97 | 0 | 0
| Sensitivity 8 | 2035/36 | 1997/98 | 0 | 0
| Sensitivity 8 | 2035/36 | 1998/99 | 0 | 0
| Sensitivity 8 | 2035/36 | 1999/2000 | 0 | 0
| Sensitivity 8 | 2035/36 | 2000/01 | 0.44 | 3.44
| Sensitivity 8 | 2035/36 | 2001/02 | 0 | 0
| Sensitivity 8 | 2035/36 | 2002/03 | 0 | 0
| Sensitivity 8 | 2035/36 | 2003/04 | 0 | 0
| Sensitivity 8 | 2035/36 | 2004/05 | 0 | 0
| Sensitivity 8 | 2035/36 | 2005/06 | 0.18 | 1.64
| Sensitivity 8 | 2035/36 | 2006/07 | 0 | 0
| Sensitivity 8 | 2035/36 | 2007/08 | 0 | 0
| Sensitivity 8 | 2035/36 | 2008/09 | 0 | 0
| Sensitivity 8 | 2035/36 | 2009/10 | 0 | 0
| Sensitivity 8 | 2035/36 | 2010/11 | 0 | 0
| Sensitivity 8 | 2035/36 | 2011/12 | 0 | 0
| Sensitivity 8 | 2035/36 | 2012/13 | 0 | 0
| Sensitivity 8 | 2035/36 | 2013/14 | 0 | 0
| Sensitivity 8 | 2035/36 | 2014/15 | 0 | 0
| Sensitivity 8 | 2035/36 | 2015/16 | 0 | 0
| Sensitivity 8 | 2035/36 | 2016/17 | 0 | 0
| Sensitivity 8 | 2035/36 | 2017/18 | 0 | 0
| Sensitivity 8 | 2040/41 | 1984/85 | 0.4 | 3.18
| Sensitivity 8 | 2040/41 | 1985/86 | 11.78 | 127.94
| Sensitivity 8 | 2040/41 | 1986/87 | 0 | 0
| Sensitivity 8 | 2040/41 | 1987/88 | 0 | 0
| Sensitivity 8 | 2040/41 | 1988/89 | 0 | 0
| Sensitivity 8 | 2040/41 | 1989/90 | 0 | 0
| Sensitivity 8 | 2040/41 | 1990/91 | 0 | 0
| Sensitivity 8 | 2040/41 | 1991/92 | 0 | 0
| Sensitivity 8 | 2040/41 | 1992/93 | 0 | 0
| Sensitivity 8 | 2040/41 | 1993/94 | 0 | 0
| Sensitivity 8 | 2040/41 | 1994/95 | 0 | 0
| Sensitivity 8 | 2040/41 | 1995/96 | 0 | 0
| Sensitivity 8 | 2040/41 | 1996/97 | 0.02 | 0
| Sensitivity 8 | 2040/41 | 1997/98 | 0 | 0
| Sensitivity 8 | 2040/41 | 1998/99 | 0 | 0
| Sensitivity 8 | 2040/41 | 1999/2000 | 0 | 0
| Sensitivity 8 | 2040/41 | 2000/01 | 0.44 | 3.25
| Sensitivity 8 | 2040/41 | 2001/02 | 0 | 0
| Sensitivity 8 | 2040/41 | 2002/03 | 0 | 0
| Sensitivity 8 | 2040/41 | 2003/04 | 0 | 0
| Sensitivity 8 | 2040/41 | 2004/05 | 0 | 0
| Sensitivity 8 | 2040/41 | 2005/06 | 0.72 | 7
| Sensitivity 8 | 2040/41 | 2006/07 | 0 | 0
| Sensitivity 8 | 2040/41 | 2007/08 | 0 | 0
| Sensitivity 8 | 2040/41 | 2008/09 | 0 | 0
| Sensitivity 8 | 2040/41 | 2009/10 | 0 | 0
| Sensitivity 8 | 2040/41 | 2010/11 | 0 | 0
| Sensitivity 8 | 2040/41 | 2011/12 | 0 | 0
| Sensitivity 8 | 2040/41 | 2012/13 | 0 | 0
| Sensitivity 8 | 2040/41 | 2013/14 | 0 | 0
| Sensitivity 8 | 2040/41 | 2014/15 | 0 | 0
| Sensitivity 8 | 2040/41 | 2015/16 | 0 | 0
| Sensitivity 8 | 2040/41 | 2016/17 | 0 | 0
| Sensitivity 8 | 2040/41 | 2017/18 | 0 | 0
| Sensitivity 9 | 2030/31 | 1984/85 | 4.14 | 36.18
| Sensitivity 9 | 2030/31 | 1985/86 | 6.05 | 48.55
| Sensitivity 9 | 2030/31 | 1986/87 | 0 | 0
| Sensitivity 9 | 2030/31 | 1987/88 | 0 | 0
| Sensitivity 9 | 2030/31 | 1988/89 | 0 | 0
| Sensitivity 9 | 2030/31 | 1989/90 | 0 | 0
| Sensitivity 9 | 2030/31 | 1990/91 | 0 | 0
| Sensitivity 9 | 2030/31 | 1991/92 | 0 | 0
| Sensitivity 9 | 2030/31 | 1992/93 | 0 | 0
| Sensitivity 9 | 2030/31 | 1993/94 | 0 | 0
| Sensitivity 9 | 2030/31 | 1994/95 | 0 | 0
| Sensitivity 9 | 2030/31 | 1995/96 | 0 | 0
| Sensitivity 9 | 2030/31 | 1996/97 | 0.02 | 0.08
| Sensitivity 9 | 2030/31 | 1997/98 | 0 | 0
| Sensitivity 9 | 2030/31 | 1998/99 | 0 | 0
| Sensitivity 9 | 2030/31 | 1999/2000 | 0 | 0
| Sensitivity 9 | 2030/31 | 2000/01 | 0 | 0
| Sensitivity 9 | 2030/31 | 2001/02 | 0 | 0
| Sensitivity 9 | 2030/31 | 2002/03 | 0 | 0
| Sensitivity 9 | 2030/31 | 2003/04 | 0 | 0
| Sensitivity 9 | 2030/31 | 2004/05 | 0 | 0
| Sensitivity 9 | 2030/31 | 2005/06 | 0 | 0
| Sensitivity 9 | 2030/31 | 2006/07 | 0 | 0
| Sensitivity 9 | 2030/31 | 2007/08 | 0 | 0
| Sensitivity 9 | 2030/31 | 2008/09 | 0 | 0
| Sensitivity 9 | 2030/31 | 2009/10 | 0 | 0
| Sensitivity 9 | 2030/31 | 2010/11 | 0 | 0
| Sensitivity 9 | 2030/31 | 2011/12 | 0.1 | 0.31
| Sensitivity 9 | 2030/31 | 2012/13 | 0 | 0
| Sensitivity 9 | 2030/31 | 2013/14 | 0 | 0
| Sensitivity 9 | 2030/31 | 2014/15 | 0 | 0
| Sensitivity 9 | 2030/31 | 2015/16 | 0 | 0
| Sensitivity 9 | 2030/31 | 2016/17 | 0 | 0
| Sensitivity 9 | 2030/31 | 2017/18 | 0 | 0
| Sensitivity 9 | 2035/36 | 1984/85 | 1.67 | 10.5
| Sensitivity 9 | 2035/36 | 1985/86 | 7.56 | 60.25
| Sensitivity 9 | 2035/36 | 1986/87 | 0 | 0
| Sensitivity 9 | 2035/36 | 1987/88 | 0 | 0
| Sensitivity 9 | 2035/36 | 1988/89 | 0 | 0
| Sensitivity 9 | 2035/36 | 1989/90 | 0 | 0
| Sensitivity 9 | 2035/36 | 1990/91 | 0 | 0
| Sensitivity 9 | 2035/36 | 1991/92 | 0 | 0
| Sensitivity 9 | 2035/36 | 1992/93 | 0 | 0
| Sensitivity 9 | 2035/36 | 1993/94 | 0 | 0
| Sensitivity 9 | 2035/36 | 1994/95 | 0 | 0
| Sensitivity 9 | 2035/36 | 1995/96 | 0 | 0
| Sensitivity 9 | 2035/36 | 1996/97 | 0 | 0
| Sensitivity 9 | 2035/36 | 1997/98 | 0 | 0
| Sensitivity 9 | 2035/36 | 1998/99 | 0 | 0
| Sensitivity 9 | 2035/36 | 1999/2000 | 0 | 0
| Sensitivity 9 | 2035/36 | 2000/01 | 0.21 | 1.45
| Sensitivity 9 | 2035/36 | 2001/02 | 0 | 0
| Sensitivity 9 | 2035/36 | 2002/03 | 0 | 0
| Sensitivity 9 | 2035/36 | 2003/04 | 0 | 0
| Sensitivity 9 | 2035/36 | 2004/05 | 0 | 0
| Sensitivity 9 | 2035/36 | 2005/06 | 0.03 | 0.23
| Sensitivity 9 | 2035/36 | 2006/07 | 0 | 0
| Sensitivity 9 | 2035/36 | 2007/08 | 0 | 0
| Sensitivity 9 | 2035/36 | 2008/09 | 0 | 0
| Sensitivity 9 | 2035/36 | 2009/10 | 0 | 0
| Sensitivity 9 | 2035/36 | 2010/11 | 0 | 0
| Sensitivity 9 | 2035/36 | 2011/12 | 0 | 0
| Sensitivity 9 | 2035/36 | 2012/13 | 0.01 | 0
| Sensitivity 9 | 2035/36 | 2013/14 | 0 | 0
| Sensitivity 9 | 2035/36 | 2014/15 | 0 | 0
| Sensitivity 9 | 2035/36 | 2015/16 | 0 | 0
| Sensitivity 9 | 2035/36 | 2016/17 | 0 | 0
| Sensitivity 9 | 2035/36 | 2017/18 | 0 | 0
| Sensitivity 9 | 2040/41 | 1984/85 | 0.4 | 2.76
| Sensitivity 9 | 2040/41 | 1985/86 | 8.34 | 88.07
| Sensitivity 9 | 2040/41 | 1986/87 | 0 | 0
| Sensitivity 9 | 2040/41 | 1987/88 | 0 | 0
| Sensitivity 9 | 2040/41 | 1988/89 | 0 | 0
| Sensitivity 9 | 2040/41 | 1989/90 | 0 | 0
| Sensitivity 9 | 2040/41 | 1990/91 | 0 | 0
| Sensitivity 9 | 2040/41 | 1991/92 | 0 | 0
| Sensitivity 9 | 2040/41 | 1992/93 | 0 | 0
| Sensitivity 9 | 2040/41 | 1993/94 | 0 | 0
| Sensitivity 9 | 2040/41 | 1994/95 | 0 | 0
| Sensitivity 9 | 2040/41 | 1995/96 | 0 | 0
| Sensitivity 9 | 2040/41 | 1996/97 | 0 | 0
| Sensitivity 9 | 2040/41 | 1997/98 | 0 | 0
| Sensitivity 9 | 2040/41 | 1998/99 | 0 | 0
| Sensitivity 9 | 2040/41 | 1999/2000 | 0 | 0
| Sensitivity 9 | 2040/41 | 2000/01 | 0.23 | 2.13
| Sensitivity 9 | 2040/41 | 2001/02 | 0 | 0
| Sensitivity 9 | 2040/41 | 2002/03 | 0 | 0
| Sensitivity 9 | 2040/41 | 2003/04 | 0 | 0
| Sensitivity 9 | 2040/41 | 2004/05 | 0 | 0
| Sensitivity 9 | 2040/41 | 2005/06 | 0.24 | 2.34
| Sensitivity 9 | 2040/41 | 2006/07 | 0 | 0
| Sensitivity 9 | 2040/41 | 2007/08 | 0 | 0
| Sensitivity 9 | 2040/41 | 2008/09 | 0 | 0
| Sensitivity 9 | 2040/41 | 2009/10 | 0 | 0
| Sensitivity 9 | 2040/41 | 2010/11 | 0 | 0
| Sensitivity 9 | 2040/41 | 2011/12 | 0 | 0
| Sensitivity 9 | 2040/41 | 2012/13 | 0 | 0
| Sensitivity 9 | 2040/41 | 2013/14 | 0 | 0
| Sensitivity 9 | 2040/41 | 2014/15 | 0 | 0
| Sensitivity 9 | 2040/41 | 2015/16 | 0 | 0
| Sensitivity 9 | 2040/41 | 2016/17 | 0 | 0
| Sensitivity 9 | 2040/41 | 2017/18 | 0 | 0
| Sensitivity 10 | 2030/31 | 1984/85 | 5.42 | 57.47
| Sensitivity 10 | 2030/31 | 1985/86 | 37.59 | 382.75
| Sensitivity 10 | 2030/31 | 1986/87 | 0.65 | 2.85
| Sensitivity 10 | 2030/31 | 1987/88 | 1.11 | 7.56
| Sensitivity 10 | 2030/31 | 1988/89 | 0 | 0
| Sensitivity 10 | 2030/31 | 1989/90 | 0 | 0
| Sensitivity 10 | 2030/31 | 1990/91 | 0.5 | 3.79
| Sensitivity 10 | 2030/31 | 1991/92 | 2.8 | 17.57
| Sensitivity 10 | 2030/31 | 1992/93 | 0.27 | 1.86
| Sensitivity 10 | 2030/31 | 1993/94 | 0 | 0
| Sensitivity 10 | 2030/31 | 1994/95 | 0 | 0
| Sensitivity 10 | 2030/31 | 1995/96 | 0 | 0
| Sensitivity 10 | 2030/31 | 1996/97 | 10.14 | 79.38
| Sensitivity 10 | 2030/31 | 1997/98 | 0.16 | 0.7
| Sensitivity 10 | 2030/31 | 1998/99 | 0.73 | 5.11
| Sensitivity 10 | 2030/31 | 1999/2000 | 0 | 0
| Sensitivity 10 | 2030/31 | 2000/01 | 3.94 | 33.76
| Sensitivity 10 | 2030/31 | 2001/02 | 0.77 | 7.04
| Sensitivity 10 | 2030/31 | 2002/03 | 0.59 | 3.25
| Sensitivity 10 | 2030/31 | 2003/04 | 8.48 | 70.47
| Sensitivity 10 | 2030/31 | 2004/05 | 0 | 0
| Sensitivity 10 | 2030/31 | 2005/06 | 8.07 | 75.35
| Sensitivity 10 | 2030/31 | 2006/07 | 1.76 | 15.71
| Sensitivity 10 | 2030/31 | 2007/08 | 0 | 0
| Sensitivity 10 | 2030/31 | 2008/09 | 0.29 | 2.09
| Sensitivity 10 | 2030/31 | 2009/10 | 0.05 | 0.27
| Sensitivity 10 | 2030/31 | 2010/11 | 0.15 | 0.91
| Sensitivity 10 | 2030/31 | 2011/12 | 7.88 | 75.15
| Sensitivity 10 | 2030/31 | 2012/13 | 0.06 | 0.2
| Sensitivity 10 | 2030/31 | 2013/14 | 0 | 0
| Sensitivity 10 | 2030/31 | 2014/15 | 0 | 0
| Sensitivity 10 | 2030/31 | 2015/16 | 0.79 | 4.2
| Sensitivity 10 | 2030/31 | 2016/17 | 0.51 | 2.46
| Sensitivity 10 | 2030/31 | 2017/18 | 2.22 | 13.28
| Sensitivity 10 | 2035/36 | 1984/85 | 3.7 | 35.8
| Sensitivity 10 | 2035/36 | 1985/86 | 49.84 | 536.39
| Sensitivity 10 | 2035/36 | 1986/87 | 0.49 | 2.25
| Sensitivity 10 | 2035/36 | 1987/88 | 0.01 | 0.01
| Sensitivity 10 | 2035/36 | 1988/89 | 0 | 0
| Sensitivity 10 | 2035/36 | 1989/90 | 0 | 0
| Sensitivity 10 | 2035/36 | 1990/91 | 49.75 | 406.85
| Sensitivity 10 | 2035/36 | 1991/92 | 0.87 | 7.14
| Sensitivity 10 | 2035/36 | 1992/93 | 0 | 0
| Sensitivity 10 | 2035/36 | 1993/94 | 1.2 | 8.81
| Sensitivity 10 | 2035/36 | 1994/95 | 0 | 0
| Sensitivity 10 | 2035/36 | 1995/96 | 0 | 0
| Sensitivity 10 | 2035/36 | 1996/97 | 3.73 | 24.26
| Sensitivity 10 | 2035/36 | 1997/98 | 0 | 0
| Sensitivity 10 | 2035/36 | 1998/99 | 0.05 | 0.38
| Sensitivity 10 | 2035/36 | 1999/2000 | 0.63 | 5.47
| Sensitivity 10 | 2035/36 | 2000/01 | 52.23 | 561.46
| Sensitivity 10 | 2035/36 | 2001/02 | 0.18 | 1.28
| Sensitivity 10 | 2035/36 | 2002/03 | 0.96 | 7.27
| Sensitivity 10 | 2035/36 | 2003/04 | 0 | 0
| Sensitivity 10 | 2035/36 | 2004/05 | 0 | 0
| Sensitivity 10 | 2035/36 | 2005/06 | 43.46 | 523.37
| Sensitivity 10 | 2035/36 | 2006/07 | 0.1 | 0.78
| Sensitivity 10 | 2035/36 | 2007/08 | 0 | 0
| Sensitivity 10 | 2035/36 | 2008/09 | 8.47 | 70.78
| Sensitivity 10 | 2035/36 | 2009/10 | 0 | 0
| Sensitivity 10 | 2035/36 | 2010/11 | 10.8 | 133.61
| Sensitivity 10 | 2035/36 | 2011/12 | 0.05 | 0.27
| Sensitivity 10 | 2035/36 | 2012/13 | 3.31 | 25.22
| Sensitivity 10 | 2035/36 | 2013/14 | 0 | 0
| Sensitivity 10 | 2035/36 | 2014/15 | 0.86 | 6.08
| Sensitivity 10 | 2035/36 | 2015/16 | 0.17 | 1.25
| Sensitivity 10 | 2035/36 | 2016/17 | 0 | 0
| Sensitivity 10 | 2035/36 | 2017/18 | 0.22 | 1.83
| Sensitivity 10 | 2040/41 | 1984/85 | 1.55 | 11.57
| Sensitivity 10 | 2040/41 | 1985/86 | 47.15 | 660.04
| Sensitivity 10 | 2040/41 | 1986/87 | 5.64 | 60.99
| Sensitivity 10 | 2040/41 | 1987/88 | 0.18 | 1.1
| Sensitivity 10 | 2040/41 | 1988/89 | 0.27 | 0.86
| Sensitivity 10 | 2040/41 | 1989/90 | 0.13 | 1.14
| Sensitivity 10 | 2040/41 | 1990/91 | 85.39 | 912.18
| Sensitivity 10 | 2040/41 | 1991/92 | 0.81 | 4.61
| Sensitivity 10 | 2040/41 | 1992/93 | 0 | 0
| Sensitivity 10 | 2040/41 | 1993/94 | 2.11 | 19.11
| Sensitivity 10 | 2040/41 | 1994/95 | 0 | 0
| Sensitivity 10 | 2040/41 | 1995/96 | 0 | 0
| Sensitivity 10 | 2040/41 | 1996/97 | 52.74 | 939.09
| Sensitivity 10 | 2040/41 | 1997/98 | 0 | 0
| Sensitivity 10 | 2040/41 | 1998/99 | 0 | 0
| Sensitivity 10 | 2040/41 | 1999/2000 | 0.01 | 0.02
| Sensitivity 10 | 2040/41 | 2000/01 | 52.23 | 683.34
| Sensitivity 10 | 2040/41 | 2001/02 | 0 | 0
| Sensitivity 10 | 2040/41 | 2002/03 | 0.71 | 4.59
| Sensitivity 10 | 2040/41 | 2003/04 | 0.04 | 0.07
| Sensitivity 10 | 2040/41 | 2004/05 | 0 | 0
| Sensitivity 10 | 2040/41 | 2005/06 | 51.74 | 784.37
| Sensitivity 10 | 2040/41 | 2006/07 | 0.35 | 3.19
| Sensitivity 10 | 2040/41 | 2007/08 | 0 | 0
| Sensitivity 10 | 2040/41 | 2008/09 | 8.67 | 60.92
| Sensitivity 10 | 2040/41 | 2009/10 | 0 | 0
| Sensitivity 10 | 2040/41 | 2010/11 | 11.4 | 184.54
| Sensitivity 10 | 2040/41 | 2011/12 | 0 | 0
| Sensitivity 10 | 2040/41 | 2012/13 | 0.13 | 1.09
| Sensitivity 10 | 2040/41 | 2013/14 | 0 | 0
| Sensitivity 10 | 2040/41 | 2014/15 | 0.04 | 0.34
| Sensitivity 10 | 2040/41 | 2015/16 | 0 | 0
| Sensitivity 10 | 2040/41 | 2016/17 | 0 | 0
| Sensitivity 10 | 2040/41 | 2017/18 | 0 | 0
| Sensitivity 11 | 2035/36 | 1984/85 | 2.97 | 26.21
| Sensitivity 11 | 2035/36 | 1985/86 | 7.68 | 65.16
| Sensitivity 11 | 2035/36 | 1986/87 | 0 | 0
| Sensitivity 11 | 2035/36 | 1987/88 | 0 | 0
| Sensitivity 11 | 2035/36 | 1988/89 | 0 | 0
| Sensitivity 11 | 2035/36 | 1989/90 | 0 | 0
| Sensitivity 11 | 2035/36 | 1990/91 | 0 | 0
| Sensitivity 11 | 2035/36 | 1991/92 | 0 | 0
| Sensitivity 11 | 2035/36 | 1992/93 | 0 | 0
| Sensitivity 11 | 2035/36 | 1993/94 | 0 | 0
| Sensitivity 11 | 2035/36 | 1994/95 | 0 | 0
| Sensitivity 11 | 2035/36 | 1995/96 | 0 | 0
| Sensitivity 11 | 2035/36 | 1996/97 | 0 | 0
| Sensitivity 11 | 2035/36 | 1997/98 | 0 | 0
| Sensitivity 11 | 2035/36 | 1998/99 | 0 | 0
| Sensitivity 11 | 2035/36 | 1999/2000 | 0 | 0
| Sensitivity 11 | 2035/36 | 2000/01 | 0.09 | 0.54
| Sensitivity 11 | 2035/36 | 2001/02 | 0 | 0
| Sensitivity 11 | 2035/36 | 2002/03 | 0 | 0
| Sensitivity 11 | 2035/36 | 2003/04 | 0 | 0
| Sensitivity 11 | 2035/36 | 2004/05 | 0 | 0
| Sensitivity 11 | 2035/36 | 2005/06 | 0.01 | 0.06
| Sensitivity 11 | 2035/36 | 2006/07 | 0 | 0
| Sensitivity 11 | 2035/36 | 2007/08 | 0 | 0
| Sensitivity 11 | 2035/36 | 2008/09 | 0 | 0
| Sensitivity 11 | 2035/36 | 2009/10 | 0 | 0
| Sensitivity 11 | 2035/36 | 2010/11 | 0 | 0
| Sensitivity 11 | 2035/36 | 2011/12 | 0 | 0
| Sensitivity 11 | 2035/36 | 2012/13 | 0.02 | 0.14
| Sensitivity 11 | 2035/36 | 2013/14 | 0 | 0
| Sensitivity 11 | 2035/36 | 2014/15 | 0 | 0
| Sensitivity 11 | 2035/36 | 2015/16 | 0 | 0
| Sensitivity 11 | 2035/36 | 2016/17 | 0 | 0
| Sensitivity 11 | 2035/36 | 2017/18 | 0 | 0
| Sensitivity 11 | 2040/41 | 1984/85 | 3.34 | 33.44
| Sensitivity 11 | 2040/41 | 1985/86 | 9.06 | 103.92
| Sensitivity 11 | 2040/41 | 1986/87 | 0 | 0
| Sensitivity 11 | 2040/41 | 1987/88 | 0 | 0
| Sensitivity 11 | 2040/41 | 1988/89 | 0 | 0
| Sensitivity 11 | 2040/41 | 1989/90 | 0 | 0
| Sensitivity 11 | 2040/41 | 1990/91 | 0 | 0
| Sensitivity 11 | 2040/41 | 1991/92 | 0 | 0
| Sensitivity 11 | 2040/41 | 1992/93 | 0 | 0
| Sensitivity 11 | 2040/41 | 1993/94 | 0 | 0
| Sensitivity 11 | 2040/41 | 1994/95 | 0 | 0
| Sensitivity 11 | 2040/41 | 1995/96 | 0 | 0
| Sensitivity 11 | 2040/41 | 1996/97 | 0.07 | 0.32
| Sensitivity 11 | 2040/41 | 1997/98 | 0 | 0
| Sensitivity 11 | 2040/41 | 1998/99 | 0 | 0
| Sensitivity 11 | 2040/41 | 1999/2000 | 0 | 0
| Sensitivity 11 | 2040/41 | 2000/01 | 0.07 | 0.51
| Sensitivity 11 | 2040/41 | 2001/02 | 0 | 0
| Sensitivity 11 | 2040/41 | 2002/03 | 0 | 0
| Sensitivity 11 | 2040/41 | 2003/04 | 0 | 0
| Sensitivity 11 | 2040/41 | 2004/05 | 0 | 0
| Sensitivity 11 | 2040/41 | 2005/06 | 0.26 | 2.51
| Sensitivity 11 | 2040/41 | 2006/07 | 0 | 0
| Sensitivity 11 | 2040/41 | 2007/08 | 0 | 0
| Sensitivity 11 | 2040/41 | 2008/09 | 0 | 0
| Sensitivity 11 | 2040/41 | 2009/10 | 0 | 0
| Sensitivity 11 | 2040/41 | 2010/11 | 0 | 0
| Sensitivity 11 | 2040/41 | 2011/12 | 0 | 0
| Sensitivity 11 | 2040/41 | 2012/13 | 0 | 0
| Sensitivity 11 | 2040/41 | 2013/14 | 0 | 0
| Sensitivity 11 | 2040/41 | 2014/15 | 0 | 0
| Sensitivity 11 | 2040/41 | 2015/16 | 0 | 0
| Sensitivity 11 | 2040/41 | 2016/17 | 0 | 0
| Sensitivity 11 | 2040/41 | 2017/18 | 0 | 0
| Sensitivity 12 | 2035/36 | 1984/85 | 0.4 | 2.05
| Sensitivity 12 | 2035/36 | 1985/86 | 0.9 | 6.59
| Sensitivity 12 | 2035/36 | 1986/87 | 0 | 0
| Sensitivity 12 | 2035/36 | 1987/88 | 0 | 0
| Sensitivity 12 | 2035/36 | 1988/89 | 0 | 0
| Sensitivity 12 | 2035/36 | 1989/90 | 0 | 0
| Sensitivity 12 | 2035/36 | 1990/91 | 0 | 0
| Sensitivity 12 | 2035/36 | 1991/92 | 0 | 0
| Sensitivity 12 | 2035/36 | 1992/93 | 0 | 0
| Sensitivity 12 | 2035/36 | 1993/94 | 0 | 0
| Sensitivity 12 | 2035/36 | 1994/95 | 0 | 0
| Sensitivity 12 | 2035/36 | 1995/96 | 0 | 0
| Sensitivity 12 | 2035/36 | 1996/97 | 0 | 0
| Sensitivity 12 | 2035/36 | 1997/98 | 0 | 0
| Sensitivity 12 | 2035/36 | 1998/99 | 0 | 0
| Sensitivity 12 | 2035/36 | 1999/2000 | 0 | 0
| Sensitivity 12 | 2035/36 | 2000/01 | 0 | 0
| Sensitivity 12 | 2035/36 | 2001/02 | 0 | 0
| Sensitivity 12 | 2035/36 | 2002/03 | 0 | 0
| Sensitivity 12 | 2035/36 | 2003/04 | 0 | 0
| Sensitivity 12 | 2035/36 | 2004/05 | 0 | 0
| Sensitivity 12 | 2035/36 | 2005/06 | 0 | 0
| Sensitivity 12 | 2035/36 | 2006/07 | 0 | 0
| Sensitivity 12 | 2035/36 | 2007/08 | 0 | 0
| Sensitivity 12 | 2035/36 | 2008/09 | 0 | 0
| Sensitivity 12 | 2035/36 | 2009/10 | 0 | 0
| Sensitivity 12 | 2035/36 | 2010/11 | 0 | 0
| Sensitivity 12 | 2035/36 | 2011/12 | 0 | 0
| Sensitivity 12 | 2035/36 | 2012/13 | 0 | 0
| Sensitivity 12 | 2035/36 | 2013/14 | 0 | 0
| Sensitivity 12 | 2035/36 | 2014/15 | 0 | 0
| Sensitivity 12 | 2035/36 | 2015/16 | 0 | 0
| Sensitivity 12 | 2035/36 | 2016/17 | 0 | 0
| Sensitivity 12 | 2035/36 | 2017/18 | 0 | 0
| Sensitivity 12 | 2040/41 | 1984/85 | 0.08 | 0.47
| Sensitivity 12 | 2040/41 | 1985/86 | 1.4 | 10.54
| Sensitivity 12 | 2040/41 | 1986/87 | 0 | 0
| Sensitivity 12 | 2040/41 | 1987/88 | 0 | 0
| Sensitivity 12 | 2040/41 | 1988/89 | 0 | 0
| Sensitivity 12 | 2040/41 | 1989/90 | 0 | 0
| Sensitivity 12 | 2040/41 | 1990/91 | 0 | 0
| Sensitivity 12 | 2040/41 | 1991/92 | 0 | 0
| Sensitivity 12 | 2040/41 | 1992/93 | 0 | 0
| Sensitivity 12 | 2040/41 | 1993/94 | 0 | 0
| Sensitivity 12 | 2040/41 | 1994/95 | 0 | 0
| Sensitivity 12 | 2040/41 | 1995/96 | 0 | 0
| Sensitivity 12 | 2040/41 | 1996/97 | 0 | 0
| Sensitivity 12 | 2040/41 | 1997/98 | 0 | 0
| Sensitivity 12 | 2040/41 | 1998/99 | 0 | 0
| Sensitivity 12 | 2040/41 | 1999/2000 | 0 | 0
| Sensitivity 12 | 2040/41 | 2000/01 | 0 | 0
| Sensitivity 12 | 2040/41 | 2001/02 | 0 | 0
| Sensitivity 12 | 2040/41 | 2002/03 | 0 | 0
| Sensitivity 12 | 2040/41 | 2003/04 | 0 | 0
| Sensitivity 12 | 2040/41 | 2004/05 | 0 | 0
| Sensitivity 12 | 2040/41 | 2005/06 | 0.1 | 0.78
| Sensitivity 12 | 2040/41 | 2006/07 | 0 | 0
| Sensitivity 12 | 2040/41 | 2007/08 | 0 | 0
| Sensitivity 12 | 2040/41 | 2008/09 | 0 | 0
| Sensitivity 12 | 2040/41 | 2009/10 | 0 | 0
| Sensitivity 12 | 2040/41 | 2010/11 | 0 | 0
| Sensitivity 12 | 2040/41 | 2011/12 | 0 | 0
| Sensitivity 12 | 2040/41 | 2012/13 | 0 | 0
| Sensitivity 12 | 2040/41 | 2013/14 | 0 | 0
| Sensitivity 12 | 2040/41 | 2014/15 | 0 | 0
| Sensitivity 12 | 2040/41 | 2015/16 | 0 | 0
| Sensitivity 12 | 2040/41 | 2016/17 | 0 | 0
| Sensitivity 12 | 2040/41 | 2017/18 | 0 | 0