## Cover
Future Energy Scenarios: NESO Pathways to Net Zero 2025 Data Workbook
About
This workbook contains all graphs and data from our Future Energy Scenarios: NESO Pathways to Net Zero 2025 publication. This workbook also contains additional data, dashboards and charts that we think might be useful to our stakeholders. The publication and all associated documents can be downloaded at the web address below. Questions on this data are welcome at the email address shown below. We continue to welcome feedback, comments and suggestions on how we present and share FES data.
Contact us about this data set
FES@neso.energy
Future Energy Scenarios Website
https://www.neso.energy/publications/future-energy-scenarios-fes
Version
Version History
Legal Notice
Under its electricity system operator licence, National Energy System Operator Limited (NESO) is the system operator of the national electricity transmission system. NESO also holds a gas system planner licence. For the purpose of this document, the terms “NESO”, “we”, “our”, “us” etc. are used to refer to National Energy System Operator Limited (company number 11014226). NESO has prepared this document pursuant to its statutory duties and its electricity system operator licence in good faith, and has endeavoured to prepare this document in a manner which is, as far as reasonably possible, objective, using information collected and compiled from users of the gas and electricity transmission systems in Great Britain together with its own analysis of the future development of those systems. While NESO has not sought to mislead any person as to the contents of this document and whilst such contents represent its best view as at the time of publication, readers of this document should not place any reliance on the contents of this document. The contents of this document must be considered as illustrative only and no warranty can be or is made as to the accuracy and completeness of such contents, nor shall anything within this document constitute an offer capable of acceptance or form the basis of any contract. Other than in the event of fraudulent misstatement or fraudulent misrepresentation, NESO does not accept any responsibility for any use which is made of the information contained within this document. This data is released under NESO's Open Data Licence, a copy of which can be found here https://www.neso.energy/data-portal/neso-open-licence

## Contents
NESO Pathways 2025 Data Workbook: Contents
Data Dashboards
Data Dashboards |  | Tab Name | Worksheet Title
Data Dashboards |  | DB.Guide | DB.Guide: Guide on Data Dashboard's
|  | DB.FLX1 | DB.FLX1: Electricity System Flexibility Data Dashboard
|  | DB.ES1 | DB.ES1: Electricity Supply Data Dashboard
|  | DB.ES2 | DB.ES2: Electricity Supply (European Scenarios) Data Dashboard
|  | DB.ED1 | DB.ED1: Electricity Demand Data Dashboard
|  | DB.ED3 | DB.ED3: Natural Gas Summary Dashboard
|  | DB.ED5 | DB.ED5: Road Transport Data Dashboard
|  | DB.ED7 | DB.ED7: Heat Demand Data Dashboard
|  | DB.WS1 | DB.WS1: Whole System and Gas Supply Data Dashboard
|  | DB.WS2 | DB.WS2: Emissions Data Dashboard
|  | DB.WS4 | DB.WS4: UK Historical Emissions Data Dashboard
Standalone Executive Summary Charts
| Figure/Table # | Tab Name | Worksheet Title | Data Theme
| Figure 1 | F.05 | F.05: Efficiency gains on electricity demand in 2050 | Consumer / Efficiency
| Figure 2 | F.06 | F.06: Demand flexibility impact on underlying peak demand | Consumer / Flexibility
| Figure 3 | Infra. Build | Infrastructure build rates | Whole Energy / Sankey
| Figure 4 | F.07 | F.07: Annual consumer demand by fuel and sector in Holistic Transition | Whole Energy / Sankey
| Figure 5 | Summary Graphs | Summary graphs for power generation and demand | Electricity / Hydrogen / Build Rates
| Figure 6 | Key Stats | Key Statistics in 2030, 2040 and 2050 | Consumer / Fuel Demand
| Table 1 | F.35 | F.35: 2024 energy flow diagram | Whole Energy / Summary Data
| Table 2 | F.36 | F.36: Holistic Transition in 2050 energy flow diagram | Whole Energy / Summary Data
Main Report Charts
Chapter | Figure/Table # | Tab Name | Worksheet Title | Data Theme
1. A New Era of Energy Transition | Figure 1 | F.01 | F.01: Annual emissions by sector from 2019 to 2023 in relation to 1990 levels | Emissions / Historical
| Figure 2 | F.02 | F.02: Accumulated emissions for carbon budget period | Emissions / Carbon Budgets
| Figure 3 | F.03 | F.03: Greenhouse gas emissions over time and nationally determined contributions | Emissions / To 2050
| Figure 4 | F.04 | F.04: Emissions heatmap from 1990 to 2050 in Holistic Transition | Emissions / Historical / To 2050
2. Shaping Energy: The Consumer | Figure 5 | F.05 | F.05: Efficiency gains on electricity demand in 2050 | Consumer / Efficiency
| Figure 6 | F.06 | F.06: Demand flexibility impact on underlying peak demand | Consumer / Flexibility
| Figure 7 | F.07 | F.07: Annual consumer demand by fuel and sector in Holistic Transition | Consumer / Fuel Demand
| Figure 8 | F.08 | F.08: Annual electric vehicle and heat pump uptake rates | Consumer / Historical / International / Build Rates
| Figure 9 | F.09 | F.09: Key 10 Year Forecast Comparison in 2035 | Consumer / 10 Year Forecast Shortfall
3. Powering the System: Electricity Supply | Figure 10 | F.10 | F.10: Power generation emissions out to 2050 | Power / Emissions
| Figure 11 | F.11 | F.11: Evolution of electricity generation and storage capacity types by wave | Power / Capacity
| Figure 12 | F.12 | F.12: Installed generation capacity, peak demand and percentage of decentralised generation capacity | Power / Capacity
| Figure 13 | F.13 | F.13: Electricity output by technology | Power / Generation
| Figure 14 | F.14 | F.14: Unabated versus low carbon dispatchable power generation capacity (GW) | Power / Capacity
| Figure 15 | F.15 | F.15: Weekly dispatch for 2024 | Power / Generation
| Figure 16 | F.16 | F.16: Weekly dispatch for Holistic Transition in 2050 | Power / Generation
| Figure 17 | F.17 | F.17: Supply side electricity storage installed capacity and volume including hydrogen | Power / Capacity
| Figure 18 | F.18 | F.18: Interconnectors imports, exports and net annual flows | Power / Generation
| Figure 19 | F.19 | F.19: Annual curtailment | Power / Generation
4. Fuelling the System: Gaseous Fuels | Figure 20 | F.20 | F.20: Evolution of gas demand over time | Gas / Historical / To 2050
| Figure 21 | F.21 | F.21: Gas supply sources by pathway | Gas / Supply
| Figure 22 | F.22 | F.22: Biomethane supply by pathway | Biomethane / Supply
| Figure 23 | F.23 | F.23: Use of biomethane in Danish gas grid | Biomethane / International
| Figure 24 | F.24 | F.24: Hydrogen usage by sector in Holistic Transition | Hydrogen / Demand
| Figure 25 | F.25 | F.25: Hydrogen supply over time by pathway | Hydrogen / Supply
| Figure 26 | F.26 | F.26: Hydrogen production capacity by pathway | Hydrogen / Capacity
| Figure 27 | F.27 | F.27: Hydrogen capacity, production and load factor in Holistic Transition | Hydrogen / Capacity / Supply
| Figure 28 | F.28 | F.28: Gas storage infographic | Gas / Storage
| Figure 29 | F.29 | F.29: Hydrogen storage capacity by pathway | Hydrogen / Storage
| Figure 30 | F.30 | F.30: Gas, biomethane and hydrogen demand over time in Holistic Transition | Gas / Biomethane / Hydrogen
5. Crossing the Horizon: Carbon Capture and Storage and Negative Emissions | Figure 31 | F.31 | F.31: Carbon captured per year with CCS by pathway | CCS
| Figure 32 | F.32 | F.32: Residual emissions and carbon removals in 2050 | Emissions / CCS
| Figure 33 | F.33 | F.33: Holistic Transition emissions trajectory with and without carbon removals | Emissions / CCS
| Figure 34 | F.34 | F.34: Biomass feedstock demand and electricity generated from bioenergy in Electric Engagement | Biomass / CCS
6. Whole System Opportunities on the Route to Net Zero | Figure 35 | F.35 | F.35: 2024 energy flow diagram | Whole Energy System
| Figure 36 | F.36 | F.36: Holistic Transition in 2050 energy flow diagram | Whole Energy System
| Figure 37 | F.37 | F.37: Electric Engagement in 2050 energy flow diagram | Whole Energy System
| Figure 38 | F.38 | F.38: Hydrogen Evolution in 2050 energy flow diagram | Whole Energy System
Pathway Insights Charts
Section | Figure/Table # | Tab Name | Worksheet Title | Data Theme
Whole System | Figure 39 | F.02 | F.02: Accumulated emissions for carbon budget period | Emissions / Carbon Budgets
| Figure 40 | F.03 | F.03: Greenhouse gas emissions over time and nationally determined contributions | Emissions / To 2050
Transport | Figure 41 | F.39 | F.39: Electric cars on the road | Transport / EVs
| Figure 42 | F.40 | F.40: Road transport energy demand | Transport / Road
Residential | Figure 43 | F.41 | F.41: Residential electricity demand for appliances in Holistic Transition | Residential / Electric / Appliances
| Figure 44 | F.42 | F.42: Residential fuel demand savings from insulation improvements and behavioural change | Residential / Efficiency
| Figure 45 | F.43 | F.43: Annual natural gas and low carbon hydrogen demand for residential heat | Residential / Gas / Hydrogen
| Figure 46 | F.44 | F.44: Heat pump stock | Residential / Heat Pumps
| Figure 47 | F.45 | F.45: Residential heating technology mix today, in 2035 and in 2050 | Residential / Heating Techs
Commercial | Figure 48 | F.46 | F.46: Non-residential heating technology mix today, in 2035 and in 2050 | Commercial / Heating Techs
| Figure 49 | F.47 | F.47: Electricity demand for data centres | Commercial / Data Centres
| Figure 50 | F.48 | F.48: Electricity demand in the commercial sector in Holistic Transition | Commercial / Electricity
Industry | Figure 51 | F.49 | F.49: Abated and unabated industrial gas demand | Industrial / Gas
| Figure 52 | F.50 | F.50: Industrial electricity demand (excluding hydrogen production) | Industrial / Electricity
| Figure 53 | F.51 | F.51: Industrial low carbon hydrogen demand | Industrial / Hydrogen
Aggregate Demand | Figure 54 | F.52 | F.52: Demand flexibility capacities at peak | Aggregate Demand
| Figure 55 | F.53 | F.53: Total annual consumer demand ranges, excluding the Ten Year Forecast and Falling Behind | Aggregate Demand
Peaks | Figure 56 | F.54 | F.54: Electricity and gas peak demands, excluding the Ten Year Forecast and Falling Behind | Peak Demand
Renewables | Figure 57 | F.55 | F.55: Offshore wind capacity | Power / Capacity
| Figure 58 | F.56 | F.56: Onshore wind capacity | Power / Capacity
| Figure 59 | F.57 | F.57: Solar capacity | Power / Capacity
| Figure 60 | F.58 | F.58: Tidal capacity | Power / Capacity
Supply Side Flex | Figure 61 | F.59 | F.59: Battery storage installed capacity (excluding electric vehicles) | Power / Capacity
| Figure 62 | F.60 | F.60: Long-duration electricity storage installed capacity (excluding electric vehicles and hydrogen) | Power / Capacity
| Figure 63 | F.61 | F.61: Interconnector capacity | Power / Capacity
Base load and Dispatchable | Figure 64 | F.62 | F.62: Nuclear capacity | Power / Capacity
| Figure 65 | F.63 | F.63: Low carbon dispatchable capacity | Power / Capacity
| Figure 66 | F.64 | F.64: Unabated gas capacity | Power / Capacity
| Figure 67 | F.65 | F.65: Bioenergy with carbon capture and storage capacity | Power / Capacity
Gas | Figure 68 | F.21 | F.21: Gas supply sources by pathway | Gas / Supply
Gas | Figure 69 | F.66 | F.66: Imported gas volumes by pathway | Gas / Imports
Gas | Figure 70 | F.22 | F.22: Biomethane supply by pathway | Biomethane / Supply
Hydrogen | Figure 71 | F.67 | F.67: Hydrogen supply by pathway | Hydrogen / Supply
| Figure 72 | F.68 | F.68: Low carbon hydrogen production projects by development stage | Hydrogen / Capacity
| Figure 73 | F.69 | F.69: Hydrogen supply by pathway and technology | Hydrogen / Capacity / Supply
| Figure 74 | F.26 | F.26: Hydrogen production capacity by pathway | Hydrogen / Capacity
| Figure 75 | F.29 | F.29: Hydrogen storage capacity by pathway | Hydrogen / Storage
Biomass | Figure 76 | F.70 | F.70: Biomass supply source breakdown by pathway in 2050 | Biomass / Supply
| Figure 77 | F.70 | F.70: Biomass supply source breakdown by pathway in 2050 | Biomass / Supply
Sankey Diagram Data
Sankey Data |  | Energy Flow Diagram | Energy Flow Diagram
Commodity Price Data
Commodity Prices |  | CP1 | Commodity prices - fuels
|  | CP2 | Commodity prices - carbon
Data Tables & Building Blocks
Data Tables |  | FLX1 | FLX1: Flexibility data table
|  | ES1 | ES1: Electricity supply data table
|  | ES2 | ES2: European electricity supply data table
|  | ES3 | ES3: Electricity supply definitions
|  | ED1 | ED1: Electricity demand summary
|  | ED2 | ED2: Electricity demand definitions
|  | ED3 | ED3: Natural gas demand summary
|  | ED4 | ED4: Natural gas demand definitions
|  | ED5 | ED5: Road transport summary
|  | ED6 | ED6: Road transport notes
|  | ED7 | ED7: Heat demand summary
|  | ED8 | ED8: Heat demand definitions
|  | WS1 | WS1: Whole system & gas supply
|  | WS2 | WS2: Whole system & gas supply - emissions
|  | WS3 | WS3: Whole system & gas supply - emissions definitions
|  | WS4 | WS4: Whole system & gas supply - UK historical emissions
|  | WS5 | WS5: Whole system & gas supply - UK historical emissions definition
| Building Blocks -> | BB1 | Building Block Data
|  | BB2 | Building Block Definitions
|  | BB3 | BB3: Building Blocks - Area Name Lookup

## Versions
Version History
Return to: Main Menu
Version | Date Uploaded | Changes
1 | 2025-07-14 | Initial Published Version
2 | 2025-07-18 | Update to correct storage capacity values in ES1 that originally were reporting 2050 values across all years for a subset of connections.
3 | 2025-07-21 | Extended y-axis on Figure 12
4 | 2025-08-18 | Update to correct compressed air storage capacity MW (transmission connection only) and GWh numbers for Falling Behind. Was previously reporting numbers, when it should be 0 Pumped Hydro MW & GWh (transmission only) for FB also updated. Also update on Key stats tab Total storage capacity (GW) formula, as it was previously pulling across wrong numbers. ED2 annual commercial component descriptions updated to correct that heat is included and to clarify when it is underlying demand or metered demand. ED2 update "GBFES Customer Demand: Deduct Networked Electrolysis from Industrial" to "GBFES Customer Demand: Networked Electrolysis". ED1, F.48, F.53 and Energy Flow Diagram sheets updated to match ED2 updates. F.48 commercial demand calculation updated to included unmetered demand met from micro generation and exclude rail traction demand. F.22 & F.30 revised bcm to TWh conversion factor from 10.467 to 11.
5 | 2025-11-11 | Correction to heat pump cumulative stock for residential sector in F.44. It previously included commercial in the sum. ED7 2050 heat pump uptake updated to be a copy of 2049 model output numbers due to modelling error.

## Data Dashboards
Data Dashboards
| Data Dashboards | Tab Name | Worksheet Title
| Data Dashboards | DB.Guide | DB.Guide: Guide on Data Dashboard's
|  | DB.FLX1 | DB.FLX1: Electricity System Flexibility Data Dashboard
|  | DB.ES1 | DB.ES1: Electricity Supply Data Dashboard
|  | DB.ES2 | DB.ES2: Electricity Supply (European Scenarios) Data Dashboard
|  | DB.ED1 | DB.ED1: Electricity Demand Data Dashboard
|  | DB.ED3 | DB.ED3: Natural Gas Summary Dashboard
|  | DB.ED5 | DB.ED5: Road Transport Data Dashboard
|  | DB.ED7 | DB.ED7: Heat Demand Data Dashboard
|  | DB.WS1 | DB.WS1: Whole System and Gas Supply Data Dashboard
|  | DB.WS2 | DB.WS2: Emissions Data Dashboard
|  | DB.WS4 | DB.WS4: UK Historical Emissions Data Dashboard

## DB.Guide
DB.Guide: Guide on Data Dashboard's
This is an information page surrounding the customisable aspects of the dashboards. For each pathway and variable selected the values are summed across all remaining selected options. The data values for the selected options are below the chart.
General Info
All data displayed is generated from the corresponding data table within the workbook. As an example DB.FLX1 pulls all of it’s data from the FLX1 data table tab. The charts are defined by the slicers and your interaction with them shapes the chart and data below. When selecting a point within a slicer the data provided underneath the chart will automatically adjust to the selected point.
Common peculiarities
By default everything is enabled in the dashboard, often providing a confusing report. This is due to every possible combination being combined and displayed. Managing this can be done by selecting filter points the “Slicers”. Selecting the unit’s (e.g. MW, TWh, GW) filters the report down into a more readable format.
Slicer example
The top colour identifies data points currently active in the chart and data table. The bottom is a deselected data point and won’t show in the chart or the data table below the chart.
The above marker allows for multiple selections within the marker. Simply click on the icon to enable this feature.
The above marker clears all selections currently active within the slicer.

## DB.FLX1
DB.FLX1: Electricity System Flexibility Data Dashboard
The Future Energy Scenarios (FES) represent a range of different, credible ways to decarbonise our energy system as we strive towards the 2050 target. One of the FES outputs is an agreed set of data tables containing the GB FES values for the electricity system flexibility (FLX1) which this dashboard is visualising. For each scenario and variable selected the values are summed across all remaining selected options. The data values for the selected options are below the chart.
Electricity system flexibility scenarios for GB(FLX1) with selected options
| GW |  |  |  |  | GW Total | GWh |  |  |  |  | GWh Total | TWh |  |  |  |  | TWh Total
| Hydrogen Evolution | Electric Engagement | Holistic Transition | Ten Year Forecast | Falling Behind |  | Hydrogen Evolution | Electric Engagement | Holistic Transition | Ten Year Forecast | Falling Behind |  | Hydrogen Evolution | Electric Engagement | Holistic Transition | Ten Year Forecast | Falling Behind
2024 | 69.1801 | 69.1806 | 69.1733 | 69.1507 | 69.1728 | 345.8574 | 73.6499 | 73.6499 | 73.6899 | 73.6499 | 73.6499 | 368.2894 | 9.4446 | 9.4446 | 9.4446 | 9.4446 | 9.4446 | 47.2228
2025 | 76.5962 | 82.0567 | 76.7683 | 74.0121 | 74.1709 | 383.6042 | 84.3869 | 90.8599 | 84.6358 | 79.622 | 78.9675 | 418.472 | 65.3669 | 61.1654 | 58.0285 | 65.4542 | 79.2426 | 329.2577
2026 | 82.937 | 89.0986 | 84.6967 | 79.0304 | 78.4807 | 414.2433 | 90.6857 | 100.0533 | 94.716 | 85.0554 | 82.4556 | 452.966 | 59.8366 | 57.2138 | 53.7818 | 58.3098 | 71.2124 | 300.3543
2027 | 88.7848 | 95.0425 | 88.8743 | 82.8806 | 82.0216 | 437.6038 | 98.0072 | 114.2323 | 107.5485 | 91.2525 | 86.5624 | 497.6029 | 40.2185 | 43.0878 | 41.7336 | 28.5335 | 58.394 | 211.9674
2028 | 93.1618 | 100.8591 | 94.5191 | 87.8733 | 88.6089 | 465.0222 | 104.4367 | 124.348 | 121.4896 | 99.4957 | 94.4805 | 544.2505 | 49.0672 | 48.3308 | 61.0459 | 23.7702 | 40.011 | 222.2251
2029 | 94.5618 | 99.0402 | 91.518 | 92.4185 | 94.5804 | 472.1189 | 110.5233 | 129.4354 | 126.2262 | 110.4168 | 99.5338 | 576.1355 | 29.1362 | 25.2962 | 31.8618 | -6.521 | 22.7802 | 102.5534
2030 | 95.8455 | 99.2633 | 87.0472 | 90.5147 | 105.3165 | 477.9871 | 116.2739 | 151.55 | 183.939 | 127.9445 | 119.2226 | 698.93 | 7.7332 | -6.2019 | -6.4334 | -47.6358 | -11.7545 | -64.2925
2031 | 96.2298 | 108.3584 | 86.4674 | 90.7497 | 108.8187 | 490.6239 | 136.994 | 167.1205 | 227.7292 | 148.44 | 122.8879 | 803.1716 | -35.1464 | -44.836 | -35.4478 | -72.9918 | -51.1609 | -239.5828
2032 | 103.0012 | 113.2355 | 91.7088 | 93.2724 | 110.4838 | 511.7017 | 174.317 | 212.2684 | 264.1924 | 191.5212 | 125.3387 | 967.6378 | -49.4598 | -58.6528 | -84.5225 | -100.7373 | -62.6207 | -355.993
2033 | 110.3894 | 117.1092 | 89.9741 | 95.5399 | 112.6472 | 525.6597 | 248.4511 | 277.5262 | 339.9795 | 266.1129 | 131.0508 | 1263.1206 | -59.3666 | -71.066 | -114.054 | -115.133 | -72.0347 | -431.6541
2034 | 118.2646 | 108.1558 | 79.3035 | 91.5328 | 116.454 | 513.7106 | 251.9533 | 286.027 | 347.2058 | 269.5838 | 134.0601 | 1288.83 | -81.5637 | -91.8307 | -155.0046 | -141.4558 | -74.0698 | -543.9246
2035 | 129.8116 | 101.2795 | 65.3486 | 82.3167 | 118.0081 | 496.7645 | 258.0115 | 293.1076 | 354.848 | 265.7503 | 134.679 | 1306.3964 | -124.391 | -95.6524 | -162.4711 | -143.6278 | -81.2921 | -607.4343
2036 | 138.372 | 100.1129 | 55.6248 |  | 121.6934 | 415.8031 | 269.9268 | 298.6778 | 364.4329 |  | 138.2859 | 1071.3234 | -129.5594 | -108.8 | -139.4223 |  | -104.1132 | -481.8949
2037 | 142.694 | 97.5519 | 42.1295 |  | 125.0569 | 407.4323 | 272.0318 | 305.3691 | 370.0233 |  | 143.3794 | 1090.8037 | -124.0478 | -114.9194 | -131.946 |  | -124.9077 | -495.8209
2038 | 148.8053 | 95.3562 | 26.0893 |  | 125.7784 | 396.0291 | 276.5857 | 310.9731 | 376.7645 |  | 148.9991 | 1113.3224 | -108.1266 | -110.8973 | -117.6238 |  | -153.625 | -490.2727
2039 | 152.8521 | 89.1797 | 11.3617 |  | 126.5369 | 379.9303 | 281.156 | 316.6512 | 383.2626 |  | 151.8965 | 1132.9663 | -109.6787 | -120.5437 | -121.8838 |  | -151.9162 | -504.0225
2040 | 156.1485 | 89.9615 | 4.0154 |  | 128.3023 | 378.4277 | 282.5149 | 322.3719 | 386.6058 |  | 156.9364 | 1148.4289 | -99.0669 | -102.9168 | -97.9241 |  | -130.6427 | -430.5505
2041 | 162.6893 | 88.6357 | -1.8963 |  | 130.2345 | 379.6631 | 284.9597 | 324.9212 | 390.0049 |  | 160.4038 | 1160.2896 | -74.3822 | -86.0848 | -92.9447 |  | -131.3878 | -384.7994
2042 | 168.2273 | 88.7696 | 0.1131 |  | 135.1196 | 392.2296 | 287.1601 | 327.5489 | 392.4 |  | 164.4156 | 1171.5245 | -52.6951 | -70.3174 | -88.8608 |  | -166.1628 | -378.0361
2043 | 172.2206 | 92.8923 | 5.6642 |  | 138.4005 | 409.1776 | 290.5261 | 330.255 | 394.8624 |  | 165.0265 | 1180.67 | -20.832 | -63.7892 | -75.7807 |  | -160.2655 | -320.6673
2044 | 179.578 | 97.7258 | 10.1045 |  | 141.191 | 428.5993 | 292.8078 | 333.0395 | 397.392 |  | 165.559 | 1188.7983 | -10.5333 | -60.3406 | -67.2449 |  | -161.3419 | -299.4606
2045 | 179.8335 | 103.7019 | 13.9161 |  | 141.8607 | 439.3122 | 294.2051 | 335.9024 | 399.9888 |  | 167.7388 | 1197.835 | -14.1482 | -46.6715 | -54.6839 |  | -175.3218 | -290.8254
2046 | 178.2796 | 105.66 | 15.5063 |  | 140.1216 | 439.5676 | 295.96 | 338.8437 | 401.9947 |  | 167.9246 | 1204.723 | 21.3264 | -43.4893 | -58.1338 |  | -179.7057 | -260.0024
2047 | 177.9059 | 109.1733 | 17.4975 |  | 140.3763 | 444.9529 | 297.3885 | 342.2054 | 403.7259 |  | 168.1163 | 1211.4361 | 27.1283 | -19.6068 | -40.3806 |  | -170.559 | -203.4181
2048 | 179.0481 | 113.6584 | 19.2214 |  | 138.7781 | 450.706 | 298.8326 | 345.3035 | 405.5243 |  | 168.3141 | 1217.9745 | 40.8849 | -10.7258 | -41.8787 |  | -168.0034 | -179.723
2049 | 178.3319 | 114.9999 | 20.8339 |  | 137.9292 | 452.0949 | 299.2923 | 347.48 | 407.3899 |  | 168.8599 | 1223.022 | 46.347 | -19.9015 | -37.7808 |  | -160.6177 | -171.953
2050 | 177.5825 | 116.6949 | 22.578 |  | 137.5864 | 454.4418 | 299.7675 | 349.7349 | 409.3226 |  | 169.0697 | 1227.8948 | 54.5079 | -11.2903 | -35.6496 |  | -154.1831 | -146.6151
This shape represents a slicer. Slicers are supported in Excel 2010 or later. If the shape was modified in an earlier version of Excel, or if the workbook was saved in Excel 2003 or earlier, the slicer cannot be used.
This shape represents a slicer. Slicers are supported in Excel 2010 or later. If the shape was modified in an earlier version of Excel, or if the workbook was saved in Excel 2003 or earlier, the slicer cannot be used.
This shape represents a slicer. Slicers are supported in Excel 2010 or later. If the shape was modified in an earlier version of Excel, or if the workbook was saved in Excel 2003 or earlier, the slicer cannot be used.
This shape represents a slicer. Slicers are supported in Excel 2010 or later. If the shape was modified in an earlier version of Excel, or if the workbook was saved in Excel 2003 or earlier, the slicer cannot be used.
This shape represents a slicer. Slicers are supported in Excel 2010 or later. If the shape was modified in an earlier version of Excel, or if the workbook was saved in Excel 2003 or earlier, the slicer cannot be used.
This shape represents a slicer. Slicers are supported in Excel 2010 or later. If the shape was modified in an earlier version of Excel, or if the workbook was saved in Excel 2003 or earlier, the slicer cannot be used.

## DB.ES1
DB.ES1: Electricity Supply Data Dashboard
The Future Energy Scenarios (FES) represent a range of different, credible ways to decarbonise our energy system as we strive towards the 2050 target. One of the FES outputs is an agreed set of data tables containing the electricity supply values (ES1) which this dashboard is visualising. For each scenario and variable selected the values are summed across all remaining selected options. The data values for the selected options are below the chart.
Electricity supply scenarios (ES1) with selected options
| Capacity (MW) |  |  |  |  | Capacity (MW) Total | Consumption (TWh) |  |  |  |  | Consumption (TWh) Total | Generation (TWh) |  |  |  |  | Generation (TWh) Total | Export (TWh) |  |  |  |  | Export (TWh) Total | Import (TWh) |  |  |  |  | Import (TWh) Total | Netflows (TWh) |  |  |  |  | Netflows (TWh) Total | Storage Capacity (GWh) |  |  |  |  | Storage Capacity (GWh) Total | Curtailment (TWh) |  |  |  |  | Curtailment (TWh) Total | Demand (TWh) |  |  |  |  | Demand (TWh) Total | Demand Reduction (TWh) |  |  |  |  | Demand Reduction (TWh) Total | CO2 Intensity of Generation (gCO2/kWh) |  |  |  |  | CO2 Intensity of Generation (gCO2/kWh) Total | CO2 Intensity of Generation excluding BECCS (gCO2/kWh) |  |  |  |  | CO2 Intensity of Generation excluding BECCS (gCO2/kWh) Total | Curtailment including DACCS (TWh) |  |  |  |  | Curtailment including DACCS (TWh) Total
| Hydrogen Evolution | Electric Engagement | Holistic Transition | Ten Year Forecast | Falling Behind |  | Hydrogen Evolution | Electric Engagement | Holistic Transition | Ten Year Forecast | Falling Behind |  | Hydrogen Evolution | Electric Engagement | Holistic Transition | Ten Year Forecast | Falling Behind |  | Hydrogen Evolution | Electric Engagement | Holistic Transition | Ten Year Forecast | Falling Behind |  | Hydrogen Evolution | Electric Engagement | Holistic Transition | Ten Year Forecast | Falling Behind |  | Hydrogen Evolution | Electric Engagement | Holistic Transition | Ten Year Forecast | Falling Behind |  | Hydrogen Evolution | Electric Engagement | Holistic Transition | Ten Year Forecast | Falling Behind |  | Hydrogen Evolution | Electric Engagement | Holistic Transition | Ten Year Forecast | Falling Behind |  | Hydrogen Evolution | Electric Engagement | Holistic Transition | Ten Year Forecast | Falling Behind |  | Hydrogen Evolution | Electric Engagement | Holistic Transition | Ten Year Forecast | Falling Behind |  | Hydrogen Evolution | Electric Engagement | Holistic Transition | Ten Year Forecast | Falling Behind |  | Hydrogen Evolution | Electric Engagement | Holistic Transition | Ten Year Forecast | Falling Behind |  | Hydrogen Evolution | Electric Engagement | Holistic Transition | Ten Year Forecast | Falling Behind
2024 | 124515.4037 | 124515.4037 | 124515.4037 | 124515.4037 | 124515.4037 | 622577.0185 | 1.464 | 1.464 | 1.464 | 1.464 | 1.464 | 7.3199 | 287.9486 | 287.9486 | 287.9486 | 287.9486 | 287.9486 | 1439.7428 | -14.4731 | -14.4731 | -14.4731 | -14.4731 | -14.4731 | -72.3655 | 19.1954 | 19.1954 | 19.1954 | 19.1954 | 19.1954 | 95.977 | 4.7223 | 4.7223 | 4.7223 | 4.7223 | 4.7223 | 23.6113 | 36.8249 | 36.8249 | 36.8449 | 36.8249 | 36.8249 | 184.1447 | 0 | 0 | 0 | 0 | 0 | 0 | 0 | 0 | 0 | 0 | 0 | 0 | 0.044974 | 0.044974 | 0.044974 | 0.044974 | 0.044974 | 0.22487 | 117.8536 | 117.8536 | 117.8536 | 117.8536 | 117.8536 | 589.2678 | 117.8536 | 117.8536 | 117.8536 | 117.8536 | 117.8536 | 589.2678 | 0 | 0 | 0 | 0 | 0 | 0
2025 | 130566.4194 | 134366.4624 | 133325.4297 | 129285.6889 | 128980.3432 | 656524.3435 | 4.0074 | 4.3218 | 4.2555 | 2.549 | 2.4986 | 17.6324 | 265.163 | 265.8682 | 266.542 | 262.3506 | 258.8564 | 1318.7801 | -13.9622 | -14.7599 | -15.4684 | -12.9337 | -10.9379 | -68.0621 | 46.6456 | 45.3426 | 44.4826 | 45.6608 | 50.5592 | 232.6909 | 32.6835 | 30.5827 | 29.0143 | 32.7271 | 39.6213 | 164.6289 | 42.1934 | 45.43 | 42.3179 | 39.811 | 39.4837 | 209.236 | 0 | 0 | 0 | 0 | 0 | 0 | 0 | 0 | 0 | 0 | 0 | 0 | 0.054542 | 0.062702 | 0.06294 | 0 | 0.038061 | 0.21824 | 54.1286 | 52.7952 | 51.1199 | 57.5195 | 71.1212 | 286.6844 | 54.1286 | 52.7952 | 51.1199 | 57.5195 | 71.1212 | 286.6844 | 0 | 0 | 0 | 0 | 0 | 0
2026 | 145139.1165 | 152000.6485 | 151115.1037 | 142014.6118 | 133107.1062 | 723376.5869 | 5.9436 | 6.882 | 6.9769 | 3.3448 | 2.7594 | 25.9067 | 274.009 | 274.8495 | 275.6206 | 269.8633 | 266.4104 | 1360.7528 | -18.0134 | -18.8181 | -19.5494 | -16.3039 | -13.7281 | -86.4129 | 47.9317 | 47.425 | 46.4403 | 45.4588 | 49.3343 | 236.59 | 29.9183 | 28.6069 | 26.8909 | 29.1549 | 35.6062 | 150.1772 | 45.3429 | 50.0267 | 47.358 | 42.5277 | 41.2278 | 226.483 | 0.056624 | 0.073351 | 0.096476 | 0.028304 | 0.010766 | 0.26552 | 0 | 0 | 0 | 0 | 0 | 0 | 0.068991 | 0.075659 | 0.073779 | 0 | 0.072005 | 0.29043 | 46.6897 | 42.5402 | 40.6212 | 57.7621 | 71.2082 | 258.8213 | 46.6897 | 42.5402 | 40.6212 | 57.7621 | 71.2082 | 258.8213 | 0.06 | 0.073351 | 0.096476 | 0.028304 | 0.010766 | 0.2689
2027 | 153752.9634 | 161438.6849 | 158938.64 | 148162.8381 | 141847.548 | 764140.6745 | 9.1305 | 11.3518 | 10.841 | 5.4309 | 3.4564 | 40.2107 | 292.85 | 294.6937 | 293.7412 | 292.1679 | 277.5831 | 1451.036 | -21.8921 | -21.4685 | -21.5963 | -23.4826 | -16.2684 | -104.7079 | 42.0014 | 43.0124 | 42.4631 | 37.7493 | 45.4654 | 210.6916 | 20.1092 | 21.5439 | 20.8668 | 14.2668 | 29.197 | 105.9837 | 49.0036 | 57.1161 | 53.7742 | 45.6263 | 43.2812 | 248.8014 | 0.2387 | 0.28043 | 0.3283 | 0.19574 | 0.017314 | 1.0605 | 0 | 0 | 0 | 0 | 0 | 0 | 0.056464 | 0.053251 | 0.05515 | 0.004512 | 0.22038 | 0.38976 | 37.7849 | 31.8787 | 31.5635 | 60.188 | 80.1417 | 241.5567 | 37.7849 | 31.8787 | 31.5635 | 60.188 | 80.1417 | 241.5567 | 0.24 | 0.28043 | 0.3283 | 0.19574 | 0.017314 | 1.0618
2028 | 167789.4031 | 180622.1661 | 174223.0852 | 163157.4659 | 152884.4795 | 838676.5998 | 10.9062 | 14.6785 | 12.8254 | 7.1602 | 5.2285 | 50.7988 | 299.7943 | 308.3745 | 299.1647 | 305.8175 | 295.3621 | 1508.5131 | -22.6386 | -26.125 | -22.9572 | -26.3212 | -22.1 | -120.142 | 47.1722 | 50.2904 | 53.4801 | 38.2063 | 42.1055 | 231.2545 | 24.5336 | 24.1654 | 30.523 | 11.8851 | 20.0055 | 111.1126 | 52.2183 | 62.174 | 60.7448 | 49.7479 | 47.2403 | 272.1253 | 0.4991 | 0.71239 | 0.5789 | 0.43039 | 0.12795 | 2.3487 | 0 | 0 | 0 | 0 | 0 | 0 | 0.072925 | 0.077206 | 0.078892 | 0.005019 | 0.18366 | 0.41771 | 42.5013 | 33.4159 | 37.72 | 71.3834 | 86.1255 | 271.1461 | 42.5013 | 33.4159 | 37.72 | 71.3834 | 86.1255 | 271.1461 | 0.5 | 0.71239 | 0.5789 | 0.43039 | 0.12795 | 2.3496
2029 | 180272.5508 | 199634.1922 | 196274.122 | 177215.677 | 162641.0747 | 916037.6168 | 15.9718 | 23.9737 | 22.7904 | 11.2296 | 7.5231 | 81.4886 | 325.3872 | 347.8772 | 339.3431 | 336.6964 | 313.6753 | 1662.9791 | -30.9523 | -31.4289 | -29.7239 | -37.7429 | -26.2559 | -156.1039 | 45.5204 | 44.077 | 45.6548 | 34.4824 | 37.646 | 207.3806 | 14.5681 | 12.6481 | 15.9309 | -3.2605 | 11.3901 | 51.2767 | 55.2617 | 64.7177 | 63.1131 | 55.2084 | 49.7669 | 288.0677 | 1.4842 | 2.1056 | 2.2094 | 1.2516 | 0.33487 | 7.3856 | 0 | 0 | 0 | 0 | 0 | 0 | 0.054494 | 0.063855 | 0.066964 | 0.008056 | 0.22755 | 0.42092 | 24.0998 | 27.0049 | 27.6763 | 63.4283 | 79.606 | 221.8153 | 36.5623 | 27.0049 | 27.6763 | 63.4283 | 79.606 | 234.2778 | 1.48 | 2.1056 | 2.2094 | 1.2516 | 0.33487 | 7.3814
2030 | 199068.8172 | 215341.3046 | 208746.3093 | 195854.597 | 185113.8275 | 1004124.8555 | 23.345 | 32.1493 | 34.7888 | 20.6875 | 10.9332 | 121.9037 | 358.6838 | 396.9561 | 390.494 | 377.8488 | 341.6021 | 1865.5849 | -36.2272 | -40.0973 | -38.8711 | -46.7604 | -35.3847 | -197.3407 | 40.0938 | 36.9963 | 35.6544 | 22.9425 | 29.5074 | 165.1945 | 3.8666 | -3.101 | -3.2167 | -23.8179 | -5.8773 | -32.1463 | 58.137 | 75.775 | 91.9695 | 63.9723 | 59.6113 | 349.465 | 9.1999 | 12.1575 | 12.4091 | 7.3708 | 2.3498 | 43.487 | 0 | 0 | 0 | 0 | 0 | 0 | 0.059498 | 0.061237 | 0.058702 | 0.018603 | 0.31111 | 0.50915 | 9.305 | 5.6008 | 4.1005 | 35.7471 | 79.8568 | 134.6102 | 24.0106 | 15.5694 | 14.2997 | 49.4068 | 79.8568 | 183.1434 | 9.2 | 12.1575 | 12.4091 | 7.3708 | 2.3498 | 43.4871
2031 | 217338.4219 | 235393.0003 | 226083.1816 | 216586.0301 | 203077.1254 | 1098477.7594 | 36.5872 | 38.4369 | 47.1787 | 34.4098 | 21.3365 | 177.9491 | 415.5434 | 442.7709 | 443.6901 | 422.3725 | 383.0497 | 2107.4265 | -48.0216 | -62.1611 | -47.5412 | -56.0135 | -48.1662 | -261.9036 | 30.4484 | 39.7431 | 29.8173 | 19.5176 | 22.5858 | 142.1122 | -17.5732 | -22.418 | -17.7239 | -36.4959 | -25.5804 | -119.7914 | 68.497 | 83.5602 | 113.8646 | 74.22 | 61.4439 | 401.5858 | 18.8298 | 15.6678 | 19.8014 | 16.6774 | 8.4655 | 79.4419 | 0 | 0 | 0 | 0 | 0 | 0 | 0.074 | 0.064319 | 0.072283 | 0.026142 | 0.13884 | 0.37558 | -10.556 | -24.8863 | -12.5654 | 23.1579 | 41.9258 | 17.076 | 14.3551 | 10.4932 | 11.2379 | 34.5348 | 54.42 | 125.0411 | 18.83 | 15.6678 | 19.8014 | 16.6774 | 8.4655 | 79.4421
2032 | 231215.4636 | 251994.4982 | 250131.9233 | 234244.0085 | 214454.7015 | 1182040.595 | 41.8352 | 50.0882 | 55.6888 | 42.1479 | 28.3444 | 218.1046 | 457.5806 | 477.594 | 494.9122 | 462.7313 | 410.1314 | 2302.9495 | -51.7099 | -68.9124 | -75.9918 | -66.5352 | -52.2906 | -315.4399 | 26.98 | 39.586 | 33.7306 | 16.1666 | 20.9803 | 137.4435 | -24.7299 | -29.3264 | -42.2613 | -50.3687 | -31.3104 | -177.9966 | 87.1585 | 106.1342 | 132.0962 | 95.7606 | 62.6694 | 483.8189 | 22.0727 | 21.4781 | 24.0356 | 21.1019 | 13.7566 | 102.4448 | 0 | 0 | 0 | 0 | 0 | 0 | 0.065414 | 0.055333 | 0.071699 | 0.019144 | 0.16113 | 0.37272 | -12.9224 | -39.782 | -26.4141 | 25.91 | 33.2835 | -19.9249 | 9.2412 | 9.2719 | 6.8567 | 33.7102 | 42.7188 | 101.7989 | 22.07 | 21.4781 | 24.0356 | 21.1019 | 13.7566 | 102.4422
2033 | 241800.2378 | 267091.2443 | 266708.7669 | 243875.0408 | 221720.1642 | 1241195.4539 | 47.1073 | 54.669 | 69.6071 | 48.6785 | 32.343 | 252.4048 | 489.6337 | 509.433 | 553.1138 | 493.8489 | 432.3899 | 2478.4194 | -57.5526 | -76.964 | -86.0582 | -74.5133 | -55.6608 | -350.7489 | 27.8693 | 41.431 | 29.0312 | 16.9468 | 19.6435 | 134.9218 | -29.6833 | -35.533 | -57.027 | -57.5665 | -36.0173 | -215.827 | 124.2255 | 138.7631 | 169.9898 | 133.0565 | 65.5254 | 631.5603 | 23.2664 | 22.816 | 29.5074 | 22.1186 | 16.9934 | 114.7019 | 0.06 | 0.28176 | 0.28176 | 0 | 0 | 0.62352 | 0.04996 | 0.069274 | 0.051393 | 0.011318 | 0.14391 | 0.32585 | -12.6055 | -44.5251 | -32.4513 | 19.8705 | 25.0472 | -44.6641 | 8.0461 | 11.1553 | 6.4637 | 26.8525 | 33.0586 | 85.5762 | 23.21 | 22.5342 | 29.2257 | 22.1186 | 16.9934 | 114.0819
2034 | 250231.2218 | 267032.0482 | 277773.9549 | 248697.1079 | 228749.277 | 1272483.6099 | 48.7779 | 60.4699 | 85.1917 | 49.2523 | 32.7724 | 276.4642 | 518.4192 | 543.5122 | 603.6756 | 509.2479 | 444.9251 | 2619.78 | -76.0813 | -86.5518 | -105.6 | -92.3818 | -59.6888 | -420.3037 | 35.2994 | 40.6365 | 28.0977 | 21.6539 | 22.6539 | 148.3413 | -40.7819 | -45.9153 | -77.5022 | -70.7279 | -37.0349 | -271.9622 | 125.9767 | 143.0135 | 173.6029 | 134.7919 | 67.0301 | 644.415 | 23.1045 | 24.6088 | 36.9978 | 24.7352 | 16.3575 | 125.8037 | 0.11 | 0.54802 | 0.54802 | 0 | 0 | 1.206 | 0.06878 | 0.071495 | 0.062592 | 0.008709 | 0.12554 | 0.33712 | -12.214 | -42.1569 | -30.5279 | 23.288 | 23.8451 | -37.7658 | 7.0122 | 12.28 | 6.201 | 30.3687 | 31.7319 | 87.5938 | 22.99 | 24.0607 | 36.4498 | 24.7352 | 16.3575 | 124.5932
2035 | 273098.0094 | 276664.2155 | 286664.8309 | 252800.9082 | 234007.4928 | 1323235.4568 | 52.9263 | 64.5916 | 89.2982 | 46.3603 | 33.0695 | 286.2459 | 582.0155 | 576.456 | 634.537 | 519.7427 | 459.8961 | 2772.6472 | -93.4855 | -89.0847 | -108.791 | -93.0588 | -61.8167 | -446.2367 | 31.29 | 41.2585 | 27.5556 | 21.2449 | 21.1707 | 142.5196 | -62.1955 | -47.8262 | -81.2357 | -71.8139 | -40.646 | -303.7173 | 129.0058 | 146.5538 | 177.424 | 132.8751 | 67.3395 | 653.1982 | 34.2106 | 27.4321 | 41.0222 | 23.6538 | 18.0397 | 144.3584 | 0.23 | 0.82589 | 0.82589 | 0 | 0 | 1.8818 | 0.060525 | 0.049886 | 0.056576 | 0.016916 | 0.13101 | 0.31492 | -12.165 | -42.607 | -30.2247 | 23.0705 | 23.2087 | -38.7175 | 5.1814 | 9.8628 | 5.6423 | 30.1851 | 31.0311 | 81.9027 | 33.99 | 26.6063 | 40.1963 | 23.6538 | 18.0397 | 142.486
2036 | 285774.1456 | 293421.0003 | 295200.5662 |  | 241118.4872 | 1115514.1993 | 55.5943 | 65.9948 | 85.0409 |  | 35.4122 | 242.0422 | 627.065 | 620.7507 | 645.5352 |  | 478.9661 | 2372.3171 | -96.1471 | -98.1492 | -102.277 |  | -74.9252 | -371.4985 | 31.3674 | 43.7492 | 32.5659 |  | 22.8686 | 130.551 | -64.7797 | -54.4 | -69.7111 |  | -52.0566 | -240.9475 | 134.9634 | 149.3389 | 182.2165 | 0 | 69.1429 | 535.6617 | 33.6289 | 29.3164 | 37.0749 |  | 23.4687 | 123.4889 | 0.44 | 1.6034 | 1.6034 |  | 0 | 3.6468 | 0.04181 | 0.047659 | 0.047758 |  | 0.15363 | 0.29085 | -12.5046 | -41.7381 | -30.3199 |  | 25.2452 | -59.3174 | 3.6801 | 7.3138 | 5.1 |  | 32.9597 | 49.0536 | 33.19 | 27.713 | 35.4715 |  | 23.4687 | 119.8432
2037 | 295027.9732 | 310648.7768 | 303892.4584 |  | 250336.18 | 1159905.3885 | 54.5417 | 69.6646 | 83.7259 |  | 37.0536 | 244.9858 | 644.2326 | 669.44 | 664.9568 |  | 497.8695 | 2476.499 | -93.1693 | -99.8669 | -99.5626 |  | -85.1881 | -377.7869 | 31.1454 | 42.4072 | 33.5896 |  | 22.7342 | 129.8764 | -62.0239 | -57.4597 | -65.973 |  | -62.4538 | -247.9105 | 136.0159 | 152.6846 | 185.0117 | 0 | 71.6897 | 545.4018 | 34.8385 | 34.1219 | 40.646 |  | 32.353 | 141.9594 | 0.78 | 2.5705 | 2.5705 |  | 0 | 5.9209 | 0.045451 | 0.046806 | 0.052439 |  | 0.11444 | 0.25914 | -11.9024 | -39.9834 | -30.0068 |  | 23.4418 | -58.4509 | 3.4957 | 5.2882 | 4.245 |  | 30.4106 | 43.4395 | 34.05 | 31.5514 | 38.0755 |  | 32.353 | 136.03
2038 | 304200.8283 | 323675.721 | 309542.2672 |  | 257751.4118 | 1195170.2282 | 51.9761 | 67.6677 | 83.2875 |  | 40.6216 | 243.5529 | 658.3869 | 698.1521 | 681.2767 |  | 527.2238 | 2565.0395 | -88.2446 | -103.256 | -93.8324 |  | -94.2909 | -379.6239 | 34.1813 | 47.8074 | 35.0205 |  | 17.4784 | 134.4876 | -54.0633 | -55.4487 | -58.8119 |  | -76.8125 | -245.1363 | 138.2929 | 155.4866 | 188.3822 | 0 | 74.4995 | 556.6612 | 32.4564 | 32.9988 | 40.1049 |  | 41.5691 | 147.1291 | 1.07 | 3.6261 | 3.6261 |  | 0 | 8.3222 | 0.049499 | 0.056346 | 0.058895 |  | 0.085142 | 0.24988 | -11.7014 | -41.2616 | -29.2487 |  | 28.4973 | -53.7145 | 3.4224 | 4.2669 | 4.2557 |  | 34.8762 | 46.8213 | 31.39 | 29.3727 | 36.4788 |  | 41.5691 | 138.8105
2039 | 313018.4029 | 340040.8636 | 319153.2238 |  | 263569.0994 | 1235781.5896 | 52.7315 | 76.217 | 85.0265 |  | 42.0579 | 256.0329 | 687.5972 | 743.5644 | 706.7428 |  | 540.4124 | 2678.3168 | -90.1698 | -105.897 | -98.9693 |  | -94.823 | -389.8591 | 35.3304 | 45.6253 | 38.0274 |  | 18.8649 | 137.8481 | -54.8394 | -60.272 | -60.9419 |  | -75.9581 | -252.0114 | 140.578 | 158.3256 | 191.6313 | 0 | 75.9483 | 566.4831 | 31.825 | 39.3866 | 42.3507 |  | 43.696 | 157.2584 | 1.46 | 4.7134 | 4.7134 |  | 0 | 10.8868 | 0.060421 | 0.052911 | 0.074738 |  | 0.076354 | 0.26442 | -11.2148 | -41.1393 | -28.3836 |  | 29.78 | -50.9578 | 3.0246 | 3.4559 | 3.5604 |  | 35.7136 | 45.7545 | 30.36 | 34.6732 | 37.6373 |  | 43.696 | 146.3665
2040 | 321651.9545 | 352138.257 | 336520.9344 |  | 265628.9989 | 1275940.1448 | 52.915 | 80.509 | 92.179 |  | 41.6486 | 267.2516 | 706.8946 | 761.2436 | 732.3327 |  | 545.1091 | 2745.58 | -83.8152 | -103.865 | -87.5947 |  | -86.6465 | -361.9214 | 34.2818 | 52.4069 | 38.6326 |  | 21.3252 | 146.6464 | -49.5334 | -51.4586 | -48.962 |  | -65.3214 | -215.2755 | 141.2574 | 161.1859 | 193.3029 | 0 | 78.4682 | 574.2145 | 33.8754 | 44.0707 | 48.0822 |  | 42.9457 | 168.9741 | 1.87 | 5.9496 | 5.9496 |  | 0 | 13.7692 | 0.061439 | 0.062444 | 0.055506 |  | 0.079123 | 0.25851 | -11.3174 | -43.3269 | -28.8579 |  | 25.2694 | -58.2328 | 2.6428 | 2.0881 | 1.9601 |  | 31.3756 | 38.0666 | 32.01 | 38.1211 | 42.1326 |  | 42.9457 | 155.2095
2041 | 327994.102 | 362306.1807 | 348931.0058 |  | 270027.1296 | 1309258.418 | 48.4723 | 73.8351 | 94.2189 |  | 41.1591 | 257.6855 | 725.5165 | 772.7762 | 749.1008 |  | 560.6124 | 2808.0059 | -77.8292 | -98.8812 | -85.2432 |  | -87.8567 | -349.8103 | 40.6381 | 55.8388 | 38.7708 |  | 22.1628 | 157.4106 | -37.1911 | -43.0423 | -46.4724 |  | -65.6939 | -192.3997 | 142.4799 | 162.4606 | 195.0024 | 0 | 80.2019 | 580.1448 | 28.1367 | 39.5055 | 48.7067 |  | 42.5661 | 158.915 | 2.37 | 7.6548 | 7.6548 |  | 0 | 17.6796 | 0.059115 | 0.041967 | 0.067015 |  | 0.064079 | 0.23218 | -10.9131 | -42.1134 | -28.1728 |  | 29.1983 | -52.0011 | 2.8592 | 1.9647 | 1.9169 |  | 34.8912 | 41.6321 | 25.77 | 31.8507 | 41.0519 |  | 42.5661 | 141.2388
2042 | 336662.544 | 372482.8442 | 357977.1756 |  | 279536.8113 | 1346659.375 | 46.9878 | 77.778 | 90.8038 |  | 41.9439 | 257.5135 | 743.2614 | 796.4741 | 750.9751 |  | 594.0054 | 2884.716 | -71.046 | -92.1722 | -90.1801 |  | -99.6813 | -353.0796 | 44.6985 | 57.0135 | 45.7497 |  | 16.5999 | 164.0615 | -26.3475 | -35.1587 | -44.4304 |  | -83.0814 | -189.018 | 143.58 | 163.7744 | 196.2 | 0 | 82.2078 | 585.7623 | 27.7034 | 45.6921 | 53.0844 |  | 44.3196 | 170.7995 | 2.87 | 8.937 | 8.937 |  | 0 | 20.744 | 0.082977 | 0.068046 | 0.057737 |  | 0.068767 | 0.27753 | -10.4299 | -42.1457 | -28.6581 |  | 30.7023 | -50.5315 | 2.9139 | 1.8281 | 1.7613 |  | 35.8784 | 42.3817 | 24.84 | 36.7551 | 44.1474 |  | 44.3196 | 150.0622
2043 | 341842.0935 | 380982.3719 | 366858.9694 |  | 283855.2134 | 1373538.6481 | 43.1478 | 70.1859 | 89.9497 |  | 39.2455 | 242.5289 | 755.4504 | 808.2503 | 762.7903 |  | 601.6924 | 2928.1835 | -62.9486 | -91.7722 | -85.3515 |  | -97.5726 | -337.6449 | 52.5326 | 59.8776 | 47.4612 |  | 17.4398 | 177.3112 | -10.416 | -31.8946 | -37.8903 |  | -80.1327 | -160.3337 | 145.2631 | 165.1275 | 197.4312 | 0 | 82.5132 | 590.335 | 23.8831 | 41.6273 | 52.7064 |  | 42.7185 | 160.9353 | 3.37 | 10.0343 | 10.0343 |  | 0 | 23.4387 | 0.068894 | 0.071739 | 0.050558 |  | 0.067486 | 0.25868 | -9.2572 | -40.5015 | -27.8555 |  | 27.7389 | -49.8753 | 3.6037 | 1.967 | 1.8643 |  | 33.0667 | 40.5017 | 20.52 | 31.5929 | 42.6721 |  | 42.7185 | 137.5036
2044 | 351250.8881 | 389985.251 | 374799.5196 |  | 289101.0215 | 1405136.6802 | 37.917 | 72.8389 | 90.377 |  | 39.6161 | 240.7489 | 773.7496 | 826.2197 | 775.8507 |  | 616.9077 | 2992.7277 | -62.2018 | -89.7326 | -83.6876 |  | -98.7093 | -334.3313 | 56.9352 | 59.5624 | 50.0652 |  | 18.0383 | 184.601 | -5.2666 | -30.1703 | -33.6225 |  | -80.6709 | -149.7303 | 146.4039 | 166.5197 | 198.696 | 0 | 82.7795 | 594.3991 | 20.4693 | 44.3912 | 54.3796 |  | 43.9975 | 163.2375 | 3.85 | 11.0402 | 11.0402 |  | 0 | 25.9305 | 0.060033 | 0.066993 | 0.038039 |  | 0.066154 | 0.23122 | -8.3335 | -39.7184 | -27.0926 |  | 24.4794 | -50.6651 | 3.9078 | 1.7333 | 1.9031 |  | 29.7549 | 37.299 | 16.62 | 33.351 | 43.3393 |  | 43.9975 | 137.3078
2045 | 361594.2444 | 403176.0112 | 383656.0285 |  | 292720.3963 | 1441146.6804 | 37.0544 | 74.11 | 87.5602 |  | 37.3062 | 236.0308 | 792.4177 | 833.2528 | 782.2868 |  | 634.2887 | 3042.246 | -62.1786 | -85.4888 | -78.0572 |  | -103.258 | -328.9826 | 55.1045 | 62.1531 | 50.7153 |  | 15.5968 | 183.5697 | -7.0741 | -23.3357 | -27.342 |  | -87.6607 | -145.4124 | 147.1026 | 167.9512 | 199.9944 | 0 | 83.8694 | 598.9175 | 20.4678 | 48.9465 | 56.6067 |  | 42.5447 | 168.5657 | 4.28 | 12.0173 | 12.0173 |  | 0 | 28.3147 | 0.087298 | 0.06395 | 0.069846 |  | 0.086962 | 0.30806 | -8.8121 | -39.1113 | -27.0215 |  | 33.7754 | -41.1695 | 3.4223 | 1.7645 | 1.6385 |  | 38.7794 | 45.6048 | 16.18 | 36.9292 | 44.5894 |  | 42.5447 | 140.2433
2046 | 362711.1154 | 407875.777 | 387146.3426 |  | 295954.8161 | 1453688.051 | 34.8694 | 74.4432 | 86.3406 |  | 35.8286 | 231.4818 | 791.7768 | 846.5679 | 799.6259 |  | 647.4334 | 3085.404 | -53.2967 | -82.4557 | -78.2269 |  | -104.706 | -318.6853 | 63.9599 | 60.7111 | 49.16 |  | 14.8531 | 188.684 | 10.6632 | -21.7447 | -29.0669 |  | -89.8527 | -130.0011 | 147.98 | 169.4218 | 200.9974 | 0 | 83.9623 | 602.3615 | 18.9395 | 50.058 | 57.5641 |  | 42.7425 | 169.304 | 4.79 | 13.3257 | 13.3257 |  | 0 | 31.4414 | 0.059792 | 0.048533 | 0.05322 |  | 0.1035 | 0.26504 | -8.8526 | -38.5724 | -26.4086 |  | 33.3528 | -40.4809 | 3.1048 | 1.8606 | 1.5303 |  | 38.1919 | 44.6876 | 14.15 | 36.7322 | 44.2384 |  | 42.7425 | 137.8631
2047 | 365232.0726 | 412034.9851 | 389728.3918 |  | 300492.6448 | 1467488.0942 | 33.5059 | 72.7929 | 82.764 |  | 34.8707 | 223.9335 | 813.151 | 848.6932 | 798.0996 |  | 652.8763 | 3112.82 | -52.6343 | -75.2008 | -72.1194 |  | -101.88 | -301.8345 | 66.1985 | 65.3974 | 51.9291 |  | 16.6003 | 200.1253 | 13.5641 | -9.8034 | -20.1903 |  | -85.2793 | -101.7089 | 148.6942 | 171.1027 | 201.863 | 0 | 84.0582 | 605.7181 | 16.6136 | 50.7931 | 59.0015 |  | 42.5577 | 168.9659 | 5.27 | 14.5698 | 14.5698 |  | 0 | 34.4097 | 0.089816 | 0.046432 | 0.07293 |  | 0.10878 | 0.31796 | -7.6602 | -38.7697 | -26.6064 |  | 35.1082 | -37.9281 | 4.0744 | 1.6357 | 1.3696 |  | 40.1562 | 47.236 | 11.34 | 36.2233 | 44.4316 |  | 42.5577 | 134.5526
2048 | 370241.6729 | 416943.3671 | 392378.6308 |  | 304361.6762 | 1483925.347 | 33.2184 | 68.6208 | 79.3122 |  | 33.1797 | 214.3311 | 819.872 | 855.3215 | 807.0387 |  | 662.6971 | 3144.9294 | -49.2032 | -71.4011 | -71.2963 |  | -100.361 | -292.2616 | 69.6456 | 66.0382 | 50.3569 |  | 16.3593 | 202.4001 | 20.4425 | -5.3629 | -20.9394 |  | -84.0017 | -89.8615 | 149.4163 | 172.6517 | 202.7621 | 0 | 84.1571 | 608.9872 | 14.7856 | 48.6301 | 61.4554 |  | 44.0805 | 168.9516 | 5.76 | 15.8047 | 15.8047 |  | 0 | 37.3695 | 0.05813 | 0.086112 | 0.059645 |  | 0.09994 | 0.30383 | -7.9125 | -38.1195 | -26.3776 |  | 30.8217 | -41.588 | 3.6662 | 1.5793 | 1.3811 |  | 35.7119 | 42.3386 | 9.02 | 32.8254 | 45.6506 |  | 44.0805 | 131.5766
2049 | 371857.2871 | 420663.0664 | 395143.9351 |  | 307136.0835 | 1494800.3721 | 30.4713 | 71.4206 | 79.9916 |  | 32.4827 | 214.3662 | 832.9905 | 870.5422 | 814.5258 |  | 667.1459 | 3185.2043 | -47.2987 | -71.8426 | -70.5237 |  | -97.8925 | -287.5575 | 70.4721 | 61.8918 | 51.6334 |  | 17.5837 | 201.581 | 23.1735 | -9.9508 | -18.8904 |  | -80.3089 | -85.9765 | 149.6461 | 173.74 | 203.6949 | 0 | 84.43 | 611.511 | 13.4578 | 52.4797 | 61.3651 |  | 42.9562 | 170.2588 | 6.28 | 16.9897 | 16.9897 |  | 0 | 40.2594 | 0.063594 | 0.058743 | 0.071803 |  | 0.1869 | 0.38104 | -7.2806 | -37.0389 | -25.6155 |  | 29.8661 | -40.0689 | 4.3544 | 1.5476 | 1.2499 |  | 34.504 | 41.6559 | 7.18 | 35.49 | 44.3754 |  | 42.9562 | 130.0016
2050 | 373440.7612 | 425891.2394 | 398744.1483 |  | 309690.9814 | 1507767.1303 | 30.4128 | 74.6225 | 82.169 |  | 33.0794 | 220.2836 | 829.6023 | 878.4938 | 820.9871 |  | 675.0756 | 3204.1588 | -47.648 | -69.4526 | -68.8843 |  | -96.2271 | -282.212 | 74.902 | 63.8075 | 51.0595 |  | 19.1356 | 208.9045 | 27.2539 | -5.6451 | -17.8248 |  | -77.0916 | -73.3076 | 149.8838 | 174.8674 | 204.6613 | 0 | 84.5349 | 613.9474 | 11.3103 | 55.9349 | 63.6857 |  | 44.2123 | 175.1432 | 6.77 | 17.8284 | 17.8284 |  | 0 | 42.4268 | 0.083945 | 0.040204 | 0.056009 |  | 0.16242 | 0.34258 | -7.2192 | -36.6666 | -25.4488 |  | 26.278 | -43.0566 | 4.3153 | 1.4649 | 1.2278 |  | 30.9135 | 37.9216 | 4.54 | 38.1065 | 45.8573 |  | 44.2123 | 132.7161
This shape represents a slicer. Slicers are supported in Excel 2010 or later. If the shape was modified in an earlier version of Excel, or if the workbook was saved in Excel 2003 or earlier, the slicer cannot be used.
This shape represents a slicer. Slicers are supported in Excel 2010 or later. If the shape was modified in an earlier version of Excel, or if the workbook was saved in Excel 2003 or earlier, the slicer cannot be used.
This shape represents a slicer. Slicers are supported in Excel 2010 or later. If the shape was modified in an earlier version of Excel, or if the workbook was saved in Excel 2003 or earlier, the slicer cannot be used.
This shape represents a slicer. Slicers are supported in Excel 2010 or later. If the shape was modified in an earlier version of Excel, or if the workbook was saved in Excel 2003 or earlier, the slicer cannot be used.
This shape represents a slicer. Slicers are supported in Excel 2010 or later. If the shape was modified in an earlier version of Excel, or if the workbook was saved in Excel 2003 or earlier, the slicer cannot be used.
This shape represents a slicer. Slicers are supported in Excel 2010 or later. If the shape was modified in an earlier version of Excel, or if the workbook was saved in Excel 2003 or earlier, the slicer cannot be used.

## DB.ES2
DB.ES2: Electricity Supply (European Scenarios) Data Dashboard
The Future Energy Scenarios (FES) represent a range of different, credible ways to decarbonise our energy system as we strive towards the 2050 target. One of the FES outputs is an agreed set of data tables containing the European electricity supply values (ES3) which this dashboard is visualising. For each scenario and variable selected the values are summed across all remaining selected options. The data values for the selected options are below the chart.
Electricity supply European scenarios (ES3) with selected options
| Capacity (MW) | Demand (TWh)
2024 | 3223269 | 13323.0542
2025 | 3362785.7 | 13652.1463
2026 | 3625970.9 | 14066.7696
2027 | 3896812.5 | 14539.9131
2028 | 4155396.6 | 15100.154
2029 | 4426278.3 | 15585.2311
2030 | 4664013 | 16083.2419
2031 | 4927640.7 | 16902.718
2032 | 5200918.7 | 17760.4653
2033 | 5475086.3 | 18516.0734
2034 | 5737005.3 | 19377.6253
2035 | 5995046.7 | 20238.4072
2036 | 6212684.7 | 17154.1693
2037 | 6458415.6 | 17701.0655
2038 | 6696660.8 | 18402.4764
2039 | 6934425 | 18952.7636
2040 | 7178023.1 | 19414.1104
2041 | 7350843.5 | 19822.8191
2042 | 7527134.5 | 20405.3349
2043 | 7705993.1 | 20834.3649
2044 | 7875715.5 | 21263.0216
2045 | 8047272.2 | 21842.5175
2046 | 8173077.9 | 22106.3297
2047 | 8302753.4 | 22370.1031
2048 | 8435562 | 22663.1147
2049 | 8569553.1 | 22947.1608
2050 | 8700164.7 | 23128.9621
This shape represents a slicer. Slicers are supported in Excel 2010 or later. If the shape was modified in an earlier version of Excel, or if the workbook was saved in Excel 2003 or earlier, the slicer cannot be used.
This shape represents a slicer. Slicers are supported in Excel 2010 or later. If the shape was modified in an earlier version of Excel, or if the workbook was saved in Excel 2003 or earlier, the slicer cannot be used.
This shape represents a slicer. Slicers are supported in Excel 2010 or later. If the shape was modified in an earlier version of Excel, or if the workbook was saved in Excel 2003 or earlier, the slicer cannot be used.
This shape represents a slicer. Slicers are supported in Excel 2010 or later. If the shape was modified in an earlier version of Excel, or if the workbook was saved in Excel 2003 or earlier, the slicer cannot be used.
This shape represents a slicer. Slicers are supported in Excel 2010 or later. If the shape was modified in an earlier version of Excel, or if the workbook was saved in Excel 2003 or earlier, the slicer cannot be used.
This shape represents a slicer. Slicers are supported in Excel 2010 or later. If the shape was modified in an earlier version of Excel, or if the workbook was saved in Excel 2003 or earlier, the slicer cannot be used.

## DB.ED1
DB.ED1: Electricity Demand Data Dashboard
The Future Energy Scenarios (FES) represent a range of different, credible ways to decarbonise our energy system as we strive towards the 2050 target. One of the FES outputs is an agreed set of data tables containing the electricity demand (ED1) which this dashboard is visualising. For each scenario and variable selected the values are summed across all remaining selected options. The data values for the selected options are below the chart.
Electricity demand scenarios (ED1) with selected options
| GW |  |  |  |  | GW Total | GWh |  |  |  |  | GWh Total
| Hydrogen Evolution | Electric Engagement | Holistic Transition | Ten Year Forecast | Falling Behind |  | Hydrogen Evolution | Electric Engagement | Holistic Transition | Ten Year Forecast | Falling Behind
2023 | 57.464 | 57.464 | 57.464 | 57.464 | 57.464 | 287.32 | 286780 | 286780 | 286780 | 286780 | 286780 | 1433900
2024 | 58.339 | 58.339 | 58.339 | 58.339 | 58.339 | 291.695 | 289650 | 289650 | 289650 | 289650 | 289650 | 1448250
2025 | 58.54 | 58.15 | 58.153 | 58.809 | 59.206 | 292.858 | 293394 | 291698 | 290891 | 292075 | 295231 | 1463289
2026 | 58.74 | 58.406 | 58.101 | 58.923 | 59.505 | 293.675 | 297512 | 296073 | 294991 | 295108 | 298512 | 1482196
2027 | 59.317 | 59.196 | 58.727 | 59.403 | 59.991 | 296.634 | 303083 | 303668 | 302613 | 300224 | 302725 | 1512313
2028 | 60.287 | 60.352 | 59.397 | 60.215 | 60.766 | 301.017 | 311611 | 314313 | 314320 | 308605 | 308325 | 1557174
2029 | 61.621 | 62.272 | 60.526 | 61.735 | 62.066 | 308.22 | 321544 | 328975 | 326293 | 320241 | 316344 | 1613397
2030 | 63.572 | 64.693 | 62.09 | 63.552 | 63.397 | 317.304 | 334918 | 344803 | 339295 | 330877 | 323698 | 1673591
2031 | 65.881 | 67.332 | 63.972 | 65.261 | 64.946 | 327.392 | 346651 | 362869 | 355884 | 343650 | 332351 | 1741405
2032 | 68.32 | 70.313 | 66.288 | 67.232 | 66.515 | 338.668 | 371848 | 382238 | 373666 | 358686 | 341738 | 1828176
2033 | 70.975 | 73.951 | 68.827 | 68.965 | 68.206 | 350.924 | 392387 | 402822 | 392593 | 373643 | 351742 | 1913187
2034 | 73.906 | 77.807 | 71.495 | 70.476 | 69.977 | 363.661 | 421516 | 425413 | 411573 | 385686 | 362296 | 2006484
2035 | 76.889 | 82.042 | 74.341 | 71.914 | 71.732 | 376.918 | 464347 | 450076 | 433422 | 396764 | 372906 | 2117515
2036 | 81.063 | 88.225 | 79.068 |  | 73.581 | 321.937 | 502185 | 483247 | 461449 |  | 384269 | 1831150
2037 | 85.327 | 94.352 | 83.568 |  | 75.37 | 338.617 | 522729 | 525964 | 488675 |  | 396144 | 1933512
2038 | 89.52 | 100.245 | 87.935 |  | 77.232 | 354.932 | 545247 | 558403 | 513806 |  | 407229 | 2024685
2039 | 93.725 | 106.013 | 92.158 |  | 79.324 | 371.22 | 572262 | 585948 | 536367 |  | 419392 | 2113969
2040 | 98.135 | 111.964 | 96.508 |  | 82.127 | 388.734 | 594439 | 616965 | 563928 |  | 433613 | 2208945
2041 | 101.741 | 116.901 | 100.069 |  | 85.79 | 404.501 | 629181 | 644531 | 582761 |  | 450011 | 2306484
2042 | 105.087 | 121.224 | 103.403 |  | 89.298 | 419.012 | 658165 | 672190 | 602352 |  | 464557 | 2397264
2043 | 108.414 | 125.198 | 106.546 |  | 92.345 | 432.503 | 691892 | 694708 | 621073 |  | 477519 | 2485192
2044 | 111.266 | 128.828 | 109.237 |  | 95.336 | 444.667 | 720585 | 709671 | 635458 |  | 490691 | 2556405
2045 | 113.452 | 131.945 | 111.468 |  | 97.99 | 454.855 | 732957 | 724440 | 654296 |  | 504316 | 2616009
2046 | 115.502 | 134.58 | 113.366 |  | 100.018 | 463.466 | 748081 | 737930 | 670284 |  | 516137 | 2672432
2047 | 117.409 | 137.137 | 115.152 |  | 101.899 | 471.597 | 770705 | 752313 | 681236 |  | 526834 | 2731088
2048 | 119.14 | 139.231 | 116.858 |  | 103.642 | 478.871 | 778236 | 766439 | 691034 |  | 537853 | 2773562
2049 | 120.716 | 141.414 | 118.423 |  | 105.297 | 485.85 | 795993 | 776227 | 700725 |  | 548276 | 2821221
2050 | 122.475 | 143.625 | 120.05 |  | 107.059 | 493.209 | 797120 | 784736 | 705223 |  | 558750 | 2845829
This shape represents a slicer. Slicers are supported in Excel 2010 or later. If the shape was modified in an earlier version of Excel, or if the workbook was saved in Excel 2003 or earlier, the slicer cannot be used.
This shape represents a slicer. Slicers are supported in Excel 2010 or later. If the shape was modified in an earlier version of Excel, or if the workbook was saved in Excel 2003 or earlier, the slicer cannot be used.
This shape represents a slicer. Slicers are supported in Excel 2010 or later. If the shape was modified in an earlier version of Excel, or if the workbook was saved in Excel 2003 or earlier, the slicer cannot be used.
This shape represents a slicer. Slicers are supported in Excel 2010 or later. If the shape was modified in an earlier version of Excel, or if the workbook was saved in Excel 2003 or earlier, the slicer cannot be used.
This shape represents a slicer. Slicers are supported in Excel 2010 or later. If the shape was modified in an earlier version of Excel, or if the workbook was saved in Excel 2003 or earlier, the slicer cannot be used.

## DB.ED3
DB.ED3: Natural Gas Summary Dashboard
The Future Energy Scenarios (FES) represent a range of different, credible ways to decarbonise our energy system as we strive towards the 2050 target. One of the FES outputs is an agreed set of data tables containing the GB FES values for natural gas Summary (ED3) which this dashboard is visualising. For each scenario and variable selected the values are summed across all remaining selected options. The data values for the selected options are below the chart.
Natural gas Summary with selected options
| GWh |  |  |  |  | GWh Total | GWh/day |  |  |  |  | GWh/day Total
| Hydrogen Evolution | Electric Engagement | Holistic Transition | Ten Year Forecast | Falling Behind |  | Hydrogen Evolution | Electric Engagement | Holistic Transition | Ten Year Forecast | Falling Behind
2023 | 1520694.8976 | 1520694.8976 | 1520694.8976 | 1520694.8976 | 1520694.8976 | 7603474.4881 | 5082 | 5082 | 5082 | 5082 | 5082 | 25410
2024 | 1421313.825 | 1421010.7524 | 1420969.8029 | 1420969.8029 | 1421388.1581 | 7105652.3413 | 5214 | 5214 | 5214 | 5214 | 5214 | 26070
2025 | 1312796.7766 | 1308819.3642 | 1305492.9781 | 1284141.2676 | 1315268.1657 | 6526518.5522 | 5042.5754 | 5215.877 | 5182.1871 | 5322.9471 | 5340.3037 | 26103.8903
2026 | 1300930.1724 | 1288357.1684 | 1282962.5775 | 1300031.7291 | 1335536.793 | 6507818.4404 | 4995.9149 | 5119.403 | 5073.9698 | 5305.6794 | 5440.1619 | 25935.1291
2027 | 1280172.7134 | 1255673.9474 | 1251977.6005 | 1321830.8924 | 1371945.7146 | 6481600.8682 | 5019.9343 | 5150.9446 | 5126.8264 | 5349.8124 | 5505.263 | 26152.7807
2028 | 1286697.6614 | 1247112.7224 | 1248914.0965 | 1358618.6918 | 1409481.3714 | 6550824.5434 | 4984.0476 | 5113.735 | 5044.6433 | 5358.9018 | 5530.0854 | 26031.413
2029 | 1278562.3597 | 1214825.8281 | 1214045.5783 | 1348774.0998 | 1410371.0749 | 6466578.9408 | 4914.7703 | 4943.8102 | 4865.1631 | 5302.3742 | 5682.1511 | 25708.2689
2030 | 1223687.1893 | 1139732.8023 | 1144835.5353 | 1319237.4086 | 1425860.4561 | 6253353.3916 | 4653.0023 | 4612.1099 | 4543.3176 | 5076.401 | 5552.2931 | 24437.1238
2031 | 1167600.2677 | 1114231.9048 | 1110231.9005 | 1273827.9273 | 1373899.4908 | 6039791.4911 | 4473.4515 | 4563.9716 | 4393.9367 | 4922.1732 | 5454.4855 | 23808.0186
2032 | 1150126.3457 | 1081671.4508 | 1049232.7583 | 1272529.4403 | 1337247.0017 | 5890806.9967 | 4318.666 | 4402.6794 | 4204.6743 | 4838.7877 | 5304.4149 | 23069.2223
2033 | 1112438.5435 | 1032950.2608 | 995877.403 | 1255493.1698 | 1312309.0834 | 5709068.4605 | 4179.5621 | 4240.8359 | 3979.2355 | 4787.541 | 5288.7879 | 22475.9623
2034 | 1096516.9237 | 1000442.5056 | 947250.0289 | 1242950.8471 | 1300815.8668 | 5587976.1722 | 3909.6084 | 3938.0234 | 3768.7653 | 4700.2881 | 5116.5595 | 21433.2448
2035 | 1066495.154 | 955358.7391 | 906298.4408 | 1241192.0501 | 1295570.317 | 5464914.701 | 3813.7592 | 3709.835 | 3536.1849 | 4638.9829 | 5104.2881 | 20803.0501
2036 | 1082330.7304 | 920886.8297 | 869641.1506 |  | 1304232.5586 | 4177091.2692 | 3727.3017 | 3528.9037 | 3473.0008 |  | 5162.6261 | 15891.8324
2037 | 1084371.2123 | 868411.5649 | 838908.6846 |  | 1308033.0333 | 4099724.495 | 3574.8558 | 3450.0414 | 3230.1646 |  | 5154.436 | 15409.4978
2038 | 1056763.0069 | 822237.5594 | 777991.6327 |  | 1316402.1459 | 3973394.3449 | 3404.3562 | 3255.6384 | 2946.5077 |  | 5093.5822 | 14700.0845
2039 | 1032460.8101 | 758557.876 | 701085.5095 |  | 1308934.885 | 3801039.0805 | 3282.4463 | 2947.0654 | 2745.9568 |  | 4994.1262 | 13969.5948
2040 | 1024661.8786 | 682648.8217 | 673176.0297 |  | 1280091.8221 | 3660578.5522 | 3080.5151 | 2606.3193 | 2525.2931 |  | 4952.2231 | 13164.3505
2041 | 982881.2933 | 618537.4089 | 631482.8267 |  | 1287017.5528 | 3519919.0817 | 2945.875 | 2429.1001 | 2339.5839 |  | 4984.7062 | 12699.2651
2042 | 989619.2165 | 582320.396 | 583982.9553 |  | 1340073.8724 | 3495996.4402 | 2855.517 | 2400.2303 | 2230.7545 |  | 4999.1875 | 12485.6893
2043 | 962645.6296 | 551402.8964 | 547597.3994 |  | 1343132.4238 | 3404778.3492 | 2752.7966 | 2217.3757 | 2048.9024 |  | 4975.6815 | 11994.7562
2044 | 963567.9988 | 522093.2755 | 513110.4106 |  | 1348682.5359 | 3347454.2208 | 2560.603 | 2009.612 | 1809.8623 |  | 5076.7136 | 11456.7909
2045 | 929081.2522 | 480952.9781 | 472441.9807 |  | 1383755.4835 | 3266231.6944 | 2466.6486 | 1947.5027 | 1606.0614 |  | 4978.2194 | 10998.4322
2046 | 865530.9657 | 465040.43 | 452543.6198 |  | 1361072.5268 | 3144187.5423 | 2448.1132 | 1805.9652 | 1585.3543 |  | 4952.3186 | 10791.7513
2047 | 869295.4874 | 422049.9645 | 418195.6676 |  | 1350954.4702 | 3060495.5897 | 2507.0158 | 1744.5988 | 1574.058 |  | 4878.4416 | 10704.1142
2048 | 860063.7606 | 397513.5795 | 407349.5052 |  | 1331508.9343 | 2996435.7796 | 2685.4188 | 1684.9197 | 1501.3646 |  | 4800.654 | 10672.3571
2049 | 842709.0031 | 360976.8875 | 361605.1215 |  | 1303501.7673 | 2868792.7793 | 2615.5216 | 1700.317 | 1407.1391 |  | 4715.4841 | 10438.4618
2050 | 796550.4203 | 332810.3806 | 335081.8021 |  | 1269601.6701 | 2734044.2731 | 2602.9013 | 1671.1953 | 1382.4374 |  | 4693.4344 | 10349.9685
This shape represents a slicer. Slicers are supported in Excel 2010 or later. If the shape was modified in an earlier version of Excel, or if the workbook was saved in Excel 2003 or earlier, the slicer cannot be used.
This shape represents a slicer. Slicers are supported in Excel 2010 or later. If the shape was modified in an earlier version of Excel, or if the workbook was saved in Excel 2003 or earlier, the slicer cannot be used.
This shape represents a slicer. Slicers are supported in Excel 2010 or later. If the shape was modified in an earlier version of Excel, or if the workbook was saved in Excel 2003 or earlier, the slicer cannot be used.

## DB.ED5
DB.ED5: Road Transport Data Dashboard
The Future Energy Scenarios (FES) represent a range of different, credible ways to decarbonise our energy system as we strive towards the 2050 target. One of the FES outputs is an agreed set of data tables containing the GB FES values for road transport (ED5) which this dashboard is visualising. For each scenario and variable selected the values are summed across all remaining selected options. The data values for the selected options are below the chart.
Road transport energy demand scenarios (ED5) with selected options
| # Buses |  |  |  |  | # Buses Total | # Cars |  |  |  |  | # Cars Total | # HGVs |  |  |  |  | # HGVs Total | # Motorbikes |  |  |  |  | # Motorbikes Total | # Vans |  |  |  |  | # Vans Total | # Vehicles |  |  |  |  | # Vehicles Total | GW |  |  |  |  | GW Total | TWh |  |  |  |  | TWh Total
| Hydrogen Evolution | Electric Engagement | Holistic Transition | Ten Year Forecast | Falling Behind |  | Hydrogen Evolution | Electric Engagement | Holistic Transition | Ten Year Forecast | Falling Behind |  | Hydrogen Evolution | Electric Engagement | Holistic Transition | Ten Year Forecast | Falling Behind |  | Hydrogen Evolution | Electric Engagement | Holistic Transition | Ten Year Forecast | Falling Behind |  | Hydrogen Evolution | Electric Engagement | Holistic Transition | Ten Year Forecast | Falling Behind |  | Hydrogen Evolution | Electric Engagement | Holistic Transition | Ten Year Forecast | Falling Behind |  | Hydrogen Evolution | Electric Engagement | Holistic Transition | Ten Year Forecast | Falling Behind |  | Hydrogen Evolution | Electric Engagement | Holistic Transition | Ten Year Forecast | Falling Behind
2023 | 272340 | 272340 | 272340 | 272340 | 272340 | 1361700 | 66540886 | 66540886 | 66540886 | 66540886 | 66540886 | 332704430 | 978648 | 978648 | 978648 | 978648 | 978648 | 4893240 | 2883454 | 2883454 | 2883454 | 2883454 | 2883454 | 14417270 | 9189508 | 9189508 | 9189508 | 9189508 | 9189508 | 45947540 | 39174056 | 39174056 | 39174056 | 39174056 | 39174056 | 195870280 | 1.2105 | 1.2104 | 1.21 | 1.2103 | 1.2103 | 6.0515 | 1107.2972 | 1107.295 | 1107.2891 | 1107.2939 | 1107.2945 | 5536.4697
2024 | 273374 | 273620 | 273512 | 273512 | 272884 | 1366902 | 67387441 | 67406149 | 67415246 | 67338318 | 67323587 | 336870741 | 980524 | 981162 | 979996 | 986364 | 986846 | 4914892 | 2933960 | 2933960 | 2933960 | 2933960 | 2933960 | 14669800 | 9280589 | 9280540 | 9280540 | 9270141 | 9251722 | 46363532 | 39348674 | 39349116 | 39348479 | 39351663 | 39351590 | 196749522 | 1.6386 | 1.6384 | 1.637 | 1.6383 | 1.6373 | 8.1896 | 1083.1303 | 1082.9997 | 1082.7474 | 1085.8387 | 1087.2077 | 5421.9238
2025 | 274412 | 274906 | 274688 | 274688 | 273430 | 1372124 | 68406541 | 68425007 | 68444107 | 68233587 | 68234331 | 341743573 | 982404 | 983042 | 981876 | 988244 | 988726 | 4924292 | 2985352 | 2985352 | 2985352 | 2985352 | 2985352 | 14926760 | 9388960 | 9389043 | 9389043 | 9364206 | 9322181 | 46853433 | 39521355 | 39521921 | 39521229 | 39524413 | 39524025 | 197612943 | 2.3701 | 2.2181 | 2.1832 | 2.1008 | 2.0964 | 10.9686 | 1059.6043 | 1059.5919 | 1059.3845 | 1063.6805 | 1065.6555 | 5307.9168
2026 | 275454 | 276198 | 275870 | 275870 | 273976 | 1377368 | 69619121 | 69643800 | 69673433 | 69267986 | 69279260 | 347483600 | 984288 | 984926 | 983760 | 990128 | 990610 | 4933712 | 3037642 | 3037642 | 3037642 | 3037642 | 3037642 | 15188210 | 9520827 | 9522004 | 9522004 | 9476745 | 9403162 | 47444742 | 39694038 | 39694711 | 39693948 | 39697132 | 39696460 | 198476289 | 3.1398 | 2.9028 | 2.717 | 2.5534 | 2.7317 | 14.0447 | 1031.7813 | 1031.6284 | 1031.3431 | 1038.9772 | 1042.6132 | 5176.3433
2027 | 276500 | 277496 | 277056 | 277056 | 274524 | 1382632 | 71026409 | 71059201 | 71100109 | 70432811 | 70448176 | 354066706 | 986176 | 986814 | 985648 | 992016 | 992498 | 4943152 | 3090850 | 3090850 | 3090850 | 3090850 | 3090850 | 15454250 | 9679147 | 9681510 | 9681510 | 9609494 | 9497293 | 48148954 | 39867464 | 39868104 | 39867159 | 39870343 | 39869637 | 199342707 | 4.1096 | 3.6945 | 3.3057 | 3.2056 | 3.4213 | 17.7367 | 1004.9493 | 1004.6104 | 1004.223 | 1016.3027 | 1022.1602 | 5052.2456
2028 | 277550 | 278800 | 278248 | 278248 | 275074 | 1387920 | 72659964 | 72703871 | 72756740 | 71751021 | 71762818 | 361634414 | 988066 | 988704 | 987538 | 993906 | 994388 | 4952602 | 3144988 | 3144988 | 3144988 | 3144988 | 3144988 | 15724940 | 9868907 | 9872479 | 9872479 | 9766328 | 9607812 | 48988005 | 40041845 | 40042066 | 40040639 | 40043823 | 40043768 | 200212141 | 5.3638 | 4.481 | 3.6604 | 3.6993 | 4.2728 | 21.4772 | 976.264 | 975.6705 | 975.1439 | 992.9555 | 1001.6916 | 4921.7254
2029 | 278604 | 280110 | 279444 | 279444 | 275624 | 1393226 | 74543397 | 74599898 | 74664547 | 73235178 | 73236574 | 370279594 | 989960 | 990598 | 989432 | 995800 | 996282 | 4962072 | 3200076 | 3200076 | 3200076 | 3200076 | 3200076 | 16000380 | 10094059 | 10098997 | 10098997 | 9950420 | 9736379 | 49978852 | 40217240 | 40216283 | 40213785 | 40216969 | 40218911 | 201083188 | 6.6589 | 5.1688 | 3.7782 | 4.0644 | 5.1893 | 24.8597 | 943.2711 | 942.3376 | 941.6235 | 966.5033 | 978.8625 | 4772.5981
2030 | 279662 | 281426 | 280646 | 280646 | 276176 | 1398556 | 76758664 | 76818366 | 76890764 | 74913745 | 74864018 | 380245557 | 991858 | 992496 | 991330 | 997698 | 998180 | 4971562 | 3256128 | 3256128 | 3256128 | 3256128 | 3256128 | 16280640 | 10357500 | 10363701 | 10363701 | 10164459 | 9889158 | 51138519 | 40393663 | 40390265 | 40385716 | 40388900 | 40395081 | 201953625 | 8.273 | 5.8294 | 3.5832 | 4.3594 | 6.1731 | 28.2181 | 907.2904 | 906.0568 | 905.0977 | 939.1405 | 957.0634 | 4614.6487
2031 | 280724 | 282748 | 281852 | 281852 | 276728 | 1403904 | 79235874 | 79294292 | 79370784 | 76758172 | 76644899 | 391304021 | 993760 | 994398 | 993232 | 999600 | 1000082 | 4981072 | 3313162 | 3313162 | 3313162 | 3313162 | 3313162 | 16565810 | 10664378 | 10671240 | 10671240 | 10414133 | 10068204 | 52489195 | 40571113 | 40563377 | 40555293 | 40558484 | 40572276 | 202820543 | 10.0948 | 6.0908 | 2.651 | 4.1228 | 7.4275 | 30.387 | 867.3319 | 865.8007 | 864.5185 | 909.3332 | 933.9996 | 4440.9839
2032 | 281790 | 284076 | 283064 | 283064 | 277282 | 1409276 | 81951159 | 82000569 | 82075355 | 78772212 | 78565880 | 403365175 | 995666 | 996306 | 995138 | 1001506 | 1001988 | 4990604 | 3371194 | 3371194 | 3371194 | 3371194 | 3371194 | 16855970 | 11007399 | 11014333 | 11014333 | 10696022 | 10275661 | 54007748 | 40749584 | 40733991 | 40719560 | 40724345 | 40750491 | 203677971 | 11.9652 | 5.8366 | 0.57241 | 3.4437 | 8.6503 | 30.4681 | 822.8329 | 820.5037 | 819.0338 | 875.2556 | 907.9894 | 4245.6154
2033 | 282860 | 285412 | 284282 | 284282 | 277836 | 1414672 | 84838195 | 84866594 | 84930153 | 80929927 | 80595048 | 416159917 | 997578 | 998216 | 997050 | 1003416 | 1003898 | 5000158 | 3430244 | 3430244 | 3430244 | 3430244 | 3430244 | 17151220 | 11384226 | 11390679 | 11390679 | 11011228 | 10517623 | 55694435 | 40929066 | 40900408 | 40875522 | 40884854 | 40929714 | 204519564 | 13.8261 | 4.81 | -3.4002 | 1.7786 | 9.9846 | 26.999 | 777.3832 | 774.0676 | 772.3448 | 839.7305 | 881.9562 | 4045.4824
2034 | 283934 | 286754 | 285504 | 285504 | 278392 | 1420088 | 87661521 | 87652511 | 87681441 | 83039469 | 82730816 | 428765758 | 999492 | 1000128 | 998962 | 1005326 | 1005810 | 5009718 | 3490328 | 3490328 | 3490328 | 3490328 | 3490328 | 17451640 | 11794865 | 11800350 | 11800350 | 11362738 | 10799166 | 57557469 | 41109161 | 41060497 | 41019687 | 41037742 | 41109926 | 205337013 | 15.7156 | 2.5103 | -9.8571 | -1.19 | 11.5113 | 18.6901 | 728.3808 | 723.7343 | 721.5988 | 799.486 | 854.2057 | 3827.4057
2035 | 285012 | 288102 | 286732 | 286732 | 278948 | 1425526 | 90503429 | 90434170 | 90413288 | 85239013 | 84981505 | 441571405 | 1001408 | 1002046 | 1000880 | 1007242 | 1007726 | 5019302 | 3551464 | 3551464 | 3551464 | 3551464 | 3551464 | 17757320 | 12217653 | 12221950 | 12221950 | 11739206 | 11118650 | 59519409 | 41290220 | 41213526 | 41150553 | 41180386 | 41291104 | 206125789 | 17.4748 | -0.80367 | -19.0012 | -5.712 | 13.1741 | 5.132 | 676.8782 | 671.0155 | 668.5032 | 755.2033 | 823.0111 | 3594.6113
2036 | 286096 | 289456 | 287964 |  | 279506 | 1143022 | 93205917 | 93048310 | 92956624 |  | 87435414 | 366646265 | 1003330 | 1003964 | 1002800 |  | 1009646 | 4019740 | 3613670 | 3613670 | 3613670 |  | 3613670 | 14454680 | 12635077 | 12638374 | 12638374 |  | 11471385 | 49383210 | 41472214 | 41356698 | 41263288 |  | 41473218 | 165565418 | 18.9367 | -5.6586 | -30.5282 |  | 14.8924 | -2.3578 | 629.1112 | 621.4352 | 618.4015 |  | 788.551 | 2657.4989
2037 | 287184 | 290816 | 289202 |  | 280066 | 1147268 | 95731040 | 95454573 | 95268534 |  | 89971832 | 376425979 | 1005254 | 1005888 | 1004724 |  | 1011570 | 4027436 | 3676968 | 3676968 | 3676968 |  | 3676968 | 14707872 | 13029700 | 13032585 | 13032585 |  | 11847630 | 50942500 | 41656631 | 41491424 | 41359001 |  | 41656230 | 166163286 | 20.0994 | -11.4205 | -43.6303 |  | 16.5879 | -18.3635 | 585.46 | 575.359 | 571.686 |  | 752.5733 | 2485.0783
2038 | 288276 | 292182 | 290446 |  | 280626 | 1151530 | 97980718 | 97552187 | 97246895 |  | 92510617 | 385290417 | 1007182 | 1007816 | 1006654 |  | 1013498 | 4035150 | 3741372 | 3741372 | 3741372 |  | 3741372 | 14965488 | 13387407 | 13390719 | 13390719 |  | 12240507 | 52409352 | 41840761 | 41614752 | 41435005 |  | 41840094 | 166730612 | 20.7679 | -17.7471 | -57.1227 |  | 18.234 | -35.8678 | 545.399 | 532.5666 | 528.0946 |  | 715.1115 | 2321.1717
2039 | 289372 | 293556 | 291694 |  | 281188 | 1155810 | 99950954 | 99333775 | 98881247 |  | 95029015 | 393194991 | 1009112 | 1009746 | 1008584 |  | 1015428 | 4042870 | 3806906 | 3806906 | 3806906 |  | 3806906 | 15227624 | 13699708 | 13704312 | 13704312 |  | 12629375 | 53737707 | 42025689 | 41726948 | 41490744 |  | 42024755 | 167268136 | 20.8671 | -24.0798 | -70.0098 |  | 19.7758 | -53.4467 | 511.8701 | 493.3036 | 488.6966 |  | 678.718 | 2172.5884
2040 | 290472 | 294936 | 292948 |  | 281750 | 1160106 | 101626784 | 100803545 | 100175283 |  | 97123207 | 399728819 | 1011046 | 1011682 | 1010516 |  | 1017362 | 4050606 | 3873588 | 3873588 | 3873588 |  | 3873588 | 15494352 | 13964293 | 13970874 | 13970874 |  | 13023414 | 54929455 | 42211354 | 41827599 | 41525992 |  | 42209753 | 167774698 | 20.5594 | -29.4732 | -80.8892 |  | 21.1928 | -68.6102 | 483.783 | 462.0698 | 456.7632 |  | 639.091 | 2041.707
2041 | 291576 | 296322 | 294208 |  | 282314 | 1164420 | 103044192 | 101939956 | 101103696 |  | 99122997 | 405210841 | 1012984 | 1013622 | 1012454 |  | 1019300 | 4058360 | 3941436 | 3941436 | 3941436 |  | 3941436 | 15765744 | 14183953 | 14192905 | 14192905 |  | 13391361 | 55961124 | 42397681 | 41914273 | 41536795 |  | 42395409 | 168244158 | 19.617 | -34.0247 | -89.588 |  | 22.3299 | -81.6658 | 460.3849 | 436.1304 | 429.8133 |  | 600.7427 | 1927.0713
2042 | 292684 | 297714 | 295474 |  | 282878 | 1168750 | 104222728 | 102795186 | 101719421 |  | 100996969 | 409734304 | 1014926 | 1015564 | 1014398 |  | 1021242 | 4066130 | 4010474 | 4010474 | 4010474 |  | 4010474 | 16041896 | 14364635 | 14376059 | 14376059 |  | 13722463 | 56839216 | 42584587 | 41986848 | 41523357 |  | 42582842 | 168677634 | 18.0446 | -37.7066 | -92.5617 |  | 23.1977 | -89.026 | 441.3603 | 414.1121 | 406.4474 |  | 568.5308 | 1830.4507
2043 | 293796 | 299114 | 296744 |  | 283444 | 1173098 | 105202695 | 103233899 | 101548108 |  | 102719266 | 412703968 | 1016874 | 1017510 | 1016344 |  | 1023188 | 4073916 | 4080722 | 4080722 | 4080722 |  | 4080722 | 16322888 | 14513528 | 14527299 | 14527299 |  | 14011050 | 57579176 | 42771977 | 42039699 | 41476000 |  | 42769958 | 169057634 | 15.9879 | -39.2179 | -92.5739 |  | 23.5803 | -92.2237 | 426.0037 | 397.1431 | 392.5557 |  | 540.5152 | 1756.2178
2044 | 294912 | 300520 | 298020 |  | 284010 | 1177462 | 105833535 | 103169606 | 101124231 |  | 104280166 | 414407538 | 1018826 | 1019460 | 1018294 |  | 1025138 | 4081718 | 4152198 | 4152198 | 4152198 |  | 4152198 | 16608792 | 14637669 | 14653525 | 14653525 |  | 14256482 | 58201201 | 42959747 | 42074891 | 41391266 |  | 42957452 | 169383356 | 13.1465 | -38.6171 | -92.6107 |  | 23.99 | -94.0913 | 415.6901 | 387.4436 | 381.9301 |  | 517.0953 | 1702.1591
2045 | 296032 | 301932 | 299302 |  | 284578 | 1181844 | 106226065 | 103025130 | 100557818 |  | 105684013 | 415493026 | 1020780 | 1021414 | 1020248 |  | 1027090 | 4089532 | 4224928 | 4224928 | 4224928 |  | 4224928 | 16899712 | 14743204 | 14760826 | 14760826 |  | 14462006 | 58726862 | 43147773 | 42084061 | 41259725 |  | 43145201 | 169636760 | 10.1414 | -38.1417 | -92.6213 |  | 24.3931 | -96.2286 | 409.9005 | 378.7083 | 372.1652 |  | 489.4226 | 1650.1966
2046 | 297155 | 303352 | 300588 |  | 285148 | 1186243 | 106616824 | 102779491 | 99832404 |  | 106616823 | 415845542 | 1022738 | 1023372 | 1022204 |  | 1029048 | 4097362 | 4298932 | 4298932 | 4298932 |  | 4298932 | 17195728 | 14835107 | 14854173 | 14854173 |  | 14633127 | 59176580 | 43335926 | 42060229 | 41075900 |  | 43333077 | 169805132 | 7.2176 | -37.9613 | -92.7409 |  | 24.0634 | -99.4211 | 404.5962 | 369.8867 | 362.896 |  | 467.5738 | 1604.9527
2047 | 298286 | 304778 | 301880 |  | 285718 | 1190662 | 107005337 | 102368345 | 98875741 |  | 107005338 | 415254761 | 1024698 | 1025334 | 1024164 |  | 1031010 | 4105206 | 4374231 | 4374232 | 4374232 |  | 4374232 | 17496927 | 14917217 | 14937432 | 14937432 |  | 14776141 | 59568222 | 43524057 | 41981956 | 40815719 |  | 43520929 | 169842661 | 4.5612 | -37.9331 | -92.9971 |  | 23.4356 | -102.9334 | 401.1543 | 366.4466 | 359.0751 |  | 453.7211 | 1580.3972
2048 | 299420 | 306210 | 303178 |  | 286290 | 1195098 | 107391090 | 101793344 | 97654734 |  | 107391092 | 414230260 | 1026662 | 1027298 | 1026128 |  | 1032974 | 4113062 | 4450850 | 4450850 | 4450850 |  | 4450850 | 17803400 | 14992402 | 15013514 | 15013514 |  | 14897112 | 59916542 | 43712007 | 41849804 | 40468165 |  | 43708598 | 169738574 | 2.1042 | -38.1353 | -93.1978 |  | 22.4395 | -106.7894 | 399.6914 | 364.241 | 355.8374 |  | 440.4518 | 1560.2216
2049 | 300558 | 307650 | 304482 |  | 286862 | 1199552 | 107773518 | 101084655 | 96240931 |  | 107773523 | 412872627 | 1028630 | 1029266 | 1028096 |  | 1034942 | 4120934 | 4528810 | 4528810 | 4528811 |  | 4528810 | 18115241 | 15062753 | 15084554 | 15084554 |  | 15001320 | 60233181 | 43899600 | 41673842 | 40057098 |  | 43895908 | 169526448 | 0.071434 | -38.2364 | -93.5089 |  | 21.1878 | -110.486 | 398.3835 | 362.2795 | 352.6421 |  | 427.72 | 1541.0251
2050 | 301700 | 309096 | 305792 |  | 287436 | 1204024 | 108152010 | 100199383 | 94558408 |  | 108152015 | 411061816 | 1030600 | 1031240 | 1030072 |  | 1036912 | 4128824 | 4608136 | 4608136 | 4608137 |  | 4608136 | 18432545 | 15129772 | 15152096 | 15152096 |  | 15093077 | 60527041 | 44086643 | 41439784 | 39557221 |  | 44082667 | 169166315 | -1.37 | -38.3259 | -93.7197 |  | 21.94 | -111.4756 | 397.3455 | 360.5904 | 349.6263 |  | 416.6285 | 1524.1907
This shape represents a slicer. Slicers are supported in Excel 2010 or later. If the shape was modified in an earlier version of Excel, or if the workbook was saved in Excel 2003 or earlier, the slicer cannot be used.
This shape represents a slicer. Slicers are supported in Excel 2010 or later. If the shape was modified in an earlier version of Excel, or if the workbook was saved in Excel 2003 or earlier, the slicer cannot be used.
This shape represents a slicer. Slicers are supported in Excel 2010 or later. If the shape was modified in an earlier version of Excel, or if the workbook was saved in Excel 2003 or earlier, the slicer cannot be used.
This shape represents a slicer. Slicers are supported in Excel 2010 or later. If the shape was modified in an earlier version of Excel, or if the workbook was saved in Excel 2003 or earlier, the slicer cannot be used.
This shape represents a slicer. Slicers are supported in Excel 2010 or later. If the shape was modified in an earlier version of Excel, or if the workbook was saved in Excel 2003 or earlier, the slicer cannot be used.

## DB.ED7
DB.ED7: Heat Demand Data Dashboard
The Future Energy Scenarios (FES) represent a range of different, credible ways to decarbonise our energy system as we strive towards the 2050 target. One of the FES outputs is an agreed set of data tables containing the GB FES values for natural gas and residential heat demand (ED7) which this dashboard is visualising. For each scenario and variable selected the values are summed across all remaining selected options. The data values for the selected options are below the chart.
Heat demand (ED7) with selected options
| GW |  |  |  |  | GW Total | TWh |  |  |  |  | TWh Total | uptake |  |  |  |  | uptake Total | stock |  |  |  |  | stock Total
| Hydrogen Evolution | Electric Engagement | Holistic Transition | Ten Year Forecast | Falling Behind |  | Hydrogen Evolution | Electric Engagement | Holistic Transition | Ten Year Forecast | Falling Behind |  | Hydrogen Evolution | Electric Engagement | Holistic Transition | Ten Year Forecast | Falling Behind |  | Hydrogen Evolution | Electric Engagement | Holistic Transition | Ten Year Forecast | Falling Behind
2023 | 218.564 | 218.564 | 218.564 | 218.564 | 218.564 | 1092.82 | 480.22 | 480.22 | 480.22 | 480.22 | 480.22 | 2401.1 | 2194594 | 2194594 | 2194594 | 2194594 | 2194594 | 10972970 | 30343586 | 30343586 | 30343586 | 30343586 | 30343586 | 151717930
2024 | 218.344 | 218.344 | 218.344 | 218.344 | 218.344 | 1091.72 | 483.975 | 483.975 | 483.975 | 483.975 | 483.975 | 2419.875 | 2194590 | 2194590 | 2194590 | 2194590 | 2194590 | 10972950 | 30558199 | 30558199 | 30558199 | 30558199 | 30558199 | 152790995
2025 | 218.023 | 217.986 | 218.063 | 228.804 | 232.196 | 1115.072 | 483.872 | 483.881 | 483.879 | 484.066 | 484.119 | 2419.817 | 2194591 | 2194590 | 2194594 | 2194846 | 2194847 | 10973468 | 30772806 | 30772804 | 30772806 | 30774085 | 30774085 | 153866586
2026 | 218.081 | 218.16 | 218.147 | 228.564 | 231.941 | 1114.893 | 482.582 | 482.861 | 482.781 | 483.034 | 483.088 | 2414.346 | 2194594 | 2194590 | 2194593 | 2194849 | 2194848 | 10973474 | 30987412 | 30987411 | 30987411 | 30988949 | 30988946 | 154940129
2027 | 217.175 | 217.4 | 217.276 | 228.28 | 231.711 | 1111.842 | 481.182 | 481.673 | 481.527 | 481.831 | 482.002 | 2408.215 | 2194595 | 2194592 | 2194593 | 2194846 | 2194846 | 10973472 | 31202021 | 31202023 | 31202022 | 31203810 | 31203812 | 156013688
2028 | 215.325 | 215.74 | 215.283 | 227.305 | 231.003 | 1104.656 | 477.435 | 477.986 | 477.521 | 478.766 | 479.548 | 2391.256 | 2194594 | 2194593 | 2194594 | 2194849 | 2194849 | 10973479 | 31416629 | 31416629 | 31416631 | 31418676 | 31418675 | 157087240
2029 | 213.213 | 213.859 | 212.917 | 226.289 | 230.272 | 1096.55 | 473.065 | 473.55 | 472.639 | 475.311 | 476.904 | 2371.469 | 2194591 | 2194595 | 2194594 | 2194848 | 2194851 | 10973479 | 31631242 | 31631242 | 31631238 | 31633539 | 31633544 | 158160805
2030 | 210.524 | 211.471 | 209.851 | 225.284 | 229.562 | 1086.692 | 466.263 | 466.819 | 465.605 | 471.5 | 474.02 | 2344.207 | 2194592 | 2194592 | 2194591 | 2194848 | 2194846 | 10973469 | 31845846 | 31845847 | 31845847 | 31848405 | 31848402 | 159234347
2031 | 208.356 | 209.343 | 206.851 | 224.22 | 228.994 | 1077.764 | 458.448 | 458.362 | 456.587 | 467.562 | 471.371 | 2312.33 | 2194593 | 2194593 | 2194594 | 2194850 | 2194851 | 10973481 | 32060451 | 32060456 | 32060453 | 32063268 | 32063268 | 160307896
2032 | 206.064 | 206.798 | 203.115 | 223.017 | 228.16 | 1067.154 | 450.325 | 448.985 | 445.908 | 463.232 | 467.909 | 2276.359 | 2194593 | 2194589 | 2194592 | 2194850 | 2194851 | 10973475 | 32275060 | 32275064 | 32275064 | 32278130 | 32278130 | 161381448
2033 | 203.514 | 203.783 | 198.669 | 221.674 | 227.225 | 1054.865 | 440.898 | 437.685 | 433.096 | 458.449 | 464.061 | 2234.189 | 2194594 | 2194593 | 2194594 | 2194848 | 2194846 | 10973475 | 32489674 | 32489670 | 32489669 | 32492993 | 32492996 | 162455002
2034 | 200.49 | 200.431 | 193.892 | 220.192 | 226.175 | 1041.18 | 430.169 | 425.716 | 419.529 | 452.87 | 459.527 | 2187.811 | 2194589 | 2194591 | 2194590 | 2194850 | 2194846 | 10973466 | 32704280 | 32704281 | 32704283 | 32707859 | 32707862 | 163528565
2035 | 197.335 | 196.851 | 188.789 | 218.504 | 225.043 | 1026.522 | 419.06 | 413.32 | 405.075 | 446.589 | 454.638 | 2138.682 | 2401772 | 2401773 | 2401933 | 2402799 | 2402759 | 12011036 | 32918891 | 32918892 | 32918889 | 32922722 | 32922723 | 164602117
2036 | 194.551 | 192.452 | 183.191 |  | 225.274 | 795.468 | 404.982 | 394.34 | 383.968 |  | 451.542 | 1634.832 | 2401740 | 2401729 | 2401873 |  | 2402656 | 9607998 | 33133498 | 33133495 | 33133497 |  | 33137592 | 132538082
2037 | 191.822 | 188.079 | 177.597 |  | 225.375 | 782.873 | 393.102 | 377.487 | 364.927 |  | 449.707 | 1585.223 | 2401381 | 2401394 | 2401605 |  | 2402312 | 9606692 | 33348107 | 33348108 | 33348107 |  | 33352453 | 133396775
2038 | 189.18 | 183.721 | 172.019 |  | 225.319 | 770.239 | 381.089 | 360.395 | 345.813 |  | 447.481 | 1534.778 | 2401303 | 2401317 | 2401534 |  | 2402143 | 9606297 | 33562711 | 33562714 | 33562715 |  | 33567318 | 134255458
2039 | 186.578 | 179.375 | 166.422 |  | 225.014 | 757.389 | 368.88 | 343.219 | 326.312 |  | 444.401 | 1482.812 | 2400715 | 2400715 | 2401145 |  | 2401701 | 9604276 | 33777322 | 33777322 | 33777323 |  | 33782178 | 135114145
2040 | 184.067 | 175.008 | 160.818 |  | 224.547 | 744.44 | 356.965 | 326.101 | 306.835 |  | 440.142 | 1430.043 | 2406826 | 2406814 | 2407386 |  | 2408436 | 9629462 | 33991930 | 33991931 | 33991933 |  | 33997044 | 135972838
2041 | 181.485 | 170.556 | 155.235 |  | 224.536 | 731.812 | 345.449 | 308.624 | 287.237 |  | 435.194 | 1376.504 | 2406505 | 2406536 | 2406857 |  | 2408699 | 9628597 | 34206541 | 34206540 | 34206538 |  | 34211907 | 136831526
2042 | 179.048 | 166.368 | 150.046 |  | 224.391 | 719.853 | 333.789 | 292.078 | 268.295 |  | 430.464 | 1324.626 | 2398537 | 2398521 | 2398661 |  | 2407051 | 9602770 | 34421150 | 34421149 | 34421148 |  | 34426772 | 137690219
2043 | 176.829 | 162.726 | 145.556 |  | 224.431 | 709.542 | 323.072 | 278.153 | 252.019 |  | 426.772 | 1280.016 | 2398801 | 2398781 | 2398836 |  | 2407298 | 9603716 | 34635753 | 34635755 | 34635760 |  | 34641636 | 138548904
2044 | 174.718 | 159.246 | 141.271 |  | 224.348 | 699.583 | 312.892 | 265.09 | 236.798 |  | 423.371 | 1238.151 | 2399171 | 2399113 | 2399230 |  | 2407828 | 9605342 | 34850369 | 34850363 | 34850365 |  | 34856497 | 139407594
2045 | 172.987 | 156.28 | 137.508 |  | 224.18 | 690.955 | 304.365 | 254.1 | 223.664 |  | 420.274 | 1202.403 | 2401480 | 2401579 | 2401004 |  | 2408004 | 9612067 | 35064974 | 35064974 | 35064976 |  | 35071364 | 140266288
2046 | 171.378 | 153.896 | 134.45 |  | 223.755 | 683.479 | 296.371 | 244.047 | 211.7 |  | 417.003 | 1169.121 | 2402416 | 2402115 | 2401946 |  | 2401689 | 9608166 | 35279579 | 35279581 | 35279582 |  | 35286228 | 141124970
2047 | 170.08 | 151.879 | 132.003 |  | 223.378 | 677.34 | 289.328 | 234.792 | 201.341 |  | 414.168 | 1139.629 | 2410596 | 2410391 | 2410608 |  | 2403664 | 9635259 | 35494188 | 35494192 | 35494189 |  | 35501091 | 141983660
2048 | 169.059 | 150.348 | 130.164 |  | 222.941 | 672.512 | 283.278 | 227.062 | 193.026 |  | 411.418 | 1114.784 | 2409343 | 2408819 | 2409201 |  | 2403484 | 9630847 | 35708802 | 35708799 | 35708800 |  | 35715954 | 142842355
2049 | 168.329 | 148.992 | 128.569 |  | 222.454 | 668.344 | 278.291 | 219.818 | 185.408 |  | 408.818 | 1092.335 | 2408144 | 2407245 | 2408204 |  | 2403245 | 9626838 | 35923410 | 35923408 | 35923406 |  | 35930821 | 143701045
2050 | 167.652 | 147.718 | 127.221 |  | 221.888 | 664.479 | 273.49 | 212.837 | 178.595 |  | 406.183 | 1071.105 | 2408144 | 2407245 | 2408204 |  | 2403245 | 9626838 | 36138015 | 36138016 | 36138017 |  | 36145683 | 144559731
This shape represents a slicer. Slicers are supported in Excel 2010 or later. If the shape was modified in an earlier version of Excel, or if the workbook was saved in Excel 2003 or earlier, the slicer cannot be used.
This shape represents a slicer. Slicers are supported in Excel 2010 or later. If the shape was modified in an earlier version of Excel, or if the workbook was saved in Excel 2003 or earlier, the slicer cannot be used.
This shape represents a slicer. Slicers are supported in Excel 2010 or later. If the shape was modified in an earlier version of Excel, or if the workbook was saved in Excel 2003 or earlier, the slicer cannot be used.
This shape represents a slicer. Slicers are supported in Excel 2010 or later. If the shape was modified in an earlier version of Excel, or if the workbook was saved in Excel 2003 or earlier, the slicer cannot be used.
This shape represents a slicer. Slicers are supported in Excel 2010 or later. If the shape was modified in an earlier version of Excel, or if the workbook was saved in Excel 2003 or earlier, the slicer cannot be used.
This shape represents a slicer. Slicers are supported in Excel 2010 or later. If the shape was modified in an earlier version of Excel, or if the workbook was saved in Excel 2003 or earlier, the slicer cannot be used.

## DB.WS1
DB.WS1: Whole System and Gas Supply Data Dashboard
The Future Energy Scenarios (FES) represent a range of different, credible ways to decarbonise our energy system as we strive towards the 2050 target. One of the FES outputs is an agreed set of data tables containing the GB FES values for whole system and gas supply (WS1) which this dashboard is visualising. For each scenario and variable selected the values are summed across all remaining selected options. The data values for the selected options are below the chart.
Whole system and gas supply scenarios (WS1) with selected options
| bcm/yr |  |  |  |  | bcm/yr Total | GW |  |  |  |  | GW Total | TWh |  |  |  |  | TWh Total
| Hydrogen Evolution | Electric Engagement | Holistic Transition | Ten Year Forecast | Falling Behind |  | Hydrogen Evolution | Electric Engagement | Holistic Transition | Ten Year Forecast | Falling Behind |  | Hydrogen Evolution | Electric Engagement | Holistic Transition | Ten Year Forecast | Falling Behind
2022 | 89.99 | 89.99 | 89.99 | 89.99 | 89.99 | 449.95 | 0.01 | 0.01 | 0.01 | 0.01 | 0.01 | 0.05 | 120.1927 | 120.1927 | 120.1927 | 120.1927 | 120.1827 | 600.9537
2023 | 75.46 | 75.46 | 75.46 | 75.46 | 75.46 | 377.3 | 0.012573 | 0.012677 | 0.013042 | 0.01 | 0.012573 | 0.060866 | 206.969 | 206.999 | 206.999 | 206.979 | 206.929 | 1034.8751
2024 | 67.57 | 67.57 | 67.57 | 67.57 | 67.57 | 337.85 | 0.03 | 0.03 | 0.02 | 0.01 | 0.02 | 0.11 | 196.306 | 196.5117 | 196.4333 | 196.3143 | 196.3855 | 981.9508
2025 | 64.69 | 64.53 | 64.4 | 63.65 | 65.19 | 322.46 | 0.03 | 0.03 | 0.03 | 0.02 | 0.03 | 0.14 | 244.1681 | 242.4727 | 245.5458 | 240.9147 | 216.7186 | 1189.8199
2026 | 64.13 | 63.55 | 63.36 | 64.5 | 66.29 | 321.83 | 0.08 | 0.04 | 0.05 | 0.03 | 0.05 | 0.25 | 243.7319 | 237.6126 | 243.5147 | 236.1291 | 230.7431 | 1191.7314
2027 | 62.84 | 61.63 | 61.54 | 65.3 | 67.78 | 319.09 | 0.12 | 0.06 | 0.11 | 0.37 | 0.07 | 0.73 | 224.2904 | 215.3276 | 226.2852 | 200.6175 | 217.9157 | 1084.4363
2028 | 62.82 | 60.86 | 61.06 | 66.8 | 69.4 | 320.94 | 0.74 | 0.24 | 0.62 | 1.91 | 0.09 | 3.6 | 218.8709 | 200.522 | 218.5228 | 194.4665 | 188.3769 | 1020.7591
2029 | 61.98 | 58.86 | 58.98 | 66.08 | 69.3 | 315.2 | 1.24 | 0.43 | 1.06 | 3.07 | 0.13 | 5.93 | 232.5675 | 193.0224 | 224.6592 | 191.1287 | 188.2137 | 1029.5915
2030 | 59.1 | 54.97 | 55.37 | 64.59 | 70.13 | 304.16 | 1.93 | 0.81 | 1.66 | 3.76 | 0.14 | 8.3 | 240.7853 | 184.7177 | 233.0626 | 208.7896 | 188.2043 | 1055.5595
2031 | 56.14 | 53.35 | 53.36 | 62.15 | 67.73 | 292.73 | 3.16 | 1.11 | 2.29 | 4.14 | 0.14 | 10.84 | 262.8567 | 204.9219 | 243.0943 | 205.0512 | 191.6494 | 1107.5735
2032 | 54.92 | 51.49 | 50.24 | 61.65 | 65.79 | 284.09 | 6.38 | 1.29 | 2.69 | 4.67 | 0.14 | 15.17 | 318.6513 | 223.9441 | 269.3895 | 202.9036 | 186.9253 | 1201.8139
2033 | 52.86 | 49 | 47.54 | 60.63 | 64.39 | 274.42 | 8.28 | 1.52 | 3.31 | 6.47 | 0.19 | 19.77 | 349.5896 | 237.4962 | 293.4813 | 202.5236 | 189.4905 | 1272.5812
2034 | 51.77 | 47.19 | 45.02 | 59.74 | 63.58 | 267.3 | 10.93 | 1.83 | 4.15 | 6.84 | 0.3 | 24.05 | 387.042 | 245.251 | 311.37 | 205.8076 | 186.605 | 1336.0756
2035 | 50.03 | 44.83 | 42.85 | 59.37 | 63.02 | 260.1 | 16.88 | 2.65 | 5.06 | 7.1 | 0.41 | 32.1 | 475.978 | 259.2776 | 330.0961 | 219.2656 | 188.4882 | 1473.1056
2036 | 50.48 | 43.02 | 40.97 |  | 63.1 | 197.57 | 23.35 | 3.43 | 6.12 |  | 0.52 | 33.42 | 606.5917 | 265.7261 | 342.4944 |  | 186.6354 | 1401.4476
2037 | 50.38 | 40.51 | 39.46 |  | 63.06 | 193.41 | 26.35 | 6.88 | 7.52 |  | 1 | 41.75 | 674.2531 | 314.0299 | 362.5718 |  | 185.2975 | 1536.1524
2038 | 48.83 | 38.17 | 36.46 |  | 63.1 | 186.56 | 29.51 | 8.12 | 9.03 |  | 1 | 47.66 | 742.144 | 331.5292 | 390.7799 |  | 182.4172 | 1646.8704
2039 | 47.43 | 35.03 | 32.74 |  | 62.43 | 177.63 | 33.2 | 9.05 | 9.67 |  | 1.02 | 52.94 | 816.9769 | 343.8014 | 392.885 |  | 181.4409 | 1735.1042
2040 | 46.88 | 31.37 | 31.29 |  | 60.75 | 170.29 | 34.22 | 10.15 | 10.91 |  | 1.76 | 57.04 | 841.8195 | 364.9661 | 414.5288 |  | 182.2637 | 1803.5782
2041 | 44.91 | 28.34 | 29.31 |  | 60.77 | 163.33 | 38.71 | 11.26 | 11.66 |  | 1.77 | 63.4 | 889.4224 | 386.0522 | 432.324 |  | 183.3486 | 1891.1472
2042 | 45.23 | 26.67 | 27.14 |  | 62.87 | 161.91 | 40.84 | 13.15 | 12.56 |  | 1.8 | 68.35 | 957.3764 | 422.5567 | 450.3509 |  | 185.2515 | 2015.5356
2043 | 44.01 | 25.24 | 25.47 |  | 62.66 | 157.38 | 44.07 | 14.95 | 13.84 |  | 2 | 74.86 | 1008.105 | 441.3374 | 470.7259 |  | 187.1927 | 2107.361
2044 | 44.06 | 23.88 | 23.9 |  | 62.55 | 154.39 | 48.29 | 15.27 | 14.35 |  | 2.28 | 80.19 | 1059.2171 | 448.8869 | 482.0515 |  | 190.1086 | 2180.2641
2045 | 42.52 | 21.98 | 22.03 |  | 64.07 | 150.6 | 49.64 | 15.45 | 15.89 |  | 2.94 | 83.92 | 1087.2415 | 451.7469 | 507.9884 |  | 195.1404 | 2242.1172
2046 | 39.64 | 21.25 | 21.13 |  | 62.98 | 145 | 51.91 | 16.04 | 17.89 |  | 2.96 | 88.8 | 1143.2618 | 471.1067 | 541.1989 |  | 198.5933 | 2354.1606
2047 | 39.87 | 19.28 | 19.57 |  | 62.47 | 141.19 | 53.7 | 17.14 | 19.21 |  | 3.92 | 93.97 | 1191.9889 | 492.4009 | 573.0157 |  | 203.5991 | 2461.0046
2048 | 39.49 | 18.16 | 19.1 |  | 61.58 | 138.33 | 54.94 | 18.02 | 20.67 |  | 4.04 | 97.67 | 1215.6798 | 511.9057 | 592.7724 |  | 208.1629 | 2528.5208
2049 | 38.78 | 16.5 | 17.04 |  | 60.32 | 132.64 | 57.01 | 18.44 | 21.6 |  | 4.81 | 101.86 | 1263.0213 | 517.181 | 609.852 |  | 211.521 | 2601.5754
2050 | 36.16 | 15.13 | 15.23 |  | 58.14 | 124.66 | 58.24 | 18.52 | 21.9 |  | 4.84 | 103.5 | 1430.0117 | 710.579 | 828.4115 |  | 326.3515 | 3295.3537
This shape represents a slicer. Slicers are supported in Excel 2010 or later. If the shape was modified in an earlier version of Excel, or if the workbook was saved in Excel 2003 or earlier, the slicer cannot be used.
This shape represents a slicer. Slicers are supported in Excel 2010 or later. If the shape was modified in an earlier version of Excel, or if the workbook was saved in Excel 2003 or earlier, the slicer cannot be used.
This shape represents a slicer. Slicers are supported in Excel 2010 or later. If the shape was modified in an earlier version of Excel, or if the workbook was saved in Excel 2003 or earlier, the slicer cannot be used.
This shape represents a slicer. Slicers are supported in Excel 2010 or later. If the shape was modified in an earlier version of Excel, or if the workbook was saved in Excel 2003 or earlier, the slicer cannot be used.
This shape represents a slicer. Slicers are supported in Excel 2010 or later. If the shape was modified in an earlier version of Excel, or if the workbook was saved in Excel 2003 or earlier, the slicer cannot be used.
This shape represents a slicer. Slicers are supported in Excel 2010 or later. If the shape was modified in an earlier version of Excel, or if the workbook was saved in Excel 2003 or earlier, the slicer cannot be used.
This shape represents a slicer. Slicers are supported in Excel 2010 or later. If the shape was modified in an earlier version of Excel, or if the workbook was saved in Excel 2003 or earlier, the slicer cannot be used.
This shape represents a slicer. Slicers are supported in Excel 2010 or later. If the shape was modified in an earlier version of Excel, or if the workbook was saved in Excel 2003 or earlier, the slicer cannot be used.

## DB.WS2
DB.WS2: Emissions Data Dashboard
The Future Energy Scenarios (FES) represent a range of different, credible ways to decarbonise our energy system as we strive towards the 2050 target. One of the FES outputs is an agreed set of data tables containing the GB FES values for emissions from whole system and gas supply (WS2) which this dashboard is visualising. For each scenario and variable selected the values are summed across all remaining selected options. The data values for the selected options are below the chart.
Emissions from whole system and gas supply scenarios (WS2) with selected options
| Hydrogen Evolution | Electric Engagement | Holistic Transition | Ten Year Forecast | Falling Behind
2021 | 442.4725 | 442.4725 | 442.4725 | 442.4725 | 442.4725
2022 | 439.3403 | 439.3403 | 439.3403 | 439.3403 | 439.3403
2023 | 424.4474 | 424.4474 | 424.4474 | 424.4474 | 424.4474
2024 | 405.3116 | 405.5227 | 405.5194 | 406.8534 | 407.92
2025 | 382.392 | 382.4295 | 381.4712 | 386.1283 | 390.6064
2026 | 371.3458 | 370.9842 | 369.0267 | 379.6785 | 386.4244
2027 | 359.7445 | 358.6902 | 356.0174 | 375.0581 | 385.9916
2028 | 346.8828 | 345.8876 | 342.2471 | 369.8708 | 383.4065
2029 | 329.4453 | 331.896 | 324.5531 | 360.4673 | 376.5709
2030 | 307.4341 | 307.5666 | 295.7047 | 341.5947 | 370.323
2031 | 279.2339 | 278.0328 | 270.0283 | 325.697 | 352.2461
2032 | 260.0422 | 251.1065 | 243.4143 | 313.4259 | 340.3903
2033 | 241.6338 | 229.9797 | 221.2815 | 298.668 | 327.6482
2034 | 223.8548 | 212.7421 | 203.8557 | 287.5978 | 316.9969
2035 | 203.6636 | 192.1302 | 184.7745 | 273.7927 | 306.4902
2036 | 184.4 | 173.4127 | 166.2561 |  | 297.6816
2037 | 166.5246 | 154.9639 | 148.9346 |  | 287.6029
2038 | 150.2418 | 136.7936 | 132.5032 |  | 280.5284
2039 | 135.3569 | 120.1178 | 117.3151 |  | 271.5682
2040 | 118.2714 | 103.6619 | 101.0246 |  | 260.1313
2041 | 103.0362 | 88.1034 | 85.6667 |  | 252.0141
2042 | 87.2561 | 73.7103 | 71.3771 |  | 243.772
2043 | 75.0683 | 63.0179 | 60.2187 |  | 234.5743
2044 | 63.445 | 52.6933 | 50.1408 |  | 225.628
2045 | 51.2617 | 42.41 | 39.3479 |  | 222.8881
2046 | 41.9476 | 33.3133 | 30.0153 |  | 215.7741
2047 | 31.7224 | 24.1697 | 21.3574 |  | 210.8164
2048 | 20.8619 | 15.5175 | 12.196 |  | 199.9691
2049 | 11.4275 | 7.3199 | 3.8906 |  | 193.6287
2050 | -0.048482 | -1.9332 | -5.5139 |  | 187.002
This shape represents a slicer. Slicers are supported in Excel 2010 or later. If the shape was modified in an earlier version of Excel, or if the workbook was saved in Excel 2003 or earlier, the slicer cannot be used.
This shape represents a slicer. Slicers are supported in Excel 2010 or later. If the shape was modified in an earlier version of Excel, or if the workbook was saved in Excel 2003 or earlier, the slicer cannot be used.

## DB.WS4
DB.WS4: UK Historical Emissions Data Dashboard
This dashboard provides a way of exploring the historic emissions data in the WS4 data table. This data was originally sourced from https://www.gov.uk/government/statistics/final-uk-greenhouse-gas-emissions-statistics-1990-to-2023
Historic Emissions from whole system and gas supply scenarios (WS3) with selected options
| Agriculture | Aviation (incl. intl.) | Commercial Heat | Electricity | F-gases | Fuel Supply | Industrial Heat | Industrial Process | LULUCF N | LULUCF P | Residential Heat | Road and Rail | Shipping (incl. intl.) | Waste
1990 | 54.401 | 21.0317 | 29.8049 | 203.8398 | 14.7878 | 77.1922 | 98.3195 | 42.1029 | -23.645 | 34.2689 | 79.9485 | 113.0058 | 18.8649 | 70.4362
1991 | 54.211 | 19.714 | 32.6612 | 200.4102 | 15.1075 | 78.0808 | 101.7867 | 39.3777 | -24.1455 | 34.2573 | 88.8402 | 112.1885 | 18.6626 | 71.3045
1992 | 53.8501 | 21.2788 | 32.0727 | 188.2802 | 15.0483 | 79.2408 | 98.5977 | 35.5032 | -24.6987 | 33.9779 | 86.005 | 113.677 | 18.7138 | 71.496
1993 | 52.9616 | 22.6769 | 31.5653 | 170.7053 | 15.4394 | 78.9275 | 95.7447 | 31.9298 | -25.2376 | 33.9314 | 90.1882 | 114.8742 | 18.4845 | 72.2443
1994 | 53.7331 | 23.2638 | 31.0299 | 166.3162 | 16.246 | 71.4489 | 95.31 | 33.7597 | -25.5725 | 33.8275 | 85.5693 | 115.4491 | 18.8931 | 72.8837
1995 | 53.6729 | 24.4661 | 31.4645 | 163.1279 | 17.3106 | 74.8462 | 92.3648 | 33.0084 | -25.9778 | 34.2719 | 80.7736 | 114.4761 | 19.7946 | 73.6185
1996 | 55.0409 | 25.7147 | 33.3696 | 162.7834 | 18.0794 | 74.6166 | 92.8517 | 33.7588 | -26.3115 | 33.6104 | 91.9666 | 118.6978 | 20.4317 | 74.2817
1997 | 54.6237 | 26.8906 | 31.1964 | 150.0426 | 19.7763 | 72.7019 | 92.5932 | 32.4752 | -26.6733 | 33.4229 | 84.728 | 119.5419 | 21.1146 | 74.0373
1998 | 54.294 | 29.5341 | 30.5175 | 154.8494 | 16.7045 | 71.0438 | 92.2035 | 32.1135 | -26.998 | 32.9597 | 86.6089 | 118.5884 | 21.3391 | 73.774
1999 | 54.5409 | 31.7967 | 31.8922 | 146.8067 | 9.9083 | 65.3235 | 92.986 | 23.2483 | -27.2619 | 33.3381 | 86.3946 | 119.8477 | 19.1249 | 71.2493
2000 | 52.5802 | 34.582 | 31.2312 | 158.1233 | 8.7417 | 63.2688 | 92.664 | 22.9258 | -27.2976 | 33.1141 | 86.4645 | 118.6828 | 17.5029 | 68.5895
2001 | 50.3804 | 34.0041 | 31.8611 | 168.8859 | 8.9606 | 62.8182 | 88.9186 | 20.9396 | -27.5707 | 32.7442 | 88.71 | 118.7848 | 17.7481 | 66.366
2002 | 50.0718 | 33.6898 | 27.2572 | 164.4309 | 9.348 | 63.2501 | 79.8944 | 19.1835 | -27.8899 | 32.2357 | 85.1742 | 121.1744 | 16.9085 | 65.9909
2003 | 50.5149 | 34.4838 | 27.453 | 173.4803 | 9.9115 | 59.7772 | 82.2583 | 19.8886 | -27.9844 | 32.17 | 85.8869 | 120.486 | 16.1039 | 62.5008
2004 | 51.2974 | 37.296 | 28.0963 | 173.1743 | 8.8949 | 58.2079 | 80.5595 | 21.89 | -28.294 | 31.62 | 87.5248 | 121.5713 | 17.1938 | 57.802
2005 | 51.4386 | 40.0667 | 28.4858 | 172.4495 | 9.521 | 57.5678 | 80.9288 | 20.2958 | -28.4233 | 31.3795 | 82.9335 | 121.9782 | 16.8643 | 55.5372
2006 | 50.3864 | 41.1388 | 26.056 | 181.2559 | 10.1327 | 52.6789 | 79.5812 | 18.9875 | -28.7798 | 31.3168 | 80.337 | 121.9523 | 17.2529 | 53.675
2007 | 49.9876 | 41.1147 | 24.4871 | 176.9472 | 10.3516 | 51.2953 | 78.7258 | 20.6446 | -28.7967 | 30.7067 | 76.7965 | 122.7731 | 17.3427 | 50.0929
2008 | 49.6981 | 39.7436 | 27.326 | 171.7998 | 10.5068 | 49.6781 | 71.8103 | 19.1051 | -29.3167 | 30.5444 | 78.6592 | 118.5157 | 20.4324 | 45.2656
2009 | 49.2151 | 38.1844 | 24.0727 | 149.8091 | 10.7709 | 48.303 | 61.0625 | 12.1229 | -29.1334 | 30.269 | 75.1877 | 114.5585 | 19.7514 | 41.3978
2010 | 49.6272 | 37.5912 | 24.994 | 155.9905 | 11.4568 | 48.8104 | 62.5128 | 13.6774 | -29.0954 | 30.1455 | 84.8809 | 113.4653 | 17.7015 | 36.2615
2011 | 48.8195 | 37.6252 | 21.3981 | 143.1617 | 12.0312 | 46.8192 | 59.9201 | 12.1014 | -29.3627 | 29.7666 | 68.044 | 111.5143 | 17.8131 | 34.0305
2012 | 49.2578 | 36.4234 | 24.4692 | 156.7815 | 12.3016 | 43.1372 | 58.8252 | 11.5037 | -29.0774 | 29.5828 | 74.4141 | 111.6676 | 16.0481 | 32.6813
2013 | 49.085 | 37.0961 | 24.7925 | 145.8 | 12.3844 | 40.9579 | 60.8367 | 13.7507 | -29.0677 | 29.4667 | 75.3503 | 110.5572 | 15.6235 | 29.2649
2014 | 49.4344 | 36.3871 | 22.3043 | 121.9459 | 11.8177 | 39.2561 | 58.5738 | 13.9864 | -28.8267 | 28.8987 | 62.8597 | 112.4648 | 15.5704 | 27.448
2015 | 50.617 | 36.6918 | 22.1571 | 100.973 | 11.6507 | 39.7391 | 55.8428 | 13.0277 | -28.5173 | 28.4556 | 65.3919 | 112.946 | 15.3044 | 27.4368
2016 | 50.0257 | 37.2117 | 22.3972 | 78.168 | 11.3552 | 38.5572 | 51.7372 | 10.8629 | -28.3826 | 28.6777 | 66.1352 | 116.7533 | 15.5611 | 27.0344
2017 | 49.9449 | 40.3158 | 21.8093 | 67.8927 | 10.9811 | 38.0442 | 51.6685 | 11.0895 | -28.4344 | 28.4556 | 64.646 | 117.4429 | 14.7355 | 27.6185
2018 | 48.0992 | 39.7993 | 24.8402 | 60.8421 | 10.3776 | 37.2624 | 51.0489 | 10.5995 | -27.8108 | 28.4955 | 66.1312 | 116.1702 | 14.763 | 28.1354
2019 | 48.6437 | 39.2032 | 23.9091 | 52.2706 | 9.6854 | 37.2744 | 49.8158 | 10.4267 | -27.854 | 28.4057 | 63.7982 | 112.8336 | 14.2516 | 28.2234
2020 | 47.4217 | 16.9318 | 23.1143 | 43.7996 | 8.7435 | 33.8901 | 47.2942 | 9.8002 | -27.8694 | 28.2707 | 64.8848 | 94.0996 | 11.9644 | 26.864
2021 | 48.1166 | 15.6705 | 24.8428 | 48.3411 | 8.1663 | 31.2127 | 46.2518 | 10.4214 | -27.7395 | 27.9745 | 68.1142 | 102.1691 | 12.4399 | 26.4912
2022 | 46.8562 | 30.9436 | 22.9812 | 48.647 | 7.5542 | 31.3203 | 43.9047 | 9.3182 | -27.2929 | 27.8347 | 55.664 | 102.8216 | 12.4181 | 26.3695
2023 | 46.6137 | 35.7957 | 22.7742 | 37.0684 | 7.0447 | 30.0974 | 44.3619 | 7.6408 | -26.7363 | 27.856 | 51.2507 | 101.6577 | 12.2907 | 26.7317
This shape represents a slicer. Slicers are supported in Excel 2010 or later. If the shape was modified in an earlier version of Excel, or if the workbook was saved in Excel 2003 or earlier, the slicer cannot be used.

## Exec Summary
Standalone Executive Summary Charts
| Figure/Table # | Tab Name | Worksheet Title | Data Theme
| Figure 1 | F.05 | F.05: Efficiency gains on electricity demand in 2050 | Consumer / Efficiency
| Figure 2 | F.06 | F.06: Demand flexibility impact on underlying peak demand | Consumer / Flexibility
| Figure 3 | Infra. Build | Infrastructure build rates | Whole Energy / Sankey
| Figure 4 | F.07 | F.07: Annual consumer demand by fuel and sector in Holistic Transition | Whole Energy / Sankey
| Figure 5 | Summary Graphs | Summary graphs for power generation and demand | Electricity / Hydrogen / Build Rates
| Figure 6 | Key Stats | Key Statistics in 2030, 2040 and 2050 | Consumer / Fuel Demand
| Table 1 | F.35 | F.35: 2024 energy flow diagram | Whole Energy / Summary Data
| Table 2 | F.36 | F.36: Holistic Transition in 2050 energy flow diagram | Whole Energy / Summary Data

## Infra. Build
Infrastructure build rates
Return to: Main Menu
Return to: Exec Summary Menu
| Infrastructure build rates |  | GW Capacity Change Year on Year Data
|  |  |  | 2025 | 2026 | 2027 | 2028 | 2029 | 2030 | 2031 | 2032 | 2033 | 2034 | 2035 | 2036 | 2037 | 2038 | 2039 | 2040 | 2041 | 2042 | 2043 | 2044 | 2045 | 2046 | 2047 | 2048 | 2049 | 2050
|  |  |  | Holistic Transition | Holistic Transition | Holistic Transition | Holistic Transition | Holistic Transition | Holistic Transition | Holistic Transition | Holistic Transition | Holistic Transition | Holistic Transition | Holistic Transition | Holistic Transition | Holistic Transition | Holistic Transition | Holistic Transition | Holistic Transition | Holistic Transition | Holistic Transition | Holistic Transition | Holistic Transition | Holistic Transition | Holistic Transition | Holistic Transition | Holistic Transition | Holistic Transition | Holistic Transition
|  |  | Methane reformation with CCUS | 0 | 0 | 0.01 | 0 | 0.35 | 0.41 | 0.21 | 0.36 | 0.39 | 0.65 | 0.35 | 0.03 | 0.33 | 0.53 | 0.02 | 0.02 | 0.37 | 0.08 | 0.08 | 0.06 | 0.01 | 0.26 | 0.55 | 0.15 | 0.07 | 0.08
|  |  | Networked electrolysis | 0.01 | 0.02 | 0.05 | 0.48 | 0.1 | 0.1 | 0.34 | 0.04 | 0.23 | 0.19 | 0.55 | 0.99 | 0.92 | 0.95 | 0.62 | 1.22 | 0.38 | 0.82 | 1.08 | 0.43 | 1.44 | 1.68 | 0.74 | 1.24 | 0.83 | 0.2
|  |  | Non-networked electrolysis | 0 | 0 | 0 | 0.03 | -0.01 | 0 | 0.08 | 0 | 0 | 0 | 0 | 0.04 | 0.15 | 0.03 | 0 | 0 | 0 | 0 | 0.12 | 0.02 | 0.09 | 0.06 | 0.03 | 0.07 | 0.03 | 0.02
|  |  | Interconnectors | 0.5 | 0 | 0 | 1.4 | 0 | 0 | 0 | 5.2 | 0 | 2.5 | 0 | 0 | 0 | 0 | 1.4 | 0 | 0 | 1 | 0 | 0 | 0 | 0 | 0 | 0 | 0 | 0
|  |  | CCS Biomass | 0 | 0 | 0 | 0 | 0 | 0.6 | 0.6 | 0.73 | 0.61 | 0 | 0.122 | 0 | 0 | 0 | 0 | 0 | 0 | 0 | 0 | 0 | 0 | 0 | 0 | 0 | 0 | 0
|  |  | Nuclear | 0 | 0 | -2.366 | 0 | 0 | -0.81 | 1.67 | 0 | 0 | 0.47 | 0 | -0.76 | 0.94 | 2.14 | 2.61 | 0 | 0 | 0.47 | 0.47 | 0.47 | 0.47 | 0.47 | 0.47 | 0.47 | 0.47 | 0.47
|  |  | Hydrogen | 0 | 0 | 0 | 0 | 0.053293 | 0.091388 | 0.10967 | 0.7514 | 0.34935 | 0.61582 | 0.59646 | 0.53197 | 0.53089 | 0.42812 | 0.31271 | 1.4765 | 3.508 | 3.3339 | 4.9576 | 3.0667 | 2.1439 | 0.21716 | 1.1954 | 0.16762 | 0.53749 | 1.1066
|  |  | CCS Gas | 0 | 0 | 0 | 0 | 0.86 | 0 | 1.82 | 3.11 | 0.487 | 0 | 1.816 | 3.507 | 3.125 | 0 | 0 | 4.9 | 1.38 | 1.2 | 0 | 0 | 0 | 0 | 0 | 0 | 0 | 0
|  |  | Solar PV | 3.2518 | 4.8725 | 4.4107 | 5.6344 | 5.7502 | 3.9449 | 3.5696 | 3.1996 | 3.0734 | 3.1122 | 2.1928 | 1.9996 | 1.5996 | 1.4996 | 2.242 | 8.5709 | 2.4842 | 2.2853 | 2.4401 | 2.189 | 4.2803 | 0.99957 | 0.99957 | 1.0996 | 1.0996 | 1.4496
|  |  | Offshore Wind | 1.1675 | 6.348 | 0.706 | 3.8453 | 13.1899 | 5.78 | 7.8169 | 10.558 | 8.975 | 7.12 | 5.308 | 1.5344 | 1.7121 | 0.05238 | 2 | 2 | 2.3 | 0 | 1 | 1.008 | 1.32 | 1.5 | 0.3 | 1.3605 | 1.0187 | 1
|  |  | Onshore Wind | 0.86231 | 1.527 | 2.3579 | 2.1126 | 3.6372 | 4.7664 | 2.9878 | 1.6195 | 1.0626 | 1.0954 | 1.7738 | 0.69376 | 0.63859 | 0.60207 | 0.88809 | 0.78005 | 0.74895 | 0.90852 | 0.73453 | 0.75713 | 0.7498 | 0.79003 | 0.1583 | 0.1591 | 0.15235 | 0.33509
|  |  | Storage | 3.6089 | 4.2025 | 2.9866 | 3.8165 | 1.4145 | 2.9123 | 2.4144 | 2.7518 | 3.1821 | 1.8258 | 1.6927 | 2.0337 | 1.3234 | 1.8285 | 1.7559 | 1.3706 | 1.3674 | 0.84865 | 0.86544 | 0.88223 | 0.89903 | 0.50132 | 0.43261 | 0.44931 | 0.4662 | 0.48299
Aggregated
|  |  |  | 2025 | 2026 | 2027 | 2028 | 2029 | 2030 | 2031 | 2032 | 2033 | 2034 | 2035 | 2036 | 2037 | 2038 | 2039 | 2040 | 2041 | 2042 | 2043 | 2044 | 2045 | 2046 | 2047 | 2048 | 2049 | 2050
|  | 1 | Green Hydrogen | 0.01 | 0.02 | 0.05 | 0.51 | 0.09 | 0.1 | 0.42 | 0.04 | 0.23 | 0.19 | 0.55 | 1.03 | 1.07 | 0.98 | 0.62 | 1.22 | 0.38 | 0.82 | 1.2 | 0.45 | 1.53 | 1.74 | 0.77 | 1.31 | 0.86 | 0.22
|  | 2 | Blue Hydrogen | 0 | 0 | 0.01 | 0 | 0.35 | 0.41 | 0.21 | 0.36 | 0.39 | 0.65 | 0.35 | 0.03 | 0.33 | 0.53 | 0.02 | 0.02 | 0.37 | 0.08 | 0.08 | 0.06 | 0.01 | 0.26 | 0.55 | 0.15 | 0.07 | 0.08
|  | 3 | Power BECCS | 0 | 0 | 0 | 0 | 0 | 0.6 | 0.6 | 0.73 | 0.61 | 0 | 0.122 | 0 | 0 | 0 | 0 | 0 | 0 | 0 | 0 | 0 | 0 | 0 | 0 | 0 | 0 | 0
|  | 4 | Nuclear | 0 | 0 | -2.366 | 0 | 0 | -0.81 | 1.67 | 0 | 0 | 0.47 | 0 | -0.76 | 0.94 | 2.14 | 2.61 | 0 | 0 | 0.47 | 0.47 | 0.47 | 0.47 | 0.47 | 0.47 | 0.47 | 0.47 | 0.47
|  | 4 | Hydrogen Power & Gas CCS | 0 | 0 | 0 | 0 | 0.91329 | 0.091388 | 1.9297 | 3.8614 | 0.83635 | 0.61582 | 2.4125 | 4.039 | 3.6559 | 0.42812 | 0.31271 | 6.3765 | 4.888 | 4.5339 | 4.9576 | 3.0667 | 2.1439 | 0.21716 | 1.1954 | 0.16762 | 0.53749 | 1.1066
|  | 5 | Solar | 3.2518 | 4.8725 | 4.4107 | 5.6344 | 5.7502 | 3.9449 | 3.5696 | 3.1996 | 3.0734 | 3.1122 | 2.1928 | 1.9996 | 1.5996 | 1.4996 | 2.242 | 8.5709 | 2.4842 | 2.2853 | 2.4401 | 2.189 | 4.2803 | 0.99957 | 0.99957 | 1.0996 | 1.0996 | 1.4496
|  | 6 | Offshore Wind | 1.1675 | 6.348 | 0.706 | 3.8453 | 13.1899 | 5.78 | 7.8169 | 10.558 | 8.975 | 7.12 | 5.308 | 1.5344 | 1.7121 | 0.05238 | 2 | 2 | 2.3 | 0 | 1 | 1.008 | 1.32 | 1.5 | 0.3 | 1.3605 | 1.0187 | 1
|  | 8 | Onshore Wind | 0.86231 | 1.527 | 2.3579 | 2.1126 | 3.6372 | 4.7664 | 2.9878 | 1.6195 | 1.0626 | 1.0954 | 1.7738 | 0.69376 | 0.63859 | 0.60207 | 0.88809 | 0.78005 | 0.74895 | 0.90852 | 0.73453 | 0.75713 | 0.7498 | 0.79003 | 0.1583 | 0.1591 | 0.15235 | 0.33509
|  | 9 | Storage | 3.6089 | 4.2025 | 2.9866 | 3.8165 | 1.4145 | 2.9123 | 2.4144 | 2.7518 | 3.1821 | 1.8258 | 1.6927 | 2.0337 | 1.3234 | 1.8285 | 1.7559 | 1.3706 | 1.3674 | 0.84865 | 0.86544 | 0.88223 | 0.89903 | 0.50132 | 0.43261 | 0.44931 | 0.4662 | 0.48299
Below data for creating the plot only.
Offset area data creation
|  |  | Row Offset | 2025: 3
|  | 8 | Offset 8 | 24 | 24 | 24 | 24 | 24 | 24 | 24 | 24 | 24 | 24 | 24 | 24 | 24 | 24 | 24 | 24 | 24 | 24 | 24 | 24 | 24 | 24 | 24 | 24 | 24 | 24
|  | 7 | Offset 7 | 21 | 21 | 21 | 21 | 21 | 21 | 21 | 21 | 21 | 21 | 21 | 21 | 21 | 21 | 21 | 21 | 21 | 21 | 21 | 21 | 21 | 21 | 21 | 21 | 21 | 21
|  | 6 | Offset 6 | 18 | 18 | 18 | 18 | 18 | 18 | 18 | 18 | 18 | 18 | 18 | 18 | 18 | 18 | 18 | 18 | 18 | 18 | 18 | 18 | 18 | 18 | 18 | 18 | 18 | 18
|  | 5 | Offset 5 | 15 | 15 | 15 | 15 | 15 | 15 | 15 | 15 | 15 | 15 | 15 | 15 | 15 | 15 | 15 | 15 | 15 | 15 | 15 | 15 | 15 | 15 | 15 | 15 | 15 | 15
|  | 4 | Offset 4 | 12 | 12 | 12 | 12 | 12 | 12 | 12 | 12 | 12 | 12 | 12 | 12 | 12 | 12 | 12 | 12 | 12 | 12 | 12 | 12 | 12 | 12 | 12 | 12 | 12 | 12
|  | 3 | Offset 3 | 9 | 9 | 9 | 9 | 9 | 9 | 9 | 9 | 9 | 9 | 9 | 9 | 9 | 9 | 9 | 9 | 9 | 9 | 9 | 9 | 9 | 9 | 9 | 9 | 9 | 9
|  | 2 | Offset 2 | 6 | 6 | 6 | 6 | 6 | 6 | 6 | 6 | 6 | 6 | 6 | 6 | 6 | 6 | 6 | 6 | 6 | 6 | 6 | 6 | 6 | 6 | 6 | 6 | 6 | 6
|  | 1 | Offset 1 | 3 | 3 | 3 | 3 | 3 | 3 | 3 | 3 | 3 | 3 | 3 | 3 | 3 | 3 | 3 | 3 | 3 | 3 | 3 | 3 | 3 | 3 | 3 | 3 | 3 | 3
|  | 0 | Offset 0 | 0 | 0 | 0 | 0 | 0 | 0 | 0 | 0 | 0 | 0 | 0 | 0 | 0 | 0 | 0 | 0 | 0 | 0 | 0 | 0 | 0 | 0 | 0 | 0 | 0 | 0
CHART DATA
|  |  | Green Hydrogen | 24.01 | 24.02 | 24.05 | 24.51 | 24.09 | 24.1 | 24.42 | 24.04 | 24.23 | 24.19 | 24.55 | 25.03 | 25.07 | 24.98 | 24.62 | 25.22 | 24.38 | 24.82 | 25.2 | 24.45 | 25.53 | 25.74 | 24.77 | 25.31 | 24.86 | 24.22
|  |  | Blue Hydrogen | 21 | 21 | 21.01 | 21 | 21.35 | 21.41 | 21.21 | 21.36 | 21.39 | 21.65 | 21.35 | 21.03 | 21.33 | 21.53 | 21.02 | 21.02 | 21.37 | 21.08 | 21.08 | 21.06 | 21.01 | 21.26 | 21.55 | 21.15 | 21.07 | 21.08
|  |  | Power BECCS | 18 | 18 | 18 | 18 | 18 | 18.6 | 18.6 | 18.73 | 18.61 | 18 | 18.122 | 18 | 18 | 18 | 18 | 18 | 18 | 18 | 18 | 18 | 18 | 18 | 18 | 18 | 18 | 18
|  |  | Nuclear | 15 | 15 | 12.634 | 15 | 15 | 14.19 | 16.67 | 15 | 15 | 15.47 | 15 | 14.24 | 15.94 | 17.14 | 17.61 | 15 | 15 | 15.47 | 15.47 | 15.47 | 15.47 | 15.47 | 15.47 | 15.47 | 15.47 | 15.47
|  |  | Hydrogen Power & Gas CCS | 12 | 12 | 12 | 12 | 12.9133 | 12.0914 | 13.9297 | 15.8614 | 12.8363 | 12.6158 | 14.4125 | 16.039 | 15.6559 | 12.4281 | 12.3127 | 18.3765 | 16.888 | 16.5339 | 16.9576 | 15.0667 | 14.1439 | 12.2172 | 13.1954 | 12.1676 | 12.5375 | 13.1066
|  |  | Solar | 12.2518 | 13.8725 | 13.4107 | 14.6344 | 14.7502 | 12.9449 | 12.5696 | 12.1996 | 12.0734 | 12.1122 | 11.1928 | 10.9996 | 10.5996 | 10.4996 | 11.242 | 17.5709 | 11.4842 | 11.2853 | 11.4401 | 11.189 | 13.2803 | 9.9996 | 9.9996 | 10.0996 | 10.0996 | 10.4496
|  |  | Offshore Wind | 7.1675 | 12.348 | 6.706 | 9.8453 | 19.1899 | 11.78 | 13.8169 | 16.558 | 14.975 | 13.12 | 11.308 | 7.5344 | 7.7121 | 6.0524 | 8 | 8 | 8.3 | 6 | 7 | 7.008 | 7.32 | 7.5 | 6.3 | 7.3605 | 7.0187 | 7
|  |  | Onshore Wind | 3.8623 | 4.527 | 5.3579 | 5.1126 | 6.6372 | 7.7664 | 5.9878 | 4.6195 | 4.0626 | 4.0954 | 4.7738 | 3.6938 | 3.6386 | 3.6021 | 3.8881 | 3.7801 | 3.749 | 3.9085 | 3.7345 | 3.7571 | 3.7498 | 3.79 | 3.1583 | 3.1591 | 3.1524 | 3.3351
|  |  | Storage | 3.6089 | 4.2025 | 2.9866 | 3.8165 | 1.4145 | 2.9123 | 2.4144 | 2.7518 | 3.1821 | 1.8258 | 1.6927 | 2.0337 | 1.3234 | 1.8285 | 1.7559 | 1.3706 | 1.3674 | 0.84865 | 0.86544 | 0.88223 | 0.89903 | 0.50132 | 0.43261 | 0.44931 | 0.4662 | 0.48299

## Summary Graphs
Summary graphs for power generation and demand
Return to: Main Menu
Return to: Exec Summary Menu
| Power generation (TWh) in 2024 |  |  | Demand (TWh) in 2024
|  | Power Generation (TWh) | 2024 |  | Demand (TWh) | 2024
|  | Biomass | 12.4133 |  | Electricity | 266.7198
|  | Nuclear | 42.6028 |  | Gas | 492.7601
|  | Renewable | 138.5625 |  | Bioenergy | 41.2407
|  | Unabated Fossil | 93.1902 |  | Oil | 409.3893
|  | Total | 286.7687 |  | Total | 1210.1098
| Power generation (TWh) in 2050 for Holistic Transition |  |  | Demand (TWh) in 2050 for Holistic Transition
|  | Power Generation (TWh) | 2050 |  | Demand (TWh) | 2050
|  | BECCS | 20.66 |  | Electricity | 567.3836
|  | CCS Gas | 42.3809 |  | Gas | 13.9359
|  | Nuclear | 93.5214 |  | Hydrogen | 40.5922
|  | Hydrogen | 10.4049 |  | Bioenergy | 13.8358
|  | Renewable | 589.6952 |  | Oil | 2.3619
|  | Unabated Fossil | 0 |  | Total | 638.1095
|  | Total | 756.6623
| Power generation (TWh) in 2050 for Electric Engagement |  |  | Demand (TWh) in 2050 for Electric Engagment
|  | Power Generation (TWh) | 2050 |  | Demand (TWh) | 2050
|  | BECCS | 32.5925 |  | Electricity | 646.3979
|  | CCS Gas | 49.7136 |  | Gas | 10.2026
|  | Nuclear | 143.435 |  | Hydrogen | 15.5994
|  | Hydrogen | 11.7092 |  | Bioenergy | 15.4351
|  | Renewable | 584.5363 |  | Oil | 2.389
|  | Unabated Fossil | 0.23804 |  | Total | 690.0239
|  | Total | 822.2246
| Power generation (TWh) in 2050 for Hydrogen Evolution |  |  | Demand (TWh) in 2050 for Hydrogen Evolution
|  | Power Generation (TWh) | 2050 |  | Demand (TWh) | 2050
|  | BECCS | 9.1831 |  | Electricity | 539.7296
|  | CCS Gas | 94.1989 |  | Gas | 15.0623
|  | Nuclear | 73.1762 |  | Hydrogen | 190.1013
|  | Hydrogen | 35.7202 |  | Bioenergy | 13.8008
|  | Renewable | 586.109 |  | Oil | 2.6946
|  | Unabated Fossil | 4.8929 |  | Total | 761.3886
|  | Total | 803.2802
| Power generation (TWh) in 2050 for Falling Behind |  |  | Demand (TWh) in 2050 for Falling Behind
|  | Power Generation (TWh) | 2050 |  | Demand (TWh) | 2050
|  | BECCS | 2.9421 |  | Electricity | 499.672
|  | CCS Gas | 68.4401 |  | Gas | 354.9465
|  | Nuclear | 69.6753 |  | Hydrogen | 17.676
|  | Hydrogen | 0 |  | Bioenergy | 6.2874
|  | Renewable | 450.75 |  | Oil | 68.1466
|  | Unabated Fossil | 55.0941 |  | Total | 946.7285
|  | Total | 646.9016

## Key Stats
Key Statistics in 2030, 2040 and 2050
Return to: Main Menu
Return to: Exec Summary Menu
|  | Ten Year Forecast | Ten Year Forecast | Holistic Transition | Electric Engagement | Hydrogen Evolution | Falling Behind | Holistic Transition | Electric Engagement | Hydrogen Evolution | Falling Behind | Holistic Transition | Electric Engagement | Hydrogen Evolution | Falling Behind
Emissions |  | 2024 | 2030 |  |  |  |  | 2040 |  |  |  | 2050 |  |  |  | Emissions
|  |  | 10YF | HT | EE | HE | FB | HT | EE | HE | FB | HT | EE | HE | FB
Annual average carbon intensity of electricity (g CO2/kWh) |  | 117.8536 | 35.7471 | 4.1005 | 5.6008 | 9.305 | 79.8568 | -28.8579 | -43.3269 | -11.3174 | 25.2694 | -25.4488 | -36.6666 | -7.2192 | 26.278 | Annual average carbon intensity of electricity (g CO2/kWh)
Net annual emissions (MtCO2e) |  | 406.8534 | 341.5947 | 295.7047 | 307.5666 | 307.4341 | 370.323 | 101.0246 | 103.6619 | 118.2714 | 260.1313 | -5.5139 | -1.9332 | -0.048482 | 187.002 | Net annual emissions (MtCO2e)
Electricity |  | 2024 | 2030 |  |  |  |  | 2040 |  |  |  | 2050 |  |  |  | Electricity
|  |  | 10YF | HT | EE | HE | FB | HT | EE | HE | FB | HT | EE | HE | FB
Annual demand (TWh) [1] |  | 289.65 | 330.877 | 339.295 | 344.803 | 334.918 | 323.698 | 563.928 | 616.965 | 594.439 | 433.613 | 705.223 | 784.736 | 797.12 | 558.75 | Annual demand (TWh) [1]
Electricity demand for heat (TWh) |  | 38.103 | 45.499 | 45.68 | 46.445 | 45.515 | 43.985 | 99.174 | 112.298 | 95.478 | 61.505 | 151.169 | 182.569 | 149.262 | 98.144 | Electricity demand for heat (TWh)
Peak demand (GW) [2] |  | 58.339 | 63.552 | 62.09 | 64.693 | 63.572 | 63.397 | 96.508 | 111.964 | 98.135 | 82.127 | 120.05 | 143.625 | 122.475 | 107.059 | Peak demand (GW) [2]
Total installed capacity (GW) [3] |  | 124.5154 | 196.5649 | 209.9065 | 216.0427 | 199.0979 | 185.1138 | 371.4645 | 371.5975 | 323.1894 | 266.0552 | 438.8986 | 450.1631 | 383.6872 | 313.9577 | Total installed capacity (GW) [3]
Wind and solar capacity (GW) |  | 48.7951 | 105.7863 | 122.9337 | 123.604 | 112.937 | 89.4045 | 212.8655 | 213.3043 | 199.3991 | 153.1503 | 248.422 | 247.9942 | 226.2516 | 179.5394 | Wind and solar capacity (GW)
Interconnector capacity (GW) |  | 9.8 | 11.7 | 11.7 | 12.45 | 11.7 | 11.7 | 20.8 | 24.4 | 17.9 | 16.5 | 21.8 | 24.4 | 17.9 | 16.5 | Interconnector capacity (GW)
Total storage capacity (GW) [4] |  | 9.5302 | 27.3984 | 28.4714 | 29.0104 | 23.522 | 22.9018 | 48.6503 | 48.1843 | 37.4613 | 28.6204 | 55.8455 | 57.023 | 44.3867 | 30.6943 | Total storage capacity (GW)
Total storage capacity (GWh) [5] |  | 36.8249 | 63.9723 | 91.9695 | 75.775 | 58.137 | 59.6113 | 193.3029 | 161.1859 | 141.2574 | 78.4682 | 204.6613 | 174.8674 | 149.8838 | 84.5349 | Total storage capacity (GWh)
Maximum Vehicle-to-Grid capacity (GW) [6] |  | 0 | 1.421 | 2.3727 | 1.403 | 0.075228 | 0 | 70.646 | 38.9757 | 4.9448 | 0.85268 | 81.2123 | 48.6654 | 22.9465 | 8.559 | Total vehicle-to-grid capacity (GW) [4]
Natural Gas |  | 2024 | 2030 |  |  |  |  | 2040 |  |  |  | 2050 |  |  |  | Natural Gas
|  |  | 10YF | HT | EE | HE | FB | HT | EE | HE | FB | HT | EE | HE | FB
Annual demand, with exports (TWh) [7] |  | 743.27 | 710.49 | 609.07 | 604.67 | 650.1 | 771.43 | 344.19 | 345.07 | 515.68 | 668.25 | 167.53 | 166.43 | 397.76 | 639.54 | Annual demand (TWh) [7]
1-in-20 peak demand (GWh/day) |  | 5214 | 5076.401 | 4543.3176 | 4612.1099 | 4653.0023 | 5552.2931 | 2525.2931 | 2606.3193 | 3080.5151 | 4952.2231 | 1382.4374 | 1671.1953 | 2602.9013 | 4693.4344 | 1-in-20 peak demand (GWh/day)
Residential demand (TWh) [8] |  | 301.0313 | 318.531 | 304.6123 | 304.4944 | 304.3803 | 324.8164 | 125.394 | 128.9879 | 125.5559 | 274.8599 | 2.7959 | 3.0621 | 1.9768 | 203.8624 | Residential demand (TWh)
Imports (TWh) |  | 447.81 | 506.11 | 429.11 | 445.61 | 442.53 | 549.23 | 263.67 | 308 | 426.03 | 570.57 | 91.52 | 154.77 | 322.74 | 580.03 | Imports (TWh)
Hydrogen |  | 2024 | 2030 |  |  |  |  | 2040 |  |  |  | 2050 |  |  |  | Hydrogen
|  |  | 10YF | HT | EE | HE | FB | HT | EE | HE | FB | HT | EE | HE | FB
Annual demand (TWh) |  | 0.02 | 3.4716 | 9.7778 | 2.891 | 11.889 | 0.05 | 64.2602 | 49.5681 | 211.8993 | 6.3 | 119.5583 | 98.0603 | 328.0691 | 17.69 | Annual demand (TWh)
Residential hydrogen demand for heat (TWh) |  | 0 | 0 | 0 | 0 | 0 | 0 | 0.463 | 0 | 37.682 | 0 | 0.936 | 0 | 69.163 | 0 | Residential hydrogen demand for heat (TWh)
CCS enabled hydrogen production (TWh) [9] |  | 0.04 | 2.64 | 6.41 | 0.13 | 8.48 | 0.12 | 30.23 | 15.86 | 115.01 | 0.76 | 44.51 | 31.59 | 131.06 | 5.3 | CCS enabled hydrogen production (TWh) [9]
Electrolytic hydrogen production (TWh) [10] |  | 0.01 | 2.76 | 3.12 | 2.92 | 3.15 | 0.43 | 33.44 | 34.8 | 87.62 | 5.65 | 73.71 | 66.77 | 173 | 12.4 | Electrolytic hydrogen production (TWh) [10]
Bioresources |  | 2024 | 2030 |  |  |  |  | 2040 |  |  |  | 2050 |  |  |  | Bioresources
|  |  | 10YF | HT | EE | HE | FB | HT | EE | HE | FB | HT | EE | HE | FB
Bioresource demand (TWh) |  | 159.6733 | 160.3604 | 167.3207 | 142.2402 | 166.8911 | 145.738 | 188.207 | 184.0599 | 140.3878 | 118.5627 | 215.7444 | 191.3608 | 173.2232 | 113.5525 | Bioresource demand (TWh)
1 | Customer demand plus on-grid electrolysis meeting GB hydrogen demand only, plus losses, equivalent to GBFES System Demand Total in ED1 of data workbook
2 | Refer to data workbook for further information on winter average cold spell (ACS) peak demand.
3 | Includes all networked generation as well as total interconnector and storage capacity (including vehicle-to-grid available at winter peak).
4 | Includes vehicle-to-grid capacity available at winter peak
5 | Excludes vehicle-to-grid
6 | Less capacity will be available during peak 5-6pm due to vehicle usage.
7 | Includes shrinkage, exports, biomethane and natural gas for methane reformation.
8 | Residential demand made up of biomethane and natural gas
9 | CCS enabled hydrogen is created using natural gas as an input, with CCS
10 | Electrolytic hydrogen is created via electrolysis using zero carbon electricity (this figure does not include hydrogen produced directly from nuclear or bioenergy)

## Main Report
Main Report Charts
| Chapter | Figure/Table # | Tab Name | Worksheet Title | Data Theme
| 1. A New Era of Energy Transition | Figure 1 | F.01 | F.01: Annual emissions by sector from 2019 to 2023 in relation to 1990 levels | Emissions / Historical
|  | Figure 2 | F.02 | F.02: Accumulated emissions for carbon budget period | Emissions / Carbon Budgets
|  | Figure 3 | F.03 | F.03: Greenhouse gas emissions over time and nationally determined contributions | Emissions / To 2050
|  | Figure 4 | F.04 | F.04: Emissions heatmap from 1990 to 2050 in Holistic Transition | Emissions / Historical / To 2050
| 2. Shaping Energy: The Consumer | Figure 5 | F.05 | F.05: Efficiency gains on electricity demand in 2050 | Consumer / Efficiency
|  | Figure 6 | F.06 | F.06: Demand flexibility impact on underlying peak demand | Consumer / Flexibility
|  | Figure 7 | F.07 | F.07: Annual consumer demand by fuel and sector in Holistic Transition | Consumer / Fuel Demand
|  | Figure 8 | F.08 | F.08: Annual electric vehicle and heat pump uptake rates | Consumer / Historical / International / Build Rates
|  | Figure 9 | F.09 | F.09: Key 10 Year Forecast Comparison in 2035 | Consumer / 10 Year Forecast Shortfall
| 3. Powering the System: Electricity Supply | Figure 10 | F.10 | F.10: Power generation emissions out to 2050 | Power / Emissions
|  | Figure 11 | F.11 | F.11: Evolution of electricity generation and storage capacity types by wave | Power / Capacity
|  | Figure 12 | F.12 | F.12: Installed generation capacity, peak demand and percentage of decentralised generation capacity | Power / Capacity
|  | Figure 13 | F.13 | F.13: Electricity output by technology | Power / Generation
|  | Figure 14 | F.14 | F.14: Unabated versus low carbon dispatchable power generation capacity (GW) | Power / Capacity
|  | Figure 15 | F.15 | F.15: Weekly dispatch for 2024 | Power / Generation
|  | Figure 16 | F.16 | F.16: Weekly dispatch for Holistic Transition in 2050 | Power / Generation
|  | Figure 17 | F.17 | F.17: Supply side electricity storage installed capacity and volume including hydrogen | Power / Capacity
|  | Figure 18 | F.18 | F.18: Interconnectors imports, exports and net annual flows | Power / Generation
|  | Figure 19 | F.19 | F.19: Annual curtailment | Power / Generation
| 4. Fuelling the System: Gaseous Fuels | Figure 20 | F.20 | F.20: Evolution of gas demand over time | Gas / Historical / To 2050
|  | Figure 21 | F.21 | F.21: Gas supply sources by pathway | Gas / Supply
|  | Figure 22 | F.22 | F.22: Biomethane supply by pathway | Biomethane / Supply
|  | Figure 23 | F.23 | F.23: Use of biomethane in Danish gas grid | Biomethane / International
|  | Figure 24 | F.24 | F.24: Hydrogen usage by sector in Holistic Transition | Hydrogen / Demand
|  | Figure 25 | F.25 | F.25: Hydrogen supply over time by pathway | Hydrogen / Supply
|  | Figure 26 | F.26 | F.26: Hydrogen production capacity by pathway | Hydrogen / Capacity
|  | Figure 27 | F.27 | F.27: Hydrogen capacity, production and load factor in Holistic Transition | Hydrogen / Capacity / Supply
|  | Figure 28 | F.28 | F.28: Gas storage infographic | Gas / Storage
|  | Figure 29 | F.29 | F.29: Hydrogen storage capacity by pathway | Hydrogen / Storage
|  | Figure 30 | F.30 | F.30: Gas, biomethane and hydrogen demand over time in Holistic Transition | Gas / Biomethane / Hydrogen
| 5. Crossing the Horizon: Carbon Capture and Storage and Negative Emissions | Figure 31 | F.31 | F.31: Carbon captured per year with CCS by pathway | CCS
|  | Figure 32 | F.32 | F.32: Residual emissions and carbon removals in 2050 | Emissions / CCS
|  | Figure 33 | F.33 | F.33: Holistic Transition emissions trajectory with and without carbon removals | Emissions / CCS
|  | Figure 34 | F.34 | F.34: Biomass feedstock demand and electricity generated from bioenergy in Electric Engagement | Biomass / CCS
| 6. Whole System Opportunities on the Route to Net Zero | Figure 35 | F.35 | F.35: 2024 energy flow diagram | Whole Energy System
|  | Figure 36 | F.36 | F.36: Holistic Transition in 2050 energy flow diagram | Whole Energy System
|  | Figure 37 | F.37 | F.37: Electric Engagement in 2050 energy flow diagram | Whole Energy System
|  | Figure 38 | F.38 | F.38: Hydrogen Evolution in 2050 energy flow diagram | Whole Energy System

## Emissions >>
This tab is a divider to aid navigation within the workbook
The next set of tabs all contain graphs on a related area
Return to: Main Menu

## F.01
F.01: Annual emissions by sector from 2019 to 2023 in relation to 1990 levels
Return to: Main Menu
Return to: Main Report Menu
| F.01: Annual emissions by sector from 2019 to 2023 in relation to 1990 levels | Historical Annual UK Emissions. Units: MtC2Oe
Source: UK Greenhouse Gas Inventory data set
|  |  | 1990 | 1991 | 1992 | 1993 | 1994 | 1995 | 1996 | 1997 | 1998 | 1999 | 2000 | 2001 | 2002 | 2003 | 2004 | 2005 | 2006 | 2007 | 2008 | 2009 | 2010 | 2011 | 2012 | 2013 | 2014 | 2015 | 2016 | 2017 | 2018 | 2019 | 2020 | 2021 | 2022 | 2023
|  | Electricity | 203.8398 | 200.4102 | 188.2802 | 170.7053 | 166.3162 | 163.1279 | 162.7834 | 150.0426 | 154.8494 | 146.8067 | 158.1233 | 168.8859 | 164.4309 | 173.4803 | 173.1743 | 172.4495 | 181.2559 | 176.9472 | 171.7998 | 149.8091 | 155.9905 | 143.1617 | 156.7815 | 145.8 | 121.9459 | 100.973 | 78.168 | 67.8927 | 60.8421 | 52.2706 | 43.7996 | 48.3411 | 48.647 | 37.0684
|  | Fuel Supply | 77.1922 | 78.0808 | 79.2408 | 78.9275 | 71.4489 | 74.8462 | 74.6166 | 72.7019 | 71.0438 | 65.3235 | 63.2688 | 62.8182 | 63.2501 | 59.7772 | 58.2079 | 57.5678 | 52.6789 | 51.2953 | 49.6781 | 48.303 | 48.8104 | 46.8192 | 43.1372 | 40.9579 | 39.2561 | 39.7391 | 38.5572 | 38.0442 | 37.2624 | 37.2744 | 33.8901 | 31.2127 | 31.3203 | 30.0974
|  | Industrial Heat | 98.3195 | 101.7867 | 98.5977 | 95.7447 | 95.31 | 92.3648 | 92.8517 | 92.5932 | 92.2035 | 92.986 | 92.664 | 88.9186 | 79.8944 | 82.2583 | 80.5595 | 80.9288 | 79.5812 | 78.7258 | 71.8103 | 61.0625 | 62.5128 | 59.9201 | 58.8252 | 60.8367 | 58.5738 | 55.8428 | 51.7372 | 51.6685 | 51.0489 | 49.8158 | 47.2942 | 46.2518 | 43.9047 | 44.3619
|  | Commercial Heat | 29.8049 | 32.6612 | 32.0727 | 31.5653 | 31.0299 | 31.4645 | 33.3696 | 31.1964 | 30.5175 | 31.8922 | 31.2312 | 31.8611 | 27.2572 | 27.453 | 28.0963 | 28.4858 | 26.056 | 24.4871 | 27.326 | 24.0727 | 24.994 | 21.3981 | 24.4692 | 24.7925 | 22.3043 | 22.1571 | 22.3972 | 21.8093 | 24.8402 | 23.9091 | 23.1143 | 24.8428 | 22.9812 | 22.7742
|  | Industrial Process | 42.1029 | 39.3777 | 35.5032 | 31.9298 | 33.7597 | 33.0084 | 33.7588 | 32.4752 | 32.1135 | 23.2483 | 22.9258 | 20.9396 | 19.1835 | 19.8886 | 21.89 | 20.2958 | 18.9875 | 20.6446 | 19.1051 | 12.1229 | 13.6774 | 12.1014 | 11.5037 | 13.7507 | 13.9864 | 13.0277 | 10.8629 | 11.0895 | 10.5995 | 10.4267 | 9.8002 | 10.4214 | 9.3182 | 7.6408
|  | Aviation (incl. intl.) | 21.0317 | 19.714 | 21.2788 | 22.6769 | 23.2638 | 24.4661 | 25.7147 | 26.8906 | 29.5341 | 31.7967 | 34.582 | 34.0041 | 33.6898 | 34.4838 | 37.296 | 40.0667 | 41.1388 | 41.1147 | 39.7436 | 38.1844 | 37.5912 | 37.6252 | 36.4234 | 37.0961 | 36.3871 | 36.6918 | 37.2117 | 40.3158 | 39.7993 | 39.2032 | 16.9318 | 15.6705 | 30.9436 | 35.7957
|  | Road and Rail | 113.0058 | 112.1885 | 113.677 | 114.8742 | 115.4491 | 114.4761 | 118.6978 | 119.5419 | 118.5884 | 119.8477 | 118.6828 | 118.7848 | 121.1744 | 120.486 | 121.5713 | 121.9782 | 121.9523 | 122.7731 | 118.5157 | 114.5585 | 113.4653 | 111.5143 | 111.6676 | 110.5572 | 112.4648 | 112.946 | 116.7533 | 117.4429 | 116.1702 | 112.8336 | 94.0996 | 102.1691 | 102.8216 | 101.6577
|  | Shipping (incl. intl.) | 18.8649 | 18.6626 | 18.7138 | 18.4845 | 18.8931 | 19.7946 | 20.4317 | 21.1146 | 21.3391 | 19.1249 | 17.5029 | 17.7481 | 16.9085 | 16.1039 | 17.1938 | 16.8643 | 17.2529 | 17.3427 | 20.4324 | 19.7514 | 17.7015 | 17.8131 | 16.0481 | 15.6235 | 15.5704 | 15.3044 | 15.5611 | 14.7355 | 14.763 | 14.2516 | 11.9644 | 12.4399 | 12.4181 | 12.2907
|  | Residential Heat | 79.9485 | 88.8402 | 86.005 | 90.1882 | 85.5693 | 80.7736 | 91.9666 | 84.728 | 86.6089 | 86.3946 | 86.4645 | 88.71 | 85.1742 | 85.8869 | 87.5248 | 82.9335 | 80.337 | 76.7965 | 78.6592 | 75.1877 | 84.8809 | 68.044 | 74.4141 | 75.3503 | 62.8597 | 65.3919 | 66.1352 | 64.646 | 66.1312 | 63.7982 | 64.8848 | 68.1142 | 55.664 | 51.2507
|  | Agriculture | 54.401 | 54.211 | 53.8501 | 52.9616 | 53.7331 | 53.6729 | 55.0409 | 54.6237 | 54.294 | 54.5409 | 52.5802 | 50.3804 | 50.0718 | 50.5149 | 51.2974 | 51.4386 | 50.3864 | 49.9876 | 49.6981 | 49.2151 | 49.6272 | 48.8195 | 49.2578 | 49.085 | 49.4344 | 50.617 | 50.0257 | 49.9449 | 48.0992 | 48.6437 | 47.4217 | 48.1166 | 46.8562 | 46.6137
|  | F-gases | 14.7878 | 15.1075 | 15.0483 | 15.4394 | 16.246 | 17.3106 | 18.0794 | 19.7763 | 16.7045 | 9.9083 | 8.7417 | 8.9606 | 9.348 | 9.9115 | 8.8949 | 9.521 | 10.1327 | 10.3516 | 10.5068 | 10.7709 | 11.4568 | 12.0312 | 12.3016 | 12.3844 | 11.8177 | 11.6507 | 11.3552 | 10.9811 | 10.3776 | 9.6854 | 8.7435 | 8.1663 | 7.5542 | 7.0447
|  | LULUCF N | -23.645 | -24.1455 | -24.6987 | -25.2376 | -25.5725 | -25.9778 | -26.3115 | -26.6733 | -26.998 | -27.2619 | -27.2976 | -27.5707 | -27.8899 | -27.9844 | -28.294 | -28.4233 | -28.7798 | -28.7967 | -29.3167 | -29.1334 | -29.0954 | -29.3627 | -29.0774 | -29.0677 | -28.8267 | -28.5173 | -28.3826 | -28.4344 | -27.8108 | -27.854 | -27.8694 | -27.7395 | -27.2929 | -26.7363
|  | LULUCF P | 34.2689 | 34.2573 | 33.9779 | 33.9314 | 33.8275 | 34.2719 | 33.6104 | 33.4229 | 32.9597 | 33.3381 | 33.1141 | 32.7442 | 32.2357 | 32.17 | 31.62 | 31.3795 | 31.3168 | 30.7067 | 30.5444 | 30.269 | 30.1455 | 29.7666 | 29.5828 | 29.4667 | 28.8987 | 28.4556 | 28.6777 | 28.4556 | 28.4955 | 28.4057 | 28.2707 | 27.9745 | 27.8347 | 27.856
|  | LULUCF (net) | 10.6239 | 10.1117 | 9.2792 | 8.6938 | 8.255 | 8.2941 | 7.2989 | 6.7497 | 5.9617 | 6.0762 | 5.8165 | 5.1735 | 4.3458 | 4.1856 | 3.326 | 2.9562 | 2.5371 | 1.91 | 1.2277 | 1.1356 | 1.0501 | 0.40389 | 0.50535 | 0.39897 | 0.072031 | -0.061716 | 0.29505 | 0.02121 | 0.68475 | 0.55165 | 0.40128 | 0.23502 | 0.54175 | 1.1197
|  | Waste | 70.4362 | 71.3045 | 71.496 | 72.2443 | 72.8837 | 73.6185 | 74.2817 | 74.0373 | 73.774 | 71.2493 | 68.5895 | 66.366 | 65.9909 | 62.5008 | 57.802 | 55.5372 | 53.675 | 50.0929 | 45.2656 | 41.3978 | 36.2615 | 34.0305 | 32.6813 | 29.2649 | 27.448 | 27.4368 | 27.0344 | 27.6185 | 28.1354 | 28.2234 | 26.864 | 26.4912 | 26.3695 | 26.7317
|  | Total | 834.359 | 842.4566 | 823.0429 | 804.4355 | 792.1577 | 787.2184 | 808.8919 | 786.4714 | 787.5322 | 759.1953 | 761.1729 | 763.5508 | 740.7194 | 746.9309 | 746.8342 | 741.0233 | 735.9716 | 722.4691 | 703.7687 | 645.5717 | 658.0196 | 613.6824 | 628.0161 | 615.8982 | 572.1206 | 551.7166 | 526.0941 | 516.21 | 508.7537 | 490.8876 | 429.2094 | 442.4725 | 439.3403 | 424.4474
For plotting purposes only. Min/Max shaded grey area
|  | MAX | 102.3819 | 102.0768 | 104.3978 | 106.1804 | 107.1941 | 106.182 | 111.3989 | 112.7922 | 112.6267 | 113.7714 | 112.8663 | 113.6113 | 116.8286 | 116.3004 | 118.2453 | 119.022 | 119.4152 | 120.863 | 117.288 | 113.4229 | 112.4152 | 111.1104 | 111.1622 | 110.1582 | 112.3927 | 113.0077 | 116.4582 | 117.4217 | 115.4854 | 112.282 | 93.6983 | 101.934 | 102.2798 | 100.538
|  | MIN | 10.6239 | 10.1117 | 9.2792 | 8.6938 | 8.255 | 8.2941 | 7.2989 | 6.7497 | 5.9617 | 6.0762 | 5.8165 | 5.1735 | 4.3458 | 4.1856 | 3.326 | 2.9562 | 2.5371 | 1.91 | 1.2277 | 1.1356 | 1.0501 | 0.40389 | 0.50535 | 0.39897 | 0.072031 | -0.061716 | 0.29505 | 0.02121 | 0.68475 | 0.55165 | 0.40128 | 0.23502 | 0.54175 | 1.1197

## F.02
F.02: Accumulated emissions for carbon budget period
Return to: Main Menu
Return to: Main Report Menu
|  | MtCO2e | CB4 Period | CB5 Period | CB6 Period | CB7 Period
| F.02: Accumulated emissions for carbon budget period | Carbon Budget | 2163.4819 | 1923.4457 | 967.5501 | 535
MtCO2e
|  |  | Holistic Transition | CB Delta | Electric Engagement | CB Delta | Hydrogen Evolution | CB Delta | Falling Behind | CB Delta
|  |  | 1936.4821 | 226.9998
|  | Fourth Carbon Budget 2023-27 |  |  | 1942.0741 | 221.4079
[7 empty] | 1943.2414 | 220.2406
[9 empty] | 1995.3899 | 168.0921
|  |  | 1475.9475 | 447.4982
|  | Fifth Carbon Budget 2028-32 |  |  | 1514.4895 | 408.9562
[7 empty] | 1523.0382 | 400.4074
[9 empty] | 1822.9368 | 100.5089
|  |  | 925.1025 | 42.4476
|  | Sixth Carbon Budget 2033-37 |  |  | 963.2287 | 4.3215
[7 empty] | 1020.0768 | -52.5267
[9 empty] | 1536.4198 | -568.8697
|  |  | 507.8867 | 27.1133
|  | Seventh Carbon Budget 2038-42 (advisory only) |  |  | 522.387 | 12.613
[7 empty] | 594.1624 | -59.1624
[9 empty] | 1308.014 | -773.014
Notes
Emissions values include Northern Ireland Emissions from CCC Northern Ireland 4th Carbon Budget report
Emissions values include international aviation and shipping (IAS)
Graphing Notes
Grey rows are necessary for graphing purposes

## F.03
F.03: Greenhouse gas emissions over time and nationally determined contributions
Return to: Main Menu
Return to: Main Report Menu
| F.03: Greenhouse gas emissions over time and nationally determined contributions | MtCO2e | 2021-01-01 | 2022-01-01 | 2023-01-01 | 2024-01-01 | 2025-01-01 | 2026-01-01 | 2027-01-01 | 2028-01-01 | 2029-01-01 | 2030-01-01 | 2031-01-01 | 2032-01-01 | 2033-01-01 | 2034-01-01 | 2035-01-01 | 2036-01-01 | 2037-01-01 | 2038-01-01 | 2039-01-01 | 2040-01-01 | 2041-01-01 | 2042-01-01 | 2043-01-01 | 2044-01-01 | 2045-01-01 | 2046-01-01 | 2047-01-01 | 2048-01-01 | 2049-01-01 | 2050-01-01
|  | Holistic Transition | 442.4725 | 439.3403 | 424.4474 | 405.5194 | 381.4712 | 369.0267 | 356.0174 | 342.2471 | 324.5531 | 295.7047 | 270.0283 | 243.4143 | 221.2815 | 203.8557 | 184.7745 | 166.2561 | 148.9346 | 132.5032 | 117.3151 | 101.0246 | 85.6667 | 71.3771 | 60.2187 | 50.1408 | 39.3479 | 30.0153 | 21.3574 | 12.196 | 3.8906 | -5.5139
|  | Electric Engagement | 442.4725 | 439.3403 | 424.4474 | 405.5227 | 382.4295 | 370.9842 | 358.6902 | 345.8876 | 331.896 | 307.5666 | 278.0328 | 251.1065 | 229.9797 | 212.7421 | 192.1302 | 173.4127 | 154.9639 | 136.7936 | 120.1178 | 103.6619 | 88.1034 | 73.7103 | 63.0179 | 52.6933 | 42.41 | 33.3133 | 24.1697 | 15.5175 | 7.3199 | -1.9332
|  | Hydrogen Evolution | 442.4725 | 439.3403 | 424.4474 | 405.3116 | 382.392 | 371.3458 | 359.7445 | 346.8828 | 329.4453 | 307.4341 | 279.2339 | 260.0422 | 241.6338 | 223.8548 | 203.6636 | 184.4 | 166.5246 | 150.2418 | 135.3569 | 118.2714 | 103.0362 | 87.2561 | 75.0683 | 63.445 | 51.2617 | 41.9476 | 31.7224 | 20.8619 | 11.4275 | -0.048482
|  | Falling Behind | 442.4725 | 439.3403 | 424.4474 | 407.92 | 390.6064 | 386.4244 | 385.9916 | 383.4065 | 376.5709 | 370.323 | 352.2461 | 340.3903 | 327.6482 | 316.9969 | 306.4902 | 297.6816 | 287.6029 | 280.5284 | 271.5682 | 260.1313 | 252.0141 | 243.772 | 234.5743 | 225.628 | 222.8881 | 215.7741 | 210.8164 | 199.9691 | 193.6287 | 187.002
|  | Ten Year Forecast | 2021-01-01: 442.4725; 2022-01-01: 439.3403; 2023-01-01: 424.4474; 2024-01-01: 406.8534; 2025-01-01: 386.1283; 2026-01-01: 379.6785; 2027-01-01: 375.0581; 2028-01-01: 369.8708; 2029-01-01: 360.4673; 2030-01-01: 341.5947; 2031-01-01: 325.697; 2032-01-01: 313.4259; 2033-01-01: 298.668; 2034-01-01: 287.5978; 2035-01-01: 273.7927
|  | Holistic Transition (territorial) | 2030-01-01: 260.979; 2035-01-01: 153.6008
|  | Electric Engagement (territorial) | 2030-01-01: 272.8409; 2035-01-01: 160.9565
|  | Hydrogen Evolution (territorial) | 2030-01-01: 272.7084; 2035-01-01: 172.49
|  | Nationally Determined Contribution Target | 2028-01-01: 261; 2029-01-01: 261; 2030-01-01: 261; 2033-01-01: 155; 2034-01-01: 155; 2035-01-01: 155
Grey cells for graphing purposes only. NDC applies for 2030 and 2035.
Notes
IAS stands for International Aviation and Shipping
Nationally determined contribution targets apply only for 2030 and 2035. They are entered for +/- 1 year in the data table above to render a line on the chart.
Only Holistic Transition meets the 2030 and 2035 Nationally Determined Contribution (NDC) targets.
NDCs exclude IAS but include all UK crown dependency emissions. In-scope emissions are shown in the bars.
UK emissions over time, including international aviation and shipping (IAS), are shown in the solid lines.
Holistic Transition
Electric Engagement
Hydrogen Evolution

## F.04
F.04: Emissions heatmap from 1990 to 2050 in Holistic Transition
Return to: Main Menu
Return to: Main Report Menu
Heatmap Creation
Holistic Transition
| F.04: Emissions heatmap from 1990 to 2050 in Holistic Transition | Year on year change in emisions, as a percentage of 1990 baseline
 | time axis 1990-01-01 to 2050-01-01
|  | Heat | 0 | 7.312% | -3.178% | 0.3954% | -2.686% | -3.511% | 6.529% | -4.648% | 0.3903% | 0.9337% | -0.4388% | -0.4182% | -8.249% | 1.573% | 0.2799% | -1.842% | -3.063% | -2.867% | -1.064% | -8.397% | 5.798% | -11.07% | 4.011% | 1.572% | -8.286% | -0.1663% | -1.501% | -1.031% | 1.873% | -2.161% | -1.072% | 1.882% | -8.006% | -2.001% | -3.489% | 0.3226% | -0.04898% | -0.5046% | -1.205% | -1.607% | -2.604% | -2.443% | -2.522% | -2.698% | -2.751% | -2.87% | -3.715% | -3.486% | -3.23% | -3.074% | -2.916% | -2.743% | -2.531% | -2.199% | -2.037% | -1.724% | -1.498% | -1.396% | -1.161% | -1.09% | -1.023%
|  | Industrial Process | 0 | -6.473% | -9.203% | -8.487% | 4.346% | -1.785% | 1.782% | -3.049% | -0.859% | -21.06% | -0.7661% | -4.718% | -4.171% | 1.675% | 4.754% | -3.787% | -3.107% | 3.936% | -3.657% | -16.58% | 3.692% | -3.743% | -1.42% | 5.337% | 0.5596% | -2.277% | -5.142% | 0.5383% | -1.164% | -0.4104% | -1.488% | 1.475% | -2.62% | -3.984% | -1.6% | -1.084% | 0.08416% | 1.502% | 0.1385% | -0.2479% | -2.292% | -2.674% | -1.818% | -1.055% | -0.9924% | -0.2665% | -0.9988% | -1.343% | 0.04973% | -0.02521% | -0.6383% | -0.03276% | -0.001241% | 0.0308% | 0.07676% | -0.03221% | 0.1317% | 0.01984% | -0.04596% | -0.03325% | -0.05293%
|  | Agriculture | 0 | -0.3493% | -0.6633% | -1.633% | 1.418% | -0.1107% | 2.515% | -0.7668% | -0.6062% | 0.4539% | -3.604% | -4.044% | -0.5674% | 0.8146% | 1.438% | 0.2596% | -1.934% | -0.733% | -0.5321% | -0.8879% | 0.7576% | -1.485% | 0.8056% | -0.3176% | 0.6422% | 2.174% | -1.087% | -0.1484% | -3.393% | 1.001% | -2.246% | 1.277% | -2.317% | -0.4457% | -8.649% | -1.123% | -0.764% | -2.183% | -2.539% | -2.844% | -2.511% | -2.619% | -2.418% | -2.099% | -1.821% | -1.361% | -0.4926% | -0.2449% | -0.3935% | -0.417% | -0.4168% | -0.4664% | -0.6515% | -0.4466% | -0.4486% | -0.4487% | -0.448% | -0.447% | -0.4414% | -0.4444% | -0.4305%
|  | Aviation | 0 | -6.265% | 7.44% | 6.647% | 2.791% | 5.717% | 5.937% | 5.591% | 12.57% | 10.76% | 13.24% | -2.748% | -1.494% | 3.775% | 13.37% | 13.17% | 5.097% | -0.1144% | -6.519% | -7.414% | -2.82% | 0.1615% | -5.714% | 3.198% | -3.371% | 1.449% | 2.472% | 14.76% | -2.456% | -2.834% | -105.9% | -5.997% | 72.62% | 23.07% | 2.167% | 2.279% | -4.33% | -3.864% | -4.782% | -1.564% | -0.8476% | -4.646% | -2.555% | -2.093% | -1.85% | -4.834% | -0.4235% | -0.3838% | -1.443% | 0.2781% | -0.8571% | -3.472% | -4.233% | -2.208% | -2.62% | -4.575% | -2.358% | -3.33% | -2.769% | -2.951% | -4.156%
|  | Shipping | 0 | -1.072% | 0.2715% | -1.216% | 2.166% | 4.779% | 3.377% | 3.62% | 1.19% | -11.74% | -8.598% | 1.3% | -4.451% | -4.265% | 5.777% | -1.747% | 2.06% | 0.4756% | 16.38% | -3.61% | -10.87% | 0.5917% | -9.356% | -2.25% | -0.2815% | -1.41% | 1.361% | -4.376% | 0.1457% | -2.711% | -12.12% | 2.521% | -0.1158% | -0.675% | 10.27% | -0.2599% | -3.63% | -5.624% | -6.544% | -3.919% | -3.53% | -2.87% | -2.122% | -2.432% | -1.981% | -1.778% | -1.398% | -2.268% | -2.701% | -3.003% | -2.96% | -4.795% | -3.946% | -2.574% | -2.478% | -3.219% | -1.916% | -1.692% | -1.891% | -2.334% | -0.8651%
|  | Waste | 0 | 1.233% | 0.2719% | 1.062% | 0.9078% | 1.043% | 0.9416% | -0.347% | -0.3739% | -3.584% | -3.776% | -3.157% | -0.5325% | -4.955% | -6.671% | -3.215% | -2.644% | -5.086% | -6.853% | -5.491% | -7.292% | -3.167% | -1.915% | -4.85% | -2.579% | -0.01596% | -0.5713% | 0.8293% | 0.7338% | 0.125% | -1.93% | -0.5292% | -0.1727% | 0.5142% | -1.184% | -0.7623% | -1.088% | -1.827% | -2.731% | -3.335% | -4.698% | -2.195% | -1.36% | -1.769% | -0.9611% | -0.5764% | -0.543% | -0.7334% | -1.096% | -0.695% | -0.85% | -0.632% | 0.01907% | -0.7197% | -0.1726% | -0.3014% | -0.5797% | 0.05994% | -0.7016% | -0.2086% | -0.2833%
|  | F-gases | 0 | 2.162% | -0.4004% | 2.645% | 5.455% | 7.199% | 5.199% | 11.47% | -20.77% | -45.96% | -7.889% | 1.481% | 2.619% | 3.811% | -6.874% | 4.233% | 4.137% | 1.48% | 1.05% | 1.786% | 4.638% | 3.884% | 1.828% | 0.5598% | -3.832% | -1.129% | -1.998% | -2.53% | -4.081% | -4.681% | -6.369% | -3.903% | -4.14% | -3.445% | -3.485% | -3.632% | -3.329% | -3.79% | -2.897% | -2.569% | -2.315% | -1.513% | -1.509% | -1.427% | -1.362% | -1.281% | -1.309% | -1.182% | -1.053% | -0.7189% | -0.5969% | -0.5265% | -0.472% | -0.4159% | -0.3591% | -0.2943% | -0.2374% | -0.1921% | -0.1426% | -0.1086% | -0.08214%
|  | Fuel Supply | 0 | 1.151% | 1.503% | -0.4059% | -9.688% | 4.401% | -0.2975% | -2.48% | -2.148% | -7.411% | -2.662% | -0.5837% | 0.5595% | -4.499% | -2.033% | -0.8293% | -6.333% | -1.792% | -2.095% | -1.781% | 0.6574% | -2.58% | -4.77% | -2.823% | -2.205% | 0.6258% | -1.531% | -0.6646% | -1.013% | 0.01559% | -4.384% | -3.468% | 0.1394% | -1.584% | 0.1033% | -1.875% | -2.831% | -2.75% | -2.795% | -2.151% | -4.61% | -3.384% | -2.079% | -2.135% | -1.651% | -1.61% | -1.633% | -0.5183% | -0.4434% | -0.7398% | -1.453% | -1.759% | -1.331% | -0.5682% | -0.08323% | -0.06271% | -0.05812% | -0.07545% | -0.5896% | -0.01575% | -0.2833%
|  | Electricity without BECCS | 0 | -1.683% | -5.951% | -8.622% | -2.153% | -1.564% | -0.169% | -6.25% | 2.358% | -3.946% | 5.552% | 5.28% | -2.186% | 4.439% | -0.1501% | -0.3555% | 4.32% | -2.114% | -2.525% | -10.79% | 3.032% | -6.294% | 6.682% | -5.387% | -11.7% | -10.29% | -11.19% | -5.041% | -3.459% | -4.205% | -4.156% | 2.228% | 0.1501% | -5.68% | -3.75% | -8.154% | -0.9144% | -0.6764% | 0.7702% | -0.7524% | -1.369% | -0.2368% | -1.752% | 0.06218% | 0.04259% | -0.106% | -0.09905% | -0.1633% | 0.01369% | -0.1138% | -0.4061% | 0.004231% | -0.04062% | 0.03329% | 0.01608% | -0.06436% | -0.01893% | -0.02345% | 0.01118% | -0.04345% | -0.00607%
|  | Road Transport and Rail | 0 | -0.7232% | 1.317% | 1.059% | 0.5087% | -0.861% | 3.736% | 0.7469% | -0.8438% | 1.114% | -1.031% | 0.09029% | 2.115% | -0.6091% | 0.9603% | 0.3601% | -0.02296% | 0.7263% | -3.767% | -3.502% | -0.9674% | -1.726% | 0.1356% | -0.9826% | 1.688% | 0.4259% | 3.369% | 0.6103% | -1.126% | -2.953% | -16.58% | 7.141% | 0.5774% | -1.03% | -6.842% | -3.409% | -3.812% | -3.02% | -3.306% | -3.779% | -4.701% | -4.384% | -4.874% | -5.045% | -5.364% | -6.074% | -5.232% | -4.992% | -4.738% | -4.361% | -3.773% | -3.118% | -2.668% | -1.76% | -1.424% | -1.29% | -1.084% | -0.2567% | -0.1229% | -0.1021% | -0.08729%
Holistic Transition
Carbon dioxide equivalent (Mt)
 | time axis 1990-01-01 to 2050-01-01
|  | Heat | 208.0729 | 223.2881 | 216.6755 | 217.4982 | 211.9091 | 204.6029 | 218.188 | 208.5176 | 209.3298 | 211.2727 | 210.3597 | 209.4896 | 192.3258 | 195.5982 | 196.1806 | 192.348 | 185.9742 | 180.0094 | 177.7955 | 160.323 | 172.3877 | 149.3623 | 157.7085 | 160.9795 | 143.7378 | 143.3918 | 140.2696 | 138.1237 | 142.0203 | 137.5232 | 135.2932 | 139.2087 | 122.5499 | 118.3868 | 111.1262 | 111.7976 | 111.6956 | 110.6457 | 108.1387 | 104.7957 | 99.3778 | 94.2942 | 89.0462 | 83.4325 | 77.7089 | 71.7369 | 64.0075 | 56.7535 | 50.0328 | 43.6363 | 37.5684 | 31.8605 | 26.5947 | 22.0194 | 17.7814 | 14.1933 | 11.0767 | 8.1717 | 5.7553 | 3.4863 | 1.3569
|  | Industrial Process | 42.1029 | 39.3777 | 35.5032 | 31.9298 | 33.7597 | 33.0084 | 33.7588 | 32.4752 | 32.1135 | 23.2483 | 22.9258 | 20.9396 | 19.1835 | 19.8886 | 21.89 | 20.2958 | 18.9875 | 20.6446 | 19.1051 | 12.1229 | 13.6774 | 12.1014 | 11.5037 | 13.7507 | 13.9864 | 13.0277 | 10.8629 | 11.0895 | 10.5995 | 10.4267 | 9.8002 | 10.4214 | 9.3182 | 7.6408 | 6.9673 | 6.5111 | 6.5466 | 7.1788 | 7.2371 | 7.1327 | 6.1677 | 5.0417 | 4.2762 | 3.832 | 3.4142 | 3.302 | 2.8814 | 2.316 | 2.337 | 2.3264 | 2.0576 | 2.0438 | 2.0433 | 2.0563 | 2.0886 | 2.075 | 2.1305 | 2.1388 | 2.1195 | 2.1055 | 2.0832
|  | Agriculture | 54.401 | 54.211 | 53.8501 | 52.9616 | 53.7331 | 53.6729 | 55.0409 | 54.6237 | 54.294 | 54.5409 | 52.5802 | 50.3804 | 50.0718 | 50.5149 | 51.2974 | 51.4386 | 50.3864 | 49.9876 | 49.6981 | 49.2151 | 49.6272 | 48.8195 | 49.2578 | 49.085 | 49.4344 | 50.617 | 50.0257 | 49.9449 | 48.0992 | 48.6437 | 47.4217 | 48.1166 | 46.8562 | 46.6137 | 41.9088 | 41.2978 | 40.8821 | 39.6946 | 38.3132 | 36.7659 | 35.4 | 33.9754 | 32.6598 | 31.5177 | 30.5273 | 29.7871 | 29.5192 | 29.3859 | 29.1718 | 28.945 | 28.7182 | 28.4645 | 28.1101 | 27.8672 | 27.6231 | 27.379 | 27.1353 | 26.8921 | 26.652 | 26.4102 | 26.176
|  | Aviation | 21.0317 | 19.714 | 21.2788 | 22.6769 | 23.2638 | 24.4661 | 25.7147 | 26.8906 | 29.5341 | 31.7967 | 34.582 | 34.0041 | 33.6898 | 34.4838 | 37.296 | 40.0667 | 41.1388 | 41.1147 | 39.7436 | 38.1844 | 37.5912 | 37.6252 | 36.4234 | 37.0961 | 36.3871 | 36.6918 | 37.2117 | 40.3158 | 39.7993 | 39.2032 | 16.9318 | 15.6705 | 30.9436 | 35.7957 | 36.2516 | 36.7309 | 35.8202 | 35.0074 | 34.0018 | 33.673 | 33.4947 | 32.5177 | 31.9803 | 31.5402 | 31.1512 | 30.1346 | 30.0455 | 29.9648 | 29.6612 | 29.7197 | 29.5395 | 28.8093 | 27.9191 | 27.4547 | 26.9037 | 25.9416 | 25.4456 | 24.7452 | 24.1629 | 23.5423 | 22.6683
|  | Shipping | 18.8649 | 18.6626 | 18.7138 | 18.4845 | 18.8931 | 19.7946 | 20.4317 | 21.1146 | 21.3391 | 19.1249 | 17.5029 | 17.7481 | 16.9085 | 16.1039 | 17.1938 | 16.8643 | 17.2529 | 17.3427 | 20.4324 | 19.7514 | 17.7015 | 17.8131 | 16.0481 | 15.6235 | 15.5704 | 15.3044 | 15.5611 | 14.7355 | 14.763 | 14.2516 | 11.9644 | 12.4399 | 12.4181 | 12.2907 | 14.2277 | 14.1787 | 13.4939 | 12.433 | 11.1985 | 10.4591 | 9.7931 | 9.2517 | 8.8513 | 8.3925 | 8.0189 | 7.6835 | 7.4198 | 6.9919 | 6.4824 | 5.9159 | 5.3575 | 4.4529 | 3.7085 | 3.223 | 2.7555 | 2.1482 | 1.7868 | 1.4677 | 1.1109 | 0.6707 | 0.5075
|  | Waste | 70.4362 | 71.3045 | 71.496 | 72.2443 | 72.8837 | 73.6185 | 74.2817 | 74.0373 | 73.774 | 71.2493 | 68.5895 | 66.366 | 65.9909 | 62.5008 | 57.802 | 55.5372 | 53.675 | 50.0929 | 45.2656 | 41.3978 | 36.2615 | 34.0305 | 32.6813 | 29.2649 | 27.448 | 27.4368 | 27.0344 | 27.6185 | 28.1354 | 28.2234 | 26.864 | 26.4912 | 26.3695 | 26.7317 | 25.8979 | 25.3609 | 24.5944 | 23.3076 | 21.384 | 19.0346 | 15.7254 | 14.1793 | 13.2213 | 11.9755 | 11.2986 | 10.8926 | 10.5101 | 9.9936 | 9.2219 | 8.7324 | 8.1337 | 7.6885 | 7.7019 | 7.195 | 7.0734 | 6.8611 | 6.4528 | 6.495 | 6.0008 | 5.8539 | 5.6543
|  | F-gases | 14.7878 | 15.1075 | 15.0483 | 15.4394 | 16.246 | 17.3106 | 18.0794 | 19.7763 | 16.7045 | 9.9083 | 8.7417 | 8.9606 | 9.348 | 9.9115 | 8.8949 | 9.521 | 10.1327 | 10.3516 | 10.5068 | 10.7709 | 11.4568 | 12.0312 | 12.3016 | 12.3844 | 11.8177 | 11.6507 | 11.3552 | 10.9811 | 10.3776 | 9.6854 | 8.7435 | 8.1663 | 7.5542 | 7.0447 | 6.5293 | 5.9922 | 5.4999 | 4.9394 | 4.5111 | 4.1311 | 3.7888 | 3.565 | 3.3419 | 3.1309 | 2.9295 | 2.74 | 2.5465 | 2.3717 | 2.216 | 2.1097 | 2.0214 | 1.9436 | 1.8738 | 1.8123 | 1.7592 | 1.7157 | 1.6806 | 1.6521 | 1.6311 | 1.615 | 1.6028
|  | Fuel Supply | 77.1922 | 78.0808 | 79.2408 | 78.9275 | 71.4489 | 74.8462 | 74.6166 | 72.7019 | 71.0438 | 65.3235 | 63.2688 | 62.8182 | 63.2501 | 59.7772 | 58.2079 | 57.5678 | 52.6789 | 51.2953 | 49.6781 | 48.303 | 48.8104 | 46.8192 | 43.1372 | 40.9579 | 39.2561 | 39.7391 | 38.5572 | 38.0442 | 37.2624 | 37.2744 | 33.8901 | 31.2127 | 31.3203 | 30.0974 | 30.1771 | 28.7299 | 26.5447 | 24.422 | 22.2648 | 20.6046 | 17.0459 | 14.434 | 12.8293 | 11.181 | 9.9068 | 8.6638 | 7.403 | 7.0029 | 6.6606 | 6.0896 | 4.9677 | 3.6098 | 2.5822 | 2.1436 | 2.0793 | 2.0309 | 1.986 | 1.9278 | 1.4727 | 1.4606 | 1.2418
|  | Electricity without BECCS | 203.8398 | 200.4102 | 188.2802 | 170.7053 | 166.3162 | 163.1279 | 162.7834 | 150.0426 | 154.8494 | 146.8067 | 158.1233 | 168.8859 | 164.4309 | 173.4803 | 173.1743 | 172.4495 | 181.2559 | 176.9472 | 171.7998 | 149.8091 | 155.9905 | 143.1617 | 156.7815 | 145.8 | 121.9459 | 100.973 | 78.168 | 67.8927 | 60.8421 | 52.2706 | 43.7996 | 48.3411 | 48.647 | 37.0684 | 29.424 | 12.8027 | 10.9387 | 9.5599 | 11.1299 | 9.5962 | 6.8061 | 6.3234 | 2.7524 | 2.8791 | 2.9659 | 2.75 | 2.5481 | 2.2153 | 2.2432 | 2.0112 | 1.1835 | 1.1921 | 1.1093 | 1.1772 | 1.2099 | 1.0787 | 1.0402 | 0.99237 | 1.0152 | 0.92658 | 0.91421
|  | Road Transport and Rail | 113.0058 | 112.1885 | 113.677 | 114.8742 | 115.4491 | 114.4761 | 118.6978 | 119.5419 | 118.5884 | 119.8477 | 118.6828 | 118.7848 | 121.1744 | 120.486 | 121.5713 | 121.9782 | 121.9523 | 122.7731 | 118.5157 | 114.5585 | 113.4653 | 111.5143 | 111.6676 | 110.5572 | 112.4648 | 112.946 | 116.7533 | 117.4429 | 116.1702 | 112.8336 | 94.0996 | 102.1691 | 102.8216 | 101.6577 | 93.9255 | 90.0732 | 85.7651 | 82.3528 | 78.6168 | 74.3458 | 69.0331 | 64.0789 | 58.571 | 52.8702 | 46.8085 | 39.944 | 34.0311 | 28.3897 | 23.0351 | 18.1068 | 13.8433 | 10.3193 | 7.304 | 5.3147 | 3.7051 | 2.2471 | 1.0218 | 0.7317 | 0.59285 | 0.47749 | 0.37885
Notes
Heat sector is Industrial heat, service heat and residential heat
Positive percentage = increasing emissions versus previous year
Negative percentage = decreasing emissions versus previous year
Sectors excluded from the heat map: Land use, land use change and forestry, Methane reformation with CCS, BECCS, DACCS, Northern Ireland, other greenhouse gas removals.

## Consumer >>
This tab is a divider to aid navigation within the workbook
The next set of tabs all contain graphs on a related area
Return to: Main Menu

## F.05
F.05: Efficiency gains on electricity demand in 2050
Return to: Main Menu
Return to: Main Report Menu
Table for figure creation
| F.05: Efficiency gains on electricity demand in 2050 |  | Electricity demands by sector |  |  |  |  | Holistic Transition
|  |  | Subcategory | Unit | Holistic Transition | Holistic Transition |  | High Demand Potential | EV efficiency | Shared transport | Residential lighting | Residential appliances | Passive cooling | Thermal measures | SCOP improvements | Direct electric heating | Commercial | Industrial | Holistic Transition
[5 empty] | 2024-01-01 | 2050-01-01 | Heat improvements | [6 empty] | 11.655 | 22.3813 | 18.3536
|  | Holistic Transition | I&C | TWh | 160.3854 | 285.5484 | Industry and commercial | 311.9894 | [8 empty] | 18.464 | 7.977 | 285.5484
|  |  | Residential | TWh | 95.3651 | 145.3889 | Residential appliances (excluding heat) | 223.1239 |  |  | 9.7632 | 12.3453 | 3.2367 | [5 empty] | 145.3889
|  |  | Road Transport | TWh | 6.1394 | 126.1125 | Road and rail transport | 159.3571 | 15.7686 | 7.1422 | [8 empty] | 136.4463
|  |  | Rail | TWh | 4.8297 | 10.3338 | Height of the bars in the figure |  | 678.7018 | 671.5596 | 661.7965 | 649.4512 | 646.2145 | 634.5595 | 612.1782 | 593.8246 | 575.3606 | 567.3836
[8 empty] | 694.4704 | [10 empty] | 567.3836
|  |  | Subcategory | Unit |  | Electric Engagement |  | Electric Engagement
[5 empty] | 2024-01-01 | 2050
|  | Electric Engagement | I&C | TWh | 160.3854 | 327.187 |  | 350.176 | [8 empty] | 15.352 | 7.637 | 327.187
|  |  | Residential | TWh | 95.3651 | 178.3594 |  | 219.8823 |  |  | 9.4942 | 7.596 | 2.1628 | 14.431 | 7.8389 | 0 |  |  | 178.3594
|  |  | Road Transport | TWh | 6.1394 | 131.7482 |  | 159.1644 | 15.7686 | 2.5443 | [8 empty] | 140.8515
|  |  | Rail | TWh | 4.8297 | 9.1033 |  | 729.2226 | [10 empty] | 646.3979
|  |  | Subcategory | Unit |  | Hydrogen Evolution |  | Hydrogen Evolution
[5 empty] | 2024-01-01 | 2050
|  | Hydrogen Evolution | I&C | TWh | 160.3854 | 260.4142 |  | 273.4682 | [8 empty] | 8.993 | 4.061 | 260.4142
|  |  | Residential | TWh | 95.3651 | 154.0216 |  | 190.6253 |  |  | 9.4942 | 7.596 | 2.1628 | 10.689 | 6.6616 | 0 |  |  | 154.0216
|  |  | Road Transport | TWh | 6.1394 | 116.975 |  | 141.0176 | 15.7686 | -0.044771 | [8 empty] | 125.2938
|  |  | Rail | TWh | 4.8297 | 8.3188 |  | 605.1111 | [10 empty] | 539.7296
Calculation method
Rail - No efficiency gains are modelled within rail sector
EV efficiency - The ratio of the change in vehicle efficiencies from 2024 to 2050 multiplied by the 2050 demand, for each vehicle category
Shared transport - The difference to the Falling Behind demand from cars plus buses in 2050 with the pathway, where the Falling Behind has less use of shared transport and active transport
Residential lighting - Reduction in lighting demand from 2024 to 2050. This underestimates gains as it does not consider the changes due to population growth
Residential appliances - Reduction in residential appliance demand from 2024 to 2050. This underestimates gains as it does not consider the changes due to population growth
Passive cooling - Comparing the pathways' AC demand in 2050 to the Falling Behind, where the Falling Behind has higher AC uptake from implied less use of passive cooling
Thermal measures - From ED7
SCOP for all buildings - The ratio of SCOP improvement in the pathway in 2050 compared to today multiplied by electricity demand from heat pumps and district heating, for residential, industrial and commercial.
Direct electric - The increase in electricity demand in Electric Engagment from direct electric heating compared to Holistic Transition that has a higher mix of more efficient technologies.
Commercial - Taken directly from the model
Industrial - Taken directly from the model
In a decarbonised world without energy efficiency improvements across all sectors, energy demand in Holistic Transition would be 127 TWh higher

## F.06
F.06: Demand flexibility impact on underlying peak demand
Return to: Main Menu
Return to: Main Report Menu
| F.06: Demand flexibility impact on underlying peak demand | [12 empty] | Table for figure creation
|  |  |  | Component | Component 2 | Component 3 | Component 4 | Component 5 | Component 6 | Component 7 | Unit | Holistic Transition | Holistic Transition | 2024 |  | 2050
[12 empty] | 2024-01-01 | 2050-01-01 | No demand flex | All demand flex | No demand flex | I&C DSR | I&C heat flex | Resi heat flex | Resi DSR | Smart Charging | V2G | All demand flex
|  | Peak Demand Component | Industrial | Industrial Peak (No Losses) | [6 empty] | GW | 12.707 | 17.941 | 13.507 | 12.707 | 21.841 | 3.9 | [5 empty] | 17.941
|  |  | Commercial | Initial Commercial Component exc District Heat inc Rail (No Losses) | [6 empty] | GW | 14.054 | 25.602 | 14.054 | 14.054 | 25.602 | [6 empty] | 25.602
|  |  | I&C heat | Commercial Heat Pumps at Peak | Commercial Resistive Heat at Peak | Commercial Storage Heat at Peak | Commercial District Heat at Peak | Industrial Resistive Heat at Peak | Industrial Storage Heat at Peak | Industrial District Heat at Peak | GW | 3.647 | 11.888 | 3.752 | 3.647 | 16.288 |  | 4.4 |  |  |  |  | 11.888
|  |  | Residential heat | Residential Heat Pumps at Peak | Residential District Heat at Peak | Residential Storage Heat at Peak | Residential Resistive Heat at Peak |  |  |  | GW | 2.946 | 32.365 | 9.967 | 2.946 | 48.637 |  |  | 16.272 |  |  |  | 32.365
|  |  | Residential appliances | Residential Peak Sub Total (Appliances, Light) | [6 empty] | GW | 18.316 | 12.88 | 18.656 | 18.316 | 19.18 |  |  |  | 6.3 |  |  | 12.88
|  |  | Transport | Residential EVs at Peak | Commercial EVs at Peak | [5 empty] | GW | 0.695 | 9 | 0.94316 | 0.695 | 19.09 |  |  |  |  | 10.09 | 40.5974 | -31.5974
|  |  | Underlying unmanaged peak demand | [7 empty] | GW | 52.365 | 109.676 |  |  |  | 146.738 | 142.338 | 126.066 | 119.766 | 109.676 | 69.0786
|  | Flex at peak | I&C DSR | I&C DSR impact at peak | [6 empty] | GW | -0.8 | -3.9 | 60.8792 | 52.365 | 150.638 | [6 empty] | 69.0786
|  |  | I&C heat flex | Non-residential peak reduction - storage heater flex | Non-residential peak reduction - hybrid heat pump flex | Non-residential peak reduction - thermal storage flex | Non-residential peak reduction - district heating flex |  |  |  | GW | -0.105 | -4.4
|  |  | Residential heat flex | Residential peak reduction - storage heater flex | Residential peak reduction - hybrid heat pump flex | Residential peak reduction - thermal storage flex | Residential peak reduction - district heating flex |  |  |  | GW | -7.021 | -16.272
|  |  | Residential DSR | Residential Appliance DSR impact at peak | [6 empty] | GW | -0.34 | -6.3
|  |  | Smart charging | Smart charging impact at peak | [6 empty] | GW | -0.24816 | -10.09
|  |  | V2G | V2G potential at peak | [6 empty] | GW | 0 | -40.5974
Notes
Data shows underlying demand, that excludes electricity system losses
Nominal demand includes demand side flexibility, other than V2G
Demand side flex use capacities are the capacities at peak times
2050
2024
Rewarding consumers for their high levels of engagement in demand flex has the potential to halve peak electricity demand
EVs could become a net exporter at peak

## F.07
F.07: Annual consumer demand by fuel and sector in Holistic Transition
Return to: Main Menu
Return to: Main Report Menu
|  | Source: | Energy Flow Diagram sheet aggregating demands
| F.07: Annual consumer demand by fuel and sector in Holistic Transition | Holistic Transition
|  | Category | Subcategory | Fuel | Unit | Holistic Transition | Holistic Transition | Holistic Transition | Holistic Transition | Holistic Transition | Holistic Transition | Holistic Transition | Holistic Transition | Holistic Transition | Holistic Transition | Holistic Transition | Holistic Transition | Holistic Transition | Holistic Transition | Holistic Transition | Holistic Transition | Holistic Transition | Holistic Transition | Holistic Transition | Holistic Transition | Holistic Transition | Holistic Transition | Holistic Transition | Holistic Transition | Holistic Transition | Holistic Transition | Holistic Transition
[6 empty] | 2024-01-01 | 2025-01-01 | 2026-01-01 | 2027-01-01 | 2028-01-01 | 2029-01-01 | 2030-01-01 | 2031-01-01 | 2032-01-01 | 2033-01-01 | 2034-01-01 | 2035-01-01 | 2036-01-01 | 2037-01-01 | 2038-01-01 | 2039-01-01 | 2040-01-01 | 2041-01-01 | 2042-01-01 | 2043-01-01 | 2044-01-01 | 2045-01-01 | 2046-01-01 | 2047-01-01 | 2048-01-01 | 2049-01-01 | 2050-01-01
|  | End user demand | I&C | Electricity | TWh | 160.3854 | 162.4687 | 165.1735 | 169.9493 | 175.1433 | 180.9879 | 186.5595 | 192.5118 | 199.1847 | 205.4018 | 211.7916 | 217.8546 | 225.8727 | 232.8661 | 238.2141 | 243.8065 | 249.6928 | 254.6026 | 259.0204 | 263.2589 | 267.0501 | 270.0303 | 272.8224 | 275.893 | 279.0958 | 282.299 | 285.5484
|  |  |  | Gas | TWh | 191.0459 | 192.4867 | 189.3499 | 183.5941 | 175.9848 | 167.8089 | 158.7287 | 149.4544 | 140.4959 | 131.7597 | 122.9949 | 113.7982 | 99.8501 | 88.2715 | 79.0826 | 71.2315 | 64.7602 | 58.0796 | 51.4041 | 45.9216 | 40.6505 | 35.4205 | 30.9403 | 25.7108 | 20.8438 | 16.0171 | 11.1399
|  |  |  | Hydrogen | TWh | 0 | 0 | 0 | 0 | 1.691 | 4.506 | 7.282 | 10.107 | 12.874 | 15.611 | 18.35 | 21.136 | 23.949 | 26.749 | 29.48 | 30.923 | 31.672 | 31.928 | 32.163 | 32.469 | 32.835 | 33.06 | 33.335 | 33.601 | 33.879 | 34.135 | 34.338
|  |  |  | Bioenergy | TWh | 2.6191 | 2.5033 | 2.3918 | 2.5267 | 2.6446 | 2.9767 | 3.2307 | 2.9646 | 2.6769 | 2.3881 | 2.0971 | 1.7918 | 2.0924 | 2.3984 | 2.6803 | 2.9441 | 3.2051 | 3.5179 | 3.8501 | 4.1228 | 4.3916 | 4.6079 | 4.8417 | 5.0961 | 5.3582 | 5.6038 | 5.8316
|  |  |  | Oil | TWh | 36.501 | 39.841 | 39.076 | 37.628 | 35.875 | 33.953 | 32.049 | 29.613 | 27.191 | 25.338 | 23.495 | 21.653 | 19.717 | 17.88 | 16.146 | 14.679 | 13.244 | 11.91 | 10.585 | 9.237 | 7.943 | 6.767 | 5.577 | 4.592 | 3.625 | 2.651 | 1.691
|  |  | Residential | Electricity | TWh | 95.3651 | 91.4906 | 89.2762 | 87.449 | 86.1009 | 85.437 | 84.8023 | 85.1412 | 85.8655 | 87.2443 | 88.745 | 90.2993 | 95.2188 | 100.0122 | 104.6478 | 109.0125 | 113.6647 | 117.9691 | 122.5071 | 126.779 | 130.8388 | 134.4379 | 137.063 | 139.5264 | 141.5629 | 143.5182 | 145.3889
|  |  |  | Gas | TWh | 301.0313 | 306.9849 | 311.7528 | 314.5116 | 315.1264 | 314.339 | 304.6123 | 293.1965 | 279.9764 | 264.5841 | 248.6133 | 231.9315 | 210.2631 | 188.7791 | 167.4644 | 146.3236 | 125.394 | 105.6902 | 87.9747 | 72.2424 | 57.6629 | 44.3746 | 32.8036 | 23.084 | 15.5747 | 8.7745 | 2.7959
|  |  |  | Hydrogen | TWh | 0 | 0 | 0 | 0 | 0 | 0 | 0 | 0 | 0.018 | 0.039 | 0.064 | 0.106 | 0.186 | 0.256 | 0.339 | 0.434 | 0.509 | 0.579 | 0.648 | 0.717 | 0.786 | 0.855 | 0.9 | 0.943 | 0.985 | 1.029 | 1.071
|  |  |  | Bioenergy | TWh | 1.0527 | 1.1388 | 1.1852 | 1.5959 | 2.0418 | 2.8972 | 4.0088 | 4.4877 | 4.6303 | 4.6486 | 4.6259 | 4.5555 | 4.9229 | 5.2743 | 5.5894 | 5.8585 | 6.1253 | 6.4009 | 6.6782 | 6.9216 | 7.1612 | 7.327 | 7.4418 | 7.5542 | 7.6656 | 7.7772 | 7.8895
|  |  |  | Oil | TWh | 24.081 | 23.935 | 23.736 | 23.492 | 23.22 | 22.885 | 21.25 | 19.614 | 17.979 | 16.344 | 14.708 | 13.073 | 11.539 | 10.009 | 8.482 | 6.961 | 5.487 | 4.049 | 2.654 | 1.292 | 0 | 0 | 0 | 0 | 0 | 0 | 0
|  |  | Road Transport | Electricity | TWh | 6.1394 | 9.0171 | 12.1219 | 15.8869 | 20.4139 | 25.8092 | 32.2014 | 39.4963 | 47.5108 | 55.9656 | 64.6664 | 73.4563 | 81.7534 | 89.8195 | 97.5171 | 104.6539 | 110.9187 | 116.3708 | 120.7969 | 123.8126 | 126.2655 | 128.347 | 129.5729 | 129.0854 | 128.1917 | 127.171 | 126.1125
|  |  |  | Gas | TWh | 0.68284 | 0.76059 | 0.84548 | 0.93802 | 1.039 | 1.1492 | 1.2692 | 1.4003 | 1.5411 | 1.6897 | 1.8507 | 1.9589 | 2.0772 | 2.2064 | 2.3472 | 2.235 | 2.114 | 1.9689 | 1.8136 | 1.6476 | 1.4597 | 1.2575 | 1.0362 | 0.79261 | 0.53901 | 0.27936 | 6.4439e-05
|  |  |  | Hydrogen | TWh | 0.024388 | 0.043283 | 0.065146 | 0.090423 | 0.11948 | 0.15292 | 0.19141 | 0.23533 | 0.28435 | 0.33774 | 0.39785 | 0.4719 | 0.55063 | 0.6565 | 0.80246 | 0.95871 | 1.0884 | 1.2356 | 1.4054 | 1.6058 | 1.8488 | 2.1523 | 2.5182 | 2.828 | 3.1774 | 3.5793 | 4.0332
|  |  |  | Bioenergy | TWh | 37.5689 | 41.7196 | 45.3176 | 44.8802 | 44.1505 | 42.9829 | 43.4812 | 40.2952 | 36.7465 | 33.0694 | 29.1507 | 25.0898 | 21.2652 | 17.6196 | 14.1613 | 11.0146 | 8.3986 | 6.1534 | 4.2389 | 2.9976 | 2.0051 | 1.1087 | 0.36444 | 0.2188 | 0.16981 | 0.13653 | 0.11471
|  |  |  | Petrol/Diesel | TWh | 348.8073 | 333.6717 | 317.2232 | 304.3823 | 290.3232 | 274.2339 | 254.3353 | 235.6994 | 214.9417 | 193.4332 | 170.5118 | 146.7584 | 124.3866 | 103.0628 | 82.8338 | 64.4281 | 49.1259 | 35.9933 | 24.7944 | 17.5341 | 11.7286 | 6.4853 | 2.1317 | 1.2798 | 0.9933 | 0.79859 | 0.67095
|  |  | Rail | Electricity | TWh | 4.8297 | 5.0097 | 5.1569 | 5.3084 | 5.4644 | 5.625 | 5.7903 | 5.9604 | 6.1356 | 6.3159 | 6.5015 | 6.6925 | 6.8892 | 7.0916 | 7.3 | 7.5145 | 7.7354 | 7.9627 | 8.1966 | 8.4375 | 8.6855 | 8.9407 | 9.2034 | 9.4739 | 9.7523 | 10.0388 | 10.3338
|  |  |  | Hydrogen | TWh | 0 | 0 | 0 | 0 | 0 | 0 | 0 | 0 | 0 | 0 | 0 | 0.66 | 0.66 | 0.66 | 0.66 | 0.66 | 0.82 | 0.82 | 0.82 | 0.82 | 0.82 | 0.98 | 0.98 | 0.98 | 0.98 | 0.98 | 1.15
|  | Total by sector | I&C |  | TWh | 390.5514 | 397.2998 | 395.9912 | 393.6982 | 391.3387 | 390.2326 | 387.8498 | 384.6507 | 382.4226 | 380.4985 | 378.7286 | 376.2336 | 371.4812 | 368.165 | 365.603 | 363.5842 | 362.5741 | 360.0381 | 357.0226 | 355.0094 | 352.8702 | 349.8858 | 347.5164 | 344.8929 | 342.8019 | 340.706 | 338.5489
|  |  | Residential |  | TWh | 421.5302 | 423.5492 | 425.9503 | 427.0486 | 426.4892 | 425.5583 | 414.6734 | 402.4395 | 388.4692 | 372.8601 | 356.7562 | 339.9653 | 322.1298 | 304.3305 | 286.5225 | 268.5895 | 251.18 | 234.6881 | 220.462 | 207.9521 | 196.449 | 186.9945 | 178.2084 | 171.1076 | 165.7881 | 161.0989 | 157.1453
|  |  | Transport |  | TWh | 398.0526 | 390.2219 | 380.7303 | 371.4862 | 361.5105 | 349.953 | 337.2688 | 323.0869 | 307.16 | 290.8114 | 273.079 | 255.0878 | 237.5822 | 221.1164 | 205.6219 | 191.4649 | 180.201 | 170.5047 | 162.0658 | 156.8553 | 152.8132 | 149.2715 | 145.8069 | 144.6585 | 143.8034 | 142.9836 | 142.4153
|  | Total by fuel | Electricity |  | TWh | 266.7198 | 267.9861 | 271.7285 | 278.5936 | 287.1225 | 297.8591 | 309.3534 | 323.1098 | 338.6966 | 354.9275 | 371.7045 | 388.3028 | 409.7341 | 429.7894 | 447.679 | 464.9874 | 482.0116 | 496.9051 | 510.521 | 522.288 | 532.8399 | 541.7559 | 548.6617 | 553.9786 | 558.6027 | 563.0271 | 567.3836
|  |  | Gas |  | TWh | 492.7601 | 500.2322 | 501.9482 | 499.0438 | 492.1501 | 483.2972 | 464.6102 | 444.0512 | 422.0134 | 398.0335 | 373.4589 | 347.6886 | 312.1904 | 279.2569 | 248.8942 | 219.7901 | 192.2682 | 165.7387 | 141.1924 | 119.8117 | 99.7731 | 81.0526 | 64.7801 | 49.5874 | 36.9575 | 25.0709 | 13.9359
|  |  | Hydrogen |  | TWh | 0.024388 | 0.043283 | 0.065146 | 0.090423 | 1.8105 | 4.6589 | 7.4734 | 10.3423 | 13.1764 | 15.9877 | 18.8119 | 22.3739 | 25.3456 | 28.3215 | 31.2815 | 32.9757 | 34.0894 | 34.5626 | 35.0364 | 35.6118 | 36.2898 | 37.0473 | 37.7332 | 38.352 | 39.0214 | 39.7233 | 40.5922
|  |  | Bioenergy |  | TWh | 41.2407 | 45.3617 | 48.8946 | 49.0029 | 48.837 | 48.8568 | 50.7207 | 47.7475 | 44.0537 | 40.106 | 35.8737 | 31.4372 | 28.2805 | 25.2923 | 22.431 | 19.8172 | 17.729 | 16.0722 | 14.7671 | 14.042 | 13.5579 | 13.0437 | 12.6479 | 12.8691 | 13.1936 | 13.5175 | 13.8358
|  |  | Oil |  | TWh | 409.3893 | 397.4477 | 380.0352 | 365.5023 | 349.4182 | 331.0719 | 307.6343 | 284.9264 | 260.1117 | 235.1152 | 208.7148 | 181.4844 | 155.6426 | 130.9518 | 107.4618 | 86.0681 | 67.8569 | 51.9523 | 38.0334 | 28.0631 | 19.6716 | 13.2523 | 7.7087 | 5.8718 | 4.6183 | 3.4496 | 2.3619
|  | Total consumer energy demand |  |  | TWh | 1210.1342 | 1211.0709 | 1202.6718 | 1192.233 | 1179.3383 | 1165.7438 | 1139.792 | 1110.1772 | 1078.0518 | 1044.1701 | 1008.5638 | 971.2868 | 931.1932 | 893.6119 | 857.7474 | 823.6385 | 793.9551 | 765.2309 | 739.5504 | 719.8167 | 702.1323 | 686.1518 | 671.5317 | 660.659 | 652.3934 | 644.7884 | 638.1095
| Annual consumer demand by fuel and sector in Electric Engagement | Electric Engagement
|  | Category | Subcategory | Fuel | Unit | Electric Engagement | Electric Engagement | Electric Engagement | Electric Engagement | Electric Engagement | Electric Engagement | Electric Engagement | Electric Engagement | Electric Engagement | Electric Engagement | Electric Engagement | Electric Engagement | Electric Engagement | Electric Engagement | Electric Engagement | Electric Engagement | Electric Engagement | Electric Engagement | Electric Engagement | Electric Engagement | Electric Engagement | Electric Engagement | Electric Engagement | Electric Engagement | Electric Engagement | Electric Engagement | Electric Engagement
[6 empty] | 2024-01-01 | 2025-01-01 | 2026-01-01 | 2027-01-01 | 2028-01-01 | 2029-01-01 | 2030-01-01 | 2031-01-01 | 2032-01-01 | 2033-01-01 | 2034-01-01 | 2035-01-01 | 2036-01-01 | 2037-01-01 | 2038-01-01 | 2039-01-01 | 2040-01-01 | 2041-01-01 | 2042-01-01 | 2043-01-01 | 2044-01-01 | 2045-01-01 | 2046-01-01 | 2047-01-01 | 2048-01-01 | 2049-01-01 | 2050-01-01
|  | End user demand | I&C | Electricity | TWh | 160.3854 | 162.4366 | 165.0284 | 169.5638 | 175.0878 | 182.7365 | 189.33 | 196.4433 | 204.7854 | 213.2492 | 223.0915 | 233.469 | 244.941 | 255.1535 | 264.2611 | 272.9666 | 281.4373 | 287.9234 | 293.5397 | 298.9266 | 303.8541 | 308.1379 | 312.0233 | 315.8118 | 319.5848 | 323.3808 | 327.187
|  |  |  | Gas | TWh | 191.0566 | 192.4451 | 190.006 | 185.4294 | 180.0814 | 174.3001 | 166.7923 | 158.9072 | 150.8539 | 142.8077 | 133.3095 | 122.3635 | 109.7147 | 98.0554 | 87.5655 | 78.0022 | 69.1838 | 61.0445 | 53.0456 | 46.5167 | 40.6697 | 34.75 | 29.566 | 23.5982 | 18.1282 | 12.6505 | 7.1405
|  |  |  | Hydrogen | TWh | 0 | 0 | 0 | 0 | 0.135 | 0.593 | 1.761 | 2.819 | 3.946 | 4.564 | 5.222 | 5.75 | 6.297 | 6.845 | 7.367 | 7.92 | 8.412 | 8.844 | 9.277 | 9.719 | 10.201 | 10.624 | 11.076 | 11.498 | 11.941 | 12.373 | 12.765
|  |  |  | Bioenergy | TWh | 2.6191 | 2.5039 | 2.402 | 2.2796 | 2.1603 | 2.044 | 1.9381 | 1.7923 | 1.6471 | 1.5024 | 1.3569 | 1.2131 | 1.6786 | 2.1289 | 2.5608 | 2.9709 | 3.3619 | 3.8052 | 4.2537 | 4.6311 | 4.9561 | 5.1916 | 5.4491 | 5.716 | 6.0028 | 6.2824 | 6.5431
|  |  |  | Oil | TWh | 36.501 | 39.841 | 39.099 | 37.678 | 36.074 | 34.301 | 32.485 | 30.131 | 27.773 | 25.982 | 24.111 | 22.208 | 20.348 | 18.547 | 16.802 | 15.25 | 13.724 | 12.319 | 10.936 | 9.541 | 8.208 | 6.991 | 5.761 | 4.73 | 3.721 | 2.7 | 1.691
|  |  | Residential | Electricity | TWh | 95.3651 | 92.38 | 90.5717 | 89.1573 | 88.1686 | 87.8603 | 87.8824 | 88.6482 | 89.7167 | 91.4549 | 93.3149 | 95.0898 | 102.1363 | 108.977 | 115.6453 | 122.0376 | 128.7836 | 135.1259 | 141.7251 | 148.0568 | 154.1529 | 159.5236 | 163.9907 | 168.1188 | 171.5725 | 174.9253 | 178.3594
|  |  |  | Gas | TWh | 301.0313 | 306.9803 | 311.7931 | 314.481 | 315.1101 | 314.4429 | 304.4944 | 293.0877 | 280.4222 | 265.7836 | 250.675 | 235.4486 | 213.7989 | 192.3226 | 171.0251 | 149.9112 | 128.9879 | 109.22 | 91.5573 | 75.7922 | 61.0808 | 47.9831 | 36.4011 | 26.173 | 17.9704 | 10.3773 | 3.0621
|  |  |  | Hydrogen | TWh | 0 | 0 | 0 | 0 | 0 | 0 | 0 | 0 | 0 | 0 | 0 | 0 | 0 | 0 | 0 | 0 | 0 | 0 | 0 | 0 | 0 | 0 | 0 | 0 | 0 | 0 | 0
|  |  |  | Bioenergy | TWh | 1.0527 | 1.139 | 1.1934 | 1.2621 | 1.3601 | 1.513 | 2.0998 | 2.7939 | 3.3001 | 3.6119 | 3.8631 | 4.0542 | 4.5881 | 5.0975 | 5.5852 | 6.0461 | 6.4873 | 6.8948 | 7.2967 | 7.6587 | 8.0122 | 8.1763 | 8.2937 | 8.4151 | 8.5379 | 8.6567 | 8.7726
|  |  |  | Oil | TWh | 24.081 | 23.934 | 23.736 | 23.492 | 23.22 | 22.887 | 21.251 | 19.616 | 17.981 | 16.346 | 14.71 | 13.075 | 11.542 | 10.011 | 8.484 | 6.964 | 5.49 | 4.051 | 2.656 | 1.295 | 0 | 0 | 0 | 0 | 0 | 0 | 0
|  |  | Road Transport | Electricity | TWh | 6.1394 | 8.9452 | 12.007 | 15.7182 | 20.1783 | 25.4938 | 31.7977 | 39.0091 | 46.9751 | 55.3928 | 64.0821 | 72.8919 | 81.2221 | 89.3451 | 97.1767 | 104.5839 | 111.0108 | 116.6509 | 121.4521 | 125.2238 | 128.0414 | 130.5714 | 132.3898 | 132.5968 | 132.3502 | 132.0307 | 131.7482
|  |  |  | Gas | TWh | 0.69255 | 0.78327 | 0.88488 | 0.99897 | 1.1271 | 1.2713 | 1.4338 | 1.6168 | 1.8195 | 2.028 | 2.2545 | 2.3555 | 2.4657 | 2.5857 | 2.7158 | 2.597 | 2.4672 | 2.312 | 2.1424 | 1.9584 | 1.7474 | 1.516 | 1.2575 | 0.96722 | 0.6566 | 0.34096 | 0
|  |  |  | Hydrogen | TWh | 0.02357 | 0.040537 | 0.059285 | 0.079945 | 0.10288 | 0.12793 | 0.15539 | 0.18555 | 0.21828 | 0.2522 | 0.28858 | 0.33105 | 0.37186 | 0.42437 | 0.49175 | 0.57704 | 0.63159 | 0.69178 | 0.75899 | 0.83611 | 0.92907 | 1.0469 | 1.1966 | 1.307 | 1.4184 | 1.5441 | 1.6844
|  |  |  | Bioenergy | TWh | 37.5782 | 41.7364 | 45.3452 | 44.9198 | 44.2062 | 43.0597 | 41.4997 | 39.4631 | 36.8958 | 33.2329 | 29.3328 | 25.2937 | 21.4974 | 17.885 | 14.4616 | 11.2795 | 8.6905 | 6.4713 | 4.5841 | 3.1012 | 2.1217 | 1.2389 | 0.45428 | 0.24155 | 0.18148 | 0.14574 | 0.11932
|  |  |  | Petrol/Diesel | TWh | 348.8954 | 333.8081 | 317.4163 | 304.6505 | 290.6893 | 274.7244 | 257.0591 | 237.4712 | 215.8154 | 194.3894 | 171.5766 | 147.9506 | 125.7449 | 104.6153 | 84.5907 | 65.9773 | 50.8334 | 37.8526 | 26.8141 | 18.1397 | 12.4105 | 7.247 | 2.6572 | 1.4129 | 1.0615 | 0.85248 | 0.69795
|  |  | Rail | Electricity | TWh | 4.8297 | 4.9792 | 5.1008 | 5.2254 | 5.353 | 5.4838 | 5.6178 | 5.755 | 5.8956 | 6.0396 | 6.1872 | 6.3383 | 6.4932 | 6.6518 | 6.8143 | 6.9807 | 7.1513 | 7.326 | 7.5049 | 7.6883 | 7.8761 | 8.0685 | 8.2656 | 8.4675 | 8.6744 | 8.8863 | 9.1033
|  |  |  | Hydrogen | TWh | 0 | 0 | 0 | 0 | 0 | 0 | 0 | 0 | 0 | 0 | 0 | 0.66 | 0.66 | 0.66 | 0.66 | 0.66 | 0.82 | 0.82 | 0.82 | 0.82 | 0.82 | 0.98 | 0.98 | 0.98 | 0.98 | 0.98 | 1.15
|  | Total by sector | I&C |  | TWh | 390.5621 | 397.2266 | 396.5354 | 394.9508 | 393.5385 | 393.9745 | 392.3064 | 390.0928 | 389.0054 | 388.1053 | 387.0909 | 385.0035 | 382.9793 | 380.7298 | 378.5564 | 377.1098 | 376.119 | 373.9362 | 371.0519 | 369.3344 | 367.8888 | 365.6945 | 363.8754 | 361.3541 | 359.3778 | 357.3867 | 355.3266
|  |  | Residential |  | TWh | 421.5302 | 424.4333 | 427.2942 | 428.3924 | 427.8587 | 426.7032 | 415.7275 | 404.1458 | 391.4201 | 377.1964 | 362.563 | 347.6676 | 332.0654 | 316.408 | 300.7396 | 284.9589 | 269.7488 | 255.2917 | 243.2352 | 232.8027 | 223.2459 | 215.683 | 208.6855 | 202.7068 | 198.0808 | 193.9593 | 190.1941
|  |  | Transport |  | TWh | 398.1589 | 390.2927 | 380.8134 | 371.5928 | 361.6569 | 350.1609 | 337.5634 | 323.5008 | 307.6198 | 291.335 | 273.7217 | 255.8211 | 238.455 | 222.1672 | 206.9108 | 192.6555 | 181.6047 | 172.1245 | 164.0767 | 157.7674 | 153.9461 | 150.6687 | 147.201 | 145.973 | 145.3226 | 144.7802 | 144.5033
|  | Total by fuel | Electricity |  | TWh | 266.7198 | 268.741 | 272.7079 | 279.6647 | 288.7878 | 301.5744 | 314.6278 | 329.8556 | 347.3729 | 366.1366 | 386.6757 | 407.789 | 434.7926 | 460.1273 | 483.8974 | 506.5689 | 528.383 | 547.0262 | 564.2218 | 579.8955 | 593.9245 | 606.3013 | 616.6694 | 624.9949 | 632.1819 | 639.2231 | 646.3979
|  |  | Gas |  | TWh | 492.7805 | 500.2087 | 502.684 | 500.9094 | 496.3186 | 490.0142 | 472.7205 | 453.6117 | 433.0956 | 410.6194 | 386.239 | 360.1675 | 325.9793 | 292.9637 | 261.3064 | 230.5104 | 200.6389 | 172.5765 | 146.7453 | 124.2673 | 103.4979 | 84.2491 | 67.2245 | 50.7384 | 36.7552 | 23.3687 | 10.2026
|  |  | Hydrogen |  | TWh | 0.02357 | 0.040537 | 0.059285 | 0.079945 | 0.23788 | 0.72093 | 1.9164 | 3.0045 | 4.1643 | 4.8162 | 5.5106 | 6.7411 | 7.3289 | 7.9294 | 8.5188 | 9.157 | 9.8636 | 10.3558 | 10.856 | 11.3751 | 11.9501 | 12.6509 | 13.2526 | 13.785 | 14.3394 | 14.8971 | 15.5994
|  |  | Bioenergy |  | TWh | 41.2499 | 45.3794 | 48.9406 | 48.4615 | 47.7266 | 46.6167 | 45.5376 | 44.0493 | 41.8431 | 38.3471 | 34.5527 | 30.561 | 27.7641 | 25.1114 | 22.6076 | 20.2966 | 18.5397 | 17.1713 | 16.1346 | 15.3909 | 15.0899 | 14.6069 | 14.1972 | 14.3727 | 14.7221 | 15.0849 | 15.4351
|  |  | Oil |  | TWh | 409.4774 | 397.5831 | 380.2513 | 365.8205 | 349.9833 | 331.9124 | 310.7951 | 287.2182 | 261.5694 | 236.7174 | 210.3976 | 183.2336 | 157.6349 | 133.1733 | 109.8767 | 88.1913 | 70.0474 | 54.2226 | 40.4061 | 28.9757 | 20.6185 | 14.238 | 8.4182 | 6.1429 | 4.7825 | 3.5525 | 2.389
|  | Total consumer energy demand |  |  | TWh | 1210.2512 | 1211.9526 | 1204.643 | 1194.936 | 1183.0542 | 1170.8387 | 1145.5973 | 1117.7393 | 1088.0452 | 1056.6367 | 1023.3756 | 988.4922 | 953.4997 | 919.305 | 886.2068 | 854.7243 | 827.4725 | 801.3524 | 778.3638 | 759.9045 | 745.0808 | 732.0462 | 719.7619 | 710.0339 | 702.7812 | 696.1262 | 690.0239
| Annual consumer demand by fuel and sector in Hydrogen Evolution | Hydrogen Evolution
|  | Category | Subcategory | Fuel | Unit | Hydrogen Evolution | Hydrogen Evolution | Hydrogen Evolution | Hydrogen Evolution | Hydrogen Evolution | Hydrogen Evolution | Hydrogen Evolution | Hydrogen Evolution | Hydrogen Evolution | Hydrogen Evolution | Hydrogen Evolution | Hydrogen Evolution | Hydrogen Evolution | Hydrogen Evolution | Hydrogen Evolution | Hydrogen Evolution | Hydrogen Evolution | Hydrogen Evolution | Hydrogen Evolution | Hydrogen Evolution | Hydrogen Evolution | Hydrogen Evolution | Hydrogen Evolution | Hydrogen Evolution | Hydrogen Evolution | Hydrogen Evolution | Hydrogen Evolution
[6 empty] | 2024-01-01 | 2025-01-01 | 2026-01-01 | 2027-01-01 | 2028-01-01 | 2029-01-01 | 2030-01-01 | 2031-01-01 | 2032-01-01 | 2033-01-01 | 2034-01-01 | 2035-01-01 | 2036-01-01 | 2037-01-01 | 2038-01-01 | 2039-01-01 | 2040-01-01 | 2041-01-01 | 2042-01-01 | 2043-01-01 | 2044-01-01 | 2045-01-01 | 2046-01-01 | 2047-01-01 | 2048-01-01 | 2049-01-01 | 2050-01-01
|  | End user demand | I&C | Electricity | TWh | 160.3854 | 163.6514 | 165.8928 | 168.593 | 171.7851 | 175.5662 | 180.2227 | 183.0567 | 187.5872 | 191.7142 | 195.8596 | 200.0675 | 205.8734 | 211.3097 | 216.423 | 221.6398 | 227.0901 | 231.4401 | 235.4979 | 239.4386 | 243.0336 | 246.2027 | 249.0297 | 251.629 | 254.5386 | 257.3325 | 260.4142
|  |  |  | Gas | TWh | 191.0956 | 192.4926 | 190.0726 | 187.5532 | 181.3043 | 175.385 | 168.5391 | 160.8026 | 152.2504 | 143.5324 | 134.4603 | 123.8377 | 107.9152 | 93.9363 | 82.9181 | 75.0023 | 67.5325 | 60.1886 | 52.8334 | 46.958 | 41.4433 | 35.9029 | 30.8796 | 25.9852 | 20.8731 | 16.2365 | 11.8149
|  |  |  | Hydrogen | TWh | 0 | 0 | 0 | 0.26 | 3.571 | 7.019 | 10.527 | 14.229 | 19.303 | 24.422 | 29.916 | 35.706 | 42.659 | 50.097 | 55.579 | 57.952 | 60.978 | 63.065 | 65.14 | 66.913 | 68.765 | 70.341 | 71.955 | 73.455 | 75.035 | 76.601 | 78.067
|  |  |  | Bioenergy | TWh | 2.6191 | 2.487 | 2.3423 | 2.1779 | 2.0167 | 1.8587 | 1.7153 | 1.5634 | 1.4058 | 1.2486 | 1.0906 | 0.93381 | 1.3584 | 1.7682 | 2.1669 | 2.5515 | 2.9195 | 3.3315 | 3.7673 | 4.1511 | 4.4995 | 4.704 | 4.9344 | 5.1801 | 5.4508 | 5.7179 | 5.9639
|  |  |  | Oil | TWh | 36.501 | 39.841 | 39.094 | 37.724 | 35.995 | 34.153 | 32.329 | 29.944 | 27.565 | 25.726 | 23.87 | 21.974 | 19.944 | 17.991 | 16.162 | 14.688 | 13.218 | 11.863 | 10.528 | 9.178 | 7.888 | 6.718 | 5.537 | 4.562 | 3.605 | 2.641 | 1.691
|  |  | Residential | Electricity | TWh | 95.3651 | 92.7746 | 90.96 | 89.5309 | 88.5166 | 88.1763 | 88.1651 | 88.7871 | 89.5098 | 90.7463 | 92.3433 | 93.8296 | 98.5191 | 103.0906 | 107.6072 | 112.0731 | 117.1034 | 121.9057 | 126.7194 | 131.5481 | 136.1295 | 140.0776 | 143.4759 | 146.5552 | 149.2528 | 151.5878 | 154.0216
|  |  |  | Gas | TWh | 301.0313 | 306.9616 | 311.7749 | 314.4539 | 315.0643 | 314.3674 | 304.3803 | 293.1062 | 279.4528 | 264.6521 | 248.5687 | 232.4011 | 210.6728 | 189.1186 | 167.7442 | 146.5543 | 125.5559 | 105.7319 | 88.0232 | 72.2215 | 57.4837 | 44.3695 | 32.6154 | 23.2706 | 15.1742 | 8.4524 | 1.9768
|  |  |  | Hydrogen | TWh | 0 | 0 | 0 | 0 | 0 | 0 | 0 | 0 | 2.506 | 4.985 | 7.412 | 9.852 | 16.386 | 22.906 | 29.392 | 35.785 | 42.216 | 49.076 | 55.151 | 59.884 | 64.372 | 68.409 | 72.039 | 73.952 | 75.807 | 77.654 | 79.441
|  |  |  | Bioenergy | TWh | 1.0527 | 1.1334 | 1.1889 | 1.2578 | 1.3555 | 1.5076 | 2.0852 | 2.7916 | 3.2847 | 3.5684 | 3.7811 | 3.9341 | 4.3599 | 4.7628 | 5.1466 | 5.5084 | 5.8571 | 6.1978 | 6.5322 | 6.8241 | 7.1081 | 7.1956 | 7.283 | 7.378 | 7.4758 | 7.5711 | 7.6653
|  |  |  | Oil | TWh | 24.081 | 23.934 | 23.736 | 23.491 | 23.217 | 22.881 | 21.245 | 19.61 | 17.975 | 16.34 | 14.704 | 13.069 | 11.535 | 10.004 | 8.479 | 6.958 | 5.483 | 4.044 | 2.651 | 1.291 | 0 | 0 | 0 | 0 | 0 | 0 | 0
|  |  | Road Transport | Electricity | TWh | 6.1394 | 8.8969 | 11.9299 | 15.599 | 19.9963 | 25.2278 | 31.4303 | 38.474 | 46.1321 | 54.1394 | 62.2988 | 70.4738 | 77.9043 | 84.7867 | 90.8355 | 95.8751 | 100.5137 | 104.4204 | 107.5965 | 110.1013 | 111.7997 | 113.0099 | 114.1965 | 115.1953 | 115.637 | 116.1867 | 116.975
|  |  |  | Gas | TWh | 0.80516 | 1.0356 | 1.3111 | 1.6415 | 2.0387 | 2.5178 | 3.0966 | 3.7962 | 4.5809 | 5.4427 | 6.4245 | 7.0778 | 7.8251 | 8.6771 | 9.6434 | 10.7313 | 10.3772 | 9.9042 | 9.3699 | 8.7721 | 8.0576 | 7.2482 | 6.316 | 5.2385 | 4.0494 | 2.7436 | 1.2706
|  |  |  | Hydrogen | TWh | 0.025137 | 0.047655 | 0.077595 | 0.11741 | 0.17095 | 0.2432 | 0.34125 | 0.4751 | 0.65612 | 0.90272 | 1.2435 | 1.7281 | 2.3924 | 3.3311 | 4.6488 | 6.4082 | 9.5649 | 12.7571 | 15.9711 | 19.1698 | 22.2947 | 25.2576 | 27.995 | 30.4113 | 30.9685 | 31.2509 | 31.4433
|  |  |  | Bioenergy | TWh | 37.5708 | 41.7136 | 45.3064 | 44.8643 | 44.131 | 42.9599 | 41.3609 | 39.2745 | 36.695 | 33.0325 | 29.1458 | 25.1373 | 21.4095 | 17.9051 | 14.6259 | 11.7719 | 9.2332 | 7.0442 | 5.1885 | 3.6028 | 2.4339 | 1.6101 | 0.86487 | 0.29648 | 0.22164 | 0.19207 | 0.17157
|  |  |  | Petrol/Diesel | TWh | 348.8246 | 333.6231 | 317.145 | 304.2744 | 290.1945 | 274.0873 | 256.1998 | 236.336 | 214.6405 | 193.2176 | 170.4828 | 147.0359 | 125.2308 | 104.7325 | 85.5515 | 68.8573 | 54.0079 | 41.204 | 30.3494 | 21.0736 | 14.2366 | 9.4181 | 5.0589 | 1.7342 | 1.2964 | 1.1235 | 1.0036
|  |  | Rail | Electricity | TWh | 4.8297 | 4.9576 | 5.0613 | 5.1672 | 5.2753 | 5.3856 | 5.4983 | 5.6133 | 5.7308 | 5.8506 | 5.973 | 6.098 | 6.2256 | 6.3558 | 6.4887 | 6.6245 | 6.7631 | 6.9045 | 7.049 | 7.1964 | 7.347 | 7.5007 | 7.6576 | 7.8178 | 7.9813 | 8.1483 | 8.3188
|  |  |  | Hydrogen | TWh | 0 | 0 | 0 | 0 | 0 | 0 | 0 | 0 | 0 | 0 | 0 | 0.66 | 0.66 | 0.66 | 0.66 | 0.66 | 0.82 | 0.82 | 0.82 | 0.82 | 0.82 | 0.98 | 0.98 | 0.98 | 0.98 | 0.98 | 1.15
|  | Total by sector | I&C |  | TWh | 390.6011 | 398.4721 | 397.4017 | 396.308 | 394.6722 | 393.9819 | 393.3331 | 389.5956 | 388.1114 | 386.6432 | 385.1965 | 382.5191 | 377.75 | 375.1022 | 373.249 | 371.8336 | 371.7381 | 369.8881 | 367.7666 | 366.6386 | 365.6293 | 363.8686 | 362.3356 | 360.8113 | 359.5026 | 358.5288 | 357.951
|  |  | Residential |  | TWh | 421.5302 | 424.8036 | 427.6598 | 428.7335 | 428.1534 | 426.9323 | 415.8756 | 404.2949 | 392.7283 | 380.2917 | 366.8091 | 353.0858 | 341.4728 | 329.8819 | 318.369 | 306.8788 | 296.2154 | 286.9554 | 279.0768 | 271.7687 | 265.0933 | 260.0518 | 255.4132 | 251.1559 | 247.7098 | 245.2652 | 243.1048
|  |  | Transport |  | TWh | 398.1948 | 390.2745 | 380.8313 | 371.6639 | 361.8067 | 350.4217 | 337.9273 | 323.9691 | 308.4353 | 292.5856 | 275.5685 | 258.2108 | 241.6477 | 226.4483 | 212.4538 | 200.9282 | 191.28 | 183.0545 | 176.3445 | 170.7361 | 166.9894 | 165.0246 | 163.0687 | 161.6736 | 161.1343 | 160.6251 | 160.3328
|  | Total by fuel | Electricity |  | TWh | 266.7198 | 270.2805 | 273.844 | 278.89 | 285.5734 | 294.356 | 305.3164 | 315.9311 | 328.9598 | 342.4505 | 356.4748 | 370.4689 | 388.5224 | 405.5427 | 421.3545 | 436.2125 | 451.4702 | 464.6707 | 476.8628 | 488.2844 | 498.3098 | 506.7909 | 514.3596 | 521.1973 | 527.4098 | 533.2552 | 539.7296
|  |  | Gas |  | TWh | 492.9321 | 500.4899 | 503.1587 | 503.6486 | 498.4074 | 492.2701 | 476.016 | 457.7049 | 436.2841 | 413.6272 | 389.4534 | 363.3167 | 326.4132 | 291.732 | 260.3057 | 232.2878 | 203.4656 | 175.8247 | 150.2265 | 127.9516 | 106.9845 | 87.5206 | 69.8109 | 54.4943 | 40.0967 | 27.4325 | 15.0623
|  |  | Hydrogen |  | TWh | 0.025137 | 0.047655 | 0.077595 | 0.37741 | 3.742 | 7.2622 | 10.8683 | 14.7041 | 22.4651 | 30.3097 | 38.5715 | 47.9461 | 62.0974 | 76.9941 | 90.2798 | 100.8052 | 113.5789 | 125.7181 | 137.0821 | 146.7868 | 156.2517 | 164.9876 | 172.969 | 178.7983 | 182.7905 | 186.4859 | 190.1013
|  |  | Bioenergy |  | TWh | 41.2425 | 45.334 | 48.8376 | 48.3 | 47.5031 | 46.3262 | 45.1614 | 43.6295 | 41.3855 | 37.8495 | 34.0175 | 30.0052 | 27.1277 | 24.436 | 21.9394 | 19.8318 | 18.0098 | 16.5735 | 15.488 | 14.578 | 14.0414 | 13.5098 | 13.0822 | 12.8546 | 13.1482 | 13.481 | 13.8008
|  |  | Oil |  | TWh | 409.4066 | 397.3981 | 379.975 | 365.4894 | 349.4065 | 331.1213 | 309.7738 | 285.89 | 260.1805 | 235.2836 | 209.0568 | 182.0789 | 156.7098 | 132.7275 | 110.1925 | 90.5033 | 72.7089 | 57.111 | 43.5284 | 31.5426 | 22.1246 | 16.1361 | 10.5959 | 6.2962 | 4.9014 | 3.7645 | 2.6946
|  | Total consumer energy demand |  |  | TWh | 1210.3261 | 1213.5502 | 1205.8928 | 1196.7055 | 1184.6323 | 1171.3359 | 1147.1359 | 1117.8596 | 1089.2751 | 1059.5205 | 1027.574 | 993.8157 | 960.8705 | 931.4324 | 904.0719 | 879.6407 | 859.2335 | 839.898 | 823.1879 | 809.1435 | 797.712 | 788.945 | 780.8176 | 773.6407 | 768.3466 | 764.4191 | 761.3886
Falling Behind
Annual consumer demand by fuel and sector in Falling Behind
|  | Category | Subcategory | Fuel | Unit | Falling Behind | Falling Behind | Falling Behind | Falling Behind | Falling Behind | Falling Behind | Falling Behind | Falling Behind | Falling Behind | Falling Behind | Falling Behind | Falling Behind | Falling Behind | Falling Behind | Falling Behind | Falling Behind | Falling Behind | Falling Behind | Falling Behind | Falling Behind | Falling Behind | Falling Behind | Falling Behind | Falling Behind | Falling Behind | Falling Behind | Falling Behind
[6 empty] | 2024-01-01 | 2025-01-01 | 2026-01-01 | 2027-01-01 | 2028-01-01 | 2029-01-01 | 2030-01-01 | 2031-01-01 | 2032-01-01 | 2033-01-01 | 2034-01-01 | 2035-01-01 | 2036-01-01 | 2037-01-01 | 2038-01-01 | 2039-01-01 | 2040-01-01 | 2041-01-01 | 2042-01-01 | 2043-01-01 | 2044-01-01 | 2045-01-01 | 2046-01-01 | 2047-01-01 | 2048-01-01 | 2049-01-01 | 2050-01-01
|  | End user demand | I&C | Electricity | TWh | 160.3854 | 164.8025 | 166.9805 | 169.4454 | 172.2175 | 176.1302 | 179.5806 | 183.495 | 187.3654 | 190.9177 | 194.2631 | 197.0286 | 199.6646 | 201.9243 | 204.2796 | 207.0079 | 210.3165 | 212.914 | 215.5853 | 218.741 | 221.8289 | 224.3267 | 226.7818 | 229.4229 | 232.1944 | 234.6195 | 237.2313
|  |  |  | Gas | TWh | 191.1093 | 192.5013 | 191.1094 | 189.5497 | 188.5359 | 186.7886 | 184.9669 | 183.5989 | 181.8088 | 179.6384 | 176.7083 | 173.7431 | 171.4946 | 168.9932 | 166.2444 | 163.5488 | 162.149 | 159.0054 | 155.7132 | 152.7006 | 149.8035 | 146.5927 | 143.0718 | 139.5551 | 136.3591 | 133.2273 | 130.2183
|  |  |  | Hydrogen | TWh | 0 | 0 | 0 | 0 | 0 | 0 | 0 | 0 | 0.41 | 0.84 | 1.37 | 1.91 | 2.55 | 3.31 | 4.16 | 5.03 | 6.08 | 7.06 | 8.02 | 9.12 | 10.24 | 11.32 | 12.61 | 13.92 | 15.02 | 16.11 | 16.97
|  |  |  | Bioenergy | TWh | 2.6191 | 2.5377 | 2.4119 | 2.2648 | 2.118 | 1.9733 | 1.8317 | 1.6991 | 1.5665 | 1.4344 | 1.3035 | 1.1743 | 1.1497 | 1.132 | 1.1236 | 1.1161 | 1.1029 | 1.162 | 1.2407 | 1.2943 | 1.3388 | 1.3737 | 1.4149 | 1.4596 | 1.5262 | 1.59 | 1.6652
|  |  |  | Oil | TWh | 36.501 | 41.029 | 40.972 | 41.042 | 41.107 | 41.144 | 41.186 | 41.198 | 41.164 | 41.179 | 41.218 | 41.31 | 41.313 | 41.312 | 41.269 | 41.202 | 41.108 | 41.05 | 40.99 | 40.915 | 40.833 | 40.754 | 40.652 | 40.544 | 40.448 | 40.347 | 40.259
|  |  | Residential | Electricity | TWh | 95.3651 | 94.4708 | 92.984 | 91.8062 | 91.1445 | 91.0867 | 90.5962 | 90.3841 | 90.456 | 90.7502 | 91.0762 | 91.3581 | 91.9915 | 92.6995 | 93.5574 | 94.738 | 97.4928 | 103.0918 | 108.4559 | 112.9696 | 116.9558 | 120.5171 | 123.3835 | 125.9512 | 128.5184 | 131.179 | 133.8923
|  |  |  | Gas | TWh | 301.0313 | 307.8084 | 313.7564 | 319.564 | 324.2021 | 328.5116 | 324.8164 | 320.9259 | 315.9178 | 310.5212 | 305.0684 | 299.5103 | 296.004 | 292.2153 | 287.9442 | 282.5445 | 274.8599 | 263.9163 | 253.6153 | 245.087 | 237.4629 | 230.6155 | 224.5613 | 219.323 | 214.2272 | 209.0582 | 203.8624
|  |  |  | Hydrogen | TWh | 0 | 0 | 0 | 0 | 0 | 0 | 0 | 0 | 0 | 0 | 0 | 0 | 0 | 0 | 0 | 0 | 0 | 0 | 0 | 0 | 0 | 0 | 0 | 0 | 0 | 0 | 0
|  |  |  | Bioenergy | TWh | 1.0527 | 1.1741 | 1.2293 | 1.2846 | 1.3422 | 1.4053 | 1.4591 | 1.5652 | 1.652 | 1.7196 | 1.7692 | 1.8046 | 1.7954 | 1.7868 | 1.77 | 1.7562 | 1.746 | 1.8463 | 1.9452 | 2.0221 | 2.0991 | 2.176 | 2.2305 | 2.2864 | 2.3441 | 2.4036 | 2.4634
|  |  |  | Oil | TWh | 24.081 | 23.94 | 23.747 | 23.541 | 23.329 | 23.101 | 22.84 | 22.504 | 22.178 | 21.849 | 21.496 | 21.087 | 20.918 | 20.734 | 20.488 | 20.187 | 19.766 | 19.233 | 18.715 | 18.203 | 17.714 | 17.258 | 16.865 | 16.453 | 16.032 | 15.624 | 15.26
|  |  | Road Transport | Electricity | TWh | 6.1394 | 7.7858 | 9.9594 | 12.4788 | 15.3908 | 18.7134 | 22.4553 | 26.6332 | 31.2271 | 36.2126 | 41.6012 | 47.4638 | 53.8357 | 60.3372 | 66.7825 | 73.006 | 79.0785 | 84.748 | 89.5452 | 93.5784 | 97.7575 | 103.4242 | 107.9826 | 111.6249 | 115.1794 | 118.6811 | 122.2764
|  |  |  | Gas | TWh | 0.82858 | 1.0928 | 1.4151 | 1.8087 | 2.2905 | 2.8803 | 3.6018 | 4.4836 | 5.5603 | 6.8689 | 8.4486 | 10.3385 | 12.5013 | 14.8728 | 17.4734 | 20.3255 | 22.1315 | 24.1526 | 26.3866 | 28.8205 | 31.4289 | 30.2488 | 28.8916 | 27.3241 | 25.4945 | 23.3551 | 20.8659
|  |  |  | Hydrogen | TWh | 0.011532 | 0.015542 | 0.020312 | 0.025826 | 0.032186 | 0.039488 | 0.047827 | 0.057296 | 0.068094 | 0.080199 | 0.093803 | 0.1091 | 0.12627 | 0.14538 | 0.16673 | 0.19058 | 0.21711 | 0.24667 | 0.27954 | 0.31605 | 0.35645 | 0.40118 | 0.45066 | 0.5054 | 0.56582 | 0.63251 | 0.70604
|  |  |  | Bioenergy | TWh | 37.7152 | 42.0764 | 46.0294 | 46.0413 | 45.9174 | 45.541 | 45.0503 | 44.3269 | 43.2753 | 41.0376 | 38.612 | 35.8973 | 32.906 | 29.7937 | 26.5869 | 23.4344 | 20.2683 | 17.1904 | 14.5456 | 12.221 | 10.1007 | 7.9192 | 6.2262 | 5.0852 | 4.022 | 3.0349 | 2.1588
|  |  |  | Petrol/Diesel | TWh | 350.174 | 336.5286 | 322.2058 | 312.2568 | 301.9415 | 290.5547 | 279.0524 | 266.7393 | 253.1307 | 240.042 | 225.8538 | 209.9749 | 192.4778 | 174.2729 | 155.515 | 137.0754 | 118.5558 | 100.5519 | 85.0817 | 71.4843 | 59.0825 | 46.3217 | 36.4189 | 29.7451 | 23.5258 | 17.7521 | 12.6276
|  |  | Rail | Electricity | TWh | 4.8297 | 4.8907 | 4.9396 | 4.989 | 5.0389 | 5.0893 | 5.1402 | 5.1916 | 5.2435 | 5.296 | 5.3489 | 5.4024 | 5.4564 | 5.511 | 5.5661 | 5.6218 | 5.678 | 5.7348 | 5.7921 | 5.85 | 5.9085 | 5.9676 | 6.0273 | 6.0876 | 6.1484 | 6.2099 | 6.272
|  |  |  | Hydrogen | TWh | 0 | 0 | 0 | 0 | 0 | 0 | 0 | 0 | 0 | 0 | 0 | 0 | 0 | 0 | 0 | 0 | 0 | 0 | 0 | 0 | 0 | 0 | 0 | 0 | 0 | 0 | 0
|  | Total by sector | I&C |  | TWh | 390.6148 | 400.8705 | 401.4737 | 402.3018 | 403.9784 | 406.0362 | 407.5652 | 409.9909 | 412.3147 | 414.0095 | 414.863 | 415.166 | 416.1719 | 416.6715 | 417.0766 | 417.9047 | 420.7564 | 421.1914 | 421.5492 | 422.7708 | 424.0442 | 424.3671 | 424.5305 | 424.9016 | 425.5477 | 425.8938 | 426.3438
|  |  | Residential |  | TWh | 421.5302 | 427.3934 | 431.7166 | 436.1958 | 440.0178 | 444.1046 | 439.7117 | 435.3792 | 430.2039 | 424.84 | 419.4098 | 413.76 | 410.709 | 407.4356 | 403.7596 | 399.2256 | 393.8647 | 388.0873 | 382.7314 | 378.2816 | 374.2318 | 370.5666 | 367.0402 | 364.0136 | 361.1217 | 358.2648 | 355.478
|  |  | Transport |  | TWh | 399.6985 | 392.3899 | 384.5697 | 377.6004 | 370.6112 | 362.8181 | 355.3478 | 347.432 | 338.5051 | 329.5372 | 319.9584 | 309.1861 | 297.3035 | 284.933 | 272.0905 | 259.6538 | 245.9292 | 232.6243 | 221.6307 | 212.2702 | 204.6346 | 194.2826 | 185.9972 | 180.3722 | 174.9359 | 169.6656 | 164.9067
|  | Total by fuel | Electricity |  | TWh | 266.7198 | 271.9498 | 274.8635 | 278.7194 | 283.7917 | 291.0196 | 297.7723 | 305.7038 | 314.292 | 323.1765 | 332.2895 | 341.253 | 350.9482 | 360.4719 | 370.1855 | 380.3736 | 392.5658 | 406.4885 | 419.3786 | 431.139 | 442.4507 | 454.2356 | 464.1752 | 473.0865 | 482.0406 | 490.6896 | 499.672
|  |  | Gas |  | TWh | 492.9692 | 501.4024 | 506.2809 | 510.9224 | 515.0285 | 518.1805 | 513.385 | 509.0084 | 503.2869 | 497.0285 | 490.2254 | 483.5919 | 479.9998 | 476.0813 | 471.662 | 466.4188 | 459.1404 | 447.0743 | 435.7151 | 426.608 | 418.6954 | 407.4569 | 396.5246 | 386.2022 | 376.0808 | 365.6406 | 354.9465
|  |  | Hydrogen |  | TWh | 0.011532 | 0.015542 | 0.020312 | 0.025826 | 0.032186 | 0.039488 | 0.047827 | 0.057296 | 0.47809 | 0.9202 | 1.4638 | 2.0191 | 2.6763 | 3.4554 | 4.3267 | 5.2206 | 6.2971 | 7.3067 | 8.2995 | 9.436 | 10.5964 | 11.7212 | 13.0607 | 14.4254 | 15.5858 | 16.7425 | 17.676
|  |  | Bioenergy |  | TWh | 41.387 | 45.7883 | 49.6705 | 49.5906 | 49.3776 | 48.9195 | 48.341 | 47.5912 | 46.4938 | 44.1916 | 41.6847 | 38.8763 | 35.8512 | 32.7125 | 29.4805 | 26.3067 | 23.1172 | 20.1986 | 17.7314 | 15.5373 | 13.5386 | 11.4688 | 9.8715 | 8.8313 | 7.8923 | 7.0285 | 6.2874
|  |  | Oil |  | TWh | 410.756 | 401.4976 | 386.9248 | 376.8398 | 366.3775 | 354.7997 | 343.0784 | 330.4413 | 316.4727 | 303.07 | 288.5678 | 272.3719 | 254.7088 | 236.3189 | 217.272 | 198.4644 | 179.4298 | 160.8349 | 144.7867 | 130.6023 | 117.6295 | 104.3337 | 93.9359 | 86.7421 | 80.0058 | 73.7231 | 68.1466
|  | Total consumer energy demand |  |  | TWh | 1211.8435 | 1220.6538 | 1217.76 | 1216.0981 | 1214.6074 | 1212.9589 | 1202.6246 | 1192.802 | 1181.0236 | 1168.3867 | 1154.2312 | 1138.1121 | 1124.1844 | 1109.0401 | 1092.9267 | 1076.7841 | 1060.5503 | 1041.903 | 1025.9114 | 1013.3226 | 1002.9106 | 989.2163 | 977.5679 | 969.2874 | 961.6053 | 953.8243 | 946.7285

## F.08
F.08: Annual electric vehicle and heat pump uptake rates
Return to: Main Menu
Return to: Main Report Menu
F.08: Annual electric vehicle and heat pump uptake rates
Annual heat pump installations
|  |  | 2020-01-01 | 2021-01-01 | 2022-01-01 | 2023-01-01 | 2024-01-01 | 2025-01-01 | 2026-01-01 | 2027-01-01 | 2028-01-01 | 2029-01-01 | 2030-01-01 | 2031-01-01 | 2032-01-01 | 2033-01-01 | 2034-01-01 | 2035-01-01
| History | Annual Uptake | 2020-01-01: 54014; 2021-01-01: 54467; 2022-01-01: 58043; 2023-01-01: 60031; 2024-01-01: 95275
| Holistic Transition | Annual Uptake |  |  |  |  | 95275 | 146160 | 171306 | 410141 | 579704 | 769702 | 926684 | 1090178 | 1275119 | 1338168 | 1405426 | 1459338
| Electric Engagement | Annual Uptake |  |  |  |  | 95275 | 140016 | 182666 | 408452 | 562458 | 805321 | 936181 | 1065464 | 1241900 | 1295924 | 1318510 | 1314507
| Hydrogen Evolution | Annual Uptake |  |  |  |  | 95275 | 140022 | 182916 | 408896 | 562691 | 805678 | 939765 | 997451 | 1138195 | 1266571 | 1283776 | 1130386
Town gas conversions
[7 empty] | 1967/68 | 1968/69 | 1969/70 | 1970/71
| Town Gas Conversions (1967-71) |  | 2024-01-01: 51000; 2025-01-01: 418000; 2026-01-01: 1562000; 2027-01-01: 2029000
Notes
| Historic source for heat pump uptake: | FES modelling
| Town gas conversion source: | Arapostathis et al. (2019), Steering the 'C-Day'
| Data Table | ED7
| Technology | ASHP
| Technology 2 | Hybrid (ASHP + BioLPG boiler)
| Technology 3 | Hybrid (ASHP + Electric resistive)
| Technology 4 | Hybrid (ASHP + Hydrogen boiler)
| Technology 5 | GSHP
| Units | uptake
Annual increase in Battery Electric Vehicles (BEVs) on the road (cars only)
|  |  | 2015-12-31 | 2016-01-01 | 2017-01-01 | 2018-01-01 | 2019-01-01 | 2020-01-01 | 2021-01-01 | 2022-01-01 | 2023-01-01 | 2024-01-01 | 2025-01-01 | 2026-01-01 | 2027-01-01 | 2028-01-01 | 2029-01-01 | 2030-01-01 | 2031-01-01 | 2032-01-01 | 2033-01-01 | 2034-01-01 | 2035-01-01
| History | Annual Uptake | 2020-01-01: 106682; 2021-01-01: 188143; 2022-01-01: 263197; 2023-01-01: 308941; 2024-01-01: 472460
| Holistic Transition | Stock | [8 empty] | 916576 | 1389036 | 2005061 | 2812035 | 3799613 | 4995793 | 6426931 | 8212830 | 10263759 | 12545455 | 14999777 | 17676549 | 20346070
| Electric Engagement | Stock | [8 empty] | 916576 | 1389036 | 2005061 | 2812036 | 3799615 | 4995804 | 6426974 | 8212963 | 10264126 | 12546405 | 15002083 | 17674952 | 20344533
| Hydrogen Evolution | Stock | [8 empty] | 916576 | 1389181 | 2005368 | 2805977 | 3784954 | 4968705 | 6384383 | 8161759 | 10204977 | 12479945 | 14929824 | 17599894 | 20273439
| Holistic Transition | Annual Uptake | 2024-01-01: 472460; 2025-01-01: 616025; 2026-01-01: 806974; 2027-01-01: 987578; 2028-01-01: 1196180; 2029-01-01: 1431138; 2030-01-01: 1785899; 2031-01-01: 2050929; 2032-01-01: 2281696; 2033-01-01: 2454322; 2034-01-01: 2676772; 2035-01-01: 2669521
| Electric Engagement | Annual Uptake | 2024-01-01: 472460; 2025-01-01: 616025; 2026-01-01: 806975; 2027-01-01: 987579; 2028-01-01: 1196189; 2029-01-01: 1431170; 2030-01-01: 1785989; 2031-01-01: 2051163; 2032-01-01: 2282279; 2033-01-01: 2455678; 2034-01-01: 2672869; 2035-01-01: 2669581
| Hydrogen Evolution | Annual Uptake | 2024-01-01: 472605; 2025-01-01: 616187; 2026-01-01: 800609; 2027-01-01: 978977; 2028-01-01: 1183751; 2029-01-01: 1415678; 2030-01-01: 1777376; 2031-01-01: 2043218; 2032-01-01: 2274968; 2033-01-01: 2449879; 2034-01-01: 2670070; 2035-01-01: 2673545
Annual increase in Battery Electric Vehicles (BEVs) - Norway
[5 empty] | 2016 | 2017 | 2018 | 2019 | 2020 | 2021 | 2022 | Average
| Private BEV stock, Norway |  |  |  | 97532 | 138983 | 195351 | 260692 | 340002 | 460734 | 599169
| Private BEV increase, Norway |  |  |  |  | 41451 | 56368 | 65341 | 79310 | 120732 | 138435
| Norwegian population |  |  |  |  | 5276968 | 5311916 | 5347896 | 5379475 | 5408320 | 5457127
| GB population |  |  |  |  | 63976003.34 | 64286928.83 | 64615425.36 | 64726365.81 | 64961014.95 | 65574299.85
| Norway-GB population multiplier |  |  |  |  | 12.1236 | 12.1024 | 12.0824 | 12.0321 | 12.0113 | 12.0163 | 12.0614
| Norway, 2017-22 (population adjusted) |  |  |  |  | 499955.0611 | 679874.2342 | 788100.7369 | 956585.7493 | 1456191.0312 | 1669713.1283
Notes
2024 BEV uptake uses modelled data
| Historic source for EV uptake: | Department for Transport, Vehicle licensing statistics data tables, df_VEH0160_GB
| Norway EV uptake source: | Staistics Norway - 07849: Registered vehicles, by type of transport, type of fuel, contents and year
| GB population source: | GB Population - Oxford Economics
| Norway population source: | Norway Population - World Bank
| Data Table | ED5
| Item | # Cars - Electric Vehicles - Battery Electric Vehicle
With planning and preparation the conversion from town gas was at a faster pace than heat pump uptake in the pathways.
Electric Vehicle uptake in the pathways is comparable to the historic rate in Norway
All pathways have the same EV uptake. Falling
Behind not shown
and has slower
uptake.

## F.09
F.09: Key 10 Year Forecast Comparison in 2035
Return to: Main Menu
Return to: Main Report Menu
F.09: Key 10 Year Forecast Comparison in 2035
2035
|  |  | Heat Pump Stock | Industrial Natural Gas Use
|  | Units | millions | TWh
|  | Electric Engagement | 8.2792 | 56.4188
|  | Hydrogen Evolution | 8.0484 | 57.7071
|  | Holistic Transition | 8.4344 | 49.8798
|  | Falling Behind | 3.4533 | 95.8229
|  | Ten Year Forecast | 4.5675 | 78.501
|  | Pathway Minimum | 8.0484 | 49.8798
|  | Pathway Range | 0.38602 | 7.8273
Heat Pump Lookups
|  | Data Table | ED7
|  | Technology | ASHP
|  | Technology 2 | Hybrid (ASHP + BioLPG boiler)
|  | Technology 3 | Hybrid (ASHP + Electric resistive)
|  | Technology 4 | Hybrid (ASHP + Hydrogen boiler)
|  | Technology 5 | GSHP
|  | Units | stock
Industry Gas Lookups
|  | Data Table | ED3
|  | Sector | Annual end-use gas demand from industry
|  | Units | GWh

## Electricity >>
This tab is a divider to aid navigation within the workbook
The next set of tabs all contain graphs on a related area
Return to: Main Menu

## F.10
F.10: Power generation emissions out to 2050
Return to: Main Menu
Return to: Main Report Menu
F.10: Power generation emissions out to 2050
Carbon dioxide equivalent (Mt) | time axis 1990-01-01 to 2050-01-01
|  | Historical | 1990-01-01: 203.8398; 1991-01-01: 200.4102; 1992-01-01: 188.2802; 1993-01-01: 170.7053; 1994-01-01: 166.3162; 1995-01-01: 163.1279; 1996-01-01: 162.7834; 1997-01-01: 150.0426; 1998-01-01: 154.8494; 1999-01-01: 146.8067; 2000-01-01: 158.1233; 2001-01-01: 168.8859; 2002-01-01: 164.4309; 2003-01-01: 173.4803; 2004-01-01: 173.1743; 2005-01-01: 172.4495; 2006-01-01: 181.2559; 2007-01-01: 176.9472; 2008-01-01: 171.7998; 2009-01-01: 149.8091; 2010-01-01: 155.9905; 2011-01-01: 143.1617; 2012-01-01: 156.7815; 2013-01-01: 145.8; 2014-01-01: 121.9459; 2015-01-01: 100.973; 2016-01-01: 78.168; 2017-01-01: 67.8927; 2018-01-01: 60.8421; 2019-01-01: 52.2706; 2020-01-01: 43.7996; 2021-01-01: 48.3411; 2022-01-01: 48.647
|  | Holistic Transition | 2023-01-01: 34.9443; 2024-01-01: 29.424; 2025-01-01: 12.8027; 2026-01-01: 10.9387; 2027-01-01: 9.5599; 2028-01-01: 11.1299; 2029-01-01: 9.5962; 2030-01-01: 6.8061; 2031-01-01: 6.3234; 2032-01-01: 2.7524; 2033-01-01: 2.8791; 2034-01-01: 2.9659; 2035-01-01: 2.75; 2036-01-01: 2.5481; 2037-01-01: 2.2153; 2038-01-01: 2.2432; 2039-01-01: 2.0112; 2040-01-01: 1.1835; 2041-01-01: 1.1921; 2042-01-01: 1.1093; 2043-01-01: 1.1772; 2044-01-01: 1.2099; 2045-01-01: 1.0787; 2046-01-01: 1.0402; 2047-01-01: 0.99237; 2048-01-01: 1.0152; 2049-01-01: 0.92658; 2050-01-01: 0.91421
|  | Electric Engagement | 2023-01-01: 34.9443; 2024-01-01: 29.4508; 2025-01-01: 13.1174; 2026-01-01: 11.3377; 2027-01-01: 9.6253; 2028-01-01: 10.4193; 2029-01-01: 9.6996; 2030-01-01: 7.2287; 2031-01-01: 6.0084; 2032-01-01: 3.5025; 2033-01-01: 4.551; 2034-01-01: 5.2495; 2035-01-01: 4.1596; 2036-01-01: 3.5781; 2037-01-01: 2.8079; 2038-01-01: 2.4031; 2039-01-01: 2.159; 2040-01-01: 1.341; 2041-01-01: 1.2883; 2042-01-01: 1.2686; 2043-01-01: 1.388; 2044-01-01: 1.2494; 2045-01-01: 1.2917; 2046-01-01: 1.3797; 2047-01-01: 1.2862; 2048-01-01: 1.2563; 2049-01-01: 1.2446; 2050-01-01: 1.1855
|  | Hydrogen Evolution | 2023-01-01: 34.9443; 2024-01-01: 29.2259; 2025-01-01: 13.3849; 2026-01-01: 12.1903; 2027-01-01: 10.9555; 2028-01-01: 12.3498; 2029-01-01: 11.7131; 2030-01-01: 9.1481; 2031-01-01: 4.6786; 2032-01-01: 3.357; 2033-01-01: 3.1643; 2034-01-01: 2.9277; 2035-01-01: 2.4129; 2036-01-01: 1.9016; 2037-01-01: 1.9016; 2038-01-01: 1.9257; 2039-01-01: 1.7754; 2040-01-01: 1.6631; 2041-01-01: 1.8215; 2042-01-01: 1.954; 2043-01-01: 2.4026; 2044-01-01: 2.686; 2045-01-01: 2.4709; 2046-01-01: 2.2782; 2047-01-01: 2.9696; 2048-01-01: 2.767; 2049-01-01: 3.2634; 2050-01-01: 3.2626
Total electricity consumer demand as % of total consumer energy demand | time axis 1990-01-01 to 2050-01-01
|  | Historical | 1990-01-01: 16.03%; 1991-01-01: 15.92%; 1992-01-01: 16.02%; 1993-01-01: 16.11%; 1994-01-01: 15.96%; 1995-01-01: 16.81%; 1996-01-01: 16.85%; 1997-01-01: 17.39%; 1998-01-01: 17.41%; 1999-01-01: 17.73%; 2000-01-01: 17.77%; 2001-01-01: 17.78%; 2002-01-01: 18.32%; 2003-01-01: 18.28%; 2004-01-01: 18.22%; 2005-01-01: 18.78%; 2006-01-01: 18.9%; 2007-01-01: 19.04%; 2008-01-01: 19.07%; 2009-01-01: 19.18%; 2010-01-01: 18.79%; 2011-01-01: 19.72%; 2012-01-01: 19.23%; 2013-01-01: 19.02%; 2014-01-01: 19.2%; 2015-01-01: 18.72%; 2016-01-01: 17.71%; 2017-01-01: 17.39%; 2018-01-01: 17.27%; 2019-01-01: 17.36%; 2020-01-01: 18.89%; 2021-01-01: 18.42%; 2022-01-01: 17.78%
|  | Holistic Transition | 2024-01-01: 22.04%; 2025-01-01: 22.13%; 2026-01-01: 22.59%; 2027-01-01: 23.37%; 2028-01-01: 24.35%; 2029-01-01: 25.55%; 2030-01-01: 27.14%; 2031-01-01: 29.1%; 2032-01-01: 31.42%; 2033-01-01: 33.99%; 2034-01-01: 36.85%; 2035-01-01: 39.98%; 2036-01-01: 44%; 2037-01-01: 48.1%; 2038-01-01: 52.19%; 2039-01-01: 56.46%; 2040-01-01: 60.71%; 2041-01-01: 64.94%; 2042-01-01: 69.03%; 2043-01-01: 72.56%; 2044-01-01: 75.89%; 2045-01-01: 78.96%; 2046-01-01: 81.7%; 2047-01-01: 83.85%; 2048-01-01: 85.62%; 2049-01-01: 87.32%; 2050-01-01: 88.92%
|  | Electric Engagement | 2024-01-01: 22.04%; 2025-01-01: 22.17%; 2026-01-01: 22.64%; 2027-01-01: 23.4%; 2028-01-01: 24.41%; 2029-01-01: 25.76%; 2030-01-01: 27.46%; 2031-01-01: 29.51%; 2032-01-01: 31.93%; 2033-01-01: 34.65%; 2034-01-01: 37.78%; 2035-01-01: 41.25%; 2036-01-01: 45.6%; 2037-01-01: 50.05%; 2038-01-01: 54.6%; 2039-01-01: 59.27%; 2040-01-01: 63.86%; 2041-01-01: 68.26%; 2042-01-01: 72.49%; 2043-01-01: 76.31%; 2044-01-01: 79.71%; 2045-01-01: 82.82%; 2046-01-01: 85.68%; 2047-01-01: 88.02%; 2048-01-01: 89.95%; 2049-01-01: 91.83%; 2050-01-01: 93.68%
|  | Hydrogen Evolution | 2024-01-01: 22.04%; 2025-01-01: 22.27%; 2026-01-01: 22.71%; 2027-01-01: 23.3%; 2028-01-01: 24.11%; 2029-01-01: 25.13%; 2030-01-01: 26.62%; 2031-01-01: 28.26%; 2032-01-01: 30.2%; 2033-01-01: 32.32%; 2034-01-01: 34.69%; 2035-01-01: 37.28%; 2036-01-01: 40.43%; 2037-01-01: 43.54%; 2038-01-01: 46.61%; 2039-01-01: 49.59%; 2040-01-01: 52.54%; 2041-01-01: 55.32%; 2042-01-01: 57.93%; 2043-01-01: 60.35%; 2044-01-01: 62.47%; 2045-01-01: 64.24%; 2046-01-01: 65.87%; 2047-01-01: 67.37%; 2048-01-01: 68.64%; 2049-01-01: 69.76%; 2050-01-01: 70.89%
Historical Data Source: https://www.gov.uk/government/statistics/energy-consumption-in-the-uk-2023
All final users (Units in thousand tonnes of oil equivalent)
| Notes | Year | 1990-01-01: Coal; 1991-01-01: Coke and breeze; 1992-01-01: Other solid fuels [Note 4]; 1993-01-01: Coke oven gas; 1994-01-01: Town gas; 1995-01-01: Natural gas [Note 5]; 1996-01-01: Electricity; 1997-01-01: Heat; 1998-01-01: Bioenergy & waste; 1999-01-01: Petroleum; 2000-01-01: Total [Note 3] [Note 10]; 2001-01-01: Electricity as percentage of total final energy demand
| Historical energy data is for UK, whilst forward looking pathway data is for GB | 1990 | 1990-01-01: 8122; 1991-01-01: 4333; 1992-01-01: 804; 1993-01-01: 602; 1994-01-01: 0; 1995-01-01: 46052; 1996-01-01: 23601; 1998-01-01: 450.7; 1999-01-01: 63302; 2000-01-01: 147267.7; 2001-01-01: 16.03%
| Emissions are presented on a "without BECCS" basis, whilst electricity as a percentage of demand includes the relatively small contribution of BECCS generation | 1991 | 1990-01-01: 8605; 1991-01-01: 4006; 1992-01-01: 799; 1993-01-01: 570; 1994-01-01: 0; 1995-01-01: 49676; 1996-01-01: 24170; 1998-01-01: 466.5; 1999-01-01: 63525; 2000-01-01: 151817.5; 2001-01-01: 15.92%
|  | 1992 | 1990-01-01: 8101; 1991-01-01: 3866; 1992-01-01: 723; 1993-01-01: 534; 1994-01-01: 0; 1995-01-01: 48357; 1996-01-01: 24206; 1998-01-01: 672.1; 1999-01-01: 64632; 2000-01-01: 151091.1; 2001-01-01: 16.02%
|  | 1993 | 1990-01-01: 7617; 1991-01-01: 3833; 1992-01-01: 758; 1993-01-01: 560; 1994-01-01: 0; 1995-01-01: 49282; 1996-01-01: 24607; 1998-01-01: 651.9; 1999-01-01: 65437; 2000-01-01: 152746.9; 2001-01-01: 16.11%
|  | 1994 | 1990-01-01: 6855; 1991-01-01: 3919; 1992-01-01: 795; 1993-01-01: 590; 1994-01-01: 0; 1995-01-01: 49935; 1996-01-01: 24353; 1998-01-01: 900.9; 1999-01-01: 65196; 2000-01-01: 152547.9; 2001-01-01: 15.96%
|  | 1995 | 1990-01-01: 5279; 1991-01-01: 3867; 1992-01-01: 654; 1993-01-01: 576.49; 1995-01-01: 50090.6217; 1996-01-01: 25279.4454; 1998-01-01: 956.4; 1999-01-01: 63679; 2000-01-01: 150383.9571; 2001-01-01: 16.81%
|  | 1996 | 1990-01-01: 4428.5763; 1991-01-01: 984.1262; 1992-01-01: 820.6446; 1993-01-01: 439.0999; 1995-01-01: 56535.6234; 1996-01-01: 26452.5208; 1998-01-01: 954.3; 1999-01-01: 66096.2697; 2000-01-01: 157019.2273; 2001-01-01: 16.85%
|  | 1997 | 1990-01-01: 4330.7984; 1991-01-01: 846.3448; 1992-01-01: 667.4614; 1993-01-01: 457.1797; 1995-01-01: 54161.5649; 1996-01-01: 26758.6414; 1998-01-01: 930.4544; 1999-01-01: 65418.2979; 2000-01-01: 153902.3853; 2001-01-01: 17.39%
|  | 1998 | 1990-01-01: 3716.2341; 1991-01-01: 888.6262; 1992-01-01: 682.2214; 1993-01-01: 384.8667; 1995-01-01: 55855.804; 1996-01-01: 27143.4222; 1998-01-01: 865.14; 1999-01-01: 66106.5044; 2000-01-01: 155921.1509; 2001-01-01: 17.41%
|  | 1999 | 1990-01-01: 3458.2793; 1991-01-01: 905.8135; 1992-01-01: 624.9509; 1993-01-01: 205.0731; 1995-01-01: 55147.7214; 1996-01-01: 27750.9809; 1997-01-01: 2498.0022; 1998-01-01: 687.862; 1999-01-01: 65116.0527; 2000-01-01: 156533.687; 2001-01-01: 17.73%
|  | 2000 | 1990-01-01: 2733.1917; 1991-01-01: 848.1131; 1992-01-01: 590.1974; 1993-01-01: 216.2511; 1995-01-01: 57077.0421; 1996-01-01: 28325.0215; 1997-01-01: 2514.9219; 1998-01-01: 672.065; 1999-01-01: 66292.7522; 2000-01-01: 159365.3428; 2001-01-01: 17.77%
|  | 2001 | 1990-01-01: 2703.605; 1991-01-01: 766.2797; 1992-01-01: 538.5636; 1993-01-01: 154.2562; 1995-01-01: 57814.2734; 1996-01-01: 28608.9424; 1997-01-01: 2327.1834; 1998-01-01: 656.04; 1999-01-01: 67084.4459; 2000-01-01: 160925.7307; 2001-01-01: 17.78%
|  | 2002 | 1990-01-01: 2209.2374; 1991-01-01: 737.1477; 1992-01-01: 459.2389; 1993-01-01: 78.1824; 1995-01-01: 55233.9796; 1996-01-01: 28667.3481; 1997-01-01: 2083.8886; 1998-01-01: 681.649; 1999-01-01: 66098.7125; 2000-01-01: 156475.6739; 2001-01-01: 18.32%
|  | 2003 | 1990-01-01: 2078.0464; 1991-01-01: 680.1382; 1992-01-01: 420.2477; 1993-01-01: 53.1894; 1995-01-01: 56701.3453; 1996-01-01: 28909.5838; 1997-01-01: 1786.8838; 1998-01-01: 709.36; 1999-01-01: 66771.5609; 2000-01-01: 158146.7277; 2001-01-01: 18.28%
|  | 2004 | 1990-01-01: 1987.5415; 1991-01-01: 595.3512; 1992-01-01: 410.5254; 1993-01-01: 67.4994; 1995-01-01: 57079.8726; 1996-01-01: 29144.248; 1997-01-01: 1257.5851; 1998-01-01: 714.57; 1999-01-01: 68646.7871; 2000-01-01: 159936.2261; 2001-01-01: 18.22%
|  | 2005 | 1990-01-01: 1694.7188; 1991-01-01: 559.2198; 1992-01-01: 369.6769; 1993-01-01: 78.5158; 1995-01-01: 55383.5905; 1996-01-01: 29980.6246; 1997-01-01: 1267.976; 1998-01-01: 797.5061; 1999-01-01: 69516.3642; 2000-01-01: 159676.2006; 2001-01-01: 18.78%
|  | 2006 | 1990-01-01: 1627.2785; 1991-01-01: 503.5152; 1992-01-01: 377.6538; 1993-01-01: 106.2373; 1995-01-01: 52633.0643; 1996-01-01: 29684.3718; 1997-01-01: 1244.7649; 1998-01-01: 951.6191; 1999-01-01: 69835.6322; 2000-01-01: 157041.6803; 2001-01-01: 18.9%
|  | 2007 | 1990-01-01: 1787.7602; 1991-01-01: 523.6359; 1992-01-01: 359.4711; 1993-01-01: 101.2789; 1995-01-01: 49960.9343; 1996-01-01: 29377.1596; 1997-01-01: 1337.9814; 1998-01-01: 1235.4125; 1999-01-01: 69527.8774; 2000-01-01: 154259.422; 2001-01-01: 19.04%
|  | 2008 | 1990-01-01: 1845.1843; 1991-01-01: 451.5654; 1992-01-01: 403.0824; 1993-01-01: 92.1091; 1995-01-01: 51502.3407; 1996-01-01: 29391.4111; 1997-01-01: 1465.464; 1998-01-01: 2430.3994; 1999-01-01: 66535.0493; 2000-01-01: 154156.2309; 2001-01-01: 19.07%
|  | 2009 | 1990-01-01: 1732.5684; 1991-01-01: 394.6025; 1992-01-01: 211.5198; 1993-01-01: 48.5124; 1995-01-01: 46827.6015; 1996-01-01: 27665.3536; 1997-01-01: 1206.3371; 1998-01-01: 2716.4264; 1999-01-01: 63408.9254; 2000-01-01: 144240.8495; 2001-01-01: 19.18%
|  | 2010 | 1990-01-01: 1889.1572; 1991-01-01: 346.1206; 1992-01-01: 238.2868; 1993-01-01: 96.5845; 1995-01-01: 51630.4443; 1996-01-01: 28274.9187; 1997-01-01: 1266.3825; 1998-01-01: 3444.179; 1999-01-01: 63222.7842; 2000-01-01: 150495.7248; 2001-01-01: 18.79%
|  | 2011 | 1990-01-01: 1762.8416; 1991-01-01: 312.4689; 1992-01-01: 209.0183; 1993-01-01: 59.4551; 1995-01-01: 42907.273; 1996-01-01: 27332.1396; 1997-01-01: 1206.0582; 1998-01-01: 3211.8027; 1999-01-01: 61521.943; 2000-01-01: 138587.114; 2001-01-01: 19.72%
|  | 2012 | 1990-01-01: 1747.3193; 1991-01-01: 380.1671; 1992-01-01: 196.8094; 1993-01-01: 43.3049; 1995-01-01: 46853.1004; 1996-01-01: 27366.4252; 1997-01-01: 1207.6424; 1998-01-01: 3371.4998; 1999-01-01: 61137.7075; 2000-01-01: 142329.7513; 2001-01-01: 19.23%
|  | 2013 | 1990-01-01: 2076.1397; 1991-01-01: 508.517; 1992-01-01: 231.4148; 1993-01-01: 61.5737; 1995-01-01: 47429.3582; 1996-01-01: 27194.4414; 1997-01-01: 1192.2189; 1998-01-01: 4062.8599; 1999-01-01: 60219.7477; 2000-01-01: 142988.8571; 2001-01-01: 19.02%
|  | 2014 | 1990-01-01: 2076.878; 1991-01-01: 486.8357; 1992-01-01: 191.9671; 1993-01-01: 54.9811; 1995-01-01: 40427.4173; 1996-01-01: 26034.8998; 1997-01-01: 1154.7929; 1998-01-01: 4299.0257; 1999-01-01: 60868.3296; 2000-01-01: 135608.9256; 2001-01-01: 19.2%
|  | 2015 | 1990-01-01: 1833.8487; 1991-01-01: 397.3026; 1992-01-01: 165.1142; 1993-01-01: 88.2535; 1995-01-01: 41895.6928; 1996-01-01: 26094.5821; 1997-01-01: 1236.4652; 1998-01-01: 5335.3439; 1999-01-01: 62299.3593; 2000-01-01: 139372.4653; 2001-01-01: 18.72%
|  | 2016 | 1990-01-01: 1744.23; 1991-01-01: 224.8505; 1992-01-01: 167.6289; 1993-01-01: 66.6165; 1995-01-01: 42722.56; 1996-01-01: 26142.17; 1997-01-01: 1239.34; 1998-01-01: 4071.2; 1999-01-01: 71185.31; 2000-01-01: 147632.44; 2001-01-01: 17.71%
|  | 2017 | 1990-01-01: 1533.02; 1991-01-01: 210.344; 1992-01-01: 172.4122; 1993-01-01: 65.0177; 1995-01-01: 42313.14; 1996-01-01: 25765.2; 1997-01-01: 1270.79; 1998-01-01: 4284.25; 1999-01-01: 72460.91; 2000-01-01: 148143.5; 2001-01-01: 17.39%
|  | 2018 | 1990-01-01: 1467.28; 1991-01-01: 192.9334; 1992-01-01: 170.8747; 1993-01-01: 63.4981; 1995-01-01: 43848.77; 1996-01-01: 25858.57; 1997-01-01: 1284.51; 1998-01-01: 5047.07; 1999-01-01: 71754.47; 2000-01-01: 149745.02; 2001-01-01: 17.27%
|  | 2019 | 1990-01-01: 1299.83; 1991-01-01: 198.4498; 1992-01-01: 142.0326; 1993-01-01: 68.7338; 1995-01-01: 42700.26; 1996-01-01: 25625.88; 1997-01-01: 1240.73; 1998-01-01: 5744.22; 1999-01-01: 70398.21; 2000-01-01: 147574.66; 2001-01-01: 17.36%
|  | 2020 | 1990-01-01: 1142.21; 1991-01-01: 207.7459; 1992-01-01: 140.8581; 1993-01-01: 85.9536; 1995-01-01: 41911.83; 1996-01-01: 24332.32; 1997-01-01: 1249.88; 1998-01-01: 5964.55; 1999-01-01: 53644.19; 2000-01-01: 128840.11; 2001-01-01: 18.89%
|  | 2021 | 1990-01-01: 1102.64; 1991-01-01: 221.6188; 1992-01-01: 150.8753; 1993-01-01: 103.1031; 1995-01-01: 44458.08; 1996-01-01: 24635.12; 1997-01-01: 1249.63; 1998-01-01: 6130.63; 1999-01-01: 55573.86; 2000-01-01: 133775.03; 2001-01-01: 18.42%
|  | 2022 | 1990-01-01: 1034.76; 1991-01-01: 237.5829; 1992-01-01: 200.5933; 1993-01-01: 91.0931; 1995-01-01: 38417.31; 1996-01-01: 23582.22; 1997-01-01: 1220.78; 1998-01-01: 6742.95; 1999-01-01: 60990.44; 2000-01-01: 132600.79; 2001-01-01: 17.78%
Solid lines show electricity emissions
Dashed lines show electricity as a percentage of final consumer energy demand
In all pathways, electricity sector emissions fall, whilst electricity supplies significantly more final energy demand
Notes: Historical data for UK, pathway data for GB. Emissions excluding power BECCS removals.

## F.11
F.11: Evolution of electricity generation and storage capacity types by wave
Return to: Main Menu
Return to: Main Report Menu
| F.11: Evolution of electricity generation and storage capacity types by wave | Installed capacity ranges for Net Zero Pathways
|  |  | 2024 | Acceleration (end of) |  |  | Growth (end of) |  |  | Horizon (end of)
|  |  |  | 2030 |  |  | 2040 |  |  | 2050
|  | Category |  | Holistic Transition | Electric Engagement | Hydrogen Evolution | Holistic Transition | Electric Engagement | Hydrogen Evolution | Holistic Transition | Electric Engagement | Hydrogen Evolution | SPACING (Y Axis location)
|  | Renewable | 50.7195 | 125.2033 |  |  | 215.8245 |  |  | 252.5181 |  |  | 3.75
[5 empty] | 126.1002 |  |  | 217.1358 |  |  | 254.476 |  | 3.5
[6 empty] | 115.3327 |  |  | 202.8125 |  |  | 229.9908 | 3.25
|  | Base Load | 13.5335 | 10.3223 |  |  | 17.0044 |  |  | 20.2936 |  |  | 2.75
[5 empty] | 11.8909 |  |  | 20.0139 |  |  | 29.4188 |  | 2.5
[6 empty] | 10.5094 |  |  | 11.4082 |  |  | 15.3635 | 2.25
|  | Dispatchable | 40.9322 | 33.0493 |  |  | 34.2417 |  |  | 48.2869 |  |  | 1.75
[5 empty] | 35.8898 |  |  | 42.4043 |  |  | 60.5734 |  | 1.5
[6 empty] | 38.0047 |  |  | 52.0699 |  |  | 65.7997 | 1.25
|  | Storage | 9.5302 | 28.4714 |  |  | 48.6503 |  |  | 55.8455 |  |  | 0.75
[5 empty] | 29.0104 |  |  | 48.1843 |  |  | 57.023 |  | 0.5
[6 empty] | 23.522 |  |  | 37.4613 |  |  | 44.3867 | 0.25

## F.12
F.12: Installed generation capacity, peak demand and percentage of decentralised generation capacity
Return to: Main Menu
Return to: Main Report Menu
F.12: Installed generation capacity, peak demand and percentage of decentralised generation capacity
|  | GW | 2024 | 2030 |  |  |  |  | 2050
|  |  | Ten Year Forecast | Ten Year Forecast | Holistic Transition | Electric Engagement | Hydrogen Evolution | Falling Behind | Holistic Transition | Electric Engagement | Hydrogen Evolution | Falling Behind
|  |  | 2024 | 2030 |  |  |  |  | 2050
|  |  |  | 10YF | HT | EE | HE | FB | HT | EE | HE | FB
|  | Interconnectors | 9.8 | 11.7 | 11.7 | 12.45 | 11.7 | 11.7 | 21.8 | 24.4 | 17.9 | 16.5
|  | Biomass | 4.2562 | 3.75 | 3.097 | 3.307 | 3.325 | 4.4854 | 0.83327 | 1.0433 | 1.1163 | 4.4854
|  | CCS Biomass | 0 | 0.6 | 0.6 | 0.6 | 0.6 | 0 | 2.662 | 4.17 | 1.2 | 0.6
|  | Nuclear | 6.076 | 2.9 | 2.9 | 4.13 | 2.9 | 3.71 | 14.2 | 21.56 | 10.91 | 10.44
|  | Hydrogen | 0 | 0 | 0.14468 | 0 | 0.047338 | 0 | 26.0819 | 27.5201 | 29.9632 | 0
|  | Fossil fuel | 40.9322 | 37.0382 | 32.0446 | 35.8898 | 36.6104 | 47.043 | 0 | 6.4083 | 10.6175 | 45.5274
|  | CCS Gas | 0 | 0.86 | 0.86 | 0 | 1.347 | 0 | 22.205 | 26.645 | 25.219 | 16.814
|  | Solar PV | 18.7885 | 36.3076 | 46.6529 | 46.8174 | 43.3464 | 32.5603 | 97.0388 | 100.9687 | 87.203 | 62.7725
|  | Offshore Wind | 15.4527 | 40.8179 | 46.4894 | 47.8235 | 42.3264 | 35.7379 | 104.3734 | 96.3654 | 96.8482 | 80.3709
|  | Onshore Wind | 14.5539 | 28.6608 | 29.8173 | 28.9631 | 27.2727 | 21.1063 | 47.4528 | 50.7156 | 43.4247 | 36.4079
|  | Other Renewables | 5.1258 | 5.8217 | 5.969 | 6.3501 | 6.0717 | 5.8691 | 6.2515 | 9.0718 | 4.6521 | 5.0786
|  | Storage | 9.5302 | 27.3984 | 28.4714 | 29.0104 | 23.522 | 22.9018 | 55.8455 | 57.023 | 44.3867 | 30.6943
|  | ACS Peak System Demand | 58.339 | 63.552 | 62.09 | 64.693 | 63.572 | 63.397 | 120.05 | 143.625 | 122.475 | 107.059
Note: storage excludes vehicle-to-grid
Fossil fuel is made up of:
|  | Gas | 39.312 | 36.4431 | 31.1805 | 35.2947 | 36.0152 | 46.3018 | 0 | 6.3468 | 10.556 | 45.2126
|  | Other thermal | 1.6201 | 0.59513 | 0.86412 | 0.59513 | 0.59513 | 0.74123 | 0 | 0.0615 | 0.0615 | 0.3148
Other renewables is made up of:
|  | Waste | 3.2014 | 3.5345 | 3.7253 | 3.8538 | 3.6845 | 3.651 | 2.5984 | 2.6455 | 2.1372 | 2.587
|  | Hydro | 1.8625 | 1.8891 | 1.8891 | 1.9359 | 1.8891 | 1.874 | 1.9778 | 2.1509 | 1.9778 | 1.9047
|  | Other Renewable | 0.061958 | 0.39806 | 0.35456 | 0.56036 | 0.49806 | 0.34406 | 1.6754 | 4.2754 | 0.53706 | 0.58686
Split between transmission and decentralised:
|  | Transmission | 73.6008 | 130.7596 | 131.7462 | 134.6903 | 126.5186 | 121.891 | 249.5938 | 271.1432 | 248.3408 | 215.6866
|  | Distributed | 33.0501 | 41.9305 | 50.317 | 51.9609 | 48.591 | 40.4575 | 85.1523 | 82.2715 | 78.9532 | 56.262
|  | Distributed - Micro | 8.0646 | 11.4645 | 14.9572 | 16.2402 | 12.2507 | 11.0653 | 41.7551 | 48.021 | 27.0224 | 21.2305
|  | Proportion decentralsied | 35.84% | 28.99% | 33.13% | 33.61% | 32.47% | 29.71% | 33.71% | 32.46% | 29.91% | 26.43%

## F.13
F.13: Electricity output by technology
Return to: Main Menu
Return to: Main Report Menu
| Holistic Transition | Total generation output by technology (TWh)
| F.13: Electricity generation output by technology in Holistic Transition | Year | 2024-01-01 | 2025-01-01 | 2026-01-01 | 2027-01-01 | 2028-01-01 | 2029-01-01 | 2030-01-01 | 2031-01-01 | 2032-01-01 | 2033-01-01 | 2034-01-01 | 2035-01-01 | 2036-01-01 | 2037-01-01 | 2038-01-01 | 2039-01-01 | 2040-01-01 | 2041-01-01 | 2042-01-01 | 2043-01-01 | 2044-01-01 | 2045-01-01 | 2046-01-01 | 2047-01-01 | 2048-01-01 | 2049-01-01 | 2050-01-01
|  | Interconnectors | 4.7223 | 29.0143 | 26.8909 | 20.8668 | 30.523 | 15.9309 | -3.2167 | -17.7239 | -42.2613 | -57.027 | -77.5022 | -81.2357 | -69.7111 | -65.973 | -58.8119 | -60.9419 | -48.962 | -46.4724 | -44.4304 | -37.8903 | -33.6225 | -27.342 | -29.0669 | -20.1903 | -20.9394 | -18.8904 | -17.8248
|  | Biomass | 12.4133 | 29.5889 | 25.9985 | 20.4823 | 14.9593 | 13.8031 | 8.2796 | 2.6974 | 2.5586 | 1.9549 | 2.1196 | 1.873 | 1.8965 | 1.5907 | 1.4521 | 1.4184 | 1.0507 | 1.0237 | 0.8488 | 0.73071 | 0.66125 | 0.57915 | 0.78175 | 0.6307 | 0.58686 | 0.52227 | 0.40299
|  | CCS Biomass | 0 | 0 | 0 | 0 | 0 | 0 | 3.4032 | 9.1115 | 14.7835 | 19.5404 | 19.5322 | 20.1534 | 20.5529 | 20.0676 | 20.3554 | 20.1813 | 20.2599 | 19.6863 | 20.9939 | 20.3931 | 20.3956 | 20.6338 | 20.5536 | 20.1672 | 20.0684 | 20.4765 | 20.66
|  | Fossil Fuel | 93.1902 | 43.3806 | 38.1149 | 33.7139 | 38.4122 | 33.1542 | 23.9893 | 22.6413 | 11.4397 | 9.847 | 11.0093 | 9.102 | 8.5369 | 6.1662 | 6.2422 | 5.4838 | 2.4015 | 2.3697 | 2.1199 | 2.1758 | 1.8932 | 1.5133 | 1.2935 | 1.1758 | 1.0531 | 0.15571 | 0
|  | CCS Gas | 0 | 0 | 0 | 0 | 0 | 1.027 | 2.5785 | 6.7361 | 14.7876 | 14.8134 | 13.8738 | 16.5822 | 25.7635 | 32.2149 | 31.2756 | 29.7142 | 38.3272 | 40.5427 | 40.0506 | 42.1211 | 42.7128 | 42.4004 | 44.5887 | 41.5261 | 41.1942 | 41.621 | 42.3809
|  | Nuclear | 42.6028 | 43.8684 | 42.2559 | 38.4307 | 25.8975 | 26.2758 | 30.6737 | 25.2355 | 29.2367 | 31.0648 | 32.9676 | 34.0689 | 28.7838 | 35.8028 | 48.3946 | 66.656 | 66.6765 | 65.347 | 68.8371 | 70.5585 | 75.2175 | 76.2176 | 82.3473 | 83.5879 | 90.4025 | 92.3574 | 93.5214
|  | Hydrogen | 0 | 0 | 0 | 0 | 0 | 0.1354 | 0.54301 | 0.87038 | 0.72366 | 1.1732 | 2.0824 | 2.4531 | 2.0472 | 2.6665 | 4.1821 | 2.8782 | 3.8916 | 4.6973 | 4.7926 | 5.796 | 5.6825 | 6.7198 | 8.8105 | 10.3522 | 10.8109 | 11.5245 | 10.4049
|  | Offshore Wind | 58.9035 | 61.007 | 71.994 | 92.036 | 99.7523 | 126.0399 | 170.4013 | 210.6987 | 243.4087 | 285.7422 | 321.4842 | 341.8225 | 344.088 | 350.5306 | 351.4215 | 359.5337 | 366.652 | 375.9603 | 374.4307 | 376.9377 | 380.4158 | 381.3872 | 385.8189 | 385.701 | 388.4472 | 391.9363 | 395.5066
|  | Onshore Wind | 32.5529 | 34.8741 | 37.8334 | 43.4991 | 48.757 | 55.5105 | 61.6801 | 67.7045 | 72.808 | 74.2079 | 74.4276 | 76.5347 | 80.2814 | 80.3215 | 81.9516 | 83.3943 | 84.4555 | 85.7465 | 85.334 | 87.4148 | 89.0458 | 91.7108 | 94.4826 | 94.3306 | 95.3402 | 94.5025 | 95.4108
|  | Solar PV | 19.4172 | 22.4976 | 25.9316 | 30.8739 | 35.2226 | 40.1925 | 40.9312 | 41.5271 | 42.9895 | 43.0952 | 42.0454 | 43.7528 | 48.2261 | 50.4424 | 52.9659 | 54.5422 | 61.2965 | 63.5916 | 65.8502 | 69.8726 | 72.2482 | 77.0396 | 77.9754 | 79.4949 | 81.3631 | 83.4762 | 83.2934
|  | Other Renewables | 27.6889 | 27.9166 | 27.8594 | 25.8763 | 25.7276 | 24.5346 | 20.139 | 18.3078 | 17.8657 | 16.4379 | 16.6688 | 17.397 | 17.8382 | 18.0839 | 16.7196 | 16.546 | 15.4418 | 17.0281 | 17.3115 | 16.8055 | 17.2953 | 16.8813 | 16.3554 | 17.012 | 16.1867 | 15.801 | 15.4844
|  | Interconnectors (net negative) | 0 | 0 | 0 | 0 | 0 | 0 | 3.2167 | 17.7239 | 42.2613 | 57.027 | 77.5022 | 81.2357 | 69.7111 | 65.973 | 58.8119 | 60.9419 | 48.962 | 46.4724 | 44.4304 | 37.8903 | 33.6225 | 27.342 | 29.0669 | 20.1903 | 20.9394 | 18.8904 | 17.8248
|  | Storage | 1.1799 | 3.4087 | 5.6328 | 8.8289 | 10.4362 | 18.59 | 27.865 | 37.6798 | 44.3004 | 55.227 | 67.4545 | 70.6775 | 66.9007 | 65.8098 | 64.8461 | 65.9646 | 71.1894 | 72.5176 | 69.7856 | 68.6143 | 68.9428 | 66.3938 | 65.2783 | 62.7711 | 59.9655 | 60.4624 | 62.2418
|  | Wind and solar | 110.8736 | 118.3787 | 135.7591 | 166.409 | 183.732 | 221.7429 | 273.0126 | 319.9303 | 359.2063 | 403.0453 | 437.9572 | 462.1099 | 472.5955 | 481.2944 | 486.339 | 497.4702 | 512.4041 | 525.2985 | 525.615 | 534.2251 | 541.7098 | 550.1376 | 558.2769 | 559.5266 | 565.1505 | 569.9151 | 574.2108
|  | Total (domestic generation) | 286.7687 | 263.1333 | 269.9878 | 284.9123 | 288.7285 | 320.6731 | 362.619 | 405.5303 | 450.6018 | 497.8769 | 536.2111 | 563.7395 | 578.0146 | 597.8871 | 614.9607 | 640.3481 | 660.4532 | 675.9932 | 680.5695 | 692.806 | 705.5679 | 715.083 | 733.0076 | 733.9785 | 745.4532 | 752.3734 | 757.0653
|  | Wind and solar % of domestic generation | 38.66% | 44.99% | 50.28% | 58.41% | 63.63% | 69.15% | 75.29% | 78.89% | 79.72% | 80.95% | 81.68% | 81.97% | 81.76% | 80.5% | 79.08% | 77.69% | 77.58% | 77.71% | 77.23% | 77.11% | 76.78% | 76.93% | 76.16% | 76.23% | 75.81% | 75.75% | 75.85%
|  | Baseload % of domestic generation | 27.59% | 37.15% | 34.22% | 28.41% | 21.71% | 18.93% | 16.12% | 12.64% | 13.36% | 13.02% | 12.52% | 12.29% | 11.2% | 11.91% | 13.42% | 15.68% | 14.98% | 14.34% | 14.95% | 14.76% | 15.2% | 15.1% | 15.52% | 15.67% | 16.21% | 16.32% | 16.34%
|  | Dispatchable % of domestic generation | 32.5% | 16.49% | 14.12% | 11.83% | 13.3% | 10.7% | 7.476% | 7.459% | 5.981% | 5.189% | 5.029% | 4.991% | 6.288% | 6.865% | 6.781% | 5.946% | 6.756% | 7.043% | 6.901% | 7.23% | 7.127% | 7.081% | 7.461% | 7.228% | 7.118% | 7.084% | 6.972%
Fossil fuel is made up of:
| Notes | Gas | 93.1902 | 43.3806 | 38.1149 | 33.7139 | 38.4122 | 33.1542 | 23.9893 | 22.6413 | 11.4397 | 9.847 | 11.0093 | 9.102 | 8.5369 | 6.1662 | 6.2422 | 5.4838 | 2.4015 | 2.3697 | 2.1185 | 2.1758 | 1.8932 | 1.5133 | 1.2915 | 1.1753 | 1.0507 | 0.15571 | 0
| Storage is excluded as it is not the original source of electricity generation | Other thermal | 0 | 0 | 0 | 0 | 0 | 0 | 0 | 0 | 0 | 0 | 0 | 0 | 0 | 0 | 0 | 0 | 0 | 0 | 0.001411 | 0 | 0 | 0 | 0.002035 | 0.000509 | 0.002424 | 0 | 0
Hydrogen generation is included as some may come from methane reformation making it an original generation source
| Non-networked generation for hydrogen production is excluded | Other renewables is made up of:
|  | Waste | 24.0959 | 24.2922 | 24.1388 | 22.0298 | 21.8308 | 20.621 | 16.1126 | 14.2342 | 13.6217 | 12.2645 | 12.5255 | 13.2002 | 13.5266 | 13.7353 | 12.3392 | 12.1279 | 10.9506 | 10.8959 | 11.0894 | 10.5424 | 10.9815 | 10.5494 | 10.0526 | 10.6512 | 9.7719 | 9.4095 | 9.0996
|  | Hydro | 3.4896 | 3.496 | 3.5103 | 3.5223 | 3.5416 | 3.4911 | 3.4481 | 3.402 | 3.3901 | 3.3049 | 3.2828 | 3.3255 | 3.3992 | 3.4166 | 3.4154 | 3.4479 | 3.5171 | 3.4741 | 3.5448 | 3.556 | 3.5949 | 3.6022 | 3.6586 | 3.7155 | 3.7632 | 3.7381 | 3.7442
|  | Other Renewable | 0.10341 | 0.12845 | 0.21028 | 0.32425 | 0.35517 | 0.42255 | 0.5784 | 0.67153 | 0.85398 | 0.86851 | 0.8605 | 0.87124 | 0.91239 | 0.93189 | 0.96497 | 0.97024 | 0.97412 | 2.6581 | 2.6772 | 2.7071 | 2.7189 | 2.7297 | 2.6441 | 2.6454 | 2.6516 | 2.6534 | 2.6405
| Electric Engagement | Total generation output by technology (TWh)
| Electricity output by technology in Electric Engagement | Year | 2024-01-01 | 2025-01-01 | 2026-01-01 | 2027-01-01 | 2028-01-01 | 2029-01-01 | 2030-01-01 | 2031-01-01 | 2032-01-01 | 2033-01-01 | 2034-01-01 | 2035-01-01 | 2036-01-01 | 2037-01-01 | 2038-01-01 | 2039-01-01 | 2040-01-01 | 2041-01-01 | 2042-01-01 | 2043-01-01 | 2044-01-01 | 2045-01-01 | 2046-01-01 | 2047-01-01 | 2048-01-01 | 2049-01-01 | 2050-01-01
|  | Interconnectors | 4.7223 | 30.5827 | 28.6069 | 21.5439 | 24.1654 | 12.6481 | -3.101 | -22.418 | -29.3264 | -35.533 | -45.9153 | -47.8262 | -54.4 | -57.4597 | -55.4487 | -60.272 | -51.4586 | -43.0423 | -35.1587 | -31.8946 | -30.1703 | -23.3357 | -21.7447 | -9.8034 | -5.3629 | -9.9508 | -5.6451
|  | Biomass | 12.4133 | 29.709 | 26.2697 | 20.7954 | 15.9865 | 14.3158 | 9.0057 | 3.5172 | 2.3421 | 1.5108 | 1.5156 | 1.594 | 1.3044 | 1.221 | 0.84179 | 0.88021 | 0.91862 | 1.1232 | 0.8108 | 0.74902 | 0.77461 | 0.55626 | 0.61577 | 0.86693 | 0.90408 | 0.65085 | 0.36905
|  | CCS Biomass | 0 | 0 | 0 | 0 | 0 | 0 | 3.4032 | 13.6558 | 20.9012 | 25.3339 | 26.7401 | 26.8231 | 27.8278 | 27.4599 | 29.2591 | 29.9987 | 31.395 | 30.556 | 32.6806 | 31.9106 | 31.9313 | 32.1739 | 31.9065 | 31.3398 | 31.2444 | 31.9727 | 32.5925
|  | Fossil Fuel | 93.1902 | 44.3967 | 39.3101 | 34.0807 | 35.9292 | 33.2942 | 25.8226 | 22.1236 | 15.2532 | 14.6208 | 18.8362 | 14.6323 | 11.1851 | 7.6849 | 6.2092 | 5.1767 | 2.3344 | 2.5468 | 2.3538 | 2.3101 | 1.953 | 1.6758 | 1.4632 | 1.5782 | 1.6778 | 0.34128 | 0.23804
|  | CCS Gas | 0 | 0 | 0 | 0 | 0 | 0 | 0 | 8.3608 | 17.5388 | 17.9926 | 19.7216 | 23.5752 | 35.6775 | 38.815 | 45.4568 | 44.5242 | 45.8607 | 44.8522 | 45.808 | 48.0915 | 52.4361 | 50.5203 | 52.6608 | 50.2707 | 49.9134 | 50.1518 | 49.7136
|  | Nuclear | 42.6028 | 43.9251 | 42.2665 | 40.6713 | 31.6193 | 26.2444 | 32.6464 | 30.524 | 29.4669 | 31.4744 | 32.8405 | 37.2212 | 40.625 | 54.0308 | 59.5203 | 72.591 | 76.3795 | 79.9815 | 88.0412 | 95.6051 | 99.5763 | 104.8929 | 112.931 | 116.1204 | 121.5927 | 139.1068 | 143.435
|  | Hydrogen | 0 | 0 | 0 | 0 | 0 | 0 | 0 | 0.034899 | 0.052568 | 0.16348 | 0.35337 | 1.3038 | 1.4236 | 5.1027 | 5.8834 | 6.8438 | 8.0878 | 9.1537 | 11.4483 | 12.4201 | 12.7084 | 11.1212 | 12.2 | 13.2012 | 13.6626 | 12.6781 | 11.7092
|  | Offshore Wind | 58.9035 | 61.007 | 71.994 | 92.036 | 105.8293 | 134.947 | 177.6049 | 201.6877 | 216.1572 | 233.0683 | 248.8388 | 267.3884 | 294.7031 | 320.2341 | 333.657 | 355.2376 | 362.1509 | 367.5373 | 374.2328 | 373.8529 | 377.443 | 374.2745 | 373.1516 | 372.058 | 371.7547 | 369.639 | 368.6219
|  | Onshore Wind | 32.5529 | 34.1281 | 36.7177 | 42.2695 | 47.6921 | 55.0339 | 60.153 | 67.7686 | 72.2058 | 77.4447 | 80.4514 | 82.4155 | 84.4817 | 84.9045 | 87.3669 | 90.5311 | 90.6115 | 94.7114 | 94.6776 | 98.8993 | 100.6201 | 101.938 | 104.851 | 104.7706 | 107.3316 | 105.7333 | 105.7531
|  | Solar PV | 19.4172 | 21.2605 | 24.7059 | 29.5928 | 34.0163 | 40.1807 | 41.4687 | 43.4344 | 44.6635 | 46.5397 | 48.2523 | 50.393 | 52.4354 | 57.1627 | 60.3747 | 61.7246 | 63.8886 | 67.1021 | 68.1426 | 72.5935 | 74.0096 | 80.6562 | 81.6373 | 84.3569 | 87.4652 | 88.4971 | 89.2619
|  | Other Renewables | 27.6889 | 27.9568 | 28.0098 | 25.9497 | 25.2738 | 24.218 | 20.5859 | 20.3279 | 18.3303 | 17.3263 | 17.5673 | 19.6087 | 18.6475 | 17.7747 | 16.6853 | 16.8635 | 17.4723 | 18.6346 | 18.5351 | 18.5046 | 19.4288 | 19.3719 | 19.1258 | 19.2888 | 18.5657 | 18.217 | 20.8995
|  | Interconnectors (net negative) | 0 | 0 | 0 | 0 | 0 | 0 | 3.101 | 22.418 | 29.3264 | 35.533 | 45.9153 | 47.8262 | 54.4 | 57.4597 | 55.4487 | 60.272 | 51.4586 | 43.0423 | 35.1587 | 31.8946 | 30.1703 | 23.3357 | 21.7447 | 9.8034 | 5.3629 | 9.9508 | 5.6451
|  | Storage | 1.1799 | 3.4849 | 5.5758 | 9.2983 | 12.0281 | 19.6433 | 26.2657 | 31.336 | 40.6824 | 43.958 | 48.395 | 51.4907 | 52.4297 | 55.0296 | 52.8776 | 59.1731 | 62.1244 | 56.5473 | 59.7132 | 53.2737 | 55.2984 | 56.0319 | 55.9849 | 54.8018 | 51.1692 | 53.5043 | 55.8502
|  | Wind and solar | 110.8736 | 116.3956 | 133.4177 | 163.8983 | 187.5376 | 230.1615 | 279.2266 | 312.8907 | 333.0266 | 357.0527 | 377.5424 | 400.1969 | 431.6201 | 462.3013 | 481.3986 | 507.4932 | 516.651 | 529.3509 | 537.053 | 545.3457 | 552.0726 | 556.8687 | 559.6399 | 561.1854 | 566.5515 | 563.8694 | 563.6368
|  | Total (domestic generation) | 286.7687 | 262.3832 | 269.2737 | 285.3954 | 296.3464 | 328.2339 | 370.6904 | 411.4349 | 436.9117 | 465.475 | 495.1172 | 524.9552 | 568.311 | 614.3904 | 645.2545 | 684.3713 | 699.0992 | 716.1989 | 736.7308 | 754.9365 | 770.8813 | 777.1809 | 790.543 | 793.8514 | 804.1123 | 816.9879 | 822.5937
|  | Wind and solar % of domestic generation | 38.66% | 44.36% | 49.55% | 57.43% | 63.28% | 70.12% | 75.33% | 76.05% | 76.22% | 76.71% | 76.25% | 76.23% | 75.95% | 75.25% | 74.61% | 74.15% | 73.9% | 73.91% | 72.9% | 72.24% | 71.62% | 71.65% | 70.79% | 70.69% | 70.46% | 69.02% | 68.52%
|  | Baseload % of domestic generation | 27.59% | 37.33% | 34.45% | 29.24% | 23.21% | 18.46% | 16.49% | 15.38% | 15.16% | 15.2% | 14.89% | 15% | 14.4% | 15.28% | 15.45% | 16.61% | 17.08% | 17.12% | 17.99% | 18.41% | 18.57% | 19.1% | 19.73% | 20.02% | 20.32% | 22.16% | 22.6%
|  | Dispatchable % of domestic generation | 32.5% | 16.92% | 14.6% | 11.94% | 12.12% | 10.14% | 6.966% | 7.418% | 7.517% | 7.042% | 7.859% | 7.527% | 8.496% | 8.399% | 8.919% | 8.262% | 8.051% | 7.896% | 8.091% | 8.321% | 8.704% | 8.147% | 8.39% | 8.194% | 8.115% | 7.732% | 7.496%
Fossil fuel is made up of:
|  | Gas | 93.1902 | 44.3967 | 39.3101 | 34.0807 | 35.9292 | 33.2942 | 25.8226 | 22.1236 | 15.2532 | 14.6208 | 18.8362 | 14.6323 | 11.1851 | 7.6849 | 6.2092 | 5.1767 | 2.3344 | 2.5468 | 2.3538 | 2.3101 | 1.953 | 1.6758 | 1.4632 | 1.5782 | 1.6689 | 0.34128 | 0.23804
|  | Other thermal | 0 | 0 | 0 | 0 | 0 | 0 | 0 | 0 | 0 | 0 | 0 | 0 | 0 | 0 | 0 | 0 | 0 | 0 | 0 | 0 | 0 | 0 | 0 | 0 | 0.008895 | 0 | 0
Other renewables is made up of:
|  | Waste | 24.0959 | 24.3027 | 24.2187 | 21.9912 | 21.1788 | 20.0465 | 16.0702 | 15.5842 | 13.5415 | 12.4355 | 12.6021 | 13.1152 | 12.0734 | 11.1704 | 10.0405 | 10.2041 | 10.711 | 10.9573 | 10.9907 | 10.7491 | 10.9066 | 10.8104 | 10.5004 | 10.5744 | 9.6634 | 9.3527 | 9.5435
|  | Hydro | 3.4896 | 3.5256 | 3.5807 | 3.6341 | 3.6858 | 3.6732 | 3.6693 | 3.758 | 3.7523 | 3.8081 | 3.8569 | 3.9326 | 3.9929 | 4.0172 | 4.0157 | 4.0702 | 4.1595 | 4.1934 | 4.2238 | 4.3463 | 4.3553 | 4.392 | 4.4573 | 4.5168 | 4.647 | 4.6484 | 4.6474
|  | Other Renewable | 0.10341 | 0.12845 | 0.21033 | 0.32445 | 0.40921 | 0.49837 | 0.84635 | 0.98572 | 1.0365 | 1.0827 | 1.1082 | 2.561 | 2.5812 | 2.5871 | 2.6291 | 2.5891 | 2.6017 | 3.4839 | 3.3206 | 3.4092 | 4.167 | 4.1694 | 4.1681 | 4.1976 | 4.2553 | 4.2158 | 6.7086
| Hydrogen Evolution | Total generation output by technology (TWh)
| Electricity output by technology in Hydrogen Evolution | Year | 2024-01-01 | 2025-01-01 | 2026-01-01 | 2027-01-01 | 2028-01-01 | 2029-01-01 | 2030-01-01 | 2031-01-01 | 2032-01-01 | 2033-01-01 | 2034-01-01 | 2035-01-01 | 2036-01-01 | 2037-01-01 | 2038-01-01 | 2039-01-01 | 2040-01-01 | 2041-01-01 | 2042-01-01 | 2043-01-01 | 2044-01-01 | 2045-01-01 | 2046-01-01 | 2047-01-01 | 2048-01-01 | 2049-01-01 | 2050-01-01
|  | Interconnectors | 4.7223 | 32.6835 | 29.9183 | 20.1092 | 24.5336 | 14.5681 | 3.8666 | -17.5732 | -24.7299 | -29.6833 | -40.7819 | -62.1955 | -64.7797 | -62.0239 | -54.0633 | -54.8394 | -49.5334 | -37.1911 | -26.3475 | -10.416 | -5.2666 | -7.0741 | 10.6632 | 13.5641 | 20.4425 | 23.1735 | 27.2539
|  | Biomass | 12.4133 | 29.8956 | 27.1268 | 21.8781 | 16.2194 | 13.6111 | 11.293 | 3.8782 | 3.5662 | 3.0381 | 2.9869 | 2.5572 | 2.2925 | 2.0648 | 2.0341 | 1.5926 | 1.4904 | 1.544 | 1.3533 | 1.3637 | 1.2426 | 1.1578 | 1.3476 | 1.4117 | 1.3741 | 1.77 | 1.7189
|  | CCS Biomass | 0 | 0 | 0 | 0 | 0 | 3.3978 | 4.509 | 9.1763 | 9.2775 | 9.2487 | 9.1039 | 9.2487 | 9.0643 | 9.1939 | 9.1039 | 9.0315 | 8.9034 | 9.2487 | 9.1039 | 9.4107 | 9.2775 | 9.3035 | 9.1039 | 9.0119 | 9.2051 | 9.4195 | 9.1831
|  | Fossil Fuel | 93.1902 | 45.0642 | 41.9297 | 38.0224 | 42.3097 | 39.8686 | 32.3313 | 19.2896 | 15.0378 | 12.0947 | 10.8402 | 8.6846 | 5.612 | 5.3236 | 5.3216 | 4.7141 | 3.4966 | 3.7789 | 4.3048 | 4.2966 | 4.7934 | 4.1305 | 3.7592 | 4.1036 | 4.056 | 4.574 | 4.8929
|  | CCS Gas | 0 | 0 | 0 | 0 | 0 | 2.842 | 5.2671 | 9.1425 | 16.0738 | 19.1775 | 29.2851 | 33.8927 | 43.2089 | 50.7613 | 50.8721 | 52.2246 | 63.9267 | 66.3641 | 78.3751 | 81.369 | 87.6442 | 90.4212 | 83.1076 | 90.683 | 93.1944 | 96.0863 | 94.1989
|  | Nuclear | 42.6028 | 43.8384 | 42.2858 | 40.8842 | 31.7253 | 23.8335 | 24.5987 | 25.3614 | 29.5166 | 31.3353 | 33.3783 | 34.4655 | 26.2965 | 26.689 | 25.2104 | 36.3886 | 40.7497 | 45.2864 | 40.6225 | 47.8654 | 50.5571 | 62.3128 | 61.7369 | 66.3829 | 69.4957 | 75.8476 | 73.1762
|  | Hydrogen | 0 | 0 | 0 | 0 | 0 | 0.079518 | 0.020959 | 1.8927 | 4.7339 | 5.5392 | 7.2082 | 12.6816 | 21.3478 | 22.9486 | 26.5962 | 33.3331 | 26.6142 | 26.4752 | 30.005 | 31.5982 | 32.4514 | 31.2949 | 31.3883 | 38.6797 | 36.0078 | 37.8783 | 35.7202
|  | Offshore Wind | 58.9035 | 60.7797 | 70.9336 | 91.1659 | 99.5246 | 115.2682 | 142.5496 | 196.4085 | 218.4129 | 239.8229 | 249.527 | 303.689 | 334.9686 | 337.0712 | 343.4205 | 351.8395 | 361.4021 | 366.7098 | 373.2912 | 373.3225 | 380.2332 | 379.899 | 379.9788 | 380.6722 | 381.8713 | 381.4634 | 382.6377
|  | Onshore Wind | 32.5529 | 33.8326 | 35.6434 | 40.3266 | 45.081 | 51.7597 | 57.5967 | 62.7221 | 67.597 | 71.7036 | 74.2903 | 70.7611 | 73.5915 | 75.0561 | 79.9033 | 80.8879 | 81.4134 | 84.6579 | 84.6793 | 87.6869 | 90.8179 | 92.3292 | 94.9797 | 96.5392 | 98.7523 | 100.233 | 102.6176
|  | Solar PV | 19.4172 | 20.7154 | 23.4237 | 26.8882 | 30.7951 | 36.639 | 38.4108 | 37.4906 | 40.2091 | 41.6128 | 44.0473 | 44.5219 | 47.2125 | 51.5032 | 53.6303 | 57.1127 | 58.6182 | 61.9879 | 64.8033 | 67.9844 | 70.7523 | 76.994 | 78.9108 | 81.3 | 83.7182 | 85.242 | 87.0524
|  | Other Renewables | 27.6889 | 27.8201 | 27.8824 | 26.2616 | 25.2568 | 25.0091 | 22.9936 | 20.2296 | 19.1746 | 18.0784 | 18.7445 | 18.0378 | 18.0886 | 17.9186 | 17.6278 | 15.5062 | 15.1013 | 16.8027 | 15.4629 | 14.8745 | 14.5305 | 14.1561 | 17.826 | 16.06 | 15.4004 | 15.5711 | 13.8013
|  | Interconnectors (net negative) | 0 | 0 | 0 | 0 | 0 | 0 | 0 | 17.5732 | 24.7299 | 29.6833 | 40.7819 | 62.1955 | 64.7797 | 62.0239 | 54.0633 | 54.8394 | 49.5334 | 37.1911 | 26.3475 | 10.416 | 5.2666 | 7.0741 | 0 | 0 | 0 | 0 | 0
|  | Storage | 1.1799 | 3.2171 | 4.7836 | 7.4229 | 8.8824 | 13.0486 | 19.1031 | 29.942 | 33.9612 | 37.9627 | 38.9777 | 42.2154 | 44.1118 | 43.2225 | 40.9767 | 41.2765 | 41.4986 | 37.791 | 36.3901 | 33.1885 | 28.9595 | 27.9287 | 26.3381 | 25.0068 | 24.5769 | 22.6854 | 22.3933
|  | Wind and solar | 110.8736 | 115.3276 | 130.0007 | 158.3807 | 175.4007 | 203.6669 | 238.5571 | 296.6212 | 326.219 | 353.1393 | 367.8646 | 418.972 | 455.7726 | 463.6304 | 476.9541 | 489.84 | 501.4337 | 513.3556 | 522.7737 | 528.9938 | 541.8033 | 549.2222 | 553.8693 | 558.5113 | 564.3418 | 566.9383 | 572.3077
|  | Total (domestic generation) | 286.7687 | 261.9459 | 269.2254 | 285.4271 | 290.9119 | 312.3086 | 339.5708 | 385.5914 | 423.5994 | 451.651 | 479.4115 | 538.5401 | 581.6832 | 598.5301 | 613.7202 | 642.6306 | 661.716 | 682.8555 | 702.0013 | 719.7719 | 742.3001 | 761.999 | 762.1387 | 784.8442 | 793.0751 | 808.0851 | 804.999
|  | Wind and solar % of domestic generation | 38.66% | 44.03% | 48.29% | 55.49% | 60.29% | 65.21% | 70.25% | 76.93% | 77.01% | 78.19% | 76.73% | 77.8% | 78.35% | 77.46% | 77.72% | 76.22% | 75.78% | 75.18% | 74.47% | 73.49% | 72.99% | 72.08% | 72.67% | 71.16% | 71.16% | 70.16% | 71.09%
|  | Baseload % of domestic generation | 27.59% | 37.39% | 34.79% | 29.9% | 23.87% | 19.81% | 17.45% | 14.12% | 13.52% | 12.72% | 12.49% | 11.14% | 8.829% | 8.595% | 8.072% | 9.034% | 9.328% | 10% | 8.826% | 9.571% | 9.557% | 10.79% | 11.19% | 11.23% | 11.43% | 12.1% | 11.56%
|  | Dispatchable % of domestic generation | 32.5% | 17.2% | 15.57% | 13.32% | 14.54% | 13.7% | 11.08% | 7.864% | 8.462% | 8.15% | 9.873% | 10.26% | 12.06% | 13.2% | 13.49% | 14.05% | 14.21% | 14.15% | 16.05% | 16.29% | 16.82% | 16.52% | 15.52% | 17.01% | 16.8% | 17.14% | 16.75%
Fossil fuel is made up of:
|  | Gas | 93.1902 | 45.0642 | 41.9297 | 38.0224 | 42.3097 | 39.8686 | 32.3313 | 19.2896 | 15.0378 | 12.0947 | 10.8402 | 8.6846 | 5.612 | 5.3236 | 5.3216 | 4.7141 | 3.4966 | 3.7789 | 4.3048 | 4.2966 | 4.7887 | 4.1261 | 3.7592 | 4.1036 | 4.056 | 4.571 | 4.8834
|  | Other thermal | 0 | 0 | 0 | 0 | 0 | 0 | 0 | 0 | 0 | 0 | 0 | 0 | 0 | 0 | 0 | 0 | 0 | 0 | 0 | 0 | 0.004652 | 0.004342 | 0 | 0 | 0 | 0.002952 | 0.009533
Other renewables is made up of:
|  | Waste | 24.0959 | 24.2004 | 24.2455 | 22.5729 | 21.492 | 21.0199 | 18.8471 | 16.0124 | 14.9237 | 13.8116 | 14.402 | 13.7009 | 13.7039 | 13.4947 | 13.191 | 11.0398 | 10.5826 | 12.2336 | 10.8755 | 10.2522 | 9.8677 | 9.4819 | 13.1242 | 11.3112 | 10.6109 | 10.7696 | 8.9823
|  | Hydro | 3.4896 | 3.4959 | 3.5131 | 3.5229 | 3.5418 | 3.5292 | 3.5039 | 3.3984 | 3.4046 | 3.4049 | 3.4755 | 3.4751 | 3.5235 | 3.5607 | 3.5687 | 3.5951 | 3.6493 | 3.6909 | 3.7057 | 3.7585 | 3.7897 | 3.7978 | 3.8212 | 3.8657 | 3.9029 | 3.9144 | 3.9236
|  | Other Renewable | 0.10341 | 0.12378 | 0.12378 | 0.16586 | 0.22302 | 0.46011 | 0.64256 | 0.81874 | 0.84634 | 0.86195 | 0.86703 | 0.8618 | 0.86116 | 0.86314 | 0.8681 | 0.87126 | 0.86943 | 0.87818 | 0.88164 | 0.86373 | 0.87307 | 0.87643 | 0.88064 | 0.88302 | 0.88652 | 0.88707 | 0.89529
| Falling Behind | Total generation output by technology (TWh)
| Electricity generation output by technology in the Falling Behind | Year | 2024-01-01 | 2025-01-01 | 2026-01-01 | 2027-01-01 | 2028-01-01 | 2029-01-01 | 2030-01-01 | 2031-01-01 | 2032-01-01 | 2033-01-01 | 2034-01-01 | 2035-01-01 | 2036-01-01 | 2037-01-01 | 2038-01-01 | 2039-01-01 | 2040-01-01 | 2041-01-01 | 2042-01-01 | 2043-01-01 | 2044-01-01 | 2045-01-01 | 2046-01-01 | 2047-01-01 | 2048-01-01 | 2049-01-01 | 2050-01-01
|  | Interconnectors | 4.7223 | 39.6213 | 35.6062 | 29.197 | 20.0055 | 11.3901 | -5.8773 | -25.5804 | -31.3104 | -36.0173 | -37.0349 | -40.646 | -52.0566 | -62.4538 | -76.8125 | -75.9581 | -65.3214 | -65.6939 | -83.0814 | -80.1327 | -80.6709 | -87.6607 | -89.8527 | -85.2793 | -84.0017 | -80.3089 | -77.0916
|  | Biomass | 12.4133 | 15.8511 | 18.3168 | 14.6845 | 5.242 | 4.4939 | 3.8136 | 0.79432 | 0.91415 | 2.8861 | 1.3898 | 0.89798 | 1.1032 | 0.95957 | 1.0875 | 1.2388 | 1.2838 | 0.74482 | 0.71845 | 0.53041 | 0.62143 | 1.2042 | 1.0663 | 1.3452 | 1.4937 | 1.5256 | 0.88985
|  | CCS Biomass | 0 | 0 | 0 | 0 | 0 | 0 | 0 | 4.208 | 3.45 | 3.3176 | 3.1768 | 3.2249 | 3.292 | 3.0438 | 2.868 | 2.8392 | 2.9371 | 2.947 | 2.9805 | 2.9383 | 2.8716 | 2.8306 | 2.9963 | 2.934 | 2.9163 | 2.9671 | 2.9421
|  | Fossil Fuel | 93.1902 | 54.7972 | 56.549 | 65.3712 | 73.2179 | 71.1287 | 76.1806 | 62.9563 | 52.2857 | 45.4947 | 45.3142 | 46.6215 | 48.9431 | 47.86 | 56.2159 | 58.015 | 51.6309 | 57.7608 | 62.7622 | 59.4255 | 53.8548 | 70.1308 | 70.8011 | 74.9684 | 62.3638 | 58.4916 | 55.0941
|  | CCS Gas | 0 | 0 | 0 | 0 | 0 | 0 | 0 | 1.748 | 4.2987 | 8.4157 | 10.3352 | 12.8832 | 15.0671 | 18.5676 | 17.4283 | 17.6953 | 19.7795 | 22.3409 | 33.4733 | 42.1527 | 51.2929 | 52.8355 | 53.5072 | 52.5641 | 63.4151 | 67.3415 | 68.4401
|  | Nuclear | 42.6028 | 43.8026 | 42.3446 | 38.6066 | 26.0809 | 26.6442 | 25.541 | 25.3624 | 26.0565 | 30.0397 | 31.5583 | 30.502 | 31.5467 | 31.8154 | 31.3386 | 30.3215 | 30.6109 | 25.6414 | 37.2787 | 37.395 | 45.1852 | 42.6991 | 53.7027 | 52.7918 | 58.2474 | 60.3516 | 69.6753
|  | Hydrogen | 0 | 0 | 0 | 0 | 0 | 0 | 0 | 0 | 0 | 0 | 0 | 0 | 0 | 0 | 0 | 0 | 0 | 0 | 0 | 0 | 0 | 0 | 0 | 0 | 0 | 0 | 0
|  | Offshore Wind | 58.9035 | 60.7797 | 63.7619 | 70.0048 | 95.4502 | 109.0323 | 121.3388 | 162.5035 | 186.3446 | 197.952 | 201.9783 | 211.2666 | 223.8744 | 242.297 | 266.8876 | 278.0796 | 283.3435 | 294.0325 | 296.7495 | 298.4783 | 299.787 | 298.2554 | 297.4887 | 297.3306 | 301.1668 | 302.938 | 303.5221
|  | Onshore Wind | 32.5529 | 33.3305 | 33.3947 | 34.2808 | 37.0741 | 40.0566 | 46.517 | 49.5818 | 56.9829 | 62.1867 | 66.8912 | 68.4311 | 66.5828 | 64.301 | 61.3068 | 61.2486 | 62.7097 | 62.9702 | 63.329 | 64.9226 | 65.8231 | 67.7802 | 69.1866 | 69.8263 | 71.4529 | 71.8809 | 72.6692
|  | Solar PV | 19.4172 | 20.2637 | 21.1143 | 23.0495 | 25.6567 | 27.758 | 30.8071 | 32.7884 | 32.8033 | 32.8327 | 34.7963 | 35.6575 | 36.0678 | 35.9234 | 35.3025 | 35.6845 | 37.3038 | 39.0342 | 41.3094 | 43.0173 | 44.3464 | 47.5676 | 49.0814 | 52.65 | 54.7853 | 55.6998 | 56.5112
|  | Other Renewables | 27.6889 | 28.0163 | 28.7059 | 28.7941 | 28.3755 | 28.4039 | 28.41 | 25.5179 | 23.6316 | 22.5885 | 22.4841 | 23.115 | 23.2266 | 22.4772 | 21.1448 | 20.4832 | 21.0225 | 21.0454 | 20.6865 | 20.3588 | 20.3606 | 20.1357 | 19.9912 | 19.6614 | 19.4693 | 19.1312 | 18.0476
|  | Interconnectors (net negative) | 0 | 0 | 0 | 0 | 0 | 0 | 5.8773 | 25.5804 | 31.3104 | 36.0173 | 37.0349 | 40.646 | 52.0566 | 62.4538 | 76.8125 | 75.9581 | 65.3214 | 65.6939 | 83.0814 | 80.1327 | 80.6709 | 87.6607 | 89.8527 | 85.2793 | 84.0017 | 80.3089 | 77.0916
|  | Storage | 1.1799 | 2.0153 | 2.2231 | 2.7918 | 4.2646 | 6.1576 | 8.9942 | 17.5891 | 23.3641 | 26.6762 | 27.001 | 27.2962 | 29.2623 | 30.6246 | 33.6439 | 34.8067 | 34.4875 | 34.0952 | 34.7177 | 32.4735 | 32.7547 | 30.8397 | 29.6018 | 28.7945 | 27.3765 | 26.8087 | 27.2741
|  | Wind and solar | 110.8736 | 114.3739 | 118.271 | 127.335 | 158.1811 | 176.8469 | 198.6629 | 244.8737 | 276.1308 | 292.9714 | 303.6658 | 315.3552 | 326.5251 | 342.5214 | 363.4969 | 375.0127 | 383.357 | 396.0369 | 401.3879 | 406.4182 | 409.9565 | 413.6032 | 415.7567 | 419.8069 | 427.405 | 430.5187 | 432.7024
|  | Total (domestic generation) | 286.7687 | 256.841 | 264.1873 | 274.7913 | 291.0974 | 307.5177 | 332.608 | 365.4606 | 386.7674 | 405.7137 | 417.9241 | 432.5999 | 449.7039 | 467.245 | 493.5799 | 505.6058 | 510.6216 | 526.5172 | 559.2877 | 569.2189 | 584.143 | 603.4391 | 617.8216 | 624.0719 | 635.3107 | 640.3272 | 647.7914
|  | Wind and solar % of domestic generation | 38.66% | 44.53% | 44.77% | 46.34% | 54.34% | 57.51% | 59.73% | 67% | 71.39% | 72.21% | 72.66% | 72.9% | 72.61% | 73.31% | 73.64% | 74.17% | 75.08% | 75.22% | 71.77% | 71.4% | 70.18% | 68.54% | 67.29% | 67.27% | 67.27% | 67.23% | 66.8%
|  | Baseload % of domestic generation | 27.59% | 32.74% | 32.47% | 28.56% | 19.27% | 18.18% | 16.17% | 14.2% | 12.94% | 13.49% | 13.04% | 12.4% | 12.24% | 11.6% | 10.62% | 10.05% | 10.13% | 8.788% | 10.25% | 10% | 11.08% | 10.37% | 11.89% | 11.6% | 12.24% | 12.43% | 13.46%
|  | Dispatchable % of domestic generation | 32.5% | 21.34% | 21.4% | 23.79% | 25.15% | 23.13% | 22.9% | 17.7% | 14.63% | 13.29% | 13.32% | 13.76% | 14.23% | 14.22% | 14.92% | 14.97% | 13.98% | 15.21% | 17.21% | 17.85% | 18% | 20.38% | 20.12% | 20.44% | 19.8% | 19.65% | 19.07%
Fossil fuel is made up of:
|  | Gas | 93.1902 | 54.7972 | 56.549 | 65.3712 | 73.2179 | 71.1287 | 76.1806 | 62.9563 | 52.2857 | 45.4947 | 45.3142 | 46.6215 | 48.9431 | 47.86 | 56.2159 | 58.015 | 51.6309 | 57.7608 | 62.7622 | 59.4255 | 53.8548 | 70.1267 | 70.7956 | 74.9629 | 62.3559 | 58.4844 | 55.0941
|  | Other thermal | 0 | 0 | 0 | 0 | 0 | 0 | 0 | 0 | 0 | 0 | 0 | 0 | 0 | 0 | 0 | 0 | 0 | 0 | 0 | 0 | 0 | 0.004064 | 0.005453 | 0.00553 | 0.007914 | 0.007246 | 0
Other renewables is made up of:
|  | Waste | 24.0959 | 24.4295 | 25.1154 | 25.1997 | 24.7677 | 24.7788 | 24.4225 | 21.5247 | 19.6141 | 18.4834 | 18.3763 | 19.0034 | 19.0956 | 18.3816 | 17.1354 | 16.4319 | 16.8841 | 16.9359 | 16.3419 | 16.0773 | 16.0694 | 15.8344 | 15.6804 | 15.2989 | 15.0943 | 14.7669 | 13.6982
|  | Hydro | 3.4896 | 3.4834 | 3.4872 | 3.491 | 3.5046 | 3.4884 | 3.4835 | 3.4269 | 3.3895 | 3.3573 | 3.3582 | 3.3623 | 3.383 | 3.3482 | 3.2643 | 3.307 | 3.3927 | 3.3639 | 3.3818 | 3.3885 | 3.3953 | 3.4011 | 3.407 | 3.4537 | 3.4632 | 3.4486 | 3.4352
|  | Other Renewable | 0.10341 | 0.10341 | 0.10341 | 0.10337 | 0.10328 | 0.13673 | 0.50398 | 0.56629 | 0.6281 | 0.74773 | 0.74961 | 0.74935 | 0.74799 | 0.74729 | 0.74507 | 0.74433 | 0.74569 | 0.74568 | 0.96289 | 0.89301 | 0.89582 | 0.90019 | 0.90377 | 0.90868 | 0.91179 | 0.91565 | 0.91419

## F.14
F.14: Unabated versus low carbon dispatchable power generation capacity (GW)
Return to: Main Menu
Return to: Main Report Menu
| F.14: Unabated versus low carbon dispatchable power generation capacity (GW) | Dispatchable power generation
|  | GW |  | Unabated Gas | Low Carbon Dispatchable Power
|  | 2024 |  | 39.312 | 0
|  | 2035 | Holistic Transition | 14.7277 | 10.6604
|  |  | Electric Engagement | 19.9694 | 8.1788
|  |  | Hydrogen Evolution | 23.8338 | 16.5205
|  | 2050 | Holistic Transition | 0 | 48.2869
|  |  | Electric Engagement | 6.3468 | 54.1651
|  |  | Hydrogen Evolution | 10.556 | 55.1822
Installed hydrogen generation capacity
|  | GW | 2024-01-01 | 2025-01-01 | 2026-01-01 | 2027-01-01 | 2028-01-01 | 2029-01-01 | 2030-01-01 | 2031-01-01 | 2032-01-01 | 2033-01-01 | 2034-01-01 | 2035-01-01 | 2036-01-01 | 2037-01-01 | 2038-01-01 | 2039-01-01 | 2040-01-01 | 2041-01-01 | 2042-01-01 | 2043-01-01 | 2044-01-01 | 2045-01-01 | 2046-01-01 | 2047-01-01 | 2048-01-01 | 2049-01-01 | 2050-01-01
|  | Electric Engagement | 0 | 0 | 0 | 0 | 0 | 0 | 0 | 0.013029 | 0.022344 | 0.21 | 0.40696 | 0.99582 | 1.2138 | 1.4413 | 2.0808 | 4.3255 | 8.5981 | 13.1835 | 14.6894 | 17.8209 | 21.1821 | 24.979 | 25.4201 | 26.4201 | 27.5201 | 27.5201 | 27.5201
|  | Hydrogen Evolution | 0 | 0 | 0 | 0 | 0 | 0.022905 | 0.047338 | 1.4094 | 2.4237 | 3.387 | 5.6532 | 7.0715 | 9.9319 | 11.7529 | 15.9386 | 17.2028 | 17.818 | 19.363 | 21.811 | 22.983 | 26.193 | 28.1522 | 28.4891 | 28.7689 | 29.0186 | 29.342 | 29.9632
|  | Holistic Transition | 0 | 0 | 0 | 0 | 0 | 0.053293 | 0.14468 | 0.25435 | 1.0057 | 1.3551 | 1.9709 | 2.5674 | 3.0994 | 3.6302 | 4.0584 | 4.3711 | 5.8476 | 9.3556 | 12.6894 | 17.647 | 20.7137 | 22.8576 | 23.0748 | 24.2702 | 24.4378 | 24.9753 | 26.0819
|  | Falling Behind | 0 | 0 | 0 | 0 | 0 | 0 | 0 | 0 | 0 | 0 | 0 | 0 | 0 | 0 | 0 | 0 | 0 | 0 | 0 | 0 | 0 | 0 | 0 | 0 | 0 | 0 | 0
|  | Ten Year Forecast | 0 | 0 | 0 | 0 | 0 | 0 | 0 | 0.382 | 0.382 | 0.382 | 0.382 | 0.382 | 0 | 0 | 0 | 0 | 0 | 0 | 0 | 0 | 0 | 0 | 0 | 0 | 0 | 0 | 0
Installed gas CCUS generation capacity
|  | GW | 2024-01-01 | 2025-01-01 | 2026-01-01 | 2027-01-01 | 2028-01-01 | 2029-01-01 | 2030-01-01 | 2031-01-01 | 2032-01-01 | 2033-01-01 | 2034-01-01 | 2035-01-01 | 2036-01-01 | 2037-01-01 | 2038-01-01 | 2039-01-01 | 2040-01-01 | 2041-01-01 | 2042-01-01 | 2043-01-01 | 2044-01-01 | 2045-01-01 | 2046-01-01 | 2047-01-01 | 2048-01-01 | 2049-01-01 | 2050-01-01
|  | Electric Engagement | 0 | 0 | 0 | 0 | 0 | 0 | 0 | 3.197 | 6.277 | 6.277 | 6.277 | 7.183 | 12.69 | 15.377 | 19.515 | 20.715 | 23.295 | 23.295 | 25.145 | 26.645 | 26.645 | 26.645 | 26.645 | 26.645 | 26.645 | 26.645 | 26.645
|  | Hydrogen Evolution | 0 | 0 | 0 | 0 | 0 | 0.86 | 1.347 | 2.607 | 4.457 | 5.367 | 8.123 | 9.449 | 12.358 | 14.539 | 14.539 | 14.539 | 17.739 | 18.939 | 21.139 | 22.339 | 23.839 | 23.839 | 23.839 | 23.839 | 25.219 | 25.219 | 25.219
|  | Holistic Transition | 0 | 0 | 0 | 0 | 0 | 0.86 | 0.86 | 2.68 | 5.79 | 6.277 | 6.277 | 8.093 | 11.6 | 14.725 | 14.725 | 14.725 | 19.625 | 21.005 | 22.205 | 22.205 | 22.205 | 22.205 | 22.205 | 22.205 | 22.205 | 22.205 | 22.205
|  | Falling Behind | 0 | 0 | 0 | 0 | 0 | 0 | 0 | 0.86 | 0.86 | 2.31 | 2.31 | 3.216 | 3.216 | 4.126 | 4.126 | 4.126 | 4.613 | 5.1 | 8.3 | 9.906 | 12.106 | 12.106 | 12.106 | 12.106 | 15.216 | 15.614 | 16.814
|  | Ten Year Forecast | 2024-01-01: 0; 2025-01-01: 0; 2026-01-01: 0; 2027-01-01: 0; 2028-01-01: 0; 2029-01-01: 0; 2030-01-01: 0.86; 2031-01-01: 2.257; 2032-01-01: 5; 2033-01-01: 5; 2034-01-01: 5; 2035-01-01: 5.906
Installed hydrogen and gas CCUS generation capacity
|  | GW | 2024-01-01 | 2025-01-01 | 2026-01-01 | 2027-01-01 | 2028-01-01 | 2029-01-01 | 2030-01-01 | 2031-01-01 | 2032-01-01 | 2033-01-01 | 2034-01-01 | 2035-01-01 | 2036-01-01 | 2037-01-01 | 2038-01-01 | 2039-01-01 | 2040-01-01 | 2041-01-01 | 2042-01-01 | 2043-01-01 | 2044-01-01 | 2045-01-01 | 2046-01-01 | 2047-01-01 | 2048-01-01 | 2049-01-01 | 2050-01-01
|  | Electric Engagement | 0 | 0 | 0 | 0 | 0 | 0 | 0 | 3.21 | 6.2993 | 6.487 | 6.684 | 8.1788 | 13.9038 | 16.8183 | 21.5958 | 25.0405 | 31.8931 | 36.4785 | 39.8344 | 44.4659 | 47.8271 | 51.624 | 52.0651 | 53.0651 | 54.1651 | 54.1651 | 54.1651
|  | Hydrogen Evolution | 0 | 0 | 0 | 0 | 0 | 0.88291 | 1.3943 | 4.0164 | 6.8807 | 8.754 | 13.7762 | 16.5205 | 22.2899 | 26.2919 | 30.4776 | 31.7418 | 35.557 | 38.302 | 42.95 | 45.322 | 50.032 | 51.9912 | 52.3281 | 52.6079 | 54.2376 | 54.561 | 55.1822
|  | Holistic Transition | 0 | 0 | 0 | 0 | 0 | 0.91329 | 1.0047 | 2.9343 | 6.7957 | 7.6321 | 8.2479 | 10.6604 | 14.6994 | 18.3552 | 18.7834 | 19.0961 | 25.4726 | 30.3606 | 34.8944 | 39.852 | 42.9187 | 45.0626 | 45.2798 | 46.4752 | 46.6428 | 47.1803 | 48.2869
|  | Falling Behind | 0 | 0 | 0 | 0 | 0 | 0 | 0 | 0.86 | 0.86 | 2.31 | 2.31 | 3.216 | 3.216 | 4.126 | 4.126 | 4.126 | 4.613 | 5.1 | 8.3 | 9.906 | 12.106 | 12.106 | 12.106 | 12.106 | 15.216 | 15.614 | 16.814
|  | Ten Year Forecast | 2024-01-01: 0; 2025-01-01: 0; 2026-01-01: 0; 2027-01-01: 0; 2028-01-01: 0; 2029-01-01: 0; 2030-01-01: 0.86; 2031-01-01: 2.639; 2032-01-01: 5.382; 2033-01-01: 5.382; 2034-01-01: 5.382; 2035-01-01: 6.288
Unabated Gas
|  | GW | 2024-01-01 | 2025-01-01 | 2026-01-01 | 2027-01-01 | 2028-01-01 | 2029-01-01 | 2030-01-01 | 2031-01-01 | 2032-01-01 | 2033-01-01 | 2034-01-01 | 2035-01-01 | 2036-01-01 | 2037-01-01 | 2038-01-01 | 2039-01-01 | 2040-01-01 | 2041-01-01 | 2042-01-01 | 2043-01-01 | 2044-01-01 | 2045-01-01 | 2046-01-01 | 2047-01-01 | 2048-01-01 | 2049-01-01 | 2050-01-01
|  | Electric Engagement | 39.312 | 39.0859 | 40.3172 | 40.9636 | 40.9214 | 38.5424 | 35.2947 | 35.1544 | 33.1331 | 32.1553 | 24.1037 | 19.9694 | 17.1128 | 15.4937 | 14.228 | 12.3865 | 10.3096 | 9.6291 | 9.3786 | 8.5251 | 8.079 | 8.0017 | 7.9152 | 7.0555 | 7.0458 | 6.3565 | 6.3468
|  | Hydrogen Evolution | 39.312 | 39.0966 | 40.3387 | 40.8058 | 41.1192 | 39.171 | 36.0152 | 32.481 | 31.2667 | 29.2012 | 24.5002 | 23.8338 | 18.7953 | 18.2783 | 17.8673 | 17.506 | 16.2914 | 15.8339 | 15.5027 | 15.0972 | 15.0345 | 14.2048 | 12.491 | 12.4783 | 12.4656 | 11.7612 | 10.556
|  | Holistic Transition | 39.312 | 38.9844 | 40.086 | 40.0679 | 38.5079 | 36.107 | 31.1805 | 29.812 | 25.9779 | 24.9123 | 19.2764 | 14.7277 | 13.7417 | 12.6417 | 11.7717 | 10.2777 | 8.5677 | 8.2677 | 7.3177 | 5.8227 | 5.4517 | 4.5317 | 3.6267 | 2.7767 | 1.8797 | 1.2 | 0
|  | Falling Behind | 39.312 | 39.4593 | 40.8753 | 41.4796 | 42.0012 | 43.97 | 46.3018 | 47.4094 | 48.0792 | 48.1025 | 48.0653 | 47.9568 | 47.7847 | 47.6693 | 47.5997 | 47.5331 | 47.1538 | 46.864 | 47.0698 | 47.9851 | 47.9274 | 48.7366 | 48.6519 | 49.7769 | 46.6881 | 46.9922 | 45.2126
|  | Ten Year Forecast | 39.312 | 39.0956 | 40.3367 | 40.5028 | 40.6653 | 39.3961 | 36.4431 | 36.6896 | 36.1221 | 34.9346 | 33.0163 | 32.3781 | 0 | 0 | 0 | 0 | 0 | 0 | 0 | 0 | 0 | 0 | 0 | 0 | 0 | 0 | 0

## F.15
F.15: Weekly dispatch for 2024
Return to: Main Menu
Return to: Main Report Menu
F.15: Weekly dispatch for 2024
Notes
All demand values include electrolysis
Demand post-flexibility includes V2G exporting
Base load includes: nuclear, waste, biomass and bioenergy with carbon capture and storage
Biomass operates with some flexibility
Renewables includes: offshore wind, onshore wind, solar, hydro, marine and geothermal CHP
Unabated gas includes: CCGT, OCGT, gas CHP and gas reciprocating engines
Storage includes batteries and long duration energy storage
2024 and 2050 graphs are at two different scales
| Winter 2024 | [9 empty] | Spring 2024 | [9 empty] | Summer 2024 | [9 empty] | Autumn 2024
| Day | Hour | Base load | Renewable | Unabated Gas | Storage Charging | Storage Discharging | Export | Import | Demand | Day | Hour | Base load | Renewable | Unabated Gas | Storage Charging | Storage Discharging | Export | Import | Demand | Day | Hour | Base load | Renewable | Unabated Gas | Storage Charging | Storage Discharging | Export | Import | Demand | Day | Hour | Base load | Renewable | Unabated Gas | Storage Charging | Storage Discharging | Export | Import | Demand
|  |  | GW | GW | GW | GW | GW | GW | GW | GW |  |  | GW | GW | GW | GW | GW | GW | GW | GW |  |  | GW | GW | GW | GW | GW | GW | GW | GW |  |  | GW | GW | GW | GW | GW | GW | GW | GW
| Monday | 0 | 7.1719 | 26.9334 | 1.2854 | 0 | 0 | -2.0767 | 0 | 33.3141 | Monday | 0 | 11.2013 | 8.0463 | 6.3343 | 0 | 1.1758 | 0 | 0 | 26.7577 | Monday | 0 | 6.5371 | 5.907 | 13.9281 | 0 | 0 | -0.5 | 0 | 25.8722 | Monday | 0 | 7.6565 | 9.6682 | 3.8744 | 0 | 3.132 | 0 | 8.0629 | 32.394
|  | 1 | 7.1719 | 26.763 | 1.2854 | 0 | 0 | -5.8117 | 0 | 29.4087 |  | 1 | 9.9275 | 7.3749 | 6.3343 | 0 | 0.43773 | 0 | 0 | 24.0744 |  | 1 | 6.5371 | 5.5816 | 11.3885 | 0 | 0 | -0.47607 | 0 | 23.0312 |  | 1 | 7.6565 | 10.2331 | 2.6368 | 0 | 0.89797 | 0 | 8.237 | 29.6614
|  | 2 | 7.1719 | 26.9151 | 1.2854 | 0 | 0 | -6.7244 | 0 | 28.648 |  | 2 | 9.1822 | 6.8038 | 6.3343 | 0 | 0.59089 | 0 | 0 | 22.9112 |  | 2 | 6.5371 | 5.421 | 10.3921 | 0 | 0 | -0.38926 | 0 | 21.9609 |  | 2 | 7.6565 | 11.3348 | 1.4758 | 0 | 0.00077 | 0 | 8.3146 | 28.7824
|  | 3 | 7.1719 | 26.8814 | 1.2854 | 0 | 0 | -7.4326 | 0 | 27.9061 |  | 3 | 8.6941 | 6.0761 | 6.3343 | 0 | 0.84115 | 0 | 0 | 21.9456 |  | 3 | 6.4699 | 5.1967 | 9.4592 | 0 | 0 | -0.14568 | 0 | 20.9802 |  | 3 | 7.6565 | 12.255 | 1.2185 | 0 | 0 | 0 | 6.5899 | 27.7198
|  | 4 | 7.1719 | 26.8888 | 1.2854 | 0 | 0 | -8.6114 | 0 | 26.7348 |  | 4 | 8.3973 | 5.4023 | 6.7723 | 0 | 0.49719 | 0 | 0 | 21.069 |  | 4 | 6.3199 | 5.0635 | 8.7113 | 0 | 0 | -0.05535 | 0 | 20.0394 |  | 4 | 7.6565 | 12.9633 | 1.2185 | 0 | 0 | 0 | 4.517 | 26.3552
|  | 5 | 7.1847 | 26.8071 | 1.2854 | 0.11438 | 0 | -8.7364 | 0 | 26.4264 |  | 5 | 8.4504 | 5.2737 | 6.7723 | 0 | 0.13454 | -0.02846 | 0 | 20.6024 |  | 5 | 6.3199 | 5.1343 | 7.8893 | 0 | 0 | 0 | 0 | 19.3435 |  | 5 | 7.6565 | 13.573 | 1.2185 | 0.07774 | 0 | 0 | 3 | 25.3701
|  | 6 | 7.1847 | 26.5814 | 1.2854 | 0.17054 | 0 | -8.8 | 0 | 26.0809 |  | 6 | 7.9932 | 6.6002 | 5.9306 | 0 | 0 | -0.23656 | 0 | 20.2875 |  | 6 | 6.3191 | 5.8407 | 6.5772 | 0 | 0 | 0 | 0 | 18.737 |  | 6 | 7.6565 | 14.2984 | 1.2185 | 0.95353 | 0 | 0 | 3 | 25.2198
|  | 7 | 7.6871 | 26.4514 | 1.2854 | 0 | 0 | -8.0952 | 0 | 27.3288 |  | 7 | 7.9932 | 9.546 | 1.3133 | 0 | 0 | 0 | 1.7151 | 20.5675 |  | 7 | 6.3191 | 6.8383 | 5.889 | 0 | 0 | -0.06591 | 0 | 18.9805 |  | 7 | 7.6565 | 14.4576 | 1.2185 | 1.8383 | 0 | 0 | 3 | 24.4942
|  | 8 | 10.4869 | 26.1034 | 1.2776 | 0 | 0 | -5.1448 | 0 | 32.7232 |  | 8 | 7.9932 | 12.6709 | 1.3133 | 3.0091 | 0 | 0 | 3.6715 | 22.6397 |  | 8 | 6.3191 | 8.3552 | 6.7515 | 0 | 0 | 0 | 0 | 21.4258 |  | 8 | 7.6565 | 16.1489 | 1.2185 | 1.793 | 0 | 0 | 2.3882 | 25.6191
|  | 9 | 10.4932 | 26.5058 | 1.2776 | 0 | 0 | -0.34378 | 0 | 37.9328 |  | 9 | 7.9932 | 14.6625 | 1.3133 | 2.5429 | 0 | 0 | 3.95 | 25.376 |  | 9 | 6.3191 | 9.6234 | 1.2862 | 0.23876 | 0 | 0 | 8.1304 | 25.1203 |  | 9 | 7.6565 | 18.7652 | 1.2185 | 2.0466 | 0 | 0 | 2 | 27.5936
|  | 10 | 10.4932 | 26.8312 | 1.2776 | 0 | 0 | 0 | 1.774 | 40.376 |  | 10 | 7.9932 | 15.8121 | 1.3133 | 2.3021 | 0 | 0 | 4.5686 | 27.385 |  | 10 | 6.3191 | 10.974 | 1.2862 | 0 | 0 | 0 | 8.9636 | 27.543 |  | 10 | 7.6331 | 20.8 | 1.2185 | 2.0611 | 0 | 0 | 2.266 | 29.8565
|  | 11 | 10.4932 | 25.8647 | 1.2776 | 0 | 0 | 0 | 4.5806 | 42.2161 |  | 11 | 7.9932 | 15.6251 | 1.3133 | 0.81603 | 0 | 0 | 4.4971 | 28.6127 |  | 11 | 6.3191 | 11.7324 | 2.2029 | 0 | 0 | 0 | 9.1179 | 29.3723 |  | 11 | 7.6297 | 21.5296 | 1.2185 | 0.71298 | 0 | 0 | 3 | 32.6647
|  | 12 | 10.9972 | 25.7223 | 1.2776 | 0 | 0 | 0 | 4.8775 | 42.8746 |  | 12 | 7.8278 | 14.6402 | 1.3133 | 0 | 0 | 0 | 5.2776 | 29.0589 |  | 12 | 6.3191 | 12.7126 | 2.0921 | 0 | 0 | 0 | 9.0676 | 30.1914 |  | 12 | 7.6297 | 21.0707 | 1.2185 | 0 | 0 | 0 | 4.3402 | 34.259
|  | 13 | 11.1282 | 24.6454 | 1.2776 | 0 | 0 | 0 | 6.0873 | 43.1385 |  | 13 | 7.8278 | 12.7201 | 1.4468 | 0 | 0 | 0 | 6.885 | 28.8797 |  | 13 | 6.3191 | 13.8119 | 1.2862 | 0 | 0 | 0 | 8.9205 | 30.3378 |  | 13 | 7.6297 | 19.2821 | 1.2185 | 0 | 0 | 0 | 6.9503 | 35.0805
|  | 14 | 11.1282 | 24.3501 | 1.2776 | 0 | 0 | 0 | 6.0482 | 42.8041 |  | 14 | 7.8278 | 10.844 | 2.7336 | 0 | 0 | 0 | 6.8783 | 28.2836 |  | 14 | 6.3191 | 13.8719 | 1.2862 | 0 | 0 | 0 | 8.4479 | 29.9251 |  | 14 | 7.6897 | 16.5514 | 4.5568 | 0 | 0 | 0 | 6.6119 | 35.4097
|  | 15 | 11.7532 | 23.2967 | 1.2776 | 0 | 0.74 | 0 | 5.2578 | 42.3253 |  | 15 | 7.8278 | 8.3924 | 4.7257 | 0 | 0 | 0 | 6.8068 | 27.7527 |  | 15 | 6.3191 | 12.9481 | 9.6547 | 0 | 0 | 0 | 0.26331 | 29.1852 |  | 15 | 7.7242 | 13.2006 | 9.8347 | 0 | 0 | 0 | 4.4932 | 35.2527
|  | 16 | 11.7532 | 22.4884 | 4.2244 | 0 | 0.74 | 0 | 3 | 42.2059 |  | 16 | 11.1868 | 5.9924 | 6.911 | 0 | 0 | 0 | 3.5 | 27.5902 |  | 16 | 6.3191 | 11.4978 | 10.9371 | 0 | 0 | 0 | 0.10673 | 28.8607 |  | 16 | 7.6147 | 10.6163 | 12.3347 | 0 | 0 | 0 | 4.9 | 35.4657
|  | 17 | 11.7476 | 22.6621 | 5.8662 | 0 | 1.486 | 0 | 1 | 42.7619 |  | 17 | 11.8661 | 3.3199 | 13.4745 | 0 | 0.12579 | -0.77764 | 0 | 28.0086 |  | 17 | 6.3191 | 9.7819 | 12.8594 | 0 | 0 | 0 | 0 | 28.9604 |  | 17 | 7.6746 | 9.8398 | 14.0264 | 0 | 0 | 0 | 4.8418 | 36.3826
|  | 18 | 11.7476 | 22.9603 | 5.6876 | 0 | 3.6079 | 0 | 1 | 45.0034 |  | 18 | 11.9213 | 2.824 | 15.0353 | 0 | 0.25568 | -1 | 0 | 29.0364 |  | 18 | 6.3191 | 8.7062 | 14.7179 | 0 | 0.03187 | -0.02789 | 0 | 29.7473 |  | 18 | 7.7347 | 9.1019 | 17.4451 | 0 | 0 | 0 | 4.9 | 39.1816
|  | 19 | 11.6804 | 23.1636 | 6.5376 | 0 | 3.7578 | 0 | 1.8934 | 47.0328 |  | 19 | 11.9329 | 2.5314 | 15.7316 | 0 | 0.30094 | -1 | 0 | 29.4969 |  | 19 | 6.3191 | 7.7654 | 16.2488 | 0 | 0.1158 | -0.36655 | 0 | 30.0825 |  | 19 | 7.7536 | 8.2338 | 19.1815 | 0 | 1.468 | 0 | 5.0353 | 41.6721
|  | 20 | 11.5304 | 22.9702 | 5.6876 | 0 | 3.654 | 0 | 3.3478 | 47.1899 |  | 20 | 11.9329 | 2.9243 | 15.8607 | 0 | 0.46515 | -1 | 0 | 30.1831 |  | 20 | 6.3191 | 7.5746 | 16.8604 | 0 | 0 | -0.5 | 0 | 30.2541 |  | 20 | 7.7536 | 7.1902 | 19.1815 | 0 | 2.1373 | 0 | 5.8285 | 42.0911
|  | 21 | 11.5304 | 22.6375 | 5.6876 | 0 | 1.4255 | 0 | 4.4 | 45.6811 |  | 21 | 11.9329 | 3.2435 | 15.8734 | 0 | 0.85949 | -1 | 0 | 30.9094 |  | 21 | 6.3191 | 7.1423 | 17.5325 | 0 | 0 | -0.5 | 0 | 30.4939 |  | 21 | 7.7536 | 6.0072 | 19.5765 | 0 | 2.2005 | 0 | 5.7023 | 41.2401
|  | 22 | 11.5304 | 22.7625 | 3.5392 | 0 | 0.74 | 0 | 3.4536 | 42.0258 |  | 22 | 11.9329 | 3.3864 | 14.8263 | 0 | 0.92177 | -0.66234 | 0 | 30.405 |  | 22 | 6.3191 | 6.7952 | 17.175 | 0 | 5e-05 | -0.5 | 0 | 29.7893 |  | 22 | 7.7536 | 5.0625 | 19.4835 | 0 | 0 | 0 | 6.4019 | 38.7016
|  | 23 | 11.5304 | 23.2653 | 1.2776 | 0.88459 | 0 | 0 | 2.3287 | 37.5174 |  | 23 | 11.9329 | 3.1036 | 13.4396 | 0 | 0.6708 | -0.52548 | 0 | 28.6214 |  | 23 | 6.3191 | 6.8003 | 15.301 | 0 | 0.02419 | -0.5 | 0 | 27.9446 |  | 23 | 7.7536 | 4.3805 | 15.6112 | 0 | 0 | 0 | 7.7124 | 35.4578
| Tuesday | 24 | 11.5304 | 23.7433 | 1.7256 | 0 | 0 | -0.94745 | 0 | 36.0518 | Tuesday | 24 | 11.9329 | 2.6463 | 10.3254 | 0 | 1e-05 | -0.5 | 0 | 24.4046 | Tuesday | 24 | 6.3191 | 6.9086 | 12.5514 | 0 | 0 | -0.5 | 0 | 25.2792 | Tuesday | 24 | 7.7536 | 4.0565 | 13.4727 | 0 | 0 | 0 | 7.6453 | 32.9281
|  | 25 | 11.5304 | 24.363 | 1.2776 | 0 | 0 | -4.9463 | 0 | 32.2246 |  | 25 | 11.9329 | 2.1365 | 8.4776 | 0 | 0 | -0.5 | 0 | 22.047 |  | 25 | 6.3191 | 7.377 | 9.6258 | 0 | 0 | -0.79926 | 0 | 22.5227 |  | 25 | 7.7536 | 3.9947 | 9.5156 | 0 | 0 | 0 | 7.8087 | 29.0726
|  | 26 | 11.5304 | 24.2636 | 1.2776 | 0.51185 | 0 | -5.0222 | 0 | 31.5376 |  | 26 | 11.9329 | 1.8078 | 7.811 | 0 | 0 | -0.5 | 0 | 21.0517 |  | 26 | 6.3633 | 7.4727 | 8.4366 | 0 | 0 | -0.72295 | 0 | 21.5496 |  | 26 | 7.7536 | 4.3686 | 9.3805 | 0 | 0 | 0 | 6.8447 | 28.3474
|  | 27 | 11.5304 | 24.262 | 1.2776 | 0.79967 | 0 | -5.3276 | 0 | 30.9428 |  | 27 | 11.9329 | 1.6837 | 7.155 | 0 | 0.02429 | -0.46681 | 0 | 20.3291 |  | 27 | 6.3633 | 7.0997 | 7.9383 | 0 | 0 | -0.68276 | 0 | 20.7185 |  | 27 | 7.1386 | 4.381 | 9.3805 | 0 | 0 | 0 | 6.8277 | 27.7278
|  | 28 | 11.5304 | 24.3679 | 1.2776 | 0.58782 | 0 | -6.7427 | 0 | 29.8454 |  | 28 | 11.4278 | 1.7906 | 6.7283 | 0 | 0 | -0.44763 | 0 | 19.4991 |  | 28 | 6.3633 | 6.3575 | 9.8732 | 0 | 0 | -2.6096 | 0 | 19.9844 |  | 28 | 7.1386 | 4.2048 | 8.4912 | 0 | 0 | 0 | 6.697 | 26.5316
|  | 29 | 11.5856 | 24.2853 | 1.2776 | 0.94651 | 0 | -7.0869 | 0 | 29.1151 |  | 29 | 9.837 | 3.098 | 6.6563 | 0 | 0 | -0.43821 | 0 | 19.1531 |  | 29 | 6.3633 | 6.4669 | 9.8732 | 0 | 0 | -2.9716 | 0 | 19.7318 |  | 29 | 7.0144 | 4.2837 | 9.3805 | 0 | 0 | 0 | 5.0675 | 25.746
|  | 30 | 11.6856 | 23.8457 | 1.2776 | 1.0675 | 0 | -6.8 | 0 | 28.9414 |  | 30 | 7.8278 | 5.72 | 6.6563 | 0 | 0 | -0.92677 | 0 | 19.2773 |  | 30 | 6.3633 | 8.0512 | 9.8732 | 0 | 0 | -3.7284 | 0 | 20.5594 |  | 30 | 7.0144 | 4.8706 | 9.4753 | 0 | 0 | 0 | 4.2671 | 25.6274
|  | 31 | 11.7408 | 23.8488 | 1.2776 | 0.05896 | 0 | -6.8 | 0 | 30.0082 |  | 31 | 7.8278 | 9.2692 | 6.6199 | 0 | 0 | -3.6882 | 0 | 20.0287 |  | 31 | 6.3633 | 10.187 | 9.4332 | 0 | 0 | -1.606 | 0 | 24.3776 |  | 31 | 7.0144 | 5.8803 | 9.4753 | 0 | 0 | 0 | 4.6621 | 27.0321
|  | 32 | 11.796 | 25.3247 | 1.2776 | 0 | 0 | -3.0802 | 0 | 35.3181 |  | 32 | 7.8278 | 12.3468 | 2.6172 | 0 | 0 | -0.33237 | 0 | 22.4595 |  | 32 | 6.3633 | 11.9406 | 11.9169 | 0 | 0 | -0.5 | 0 | 29.7207 |  | 32 | 7.0144 | 6.9731 | 12.0495 | 0 | 0 | 0 | 6.1063 | 32.1433
|  | 33 | 11.8076 | 26.9526 | 2.9005 | 0 | 0 | -1 | 0 | 40.6607 |  | 33 | 7.8278 | 14.6278 | 2.1773 | 0 | 0 | 0 | 0 | 24.6329 |  | 33 | 6.3633 | 13.0009 | 13.2406 | 0 | 0 | -0.5 | 0 | 32.1047 |  | 33 | 7.0144 | 8.329 | 15.5725 | 0 | 0 | 0 | 6.0514 | 36.9672
|  | 34 | 11.8076 | 28.442 | 1.5574 | 0 | 0 | 0 | 0.74872 | 42.5556 |  | 34 | 7.8278 | 16.189 | 1.2413 | 0 | 0 | 0 | 0.0848 | 25.3428 |  | 34 | 6.3633 | 13.328 | 13.9636 | 0 | 0 | -0.5 | 0 | 33.1548 |  | 34 | 7.0144 | 9.8714 | 16.0942 | 0 | 0 | 0 | 6.0477 | 39.0277
|  | 35 | 11.8076 | 30.1787 | 1.2776 | 0 | 0 | 0 | 0.41251 | 43.6764 |  | 35 | 7.8278 | 16.7461 | 1.2413 | 0 | 0 | -0.1649 | 0 | 25.6502 |  | 35 | 6.3633 | 12.9885 | 14.6618 | 0 | 0 | -0.5 | 0 | 33.5136 |  | 35 | 7.0144 | 10.5906 | 16.2611 | 0 | 0 | 0 | 6.6116 | 40.4776
|  | 36 | 11.8076 | 30.0836 | 1.2776 | 0 | 0 | 0 | 0.56525 | 43.734 |  | 36 | 7.8278 | 16.2131 | 1.2413 | 0 | 0 | 0 | 0.01101 | 25.2931 |  | 36 | 6.3633 | 12.1297 | 15.807 | 0 | 0 | -0.48569 | 0 | 33.8143 |  | 36 | 7.0144 | 11.672 | 15.8535 | 0 | 0 | 0 | 6.394 | 40.9339
|  | 37 | 11.8076 | 28.9152 | 2.8764 | 0 | 0 | -0.0442 | 0 | 43.555 |  | 37 | 7.8278 | 15.1345 | 1.2413 | 0 | 0 | 0 | 0.7 | 24.9035 |  | 37 | 6.3633 | 10.7576 | 16.964 | 0 | 0 | -0.36657 | 0 | 33.7183 |  | 37 | 7.0144 | 13.5114 | 14.0671 | 0 | 0 | 0 | 6.4 | 40.9928
|  | 38 | 11.6833 | 27.2474 | 5.1865 | 0 | 0 | -1 | 0 | 43.1172 |  | 38 | 7.8278 | 13.6301 | 1.2413 | 0 | 0 | 0 | 1.4848 | 24.184 |  | 38 | 6.3633 | 9.134 | 17.6783 | 0 | 0 | -0.19879 | 0 | 32.9767 |  | 38 | 7.0144 | 14.9391 | 12.6142 | 0 | 0 | 0 | 6.1839 | 40.7516
|  | 39 | 11.6833 | 25.3339 | 7.7055 | 0 | 0 | -2.1329 | 0 | 42.5898 |  | 39 | 7.8278 | 11.6725 | 1.2413 | 0 | 0 | 0 | 3.1583 | 23.8999 |  | 39 | 6.3633 | 6.9813 | 19.3686 | 0 | 0 | -0.16569 | 0 | 32.5475 |  | 39 | 7.0144 | 15.728 | 11.5595 | 0 | 0 | 0 | 6.1237 | 40.4256
|  | 40 | 11.6833 | 23.5879 | 9.8096 | 0 | 0 | -2.5513 | 0 | 42.5296 |  | 40 | 7.8278 | 9.4245 | 6.2163 | 0 | 0 | 0 | 0.6928 | 24.1614 |  | 40 | 6.3633 | 4.606 | 20.9192 | 0 | 0 | 0 | 0.70801 | 32.5965 |  | 40 | 7.0144 | 16.3338 | 12.1443 | 0 | 0 | 0 | 5.0239 | 40.5165
|  | 41 | 11.6833 | 22.7477 | 9.8249 | 0 | 0 | -1.1729 | 0 | 43.0831 |  | 41 | 10.2683 | 8.0785 | 6.2163 | 0 | 0 | 0 | 0.79714 | 25.3602 |  | 41 | 6.3633 | 2.5388 | 20.9192 | 0 | 0 | 0 | 4.0729 | 33.8943 |  | 41 | 7.0304 | 16.8676 | 12.664 | 0 | 0 | 0 | 4.7608 | 41.3227
|  | 42 | 11.6833 | 22.1152 | 11.8994 | 0 | 0 | 0 | 0 | 45.698 |  | 42 | 11.6226 | 9.1922 | 6.3879 | 0 | 0 | 0 | 0.43359 | 27.6363 |  | 42 | 8.7041 | 1.7866 | 22.4114 | 0 | 0 | 0 | 1.4581 | 34.3601 |  | 42 | 7.0304 | 16.8921 | 14.594 | 0 | 0 | 0 | 5.3714 | 43.8878
|  | 43 | 11.6833 | 21.4475 | 15.0905 | 0 | 0 | 0 | 0 | 48.2213 |  | 43 | 11.6668 | 10.8843 | 6.3333 | 0 | 0.06922 | 0 | 0.2445 | 29.1981 |  | 43 | 8.5989 | 1.5015 | 22.4114 | 0 | 0 | 0 | 1.1247 | 33.6365 |  | 43 | 7.0304 | 16.6937 | 17.1972 | 0 | 0 | 0 | 5.4 | 46.3213
|  | 44 | 11.6833 | 20.7139 | 16.5507 | 0 | 0 | 0 | 0 | 48.948 |  | 44 | 11.6529 | 12.2867 | 6.2163 | 0 | 0 | 0 | 0.03372 | 30.1895 |  | 44 | 6.2407 | 1.7522 | 20.9192 | 0 | 0 | 0 | 4.3888 | 33.3008 |  | 44 | 7.0304 | 16.536 | 17.7557 | 0 | 0 | 0 | 5.4 | 46.7221
|  | 45 | 11.6833 | 19.9944 | 15.9897 | 0 | 0 | 0 | 0 | 47.6675 |  | 45 | 11.5059 | 12.759 | 6.2163 | 0 | 0 | 0 | 0 | 30.4811 |  | 45 | 6.2407 | 1.9204 | 20.9192 | 0 | 0 | 0 | 4.4551 | 33.5354 |  | 45 | 7.0304 | 16.4235 | 16.3 | 0 | 0 | 0 | 5.4 | 45.1539
|  | 46 | 11.6833 | 19.3778 | 12.9274 | 0 | 0 | 0 | 0 | 43.9885 |  | 46 | 10.308 | 12.3289 | 6.2163 | 0 | 0 | 0 | 0.23073 | 29.0839 |  | 46 | 6.2407 | 1.9568 | 20.9192 | 0 | 0 | 0 | 3.5299 | 32.6466 |  | 46 | 7.0304 | 16.5306 | 12.4084 | 0 | 0 | 0 | 5.4 | 41.3694
|  | 47 | 11.6833 | 18.74 | 9.8375 | 0 | 0 | -0.68252 | 0 | 39.5783 |  | 47 | 7.872 | 12.0469 | 6.6749 | 0 | 0 | 0 | 0.12928 | 26.7231 |  | 47 | 6.2407 | 1.9732 | 20.9192 | 0 | 0 | 0 | 0.62838 | 29.7615 |  | 47 | 7.0304 | 16.1319 | 8.2442 | 0 | 0 | 0 | 5.4 | 36.8065
| Wednesday | 48 | 11.6833 | 17.7339 | 9.8375 | 0 | 0 | -1.6162 | 0 | 37.6385 | Wednesday | 48 | 7.872 | 12.4528 | 6.3378 | 0 | 0 | 0 | 0.38175 | 27.0444 | Wednesday | 48 | 6.2407 | 1.4536 | 19.4908 | 0 | 0 | -0.5 | 0 | 26.6851 | Wednesday | 48 | 7.0304 | 16.5774 | 6.4866 | 0 | 0 | 0 | 4 | 34.0945
|  | 49 | 11.6833 | 16.4997 | 7.1432 | 0 | 0 | -1.7957 | 0 | 33.5305 |  | 49 | 7.872 | 12.0392 | 3.6835 | 0 | 0 | 0 | 0.54726 | 24.1419 |  | 49 | 6.2407 | 1.4411 | 16.8068 | 0 | 0 | -0.5 | 0 | 23.9886 |  | 49 | 7.0304 | 16.2703 | 2.932 | 0 | 0 | 0 | 4 | 30.2327
|  | 50 | 11.6833 | 15.8395 | 5.7853 | 0 | 0 | -0.87827 | 0 | 32.4299 |  | 50 | 7.872 | 11.9939 | 2.7804 | 0 | 0 | 0 | 0.67903 | 23.3253 |  | 50 | 6.2407 | 1.3767 | 15.9649 | 0 | 0 | -0.5 | 0 | 23.0823 |  | 50 | 7.0304 | 16.0565 | 2.0886 | 0 | 0 | 0 | 3.8716 | 29.0471
|  | 51 | 11.6833 | 15.1394 | 5.8027 | 0 | 0 | -1.0927 | 0 | 31.5327 |  | 51 | 7.872 | 12.0376 | 2.8131 | 0 | 0 | 0 | 0.02704 | 22.7497 |  | 51 | 6.2407 | 1.3539 | 15.3075 | 0 | 0 | -0.5 | 0 | 22.4021 |  | 51 | 7.0304 | 15.5114 | 1.8814 | 0 | 0 | 0 | 3.7113 | 28.1345
|  | 52 | 11.6833 | 14.2944 | 6.3851 | 0 | 0 | -2 | 0 | 30.3629 |  | 52 | 7.872 | 12.3523 | 1.4292 | 0 | 0 | 0 | 0.60585 | 22.2593 |  | 52 | 6.2407 | 1.383 | 14.7578 | 0 | 0 | -0.58352 | 0 | 21.798 |  | 52 | 7.0304 | 14.5182 | 1.7293 | 0 | 0 | 0 | 3.6458 | 26.9236
|  | 53 | 11.6833 | 13.3336 | 6.5148 | 0 | 0 | -2 | 0 | 29.5318 |  | 53 | 7.872 | 12.5272 | 1.2413 | 0 | 0 | 0 | 0.52273 | 22.1632 |  | 53 | 6.2407 | 2.1685 | 14.4773 | 0 | 0 | -1.2205 | 0 | 21.666 |  | 53 | 7.0304 | 13.631 | 1.9595 | 0 | 0 | 0 | 3.5045 | 26.1255
|  | 54 | 11.6833 | 12.6023 | 9.8375 | 0 | 0 | -4.7952 | 0 | 29.3279 |  | 54 | 7.872 | 13.4463 | 1.2413 | 0 | 0 | 0 | 0.50619 | 23.0657 |  | 54 | 6.2407 | 4.1598 | 13.1132 | 0 | 0 | -1.0437 | 0 | 22.47 |  | 54 | 7.0304 | 13.5156 | 3.8516 | 0 | 0 | 0 | 1.477 | 25.8746
|  | 55 | 11.6833 | 11.4989 | 12.504 | 0 | 0 | -4.9378 | 0 | 30.7485 |  | 55 | 7.872 | 14.7274 | 1.598 | 0 | 0 | 0 | 2.186 | 26.3834 |  | 55 | 6.2407 | 6.1517 | 14.511 | 0 | 0 | -0.93983 | 0 | 25.9635 |  | 55 | 7.0304 | 12.777 | 6.2375 | 0 | 0 | 0 | 1.0373 | 27.0823
|  | 56 | 11.6833 | 11.3367 | 17.5398 | 0 | 0 | -4.2644 | 0 | 36.2954 |  | 56 | 7.872 | 17.2044 | 3.2707 | 0 | 0 | 0 | 3.6521 | 31.9991 |  | 56 | 6.2407 | 8.5297 | 17.231 | 0 | 0 | -1 | 0 | 31.0014 |  | 56 | 7.0304 | 12.6226 | 9.4753 | 0 | 0 | 0 | 3.2809 | 32.4091
|  | 57 | 11.0683 | 11.2654 | 19.454 | 0 | 0 | 0 | 0 | 41.7878 |  | 57 | 7.872 | 20.3012 | 1.2413 | 0 | 0 | 0 | 5.7135 | 35.128 |  | 57 | 6.2407 | 10.3014 | 17.7534 | 0 | 0 | -0.91674 | 0 | 33.3787 |  | 57 | 7.0304 | 12.9347 | 14.4267 | 0 | 0 | 0 | 3.3924 | 37.7841
|  | 58 | 11.0683 | 11.1693 | 21.6686 | 0 | 0 | 0 | 0 | 43.9062 |  | 58 | 7.872 | 22.751 | 1.2413 | 0 | 0 | 0 | 4.2057 | 36.07 |  | 58 | 6.2407 | 10.875 | 17.7882 | 0 | 0 | -0.77788 | 0 | 34.1259 |  | 58 | 7.0304 | 12.9745 | 16.1226 | 0 | 0 | 0 | 3.4127 | 39.5402
|  | 59 | 11.0683 | 10.5231 | 22.5855 | 0 | 0 | 0 | 0.98822 | 45.1652 |  | 59 | 7.872 | 25.3549 | 1.2413 | 0 | 0 | 0 | 1.5866 | 36.0547 |  | 59 | 6.2407 | 10.921 | 17.736 | 0 | 0 | -0.75461 | 0 | 34.1431 |  | 59 | 7.0304 | 13.0333 | 17.1966 | 0 | 0 | 0 | 3.2561 | 40.5164
|  | 60 | 11.0683 | 9.6019 | 22.5855 | 0 | 0 | 0 | 2.2373 | 45.493 |  | 60 | 7.872 | 26.1945 | 1.2413 | 0 | 0 | 0 | 0.79455 | 36.1023 |  | 60 | 6.2407 | 10.499 | 18.2573 | 0 | 0 | -0.80845 | 0 | 34.1886 |  | 60 | 7.0304 | 12.7511 | 17.6485 | 0 | 0 | 0 | 3.2155 | 40.6455
|  | 61 | 11.0683 | 8.347 | 22.5855 | 0 | 0 | 0 | 3.4273 | 45.4282 |  | 61 | 7.872 | 25.5375 | 1.2413 | 0 | 0 | 0 | 1.2018 | 35.8526 |  | 61 | 6.2407 | 9.8038 | 18.8044 | 0 | 0 | -0.86691 | 0 | 33.982 |  | 61 | 7.042 | 11.6609 | 18.5728 | 0 | 0 | 0 | 3.1973 | 40.4731
|  | 62 | 11.0683 | 6.9093 | 22.5855 | 0 | 0 | 0 | 4.4542 | 45.0173 |  | 62 | 7.872 | 23.8436 | 1.2413 | 0 | 0 | 0 | 1.97 | 34.9268 |  | 62 | 6.2407 | 8.654 | 19.1342 | 0 | 0 | -0.89969 | 0 | 33.1292 |  | 62 | 7.696 | 10.1756 | 18.9405 | 0 | 0 | 0 | 3.2346 | 40.0467
|  | 63 | 11.0683 | 5.9002 | 22.5855 | 0 | 0 | 0 | 4.9392 | 44.4932 |  | 63 | 7.872 | 21.1441 | 1.2413 | 0 | 0 | 0 | 4.0415 | 34.2988 |  | 63 | 6.2407 | 7.1223 | 20.0572 | 0 | 0 | -0.72645 | 0 | 32.6938 |  | 63 | 10.1218 | 9.4155 | 18.9405 | 0 | 0 | 0 | 1.1804 | 39.6581
|  | 64 | 11.0683 | 5.7744 | 25.1998 | 0 | 0 | 0 | 2.1122 | 44.1547 |  | 64 | 7.872 | 18.7839 | 3.0526 | 0 | 0 | 0 | 4.5332 | 34.2418 |  | 64 | 6.2407 | 5.4531 | 20.0572 | 0 | 0 | 0 | 0.98965 | 32.7406 |  | 64 | 10.4753 | 9.2807 | 20.7208 | 0 | 0 | -0.57854 | 0 | 39.8982
|  | 65 | 11.0483 | 5.9707 | 28.7103 | 0 | 0.06039 | -0.8623 | 0 | 44.9274 |  | 65 | 9.8378 | 16.7654 | 7.5043 | 0 | 0 | 0 | 1 | 35.1074 |  | 65 | 6.2407 | 3.9318 | 20.0572 | 0 | 0 | 0 | 3.6541 | 33.8837 |  | 65 | 10.4753 | 9.5569 | 21.0878 | 0 | 0 | -0.21806 | 0 | 40.9019
|  | 66 | 11.0483 | 6.2209 | 29.38 | 0 | 1.2372 | -0.06801 | 0 | 47.8185 |  | 66 | 11.0878 | 15.2449 | 8.1676 | 0 | 0 | 0 | 0.89446 | 35.3947 |  | 66 | 6.2407 | 2.8803 | 21.04 | 0 | 0 | 0 | 4.3163 | 34.4772 |  | 66 | 10.4753 | 9.8328 | 19.7158 | 0 | 0 | 0 | 4.1151 | 44.139
|  | 67 | 11.0483 | 6.3478 | 29.4258 | 0 | 1.9958 | 0 | 1 | 49.8177 |  | 67 | 11.0878 | 14.1216 | 8.6843 | 0 | 0 | 0 | 0.86 | 34.7537 |  | 67 | 6.2407 | 2.1806 | 20.3434 | 0 | 0 | 0 | 5.1155 | 33.8802 |  | 67 | 10.5305 | 10.1066 | 19.7856 | 0 | 0 | 0 | 5.8438 | 46.2664
|  | 68 | 11.0483 | 6.5108 | 25.6198 | 0 | 0.08342 | 0 | 6.5764 | 49.8387 |  | 68 | 11.0878 | 14.1081 | 8.3357 | 0 | 0 | 0 | 1 | 34.5316 |  | 68 | 6.2407 | 2.0362 | 20.0572 | 0 | 0 | 0 | 5.1917 | 33.5258 |  | 68 | 10.5475 | 10.5083 | 19.3075 | 0 | 0 | 0 | 5.0623 | 45.4256
|  | 69 | 11.0483 | 6.2604 | 24.4176 | 0 | 0 | 0 | 6.3819 | 48.1082 |  | 69 | 11.0878 | 14.4756 | 8.0903 | 0 | 0 | 0 | 1 | 34.6537 |  | 69 | 6.2407 | 1.8236 | 19.3322 | 0 | 0 | 0 | 6.3323 | 33.7287 |  | 69 | 8.6305 | 11.4102 | 19.3075 | 0 | 0 | 0 | 4 | 43.3482
|  | 70 | 11.0103 | 6.2542 | 22.5933 | 0 | 0 | 0 | 5.0693 | 44.9271 |  | 70 | 10.2218 | 14.3581 | 7.9293 | 0 | 0 | 0 | 1 | 33.5092 |  | 70 | 6.2407 | 1.6703 | 19.3322 | 0 | 0 | 0 | 5.6642 | 32.9074 |  | 70 | 7.0304 | 12.39 | 17.0466 | 0 | 0 | 0 | 3.9106 | 40.3776
|  | 71 | 11.0103 | 6.3317 | 22.5429 | 0 | 0 | 0 | 1 | 40.8849 |  | 71 | 7.5041 | 13.8632 | 8.3843 | 0 | 0 | 0 | 1 | 30.7516 |  | 71 | 6.1461 | 1.5263 | 19.3322 | 0 | 0 | 0 | 3.4277 | 30.4323 |  | 71 | 7.0304 | 13.9725 | 11.8212 | 0 | 0 | 0 | 4 | 36.8241
| Thursday | 72 | 11.0103 | 6.6446 | 19.0182 | 0 | 0 | 0 | 0.99655 | 37.6698 | Thursday | 72 | 7.293 | 12.4924 | 6.7837 | 0 | 0 | 0 | 1 | 27.569 | Thursday | 72 | 6.1461 | 1.4516 | 19.3322 | 0 | 0 | -0.32484 | 0 | 26.6051 | Thursday | 72 | 7.0304 | 15.1476 | 7.3336 | 0 | 0 | 0 | 4.1862 | 33.6978
|  | 73 | 11.0103 | 6.8058 | 15.2018 | 0.20123 | 0 | 0 | 0.88112 | 33.6978 |  | 73 | 7.293 | 11.7886 | 4.5828 | 0 | 0 | 0 | 1 | 24.6644 |  | 73 | 6.1461 | 1.4052 | 16.8038 | 0 | 0 | -0.5 | 0 | 23.8552 |  | 73 | 7.0304 | 15.4662 | 3.0662 | 0 | 0 | 0 | 4.2371 | 29.7999
|  | 74 | 11.0103 | 7.2782 | 13.8962 | 0.08573 | 0 | 0 | 0.79233 | 32.8914 |  | 74 | 7.293 | 11.5525 | 3.8572 | 0 | 0 | 0 | 1 | 23.7026 |  | 74 | 6.1461 | 1.3082 | 15.962 | 0 | 0 | -0.5 | 0 | 22.9163 |  | 74 | 7.0304 | 15.9034 | 1.8037 | 0 | 0 | 0 | 4 | 28.7375
|  | 75 | 11.0103 | 8.3435 | 12.2689 | 0.13531 | 0 | 0 | 0.74174 | 32.2291 |  | 75 | 7.293 | 11.4833 | 3.1591 | 0 | 0 | 0 | 1 | 22.9353 |  | 75 | 6.1461 | 1.0958 | 15.4099 | 0 | 0 | -0.5 | 0 | 22.1518 |  | 75 | 7.0304 | 15.5654 | 1.2995 | 0 | 0 | 0 | 4 | 27.8953
|  | 76 | 11.0103 | 10.1447 | 11.0602 | 1.5949 | 0 | 0 | 0.5 | 31.1204 |  | 76 | 7.293 | 11.5077 | 3.063 | 0 | 0 | 0 | 0.50968 | 22.3734 |  | 76 | 6.1461 | 1.087 | 14.7916 | 0 | 0 | -0.5 | 0 | 21.5247 |  | 76 | 7.0304 | 14.906 | 0.74658 | 0 | 0 | 0 | 4 | 26.6829
|  | 77 | 11.0159 | 10.5035 | 10.6901 | 1.9549 | 0 | 0 | 0.12085 | 30.3754 |  | 77 | 7.293 | 12.4929 | 7.5106 | 0 | 0 | -5 | 0 | 22.2965 |  | 77 | 6.1461 | 1.8378 | 13.8391 | 0 | 0 | -0.5 | 0 | 21.323 |  | 77 | 7.0304 | 14.1244 | 2.0508 | 0 | 0 | 0 | 2.7237 | 25.9293
|  | 78 | 10.3809 | 10.8277 | 17.4475 | 0.00025 | 0 | -8.3 | 0 | 30.3559 |  | 78 | 7.293 | 16.2481 | 4.8049 | 0 | 0 | -5.1512 | 0 | 23.1948 |  | 78 | 6.1461 | 3.7146 | 12.7757 | 0 | 0 | -0.5 | 0 | 22.1363 |  | 78 | 7.0304 | 13.5456 | 2.8404 | 0 | 0 | 0 | 2.3437 | 25.7601
|  | 79 | 10.4409 | 10.4038 | 19.1206 | 0 | 0 | -8.5008 | 0 | 31.4645 |  | 79 | 7.293 | 21.7348 | 3.4817 | 0 | 0 | -5.6875 | 0 | 26.822 |  | 79 | 6.1461 | 6.143 | 13.785 | 0 | 0 | -0.5 | 0 | 25.5742 |  | 79 | 7.0304 | 13.329 | 4.3583 | 0 | 0 | 0 | 2.1948 | 26.9125
|  | 80 | 10.5009 | 10.6804 | 23.443 | 0 | 0 | -7.9329 | 0 | 36.6914 |  | 80 | 7.293 | 25.1483 | 1.2323 | 0 | 0 | -1.2545 | 0 | 32.419 |  | 80 | 6.1461 | 8.0536 | 17.0699 | 0 | 0 | -0.5 | 0 | 30.7696 |  | 80 | 7.0904 | 13.9094 | 9.1189 | 0 | 0 | 0 | 2.0474 | 32.1661
|  | 81 | 10.5387 | 11.1506 | 20.2672 | 0 | 0 | 0 | 0 | 41.9565 |  | 81 | 7.293 | 27.1063 | 1.2323 | 0 | 0 | -0.61151 | 0 | 35.0201 |  | 81 | 6.1461 | 9.7471 | 17.7805 | 0 | 0 | -0.33739 | 0 | 33.3363 |  | 81 | 7.1213 | 15.1483 | 10.6762 | 0 | 0 | 0 | 4.4869 | 37.4327
|  | 82 | 11.1537 | 11.8959 | 20.7302 | 0 | 0 | 0 | 0 | 43.7798 |  | 82 | 7.293 | 28.3556 | 1.2323 | 0 | 0 | -0.97828 | 0 | 35.9026 |  | 82 | 6.1461 | 10.8184 | 17.1108 | 0 | 0 | 0 | 0 | 34.0753 |  | 82 | 7.1213 | 16.5376 | 10.7729 | 0 | 0 | 0 | 4.5397 | 38.9715
|  | 83 | 11.1537 | 12.5397 | 21.1273 | 0 | 0 | 0 | 0 | 44.8208 |  | 83 | 7.293 | 28.5698 | 1.2323 | 0 | 0 | -0.86554 | 0 | 36.2295 |  | 83 | 6.1461 | 11.1236 | 16.5236 | 0 | 0 | 0 | 0.26382 | 34.0571 |  | 83 | 7.1213 | 19.0506 | 9.5695 | 0 | 0 | 0 | 3.9242 | 39.6655
|  | 84 | 11.1537 | 12.8003 | 20.963 | 0 | 0 | 0 | 0 | 44.9169 |  | 84 | 7.293 | 28.3602 | 1.2323 | 0 | 0 | -0.31737 | 0 | 36.568 |  | 84 | 6.1461 | 11.0325 | 16.3621 | 0 | 0 | 0 | 0.57676 | 34.1174 |  | 84 | 7.1213 | 21.4497 | 7.9938 | 0 | 0 | 0 | 3 | 39.5648
|  | 85 | 11.1537 | 11.8351 | 21.7539 | 0 | 0 | 0 | 0 | 44.7426 |  | 85 | 7.293 | 27.1827 | 1.2323 | 0 | 0 | 0 | 0.73088 | 36.4388 |  | 85 | 6.1461 | 10.1105 | 16.9202 | 0 | 0 | 0 | 0.71218 | 33.889 |  | 85 | 7.1213 | 21.7615 | 7.3815 | 0 | 0 | 0 | 3 | 39.2643
|  | 86 | 11.1537 | 9.7762 | 22.5933 | 0 | 0 | 0 | 0.74158 | 44.2648 |  | 86 | 7.293 | 25.838 | 1.8825 | 0 | 0 | 0 | 0.66468 | 35.6781 |  | 86 | 6.1461 | 8.8158 | 17.5027 | 0 | 0 | 0 | 0.58989 | 33.0545 |  | 86 | 7.1213 | 20.8021 | 7.7943 | 0 | 0 | 0 | 3 | 38.7177
|  | 87 | 11.1537 | 7.7538 | 22.5933 | 0 | 0 | 0 | 2.2352 | 43.736 |  | 87 | 7.293 | 23.9954 | 3.2672 | 0 | 0 | 0 | 0.8073 | 35.3628 |  | 87 | 6.1461 | 7.8461 | 18.3822 | 0 | 0 | 0 | 0.28008 | 32.6545 |  | 87 | 7.1213 | 19.3454 | 9.0886 | 0 | 0 | 0 | 2.6837 | 38.2389
|  | 88 | 11.1537 | 6.4544 | 24.9048 | 0 | 0 | 0 | 0.91345 | 43.4263 |  | 88 | 7.293 | 21.8987 | 5.2975 | 0 | 0 | 0 | 0.9589 | 35.4481 |  | 88 | 6.1461 | 6.5824 | 18.3822 | 0 | 0 | 0 | 1.5649 | 32.6757 |  | 88 | 7.1213 | 18.596 | 12.0078 | 0 | 0 | 0 | 0.75475 | 38.4798
|  | 89 | 11.1537 | 6.2718 | 30.4603 | 0 | 0 | -3.8707 | 0 | 44.015 |  | 89 | 7.3378 | 20.1025 | 8.7753 | 0 | 0 | 0 | 0.42686 | 36.6424 |  | 89 | 6.1461 | 5.0908 | 18.3822 | 0 | 0 | 0 | 4.206 | 33.8251 |  | 89 | 7.1213 | 19.0207 | 12.6585 | 0 | 0 | 0 | 0.62201 | 39.4225
|  | 90 | 11.1537 | 5.7404 | 30.4713 | 0 | 0 | -0.80923 | 0 | 46.5561 |  | 90 | 10.5084 | 18.1512 | 8.7753 | 0 | 0 | -0.03455 | 0 | 37.4003 |  | 90 | 6.1461 | 4.9991 | 18.866 | 0 | 0 | 0 | 4.5 | 34.5112 |  | 90 | 7.1213 | 19.2128 | 14.9566 | 0 | 0 | 0 | 1.3449 | 42.6356
|  | 91 | 11.1537 | 5.0988 | 30.4873 | 0 | 1.07 | 0 | 1.1696 | 48.9793 |  | 91 | 11.0878 | 16.465 | 9.1854 | 0 | 0 | -0.11368 | 0 | 36.6244 |  | 91 | 6.145 | 5.9076 | 18.8222 | 0 | 0 | 0 | 2.866 | 33.7408 |  | 91 | 7.1213 | 19.2256 | 17.0684 | 0 | 0 | 0 | 1.7067 | 45.1221
|  | 92 | 11.1537 | 4.2956 | 30.4873 | 0 | 0.40183 | 0 | 3.6389 | 49.9773 |  | 92 | 10.846 | 15.8137 | 8.7753 | 0 | 0 | -0.01782 | 0 | 35.4172 |  | 92 | 6.145 | 7.5872 | 18.8222 | 0 | 0 | 0 | 0.28516 | 32.8396 |  | 92 | 7.1213 | 19.1027 | 15.421 | 0 | 0 | 0 | 3.5997 | 45.2446
|  | 93 | 11.1537 | 3.3151 | 25.6107 | 0 | 0 | 0 | 8.6709 | 48.7505 |  | 93 | 9.7103 | 15.4285 | 8.7753 | 0 | 0 | 0 | 1 | 34.9141 |  | 93 | 6.145 | 8.2068 | 18.3822 | 0 | 0 | 0 | 0 | 32.734 |  | 93 | 7.1213 | 18.6824 | 14.1488 | 0 | 0 | 0 | 3.7555 | 43.7081
|  | 94 | 11.1537 | 2.602 | 24.4336 | 0 | 0 | 0 | 7.0073 | 45.1966 |  | 94 | 8.9161 | 15.1448 | 8.7753 | 0 | 0 | 0 | 1 | 33.8362 |  | 94 | 6.145 | 8.2366 | 17.6747 | 0 | 0 | 0 | 0 | 32.0563 |  | 94 | 7.1213 | 18.0149 | 11.5698 | 0 | 0 | 0 | 3.8132 | 40.5192
|  | 95 | 11.1537 | 2.1873 | 22.5933 | 0 | 0 | 0 | 4.9596 | 40.8938 |  | 95 | 7.293 | 14.6952 | 8.7753 | 0 | 0 | 0 | 0.42977 | 31.1932 |  | 95 | 6.145 | 8.0363 | 15.6382 | 0 | 0 | 0 | 0 | 29.8194 |  | 95 | 7.1213 | 17.2733 | 9.5695 | 0 | 0 | 0 | 2.6789 | 36.643
| Friday | 96 | 11.1537 | 1.9001 | 22.5933 | 0 | 0 | 0 | 2.7282 | 38.3752 | Friday | 96 | 7.293 | 14.9691 | 1.8573 | 0 | 3.6448 | 0 | 0.03255 | 27.7967 | Friday | 96 | 6.145 | 7.5607 | 13.1405 | 0 | 0 | 0 | 0 | 26.8462 | Friday | 96 | 7.1213 | 16.4003 | 9.4285 | 0.16967 | 0 | 0 | 2.4638 | 35.2443
|  | 97 | 11.1537 | 1.4751 | 21.9543 | 0.36696 | 0 | 0 | 0 | 34.2161 |  | 97 | 7.293 | 15.1485 | 1.2323 | 0 | 0.04761 | 0 | 1.4247 | 25.1461 |  | 97 | 6.145 | 7.049 | 10.5464 | 0 | 0 | 0 | 0.16467 | 23.905 |  | 97 | 7.1213 | 15.2562 | 7.9751 | 1.6763 | 0 | 0 | 2.4 | 31.0764
|  | 98 | 11.1537 | 1.5943 | 21.1438 | 0.63753 | 0 | 0 | 0 | 33.2542 |  | 98 | 7.293 | 15.2734 | 1.2323 | 0 | 0 | 0 | 0.75157 | 24.5502 |  | 98 | 6.145 | 6.8503 | 9.6431 | 0 | 0 | 0 | 0.18162 | 22.8199 |  | 98 | 7.1213 | 14.2704 | 6.7744 | 0.88535 | 0 | 0 | 2.568 | 29.8487
|  | 99 | 11.1537 | 1.6893 | 19.8695 | 0.2102 | 0 | 0 | 0 | 32.5023 |  | 99 | 7.293 | 15.2356 | 1.2323 | 0 | 0 | 0 | 0.36868 | 24.1295 |  | 99 | 6.145 | 7.1376 | 8.5712 | 0 | 0 | 0 | 0.12045 | 21.9743 |  | 99 | 7.7363 | 13.3456 | 6.8984 | 0.53648 | 0 | 0 | 1.4393 | 28.8831
|  | 100 | 11.1537 | 1.5028 | 18.935 | 0.23228 | 0 | 0 | 0 | 31.3591 |  | 100 | 7.293 | 14.7452 | 1.2323 | 0 | 0 | 0 | 0.2982 | 23.5686 |  | 100 | 6.145 | 7.1049 | 8.5712 | 0 | 0 | -0.46048 | 0 | 21.3606 |  | 100 | 7.7363 | 12.573 | 6.9718 | 0.80313 | 0 | 0 | 1.115 | 27.5929
|  | 101 | 11.1697 | 1.4244 | 21.5467 | 0.28438 | 0 | -3.2184 | 0 | 30.638 |  | 101 | 7.2488 | 15.2666 | 1.2323 | 0 | 0 | -0.29778 | 0 | 23.4498 |  | 101 | 6.145 | 7.592 | 8.5712 | 0 | 0 | -1.198 | 0 | 21.1101 |  | 101 | 7.7363 | 12.3959 | 8.707 | 0.67062 | 0 | -1.4722 | 0 | 26.6964
|  | 102 | 11.1697 | 1.9106 | 24.6294 | 0 | 0 | -7.2384 | 0 | 30.4712 |  | 102 | 7.2488 | 16.154 | 1.2323 | 0 | 0 | -0.1352 | 0 | 24.4998 |  | 102 | 6.145 | 9.5804 | 8.5712 | 0 | 0 | -2.382 | 0 | 21.9146 |  | 102 | 7.7363 | 12.3536 | 9.1315 | 0 | 0 | -2.8035 | 0 | 26.4179
|  | 103 | 11.1697 | 1.8753 | 24.9208 | 0 | 0 | -6.3066 | 0 | 31.6591 |  | 103 | 7.2488 | 19.1583 | 1.2323 | 0 | 0 | 0 | 0.51408 | 28.1534 |  | 103 | 6.145 | 12.4692 | 8.5712 | 0 | 0 | -1.8765 | 0 | 25.3088 |  | 103 | 7.7363 | 11.8817 | 10.5671 | 0 | 0 | -2.5 | 0 | 27.6851
|  | 104 | 11.1697 | 2.4565 | 25.1309 | 0 | 0 | -1.5845 | 0 | 37.1726 |  | 104 | 7.2488 | 22.1869 | 1.2323 | 0.63956 | 0 | 0 | 3.6 | 33.6284 |  | 104 | 6.145 | 15.2754 | 8.9357 | 0 | 0 | 0 | 0 | 30.3561 |  | 104 | 7.7363 | 11.7381 | 14.3703 | 0 | 0 | -0.74005 | 0 | 33.1046
|  | 105 | 11.1697 | 3.3192 | 24.4336 | 0 | 0 | 0 | 3.9562 | 42.8787 |  | 105 | 7.2488 | 24.1095 | 1.2323 | 1.5985 | 0 | 0 | 4.7867 | 35.7788 |  | 105 | 6.205 | 17.4277 | 9.4176 | 0 | 0 | 0 | 0 | 33.0502 |  | 105 | 7.7363 | 11.7893 | 19.4064 | 0 | 0 | -0.396 | 0 | 38.536
|  | 106 | 11.7487 | 4.5283 | 22.6582 | 0 | 0 | 0 | 6 | 44.9352 |  | 106 | 7.2488 | 24.9685 | 1.2323 | 1.4691 | 0 | 0 | 4.2105 | 36.191 |  | 106 | 6.265 | 18.6284 | 9.2648 | 0 | 0 | 0 | 0 | 34.1582 |  | 106 | 7.7363 | 11.6822 | 19.4495 | 0 | 0 | 0 | 1.4723 | 40.3403
|  | 107 | 11.7487 | 5.187 | 23.1508 | 0 | 0 | 0 | 6 | 46.0865 |  | 107 | 7.2488 | 25.0748 | 1.2323 | 1.3736 | 0 | 0 | 3.9288 | 36.1111 |  | 107 | 6.325 | 18.3437 | 9.8022 | 0 | 0 | 0 | 0 | 34.4709 |  | 107 | 7.7363 | 11.1339 | 19.4495 | 0 | 0 | 0 | 2.97 | 41.2897
|  | 108 | 11.7487 | 5.2291 | 23.2622 | 0 | 0 | 0 | 6 | 46.24 |  | 108 | 7.2488 | 24.4204 | 1.2323 | 1.4363 | 0 | 0 | 4.718 | 36.1831 |  | 108 | 6.385 | 18.2494 | 10.0866 | 0 | 0 | 0 | 0 | 34.721 |  | 108 | 7.1329 | 10.1946 | 19.4495 | 0 | 0 | 0 | 4.5761 | 41.3531
|  | 109 | 11.7487 | 4.4615 | 23.9168 | 0 | 0 | 0 | 6 | 46.1269 |  | 109 | 7.2488 | 23.6655 | 1.2323 | 1.1678 | 0 | 0 | 5.0411 | 36.0199 |  | 109 | 6.445 | 17.7632 | 10.388 | 0 | 0 | 0 | 0 | 34.5962 |  | 109 | 8.5694 | 9.0917 | 19.4495 | 0 | 0 | 0 | 4.0158 | 41.1263
|  | 110 | 11.7487 | 3.4865 | 24.349 | 0 | 0 | 0 | 6.116 | 45.7002 |  | 110 | 7.2488 | 22.2192 | 1.2323 | 1.0031 | 0 | 0 | 5.6199 | 35.3172 |  | 110 | 6.505 | 16.482 | 10.7827 | 0 | 0 | 0 | 0 | 33.7696 |  | 110 | 9.8435 | 8.1907 | 19.4495 | 0 | 0 | 0 | 3.1524 | 40.6361
|  | 111 | 11.7475 | 2.4403 | 25.526 | 0 | 0 | 0 | 5.399 | 45.1128 |  | 111 | 7.2488 | 20.9529 | 1.2323 | 0 | 0 | 0 | 5.5689 | 35.0029 |  | 111 | 6.5521 | 14.6473 | 12.0612 | 0 | 0 | 0 | 0 | 33.2606 |  | 111 | 10.4498 | 7.4886 | 21.2148 | 0 | 0 | 0 | 1.0299 | 40.1832
|  | 112 | 11.7819 | 2.3444 | 30.6472 | 0 | 0.08739 | -0.19047 | 0 | 44.6703 |  | 112 | 7.2488 | 18.2404 | 2.3497 | 0 | 0 | 0 | 7.1795 | 35.0183 |  | 112 | 6.5529 | 12.3317 | 14.2969 | 0 | 0 | 0 | 0 | 33.1816 |  | 112 | 10.4498 | 7.0555 | 21.2148 | 0 | 0.68802 | 0 | 1 | 40.4082
|  | 113 | 11.7819 | 3.6774 | 30.6472 | 0 | 1.3805 | -2.1818 | 0 | 45.3051 |  | 113 | 7.9281 | 14.9236 | 10.1203 | 0 | 0 | 0 | 3.2691 | 36.2411 |  | 113 | 6.5529 | 10.4886 | 18.8222 | 0 | 0 | -1.6303 | 0 | 34.2334 |  | 113 | 10.4498 | 7.0233 | 21.2148 | 0 | 1.3821 | 0 | 1.3961 | 41.4662
|  | 114 | 11.7819 | 4.1342 | 30.6472 | 0 | 3.488 | -2.0739 | 0 | 47.9773 |  | 114 | 11.2061 | 13.104 | 10.3737 | 0 | 0.1586 | 0 | 2.0516 | 36.8941 |  | 114 | 6.5529 | 9.2925 | 18.8222 | 0 | 0 | 0 | 0.03953 | 34.7072 |  | 114 | 10.4498 | 7.0284 | 21.2148 | 0 | 3.3471 | 0 | 2.7052 | 44.7454
|  | 115 | 11.7819 | 4.697 | 30.6472 | 0 | 1.7896 | 0 | 1.243 | 50.1587 |  | 115 | 11.2537 | 11.76 | 11.3907 | 0 | 0.72236 | 0 | 1.4504 | 36.5772 |  | 115 | 6.5529 | 8.7111 | 18.8222 | 0 | 0 | -0.42135 | 0 | 33.6648 |  | 115 | 10.4498 | 7.3194 | 21.2148 | 0 | 2.6429 | 0 | 5.5362 | 47.1631
|  | 116 | 11.7475 | 4.3642 | 30.6472 | 0 | 0 | 0 | 3.7758 | 50.5346 |  | 116 | 11.2653 | 11.0903 | 11.8223 | 0 | 1.1341 | 0 | 1.1262 | 36.4382 |  | 116 | 6.5529 | 8.6331 | 18.8222 | 0 | 0 | -1.124 | 0 | 32.8842 |  | 116 | 10.4498 | 7.8408 | 21.2749 | 0 | 0 | 0 | 7.4633 | 47.0288
|  | 117 | 11.7445 | 4.6249 | 27.136 | 0 | 0 | 0 | 5.3692 | 48.8746 |  | 117 | 11.2653 | 11.1585 | 12.1723 | 0 | 0.85022 | 0 | 1.0461 | 36.4924 |  | 117 | 6.5529 | 8.3012 | 18.8222 | 0 | 0 | -0.73029 | 0 | 32.9461 |  | 117 | 10.4498 | 8.6375 | 19.8245 | 0 | 0 | 0 | 6.4 | 45.3118
|  | 118 | 11.7445 | 5.1358 | 23.911 | 0.17465 | 0 | 0 | 4.8753 | 45.4919 |  | 118 | 11.2653 | 10.9964 | 11.0223 | 0 | 0.82791 | 0 | 0.9 | 35.0119 |  | 118 | 6.5529 | 7.6929 | 18.763 | 0 | 0 | -0.5 | 0 | 32.5088 |  | 118 | 8.4077 | 9.7601 | 19.4495 | 0 | 0 | 0 | 4.5237 | 42.1411
|  | 119 | 11.7445 | 5.7807 | 22.0707 | 3.7879 | 0 | 0 | 5.5622 | 41.3702 |  | 119 | 10.1073 | 10.8152 | 10.1203 | 0 | 0 | 0 | 0.9 | 31.9428 |  | 119 | 6.5529 | 7.3247 | 16.9072 | 0 | 0 | -0.5 | 0 | 30.2847 |  | 119 | 7.1258 | 10.8468 | 15.7058 | 0 | 0 | 0 | 4.5053 | 38.1837
| Saturday | 120 | 11.7445 | 6.4896 | 14.9501 | 0 | 1.6254 | 0 | 1.4 | 36.2096 | Saturday | 120 | 7.2488 | 10.7779 | 10.1203 | 0 | 0 | -0.3866 | 0 | 27.7603 | Saturday | 120 | 6.5529 | 7.2978 | 13.4742 | 0 | 0 | -0.5 | 0 | 26.8248 | Saturday | 120 | 7.1258 | 11.9614 | 12.0626 | 0 | 0 | 0 | 4.5349 | 35.6847
|  | 121 | 11.7445 | 7.0829 | 11.5847 | 0 | 1.4488 | 0 | 1.4 | 33.261 |  | 121 | 7.2488 | 10.8084 | 6.9171 | 0 | 0 | 0 | 0 | 24.9742 |  | 121 | 6.5529 | 6.6233 | 11.4098 | 0 | 0 | -0.48027 | 0 | 24.1057 |  | 121 | 7.1258 | 11.9288 | 8.664 | 1.3893 | 0 | 0 | 5.2895 | 31.6188
|  | 122 | 11.7445 | 7.722 | 10.9448 | 0 | 0.30138 | 0 | 1.4 | 32.1127 |  | 122 | 7.2488 | 10.3434 | 6.674 | 0 | 0 | 0 | 0 | 24.2662 |  | 122 | 6.5529 | 6.3984 | 10.6044 | 0 | 0 | -0.39812 | 0 | 23.1575 |  | 122 | 7.1258 | 11.983 | 6.6743 | 1.6371 | 0 | 0 | 6.3948 | 30.5409
|  | 123 | 11.7445 | 8.5242 | 10.1977 | 0 | 0 | 0 | 0.64804 | 31.1145 |  | 123 | 7.2488 | 10.3251 | 5.888 | 0 | 0 | 0 | 0.22212 | 23.6839 |  | 123 | 6.5529 | 6.2188 | 9.9433 | 0 | 0 | -0.34088 | 0 | 22.3741 |  | 123 | 7.1258 | 11.5808 | 5.9744 | 1.3553 | 0 | 0 | 6.4 | 29.7258
|  | 124 | 11.7445 | 9.6148 | 8.9342 | 0 | 0 | -0.35261 | 0 | 29.9409 |  | 124 | 7.2488 | 10.3215 | 5.0311 | 0 | 0 | 0 | 0.6089 | 23.2103 |  | 124 | 6.5529 | 6.0501 | 9.4875 | 0 | 0 | -0.35194 | 0 | 21.7385 |  | 124 | 7.1258 | 11.0979 | 5.4713 | 1.4919 | 0 | 0 | 6.3049 | 28.508
|  | 125 | 11.7645 | 11.1279 | 8.071 | 0 | 0 | -1.9199 | 0 | 29.0435 |  | 125 | 7.2488 | 11.5063 | 3.6821 | 0 | 0 | 0 | 0.75531 | 23.1926 |  | 125 | 6.5529 | 6.2142 | 9.2459 | 0 | 0 | -0.46512 | 0 | 21.548 |  | 125 | 7.1258 | 10.7807 | 5.8003 | 1.0436 | 0 | 0 | 5.017 | 27.6802
|  | 126 | 11.7645 | 12.954 | 5.2411 | 0 | 0 | -1.8578 | 0 | 28.1018 |  | 126 | 7.2488 | 14.4065 | 1.8191 | 0 | 0 | 0 | 0.66416 | 24.1386 |  | 126 | 6.5529 | 7.9117 | 9.0112 | 0 | 0 | -1.039 | 0 | 22.4368 |  | 126 | 7.1258 | 10.808 | 9.8623 | 0 | 0 | -0.35342 | 0 | 27.4426
|  | 127 | 11.7645 | 15.0238 | 2.9847 | 0 | 0 | -2.4847 | 0 | 27.2883 |  | 127 | 7.2488 | 18.1839 | 1.6684 | 0 | 0 | 0 | 0.50252 | 27.6036 |  | 127 | 6.5529 | 10.785 | 9.0112 | 0 | 0 | -0.5 | 0 | 25.8491 |  | 127 | 7.1258 | 10.419 | 11.5502 | 0 | 0 | -0.36002 | 0 | 28.735
|  | 128 | 11.7436 | 16.5745 | 2.4179 | 0 | 0 | -1.0946 | 0 | 29.6414 |  | 128 | 7.2488 | 20.4316 | 4.7226 | 0 | 0 | 0 | 0.54172 | 32.9447 |  | 128 | 6.5529 | 13.8132 | 10.9754 | 0 | 0 | -0.5 | 0 | 30.8415 |  | 128 | 7.1258 | 10.3976 | 13.9207 | 0 | 0 | 0 | 2.8824 | 34.3265
|  | 129 | 11.7436 | 18.8538 | 2.7832 | 0 | 0 | 0 | 0.1768 | 33.5574 |  | 129 | 7.2488 | 21.1545 | 3.2046 | 0 | 0 | 0 | 3.796 | 35.4039 |  | 129 | 6.5529 | 15.2928 | 11.8067 | 0 | 0 | -0.5 | 0 | 33.1523 |  | 129 | 7.1258 | 10.7742 | 14.2592 | 0 | 0 | 0 | 7.8 | 39.9592
|  | 130 | 11.7816 | 20.977 | 2.5109 | 0 | 0 | 0 | 0.64205 | 35.9116 |  | 130 | 7.2488 | 22.1493 | 1.2323 | 0 | 0 | 0 | 5.3853 | 36.0156 |  | 130 | 6.5529 | 15.8207 | 12.1367 | 0 | 0 | -0.5 | 0 | 34.0102 |  | 130 | 7.1258 | 10.8125 | 15.8429 | 0 | 0 | 0 | 7.8 | 41.5812
|  | 131 | 11.7816 | 21.5452 | 1.2107 | 0 | 0 | 0 | 3.7352 | 38.2727 |  | 131 | 7.2488 | 23.1312 | 1.2323 | 0 | 0 | 0 | 4.4834 | 36.0956 |  | 131 | 6.5529 | 15.6529 | 12.5181 | 0 | 0 | -0.46125 | 0 | 34.2626 |  | 131 | 7.1258 | 10.4382 | 17.0017 | 0 | 0 | 0 | 7.8 | 42.3657
|  | 132 | 11.7816 | 21.5217 | 1.2107 | 0 | 0 | 0 | 4.9004 | 39.4143 |  | 132 | 7.2488 | 23.5123 | 1.2323 | 0 | 0 | 0 | 4.158 | 36.1513 |  | 132 | 6.5529 | 14.9152 | 13.417 | 0 | 0 | -0.37065 | 0 | 34.5145 |  | 132 | 7.1258 | 10.1142 | 17.264 | 0 | 0 | 0 | 7.8 | 42.304
|  | 133 | 11.7816 | 21.2489 | 1.2107 | 0 | 0 | 0 | 5.6718 | 39.913 |  | 133 | 7.2488 | 22.7705 | 1.2323 | 0 | 0 | 0 | 4.6483 | 35.8998 |  | 133 | 6.5529 | 13.2512 | 14.7872 | 0 | 0 | -0.16843 | 0 | 34.4229 |  | 133 | 7.132 | 9.2693 | 17.8391 | 0 | 0 | 0 | 7.8 | 42.0404
|  | 134 | 11.7711 | 20.8705 | 1.2107 | 0 | 0 | 0 | 6.3025 | 40.1547 |  | 134 | 7.2488 | 21.6155 | 1.2323 | 0 | 0 | 0 | 4.9071 | 35.0037 |  | 134 | 6.5529 | 10.979 | 16.1714 | 0 | 0 | -0.03844 | 0 | 33.6648 |  | 134 | 7.6509 | 8.0281 | 19.0207 | 0 | 0 | 0 | 6.7989 | 41.4986
|  | 135 | 11.7711 | 21.3019 | 6.4612 | 0 | 0 | 0 | 0.40581 | 39.94 |  | 135 | 7.2488 | 20.4478 | 1.2323 | 0 | 0 | 0 | 5.6872 | 34.616 |  | 135 | 6.5529 | 8.7026 | 18.0436 | 0 | 0 | 0 | 0 | 33.2991 |  | 135 | 10.3536 | 6.6674 | 19.6383 | 0 | 0 | 0 | 4.3147 | 40.974
|  | 136 | 11.7711 | 21.4653 | 7.213 | 0 | 0 | -0.35087 | 0 | 40.0986 |  | 136 | 7.2488 | 19.0175 | 3.3653 | 0 | 0 | 0 | 5 | 34.6315 |  | 136 | 6.5529 | 6.5575 | 19.9657 | 0 | 0 | 0 | 0.2182 | 33.2944 |  | 136 | 10.3536 | 6.0208 | 19.6383 | 0 | 0 | 0 | 5.1178 | 41.1305
|  | 137 | 11.7711 | 21.7672 | 9.4585 | 0 | 0 | -2.4104 | 0 | 40.5863 |  | 137 | 7.2488 | 17.6814 | 8.1644 | 0 | 0 | 0 | 2.5362 | 35.6308 |  | 137 | 6.5529 | 4.7659 | 19.9657 | 0 | 0.01091 | 0 | 3.1492 | 34.4447 |  | 137 | 10.3916 | 6.4916 | 19.6383 | 0 | 0 | 0 | 5.5344 | 42.0559
|  | 138 | 12.2751 | 22.1099 | 10.1977 | 0 | 0 | -0.96453 | 0 | 43.6181 |  | 138 | 7.2488 | 16.4099 | 10.1203 | 0 | 0 | 0 | 2.1346 | 35.9136 |  | 138 | 6.5529 | 3.8516 | 19.5257 | 0 | 1.6925 | 0 | 3.4367 | 35.0594 |  | 138 | 10.3916 | 6.9207 | 20.172 | 0 | 0 | 0 | 7.7062 | 45.1906
|  | 139 | 12.4061 | 22.277 | 10.0795 | 0 | 0 | 0 | 0.71266 | 45.4752 |  | 139 | 8.4234 | 14.9999 | 10.1203 | 0 | 0 | 0 | 1.8826 | 35.4262 |  | 139 | 6.5529 | 3.5812 | 19.5257 | 0 | 1.235 | 0 | 3.4 | 34.2949 |  | 139 | 10.3916 | 6.894 | 21.8738 | 0 | 0.7418 | 0 | 7.8 | 47.7012
|  | 140 | 12.2741 | 22.4137 | 7.7063 | 0 | 0 | 0 | 1.4061 | 43.8002 |  | 140 | 9.3144 | 14.5061 | 10.1203 | 0 | 0 | 0 | 1.4 | 35.3407 |  | 140 | 6.5529 | 3.9006 | 19.5257 | 0 | 0.29755 | 0 | 3.3023 | 33.5791 |  | 140 | 10.3916 | 6.7015 | 21.8738 | 0 | 1.1091 | 0 | 7.8 | 47.876
|  | 141 | 12.2741 | 22.4796 | 4.8814 | 0 | 0 | 0 | 1.728 | 41.363 |  | 141 | 10.0931 | 14.3501 | 9.6953 | 0 | 0 | 0 | 1.4 | 35.5384 |  | 141 | 6.5529 | 4.0459 | 19.5257 | 0 | 0.47587 | 0 | 2.9677 | 33.5682 |  | 141 | 10.8956 | 6.8543 | 21.3866 | 0 | 0 | 0 | 7.1639 | 46.3004
|  | 142 | 12.2744 | 21.6894 | 3.2713 | 0 | 0 | 0 | 1.8774 | 39.1125 |  | 142 | 8.9511 | 14.2591 | 9.6953 | 0 | 0 | 0 | 1.4 | 34.3055 |  | 142 | 6.5529 | 4.2402 | 19.5257 | 0 | 0.11864 | 0 | 2.3653 | 32.8028 |  | 142 | 11.0266 | 7.3732 | 19.6383 | 0 | 0 | 0 | 4.8503 | 42.8885
|  | 143 | 12.2744 | 20.7897 | 1.9837 | 0 | 0 | 0 | 1.9 | 36.9478 |  | 143 | 7.2487 | 13.8833 | 9.2553 | 0 | 0 | 0 | 1.117 | 31.5042 |  | 143 | 6.5529 | 4.7251 | 19.092 | 0 | 0 | 0 | 0 | 30.37 |  | 143 | 7.1258 | 8.0824 | 19.1639 | 0 | 0 | 0 | 4.4 | 38.772
| Sunday | 144 | 12.2744 | 20.2311 | 1.2107 | 0 | 0 | 0 | 1.1912 | 34.9074 | Sunday | 144 | 7.2487 | 13.5361 | 1.2323 | 0 | 5.1258 | 0 | 2.7498 | 29.8926 | Sunday | 144 | 6.5529 | 5.3984 | 14.2615 | 0 | 0 | 0 | 0 | 26.2128 | Sunday | 144 | 7.1258 | 9.096 | 15.6793 | 0 | 0 | 0 | 3 | 34.9011
|  | 145 | 12.3344 | 19.4796 | 1.2107 | 0 | 0 | -0.50178 | 0 | 32.5229 |  | 145 | 7.2487 | 12.7602 | 1.2323 | 0 | 1.9848 | 0 | 3.5 | 26.7259 |  | 145 | 6.5529 | 5.8043 | 11.0913 | 0 | 0 | 0 | 0 | 23.4485 |  | 145 | 7.7868 | 10.2216 | 10.9041 | 0 | 0 | 0 | 3 | 31.9124
|  | 146 | 12.374 | 18.8894 | 1.2107 | 1.1091 | 0 | 0 | 0.48485 | 31.8498 |  | 146 | 7.2487 | 11.9505 | 1.2323 | 0 | 1.2015 | 0 | 3.5 | 25.133 |  | 146 | 6.5529 | 6.2877 | 9.2048 | 0 | 0 | 0 | 0.07436 | 22.1198 |  | 146 | 7.7868 | 11.1083 | 9.1924 | 0 | 0 | 0 | 3 | 31.0875
|  | 147 | 12.374 | 18.3469 | 1.2107 | 2.3009 | 0 | 0 | 1.2407 | 30.8714 |  | 147 | 7.2487 | 10.5792 | 1.2323 | 0 | 1.4124 | 0 | 3.5 | 23.9725 |  | 147 | 6.5529 | 6.9422 | 7.4529 | 0 | 0 | 0 | 0.2189 | 21.1669 |  | 147 | 7.7868 | 12.357 | 7.1243 | 0 | 0 | 0 | 3 | 30.2681
|  | 148 | 12.374 | 17.6548 | 1.2107 | 2.6614 | 0 | 0 | 1.0074 | 29.5855 |  | 148 | 7.2487 | 9.648 | 1.2323 | 0 | 1.4384 | 0 | 3.5 | 23.0673 |  | 148 | 6.5529 | 7.5123 | 6.8788 | 0 | 0 | -0.54002 | 0 | 20.404 |  | 148 | 7.7868 | 13.1429 | 5.1574 | 0 | 0 | 0 | 3 | 29.0871
|  | 149 | 12.374 | 17.1442 | 1.2107 | 1.8548 | 0 | -0.25627 | 0 | 28.6179 |  | 149 | 7.2487 | 9.672 | 1.2323 | 0 | 1.7616 | 0 | 2.5329 | 22.4474 |  | 149 | 6.5529 | 8.5543 | 6.4999 | 0 | 0 | -1.6593 | 0 | 19.9478 |  | 149 | 7.7852 | 13.4714 | 3.9704 | 0 | 0 | 0 | 3 | 28.227
|  | 150 | 12.374 | 16.8988 | 1.2107 | 0.01705 | 0 | -2.6423 | 0 | 27.8241 |  | 150 | 7.2487 | 10.7525 | 1.2323 | 0 | 0.50154 | 0 | 2.174 | 21.909 |  | 150 | 6.5529 | 11.3921 | 1.9023 | 0 | 0 | 0 | 0 | 19.8473 |  | 150 | 7.7852 | 13.1838 | 5.4659 | 0 | 0 | 0 | 1 | 27.4349
|  | 151 | 12.374 | 16.789 | 1.2107 | 0 | 0 | -3.5424 | 0 | 26.8313 |  | 151 | 7.2487 | 12.7073 | 1.2323 | 0.001 | 0 | 0 | 1.3845 | 22.5717 |  | 151 | 6.5529 | 15.4131 | 1.2827 | 0 | 0 | -2.163 | 0 | 21.0858 |  | 151 | 7.7852 | 12.3232 | 5.3256 | 0 | 0 | 0 | 1 | 26.4339
|  | 152 | 12.374 | 17.7434 | 1.2107 | 0 | 0 | -3.7828 | 0 | 27.5453 |  | 152 | 7.2487 | 13.8305 | 1.2323 | 3.2158 | 0 | 0 | 7.5258 | 26.6214 |  | 152 | 6.5529 | 18.8319 | 1.2827 | 0 | 0 | -2.4082 | 0 | 24.2593 |  | 152 | 7.7852 | 12.78 | 7.3807 | 0 | 0 | 0 | 1 | 28.9459
|  | 153 | 12.374 | 19.0303 | 1.2107 | 0 | 0 | -3.3769 | 0 | 29.2381 |  | 153 | 7.2487 | 14.7025 | 1.2323 | 0 | 0.23101 | 0 | 7.9666 | 31.381 |  | 153 | 6.5529 | 20.6685 | 1.2827 | 0 | 0 | -1.097 | 0 | 27.4072 |  | 153 | 7.7852 | 14.9274 | 7.9842 | 0 | 0 | 0 | 2.4197 | 33.1165
|  | 154 | 12.374 | 20.9544 | 1.2107 | 0 | 0 | -2.1648 | 0 | 32.3743 |  | 154 | 7.2327 | 15.5662 | 1.2323 | 0 | 0.91984 | 0 | 8.231 | 33.182 |  | 154 | 6.5529 | 21.6396 | 1.2827 | 0.00025 | 0 | -0.69494 | 0 | 28.7801 |  | 154 | 7.7852 | 16.7293 | 7.5794 | 0 | 0 | 0 | 3 | 35.0939
|  | 155 | 12.374 | 21.7397 | 1.2107 | 0 | 0 | 0 | 0.75973 | 36.0841 |  | 155 | 7.2327 | 16.6575 | 1.2323 | 0 | 0.28979 | 0 | 8.6991 | 34.1114 |  | 155 | 6.5529 | 22.1339 | 1.2827 | 1.2884 | 0 | 0 | 0.49948 | 29.1806 |  | 155 | 7.7852 | 17.0933 | 8.8728 | 0 | 0 | 0 | 3 | 36.7513
|  | 156 | 12.329 | 20.6874 | 1.5795 | 0 | 0 | 0 | 3.8 | 38.3959 |  | 156 | 7.2327 | 17.0407 | 1.2323 | 0 | 0 | 0 | 8.877 | 34.3827 |  | 156 | 6.5529 | 22.0432 | 1.2827 | 3.8363 | 0 | 0 | 3.1027 | 29.1452 |  | 156 | 7.7852 | 15.7098 | 10.7224 | 0 | 0 | 0 | 3 | 37.2174
|  | 157 | 12.329 | 18.9823 | 2.9472 | 0 | 0 | 0 | 5.3838 | 39.6423 |  | 157 | 7.2327 | 18.4884 | 1.2323 | 0.59246 | 0 | 0 | 7.9549 | 34.3158 |  | 157 | 6.5529 | 20.9383 | 1.2827 | 1.7078 | 0 | 0 | 1.6628 | 28.7289 |  | 157 | 7.7852 | 13.2189 | 13.2654 | 0 | 0 | 0 | 3.072 | 37.3415
|  | 158 | 12.291 | 16.6236 | 5.7001 | 0 | 0 | 0 | 5.7044 | 40.3191 |  | 158 | 7.2327 | 19.328 | 1.2323 | 1.8366 | 0 | 0 | 7.9187 | 33.8751 |  | 158 | 6.5529 | 19.2722 | 1.2827 | 0 | 0 | 0 | 0.74377 | 27.8516 |  | 158 | 7.7852 | 10.0986 | 15.8456 | 0 | 0 | 0 | 3.5236 | 37.2529
|  | 159 | 12.291 | 14.876 | 9.3477 | 0 | 0 | 0 | 3.6286 | 40.1433 |  | 159 | 7.2327 | 19.7071 | 1.2323 | 2.3984 | 0 | 0 | 7.8 | 33.5736 |  | 159 | 6.5529 | 16.9448 | 2.7893 | 0 | 0 | 0 | 1 | 27.287 |  | 159 | 7.7852 | 6.4326 | 18.7892 | 0 | 0 | 0 | 3.9028 | 36.9098
|  | 160 | 12.291 | 14.172 | 11.9491 | 0 | 0.03976 | 0 | 1.6582 | 40.11 |  | 160 | 7.2327 | 19.6645 | 1.2323 | 2.3387 | 0 | 0 | 7.8 | 33.5907 |  | 160 | 6.5529 | 14.1982 | 5.6419 | 0 | 0 | 0 | 0.83321 | 27.2263 |  | 160 | 7.7852 | 4.3279 | 21.2413 | 0 | 0.64046 | 0 | 3.0212 | 37.016
|  | 161 | 12.291 | 14.2364 | 14.422 | 0 | 8e-05 | -0.43316 | 0 | 40.5164 |  | 161 | 7.2327 | 19.2519 | 1.2323 | 0 | 1.1994 | 0 | 4.9 | 33.8162 |  | 161 | 6.5529 | 11.0165 | 9.2797 | 0 | 0.39431 | 0 | 0.58713 | 27.8306 |  | 161 | 7.7852 | 4.4159 | 21.2413 | 0 | 0.49727 | 0 | 3.4 | 37.3396
|  | 162 | 12.291 | 14.5279 | 15.3942 | 0 | 0.74588 | -0.44679 | 0 | 42.5122 |  | 162 | 7.2327 | 18.9493 | 1.2323 | 0 | 3.8232 | 0 | 4.9 | 36.1375 |  | 162 | 6.5529 | 9.3213 | 12.7026 | 0 | 0.19306 | 0 | 0.20439 | 28.9742 |  | 162 | 7.7852 | 5.1994 | 21.2413 | 0 | 1.6822 | 0 | 4.1861 | 40.0941
|  | 163 | 12.291 | 14.2337 | 16.7532 | 0 | 0.21064 | 0 | 0.9 | 44.3886 |  | 163 | 7.2327 | 18.8234 | 1.2323 | 0 | 3.7474 | 0 | 5.1182 | 36.1541 |  | 163 | 6.5529 | 8.6113 | 13.4651 | 0 | 0.25713 | 0 | 0 | 28.8864 |  | 163 | 7.7852 | 6.8472 | 21.2413 | 0 | 2.187 | 0 | 4.5626 | 42.6232
|  | 164 | 12.291 | 13.4874 | 16.9049 | 0 | 0.74837 | 0 | 0.9 | 44.3317 |  | 164 | 7.2755 | 18.7718 | 1.2323 | 0 | 0.97478 | 0 | 4.9 | 33.1543 |  | 164 | 6.5529 | 8.3699 | 13.6115 | 0 | 0.15688 | 0 | 0 | 28.6913 |  | 164 | 7.7852 | 8.7141 | 21.2413 | 0 | 0.89562 | 0 | 4.135 | 42.7712
|  | 165 | 12.291 | 12.6272 | 16.8247 | 0 | 0.72263 | 0 | 0.9 | 43.3656 |  | 165 | 7.2755 | 19.0075 | 1.2323 | 0 | 0.201 | 0 | 3.1234 | 30.8397 |  | 165 | 6.5529 | 8.3627 | 13.5302 | 0 | 0.56286 | 0 | 0 | 29.0086 |  | 165 | 7.7852 | 10.235 | 21.2413 | 0 | 0 | 0 | 2.0588 | 41.3202
|  | 166 | 12.291 | 11.8787 | 15.2611 | 0 | 0.51753 | 0 | 0.94607 | 40.8944 |  | 166 | 7.2755 | 18.9164 | 1.2323 | 0 | 0.2 | 0 | 2.5969 | 30.221 |  | 166 | 6.5529 | 8.4448 | 13.703 | 0 | 0.2437 | 0 | 0 | 28.9444 |  | 166 | 7.7852 | 11.7854 | 18.6333 | 0 | 0 | 0 | 0.42209 | 38.626
|  | 167 | 12.291 | 10.7496 | 13.4206 | 0 | 0.392 | 0 | 0.96808 | 37.8212 |  | 167 | 7.2755 | 18.4651 | 1.2323 | 0 | 0.03338 | 0 | 2.4703 | 29.4765 |  | 167 | 6.5529 | 8.2434 | 12.6725 | 0 | 0.17012 | 0 | 0 | 27.6389 |  | 167 | 7.7852 | 13.3212 | 14.6912 | 0 | 0 | 0 | 0.1549 | 35.9524
Generation for charging storage or exports

## F.16
F.16: Weekly dispatch for Holistic Transition in 2050
Return to: Main Menu
Return to: Main Report Menu
F.16: Weekly dispatch for Holistic Transition in 2050
Notes
All demand values include electrolysis
Demand post-flexibility includes V2G exporting
Base load includes: nuclear, waste, biomass and bioenergy with carbon capture and storage
Biomass operates with some flexibility
Renewables includes: offshore wind, onshore wind, solar, hydro, marine and geothermal CHP
Unabated gas includes: CCGT, OCGT, gas CHP and gas reciprocating engines
Storage includes batteries and long duration energy storage
2024 and 2050 graphs are at two different scales
| Winter 2050 | [10 empty] | Spring 2050 | [10 empty] | Summer 2050 | [10 empty] | Autumn 2050
| Day | Hour | Base load | Renewable | Low Carbon Dispatchable Power | Storage Charging | Storage Discharging | Export | Import | Demand pre-flexibility | Demand post-flexibility | Day | Hour | Base load | Renewable | Low Carbon Dispatchable Power | Storage Charging | Storage Discharging | Export | Import | Demand pre-flexibility | Demand post-flexibility | Day | Hour | Base load | Renewable | Low Carbon Dispatchable Power | Storage Charging | Storage Discharging | Export | Import | Demand pre-flexibility | Demand post-flexibility | Day | Hour | Base load | Renewable | Low Carbon Dispatchable Power | Storage Charging | Storage Discharging | Export | Import | Demand pre-flexibility | Demand post-flexibility
|  |  | GW | GW | GW | GW | GW | GW | GW | GW | GW |  |  | GW | GW | GW | GW | GW | GW | GW | GW | GW |  |  | GW | GW | GW | GW | GW | GW | GW | GW | GW |  |  | GW | GW | GW | GW | GW | GW | GW | GW | GW
| Monday | 0 | 16.858 | 100.478 | 0.046 | 6.14 | 0 | 0 | 9.395 | 103.931 | 16.706 | Monday | 0 | 16.597 | 20.365 | 16.116 | 0 | 19.965 | 0 | 19.2324 | 86.3224 | 5.953 | Monday | 0 | 12.822 | 65.827 | 0.046 | 0 | 11.479 | -18.85 | 0 | 77.096 | -5.772 | Monday | 0 | 9.332 | 85.258 | 0.046 | 0 | 8.652 | -9.05 | 0 | 93.679 | 0.559
|  | 1 | 17.207 | 95.996 | 0.046 | 3.778 | 0 | 0 | 9.05 | 96.911 | 21.61 |  | 1 | 17.059 | 19.084 | 19.791 | 0 | 13.918 | 0 | 18 | 86.642 | 1.21 |  | 1 | 12.822 | 64.846 | 0.046 | 0 | 8.228 | -18.85 | 0 | 78.011 | -10.919 |  | 1 | 9.332 | 83.896 | 0.046 | 0 | 5.921 | -9.05 | 0 | 91.196 | -1.051
|  | 2 | 17.343 | 91.995 | 0.046 | 4.565 | 0 | 0 | 8.8911 | 89.277 | 24.433 |  | 2 | 17.213 | 18.222 | 19.791 | 0 | 13.381 | 0 | 19 | 85.247 | 2.36 |  | 2 | 12.822 | 63.171 | 0.046 | 0 | 8.296 | -18.85 | 0 | 77.728 | -12.243 |  | 2 | 9.332 | 82.158 | 0.046 | 0 | 1.316 | -9.05 | 0 | 89.057 | -5.255
|  | 3 | 17.372 | 88.661 | 0.046 | 2.725 | 0 | 0 | 9.6406 | 91.975 | 21.02 |  | 3 | 17.242 | 17.521 | 19.791 | 0 | 15.611 | 0 | 16.6 | 84.599 | 2.166 |  | 3 | 12.822 | 60.994 | 0.046 | 0 | 9.756 | -18.85 | 0 | 77.849 | -13.081 |  | 3 | 9.332 | 79.812 | 0.046 | 0 | 2.039 | -9.05 | 0 | 88.099 | -5.92
|  | 4 | 17.372 | 83.834 | 0.046 | 6.135 | 0 | 0 | 11.2605 | 85.607 | 20.771 |  | 4 | 17.242 | 17.109 | 19.791 | 0 | 13.765 | 0 | 16.2 | 88.24 | -4.133 |  | 4 | 12.822 | 58.733 | 0.046 | 0 | 10.762 | -18.85 | 0 | 76.768 | -13.255 |  | 4 | 9.332 | 76.231 | 0.046 | 0 | 3.408 | -9.05 | 0 | 88.572 | -8.605
|  | 5 | 17.372 | 78.63 | 0.046 | 6.282 | 0 | 0 | 10.6 | 85.733 | 14.633 |  | 5 | 17.242 | 22.502 | 19.791 | 0 | 17.498 | 0 | 15.8 | 95.644 | -2.811 |  | 5 | 12.822 | 60.578 | 0.046 | 0 | 5.932 | -18.85 | 0 | 74.728 | -14.2 |  | 5 | 9.332 | 77.128 | 0.046 | 0 | 3.143 | -9.05 | 0 | 92.674 | -12.075
|  | 6 | 17.372 | 72.158 | 0.046 | 0.888 | 0 | 0 | 9.5032 | 94.023 | 4.168 |  | 6 | 16.536 | 38.079 | 16.21 | 0 | 6.676 | 0 | 20.788 | 97.781 | 0.508 |  | 6 | 12.822 | 68.378 | 0.046 | 0 | 0.445 | -18.85 | 0 | 71.709 | -8.868 |  | 6 | 9.332 | 79.656 | 0.046 | 0 | 3.364 | -9.05 | 0 | 92.493 | -9.145
|  | 7 | 17.372 | 65.106 | 0.046 | 1.278 | 0 | 0 | 8.9634 | 91.25 | -1.041 |  | 7 | 16.536 | 56.399 | 0.046 | 0 | 6.676 | 0 | 8.5012 | 87.6741 | 0.484 |  | 7 | 12.822 | 72.49 | 0.046 | 15.051 | 0 | 0 | 0 | 68.852 | 1.455 |  | 7 | 9.332 | 81.838 | 0.046 | 3.437 | 0 | -9.05 | 0 | 83.242 | -4.513
|  | 8 | 17.372 | 63.818 | 0.046 | 0 | 0 | 0 | 10.3394 | 101.126 | -9.551 |  | 8 | 14.867 | 72.046 | 0.046 | 4.467 | 0 | 0 | 21.8 | 95.375 | 8.917 |  | 8 | 12.822 | 80.262 | 0.046 | 9.513 | 0 | 0 | 0 | 77.695 | 5.922 |  | 8 | 9.332 | 86.101 | 0.046 | 1.745 | 0 | -5.1176 | 0 | 92.7424 | -4.126
|  | 9 | 17.372 | 63.308 | 1.673 | 0 | 0.673 | 0 | 14.0416 | 100.299 | -3.231 |  | 9 | 14.816 | 81.986 | 0.046 | 3.726 | 0 | 0 | 21.8 | 93.287 | 21.635 |  | 9 | 12.822 | 86.915 | 0.046 | 10.629 | 0 | 0 | 0 | 79.661 | 9.493 |  | 9 | 9.332 | 91.129 | 0.046 | 3.257 | 0 | 0 | 0 | 94.099 | 3.151
|  | 10 | 15.702 | 63.243 | 0.046 | 0 | 0.68 | 0 | 16.2 | 95.281 | 0.59 |  | 10 | 14.752 | 88.94 | 0.046 | 4.14 | 0 | 0 | 21.8 | 88.095 | 33.303 |  | 10 | 12.822 | 91.805 | 0.046 | 13.303 | 0 | 0 | 0 | 78.914 | 12.456 |  | 10 | 9.332 | 99.815 | 0.046 | 2.32 | 0 | 0 | 0 | 91.767 | 15.106
|  | 11 | 15.702 | 58.439 | 0.415 | 0 | 0.202 | 0 | 21.8 | 93.141 | 3.417 |  | 11 | 14.814 | 92.892 | 0.046 | 6.889 | 0 | 0 | 21.8 | 85.577 | 37.086 |  | 11 | 12.822 | 88.79 | 0.046 | 12.787 | 0 | 0 | 0 | 78.772 | 10.099 |  | 11 | 9.332 | 109.926 | 0.046 | 9.513 | 0 | 0 | 0 | 91.591 | 18.2
|  | 12 | 15.702 | 52.748 | 0.353 | 0 | 1.129 | 0 | 21.8 | 93.647 | -1.915 |  | 12 | 14.676 | 93.951 | 0.046 | 7.396 | 0 | 0 | 21.8 | 85.132 | 37.945 |  | 12 | 12.822 | 91.383 | 0.046 | 15.424 | 0 | 0 | 0 | 79.643 | 9.184 |  | 12 | 9.332 | 114.389 | 0.046 | 12.173 | 0 | 0 | 0 | 92.364 | 19.23
|  | 13 | 15.702 | 47.32 | 3.435 | 0 | 1.495 | 0 | 21.8 | 93.964 | -4.212 |  | 13 | 14.676 | 90.477 | 0.046 | 4.19 | 0 | 0 | 21.8 | 84.68 | 38.129 |  | 13 | 12.822 | 88.278 | 0.046 | 10.224 | 0 | 0 | 0 | 80.082 | 10.84 |  | 13 | 9.332 | 111.01 | 0.046 | 8.252 | 0 | 0 | 0 | 92.142 | 19.994
|  | 14 | 15.702 | 44.133 | 6.848 | 0 | 2.621 | 0 | 12 | 93.053 | -11.749 |  | 14 | 14.735 | 83.133 | 0.046 | 5.436 | 0 | 0 | 19.126 | 84.0351 | 27.569 |  | 14 | 12.822 | 89.353 | 0.046 | 15.365 | 0 | 0 | 0 | 77.938 | 8.918 |  | 14 | 9.332 | 105.355 | 0.046 | 8.618 | 0 | 0 | 0 | 91.939 | 14.176
|  | 15 | 15.702 | 41.981 | 8.233 | 0 | 4.477 | 0 | 12 | 93.632 | -11.239 |  | 15 | 15.173 | 74.707 | 0.046 | 5.012 | 0 | 0 | 16.2 | 87.493 | 13.621 |  | 15 | 12.822 | 78.05 | 0.046 | 11.124 | 0 | 0 | 0 | 76.893 | 2.901 |  | 15 | 9.332 | 100.928 | 0.046 | 4.369 | 0 | -9.1918 | 0 | 94.3062 | 2.439
|  | 16 | 15.702 | 44.433 | 11.417 | 0 | 2.117 | 0 | 12 | 100.349 | -14.68 |  | 16 | 16.123 | 64.962 | 0.046 | 0 | 0 | 0 | 0.79684 | 90.8998 | -8.972 |  | 16 | 12.822 | 77.3 | 0.046 | 5.949 | 0 | -7 | 0 | 76.248 | 0.971 |  | 16 | 9.332 | 99.447 | 0.046 | 2.385 | 0 | -14.0757 | 0 | 99.7773 | -7.413
|  | 17 | 15.702 | 45.254 | 16.243 | 0 | 0.854 | -3.0741 | 0 | 106.383 | -31.404 |  | 17 | 16.523 | 57.998 | 0.046 | 0 | 3.251 | -0.45199 | 0 | 93.972 | -16.606 |  | 17 | 12.822 | 72.99 | 0.046 | 1.107 | 0 | -8.9829 | 0 | 78.1101 | -2.342 |  | 17 | 9.21 | 100.11 | 0.046 | 1.922 | 0 | -12.0529 | 0 | 105.2161 | -9.825
|  | 18 | 15.702 | 45.202 | 11.223 | 0 | 4.632 | -4.65 | 0 | 110.919 | -38.81 |  | 18 | 16.523 | 63.081 | 0.046 | 0 | 7.566 | -7.45 | 0 | 95.601 | -15.835 |  | 18 | 12.822 | 76.848 | 0.046 | 0 | 5.748 | -18.85 | 0 | 79.525 | -2.911 |  | 18 | 9.21 | 99.434 | 0.046 | 2.152 | 0 | -9.05 | 0 | 109.347 | -11.859
|  | 19 | 15.702 | 46.389 | 13.183 | 0 | 4.02 | -4.7493 | 0 | 111.265 | -36.72 |  | 19 | 16.523 | 66.681 | 0.046 | 0 | 4.393 | -7.6447 | 0 | 95.5963 | -15.598 |  | 19 | 12.822 | 75.9 | 0.046 | 0 | 5.637 | -18.85 | 0 | 77.717 | -2.162 |  | 19 | 9.21 | 101.41 | 0.046 | 2.009 | 0 | -9.05 | 0 | 110.157 | -10.55
|  | 20 | 15.702 | 47.766 | 15.361 | 0 | 3.857 | -5.6102 | 0 | 107.222 | -30.146 |  | 20 | 16.523 | 69.17 | 0.046 | 0 | 2.546 | -9.197 | 0 | 93.48 | -14.392 |  | 20 | 12.822 | 78.997 | 0.046 | 0.298 | 0 | -17.85 | 0 | 76.027 | -2.31 |  | 20 | 9.21 | 101.696 | 0.046 | 0 | 0.144 | -9.05 | 0 | 106.55 | -4.504
|  | 21 | 15.69 | 46.752 | 17.409 | 0 | 2.386 | -4.65 | 0 | 99.712 | -22.125 |  | 21 | 16.523 | 66.688 | 0.046 | 0 | 3.042 | -8.5948 | 0 | 89.2822 | -11.578 |  | 21 | 12.822 | 77.528 | 0.046 | 2.084 | 0 | -15.4957 | 0 | 75.0303 | -2.214 |  | 21 | 9.21 | 100.474 | 0.046 | 4.206 | 0 | -9.05 | 0 | 98.753 | -2.279
|  | 22 | 15.69 | 45.627 | 16.737 | 0 | 2.556 | -5.6985 | 0 | 86.116 | -11.204 |  | 22 | 14.853 | 63.625 | 0.046 | 0 | 3.001 | -7.882 | 0 | 80.82 | -7.177 |  | 22 | 12.822 | 74.384 | 0.046 | 0 | 0.357 | -15.6057 | 0 | 73.7193 | -1.716 |  | 22 | 9.21 | 100.994 | 0.046 | 5.664 | 0 | -9.05 | 0 | 88.553 | 6.983
|  | 23 | 15.69 | 44.837 | 16.349 | 0 | 0.218 | -5.9679 | 0 | 74.177 | -3.051 |  | 23 | 14.715 | 61.181 | 0.046 | 0 | 2.145 | -9.3466 | 0 | 73.9084 | -5.168 |  | 23 | 12.822 | 70.391 | 0.046 | 0 | 1.476 | -15.1852 | 0 | 70.4918 | -0.942 |  | 23 | 9.21 | 99.217 | 0.046 | 7.281 | 0 | -9.05 | 0 | 82.002 | 10.14
| Tuesday | 24 | 15.69 | 45.021 | 19.569 | 0 | 2.735 | -7.8985 | 0 | 89.271 | -14.154 | Tuesday | 24 | 14.715 | 59.238 | 0.046 | 0 | 9.401 | -6.417 | 0 | 86.546 | -9.563 | Tuesday | 24 | 12.822 | 62.862 | 0.046 | 0 | 15.327 | -13.25 | 0 | 79.043 | -1.236 | Tuesday | 24 | 9.21 | 95.925 | 0.046 | 0.427 | 0 | -9.05 | 0 | 99.49 | -3.786
|  | 25 | 15.69 | 45.193 | 16.421 | 0 | 1.411 | -7.45 | 0 | 82.262 | -10.997 |  | 25 | 14.715 | 58.006 | 0.046 | 0 | 3.93 | -4.8325 | 0 | 86.4745 | -14.61 |  | 25 | 12.822 | 58.141 | 0.046 | 0 | 15.148 | -13.25 | 0 | 78.312 | -5.405 |  | 25 | 9.21 | 93.844 | 0.046 | 4.108 | 0 | -9.05 | 0 | 96.169 | -6.227
|  | 26 | 15.69 | 47.144 | 10.368 | 0 | 2.121 | -7.45 | 0 | 80.438 | -12.565 |  | 26 | 14.715 | 56.026 | 0.046 | 0 | 5.059 | -5.7877 | 0 | 84.8822 | -14.824 |  | 26 | 12.822 | 55.477 | 0.046 | 0 | 15.116 | -13.25 | 0 | 77.874 | -7.663 |  | 26 | 9.21 | 93.021 | 0.046 | 2.561 | 0 | -9.05 | 0 | 93.143 | -2.477
|  | 27 | 15.69 | 51.709 | 12.126 | 0 | 1.629 | -5.45 | 0 | 79.226 | -3.522 |  | 27 | 14.715 | 55.745 | 0.046 | 0 | 3.47 | -5.25 | 0 | 83.936 | -15.21 |  | 27 | 12.822 | 53.637 | 0.046 | 0 | 15.121 | -13.25 | 0 | 77.151 | -8.775 |  | 27 | 9.21 | 91.615 | 0.046 | 2.301 | 0 | -9.05 | 0 | 90.687 | -1.167
|  | 28 | 15.69 | 60.494 | 7.09 | 0 | 0.654 | -5.8171 | 0 | 80.885 | -2.774 |  | 28 | 14.715 | 55.125 | 0.046 | 0 | 3.45 | -5.325 | 0 | 86.9751 | -18.964 |  | 28 | 12.822 | 53.007 | 0.046 | 0 | 14.317 | -13.25 | 0 | 76.621 | -9.679 |  | 28 | 9.21 | 90.76 | 0.046 | 7.025 | 0 | -9.05 | 0 | 91.83 | -7.889
|  | 29 | 15.69 | 63.889 | 6.042 | 0 | 1.96 | -7.45 | 0 | 82.665 | -2.534 |  | 29 | 14.715 | 58.673 | 0.046 | 0 | 1.57 | -5.3339 | 0 | 93.3231 | -23.653 |  | 29 | 12.822 | 54.398 | 0.046 | 0 | 13.156 | -13.25 | 0 | 74.334 | -7.162 |  | 29 | 9.08 | 88.49 | 0.046 | 3.057 | 0 | -9.05 | 0 | 93.876 | -8.367
|  | 30 | 15.69 | 66.678 | 3.904 | 0 | 0.908 | -7.45 | 0 | 92.577 | -12.847 |  | 30 | 14.628 | 67.07 | 0.046 | 0 | 0 | -5.8498 | 0 | 94.8262 | -18.932 |  | 30 | 12.822 | 60.134 | 0.046 | 0 | 1.491 | -5.8962 | 0 | 71.7218 | -3.125 |  | 30 | 9.08 | 87.05 | 0.046 | 6.669 | 0 | -9.05 | 0 | 91.977 | -11.52
|  | 31 | 15.69 | 65.53 | 0.728 | 0 | 0.103 | -9.45 | 0 | 88.957 | -16.356 |  | 31 | 12.926 | 81.501 | 0.046 | 2.664 | 0 | -7.5 | 0 | 84.284 | 0.025 |  | 31 | 12.822 | 70.069 | 0.046 | 10.72 | 0 | 0 | 0 | 67.612 | 4.605 |  | 31 | 9.08 | 82.705 | 0.046 | 5.681 | 0 | -9.05 | 0 | 79.415 | -2.315
|  | 32 | 15.69 | 69.084 | 0.444 | 0 | 0.257 | 0 | 0.8 | 99.808 | -13.533 |  | 32 | 11.976 | 95.406 | 0.046 | 5.783 | 0 | -5.2624 | 0 | 94.4316 | 1.951 |  | 32 | 12.822 | 80.581 | 0.046 | 9.482 | 0 | 0 | 0 | 77.376 | 6.591 |  | 32 | 9.08 | 87.26 | 0.046 | 2.79 | 0 | -9.05 | 0 | 90.238 | -5.692
|  | 33 | 15.69 | 72.4 | 0.077 | 0 | 0.048 | 0 | 9.7744 | 101.815 | -3.826 |  | 33 | 11.976 | 105.969 | 0.046 | 14.397 | 0 | -1.4138 | 0 | 94.1922 | 7.988 |  | 33 | 12.822 | 78.621 | 0.046 | 9.183 | 0 | 0 | 0 | 79.975 | 2.331 |  | 33 | 9.08 | 90.587 | 0.046 | 4.625 | 0 | 0 | 0 | 97.68 | -2.592
|  | 34 | 15.69 | 76.421 | 0.046 | 0 | 0 | 0 | 12 | 96.515 | 7.642 |  | 34 | 11.976 | 107.288 | 0.046 | 14.669 | 0 | -3.7018 | 0 | 89.3732 | 11.566 |  | 34 | 12.822 | 87.138 | 0.046 | 13.253 | 0 | 0 | 0 | 79.677 | 7.076 |  | 34 | 9.08 | 92.886 | 0.046 | 7.338 | 0 | 0 | 0 | 93.212 | 1.462
|  | 35 | 15.69 | 77.827 | 0.046 | 0 | 0 | 0 | 13.826 | 94.147 | 13.242 |  | 35 | 11.976 | 106.521 | 0.046 | 11.011 | 0 | -3.1131 | 0 | 87.9159 | 16.503 |  | 35 | 12.822 | 86.959 | 0.046 | 10.265 | 0 | 0 | 0 | 79.787 | 9.775 |  | 35 | 9.08 | 89.74 | 0.046 | 9.019 | 0 | 0 | 0 | 92.575 | -2.728
|  | 36 | 15.69 | 78.276 | 0.046 | 0 | 0 | 0 | 14.549 | 95.067 | 13.494 |  | 36 | 11.976 | 105.116 | 0.046 | 11.827 | 0 | -3.4315 | 0 | 87.4795 | 14.4 |  | 36 | 12.822 | 89.272 | 0.046 | 13.044 | 0 | 0 | 0 | 80.21 | 8.886 |  | 36 | 9.08 | 86.632 | 0.046 | 3.951 | 0 | 0 | 0 | 90.767 | 1.04
|  | 37 | 15.69 | 72.524 | 0.046 | 0 | 0 | 0 | 13.2928 | 95.284 | 6.269 |  | 37 | 11.976 | 103.662 | 0.046 | 10.343 | 0 | -4.6821 | 0 | 86.8679 | 13.791 |  | 37 | 12.822 | 86.121 | 0.046 | 7.435 | 0 | 0 | 0 | 80.388 | 11.166 |  | 37 | 9.08 | 79.888 | 0.046 | 3.262 | 0 | 0 | 0 | 89.811 | -4.059
|  | 38 | 15.69 | 63.27 | 2.396 | 0 | 1.116 | 0 | 10.0655 | 93.558 | -1.02 |  | 38 | 11.976 | 100.599 | 0.046 | 9.738 | 0 | -3.5735 | 0 | 87.4195 | 11.89 |  | 38 | 12.822 | 86.282 | 0.046 | 13.967 | 0 | 0 | 0 | 78.918 | 6.265 |  | 38 | 9.08 | 74.791 | 0.046 | 0 | 5.386 | -9.5283 | 0 | 88.1056 | -8.331
|  | 39 | 15.69 | 52.685 | 11.96 | 0 | 1.771 | 0 | 1.7629 | 94.019 | -10.15 |  | 39 | 11.976 | 99.827 | 0.046 | 11.945 | 0 | -5.6 | 0 | 89.957 | 4.347 |  | 39 | 12.822 | 82.391 | 0.046 | 13.573 | 0 | 0 | 0 | 78.01 | 3.676 |  | 39 | 9.08 | 77.09 | 0.046 | 0 | 6.527 | -14.65 | 0 | 89.665 | -11.572
|  | 40 | 15.69 | 46.299 | 15.095 | 0 | 2.269 | -7.45 | 0 | 101.085 | -29.182 |  | 40 | 11.976 | 98.315 | 0.046 | 9.728 | 0 | -16.888 | 0 | 93.308 | -9.587 |  | 40 | 12.822 | 76.529 | 0.046 | 12.231 | 0 | 0 | 0 | 78.769 | -1.603 |  | 40 | 9.08 | 73.471 | 0.046 | 0 | 6.856 | -9.1376 | 0 | 95.4314 | -15.116
|  | 41 | 15.69 | 42.565 | 19.043 | 0 | 1.178 | -9.1507 | 0 | 107.511 | -38.186 |  | 41 | 11.976 | 95.291 | 0.046 | 5.314 | 0 | -18.85 | 0 | 97.278 | -14.129 |  | 41 | 12.822 | 71.825 | 0.046 | 0 | 1.268 | -10.1938 | 0 | 77.4612 | -1.694 |  | 41 | 9.08 | 70.55 | 0.046 | 0 | 7.156 | -3.2847 | 0 | 100.5603 | -17.013
|  | 42 | 15.69 | 38.85 | 18.499 | 0 | 3.18 | -7.45 | 0 | 111.137 | -42.368 |  | 42 | 11.976 | 95.322 | 0.046 | 2.553 | 0 | -18.85 | 0 | 99.115 | -13.174 |  | 42 | 14.325 | 68.084 | 0.046 | 0 | 15.297 | -18.85 | 0 | 78.27 | 0.632 |  | 42 | 9.08 | 67.955 | 0.046 | 0 | 11.407 | 0 | 1.4715 | 105.7755 | -15.816
|  | 43 | 15.69 | 35.692 | 20.691 | 0 | 0.901 | -7.45 | 0 | 112.365 | -46.841 |  | 43 | 11.976 | 95.329 | 0.046 | 3.379 | 0 | -18.9547 | 0 | 98.5793 | -13.562 |  | 43 | 14.325 | 66.508 | 0.046 | 0 | 13.427 | -18.85 | 0 | 77.797 | -2.341 |  | 43 | 9.08 | 65.824 | 0.046 | 0 | 16.61 | 0 | 1.4577 | 107.2827 | -14.265
|  | 44 | 15.69 | 32.4 | 17.574 | 0 | 0.801 | -7.45 | 0 | 109.274 | -50.259 |  | 44 | 11.976 | 97.009 | 0.046 | 4.009 | 0 | -20.8301 | 0 | 95.4679 | -11.276 |  | 44 | 14.325 | 67.199 | 0.046 | 0 | 10.509 | -17.2181 | 0 | 75.9249 | -1.064 |  | 44 | 9.08 | 63.175 | 0.046 | 0 | 15.775 | 0 | 2.5862 | 102.6032 | -11.941
|  | 45 | 15.69 | 28.392 | 12.686 | 0 | 3.039 | -7.45 | 0 | 102.01 | -49.653 |  | 45 | 11.976 | 94.61 | 0.046 | 3.552 | 0 | -21.8 | 0 | 91.134 | -9.854 |  | 45 | 14.325 | 66.64 | 0.046 | 0 | 6.783 | -14.65 | 0 | 74.597 | -1.453 |  | 45 | 9.08 | 57.466 | 0.046 | 0 | 17.491 | 0 | 2.6082 | 95.5131 | -8.822
|  | 46 | 15.69 | 24.513 | 16.382 | 0 | 2.656 | -7.45 | 0 | 87.088 | -35.297 |  | 46 | 11.976 | 91.651 | 0.046 | 4.791 | 0 | -20.9242 | 0 | 84.0338 | -6.076 |  | 46 | 14.325 | 70.512 | 0.046 | 0 | 2.662 | -14.65 | 0 | 73.987 | -1.092 |  | 46 | 9.08 | 51.13 | 0.046 | 0 | 17.386 | 0 | 3.25 | 86.12 | -5.228
|  | 47 | 15.69 | 22.327 | 15.842 | 0 | 2.81 | -7.45 | 0 | 74.604 | -25.385 |  | 47 | 11.976 | 87.874 | 0.046 | 7.222 | 0 | -19.8459 | 0 | 77.1251 | -4.297 |  | 47 | 14.325 | 69.891 | 0.046 | 0 | 0.127 | -14.65 | 0 | 71.451 | -1.712 |  | 47 | 9.08 | 46.414 | 0.046 | 0 | 18.051 | 0 | 1.2363 | 79.2103 | -4.383
| Wednesday | 48 | 14.827 | 20.059 | 31.423 | 0 | 14.888 | 0 | 21.8 | 91.618 | 11.379 | Wednesday | 48 | 11.976 | 85.476 | 0.046 | 0 | 15.217 | -14.8 | 0 | 86.011 | 11.904 | Wednesday | 48 | 14.325 | 68.505 | 0.046 | 0 | 8.074 | -14.65 | 0 | 79.978 | -3.678 | Wednesday | 48 | 11.316 | 39.007 | 0.046 | 0 | 14.082 | 0 | 7.4917 | 95.2147 | -23.272
|  | 49 | 14.827 | 19.045 | 37.13 | 0 | 10.418 | 0 | 21.8 | 84.363 | 18.857 |  | 49 | 11.976 | 82.321 | 0.046 | 0 | 12.675 | -14.8 | 0 | 85.348 | 6.87 |  | 49 | 14.325 | 67.261 | 0.046 | 0 | 4.777 | -14.65 | 0 | 80.764 | -9.005 |  | 49 | 11.742 | 32.42 | 0.046 | 0 | 13.706 | 0 | 9.0745 | 89.7645 | -22.776
|  | 50 | 14.853 | 18.261 | 37.668 | 0 | 8.571 | 0 | 21.8 | 82.161 | 18.992 |  | 50 | 11.976 | 79.044 | 0.046 | 0 | 11.861 | -14.0883 | 0 | 83.4637 | 5.375 |  | 50 | 14.325 | 67.653 | 0.046 | 0 | 3.775 | -14.65 | 0 | 80.501 | -9.352 |  | 50 | 11.838 | 27.868 | 0.046 | 0 | 12.67 | 0 | 7.4544 | 88.1475 | -28.271
|  | 51 | 14.853 | 17.401 | 37.335 | 0 | 8.548 | 0 | 21.8 | 80.847 | 19.09 |  | 51 | 11.976 | 74.313 | 0.046 | 0 | 12.372 | -11.85 | 0 | 82.47 | 4.387 |  | 51 | 14.325 | 66.476 | 0.046 | 1.007 | 0 | -11.85 | 0 | 80.301 | -12.311 |  | 51 | 11.867 | 25.395 | 0.046 | 0 | 13.927 | 0 | 5.6402 | 86.7402 | -29.865
|  | 52 | 14.853 | 15.772 | 37.448 | 0 | 6.883 | 0 | 21.8 | 82.159 | 14.597 |  | 52 | 10.473 | 70.84 | 0.046 | 0 | 12.621 | -11.85 | 0 | 85.275 | -3.145 |  | 52 | 14.325 | 66.737 | 0.046 | 2.451 | 0 | -11.85 | 0 | 78.8 | -11.993 |  | 52 | 11.867 | 25.434 | 0.046 | 0 | 10.322 | 0 | 3.9141 | 85.9871 | -34.404
|  | 53 | 14.853 | 16.54 | 36.086 | 0 | 5.466 | 0 | 21.8 | 83.865 | 10.88 |  | 53 | 10.473 | 68.656 | 0.046 | 0 | 13.305 | -11.85 | 0 | 90.764 | -10.134 |  | 53 | 14.325 | 71.231 | 0.046 | 11.547 | 0 | 0 | 0 | 77.081 | -3.026 |  | 53 | 11.867 | 30.347 | 0.046 | 0 | 7.969 | 0 | 3.6 | 85.669 | -31.84
|  | 54 | 14.853 | 15.271 | 35.368 | 0 | 5.835 | 0 | 21.8 | 93.538 | -0.411 |  | 54 | 10.473 | 73.378 | 0.046 | 0 | 11.635 | -11.85 | 0 | 91.38 | -7.698 |  | 54 | 14.325 | 85.436 | 0.046 | 11.539 | 0 | 0 | 0 | 73.892 | 14.376 |  | 54 | 11.867 | 33.249 | 0.046 | 0 | 9.785 | 0 | 0.29153 | 89.2605 | -34.022
|  | 55 | 14.853 | 13.912 | 25.934 | 0 | 0 | 0 | 21.8 | 89.157 | -12.658 |  | 55 | 10.473 | 87.809 | 0.046 | 8.233 | 0 | 0 | 0 | 83.428 | 6.667 |  | 55 | 14.325 | 92.647 | 0.046 | 11.194 | 0 | 0 | 0 | 68.712 | 27.112 |  | 55 | 11.867 | 36.865 | 0.046 | 0 | 11.219 | 0 | 3.6 | 81.217 | -17.62
|  | 56 | 14.853 | 16.936 | 31.269 | 0 | 3.792 | 0 | 21.8 | 101.703 | -13.053 |  | 56 | 10.473 | 104.58 | 0.046 | 11.657 | 0 | 0 | 0 | 92.86 | 10.582 |  | 56 | 14.325 | 96.253 | 0.046 | 10.291 | 0 | 0 | 0 | 77.58 | 22.753 |  | 56 | 11.867 | 45.279 | 0.046 | 0 | 13.33 | 0 | 3.6 | 92.597 | -18.475
|  | 57 | 14.853 | 20.761 | 34.45 | 0 | 6.692 | 0 | 21.8 | 103.542 | -4.986 |  | 57 | 10.473 | 119.335 | 0.046 | 13.511 | 0 | 0 | 0 | 92.417 | 23.926 |  | 57 | 14.325 | 100.404 | 0.046 | 12.165 | 0 | 0 | 0 | 79.145 | 23.465 |  | 57 | 11.867 | 58.478 | 0.046 | 0 | 11.648 | 0 | 3.6 | 95.812 | -10.173
|  | 58 | 14.853 | 26.667 | 33.195 | 0 | 2.889 | 0 | 21.8 | 97.963 | 1.441 |  | 58 | 10.473 | 127.466 | 0.046 | 15.6 | 0 | 0 | 0 | 89.553 | 32.832 |  | 58 | 14.325 | 92.04 | 0.046 | 7.134 | 0 | 0 | 0 | 76.458 | 22.819 |  | 58 | 11.808 | 78.283 | 0.046 | 0 | 2.286 | -2.4922 | 0 | 90.7258 | -0.795
|  | 59 | 14.853 | 30.959 | 30.155 | 0 | 3.03 | 0 | 21.8 | 95.886 | 4.911 |  | 59 | 10.473 | 131.951 | 0.046 | 16.147 | 0 | 0 | 0 | 87.68 | 38.643 |  | 59 | 14.325 | 96.359 | 0.046 | 11.769 | 0 | 0 | 0 | 77.092 | 21.869 |  | 59 | 9.08 | 93.353 | 0.046 | 0 | 0.82 | -12.6 | 0 | 90.476 | 0.223
|  | 60 | 14.853 | 30.565 | 31.12 | 0 | 0.502 | 0 | 21.8 | 96.212 | 2.628 |  | 60 | 10.473 | 135.844 | 0.046 | 20.049 | 0 | 0 | 0 | 87.972 | 38.342 |  | 60 | 14.325 | 90.66 | 0.046 | 9.895 | 0 | 0 | 0 | 77.546 | 17.59 |  | 60 | 9.08 | 105.696 | 0.046 | 6.546 | 0 | -12.6 | 0 | 91.918 | 3.758
|  | 61 | 14.853 | 26.677 | 31.55 | 0 | 2.78 | 0 | 21.8 | 96.636 | 1.024 |  | 61 | 10.473 | 134.116 | 0.046 | 16.795 | 0 | 0 | 0 | 87.364 | 40.476 |  | 61 | 14.325 | 89.287 | 0.046 | 6.247 | 0 | 0 | 0 | 77.979 | 19.432 |  | 61 | 9.08 | 111.214 | 0.046 | 7.633 | 0 | -9.8 | 0 | 92.98 | 9.927
|  | 62 | 14.853 | 20.727 | 31.907 | 0 | 4.873 | 0 | 21.8 | 95.383 | -1.223 |  | 62 | 10.473 | 129.594 | 0.046 | 16.63 | 0 | 0 | 0 | 87.086 | 36.397 |  | 62 | 14.325 | 93.84 | 0.046 | 15.47 | 0 | 0 | 0 | 75.222 | 17.519 |  | 62 | 9.08 | 109.405 | 0.046 | 5.786 | 0 | -12.3025 | 0 | 92.1395 | 8.303
|  | 63 | 14.853 | 15.716 | 32.273 | 0 | 8.908 | 0 | 21.8 | 96.049 | -2.499 |  | 63 | 10.473 | 116.434 | 0.046 | 16.998 | 0 | 0 | 0 | 89.501 | 20.454 |  | 63 | 14.325 | 91.531 | 0.046 | 14.821 | 0 | 0 | 0 | 75.431 | 15.65 |  | 63 | 9.08 | 108.293 | 0.046 | 2.32 | 0 | -18.85 | 0 | 92.449 | 3.8
|  | 64 | 14.853 | 14.174 | 33.668 | 0 | 6.903 | 0 | 21.8 | 102.829 | -11.431 |  | 64 | 10.473 | 105.624 | 0.046 | 14.524 | 0 | 0 | 0 | 92.457 | 9.162 |  | 64 | 14.325 | 87.683 | 0.046 | 12.678 | 0 | 0 | 0 | 76.281 | 13.095 |  | 64 | 9.08 | 106.135 | 0.046 | 1.098 | 0 | -18.85 | 0 | 98.254 | -2.941
|  | 65 | 14.853 | 18.372 | 31.355 | 0 | 6.88 | 0 | 21.8 | 108.831 | -15.571 |  | 65 | 10.473 | 91.853 | 0.046 | 8.128 | 0 | -10.808 | 0 | 94.36 | -10.924 |  | 65 | 14.325 | 82.013 | 0.046 | 4.122 | 0 | -11.85 | 0 | 78.223 | 2.189 |  | 65 | 9.08 | 107.348 | 0.046 | 0 | 1.688 | -18.85 | 0 | 104.496 | -5.184
|  | 66 | 14.853 | 20.793 | 31.531 | 0 | 8.228 | 0 | 21.8 | 112.938 | -15.733 |  | 66 | 10.473 | 85.635 | 0.046 | 1.1 | 0 | -11.85 | 0 | 95.622 | -12.418 |  | 66 | 14.325 | 75.586 | 0.046 | 0 | 1.581 | -11.85 | 0 | 79.694 | -0.006 |  | 66 | 9.08 | 107.641 | 0.046 | 0 | 1.91 | -16.3567 | 0 | 107.7713 | -5.451
|  | 67 | 14.851 | 24.191 | 31.275 | 0 | 8.728 | 0 | 21.8 | 114.196 | -13.351 |  | 67 | 10.473 | 79.787 | 0.046 | 0 | 2.744 | -11.85 | 0 | 94.119 | -12.919 |  | 67 | 14.325 | 70.867 | 0.046 | 0 | 5.838 | -11.85 | 0 | 78.853 | 0.373 |  | 67 | 9.08 | 105.665 | 0.046 | 0 | 4.28 | -14.0312 | 0 | 110.2338 | -5.194
|  | 68 | 14.808 | 28.286 | 30.155 | 0 | 4.878 | 0 | 21.8 | 109.992 | -10.065 |  | 68 | 10.473 | 75.145 | 0.046 | 0 | 8.138 | -14.65 | 0 | 91.043 | -11.891 |  | 68 | 14.325 | 69.273 | 0.046 | 0 | 7.919 | -15.2324 | 0 | 75.3156 | 1.015 |  | 68 | 9.08 | 99.761 | 0.046 | 0 | 6.275 | -11.85 | 0 | 106.39 | -3.078
|  | 69 | 14.808 | 31.82 | 30.155 | 0 | 2.963 | 0 | 21.8 | 102.487 | -0.941 |  | 69 | 10.473 | 71.992 | 0.046 | 0 | 8.46 | -14.65 | 0 | 85.861 | -9.54 |  | 69 | 14.325 | 68.665 | 0.046 | 0 | 7.04 | -15.3731 | 0 | 73.7199 | 0.983 |  | 69 | 9.08 | 95.244 | 0.046 | 0 | 4.922 | -11.85 | 0 | 100.487 | -3.045
|  | 70 | 14.738 | 35.482 | 21.551 | 0 | 0 | 0 | 16.0563 | 87.826 | 0.001 |  | 70 | 10.473 | 68.614 | 0.046 | 0 | 8.608 | -14.65 | 0 | 79 | -5.909 |  | 70 | 14.325 | 66.941 | 0.046 | 0 | 8.05 | -15.928 | 0 | 73.183 | 0.251 |  | 70 | 9.08 | 97.394 | 0.046 | 5.1 | 0 | -9.05 | 0 | 91.328 | 1.042
|  | 71 | 14.738 | 41.466 | 21.551 | 0 | 0 | -2.1712 | 0 | 75.418 | 0.166 |  | 71 | 10.473 | 66.602 | 0.046 | 0 | 6.313 | -14.65 | 0 | 73.254 | -4.47 |  | 71 | 14.325 | 66.358 | 0.046 | 0 | 7.986 | -16.05 | 0 | 67.872 | 4.793 |  | 71 | 9.08 | 104.507 | 0.046 | 13.478 | 0 | -9.05 | 0 | 83.816 | 7.289
| Thursday | 72 | 14.713 | 45.363 | 21.551 | 0 | 0 | 0 | 6.913 | 87.704 | 0.836 | Thursday | 72 | 10.473 | 66.541 | 0.046 | 0 | 14.106 | -14.65 | 0 | 85.532 | -9.016 | Thursday | 72 | 14.325 | 74.471 | 0.046 | 0 | 5.937 | -19 | 0 | 79.328 | -3.549 | Thursday | 72 | 9.08 | 105.27 | 0.046 | 8.607 | 0 | 0 | 0 | 98.884 | 6.905
|  | 73 | 14.713 | 49.688 | 21.551 | 0 | 0 | -3.0417 | 0 | 81.969 | 0.941 |  | 73 | 10.473 | 62.154 | 0.046 | 0 | 13.709 | -14.65 | 0 | 85.795 | -14.063 |  | 73 | 14.325 | 69.358 | 0.046 | 0 | 3.996 | -19 | 0 | 79.438 | -10.713 |  | 73 | 9.08 | 107.779 | 0.046 | 10.94 | 0 | 0 | 0 | 93.775 | 12.19
|  | 74 | 14.02 | 53.226 | 21.551 | 0 | 0 | -2.6779 | 0 | 79.635 | 6.484 |  | 74 | 10.473 | 59.835 | 0.046 | 0 | 12.312 | -14.65 | 0 | 82.423 | -14.407 |  | 74 | 14.325 | 66.789 | 0.046 | 0 | 2.996 | -19 | 0 | 77.631 | -12.475 |  | 74 | 9.08 | 111.217 | 0.046 | 6.496 | 0 | 0 | 0 | 91.783 | 22.064
|  | 75 | 14.02 | 58.245 | 21.551 | 0 | 0 | -5.7759 | 0 | 77.77 | 10.27 |  | 75 | 10.343 | 60.508 | 0.046 | 0 | 10.159 | -14.65 | 0 | 81.32 | -14.914 |  | 75 | 14.325 | 64.684 | 0.046 | 0 | 4.924 | -19 | 0 | 77.844 | -12.865 |  | 75 | 9.08 | 110.64 | 0.046 | 8.117 | 0 | 0 | 0 | 90.724 | 20.925
|  | 76 | 14.02 | 63.259 | 21.551 | 0 | 0 | -13.4946 | 0 | 78.962 | 6.373 |  | 76 | 10.343 | 58.666 | 0.046 | 0 | 10.781 | -14.65 | 0 | 83.775 | -18.589 |  | 76 | 14.325 | 61.272 | 0.046 | 0 | 5.576 | -19 | 0 | 75.093 | -12.874 |  | 76 | 9.08 | 111.085 | 0.046 | 8.582 | 0 | 0 | 0 | 90.423 | 21.206
|  | 77 | 14.02 | 71.005 | 21.551 | 0 | 0 | -11.6137 | 0 | 81.358 | 13.604 |  | 77 | 10.343 | 60.311 | 0.046 | 0 | 10.187 | -14.65 | 0 | 89.455 | -23.218 |  | 77 | 14.325 | 64.528 | 0.046 | 0 | 0.404 | -19 | 0 | 72.305 | -12.002 |  | 77 | 9.202 | 112.056 | 0.046 | 7.331 | 0 | 0 | 0 | 90.582 | 23.391
|  | 78 | 13.933 | 80.536 | 21.551 | 0 | 0 | -7.1863 | 0 | 102.719 | 6.115 |  | 78 | 10.343 | 66.57 | 0.046 | 0 | 7.318 | -14.65 | 0 | 88.979 | -19.352 |  | 78 | 14.325 | 73.266 | 0.046 | 4.21 | 0 | -19 | 0 | 71.679 | -7.252 |  | 78 | 9.202 | 110.958 | 0.046 | 4.057 | 0 | 0 | 0 | 93.375 | 22.774
|  | 79 | 11.508 | 84.029 | 21.551 | 8.237 | 0 | -19.0553 | 0 | 100.867 | -11.071 |  | 79 | 10.343 | 77.436 | 0.046 | 13.551 | 0 | 0 | 0 | 80.145 | -5.871 |  | 79 | 14.325 | 84.599 | 0.046 | 19.994 | 0 | -2.95 | 0 | 64.612 | 11.414 |  | 79 | 9.202 | 112.956 | 0.046 | 14.013 | 0 | 0 | 0 | 84.619 | 23.572
|  | 80 | 11.508 | 92.621 | 21.551 | 5.804 | 0 | -18.85 | 0 | 109.396 | -8.37 |  | 80 | 10.343 | 93.518 | 0.046 | 16.518 | 0 | 0 | 0 | 85.871 | 1.518 |  | 80 | 14.325 | 91.239 | 0.046 | 20.434 | 0 | -2.95 | 0 | 70.991 | 11.235 |  | 80 | 9.202 | 113.839 | 0.046 | 9.829 | 0 | 0 | 0 | 91.728 | 21.53
|  | 81 | 11.508 | 96.044 | 21.551 | 8.473 | 0 | -7 | 0 | 110.968 | 2.662 |  | 81 | 10.343 | 105.666 | 0.046 | 19.082 | 0 | 0 | 0 | 86.297 | 10.676 |  | 81 | 14.325 | 91.32 | 0.046 | 18.644 | 0 | -2.95 | 0 | 72.864 | 11.233 |  | 81 | 9.202 | 117.256 | 0.046 | 10.642 | 0 | 0 | 0 | 92.907 | 22.955
|  | 82 | 11.508 | 101.956 | 21.551 | 16.848 | 0 | -2.4436 | 0 | 107.096 | 8.627 |  | 82 | 10.343 | 110.872 | 0.046 | 17.525 | 0 | 0 | 0 | 83.85 | 19.886 |  | 82 | 14.325 | 90.011 | 0.046 | 14.918 | 0 | -2.95 | 0 | 71.829 | 14.685 |  | 82 | 9.202 | 118.607 | 0.046 | 11.969 | 0 | 0 | 0 | 88.372 | 27.514
|  | 83 | 11.508 | 104.157 | 21.551 | 17.468 | 0 | -2.3556 | 0 | 107.405 | 9.987 |  | 83 | 10.343 | 113.088 | 0.046 | 16.655 | 0 | 0 | 0 | 82.972 | 23.85 |  | 83 | 14.325 | 89.27 | 0.046 | 16.439 | 0 | -2.95 | 0 | 71.182 | 13.07 |  | 83 | 9.202 | 119.545 | 0.046 | 13.739 | 0 | 0 | 0 | 87.581 | 27.473
|  | 84 | 11.508 | 103.379 | 21.551 | 16.032 | 0 | -2.2404 | 0 | 109.128 | 9.038 |  | 84 | 10.343 | 108.382 | 0.046 | 17.846 | 0 | 0 | 0 | 82.522 | 18.403 |  | 84 | 15.171 | 86.576 | 0.046 | 16.879 | 0 | -2.95 | 0 | 71.162 | 10.802 |  | 84 | 9.202 | 117.184 | 0.046 | 12.738 | 0 | 0 | 0 | 89.481 | 24.213
|  | 85 | 11.508 | 102.433 | 21.551 | 14.796 | 0 | -2.2361 | 0 | 109.876 | 8.584 |  | 85 | 10.343 | 103.695 | 0.046 | 14.888 | 0 | 0 | 0 | 82.368 | 16.828 |  | 85 | 15.171 | 82.547 | 0.046 | 14.926 | 0 | -2.95 | 0 | 70.245 | 9.643 |  | 85 | 9.202 | 111.84 | 0.046 | 10.457 | 0 | -1.8975 | 0 | 90.0686 | 18.665
|  | 86 | 11.508 | 101.235 | 21.551 | 5.909 | 0 | -11.158 | 0 | 109.165 | 8.062 |  | 86 | 10.343 | 96.939 | 0.046 | 16.804 | 0 | 0 | 0 | 81.369 | 9.155 |  | 86 | 15.171 | 82.759 | 0.046 | 15.5 | 0 | -2.95 | 0 | 69.877 | 9.649 |  | 86 | 9.202 | 106.738 | 0.046 | 10.725 | 0 | -2.95 | 0 | 89.481 | 12.83
|  | 87 | 11.508 | 100.948 | 21.551 | 5.342 | 0 | -13.4909 | 0 | 109.564 | 5.61 |  | 87 | 10.766 | 89.547 | 0.046 | 17.195 | 0 | 0 | 0 | 83.296 | -0.132 |  | 87 | 15.171 | 74.586 | 0.046 | 12.866 | 0 | -2.95 | 0 | 68.749 | 5.238 |  | 87 | 9.202 | 95.05 | 0.046 | 10.231 | 0 | -2.95 | 0 | 89.717 | 1.4
|  | 88 | 11.508 | 102.113 | 21.551 | 6.166 | 0 | -16.05 | 0 | 116.243 | -3.287 |  | 88 | 10.766 | 82.182 | 0.046 | 6.685 | 0 | -14.1787 | 0 | 84.4193 | -12.289 |  | 88 | 15.171 | 67.982 | 0.046 | 6.719 | 0 | -13.2043 | 0 | 66.9137 | -3.638 |  | 88 | 9.202 | 86.394 | 0.046 | 4.876 | 0 | -2.95 | 0 | 95.497 | -7.681
|  | 89 | 11.508 | 103.452 | 21.551 | 4.621 | 0 | -17.9235 | 0 | 121.736 | -7.769 |  | 89 | 10.766 | 68.748 | 0.046 | 0 | 4.281 | -15.0283 | 0 | 82.2087 | -13.396 |  | 89 | 15.171 | 57.906 | 0.046 | 0 | 6.676 | -17.3968 | 0 | 65.8192 | -3.417 |  | 89 | 9.332 | 84.033 | 0.046 | 2.593 | 0 | -2.95 | 0 | 100.539 | -12.671
|  | 90 | 11.508 | 105.254 | 21.551 | 2.429 | 0 | -17.9763 | 0 | 124.368 | -6.46 |  | 90 | 10.766 | 61.91 | 0.046 | 0 | 15.312 | -17.1335 | 0 | 83.4775 | -12.577 |  | 90 | 15.171 | 50.527 | 0.046 | 0 | 16.755 | -17.0939 | 0 | 69.3561 | -3.951 |  | 90 | 9.332 | 81.276 | 0.046 | 0 | 4.312 | -2.95 | 0 | 104.047 | -12.031
|  | 91 | 11.508 | 103.557 | 21.551 | 2.323 | 0 | -16.3948 | 0 | 124.335 | -6.437 |  | 91 | 10.343 | 57.863 | 0.046 | 0 | 21.278 | -17.7578 | 0 | 84.2072 | -12.435 |  | 91 | 15.171 | 45.084 | 0.046 | 0 | 16.544 | -17.3793 | 0 | 69.1647 | -9.699 |  | 91 | 9.332 | 75.497 | 0.046 | 0 | 7.343 | -2.95 | 0 | 105.041 | -15.773
|  | 92 | 11.508 | 101.322 | 21.551 | 0.325 | 0 | -16.05 | 0 | 118.373 | -0.367 |  | 92 | 10.343 | 57.336 | 0.046 | 0 | 18.951 | -15.55 | 0 | 82.592 | -11.466 |  | 92 | 15.171 | 42.206 | 0.046 | 0 | 16.607 | -17.145 | 0 | 69.434 | -12.549 |  | 92 | 9.332 | 73.076 | 0.046 | 0 | 9.403 | -2.95 | 0 | 101.267 | -12.36
|  | 93 | 11.508 | 98.464 | 21.551 | 2.008 | 0 | -16.05 | 0 | 110.372 | 3.093 |  | 93 | 10.343 | 58.615 | 0.046 | 0 | 16.661 | -15.55 | 0 | 79.302 | -9.187 |  | 93 | 15.171 | 39.834 | 0.046 | 0 | 17.965 | -17.9696 | 0 | 68.7474 | -13.701 |  | 93 | 9.332 | 69.199 | 0.046 | 0 | 10.036 | -2.95 | 0 | 95.521 | -9.858
|  | 94 | 11.508 | 95.553 | 21.551 | 5.758 | 0 | -16.05 | 0 | 98.641 | 8.163 |  | 94 | 10.343 | 57.735 | 0.046 | 0 | 14.978 | -15.55 | 0 | 73.244 | -5.692 |  | 94 | 15.171 | 38.663 | 0.046 | 0 | 16.758 | -17.1353 | 0 | 66.9247 | -13.422 |  | 94 | 9.332 | 65.163 | 0.046 | 0 | 9.717 | -2.95 | 0 | 85.168 | -3.86
|  | 95 | 11.508 | 93.1 | 21.551 | 8.412 | 0 | -16.05 | 0 | 90.824 | 10.873 |  | 95 | 10.343 | 55.612 | 0.046 | 0 | 13.947 | -15.55 | 0 | 68.713 | -4.315 |  | 95 | 15.171 | 38.048 | 0.046 | 0 | 14.3 | -16.7708 | 0 | 63.6362 | -12.842 |  | 95 | 9.332 | 61.843 | 0.046 | 0 | 6.874 | -2.95 | 0 | 76.691 | -1.546
| Friday | 96 | 11.508 | 108.153 | 21.551 | 3.6 | 0 | 0 | 11.8 | 99.716 | 49.696 | Friday | 96 | 12.358 | 53.464 | 0.046 | 0 | 10.558 | 0 | 6.8673 | 81.5113 | 1.782 | Friday | 96 | 15.171 | 39.55 | 0.046 | 0 | 16.143 | -16.6885 | 0 | 75.4665 | -21.245 | Friday | 96 | 9.332 | 70.89 | 0.046 | 0.469 | 0 | 0 | 15.6328 | 94.7528 | 0.679
|  | 97 | 11.508 | 105.556 | 21.551 | 4 | 0 | 0 | 11.8 | 96.47 | 49.945 |  | 97 | 12.662 | 50.247 | 0.046 | 0 | 7.922 | 0 | 6.3552 | 81.2061 | -3.974 |  | 97 | 15.171 | 37.332 | 0.046 | 0 | 15.462 | -16.485 | 0 | 75.17 | -23.644 |  | 97 | 9.332 | 72.168 | 0.046 | 3.062 | 0 | 0 | 11.7 | 90.943 | -0.759
|  | 98 | 11.508 | 103.697 | 21.551 | 2.145 | 0 | 0 | 11.8 | 94.242 | 52.169 |  | 98 | 12.798 | 47.228 | 0.046 | 0 | 8.008 | 0 | 5.8942 | 78.5852 | -4.611 |  | 98 | 15.171 | 34.936 | 0.046 | 0 | 16.475 | -16.2 | 0 | 73.735 | -23.307 |  | 98 | 9.332 | 74.381 | 0.046 | 2.692 | 0 | 0 | 7.956 | 89.684 | -0.661
|  | 99 | 11.508 | 101.409 | 21.551 | 3.361 | 0 | 0 | 11.8 | 93.219 | 49.688 |  | 99 | 12.827 | 43.324 | 0.046 | 0 | 7.396 | 0 | 5.9203 | 76.5353 | -7.022 |  | 99 | 15.171 | 32.4 | 0.046 | 0 | 14.05 | -14.905 | 0 | 72.444 | -25.682 |  | 99 | 9.332 | 75.577 | 0.046 | 3.392 | 0 | 0 | 7.5 | 87.767 | 1.296
|  | 100 | 11.508 | 98.77 | 21.551 | 3.747 | 0 | 0 | 11.8 | 94.369 | 45.513 |  | 100 | 12.827 | 40.971 | 0.046 | 0 | 11.748 | 0 | 2.9153 | 77.9023 | -9.395 |  | 100 | 15.171 | 31.48 | 0.046 | 0 | 16.932 | -13.8558 | 0 | 69.8332 | -20.06 |  | 100 | 9.332 | 77.59 | 0.046 | 4.252 | 0 | 0 | 7.5 | 87.904 | 2.312
|  | 101 | 11.508 | 96.266 | 21.551 | 4.436 | 0 | 0 | 11.8 | 94.696 | 41.993 |  | 101 | 12.827 | 39.351 | 0.046 | 0 | 3.067 | 0 | 20.3003 | 81.9823 | -6.391 |  | 101 | 15.171 | 30.46 | 0.046 | 0 | 15.435 | -12.0194 | 0 | 67.3096 | -18.217 |  | 101 | 9.332 | 80.749 | 0.046 | 4 | 0 | 0 | 5.4408 | 87.4148 | 4.153
|  | 102 | 11.508 | 95.795 | 21.551 | 3.366 | 0 | 0 | 11.8 | 103.576 | 33.712 |  | 102 | 12.827 | 45.113 | 0.046 | 0 | 0 | 0 | 16.7552 | 78.6522 | -3.911 |  | 102 | 15.171 | 33.909 | 0.046 | 6.559 | 0 | 0 | 9.8186 | 61.1026 | -8.717 |  | 102 | 10.124 | 83.782 | 0.046 | 5.727 | 0 | 0 | 7.0889 | 91.8679 | 3.446
|  | 103 | 11.508 | 94.117 | 21.551 | 3.3 | 0 | 0 | 11.8 | 96.519 | 39.157 |  | 103 | 12.827 | 59.364 | 0.046 | 1.942 | 0 | 0 | 15.9 | 63.067 | 23.128 |  | 103 | 15.171 | 38.426 | 0.046 | 7.052 | 0 | 0 | 2.2127 | 52.5427 | -3.739 |  | 103 | 10.916 | 83.517 | 0.046 | 9.581 | 0 | -0.1 | 0 | 83.427 | 1.371
|  | 104 | 11.508 | 97.282 | 21.551 | 7.212 | 0 | 0 | 1.3 | 96.799 | 27.63 |  | 104 | 12.827 | 75.155 | 0.046 | 7.817 | 0 | 0 | 15.9 | 64.398 | 31.713 |  | 104 | 15.171 | 47.298 | 0.046 | 10.847 | 0 | 0 | 3.2097 | 58.4297 | -3.552 |  | 104 | 11.708 | 92.161 | 0.046 | 12.093 | 0 | -0.89456 | 0 | 83.8064 | 7.121
|  | 105 | 11.508 | 102.711 | 21.551 | 14.094 | 0 | 0 | 1.3 | 97.404 | 25.572 |  | 105 | 12.827 | 85.501 | 0.046 | 8.853 | 0 | 0 | 15.9 | 66.599 | 38.822 |  | 105 | 14.741 | 55.447 | 0.046 | 12.678 | 0 | 0 | 3.35 | 64.23 | -3.324 |  | 105 | 11.742 | 104.88 | 0.046 | 12.991 | 0 | 0 | 1.3152 | 80.9302 | 24.062
|  | 106 | 11.508 | 111.487 | 21.551 | 19.54 | 0 | 0 | 0.72395 | 99.043 | 26.687 |  | 106 | 12.827 | 92.686 | 0.046 | 9.813 | 0 | 0 | 15.9 | 68.447 | 43.199 |  | 106 | 12.761 | 63.071 | 0.046 | 15.076 | 0 | 0 | 3.35 | 67.233 | -3.081 |  | 106 | 11.742 | 113.869 | 0.046 | 16.502 | 0 | 0 | 1.7234 | 81.3054 | 29.573
|  | 107 | 11.508 | 114.833 | 21.551 | 18.996 | 0 | 0 | 0.55 | 102.755 | 26.691 |  | 107 | 12.827 | 91.6 | 0.046 | 10.796 | 0 | 0 | 15.9 | 69.967 | 39.61 |  | 107 | 12.761 | 68.43 | 0.046 | 17.769 | 0 | 0 | 3.35 | 69.918 | -3.1 |  | 107 | 11.742 | 118.104 | 0.046 | 15.714 | 0 | 0 | 1.2283 | 84.3833 | 31.023
|  | 108 | 11.508 | 111.965 | 21.551 | 14.998 | 0 | 0 | 1.3 | 106.936 | 24.39 |  | 108 | 12.827 | 86.192 | 0.046 | 6.048 | 0 | 0 | 15.9 | 70.712 | 38.205 |  | 108 | 12.761 | 73.584 | 0.046 | 21.136 | 0 | 0 | 3.0959 | 71.5899 | -3.239 |  | 108 | 11.742 | 116.769 | 0.046 | 15.76 | 0 | 0 | 1.6099 | 86.9059 | 27.501
|  | 109 | 11.508 | 101.78 | 21.551 | 7.872 | 0 | 0 | 1.3 | 106.315 | 21.952 |  | 109 | 12.827 | 75.772 | 0.046 | 7.699 | 0 | 0 | 15.9 | 70.532 | 26.314 |  | 109 | 12.761 | 75.662 | 0.046 | 21.558 | 0 | 0 | 1.493 | 71.676 | -3.272 |  | 109 | 11.742 | 108.311 | 0.046 | 13.593 | 0 | 0 | 2.85 | 88.811 | 20.545
|  | 110 | 11.508 | 90.324 | 21.551 | 6.8 | 0 | 0 | 10.4396 | 105.11 | 21.913 |  | 110 | 12.827 | 65.408 | 0.046 | 6.188 | 0 | 0 | 17.2264 | 70.4775 | 18.842 |  | 110 | 12.761 | 73.682 | 0.046 | 20.063 | 0 | 0 | 1.2 | 70.958 | -3.332 |  | 110 | 11.742 | 91.942 | 0.046 | 6.323 | 0 | 0 | 5.7687 | 88.4737 | 14.702
|  | 111 | 11.508 | 81.791 | 21.551 | 4.051 | 0 | 0 | 11.6538 | 105.767 | 16.686 |  | 111 | 12.825 | 51.392 | 0.046 | 4.417 | 0 | 0 | 16.7493 | 72.8713 | 3.724 |  | 111 | 12.761 | 68.98 | 0.046 | 17.462 | 0 | 0 | 2.6 | 70.355 | -3.43 |  | 111 | 11.742 | 74.067 | 0.046 | 4 | 0 | 0 | 10.1973 | 89.8083 | 2.244
|  | 112 | 11.508 | 77.87 | 21.551 | 3.6 | 0 | 0 | 6.3748 | 111.684 | 2.02 |  | 112 | 12.825 | 36.654 | 0.046 | 0 | 0 | 0 | 12.4308 | 74.6418 | -12.686 |  | 112 | 12.761 | 62.064 | 0.046 | 7.951 | 0 | -0.97758 | 0 | 69.6234 | -3.681 |  | 112 | 11.742 | 59.649 | 0.046 | 0 | 0.963 | 0 | 15.9 | 94.723 | -6.423
|  | 113 | 11.508 | 78.968 | 21.551 | 1.666 | 0 | 0 | 0.75 | 115.731 | -4.62 |  | 113 | 12.825 | 21.779 | 0.046 | 0 | 11.503 | 0 | 14.8 | 75.327 | -14.374 |  | 113 | 12.761 | 52.737 | 0.046 | 5.651 | 0 | 0 | 1.1747 | 64.4687 | -3.401 |  | 113 | 11.742 | 54.532 | 0.046 | 0 | 3.384 | 0 | 10.3364 | 99.7704 | -19.73
|  | 114 | 11.508 | 80.037 | 21.551 | 3 | 0 | 0 | 0.75 | 117.749 | -6.903 |  | 114 | 12.825 | 18.32 | 0.046 | 0 | 8.926 | 0 | 14.3 | 75.54 | -21.123 |  | 114 | 12.761 | 46.111 | 0.046 | 3.978 | 0 | 0 | 7.032 | 65.2111 | -3.239 |  | 114 | 11.742 | 50.533 | 0.046 | 0 | 5.569 | 0 | 12.9738 | 101.1148 | -20.251
|  | 115 | 11.508 | 77.894 | 21.551 | 1.7 | 0 | 0 | 0.75 | 115.466 | -5.463 |  | 115 | 12.825 | 15.571 | 0.046 | 0 | 9.351 | 0 | 13.3 | 75.612 | -24.519 |  | 115 | 12.761 | 38.43 | 0.046 | 0 | 14.997 | -3.8 | 0 | 65.569 | -3.135 |  | 115 | 11.742 | 44.961 | 0.046 | 0 | 11.907 | 0 | 14.6285 | 102.4545 | -19.17
|  | 116 | 11.508 | 74.376 | 21.551 | 0 | 0 | 0 | 1.7099 | 110.394 | -1.249 |  | 116 | 12.825 | 16.889 | 0.046 | 0 | 9.826 | 0 | 13.2362 | 75.0052 | -22.183 |  | 116 | 12.761 | 36.985 | 0.046 | 0 | 16.156 | -3.8 | 0 | 65.257 | -3.109 |  | 116 | 11.742 | 39.084 | 0.046 | 0 | 16.516 | 0 | 15.2121 | 99.9491 | -17.349
|  | 117 | 12.427 | 69.49 | 21.551 | 0 | 0 | 0 | 5.8552 | 104.053 | 5.27 |  | 117 | 12.825 | 18.425 | 0.046 | 0 | 9.578 | 0 | 13.1144 | 72.5974 | -18.609 |  | 117 | 12.761 | 34.353 | 0.046 | 0 | 18.83 | -4.2475 | 0 | 64.6545 | -2.912 |  | 117 | 11.742 | 32.881 | 0.046 | 0 | 20.884 | 0 | 14.31 | 94.339 | -14.476
|  | 118 | 12.427 | 65.434 | 21.551 | 0 | 0 | 0 | 10.6781 | 91.287 | 18.803 |  | 118 | 12.825 | 20.957 | 0.046 | 0 | 7.644 | 0 | 13.1869 | 67.1919 | -12.533 |  | 118 | 12.761 | 32.741 | 0.046 | 0 | 19.058 | -4.3 | 0 | 62.956 | -2.65 |  | 118 | 11.742 | 28.992 | 0.046 | 0 | 19.189 | 0 | 14.2934 | 83.3244 | -9.062
|  | 119 | 12.563 | 61.734 | 21.551 | 0 | 0 | 0 | 13.6436 | 80.81 | 28.682 |  | 119 | 12.813 | 19.139 | 0.046 | 0 | 8.214 | 0 | 11.5 | 62.548 | -10.836 |  | 119 | 12.761 | 33.814 | 0.046 | 0 | 14.955 | -4.3 | 0 | 59.941 | -2.665 |  | 119 | 11.742 | 27.893 | 0.046 | 0 | 16.628 | 0 | 11.85 | 74.242 | -6.083
| Saturday | 120 | 13.702 | 57.42 | 21.551 | 0 | 7.58 | -13.05 | 0 | 96.586 | -9.383 | Saturday | 120 | 12.823 | 15.976 | 0.046 | 0 | 13.205 | 0 | 12.5017 | 72.4337 | -17.882 | Saturday | 120 | 15.213 | 37.915 | 10.528 | 0 | 0 | 0 | 15.9 | 69.739 | 9.817 | Saturday | 120 | 11.742 | 29.905 | 0.046 | 0 | 20.013 | 0 | 17.0596 | 89.0936 | -10.328
|  | 121 | 14.074 | 58.095 | 21.551 | 0 | 3.993 | -13.05 | 0 | 89.981 | -5.318 |  | 121 | 12.823 | 12.306 | 0.046 | 0 | 11.868 | 0 | 13.3 | 73.043 | -22.7 |  | 121 | 15.556 | 39.862 | 12.564 | 0 | 0 | 0 | 15.6387 | 69.7367 | 13.884 |  | 121 | 11.742 | 29.953 | 0.046 | 0 | 13.143 | 0 | 17.2338 | 83.8407 | -11.723
|  | 122 | 14.103 | 57.092 | 21.551 | 0 | 3.616 | -13.55 | 0 | 88.623 | -5.811 |  | 122 | 12.823 | 10.527 | 0.046 | 0 | 11.453 | 0 | 10.7043 | 70.8083 | -25.255 |  | 122 | 15.662 | 39.82 | 12.759 | 0 | 0 | 0 | 14.2174 | 69.1004 | 13.358 |  | 122 | 11.742 | 32.085 | 0.046 | 0 | 10.581 | 0 | 15.0934 | 82.8274 | -13.28
|  | 123 | 14.103 | 55.485 | 21.551 | 0 | 3.309 | -14.0628 | 0 | 87.87 | -7.485 |  | 123 | 12.823 | 10.263 | 0.046 | 0 | 16.05 | 0 | 11.3025 | 69.6655 | -19.181 |  | 123 | 15.662 | 37.607 | 12.991 | 0 | 0 | 0 | 10.9853 | 68.4942 | 8.751 |  | 123 | 11.742 | 34.993 | 0.046 | 0 | 8.693 | 0 | 12.2131 | 82.0011 | -14.314
|  | 124 | 14.103 | 54.82 | 21.551 | 0 | 3.544 | -14.8 | 0 | 90.709 | -11.491 |  | 124 | 12.823 | 12.694 | 0.046 | 0 | 12.722 | 0 | 10.2789 | 71.7679 | -23.204 |  | 124 | 15.662 | 33.387 | 13.239 | 0 | 0 | 0 | 10.8558 | 67.5068 | 5.637 |  | 124 | 11.742 | 35.112 | 0.046 | 0 | 7.5 | 0 | 11.4774 | 82.7435 | -16.866
|  | 125 | 14.103 | 55.496 | 21.551 | 0 | 4.708 | -14.8 | 0 | 93.744 | -12.686 |  | 125 | 12.823 | 20.07 | 0.046 | 0 | 11.329 | 0 | 10.1028 | 75.9628 | -21.592 |  | 125 | 15.662 | 34.47 | 13.271 | 0 | 0 | 0 | 11.65 | 66.594 | 8.459 |  | 125 | 11.742 | 35.015 | 0.046 | 0 | 6.21 | 0 | 12.0423 | 84.1753 | -19.12
|  | 126 | 14.103 | 54.833 | 21.551 | 0 | 6.999 | -15.8684 | 0 | 104.206 | -22.588 |  | 126 | 12.736 | 35.955 | 0.046 | 0 | 0 | 0 | 7.2929 | 72.9379 | -16.908 |  | 126 | 15.671 | 42.881 | 12.65 | 0 | 0 | 0 | 15.9 | 61.894 | 25.208 |  | 126 | 11.742 | 36.876 | 0.046 | 0 | 6.89 | 0 | 12.0327 | 90.5177 | -22.931
|  | 127 | 14.103 | 55.734 | 21.551 | 0 | 3.305 | -16.451 | 0 | 100.589 | -22.347 |  | 127 | 10.221 | 54.577 | 0.046 | 2.664 | 0 | -3.6277 | 0 | 58.5273 | 0.025 |  | 127 | 15.671 | 55.126 | 10.849 | 0 | 0 | 0 | 15.9 | 54.469 | 43.077 |  | 127 | 11.742 | 39.272 | 0.046 | 0 | 3.213 | 0 | 7.15 | 83.557 | -22.134
|  | 128 | 13.973 | 57.573 | 21.551 | 0 | 6.106 | -16.9156 | 0 | 105.883 | -23.596 |  | 128 | 10.221 | 68.647 | 0.046 | 10.614 | 0 | 0 | 0 | 63.338 | 4.962 |  | 128 | 15.671 | 63.402 | 7.83 | 0 | 0 | 0 | 15.9 | 61.767 | 41.036 |  | 128 | 11.742 | 44.868 | 0.046 | 0 | 2.321 | 0 | 19 | 88.072 | -10.095
|  | 129 | 13.973 | 58.474 | 21.551 | 0 | 6.25 | -9.3139 | 0 | 106.854 | -15.92 |  | 129 | 10.221 | 81.094 | 0.046 | 14.61 | 0 | 0 | 0 | 66.008 | 10.743 |  | 129 | 15.671 | 68.785 | 1.866 | 0 | 0 | 0 | 15.9 | 65.698 | 36.524 |  | 129 | 11.742 | 53.36 | 0.046 | 0 | 1.65 | 0 | 21.8 | 88.263 | 0.335
|  | 130 | 13.973 | 59.474 | 21.551 | 0 | 4.405 | 0 | 6.7743 | 107.951 | -1.774 |  | 130 | 10.221 | 88.756 | 0.046 | 12.927 | 0 | 0 | 0 | 67.535 | 18.561 |  | 130 | 15.671 | 70.746 | 1.866 | 0 | 0 | 0 | 15.9 | 67.713 | 36.47 |  | 130 | 11.742 | 61.429 | 0.046 | 0 | 1.25 | 0 | 20.7455 | 89.0255 | 6.187
|  | 131 | 13.973 | 61.939 | 21.551 | 0 | 4.499 | 0 | 7.6091 | 110.041 | -0.47 |  | 131 | 10.221 | 93.641 | 0.046 | 13.605 | 0 | 0 | 0 | 69.002 | 21.301 |  | 131 | 15.671 | 69.603 | 1.866 | 0 | 0 | 0 | 15.9 | 69.164 | 33.876 |  | 131 | 11.742 | 64.811 | 0.046 | 0 | 1.968 | 0 | 19 | 90.43 | 7.137
|  | 132 | 13.973 | 58.992 | 21.551 | 0 | 7.914 | 0 | 5.4811 | 112.151 | -4.24 |  | 132 | 10.221 | 91.634 | 0.046 | 13.743 | 0 | 0 | 0 | 68.948 | 19.21 |  | 132 | 15.671 | 65.021 | 1.866 | 0 | 0 | 0 | 15.9 | 69.895 | 28.563 |  | 132 | 11.742 | 67.969 | 0.046 | 0 | 1.959 | 0 | 16.2 | 92.567 | 5.349
|  | 133 | 13.973 | 54.584 | 21.551 | 0 | 4.677 | 0 | 3.0824 | 112.197 | -14.33 |  | 133 | 10.221 | 85.571 | 0.046 | 16.903 | 0 | 0 | 0 | 68.233 | 10.702 |  | 133 | 15.671 | 59.472 | 2.713 | 0 | 0 | 0 | 15.9 | 69.531 | 24.225 |  | 133 | 11.742 | 74.207 | 0.046 | 0 | 0.392 | 0 | 16.2 | 92.822 | 9.765
|  | 134 | 13.973 | 46.584 | 21.551 | 0 | 11.775 | -17.221 | 0 | 111.761 | -35.099 |  | 134 | 10.221 | 78.845 | 0.046 | 16.137 | 0 | 0 | 0 | 67.594 | 5.381 |  | 134 | 15.678 | 49.789 | 8.338 | 0 | 0 | 0 | 15.9 | 68.626 | 21.079 |  | 134 | 11.742 | 77.369 | 0.046 | 0 | 0.396 | 0 | 1.55 | 92.873 | -1.77
|  | 135 | 13.973 | 39.813 | 21.551 | 0 | 10.617 | -20.7211 | 0 | 113 | -47.767 |  | 135 | 10.351 | 73.907 | 0.046 | 12.735 | 0 | -2.8 | 0 | 69.656 | -0.887 |  | 135 | 15.678 | 37.999 | 12.614 | 0 | 0 | 0 | 15.9 | 67.925 | 14.266 |  | 135 | 11.742 | 79.639 | 0.046 | 0 | 0.659 | -1.5277 | 0 | 95.2073 | -4.649
|  | 136 | 13.973 | 37.426 | 21.551 | 0 | 8.198 | -20.3134 | 0 | 119.344 | -58.509 |  | 136 | 10.351 | 64.559 | 0.046 | 2.804 | 0 | -13.0806 | 0 | 70.2194 | -11.148 |  | 136 | 15.678 | 24.941 | 17.369 | 0 | 0 | 0 | 15.9 | 68.338 | 5.55 |  | 136 | 11.742 | 82.587 | 0.046 | 0 | 0 | -3.4933 | 0 | 102.9537 | -12.072
|  | 137 | 13.973 | 39.006 | 21.551 | 0 | 6.344 | -20.05 | 0 | 123.936 | -63.112 |  | 137 | 10.351 | 58.59 | 0.046 | 0 | 8.346 | -15.2869 | 0 | 71.9701 | -9.924 |  | 137 | 15.678 | 14.146 | 20.751 | 0 | 0 | 0 | 7.0746 | 69.6176 | -11.968 |  | 137 | 11.742 | 88.613 | 0.046 | 0 | 0 | -4.2695 | 0 | 110.3285 | -14.197
|  | 138 | 13.973 | 39.607 | 21.551 | 0 | 7.436 | -19.4067 | 0 | 124.016 | -60.856 |  | 138 | 10.351 | 62.82 | 0.046 | 0 | 9.529 | -17.9138 | 0 | 73.9252 | -9.093 |  | 138 | 15.678 | 9.876 | 20.751 | 0 | 0 | -11.5 | 0 | 70.068 | -35.263 |  | 138 | 11.742 | 93.804 | 0.046 | 0 | 0 | -4.2186 | 0 | 111.3744 | -10.001
|  | 139 | 13.973 | 43.769 | 21.551 | 0 | 3.429 | -18.85 | 0 | 123.546 | -59.674 |  | 139 | 10.351 | 70.15 | 0.046 | 0 | 1.85 | -14.1658 | 0 | 76.5722 | -8.341 |  | 139 | 15.678 | 8.999 | 20.751 | 0 | 0 | -12.9 | 0 | 68.977 | -36.449 |  | 139 | 11.742 | 96.704 | 0.046 | 0 | 0 | -5.0003 | 0 | 112.2527 | -8.761
|  | 140 | 13.973 | 46.317 | 21.551 | 0 | 6.369 | -18.85 | 0 | 121.118 | -51.758 |  | 140 | 10.351 | 75.834 | 0.046 | 5.136 | 0 | -11.85 | 0 | 76.837 | -7.592 |  | 140 | 15.678 | 9.682 | 20.751 | 0 | 0 | -12.512 | 0 | 67.981 | -34.382 |  | 140 | 11.742 | 96.133 | 0.046 | 0 | 0 | -4.9702 | 0 | 110.3938 | -7.443
|  | 141 | 13.973 | 49.112 | 21.551 | 0 | 4.947 | -17.3494 | 0 | 113.819 | -41.585 |  | 141 | 10.351 | 78.45 | 0.046 | 8.225 | 0 | -12.5291 | 0 | 74.1659 | -6.073 |  | 141 | 15.678 | 10.361 | 20.751 | 0 | 0 | -11.5 | 0 | 67.442 | -32.152 |  | 141 | 11.742 | 95.646 | 0.046 | 0.196 | 0 | -4.7838 | 0 | 104.0792 | -1.625
|  | 142 | 13.973 | 52.136 | 21.551 | 0 | 6.777 | -17.0587 | 0 | 98.414 | -21.036 |  | 142 | 10.351 | 78.487 | 0.046 | 11.115 | 0 | -13.65 | 0 | 68.203 | -4.084 |  | 142 | 15.678 | 9.557 | 20.751 | 0 | 0 | -11.5 | 0 | 65.461 | -30.975 |  | 142 | 11.742 | 94.973 | 0.046 | 8.301 | 0 | -4.5035 | 0 | 93.0205 | 0.936
|  | 143 | 13.973 | 56.543 | 21.551 | 0 | 0.817 | -16.174 | 0 | 84.791 | -8.081 |  | 143 | 10.351 | 79.637 | 0.046 | 15.069 | 0 | -14.65 | 0 | 63.254 | -2.939 |  | 143 | 15.678 | 8.983 | 20.751 | 0 | 0 | -11.5 | 0 | 61.335 | -27.423 |  | 143 | 11.742 | 94.724 | 0.046 | 25.769 | 0 | -1.25 | 0 | 81.544 | -2.051
| Sunday | 144 | 11.465 | 61.205 | 21.551 | 0 | 22.903 | -18.85 | 0 | 84.204 | 14.07 | Sunday | 144 | 10.351 | 75.706 | 0.046 | 0 | 14.303 | -13.65 | 0 | 78.494 | 8.262 | Sunday | 144 | 15.678 | 8.358 | 20.751 | 0 | 0 | -12.9 | 0 | 71.294 | -39.407 | Sunday | 144 | 11.742 | 92.888 | 0.046 | 0 | 1.129 | -3.85 | 0 | 89.589 | 12.366
|  | 145 | 11.378 | 66.18 | 21.551 | 0 | 16.472 | -18.85 | 0 | 76.929 | 19.802 |  | 145 | 10.351 | 74.296 | 0.046 | 0 | 13.273 | -13.6777 | 0 | 79.5393 | 4.749 |  | 145 | 15.678 | 9.321 | 20.751 | 0 | 0 | -11.5 | 0 | 72.078 | -37.828 |  | 145 | 11.742 | 91.946 | 0.046 | 0 | 0.5 | -3.85 | 0 | 84.395 | 15.989
|  | 146 | 11.378 | 68.36 | 21.551 | 0 | 15.217 | -18.85 | 0 | 75.468 | 22.188 |  | 146 | 10.351 | 74.311 | 0.046 | 0 | 7.565 | -13.65 | 0 | 77.62 | 1.003 |  | 146 | 15.678 | 8.365 | 20.751 | 0 | 0 | -12.9 | 0 | 71.719 | -39.825 |  | 146 | 11.742 | 90.876 | 0.046 | 0 | 0.72 | -1.05 | 0 | 83.385 | 18.949
|  | 147 | 11.378 | 69.704 | 21.551 | 0 | 15.281 | -18.85 | 0 | 74.955 | 24.109 |  | 147 | 10.351 | 72.315 | 0.046 | 0 | 6.89 | -13.65 | 0 | 77.102 | -1.15 |  | 147 | 15.678 | 7.605 | 20.751 | 0 | 0 | -12.9 | 0 | 71.544 | -40.41 |  | 147 | 11.742 | 86.917 | 0.046 | 0 | 1.196 | -1.05 | 0 | 82.447 | 16.404
|  | 148 | 11.378 | 71.532 | 21.551 | 0 | 15.672 | -18.85 | 0 | 78.299 | 22.984 |  | 148 | 10.351 | 71.965 | 0.046 | 0 | 10.527 | -14.65 | 0 | 80.406 | -2.167 |  | 148 | 15.678 | 7.413 | 20.751 | 0 | 0 | -12.5254 | 0 | 68.4056 | -37.089 |  | 148 | 11.742 | 80.951 | 0.046 | 0 | 1.22 | -1.05 | 0 | 83.202 | 9.707
|  | 149 | 11.378 | 76.524 | 21.551 | 0 | 12.221 | -18.85 | 0 | 81.872 | 20.952 |  | 149 | 10.351 | 73.715 | 0.046 | 0 | 8.984 | -14.65 | 0 | 85.075 | -6.629 |  | 149 | 15.678 | 11.445 | 20.751 | 0 | 0 | -12.9 | 0 | 70.634 | -35.66 |  | 149 | 11.742 | 75.9 | 0.046 | 0 | 0.616 | -1.05 | 0 | 84.714 | 2.54
|  | 150 | 11.378 | 81.175 | 21.551 | 0 | 7.605 | -18.85 | 0 | 103.621 | -0.762 |  | 150 | 10.351 | 78.465 | 0.046 | 0 | 1.134 | -5.8388 | 0 | 85.4622 | -1.305 |  | 150 | 15.678 | 21.595 | 20.751 | 0 | 0 | -4.9554 | 0 | 65.9156 | -12.847 |  | 150 | 11.742 | 73.145 | 0.046 | 0 | 0.861 | -1.4655 | 0 | 91.7385 | -7.41
|  | 151 | 11.378 | 85.59 | 21.551 | 8.248 | 0 | -18.85 | 0 | 108.251 | -16.83 |  | 151 | 10.351 | 81.092 | 0.046 | 7.72 | 0 | 0 | 0 | 79.615 | 4.154 |  | 151 | 15.678 | 32.526 | 3.711 | 0 | 0 | 0 | 13.1 | 65.028 | -0.013 |  | 151 | 11.742 | 70.89 | 0.046 | 0 | 0.5 | 0 | 1.3642 | 86.2902 | -1.748
|  | 152 | 11.378 | 93.145 | 21.551 | 1.793 | 0 | -18.85 | 0 | 118.578 | -13.147 |  | 152 | 10.351 | 89.983 | 0.046 | 4.423 | 0 | 0 | 0 | 89.709 | 6.248 |  | 152 | 15.678 | 43.868 | 1.866 | 0 | 0 | 0 | 13.1 | 74.754 | -0.242 |  | 152 | 11.742 | 72.119 | 0.046 | 0 | 2.278 | 0 | 3.1343 | 98.7943 | -9.475
|  | 153 | 11.378 | 100.39 | 21.551 | 0.521 | 0 | -18.85 | 0 | 119.783 | -5.835 |  | 153 | 10.351 | 100.05 | 0.046 | 9.406 | 0 | 0 | 0 | 90.74 | 10.301 |  | 153 | 15.678 | 52.215 | 1.866 | 0 | 0 | 0 | 13.1 | 74.885 | 7.974 |  | 153 | 11.742 | 76.791 | 0.046 | 0 | 1.377 | 0 | 15.8405 | 101.5475 | 4.249
|  | 154 | 11.378 | 104.121 | 21.551 | 0.808 | 0 | -18.85 | 0 | 115.588 | 1.804 |  | 154 | 10.351 | 109.324 | 0.046 | 12.756 | 0 | 0 | 0 | 87.635 | 19.33 |  | 154 | 15.678 | 55 | 1.086 | 0 | 0 | 0 | 13.1 | 73.137 | 11.727 |  | 154 | 11.742 | 80.304 | 0.046 | 0 | 2.066 | 0 | 12.3882 | 96.0862 | 10.46
|  | 155 | 11.378 | 108.502 | 21.551 | 8.212 | 0 | -9.8 | 0 | 114.694 | 8.725 |  | 155 | 10.351 | 116.501 | 0.046 | 13.897 | 0 | 0 | 0 | 85.975 | 27.026 |  | 155 | 15.678 | 56.195 | 1.866 | 0 | 0 | 0 | 13.7478 | 72.2398 | 15.247 |  | 155 | 11.742 | 82.634 | 0.046 | 0 | 1.821 | 0 | 12 | 93.549 | 14.694
|  | 156 | 11.378 | 109.67 | 21.551 | 7.707 | 0 | -9.8 | 0 | 116.9 | 8.192 |  | 156 | 10.351 | 118.405 | 0.046 | 8.527 | 0 | 0 | 0 | 85.593 | 34.682 |  | 156 | 15.678 | 53.219 | 0.712 | 0 | 0 | 0 | 15.6801 | 72.6261 | 12.663 |  | 156 | 11.742 | 83.735 | 0.046 | 0 | 1.6 | 0 | 13.6171 | 94.192 | 16.548
|  | 157 | 11.378 | 110.61 | 21.551 | 8.155 | 0 | -12.6 | 0 | 115.731 | 7.053 |  | 157 | 10.473 | 119.831 | 0.046 | 12.229 | 0 | 0 | 0 | 85.631 | 32.49 |  | 157 | 15.678 | 49.07 | 1.866 | 0 | 0 | 0 | 15.7973 | 72.4313 | 9.98 |  | 157 | 11.742 | 80.071 | 0.046 | 0 | 1.796 | 0 | 12.4604 | 94.5104 | 11.605
|  | 158 | 11.378 | 111.993 | 21.551 | 3.823 | 0 | -18.85 | 0 | 115.994 | 6.255 |  | 158 | 10.473 | 109.176 | 0.046 | 9.023 | 0 | 0 | 0 | 83.68 | 26.992 |  | 158 | 15.678 | 42.802 | 1.866 | 0 | 0 | 0 | 13.1 | 70.397 | 3.049 |  | 158 | 11.742 | 74.142 | 0.046 | 0 | 2.752 | 0 | 6.4 | 93.036 | 2.046
|  | 159 | 11.378 | 112.047 | 21.551 | 4.412 | 0 | -18.85 | 0 | 116.564 | 5.15 |  | 159 | 10.473 | 101.035 | 0.046 | 8.797 | 0 | 0 | 0 | 85.674 | 17.083 |  | 159 | 15.678 | 34.716 | 1.969 | 0 | 0 | 0 | 14.7756 | 69.5736 | -2.435 |  | 159 | 11.742 | 69.792 | 0.133 | 0 | 7.694 | -12.4389 | 0 | 90.9261 | -14.004
|  | 160 | 11.378 | 113.599 | 21.551 | 6.125 | 0 | -18.85 | 0 | 126.36 | -4.807 |  | 160 | 10.473 | 91.652 | 0.046 | 6.374 | 0 | -8.0862 | 0 | 87.7048 | 0.006 |  | 160 | 15.678 | 26.346 | 10.108 | 0 | 0 | 0 | 14.5 | 70.378 | -3.746 |  | 160 | 11.742 | 67.459 | 0.808 | 0 | 13.059 | -15.9 | 0 | 96.849 | -19.681
|  | 161 | 11.378 | 114.835 | 21.551 | 4.528 | 0 | -18.85 | 0 | 130.135 | -5.749 |  | 161 | 10.473 | 86.594 | 0.046 | 5.988 | 0 | -7.2426 | 0 | 89.0314 | -5.149 |  | 161 | 15.678 | 18.279 | 20.751 | 0 | 0 | 0 | 15.1469 | 73.3149 | -3.46 |  | 161 | 11.742 | 68.477 | 3.368 | 0 | 14.202 | -15.9 | 0 | 104.648 | -22.759
|  | 162 | 11.378 | 115.241 | 21.551 | 1.643 | 0 | -18.85 | 0 | 137.148 | -9.471 |  | 162 | 10.473 | 80.584 | 0.046 | 0 | 5.884 | -13.3131 | 0 | 89.1859 | -5.512 |  | 162 | 15.678 | 13.354 | 20.751 | 0 | 0 | 0 | 15.9 | 76.054 | -10.371 |  | 162 | 11.742 | 70.193 | 2.013 | 0 | 18.427 | -15.9 | 0 | 107.486 | -21.011
|  | 163 | 11.378 | 116.642 | 21.551 | 5.21 | 0 | -18.85 | 0 | 133.349 | -7.838 |  | 163 | 10.473 | 74.3 | 0.046 | 0 | 13.024 | -16.05 | 0 | 87.829 | -6.036 |  | 163 | 15.678 | 9.974 | 20.751 | 0 | 0 | 0 | 15.9 | 75.449 | -13.146 |  | 163 | 11.742 | 71.395 | 2.652 | 0 | 19.783 | -15.9 | 0 | 109.458 | -19.786
|  | 164 | 11.378 | 113.656 | 21.551 | 4.29 | 0 | -18.85 | 0 | 126.673 | -3.228 |  | 164 | 10.473 | 72.83 | 0.046 | 0 | 10.722 | -14.8348 | 0 | 85.7712 | -6.535 |  | 164 | 15.678 | 10.073 | 20.751 | 0 | 0 | 0 | 15.9 | 74.373 | -11.971 |  | 164 | 11.742 | 72.875 | 1.313 | 0 | 18.186 | -15.9 | 0 | 106.128 | -17.912
|  | 165 | 11.378 | 114.053 | 21.551 | 4.57 | 0 | -18.85 | 0 | 120.89 | 2.672 |  | 165 | 10.473 | 73.314 | 0.046 | 0 | 4.784 | -12.2382 | 0 | 82.5618 | -6.183 |  | 165 | 15.678 | 8.057 | 20.751 | 0 | 0 | 0 | 15.9 | 73.673 | -13.287 |  | 165 | 11.742 | 75.447 | 0.151 | 0 | 12.105 | -15.9 | 0 | 98.481 | -14.936
|  | 166 | 11.378 | 112.846 | 21.551 | 3.176 | 0 | -17.7446 | 0 | 105.358 | 19.496 |  | 166 | 10.473 | 75.301 | 0.046 | 0 | 4.89 | -16.05 | 0 | 77.3 | -2.64 |  | 166 | 16.47 | 6.719 | 20.751 | 0 | 0 | 0 | 15.9 | 71.483 | -11.643 |  | 166 | 11.742 | 78.025 | 0.089 | 0 | 6.626 | -15.9 | 0 | 89.901 | -9.319
|  | 167 | 11.378 | 110.544 | 21.551 | 4.117 | 0 | -18.85 | 0 | 92.495 | 28.011 |  | 167 | 10.473 | 74.226 | 0.046 | 1.064 | 0 | -13.5965 | 0 | 71.2255 | -1.141 |  | 167 | 17.262 | 5.4 | 20.751 | 0 | 0.022 | 0 | 15.9 | 67.747 | -8.412 |  | 167 | 11.742 | 82.113 | 0.089 | 0 | 0.12 | -15.9 | 0 | 80.193 | -2.029
Demand turn up
Demand turn down
Generation for charging storage or exports

## F.17
F.17: Supply side electricity storage installed capacity and volume including hydrogen
Return to: Main Menu
Return to: Main Report Menu
| F.17: Supply side electricity storage installed capacity and volume including hydrogen | Storage power capacity (GW)
|  |  |  | Ten Year Forecast | Ten Year Forecast | Holistic Transition | Electric Engagement | Hydrogen Evolution | Falling Behind | Holistic Transition | Electric Engagement | Hydrogen Evolution | Falling Behind
|  |  |  | 2024 | 2030 |  |  |  |  | 2050
[5 empty] | 10YF | HT | EE | HE | FB | HT | EE | HE | FB
|  | Battery | Battery | 6.7779 | 24.3963 | 23.1693 | 25.2082 | 20.5198 | 19.9495 | 39.3474 | 40.4449 | 31.2286 | 27.3922
|  | LAES | Liquid Air | 0.005 | 0.2549 | 1.1549 | 0.4549 | 0.2549 | 0.205 | 5.4549 | 4.6549 | 3.3549 | 0.4549
|  | CAES | Compressed Air | 0.003294 | 0.003294 | 0.003294 | 0.003294 | 0.003294 | 0.003294 | 4.0033 | 6.1233 | 4.0033 | 0.003294
|  | PHS | Pumped Hydro | 2.744 | 2.744 | 4.1439 | 3.344 | 2.744 | 2.744 | 7.0399 | 5.7999 | 5.7999 | 2.8439
Storage Energy Capacity (GWh)
|  |  |  | Ten Year Forecast | Ten Year Forecast | Holistic Transition | Electric Engagement | Hydrogen Evolution | Falling Behind | Holistic Transition | Electric Engagement | Hydrogen Evolution | Falling Behind
|  |  |  | 2024 | 2030 | 2050 HT: 2050
[5 empty] | 10YF | HT | EE | HE | FB | HT | EE | HE | FB
|  | Battery | Battery | 8.7928 | 34.4407 | 33.7186 | 36.4434 | 28.6054 | 30.3791 | 58.4984 | 60.2046 | 43.0209 | 40.704
|  | LAES | Liquid Air | 0.015 | 1.5144 | 5.1344 | 2.3144 | 1.5144 | 1.215 | 22.3344 | 19.1144 | 13.9144 | 15.1144
|  | CAES | Compressed Air | 0.013176 | 0.013176 | 0.013176 | 0.013176 | 0.013176 | 0.013176 | 4.0132 | 6.6132 | 4.0132 | 0.013176
|  | PHS | Pumped Hydro | 28.004 | 28.004 | 53.1033 | 37.004 | 28.004 | 28.004 | 119.8153 | 88.9353 | 88.9353 | 28.7033
2050
|  | GWh | HT Duration | HT Capacity | HT Volume
|  | Battery | 1.4867 | 39.3474 | 58.4984
|  | LAES | 4.0944 | 5.4549 | 22.3344
| Storage Capacity (GW) | CAES | 1.0025 | 4.0033 | 4.0132
|  | PHS | 17.0195 | 7.0399 | 119.8153
|  | Hydrogen | 120 | 26.0819 | 3129.8273
Notes
Theoretical hydrogen storage volume, assumes 5 day duration for hydrogen power
The theoretical hydrogen storage volume for power, equates to approximatly a quarter of the total hydrogen storage volume
Storage Volume (GWh)

## F.18
F.18: Interconnectors imports, exports and net annual flows
Return to: Main Menu
Return to: Main Report Menu
| F.18: Interconnectors imports, exports and net annual flows | Interconnector annual flows
|  | TWh |  | 2024 | Ten Year Forecast | Holistic Transition | Electric Engagement | Hydrogen Evolution | Falling Behind | Holistic Transition | Electric Engagement | Hydrogen Evolution | Falling Behind | Holistic Transition | Electric Engagement | Hydrogen Evolution | Falling Behind
|  |  | Component |  | 2030 |  |  |  |  | 2040 |  |  |  | 2050
[5 empty] | 10YF | HT | EE | HE | FB | HT | EE | HE | FB | HT | EE | HE | FB
|  | Total imports | Import (TWh) | 19.1954 | 22.9425 | 35.6544 | 36.9963 | 40.0938 | 29.5074 | 38.6326 | 52.4069 | 34.2818 | 21.3252 | 51.0595 | 63.8075 | 74.902 | 19.1356
|  | Total exports | Export (TWh) | -14.4731 | -46.7604 | -38.8711 | -40.0973 | -36.2272 | -35.3847 | -87.5947 | -103.865 | -83.8152 | -86.6465 | -68.8843 | -69.4526 | -47.648 | -96.2271
|  | Net flows | Netflows (TWh) | 4.7223 | -23.8179 | -3.2167 | -3.101 | 3.8666 | -5.8773 | -48.962 | -51.4586 | -49.5334 | -65.3214 | -17.8248 | -5.6451 | 27.2539 | -77.0916

## F.19
F.19: Annual curtailment
Return to: Main Menu
Return to: Main Report Menu
| F.19: Annual curtailment | Annual Curtailment before DACCS (TWh)
|  |  | 2024-01-01 | 2025-01-01 | 2026-01-01 | 2027-01-01 | 2028-01-01 | 2029-01-01 | 2030-01-01 | 2031-01-01 | 2032-01-01 | 2033-01-01 | 2034-01-01 | 2035-01-01 | 2036-01-01 | 2037-01-01 | 2038-01-01 | 2039-01-01 | 2040-01-01 | 2041-01-01 | 2042-01-01 | 2043-01-01 | 2044-01-01 | 2045-01-01 | 2046-01-01 | 2047-01-01 | 2048-01-01 | 2049-01-01 | 2050-01-01
|  | Electric Engagement | 0 | 0 | 0.073351 | 0.28043 | 0.71239 | 2.1056 | 12.1575 | 15.6678 | 21.4781 | 22.816 | 24.6088 | 27.4321 | 29.3164 | 34.1219 | 32.9988 | 39.3866 | 44.0707 | 39.5055 | 45.6921 | 41.6273 | 44.3912 | 48.9465 | 50.058 | 50.7931 | 48.6301 | 52.4797 | 55.9349
|  | Hydrogen Evolution | 0 | 0 | 0.056624 | 0.2387 | 0.4991 | 1.4842 | 9.1999 | 18.8298 | 22.0727 | 23.2664 | 23.1045 | 34.2106 | 33.6289 | 34.8385 | 32.4564 | 31.825 | 33.8754 | 28.1367 | 27.7034 | 23.8831 | 20.4693 | 20.4678 | 18.9395 | 16.6136 | 14.7856 | 13.4578 | 11.3103
|  | Holistic Transition | 0 | 0 | 0.096476 | 0.3283 | 0.5789 | 2.2094 | 12.4091 | 19.8014 | 24.0356 | 29.5074 | 36.9978 | 41.0222 | 37.0749 | 40.646 | 40.1049 | 42.3507 | 48.0822 | 48.7067 | 53.0844 | 52.7064 | 54.3796 | 56.6067 | 57.5641 | 59.0015 | 61.4554 | 61.3651 | 63.6857
|  | Falling Behind | 0 | 0 | 0.010766 | 0.017314 | 0.12795 | 0.33487 | 2.3498 | 8.4655 | 13.7566 | 16.9934 | 16.3575 | 18.0397 | 23.4687 | 32.353 | 41.5691 | 43.696 | 42.9457 | 42.5661 | 44.3196 | 42.7185 | 43.9975 | 42.5447 | 42.7425 | 42.5577 | 44.0805 | 42.9562 | 44.2123
|  | Ten Year Forecast | 2024-01-01: 0; 2025-01-01: 0; 2026-01-01: 0.028304; 2027-01-01: 0.19574; 2028-01-01: 0.43039; 2029-01-01: 1.2516; 2030-01-01: 7.3708; 2031-01-01: 16.6774; 2032-01-01: 21.1019; 2033-01-01: 22.1186; 2034-01-01: 24.7352; 2035-01-01: 23.6538
Annual Curtailment after DACCS (TWh)
|  | Electric Engagement | 0 | 0 | 0.073351 | 0.28043 | 0.71239 | 2.1056 | 12.1575 | 15.6678 | 21.4781 | 22.5342 | 24.0607 | 26.6063 | 27.713 | 31.5514 | 29.3727 | 34.6732 | 38.1211 | 31.8507 | 36.7551 | 31.5929 | 33.351 | 36.9292 | 36.7322 | 36.2233 | 32.8254 | 35.49 | 38.1065
|  | Hydrogen Evolution | 0 | 0 | 0.06 | 0.24 | 0.5 | 1.48 | 9.2 | 18.83 | 22.07 | 23.21 | 22.99 | 33.99 | 33.19 | 34.05 | 31.39 | 30.36 | 32.01 | 25.77 | 24.84 | 20.52 | 16.62 | 16.18 | 14.15 | 11.34 | 9.02 | 7.18 | 4.54
|  | Holistic Transition | 0 | 0 | 0.096476 | 0.3283 | 0.5789 | 2.2094 | 12.4091 | 19.8014 | 24.0356 | 29.2257 | 36.4498 | 40.1963 | 35.4715 | 38.0755 | 36.4788 | 37.6373 | 42.1326 | 41.0519 | 44.1474 | 42.6721 | 43.3393 | 44.5894 | 44.2384 | 44.4316 | 45.6506 | 44.3754 | 45.8573
|  | Falling Behind | 0 | 0 | 0.010766 | 0.017314 | 0.12795 | 0.33487 | 2.3498 | 8.4655 | 13.7566 | 16.9934 | 16.3575 | 18.0397 | 23.4687 | 32.353 | 41.5691 | 43.696 | 42.9457 | 42.5661 | 44.3196 | 42.7185 | 43.9975 | 42.5447 | 42.7425 | 42.5577 | 44.0805 | 42.9562 | 44.2123
|  | Ten Year Forecast | 2024-01-01: 0; 2025-01-01: 0; 2026-01-01: 0.028304; 2027-01-01: 0.19574; 2028-01-01: 0.43039; 2029-01-01: 1.2516; 2030-01-01: 7.3708; 2031-01-01: 16.6774; 2032-01-01: 21.1019; 2033-01-01: 22.1186; 2034-01-01: 24.7352; 2035-01-01: 23.6538
Wind and Solar Generation (TWh)
|  | Electric Engagement | 110.8736 | 116.3956 | 133.4177 | 163.8983 | 187.5376 | 230.1615 | 279.2266 | 312.8907 | 333.0266 | 357.0527 | 377.5424 | 400.1969 | 431.6201 | 462.3013 | 481.3986 | 507.4932 | 516.651 | 529.3509 | 537.053 | 545.3457 | 552.0726 | 556.8687 | 559.6399 | 561.1854 | 566.5515 | 563.8694 | 563.6368
|  | Hydrogen Evolution | 110.8736 | 115.3276 | 130.0007 | 158.3807 | 175.4007 | 203.6669 | 238.5571 | 296.6212 | 326.219 | 353.1393 | 367.8646 | 418.972 | 455.7726 | 463.6304 | 476.9541 | 489.84 | 501.4337 | 513.3556 | 522.7737 | 528.9938 | 541.8033 | 549.2222 | 553.8693 | 558.5113 | 564.3418 | 566.9383 | 572.3077
|  | Holistic Transition | 110.8736 | 118.3787 | 135.7591 | 166.409 | 183.732 | 221.7429 | 273.0126 | 319.9303 | 359.2063 | 403.0453 | 437.9572 | 462.1099 | 472.5955 | 481.2944 | 486.339 | 497.4702 | 512.4041 | 525.2985 | 525.615 | 534.2251 | 541.7098 | 550.1376 | 558.2769 | 559.5266 | 565.1505 | 569.9151 | 574.2108
|  | Falling Behind | 110.8736 | 114.3739 | 118.271 | 127.335 | 158.1811 | 176.8469 | 198.6629 | 244.8737 | 276.1308 | 292.9714 | 303.6658 | 315.3552 | 326.5251 | 342.5214 | 363.4969 | 375.0127 | 383.357 | 396.0369 | 401.3879 | 406.4182 | 409.9565 | 413.6032 | 415.7567 | 419.8069 | 427.405 | 430.5187 | 432.7024
|  | Ten Year Forecast | 2024-01-01: 110.8736; 2025-01-01: 114.9654; 2026-01-01: 125.0808; 2027-01-01: 154.9428; 2028-01-01: 172.467; 2029-01-01: 203.1582; 2030-01-01: 234.8969; 2031-01-01: 284.2295; 2032-01-01: 315.6502; 2033-01-01: 342.6177; 2034-01-01: 352.3324; 2035-01-01: 359.6305
Percentage of wind and solar curtailed (%)
|  | Electric Engagement | 0% | 0% | 0.05498% | 0.1711% | 0.3799% | 0.9148% | 4.354% | 5.007% | 6.449% | 6.311% | 6.373% | 6.648% | 6.421% | 6.825% | 6.102% | 6.832% | 7.379% | 6.017% | 6.844% | 5.793% | 6.041% | 6.632% | 6.564% | 6.455% | 5.794% | 6.294% | 6.761%
|  | Hydrogen Evolution | 0% | 0% | 0.04615% | 0.1515% | 0.2851% | 0.7267% | 3.857% | 6.348% | 6.765% | 6.572% | 6.25% | 8.113% | 7.282% | 7.344% | 6.581% | 6.198% | 6.384% | 5.02% | 4.752% | 3.879% | 3.068% | 2.946% | 2.555% | 2.03% | 1.598% | 1.266% | 0.7933%
| Annual curtailment including demand for DACCS for Electric Engagement | Holistic Transition | 0% | 0% | 0.07106% | 0.1973% | 0.3151% | 0.9964% | 4.545% | 6.189% | 6.691% | 7.251% | 8.323% | 8.698% | 7.506% | 7.911% | 7.501% | 7.566% | 8.223% | 7.815% | 8.399% | 7.988% | 8% | 8.105% | 7.924% | 7.941% | 8.078% | 7.786% | 7.986%
|  | Falling Behind | 0% | 0% | 0.009103% | 0.0136% | 0.08089% | 0.1894% | 1.183% | 3.457% | 4.982% | 5.8% | 5.387% | 5.72% | 7.187% | 9.446% | 11.44% | 11.65% | 11.2% | 10.75% | 11.04% | 10.51% | 10.73% | 10.29% | 10.28% | 10.14% | 10.31% | 9.978% | 10.22%
|  | Ten Year Forecast | 2024-01-01: 0%; 2025-01-01: 0%; 2026-01-01: 0.02263%; 2027-01-01: 0.1263%; 2028-01-01: 0.2495%; 2029-01-01: 0.6161%; 2030-01-01: 3.138%; 2031-01-01: 5.868%; 2032-01-01: 6.685%; 2033-01-01: 6.456%; 2034-01-01: 7.02%; 2035-01-01: 6.577%
Notes
The dispatch model only captures curtailment due to energy balancing
Curtailment values here do not include curtailment due to redispatch
Annual curtailment before DACCS includes a reduction due to electrolysis which is modelled within our dispatch model
DACCS is removed afterwards as this is not modelled
Lookup value:
Curtailment (TWh)
Curtailment including DACCS (TWh)
Offshore Wind
Onshore Wind
Solar PV
Annual curtailment including demand for DACCS for Hydrogen Evolution
Annual curtailment including demand for DACCS for Holistic Transition
Curtailment peaks at around 8% of wind and solar generation in 2035 in the pathways.
Hydrogen Evolution has lowest levels of curtailment from increased electrolysis and DACCS. Without DACCS operating flexibly it would be 7 TWh higher in 2050.
Falling Behind reaches over 11% curtailment due to less flexibility.

## Gaseous Fuels >>
This tab is a divider to aid navigation within the workbook
The next set of tabs all contain graphs on a related area
Return to: Main Menu

## F.20
F.20: Evolution of gas demand over time
Return to: Main Menu
Return to: Main Report Menu
F.20: Evolution of gas demand over time
Evolution of gas demand over time. Historical demand and Holistic Transition demand by source.
[49 empty] | Holistic Transition | Holistic Transition | Holistic Transition | Holistic Transition | Holistic Transition | Holistic Transition | Holistic Transition | Holistic Transition | Holistic Transition | Holistic Transition | Holistic Transition | Holistic Transition | Holistic Transition | Holistic Transition | Holistic Transition | Holistic Transition | Holistic Transition | Holistic Transition | Holistic Transition | Holistic Transition | Holistic Transition | Holistic Transition | Holistic Transition | Holistic Transition | Holistic Transition | Holistic Transition | Holistic Transition | Holistic Transition | Holistic Transition | Holistic Transition | Holistic Transition | Holistic Transition | Holistic Transition | Holistic Transition | Holistic Transition | Holistic Transition
|  | TWh | TWh | 1970 | 1971 | 1972 | 1973 | 1974 | 1975 | 1976 | 1977 | 1978 | 1979 | 1980 | 1981 | 1982 | 1983 | 1984 | 1985 | 1986 | 1987 | 1988 | 1989 | 1990 | 1991 | 1992 | 1993 | 1994 | 1995 | 1996 | 1997 | 1998 | 1999 | 2000 | 2001 | 2002 | 2003 | 2004 | 2005 | 2006 | 2007 | 2008 | 2009 | 2010 | 2011 | 2012 | 2013 | 2014 | 2015 | 2016 | 2017 | 2018 | 2019 | 2020 | 2021 | 2022 | 2023-01-01 | 2024-01-01 | 2025-01-01 | 2026-01-01 | 2027-01-01 | 2028-01-01 | 2029-01-01 | 2030-01-01 | 2031-01-01 | 2032-01-01 | 2033-01-01 | 2034-01-01 | 2035-01-01 | 2036-01-01 | 2037-01-01 | 2038-01-01 | 2039-01-01 | 2040-01-01 | 2041-01-01 | 2042-01-01 | 2043-01-01 | 2044-01-01 | 2045-01-01 | 2046-01-01 | 2047-01-01 | 2048-01-01 | 2049-01-01 | 2050-01-01
|  | Total UK Energy Consumption (historical) | TWh | 2443.4048 | 2409.3522 | 2455.2907 | 2564.4964 | 2446.8473 | 2351.493 | 2391.535 | 2452.4414 | 2463.2107 | 2581.9879 | 2378.242 | 2306.9268 | 2280.2825 | 2288.3653 | 2284.1553 | 2391.7909 | 2442.4163 | 2454.3719 | 2485.8525 | 2458.9658 | 2485.1788 | 2552.8401 | 2521.5633 | 2565.1575 | 2529.4237 | 2540.2373 | 2674.7601 | 2637.8493 | 2683.536 | 2690.348 | 2730.801 | 2754.6207 | 2670.3031 | 2696.6124 | 2717.1542 | 2748.0484 | 2710.641 | 2645.7349 | 2624.3636 | 2463.4722 | 2558.8604 | 2375.103 | 2426.1947 | 2412.6318 | 2260.5325 | 2264.4404 | 2226.0734 | 2217.7996 | 2215.8235 | 2138.3618 | 1915.3876 | 1987.2074 | 1961.0219 | 1904.9791 | #N/A | #N/A | #N/A | #N/A | #N/A | #N/A | #N/A | #N/A | #N/A | #N/A | #N/A | #N/A | #N/A | #N/A | #N/A | #N/A | #N/A | #N/A | #N/A | #N/A | #N/A | #N/A | #N/A | #N/A | #N/A | #N/A | #N/A
|  | Total UK Gas Consumption (historical) |  | 131.419 | 211.8986 | 300.6936 | 325.3376 | 389.1398 | 407.7478 | 432.4964 | 459.6874 | 476.8184 | 522.408 | 520.8496 | 527.909 | 525.2806 | 547.5404 | 560.1938 | 602.4689 | 612.494 | 629.0667 | 597.2238 | 571.1842 | 595.3048 | 643.863 | 640.5804 | 732.09 | 754.284 | 805.2147 | 941.8415 | 971.5026 | 1015.486 | 1075.907 | 1114.942 | 1111.363 | 1097.031 | 1100.616 | 1123.9222 | 1096.5442 | 1039.6287 | 1048.9298 | 1082.8569 | 1002.3614 | 1087.9408 | 903.0424 | 852.0771 | 844.4755 | 769.1226 | 792.0856 | 874.3729 | 863.1349 | 869.232 | 844.5709 | 807.149 | 847.5123 | 776.4464 | 695.5213 | #N/A | #N/A | #N/A | #N/A | #N/A | #N/A | #N/A | #N/A | #N/A | #N/A | #N/A | #N/A | #N/A | #N/A | #N/A | #N/A | #N/A | #N/A | #N/A | #N/A | #N/A | #N/A | #N/A | #N/A | #N/A | #N/A | #N/A
|  | Hydrogen Production | TWh | #N/A | #N/A | #N/A | #N/A | #N/A | #N/A | #N/A | #N/A | #N/A | #N/A | #N/A | #N/A | #N/A | #N/A | #N/A | #N/A | #N/A | #N/A | #N/A | #N/A | #N/A | #N/A | #N/A | #N/A | #N/A | #N/A | #N/A | #N/A | #N/A | #N/A | #N/A | #N/A | #N/A | #N/A | #N/A | #N/A | #N/A | #N/A | #N/A | #N/A | #N/A | #N/A | #N/A | #N/A | #N/A | #N/A | #N/A | #N/A | #N/A | #N/A | #N/A | #N/A | #N/A | 0 | 0.05 | 0.05 | 0.05 | 0.15 | 0.15 | 3.64 | 7.68 | 9.77 | 13.35 | 17.33 | 23.76 | 26.97 | 27.33 | 30.57 | 35.93 | 36.04 | 36.24 | 39.93 | 40.74 | 41.57 | 42.18 | 42.31 | 44.89 | 50.37 | 51.83 | 52.49 | 53.36
|  | Industrial & Commercial | TWh | #N/A | #N/A | #N/A | #N/A | #N/A | #N/A | #N/A | #N/A | #N/A | #N/A | #N/A | #N/A | #N/A | #N/A | #N/A | #N/A | #N/A | #N/A | #N/A | #N/A | #N/A | #N/A | #N/A | #N/A | #N/A | #N/A | #N/A | #N/A | #N/A | #N/A | #N/A | #N/A | #N/A | #N/A | #N/A | #N/A | #N/A | #N/A | #N/A | #N/A | #N/A | #N/A | #N/A | #N/A | #N/A | #N/A | #N/A | #N/A | #N/A | #N/A | #N/A | #N/A | #N/A | 194.1281 | 191.0459 | 192.4867 | 189.3499 | 183.5941 | 175.9848 | 167.8089 | 158.7287 | 149.4544 | 140.4959 | 131.7597 | 122.9949 | 113.7982 | 99.8501 | 88.2715 | 79.0826 | 71.2315 | 64.7602 | 58.0796 | 51.4041 | 45.9216 | 40.6505 | 35.4205 | 30.9403 | 25.7108 | 20.8438 | 16.0171 | 11.1399
|  | Residential | TWh | #N/A | #N/A | #N/A | #N/A | #N/A | #N/A | #N/A | #N/A | #N/A | #N/A | #N/A | #N/A | #N/A | #N/A | #N/A | #N/A | #N/A | #N/A | #N/A | #N/A | #N/A | #N/A | #N/A | #N/A | #N/A | #N/A | #N/A | #N/A | #N/A | #N/A | #N/A | #N/A | #N/A | #N/A | #N/A | #N/A | #N/A | #N/A | #N/A | #N/A | #N/A | #N/A | #N/A | #N/A | #N/A | #N/A | #N/A | #N/A | #N/A | #N/A | #N/A | #N/A | #N/A | 290.526 | 301.0313 | 306.9849 | 311.7528 | 314.5116 | 315.1264 | 314.339 | 304.6123 | 293.1965 | 279.9764 | 264.5841 | 248.6133 | 231.9315 | 210.2631 | 188.7791 | 167.4644 | 146.3236 | 125.394 | 105.6902 | 87.9747 | 72.2424 | 57.6629 | 44.3746 | 32.8036 | 23.084 | 15.5747 | 8.7745 | 2.7959
|  | Transport | TWh | #N/A | #N/A | #N/A | #N/A | #N/A | #N/A | #N/A | #N/A | #N/A | #N/A | #N/A | #N/A | #N/A | #N/A | #N/A | #N/A | #N/A | #N/A | #N/A | #N/A | #N/A | #N/A | #N/A | #N/A | #N/A | #N/A | #N/A | #N/A | #N/A | #N/A | #N/A | #N/A | #N/A | #N/A | #N/A | #N/A | #N/A | #N/A | #N/A | #N/A | #N/A | #N/A | #N/A | #N/A | #N/A | #N/A | #N/A | #N/A | #N/A | #N/A | #N/A | #N/A | #N/A | 0.61168 | 0.68284 | 0.76059 | 0.84548 | 0.93802 | 1.039 | 1.1492 | 1.2692 | 1.4003 | 1.5411 | 1.6897 | 1.8507 | 1.9589 | 2.0772 | 2.2064 | 2.3472 | 2.235 | 2.114 | 1.9689 | 1.8136 | 1.6476 | 1.4597 | 1.2575 | 1.0362 | 0.79261 | 0.53901 | 0.27936 | 6.4439e-05
|  | Power Generation | TWh | #N/A | #N/A | #N/A | #N/A | #N/A | #N/A | #N/A | #N/A | #N/A | #N/A | #N/A | #N/A | #N/A | #N/A | #N/A | #N/A | #N/A | #N/A | #N/A | #N/A | #N/A | #N/A | #N/A | #N/A | #N/A | #N/A | #N/A | #N/A | #N/A | #N/A | #N/A | #N/A | #N/A | #N/A | #N/A | #N/A | #N/A | #N/A | #N/A | #N/A | #N/A | #N/A | #N/A | #N/A | #N/A | #N/A | #N/A | #N/A | #N/A | #N/A | #N/A | #N/A | #N/A | 174.4409 | 145.5151 | 92.3674 | 79.2341 | 70.7985 | 80.0553 | 73.3508 | 59.0669 | 65.1491 | 57.1836 | 54.0666 | 52.623 | 58.7851 | 77.9254 | 93.3888 | 90.4753 | 83.3045 | 98.9193 | 101.9645 | 102.0804 | 104.7228 | 107.1465 | 105.5806 | 109.4817 | 102.1259 | 107.8351 | 96.1836 | 99.9441
Historical Energy Data Table
|  | Source: DUKES 2024 Table 1.1.2 |  | 1 | ktoe | 0.01163 | TWh
ktoe
|  | Year | Coal [note 5] | Petroleum [note 6] | Natural gas [note 2] [note 13] | Primary electricity [note 3] [note 14] | Total Inland Consumption for Energy Use [note 4] |  | Gas (TWh) | Total Inland CConmsumption for Energy | Gas as a percentage
|  | 1970-01-01 | 98994 | 92366 | 11300 | 7435 | 210095 |  | 131.419 | 2443.4048 | 5.379%
|  | 1971-01-01 | 87732 | 93543 | 18220 | 7672 | 207167 |  | 211.8986 | 2409.3522 | 8.795%
|  | 1972-01-01 | 76847 | 100212 | 25855 | 8203 | 211117 |  | 300.6936 | 2455.2907 | 12.25%
|  | 1973-01-01 | 83235 | 101501 | 27974 | 7797 | 220507 |  | 325.3376 | 2564.4964 | 12.69%
|  | 1974-01-01 | 73278 | 94327 | 33460 | 9326 | 210391 |  | 389.1398 | 2446.8473 | 15.9%
|  | 1975-01-01 | 73716 | 84963 | 35060 | 8453 | 202192 |  | 407.7478 | 2351.493 | 17.34%
|  | 1976-01-01 | 75016 | 83480 | 37188 | 9951 | 205635 |  | 432.4964 | 2391.535 | 18.08%
|  | 1977-01-01 | 75263 | 85110 | 39526 | 10973 | 210872 |  | 459.6874 | 2452.4414 | 18.74%
|  | 1978-01-01 | 73321 | 87177 | 40999 | 10301 | 211798 |  | 476.8184 | 2463.2107 | 19.36%
|  | 1979-01-01 | 78814 | 87681 | 44919 | 10597 | 222011 |  | 522.408 | 2581.9879 | 20.23%
|  | 1980-01-01 | 73263 | 76197 | 44785 | 10247 | 204492 |  | 520.8496 | 2378.242 | 21.9%
|  | 1981-01-01 | 72865 | 69539 | 45392 | 10564 | 198360 |  | 527.909 | 2306.9268 | 22.88%
|  | 1982-01-01 | 67958 | 70671 | 45166 | 12274 | 196069 |  | 525.2806 | 2280.2825 | 23.04%
|  | 1983-01-01 | 68590 | 67228 | 47080 | 13866 | 196764 |  | 547.5404 | 2288.3653 | 23.93%
|  | 1984-01-01 | 48738 | 84651 | 48168 | 14845 | 196402 |  | 560.1938 | 2284.1553 | 24.53%
|  | 1985-01-01 | 64824 | 72179 | 51803 | 16851 | 205657 |  | 602.4689 | 2391.7909 | 25.19%
|  | 1986-01-01 | 70008 | 71148 | 52665 | 16189 | 210010 |  | 612.494 | 2442.4163 | 25.08%
|  | 1987-01-01 | 71721 | 69431 | 54090 | 15796 | 211038 |  | 629.0667 | 2454.3719 | 25.63%
|  | 1988-01-01 | 69621 | 74042 | 51352 | 18083 | 213744.84 |  | 597.2238 | 2485.8525 | 24.02%
|  | 1989-01-01 | 67014 | 75399 | 49113 | 19236 | 211433 |  | 571.1842 | 2458.9658 | 23.23%
|  | 1990-01-01 | 66954 | 77158.71 | 51187 | 17733 | 213686.91 |  | 595.3048 | 2485.1788 | 23.95%
|  | 1991-01-01 | 67067 | 77137.38 | 55362.25 | 19240 | 219504.74 |  | 643.863 | 2552.8401 | 25.22%
|  | 1992-01-01 | 63060 | 77492.42 | 55080 | 20359 | 216815.42 |  | 640.5804 | 2521.5633 | 25.4%
|  | 1993-01-01 | 54913 | 78126.14 | 62948.41 | 23406 | 220563.84 |  | 732.09 | 2565.1575 | 28.54%
|  | 1994-01-01 | 51272 | 76667.54 | 64856.75 | 23087 | 217491.29 |  | 754.284 | 2529.4237 | 29.82%
|  | 1995-01-01 | 48924 | 75421.39 | 69236 | 23116 | 218421.09 |  | 805.2147 | 2540.2373 | 31.7%
|  | 1996-01-01 | 45737.7 | 77818.98 | 80983.79 | 23833.32 | 229987.97 |  | 941.8415 | 2674.7601 | 35.21%
|  | 1997-01-01 | 40791.85 | 75483.27 | 83534.19 | 24960.36 | 226814.21 |  | 971.5026 | 2637.8493 | 36.83%
|  | 1998-01-01 | 40970.06 | 75356.85 | 87316.08 | 25022.53 | 230742.56 |  | 1015.486 | 2683.536 | 37.84%
|  | 1999-01-01 | 35992.7 | 76432.51 | 92511.35 | 24166.44 | 231328.29 |  | 1075.907 | 2690.348 | 39.99%
|  | 2000-01-01 | 38540.86 | 76720.12 | 95867.76 | 21371.54 | 234806.62 |  | 1114.942 | 2730.801 | 40.83%
|  | 2001-01-01 | 40777.86 | 75863 | 95560.02 | 22120.95 | 236854.75 |  | 1111.363 | 2754.6207 | 40.35%
|  | 2002-01-01 | 37699.42 | 73480.34 | 94327.69 | 21342.33 | 229604.74 |  | 1097.031 | 2670.3031 | 41.08%
|  | 2003-01-01 | 40481.53 | 73017.12 | 94635.94 | 20614.12 | 231866.93 |  | 1100.616 | 2696.6124 | 40.81%
|  | 2004-01-01 | 39065.09 | 75056.32 | 96639.91 | 19390.23 | 233633.21 |  | 1123.9222 | 2717.1542 | 41.36%
|  | 2005-01-01 | 39859.05 | 78217.22 | 94285.83 | 19759.52 | 236289.63 |  | 1096.5442 | 2748.0484 | 39.9%
|  | 2006-01-01 | 43357.64 | 77365.28 | 89391.98 | 18535.61 | 233073.17 |  | 1039.6287 | 2710.641 | 38.35%
|  | 2007-01-01 | 40960.79 | 76310.11 | 90191.73 | 15375.5 | 227492.25 |  | 1048.9298 | 2645.7349 | 39.65%
|  | 2008-01-01 | 38160.4 | 74375.73 | 93108.93 | 13913.18 | 225654.65 |  | 1082.8569 | 2624.3636 | 41.26%
|  | 2009-01-01 | 31195.6 | 71009.07 | 86187.57 | 16725.24 | 211820.48 |  | 1002.3614 | 2463.4722 | 40.69%
|  | 2010-01-01 | 32616.06 | 70954.31 | 93546.07 | 15351.84 | 220022.39 |  | 1087.9408 | 2558.8604 | 42.52%
|  | 2011-01-01 | 32246.52 | 68468.03 | 77647.67 | 18044.1 | 204222.1 |  | 903.0424 | 2375.103 | 38.02%
|  | 2012-01-01 | 40919.46 | 67823.55 | 73265.44 | 18506.03 | 208615.19 |  | 852.0771 | 2426.1947 | 35.12%
|  | 2013-01-01 | 39040.35 | 66989.02 | 72611.82 | 19702.98 | 207448.99 |  | 844.4755 | 2412.6318 | 35%
|  | 2014-01-01 | 31510.97 | 66798.28 | 66132.64 | 19217.77 | 194370.81 |  | 769.1226 | 2260.5325 | 34.02%
|  | 2015-01-01 | 25121.47 | 67093.9 | 68107.1 | 21946.44 | 194706.83 |  | 792.0856 | 2264.4404 | 34.98%
|  | 2016-01-01 | 12705.35 | 68527.83 | 75182.54 | 21490.35 | 191407.86 |  | 874.3729 | 2226.0734 | 39.28%
|  | 2017-01-01 | 10313.4 | 69786.87 | 74216.24 | 22152.56 | 190696.44 |  | 863.1349 | 2217.7996 | 38.92%
|  | 2018-01-01 | 8679.05 | 68856.75 | 74740.5 | 22154.98 | 190526.53 |  | 869.232 | 2215.8235 | 39.23%
|  | 2019-01-01 | 6122.83 | 67152.47 | 72620.03 | 20975.23 | 183866.02 |  | 844.5709 | 2138.3618 | 39.5%
|  | 2020-01-01 | 5565.03 | 51806.34 | 69402.32 | 20425.32 | 164693.69 |  | 807.149 | 1915.3876 | 42.14%
|  | 2021-01-01 | 5699.2 | 54690.16 | 72872.94 | 19154.91 | 170869.08 |  | 847.5123 | 1987.2074 | 42.65%
|  | 2022-01-01 | 5229.44 | 60029.54 | 66762.37 | 18391.42 | 168617.53 |  | 776.4464 | 1961.0219 | 39.59%
|  | 2023-01-01 | 4488.5 | 61512.31 | 59804.07 | 19588.03 | 163798.72 |  | 695.5213 | 1904.9791 | 36.51%
In Holistic Transition, residential and industrial & commercial gas use declines due to fuel switching. Methane reformation to produce hydrogen becomes a major gas user by 2050.
In Holistic Transition, residential and industrial & commercial gas use continues to decline due to fuel switching. Methane reformation to produce hydrogen becomes one of the largest gas users in 2050.
UK gas consumption steadily rose from 1970 to the late 1990s. Gas as a percentage of total UK energy consumption has hovered at around 35-40% since the late 1990s.
Since the early 2000s, UK gas consumption has continually fallen alongside falling total UK energy consumption.

## F.21
F.21: Gas supply sources by pathway
Return to: Main Menu
Return to: Main Report Menu
| F.21: Gas supply sources by pathway | Annual gas supply snapshot. bcm/yr
|  |  |  | UKCS | Green Gas | Norway | Continent | LNG | Generic Imports*
|  |  | 2024 | 26.18 | 0.68 | 31.51 | 0 | 9.2 | 0
2030
|  |  | Holistic Transition | 13.96 | 2.4 | 21.42 | 0 | 2.92 | 14.67
|  |  | Electric Engagement | 13.96 | 0.5 | 21.42 | 0 | 2.92 | 16.17
|  |  | Hydrogen Evolution | 17.54 | 1.33 | 23.9 | 0 | 2.92 | 13.41
|  |  | Falling Behind | 19.16 | 1.04 | 26.65 | 0 | 2.92 | 20.36
|  |  | Ten Year Forecast | 17.54 | 1.04 | 23.9 | 0 | 2.92 | 19.19
2035
|  |  | Holistic Transition | 6.34 | 3.26 | 14.67 | 0 | 2.92 | 15.66
|  |  | Electric Engagement | 6.34 | 0.22 | 14.67 | 0 | 2.92 | 20.68
|  |  | Hydrogen Evolution | 9.4 | 2.3 | 16.39 | 0 | 2.92 | 19.02
|  |  | Falling Behind | 13.63 | 1.57 | 21.35 | 0 | 2.92 | 23.55
|  |  | Ten Year Forecast | 9.4 | 1.94 | 16.39 | 0 | 2.92 | 28.72
2040
|  |  | Holistic Transition | 3.19 | 4.13 | 6.73 | 0 | 2.92 | 14.32
|  |  | Electric Engagement | 3.19 | 0.18 | 6.73 | 0 | 2.92 | 18.35
|  |  | Hydrogen Evolution | 4.87 | 3.28 | 7.61 | 0 | 2.92 | 28.2
|  |  | Falling Behind | 6.79 | 2.09 | 12.59 | 0 | 2.92 | 36.36
2050
|  |  | Holistic Transition | 1.06 | 5.85 | 1.93 | 0 | 2.92 | 3.47
|  |  | Electric Engagement | 1.06 | 0 | 1.93 | 0 | 2.92 | 9.22
|  |  | Hydrogen Evolution | 1.61 | 5.21 | 2.21 | 0 | 2.92 | 24.21
|  |  | Falling Behind | 2.26 | 3.15 | 4.94 | 0 | 2.92 | 44.87
| Annual gas supply and import dependency in Holistic Transition | Annual gas supply and import dependency in Holistic Transition
bcm/yr
Holistic Transition - Annual
|  |  | 2015 | 2016 | 2017 | 2018 | 2019 | 2020 | 2021 | 2022 | 2023 | 2024 | 2025 | 2026 | 2027 | 2028 | 2029 | 2030 | 2031 | 2032 | 2033 | 2034 | 2035 | 2036 | 2037 | 2038 | 2039 | 2040 | 2041 | 2042 | 2043 | 2044 | 2045 | 2046 | 2047 | 2048 | 2049 | 2050
|  | UKCS | 36.09 | 37.4 | 37.82 | 36.37 | 34.65 | 34.92 | 28.86 | 32.69 | 29.16 | 26.18 | 25.45 | 24.16 | 21.67 | 19.23 | 16.44 | 13.96 | 12.02 | 10.46 | 9.18 | 7.66 | 6.34 | 5.71 | 5.04 | 4.29 | 3.76 | 3.19 | 3.06 | 2.85 | 2.48 | 2.14 | 1.86 | 1.59 | 1.37 | 1.28 | 1.18 | 1.06
|  | Shale | 0 | 0 | 0 | 0 | 0 | 0 | 0 | 0 | 0 | 0 | 0 | 0 | 0 | 0 | 0 | 0 | 0 | 0 | 0 | 0 | 0 | 0 | 0 | 0 | 0 | 0 | 0 | 0 | 0 | 0 | 0 | 0 | 0 | 0 | 0 | 0
|  | Green Gas | 0.09 | 0.34 | 0.39 | 0.46 | 0.52 | 0.57 | 0.58 | 0.61 | 0.68 | 0.68 | 0.81 | 1.13 | 1.45 | 1.77 | 2.08 | 2.4 | 2.58 | 2.75 | 2.92 | 3.09 | 3.26 | 3.44 | 3.61 | 3.78 | 3.95 | 4.13 | 4.3 | 4.47 | 4.64 | 4.82 | 4.99 | 5.16 | 5.33 | 5.51 | 5.68 | 5.85
|  | Norway | 28 | 31.1 | 35 | 34.55 | 28 | 26.3 | 33.3 | 31.79 | 26.75 | 31.51 | 26.63 | 24.43 | 23.34 | 22.28 | 21.24 | 21.42 | 23.22 | 21.08 | 18.66 | 15.98 | 14.67 | 12.87 | 10.68 | 9.05 | 7.81 | 6.73 | 5.69 | 4.55 | 4.18 | 3.68 | 3.52 | 3.23 | 2.66 | 2.39 | 2.09 | 1.93
|  | Continent | 3.53 | 5.88 | 4.68 | 6.14 | 1.79 | 1.33 | 4.12 | 0.16 | 0.04 | 0 | 0 | 0 | 0 | 0 | 0 | 0 | 0 | 0 | 0 | 0 | 0 | 0 | 0 | 0 | 0 | 0 | 0 | 0 | 0 | 0 | 0 | 0 | 0 | 0 | 0 | 0
|  | LNG | 13.72 | 9.6 | 6.36 | 6.73 | 16.75 | 18.01 | 14.39 | 24.74 | 18.83 | 9.2 | 2.92 | 2.92 | 2.92 | 2.92 | 2.92 | 2.92 | 2.92 | 2.92 | 2.92 | 2.92 | 2.92 | 2.92 | 2.92 | 2.92 | 2.92 | 2.92 | 2.92 | 2.92 | 2.92 | 2.92 | 2.92 | 2.92 | 2.92 | 2.92 | 2.92 | 2.92
|  | Generic Imports* | 0 | 0 | 0 | 0 | 0 | 0 | 0 | 0 | 0 | 0 | 8.59 | 10.72 | 12.16 | 14.86 | 16.3 | 14.67 | 12.62 | 13.03 | 13.86 | 15.37 | 15.66 | 16.03 | 17.21 | 16.42 | 14.3 | 14.32 | 13.34 | 12.35 | 11.25 | 10.34 | 8.74 | 8.23 | 7.29 | 7 | 5.17 | 3.47
|  | Demand | 78 | 82.2763 | 83.5206 | 81.4608 | 81.4 | 81.13 | 81.25 | 89.99 | 75.46 | 67.57 | 64.4 | 63.36 | 61.54 | 61.06 | 58.98 | 55.37 | 53.36 | 50.24 | 47.54 | 45.02 | 42.85 | 40.97 | 39.46 | 36.46 | 32.74 | 31.29 | 29.31 | 27.14 | 25.47 | 23.9 | 22.03 | 21.13 | 19.57 | 19.1 | 17.04 | 15.23
|  | Import Dependency % | 58.01% | 56.61% | 55.12% | 58.21% | 57.17% | 56.26% | 63.77% | 63% | 60.46% | 60.25% | 59.22% | 60.09% | 62.43% | 65.61% | 68.6% | 70.45% | 72.64% | 73.71% | 74.55% | 76.12% | 77.6% | 77.67% | 78.08% | 77.87% | 76.45% | 76.61% | 74.89% | 73.03% | 72.05% | 70.88% | 68.91% | 68.05% | 65.76% | 64.45% | 59.74% | 54.63%
*Generic imports refers only to LNG and/or pipeline imports from the continent
| Annual gas supply and import dependency in Electric Engagement | Annual gas supply and import dependency in Electric Engagement
bcm/yr
Electric Engagement - Annual
|  |  | 2015 | 2016 | 2017 | 2018 | 2019 | 2020 | 2021 | 2022 | 2023 | 2024 | 2025 | 2026 | 2027 | 2028 | 2029 | 2030 | 2031 | 2032 | 2033 | 2034 | 2035 | 2036 | 2037 | 2038 | 2039 | 2040 | 2041 | 2042 | 2043 | 2044 | 2045 | 2046 | 2047 | 2048 | 2049 | 2050
|  | UKCS | 36.09 | 37.4 | 37.82 | 36.37 | 34.65 | 34.92 | 28.86 | 32.69 | 29.16 | 26.18 | 25.45 | 24.16 | 21.67 | 19.23 | 16.44 | 13.96 | 12.02 | 10.46 | 9.18 | 7.66 | 6.34 | 5.71 | 5.04 | 4.29 | 3.76 | 3.19 | 3.06 | 2.85 | 2.48 | 2.14 | 1.86 | 1.59 | 1.37 | 1.28 | 1.18 | 1.06
|  | Shale | 0 | 0 | 0 | 0 | 0 | 0 | 0 | 0 | 0 | 0 | 0 | 0 | 0 | 0 | 0 | 0 | 0 | 0 | 0 | 0 | 0 | 0 | 0 | 0 | 0 | 0 | 0 | 0 | 0 | 0 | 0 | 0 | 0 | 0 | 0 | 0
|  | Green Gas | 0.09 | 0.34 | 0.39 | 0.46 | 0.52 | 0.57 | 0.58 | 0.61 | 0.68 | 0.68 | 0.5 | 0.5 | 0.5 | 0.5 | 0.5 | 0.5 | 0.5 | 0.32 | 0.3 | 0.25 | 0.22 | 0.22 | 0.22 | 0.22 | 0.18 | 0.18 | 0.14 | 0.07 | 0.06 | 0.05 | 0.04 | 0.03 | 0.01 | 0 | 0 | 0
|  | Norway | 28 | 31.1 | 35 | 34.55 | 28 | 26.3 | 33.3 | 31.79 | 26.75 | 31.51 | 26.63 | 24.43 | 23.34 | 22.28 | 21.24 | 21.42 | 23.22 | 21.08 | 18.66 | 15.98 | 14.67 | 12.87 | 10.68 | 9.05 | 7.81 | 6.73 | 5.69 | 4.55 | 4.18 | 3.68 | 3.52 | 3.23 | 2.66 | 2.39 | 2.09 | 1.93
|  | Continent | 3.53 | 5.88 | 4.68 | 6.14 | 1.79 | 1.33 | 4.12 | 0.16 | 0.04 | 0 | 0 | 0 | 0 | 0 | 0 | 0 | 0 | 0 | 0 | 0 | 0 | 0 | 0 | 0 | 0 | 0 | 0 | 0 | 0 | 0 | 0 | 0 | 0 | 0 | 0 | 0
|  | LNG | 13.72 | 9.6 | 6.36 | 6.73 | 16.75 | 18.01 | 14.39 | 24.74 | 18.83 | 9.2 | 2.92 | 2.92 | 2.92 | 2.92 | 2.92 | 2.92 | 2.92 | 2.92 | 2.92 | 2.92 | 2.92 | 2.92 | 2.92 | 2.92 | 2.92 | 2.92 | 2.92 | 2.92 | 2.92 | 2.92 | 2.92 | 2.92 | 2.92 | 2.92 | 2.92 | 2.92
|  | Generic imports* | 0 | 0 | 0 | 0 | 0 | 0 | 0 | 0 | 0 | 0 | 9.03 | 11.54 | 13.2 | 15.93 | 17.76 | 16.17 | 14.69 | 16.71 | 17.94 | 20.38 | 20.68 | 21.3 | 21.65 | 21.69 | 20.36 | 18.35 | 16.53 | 16.28 | 15.6 | 15.09 | 13.64 | 13.48 | 12.32 | 11.57 | 10.31 | 9.22
|  | Demand | 78 | 82.2763 | 83.5206 | 81.4608 | 81.4 | 81.13 | 81.25 | 89.99 | 75.46 | 67.57 | 64.53 | 63.55 | 61.63 | 60.86 | 58.86 | 54.97 | 53.35 | 51.49 | 49 | 47.19 | 44.83 | 43.02 | 40.51 | 38.17 | 35.03 | 31.37 | 28.34 | 26.67 | 25.24 | 23.88 | 21.98 | 21.25 | 19.28 | 18.16 | 16.5 | 15.13
|  | Import Dependency % | 58.01% | 56.61% | 55.12% | 58.21% | 57.17% | 56.26% | 63.77% | 63% | 60.46% | 60.25% | 59.79% | 61.2% | 64.03% | 67.58% | 71.22% | 73.69% | 76.53% | 79.06% | 80.65% | 83.24% | 85.37% | 86.22% | 87.02% | 88.18% | 88.75% | 89.26% | 88.71% | 89.05% | 89.94% | 90.83% | 91.36% | 92.38% | 92.84% | 92.95% | 92.85% | 92.99%
*Generic imports refers only to LNG and/or pipeline imports from the continent
Annual gas supply and import dependency in Hydrogen Evolution
Annual gas supply and import dependency in Hydrogen Evolution
Hydrogen Evolution - Annual
|  |  | 2015 | 2016 | 2017 | 2018 | 2019 | 2020 | 2021 | 2022 | 2023 | 2024 | 2025 | 2026 | 2027 | 2028 | 2029 | 2030 | 2031 | 2032 | 2033 | 2034 | 2035 | 2036 | 2037 | 2038 | 2039 | 2040 | 2041 | 2042 | 2043 | 2044 | 2045 | 2046 | 2047 | 2048 | 2049 | 2050
|  | UKCS | 36.09 | 37.4 | 37.82 | 36.37 | 34.65 | 34.92 | 28.86 | 32.69 | 29.16 | 26.18 | 25.45 | 24.35 | 22.62 | 21.03 | 18.78 | 17.54 | 17.51 | 15.29 | 13.23 | 11.17 | 9.4 | 8.38 | 7.33 | 6.33 | 5.66 | 4.87 | 4.57 | 4.21 | 3.71 | 3.15 | 2.8 | 2.33 | 2.05 | 1.91 | 1.77 | 1.61
|  | Shale | 0 | 0 | 0 | 0 | 0 | 0 | 0 | 0 | 0 | 0 | 0 | 0 | 0 | 0 | 0 | 0 | 0 | 0 | 0 | 0 | 0 | 0 | 0 | 0 | 0 | 0 | 0 | 0 | 0 | 0 | 0 | 0 | 0 | 0 | 0 | 0
|  | Green Gas | 0.09 | 0.34 | 0.39 | 0.46 | 0.52 | 0.57 | 0.58 | 0.61 | 0.68 | 0.68 | 0.63 | 0.77 | 0.91 | 1.05 | 1.19 | 1.33 | 1.52 | 1.72 | 1.91 | 2.11 | 2.3 | 2.49 | 2.69 | 2.88 | 3.08 | 3.28 | 3.47 | 3.66 | 3.85 | 4.05 | 4.25 | 4.44 | 4.64 | 4.82 | 5.02 | 5.21
|  | Norway | 28 | 31.1 | 35 | 34.55 | 28 | 26.3 | 33.3 | 31.79 | 26.75 | 31.51 | 29.52 | 27.09 | 25.95 | 24.84 | 23.76 | 23.9 | 25.71 | 23.4 | 20.79 | 17.88 | 16.39 | 14.41 | 12 | 10.18 | 8.81 | 7.61 | 6.43 | 5.2 | 4.78 | 4.21 | 4.03 | 3.69 | 3.04 | 2.73 | 2.39 | 2.21
|  | Continent | 3.53 | 5.88 | 4.68 | 6.14 | 1.79 | 1.33 | 4.12 | 0.16 | 0.04 | 0 | 0 | 0 | 0 | 0 | 0 | 0 | 0 | 0 | 0 | 0 | 0 | 0 | 0 | 0 | 0 | 0 | 0 | 0 | 0 | 0 | 0 | 0 | 0 | 0 | 0 | 0
|  | LNG | 13.72 | 9.6 | 6.36 | 6.73 | 16.75 | 18.01 | 14.39 | 24.74 | 18.83 | 9.2 | 2.92 | 2.92 | 2.92 | 2.92 | 2.92 | 2.92 | 2.92 | 2.92 | 2.92 | 2.92 | 2.92 | 2.92 | 2.92 | 2.92 | 2.92 | 2.92 | 2.92 | 2.92 | 2.92 | 2.92 | 2.92 | 2.92 | 2.92 | 2.92 | 2.92 | 2.92
|  | Generic Imports* | 0 | 0 | 0 | 0 | 0 | 0 | 0 | 0 | 0 | 0 | 6.17 | 9 | 10.44 | 12.98 | 15.33 | 13.41 | 8.48 | 11.59 | 14.01 | 17.69 | 19.02 | 22.28 | 25.44 | 26.52 | 26.96 | 28.2 | 27.52 | 29.24 | 28.75 | 29.73 | 28.52 | 26.26 | 27.22 | 27.11 | 26.68 | 24.21
|  | Demand | 78 | 82.2763 | 83.5206 | 81.4608 | 81.4 | 81.13 | 81.25 | 89.99 | 75.46 | 67.57 | 64.69 | 64.13 | 62.84 | 62.82 | 61.98 | 59.1 | 56.14 | 54.92 | 52.86 | 51.77 | 50.03 | 50.48 | 50.38 | 48.83 | 47.43 | 46.88 | 44.91 | 45.23 | 44.01 | 44.06 | 42.52 | 39.64 | 39.87 | 39.49 | 38.78 | 36.16
|  | Import Dependency % | 58.01% | 56.61% | 55.12% | 58.21% | 57.17% | 56.26% | 63.77% | 63% | 60.46% | 60.25% | 59.68% | 60.83% | 62.56% | 64.85% | 67.78% | 68.07% | 66.1% | 69.03% | 71.36% | 74.35% | 76.61% | 78.47% | 80.11% | 81.14% | 81.57% | 82.62% | 82.1% | 82.6% | 82.82% | 83.66% | 83.42% | 82.92% | 83.22% | 82.96% | 82.49% | 81.14%
*Generic imports refers only to LNG and/or pipeline imports from the continent
| Annual gas supply and import dependency in the Falling Behind | Annual gas supply and import dependency in Falling Behind
bcm/yr
Falling Behind - Annual
|  |  | 2015 | 2016 | 2017 | 2018 | 2019 | 2020 | 2021 | 2022 | 2023 | 2024 | 2025 | 2026 | 2027 | 2028 | 2029 | 2030 | 2031 | 2032 | 2033 | 2034 | 2035 | 2036 | 2037 | 2038 | 2039 | 2040 | 2041 | 2042 | 2043 | 2044 | 2045 | 2046 | 2047 | 2048 | 2049 | 2050
|  | UKCS | 36.09 | 37.4 | 37.82 | 36.37 | 34.65 | 34.92 | 28.86 | 32.69 | 29.16 | 26.18 | 25.45 | 24.35 | 22.62 | 21.39 | 19.57 | 19.16 | 19.65 | 18.18 | 16.93 | 15.57 | 13.63 | 12.2 | 10.79 | 9.3 | 8.09 | 6.79 | 6.15 | 5.58 | 4.93 | 3.97 | 3.57 | 3.06 | 2.7 | 2.56 | 2.43 | 2.26
|  | Shale | 0 | 0 | 0 | 0 | 0 | 0 | 0 | 0 | 0 | 0 | 0 | 0 | 0 | 0 | 0 | 0 | 0 | 0 | 0 | 0 | 0 | 0 | 0 | 0 | 0 | 0 | 0 | 0 | 0 | 0 | 0 | 0 | 0 | 0 | 0 | 0
|  | Green Gas | 0.09 | 0.34 | 0.39 | 0.46 | 0.52 | 0.57 | 0.58 | 0.61 | 0.68 | 0.68 | 0.58 | 0.66 | 0.74 | 0.82 | 0.91 | 1.04 | 1.14 | 1.25 | 1.36 | 1.46 | 1.57 | 1.67 | 1.78 | 1.88 | 1.99 | 2.09 | 2.2 | 2.31 | 2.41 | 2.52 | 2.62 | 2.73 | 2.83 | 2.94 | 3.04 | 3.15
|  | Norway | 28 | 31.1 | 35 | 34.55 | 28 | 26.3 | 33.3 | 31.79 | 26.75 | 31.51 | 32.74 | 30.04 | 28.84 | 27.67 | 26.56 | 26.65 | 28.48 | 27.42 | 25.06 | 22.57 | 21.35 | 19.69 | 17.17 | 15.33 | 14.02 | 12.59 | 10.9 | 9.28 | 8.79 | 8.37 | 8.29 | 7.75 | 6.73 | 6.06 | 5.32 | 4.94
|  | Continent | 3.53 | 5.88 | 4.68 | 6.14 | 1.79 | 1.33 | 4.12 | 0.16 | 0.04 | 0 | 0 | 0 | 0 | 0 | 0 | 0 | 0 | 0 | 0 | 0 | 0 | 0 | 0 | 0 | 0 | 0 | 0 | 0 | 0 | 0 | 0 | 0 | 0 | 0 | 0 | 0
|  | LNG | 13.72 | 9.6 | 6.36 | 6.73 | 16.75 | 18.01 | 14.39 | 24.74 | 18.83 | 9.2 | 2.92 | 2.92 | 2.92 | 2.92 | 2.92 | 2.92 | 2.92 | 2.92 | 2.92 | 2.92 | 2.92 | 2.92 | 2.92 | 2.92 | 2.92 | 2.92 | 2.92 | 2.92 | 2.92 | 2.92 | 2.92 | 2.92 | 2.92 | 2.92 | 2.92 | 2.92
|  | Generic Imports* | 0 | 0 | 0 | 0 | 0 | 0 | 0 | 0 | 0 | 0 | 3.5 | 8.32 | 12.66 | 16.6 | 19.34 | 20.36 | 15.54 | 16.02 | 18.12 | 21.06 | 23.55 | 26.62 | 30.4 | 33.67 | 35.41 | 36.36 | 38.6 | 42.78 | 43.61 | 44.77 | 46.67 | 46.52 | 47.29 | 47.1 | 46.61 | 44.87
|  | Demand | 78 | 82.2763 | 83.5206 | 81.4608 | 81.4 | 81.13 | 81.25 | 89.99 | 75.46 | 67.57 | 65.19 | 66.29 | 67.78 | 69.4 | 69.3 | 70.13 | 67.73 | 65.79 | 64.39 | 63.58 | 63.02 | 63.1 | 63.06 | 63.1 | 62.43 | 60.75 | 60.77 | 62.87 | 62.66 | 62.55 | 64.07 | 62.98 | 62.47 | 61.58 | 60.32 | 58.14
|  | Import Dependency % | 58.01% | 56.61% | 55.12% | 58.21% | 57.17% | 56.26% | 63.77% | 63% | 60.46% | 60.25% | 60.07% | 62.27% | 65.54% | 68% | 70.45% | 71.2% | 69.3% | 70.47% | 71.59% | 73.21% | 75.88% | 78.02% | 80.07% | 82.28% | 83.85% | 85.38% | 86.26% | 87.45% | 88.29% | 89.62% | 90.34% | 90.81% | 91.15% | 91.07% | 90.93% | 90.69%
*Generic imports refers only to LNG and/or pipeline imports from the continent
Annual gas supply and import dependency in Ten Year Forecast
bcm/yr
Ten Year Forecast - Annual
|  |  | 2015 | 2016 | 2017 | 2018 | 2019 | 2020 | 2021 | 2022 | 2023 | 2024 | 2025 | 2026 | 2027 | 2028 | 2029 | 2030 | 2031 | 2032 | 2033 | 2034 | 2035
|  | UKCS | 36.09 | 37.4 | 37.82 | 36.37 | 34.65 | 34.92 | 28.86 | 32.69 | 29.16 | 26.18 | 25.45 | 24.35 | 22.62 | 21.03 | 18.78 | 17.54 | 17.51 | 15.29 | 13.23 | 11.17 | 9.4
|  | Shale | 0 | 0 | 0 | 0 | 0 | 0 | 0 | 0 | 0 | 0 | 0 | 0 | 0 | 0 | 0 | 0 | 0 | 0 | 0 | 0 | 0
|  | Green Gas | 0.09 | 0.34 | 0.39 | 0.46 | 0.52 | 0.57 | 0.58 | 0.61 | 0.68 | 0.68 | 0.58 | 0.66 | 0.74 | 0.82 | 0.91 | 1.04 | 1.22 | 1.4 | 1.58 | 1.76 | 1.94
|  | Norway | 28 | 31.1 | 35 | 34.55 | 28 | 26.3 | 33.3 | 31.79 | 26.75 | 31.51 | 29.52 | 27.09 | 25.95 | 24.84 | 23.76 | 23.9 | 25.71 | 23.4 | 20.79 | 17.88 | 16.39
|  | Continent | 3.53 | 5.88 | 4.68 | 6.14 | 1.79 | 1.33 | 4.12 | 0.16 | 0.04 | 0 | 0 | 0 | 0 | 0 | 0 | 0 | 0 | 0 | 0 | 0 | 0
|  | LNG | 13.72 | 9.6 | 6.36 | 6.73 | 16.75 | 18.01 | 14.39 | 24.74 | 18.83 | 9.2 | 2.92 | 2.92 | 2.92 | 2.92 | 2.92 | 2.92 | 2.92 | 2.92 | 2.92 | 2.92 | 2.92
|  | Generic Imports* | 0 | 0 | 0 | 0 | 0 | 0 | 0 | 0 | 0 | 0 | 5.18 | 9.48 | 13.07 | 17.19 | 19.71 | 19.19 | 14.79 | 18.64 | 22.11 | 26.01 | 28.72
|  | Demand | 78 | 82.2763 | 83.5206 | 81.4608 | 81.4 | 81.13 | 81.25 | 89.99 | 75.46 | 67.57 | 63.65 | 64.5 | 65.3 | 66.8 | 66.08 | 64.59 | 62.15 | 61.65 | 60.63 | 59.74 | 59.37
|  | Import Dependency % | 58.01% | 56.61% | 55.12% | 58.21% | 57.17% | 56.26% | 63.77% | 63% | 60.46% | 60.25% | 59.1% | 61.22% | 64.23% | 67.29% | 70.2% | 71.23% | 69.86% | 72.93% | 75.57% | 78.36% | 80.9%

## F.22
F.22: Biomethane supply by pathway
Return to: Main Menu
Return to: Main Report Menu
F.22: Biomethane supply by pathway
|  |  | Biomethane as a percentage of total gas supply | 2025 | 2026 | 2027 | 2028 | 2029 | 2030 | 2031 | 2032 | 2033 | 2034 | 2035 | 2036 | 2037 | 2038 | 2039 | 2040 | 2041 | 2042 | 2043 | 2044 | 2045 | 2046 | 2047 | 2048 | 2049 | 2050
|  |  | Holistic Transition | 1.258% | 1.783% | 2.356% | 2.899% | 3.527% | 4.334% | 4.835% | 5.474% | 6.142% | 6.864% | 7.608% | 8.396% | 9.149% | 10.37% | 12.06% | 13.2% | 14.67% | 16.47% | 18.22% | 20.17% | 22.65% | 24.42% | 27.24% | 28.85% | 33.33% | 38.41%
|  |  | Electric Engagement | 0.7748% | 0.7868% | 0.8113% | 0.8216% | 0.8495% | 0.9096% | 0.9372% | 0.6215% | 0.6122% | 0.5298% | 0.4907% | 0.5114% | 0.5431% | 0.5764% | 0.5138% | 0.5738% | 0.494% | 0.2625% | 0.2377% | 0.2094% | 0.182% | 0.1412% | 0.05187% | 0% | 0% | 0%
|  |  | Hydrogen Evolution | 0.9739% | 1.201% | 1.448% | 1.671% | 1.92% | 2.25% | 2.708% | 3.132% | 3.613% | 4.076% | 4.597% | 4.933% | 5.339% | 5.898% | 6.494% | 6.997% | 7.727% | 8.092% | 8.748% | 9.192% | 9.995% | 11.2% | 11.64% | 12.21% | 12.94% | 14.41%
|  |  | Falling Behind | 0.8897% | 0.9956% | 1.092% | 1.182% | 1.313% | 1.483% | 1.683% | 1.9% | 2.112% | 2.296% | 2.491% | 2.647% | 2.823% | 2.979% | 3.188% | 3.44% | 3.62% | 3.674% | 3.846% | 4.029% | 4.089% | 4.335% | 4.53% | 4.774% | 5.04% | 5.418%
|  |  | Ten Year Forecast | 2025: 0.9112%; 2026: 1.023%; 2027: 1.133%; 2028: 1.228%; 2029: 1.377%; 2030: 1.61%; 2031: 1.963%; 2032: 2.271%; 2033: 2.606%; 2034: 2.946%; 2035: 3.268%
|  |  | Biomethane Supply bcm/yr | 2025 | 2026 | 2027 | 2028 | 2029 | 2030 | 2031 | 2032 | 2033 | 2034 | 2035 | 2036 | 2037 | 2038 | 2039 | 2040 | 2041 | 2042 | 2043 | 2044 | 2045 | 2046 | 2047 | 2048 | 2049 | 2050
|  | Green Gas | Holistic Transition | 0.81 | 1.13 | 1.45 | 1.77 | 2.08 | 2.4 | 2.58 | 2.75 | 2.92 | 3.09 | 3.26 | 3.44 | 3.61 | 3.78 | 3.95 | 4.13 | 4.3 | 4.47 | 4.64 | 4.82 | 4.99 | 5.16 | 5.33 | 5.51 | 5.68 | 5.85
|  | Green Gas | Electric Engagement | 0.5 | 0.5 | 0.5 | 0.5 | 0.5 | 0.5 | 0.5 | 0.32 | 0.3 | 0.25 | 0.22 | 0.22 | 0.22 | 0.22 | 0.18 | 0.18 | 0.14 | 0.07 | 0.06 | 0.05 | 0.04 | 0.03 | 0.01 | 0 | 0 | 0
|  | Green Gas | Hydrogen Evolution | 0.63 | 0.77 | 0.91 | 1.05 | 1.19 | 1.33 | 1.52 | 1.72 | 1.91 | 2.11 | 2.3 | 2.49 | 2.69 | 2.88 | 3.08 | 3.28 | 3.47 | 3.66 | 3.85 | 4.05 | 4.25 | 4.44 | 4.64 | 4.82 | 5.02 | 5.21
|  | Green Gas | Falling Behind | 0.58 | 0.66 | 0.74 | 0.82 | 0.91 | 1.04 | 1.14 | 1.25 | 1.36 | 1.46 | 1.57 | 1.67 | 1.78 | 1.88 | 1.99 | 2.09 | 2.2 | 2.31 | 2.41 | 2.52 | 2.62 | 2.73 | 2.83 | 2.94 | 3.04 | 3.15
|  | Green Gas | Ten Year Forecast | 0.9112% 2025: 0.58; 1.023% 2026: 0.66; 1.133% 2027: 0.74; 1.228% 2028: 0.82; 1.377% 2029: 0.91; 1.61% 2030: 1.04; 1.963% 2031: 1.22; 2.271% 2032: 1.4; 2.606% 2033: 1.58; 2.946% 2034: 1.76; 3.268% 2035: 1.94
|  |  | 1 | 0.9112% 2025: bcm is; 1.023% 2026: 11; 1.133% 2027: TWh

## F.23
F.23: Use of biomethane in Danish gas grid
Return to: Main Menu
Return to: Main Report Menu
F.23: Use of biomethane in Danish gas grid
|  | Year | Danish Biogas Supply (TWh) | Danish Total Gas Demand (TWh) | Biogas % in Danish Grid
|  | 2014 | 0.10229 | 29.467 | 0.3472%
|  | 2015 | 0.31189 | 29.7088 | 1.05%
|  | 2016 | 0.95695 | 31.354 | 3.052%
|  | 2017 | 1.5744 | 30.1089 | 5.229%
|  | 2018 | 2.1769 | 30.2662 | 7.193%
|  | 2019 | 2.9553 | 28.9311 | 10.21%
|  | 2020 | 4.4282 | 26.2159 | 16.89%
|  | 2021 | 6.0394 | 27.746 | 21.77%
|  | 2022 | 6.9663 | 20.801 | 33.49%
|  | 2023 | 7.9868 | 20.75 | 38.49%
|  | 2024 | 8.147 | 21.2168 | 38.4%
Source:
https://www.energidataservice.dk/tso-gas/Gasflow

## F.24
F.24: Hydrogen usage by sector in Holistic Transition
Return to: Main Menu
Return to: Main Report Menu
| F.24: Hydrogen usage by sector in Holistic Transition | TWh | 2024-01-01 | 2025-01-01 | 2026-01-01 | 2027-01-01 | 2028-01-01 | 2029-01-01 | 2030-01-01 | 2031-01-01 | 2032-01-01 | 2033-01-01 | 2034-01-01 | 2035-01-01 | 2036-01-01 | 2037-01-01 | 2038-01-01 | 2039-01-01 | 2040-01-01 | 2041-01-01 | 2042-01-01 | 2043-01-01 | 2044-01-01 | 2045-01-01 | 2046-01-01 | 2047-01-01 | 2048-01-01 | 2049-01-01 | 2050-01-01
|  | Industrial | 0 | 0 | 0 | 0 | 1.42 | 4.1 | 6.74 | 9.43 | 12.04 | 14.62 | 17.2 | 19.79 | 22.4 | 25.02 | 27.57 | 28.83 | 29.41 | 29.49 | 29.55 | 29.68 | 29.87 | 29.92 | 30.02 | 30.11 | 30.21 | 30.29 | 30.34
|  | Commecial | 0 | 0 | 0 | 0 | 0 | 0 | 0 | 0 | 0 | 0 | 0 | 0 | 0 | 0 | 0 | 0 | 0 | 0 | 0 | 0 | 0 | 0 | 0 | 0 | 0 | 0 | 0
|  | Power Generation | 0 | 0 | 0 | 0 | 0 | 0.33287 | 1.3358 | 2.1633 | 1.9522 | 3.0765 | 5.3002 | 6.9207 | 5.5914 | 7.3047 | 13.2609 | 8.0302 | 12.3382 | 13.0196 | 12.9749 | 15.4471 | 14.7406 | 18.1265 | 23.5296 | 27.829 | 29.107 | 31.0289 | 27.3303
|  | Residential | 0 | 0 | 0 | 0 | 0 | 0 | 0 | 0 | 0.02 | 0.04 | 0.06 | 0.1 | 0.17 | 0.24 | 0.31 | 0.4 | 0.46 | 0.52 | 0.58 | 0.64 | 0.7 | 0.75 | 0.79 | 0.83 | 0.86 | 0.9 | 0.94
|  | Road Transport | 0.02 | 0.04 | 0.07 | 0.09 | 0.12 | 0.15 | 0.19 | 0.24 | 0.28 | 0.34 | 0.4 | 0.47 | 0.55 | 0.66 | 0.8 | 0.96 | 1.09 | 1.24 | 1.41 | 1.61 | 1.85 | 2.16 | 2.52 | 2.83 | 3.18 | 3.58 | 4.04
|  | Rail | 0 | 0 | 0 | 0 | 0 | 0 | 0 | 0 | 0 | 0 | 0 | 0.66 | 0.66 | 0.66 | 0.66 | 0.66 | 0.82 | 0.82 | 0.82 | 0.82 | 0.82 | 0.98 | 0.98 | 0.98 | 0.98 | 0.98 | 1.15
|  | Aviation | 0 | 0.01 | 0.01 | 0.01 | 0.58 | 0.81 | 0.97 | 1.19 | 1.41 | 1.51 | 1.58 | 1.63 | 3.05 | 4.54 | 5.99 | 7.48 | 9.48 | 12.27 | 14.26 | 16.29 | 18.07 | 19.06 | 21.16 | 23.07 | 25.34 | 27.39 | 29.25
|  | Shipping | 0 | 0 | 0 | 0 | 0 | 0 | 0 | 0 | 0 | 0.75 | 1.47 | 2.22 | 2.91 | 4.05 | 5.48 | 6.97 | 8.37 | 10.34 | 11.98 | 13.08 | 14.22 | 16.18 | 17.79 | 19.38 | 20.6 | 21.9 | 22.46
|  | Direct Air Carbon Capture and Storage | 0 | 0 | 0 | 0 | 0 | 0 | 0 | 0 | 0 | 0 | 0 | 0 | 0 | 0 | 0 | 0 | 0 | 0 | 0 | 0 | 0 | 0 | 0 | 0 | 0 | 0 | 0
|  | Blending | 0 | 0 | 0.1 | 0.36 | 0.12 | 0 | 0 | 0 | 0 | 0 | 0 | 0 | 0 | 0 | 0 | 0 | 0 | 0 | 0 | 0 | 0 | 0 | 0 | 0 | 0 | 0 | 0
|  | Transmission Losses | 0 | 0 | 0 | 0 | 0 | 0 | 0 | 0.01 | 0.01 | 0.01 | 0.01 | 0.01 | 0.01 | 0.02 | 0.02 | 0.02 | 0.03 | 0.03 | 0.03 | 0.03 | 0.03 | 0.04 | 0.04 | 0.04 | 0.05 | 0.05 | 0.05
Low carbon hydrogen demand
|  | Data Table | 2024-01-01: WS1
|  | Fuel type | 2024-01-01: Hydrogen
|  | Category | 2024-01-01: Demand
|  | Pathway | 2024-01-01: Holistic Transition

## F.25
F.25: Hydrogen supply over time by pathway
Return to: Main Menu
Return to: Main Report Menu
F.25: Hydrogen supply over time by pathway
Total hydrogen production volumes
|  | TWhs | 2025 | 2026 | 2027 | 2028 | 2029 | 2030 | 2031 | 2032 | 2033 | 2034 | 2035 | 2036 | 2037 | 2038 | 2039 | 2040 | 2041 | 2042 | 2043 | 2044 | 2045 | 2046 | 2047 | 2048 | 2049 | 2050
|  | Holistic Transition | 0.07 | 0.18 | 0.46 | 2.51 | 5.79 | 10.25 | 13.71 | 16.99 | 21.34 | 27.29 | 33.15 | 37.66 | 45.26 | 54.47 | 56.72 | 64.47 | 69.62 | 74.23 | 80.39 | 83.27 | 90.37 | 99.87 | 108.64 | 113.94 | 118.5 | 119.02
|  | Electric Engagement | 0.07 | 0.18 | 0.28 | 0.92 | 1.68 | 3.05 | 4.3 | 5.78 | 7.62 | 9.93 | 15.39 | 18.4 | 35.47 | 40.8 | 44.44 | 50.66 | 57.42 | 68.07 | 74.33 | 76.34 | 77.75 | 83.48 | 89.48 | 95.74 | 97.58 | 98.36
|  | Hydrogen Evolution | 0.07 | 0.31 | 0.52 | 4.5 | 8.26 | 12.43 | 22.63 | 40.35 | 51.07 | 62.62 | 91.05 | 131.25 | 153.15 | 174.4 | 197.87 | 203.93 | 223.35 | 237.4 | 254.75 | 270.48 | 277.12 | 293.76 | 308.04 | 315.13 | 327.13 | 325.27
|  | Falling Behind | 0.05 | 0.18 | 0.31 | 0.4 | 0.55 | 0.55 | 0.56 | 0.59 | 0.92 | 1.46 | 2.12 | 2.76 | 3.95 | 4.43 | 5.34 | 6.41 | 7.44 | 8.61 | 9.55 | 10.69 | 11.72 | 13.15 | 14.57 | 15.73 | 16.77 | 17.7
|  | Ten Year Forecast | 2025: 0.07; 2026: 0.17; 2027: 0.32; 2028: 1.41; 2029: 2.34; 2030: 5.4; 2031: 7.16; 2032: 9.52; 2033: 12.03; 2034: 14.09; 2035: 18.51
|  | 2025-2050 Hydrogen Production Increase annual average TWh/yr | 2025: Average
|  | Holistic Transition | 4.758 | 0.11 | 0.28 | 2.05 | 3.28 | 4.46 | 3.46 | 3.28 | 4.35 | 5.95 | 5.86 | 4.51 | 7.6 | 9.21 | 2.25 | 7.75 | 5.15 | 4.61 | 6.16 | 2.88 | 7.1 | 9.5 | 8.77 | 5.3 | 4.56 | 0.52
|  | Electric Engagement | 3.9316 | 0.11 | 0.1 | 0.64 | 0.76 | 1.37 | 1.25 | 1.48 | 1.84 | 2.31 | 5.46 | 3.01 | 17.07 | 5.33 | 3.64 | 6.22 | 6.76 | 10.65 | 6.26 | 2.01 | 1.41 | 5.73 | 6 | 6.26 | 1.84 | 0.78
|  | Hydrogen Evolution | 13.008 | 0.24 | 0.21 | 3.98 | 3.76 | 4.17 | 10.2 | 17.72 | 10.72 | 11.55 | 28.43 | 40.2 | 21.9 | 21.25 | 23.47 | 6.06 | 19.42 | 14.05 | 17.35 | 15.73 | 6.64 | 16.64 | 14.28 | 7.09 | 12 | -1.86
Historical Electricity Generation
|  | Year | 1950 | 1951 | 1952 | 1953 | 1954 | 1955 | 1956 | 1957 | 1958 | 1959 | 1960 | 1961 | 1962 | 1963 | 1964 | 1965 | 1966 | 1967 | 1968 | 1969 | 1970 | 1971 | 1972 | 1973 | 1974 | 1975
|  | Electricity supplied (net) | 51.467 | 56.193 | 58.4 | 61.635 | 68.57 | 75.329 | 81.915 | 85.5 | 92.689 | 98.944 | 116.96 | 120.065 | 132.77 | 162.652 | 170.951 | 169.57 | 175.38 | 181.14 | 193.56 | 206.37 | 215.76 | 222.92 | 229.45 | 245.42 | 237.21 | 237.76
From: https://www.gov.uk/government/statistical-data-sets/historical-electricity-data
Average
|  | Historical electricity generation increase (flat average) TWh/yr | 7.4517 | 4.726 | 2.207 | 3.235 | 6.935 | 6.759 | 6.586 | 3.585 | 7.189 | 6.255 | 18.016 | 3.105 | 12.705 | 29.882 | 8.299 | -1.381 | 5.81 | 5.76 | 12.42 | 12.81 | 9.39 | 7.16 | 6.53 | 15.97 | -8.21 | 0.55

## F.26
F.26: Hydrogen production capacity by pathway
Return to: Main Menu
Return to: Main Report Menu
| F.26: Hydrogen production capacity by pathway | Hydrogen production capacity in Holistic Transition (GW)
|  |  | 2023-01-01 | 2024-01-01 | 2025-01-01 | 2026-01-01 | 2027-01-01 | 2028-01-01 | 2029-01-01 | 2030-01-01 | 2031-01-01 | 2032-01-01 | 2033-01-01 | 2034-01-01 | 2035-01-01 | 2036-01-01 | 2037-01-01 | 2038-01-01 | 2039-01-01 | 2040-01-01 | 2041-01-01 | 2042-01-01 | 2043-01-01 | 2044-01-01 | 2045-01-01 | 2046-01-01 | 2047-01-01 | 2048-01-01 | 2049-01-01 | 2050-01-01
|  | Methane reformation with CCUS | 0 | 0.01 | 0.01 | 0.01 | 0.02 | 0.02 | 0.37 | 0.78 | 0.99 | 1.35 | 1.74 | 2.39 | 2.74 | 2.77 | 3.1 | 3.63 | 3.65 | 3.67 | 4.04 | 4.12 | 4.2 | 4.26 | 4.27 | 4.53 | 5.08 | 5.23 | 5.3 | 5.38
|  | Networked electrolysis | 0.013042 | 0.01 | 0.02 | 0.04 | 0.09 | 0.57 | 0.67 | 0.77 | 1.11 | 1.15 | 1.38 | 1.57 | 2.12 | 3.11 | 4.03 | 4.98 | 5.6 | 6.82 | 7.2 | 8.02 | 9.1 | 9.53 | 10.97 | 12.65 | 13.39 | 14.63 | 15.46 | 15.66
|  | Non-networked electrolysis | 0 | 0 | 0 | 0 | 0 | 0.03 | 0.02 | 0.02 | 0.1 | 0.1 | 0.1 | 0.1 | 0.1 | 0.14 | 0.29 | 0.32 | 0.32 | 0.32 | 0.32 | 0.32 | 0.44 | 0.46 | 0.55 | 0.61 | 0.64 | 0.71 | 0.74 | 0.76
|  | Biomass gasification | 0 | 0 | 0 | 0 | 0 | 0 | 0 | 0.09 | 0.09 | 0.09 | 0.09 | 0.09 | 0.1 | 0.1 | 0.1 | 0.1 | 0.1 | 0.1 | 0.1 | 0.1 | 0.1 | 0.1 | 0.1 | 0.1 | 0.1 | 0.1 | 0.1 | 0.1
|  | Nuclear electrolysis | 0 | 0 | 0 | 0 | 0 | 0 | 0 | 0 | 0 | 0 | 0 | 0 | 0 | 0 | 0 | 0 | 0 | 0 | 0 | 0 | 0 | 0 | 0 | 0 | 0 | 0 | 0 | 0
|  | Imports | 0 | 0 | 0 | 0 | 0 | 0 | 0 | 0 | 0 | 0 | 0 | 0 | 0 | 0 | 0 | 0 | 0 | 0 | 0 | 0 | 0 | 0 | 0 | 0 | 0 | 0 | 0 | 0
|  | Total | 0.013042 | 0.02 | 0.03 | 0.05 | 0.11 | 0.62 | 1.06 | 1.66 | 2.29 | 2.69 | 3.31 | 4.15 | 5.06 | 6.12 | 7.52 | 9.03 | 9.67 | 10.91 | 11.66 | 12.56 | 13.84 | 14.35 | 15.89 | 17.89 | 19.21 | 20.67 | 21.6 | 21.9
Hydrogen production capacity in Electric Engagement
|  | GW | 2023-01-01 | 2024-01-01 | 2025-01-01 | 2026-01-01 | 2027-01-01 | 2028-01-01 | 2029-01-01 | 2030-01-01 | 2031-01-01 | 2032-01-01 | 2033-01-01 | 2034-01-01 | 2035-01-01 | 2036-01-01 | 2037-01-01 | 2038-01-01 | 2039-01-01 | 2040-01-01 | 2041-01-01 | 2042-01-01 | 2043-01-01 | 2044-01-01 | 2045-01-01 | 2046-01-01 | 2047-01-01 | 2048-01-01 | 2049-01-01 | 2050-01-01
|  | Methane reformation with CCUS | 0 | 0.01 | 0.01 | 0.01 | 0.01 | 0.01 | 0.02 | 0.02 | 0.02 | 0.17 | 0.38 | 0.63 | 1.13 | 1.13 | 1.71 | 1.71 | 1.87 | 1.91 | 2.01 | 2.41 | 2.63 | 2.9 | 2.94 | 3.42 | 3.62 | 3.76 | 3.77 | 3.8
|  | Networked electrolysis | 0.012677 | 0.02 | 0.02 | 0.03 | 0.05 | 0.23 | 0.4 | 0.78 | 1.08 | 1.11 | 1.13 | 1.19 | 1.51 | 2.29 | 5.16 | 6.4 | 7.17 | 8.23 | 9.24 | 10.73 | 12.31 | 12.36 | 12.5 | 12.61 | 13.51 | 14.25 | 14.66 | 14.71
|  | Non-networked electrolysis | 0 | 0 | 0 | 0 | 0 | 0 | 0.01 | 0.01 | 0.01 | 0.01 | 0.01 | 0.01 | 0.01 | 0.01 | 0.01 | 0.01 | 0.01 | 0.01 | 0.01 | 0.01 | 0.01 | 0.01 | 0.01 | 0.01 | 0.01 | 0.01 | 0.01 | 0.01
|  | Biomass gasification | 0 | 0 | 0 | 0 | 0 | 0 | 0 | 0 | 0 | 0 | 0 | 0 | 0 | 0 | 0 | 0 | 0 | 0 | 0 | 0 | 0 | 0 | 0 | 0 | 0 | 0 | 0 | 0
|  | Nuclear electrolysis | 0 | 0 | 0 | 0 | 0 | 0 | 0 | 0 | 0 | 0 | 0 | 0 | 0 | 0 | 0 | 0 | 0 | 0 | 0 | 0 | 0 | 0 | 0 | 0 | 0 | 0 | 0 | 0
|  | Imports | 0 | 0 | 0 | 0 | 0 | 0 | 0 | 0 | 0 | 0 | 0 | 0 | 0 | 0 | 0 | 0 | 0 | 0 | 0 | 0 | 0 | 0 | 0 | 0 | 0 | 0 | 0 | 0
|  | Total | 0.012677 | 0.03 | 0.03 | 0.04 | 0.06 | 0.24 | 0.43 | 0.81 | 1.11 | 1.29 | 1.52 | 1.83 | 2.65 | 3.43 | 6.88 | 8.12 | 9.05 | 10.15 | 11.26 | 13.15 | 14.95 | 15.27 | 15.45 | 16.04 | 17.14 | 18.02 | 18.44 | 18.52
Hydrogen production capacity in Hydrogen Evolution (GW)
|  |  | 2023-01-01 | 2024-01-01 | 2025-01-01 | 2026-01-01 | 2027-01-01 | 2028-01-01 | 2029-01-01 | 2030-01-01 | 2031-01-01 | 2032-01-01 | 2033-01-01 | 2034-01-01 | 2035-01-01 | 2036-01-01 | 2037-01-01 | 2038-01-01 | 2039-01-01 | 2040-01-01 | 2041-01-01 | 2042-01-01 | 2043-01-01 | 2044-01-01 | 2045-01-01 | 2046-01-01 | 2047-01-01 | 2048-01-01 | 2049-01-01 | 2050-01-01
|  | Methane reformation with CCUS | 0 | 0.01 | 0.01 | 0.01 | 0.02 | 0.37 | 0.77 | 1.02 | 2.25 | 3.31 | 4.03 | 3.99 | 4.63 | 7.69 | 10.02 | 11.93 | 13.7 | 13.89 | 14.1 | 14.26 | 14.52 | 14.63 | 14.68 | 14.86 | 15.06 | 15.31 | 15.59 | 15.81
|  | Networked electrolysis | 0.012573 | 0.02 | 0.02 | 0.07 | 0.1 | 0.37 | 0.46 | 0.8 | 0.8 | 2.96 | 4.14 | 6.77 | 11.82 | 15.23 | 15.63 | 16.62 | 18.54 | 19.37 | 23.34 | 25.3 | 28.27 | 32.38 | 33.22 | 34.25 | 35.8 | 36.15 | 37.89 | 38.78
|  | Non-networked electrolysis | 0 | 0 | 0 | 0 | 0 | 0 | 0.01 | 0.01 | 0.01 | 0.01 | 0.01 | 0.01 | 0.27 | 0.27 | 0.54 | 0.8 | 0.8 | 0.8 | 1.08 | 1.09 | 1.09 | 1.09 | 1.09 | 1.09 | 1.09 | 1.09 | 1.09 | 1.09
|  | Biomass gasification | 0 | 0 | 0 | 0 | 0 | 0 | 0 | 0.1 | 0.1 | 0.1 | 0.1 | 0.16 | 0.16 | 0.16 | 0.16 | 0.16 | 0.16 | 0.16 | 0.16 | 0.16 | 0.16 | 0.16 | 0.16 | 0.16 | 0.16 | 0.16 | 0.16 | 0.16
|  | Nuclear electrolysis | 0 | 0 | 0 | 0 | 0 | 0 | 0 | 0 | 0 | 0 | 0 | 0 | 0 | 0 | 0 | 0 | 0 | 0 | 0.03 | 0.03 | 0.03 | 0.03 | 0.49 | 1.55 | 1.59 | 2.23 | 2.28 | 2.4
|  | Imports | 0 | 0 | 0 | 0 | 0 | 0 | 0 | 0 | 0 | 0 | 0 | 0 | 0 | 0 | 0 | 0 | 0 | 0 | 0 | 0 | 0 | 0 | 0 | 0 | 0 | 0 | 0 | 0
|  | Total | 0.012573 | 0.03 | 0.03 | 0.08 | 0.12 | 0.74 | 1.24 | 1.93 | 3.16 | 6.38 | 8.28 | 10.93 | 16.88 | 23.35 | 26.35 | 29.51 | 33.2 | 34.22 | 38.71 | 40.84 | 44.07 | 48.29 | 49.64 | 51.91 | 53.7 | 54.94 | 57.01 | 58.24
The below table is used for plotting purposes only.
[5 empty] | Methane reformation with CCUS | Networked electrolysis | Non-networked electrolysis | Biomass gasification | Nuclear electrolysis | Imports
|  | 9 | 2023-01-01: 2030
|  |  |  | Holistic Transition | 0.78 | 0.77 | 0.02 | 0.09 | 0 | 0
|  |  |  | Electric Engagement | 0.02 | 0.78 | 0.01 | 0 | 0 | 0
|  |  |  | Hydrogen Evolution | 1.02 | 0.8 | 0.01 | 0.1 | 0 | 0
|  | 14 | 2023-01-01: 2035
|  |  |  | Holistic Transition | 2.74 | 2.12 | 0.1 | 0.1 | 0 | 0
|  |  |  | Electric Engagement | 1.13 | 1.51 | 0.01 | 0 | 0 | 0
|  |  |  | Hydrogen Evolution | 4.63 | 11.82 | 0.27 | 0.16 | 0 | 0
|  | 19 | 2023-01-01: 2040
|  |  |  | Holistic Transition | 3.67 | 6.82 | 0.32 | 0.1 | 0 | 0
|  |  |  | Electric Engagement | 1.91 | 8.23 | 0.01 | 0 | 0 | 0
|  |  |  | Hydrogen Evolution | 13.89 | 19.37 | 0.8 | 0.16 | 0 | 0
|  | 24 | 2023-01-01: 2045
|  |  |  | Holistic Transition | 4.27 | 10.97 | 0.55 | 0.1 | 0 | 0
|  |  |  | Electric Engagement | 2.94 | 12.5 | 0.01 | 0 | 0 | 0
|  |  |  | Hydrogen Evolution | 14.68 | 33.22 | 1.09 | 0.16 | 0.49 | 0
|  | 29 | 2023-01-01: 2050
|  |  |  | Holistic Transition | 5.38 | 15.66 | 0.76 | 0.1 | 0 | 0
|  |  |  | Electric Engagement | 3.8 | 14.71 | 0.01 | 0 | 0 | 0
|  |  |  | Hydrogen Evolution | 15.81 | 38.78 | 1.09 | 0.16 | 2.4 | 0

## F.27
F.27: Hydrogen capacity, production and load factor in Holistic Transition
Return to: Main Menu
Return to: Main Report Menu
| F.27: Hydrogen capacity, production and load factor in Holistic Transition | Hydrogen bubble chart in Holistic Transition (TWh)
|  |  | 2030 |  |  | 2040 |  |  | 2050
|  |  | Capacity (GW) | Load Factor (%) | Production (TWh HHV) | Capacity (GW) | Load Factor (%) | Production (TWh HHV) | Capacity (GW) | Load Factor (%) | Production (TWh HHV)
|  | Methane reformation with CCUS | 0.78 | 93.81% | 6.41 | 3.67 | 94.03% | 30.23 | 5.38 | 94.44% | 44.51
|  | Networked electrolysis | 0.77 | 46.26% | 3.12 | 6.82 | 55% | 32.86 | 15.66 | 52.68% | 72.27
Includes hydrogen supply for domestic (GB) hydrogen demand only, excludes hydrogen produced for hydrogen export (from electrolysis)

## F.28
F.28: Gas storage infographic
Return to: Main Menu
Return to: Main Report Menu
| F.28: Gas storage infographic | Data Sources
Historical - Argus
Deliverability - Assessed versus FES 24 gas demands as a point of reference.

## F.29
F.29: Hydrogen storage capacity by pathway
Return to: Main Menu
Return to: Main Report Menu
| F.29: Hydrogen storage capacity by pathway | Hydrogen storage capacity requirements
|  | TWh | Holistic Transition | Electric Engagement | Hydrogen Evolution | Falling Behind | Ten Year Forecast
|  | 2020 | 0 | 0 | 0 | 0 | 0
|  | 2025 | 0 | 0 | 0 | 0 | 0
|  | 2030 | 1.05 | 0.31 | 1.99 | 0 | 0
|  | 2035 | 3.29 | 1.63 | 12.05 | 2.03 | 2.03
|  | 2040 | 5.85 | 5.23 | 25.06 | 2.03
|  | 2045 | 8.51 | 8.04 | 33.65 | 2.03
|  | 2050 | 11.67 | 9.92 | 39.13 | 2.03
Note: values expressed in this table are for 'working' volumes of hydrogen within storage, and excludes any cushion gas which may be required

## F.30
F.30: Gas, biomethane and hydrogen demand over time in Holistic Transition
Return to: Main Menu
Return to: Main Report Menu
F.30: Gas, biomethane and hydrogen demand over time in Holistic Transition
Gaseous Fuel Demands in Holistic Transition over time
|  | TWh (HHV) | 2025 | 2026 | 2027 | 2028 | 2029 | 2030 | 2031 | 2032 | 2033 | 2034 | 2035 | 2036 | 2037 | 2038 | 2039 | 2040 | 2041 | 2042 | 2043 | 2044 | 2045 | 2046 | 2047 | 2048 | 2049 | 2050
|  | Natural Gas | 699.49 | 684.53 | 660.99 | 652.19 | 625.9 | 582.67 | 558.58 | 522.39 | 490.82 | 461.23 | 435.49 | 412.83 | 394.35 | 359.48 | 316.69 | 298.76 | 275.11 | 249.37 | 229.13 | 209.88 | 187.44 | 175.67 | 156.64 | 149.49 | 124.96 | 103.18
|  | Biomethane | 8.91 | 12.43 | 15.95 | 19.47 | 22.88 | 26.4 | 28.38 | 30.25 | 32.12 | 33.99 | 35.86 | 37.84 | 39.71 | 41.58 | 43.45 | 45.43 | 47.3 | 49.17 | 51.04 | 53.02 | 54.89 | 56.76 | 58.63 | 60.61 | 62.48 | 64.35
|  | Hydrogen | 0.07 | 0.18 | 0.46 | 2.51 | 5.79 | 10.25 | 13.71 | 16.99 | 21.34 | 27.29 | 33.15 | 37.66 | 45.26 | 54.47 | 56.72 | 64.47 | 69.62 | 74.23 | 80.39 | 83.27 | 90.37 | 99.87 | 108.64 | 113.94 | 118.5 | 119.02
|  | 1 | 2025: bcm is; 2026: 11; 2027: TWh
Annual gas supply and import dependency in Holistic Transition
bcm/yr
|  | Holistic Transition - Annual | 2025 | 2026 | 2027 | 2028 | 2029 | 2030 | 2031 | 2032 | 2033 | 2034 | 2035 | 2036 | 2037 | 2038 | 2039 | 2040 | 2041 | 2042 | 2043 | 2044 | 2045 | 2046 | 2047 | 2048 | 2049 | 2050
|  | UKCS | 25.45 | 24.16 | 21.67 | 19.23 | 16.44 | 13.96 | 12.02 | 10.46 | 9.18 | 7.66 | 6.34 | 5.71 | 5.04 | 4.29 | 3.76 | 3.19 | 3.06 | 2.85 | 2.48 | 2.14 | 1.86 | 1.59 | 1.37 | 1.28 | 1.18 | 1.06
|  | Shale | 0 | 0 | 0 | 0 | 0 | 0 | 0 | 0 | 0 | 0 | 0 | 0 | 0 | 0 | 0 | 0 | 0 | 0 | 0 | 0 | 0 | 0 | 0 | 0 | 0 | 0
|  | Green Gas | 0.81 | 1.13 | 1.45 | 1.77 | 2.08 | 2.4 | 2.58 | 2.75 | 2.92 | 3.09 | 3.26 | 3.44 | 3.61 | 3.78 | 3.95 | 4.13 | 4.3 | 4.47 | 4.64 | 4.82 | 4.99 | 5.16 | 5.33 | 5.51 | 5.68 | 5.85
|  | Norway | 26.63 | 24.43 | 23.34 | 22.28 | 21.24 | 21.42 | 23.22 | 21.08 | 18.66 | 15.98 | 14.67 | 12.87 | 10.68 | 9.05 | 7.81 | 6.73 | 5.69 | 4.55 | 4.18 | 3.68 | 3.52 | 3.23 | 2.66 | 2.39 | 2.09 | 1.93
|  | Continent | 0 | 0 | 0 | 0 | 0 | 0 | 0 | 0 | 0 | 0 | 0 | 0 | 0 | 0 | 0 | 0 | 0 | 0 | 0 | 0 | 0 | 0 | 0 | 0 | 0 | 0
|  | LNG | 2.92 | 2.92 | 2.92 | 2.92 | 2.92 | 2.92 | 2.92 | 2.92 | 2.92 | 2.92 | 2.92 | 2.92 | 2.92 | 2.92 | 2.92 | 2.92 | 2.92 | 2.92 | 2.92 | 2.92 | 2.92 | 2.92 | 2.92 | 2.92 | 2.92 | 2.92
|  | Generic Imports* | 8.59 | 10.72 | 12.16 | 14.86 | 16.3 | 14.67 | 12.62 | 13.03 | 13.86 | 15.37 | 15.66 | 16.03 | 17.21 | 16.42 | 14.3 | 14.32 | 13.34 | 12.35 | 11.25 | 10.34 | 8.74 | 8.23 | 7.29 | 7 | 5.17 | 3.47
|  | Hydrogen supply in Holistic Transition (TWh) | 2025-01-01 | 2026-01-01 | 2027-01-01 | 2028-01-01 | 2029-01-01 | 2030-01-01 | 2031-01-01 | 2032-01-01 | 2033-01-01 | 2034-01-01 | 2035-01-01 | 2036-01-01 | 2037-01-01 | 2038-01-01 | 2039-01-01 | 2040-01-01 | 2041-01-01 | 2042-01-01 | 2043-01-01 | 2044-01-01 | 2045-01-01 | 2046-01-01 | 2047-01-01 | 2048-01-01 | 2049-01-01 | 2050-01-01
|  | Methane reformation with CCUS | 0.04 | 0.04 | 0.12 | 0.12 | 3.03 | 6.41 | 8.15 | 11.14 | 14.46 | 19.82 | 22.5 | 22.8 | 25.5 | 29.97 | 30.06 | 30.23 | 33.31 | 33.99 | 34.67 | 35.19 | 35.29 | 37.44 | 42.02 | 43.23 | 43.78 | 44.51
|  | Networked electrolysis | 0.03 | 0.14 | 0.34 | 2.39 | 2.7 | 3.12 | 4.45 | 5.12 | 6.15 | 6.74 | 9.75 | 13.55 | 17.91 | 22.48 | 25.5 | 32.86 | 35.02 | 38.91 | 43.76 | 46.14 | 53.6 | 60.49 | 64.68 | 68.53 | 72.48 | 72.27
|  | Non-networked electrolysis | 0 | 0 | 0 | 0 | 0.06 | 0 | 0.39 | 0.01 | 0.01 | 0.01 | 0.1 | 0.51 | 1.05 | 1.22 | 0.36 | 0.58 | 0.49 | 0.53 | 1.16 | 1.14 | 0.68 | 1.14 | 1.14 | 1.38 | 1.44 | 1.44
|  | Biomass gasification | 0 | 0 | 0 | 0 | 0 | 0.72 | 0.72 | 0.72 | 0.72 | 0.72 | 0.8 | 0.8 | 0.8 | 0.8 | 0.8 | 0.8 | 0.8 | 0.8 | 0.8 | 0.8 | 0.8 | 0.8 | 0.8 | 0.8 | 0.8 | 0.8
|  | Nuclear electrolysis | 0 | 0 | 0 | 0 | 0 | 0 | 0 | 0 | 0 | 0 | 0 | 0 | 0 | 0 | 0 | 0 | 0 | 0 | 0 | 0 | 0 | 0 | 0 | 0 | 0 | 0
|  | Imports |  | 0 | 0 | 0 | 0 | 0 | 0 | 0 | 0 | 0 | 0 | 0 | 0 | 0 | 0 | 0 | 0 | 0 | 0 | 0 | 0 | 0 | 0 | 0 | 0 | 0
|  | Total | 0.07 | 0.18 | 0.46 | 2.51 | 5.79 | 10.25 | 13.71 | 16.99 | 21.34 | 27.29 | 33.15 | 37.66 | 45.26 | 54.47 | 56.72 | 64.47 | 69.62 | 74.23 | 80.39 | 83.27 | 90.37 | 99.87 | 108.64 | 113.94 | 118.5 | 119.02

## Carbon Removals >>
This tab is a divider to aid navigation within the workbook
The next set of tabs all contain graphs on a related area
Return to: Main Menu

## F.31
F.31: Carbon captured per year with CCS by pathway
Return to: Main Menu
Return to: Main Report Menu
| F.31: Carbon captured per year with CCS by pathway | Carbon captured per year by pathway (MtCO2)
|  | Total Captured Carbon (MtCO2) | 2020 | 2021 | 2022 | 2023 | 2024 | 2025 | 2026 | 2027 | 2028 | 2029 | 2030 | 2031 | 2032 | 2033 | 2034 | 2035 | 2036 | 2037 | 2038 | 2039 | 2040 | 2041 | 2042 | 2043 | 2044 | 2045 | 2046 | 2047 | 2048 | 2049 | 2050
|  | Holistic Transition | [5 empty] | 0.0050808 | 0.0056787 | 0.016381 | 1.5328 | 4.6279 | 12.1767 | 21.6597 | 32.4637 | 37.6906 | 39.0752 | 42.5379 | 48.4575 | 54.0465 | 54.4272 | 53.602 | 59.2144 | 60.9297 | 61.8537 | 62.6245 | 63.5391 | 64.0292 | 65.5684 | 65.0207 | 66.935 | 64.9522 | 66.2204
|  | Electric Engagement | [5 empty] | 0.0050808 | 0.0056787 | 0.0056787 | 0.94212 | 1.7386 | 5.7418 | 21.0087 | 34.0413 | 39.9394 | 43.4501 | 47.643 | 55.2071 | 59.3696 | 64.7771 | 67.2827 | 68.8039 | 68.9554 | 71.5317 | 72.6792 | 74.584 | 74.7521 | 76.68 | 76.2123 | 76.6564 | 76.0273 | 76.3095
|  | Hydrogen Evolution | [5 empty] | 0.0050808 | 0.0056787 | 0.016381 | 1.585 | 7.7871 | 11.5676 | 20.0883 | 25.6215 | 29.0952 | 35.4185 | 40.268 | 50.0312 | 57.8742 | 61.0366 | 64.2354 | 72.0778 | 74.6073 | 82.1239 | 84.1378 | 89.6493 | 92.0971 | 90.3035 | 94.0156 | 97.2895 | 99.0635 | 98.9699
|  | Ten Year Forecast | 2025: 0.0050808; 2026: 0.0056787; 2027: 0.0056787; 2028: 0.18298; 2029: 0.28099; 2030: 6.6173; 2031: 8.3723; 2032: 11.0107; 2033: 14.5757; 2034: 14.9641; 2035: 17.8701
|  | FID Track 1 CCS Projects | [8 empty] | 8.5 | 8.5 | 8.5 | 8.5 | 8.5 | 8.5 | 8.5 | 8.5 | 8.5 | 8.5 | 8.5 | 8.5 | 8.5 | 8.5 | 8.5 | 8.5 | 8.5 | 8.5 | 8.5 | 8.5 | 8.5 | 8.5 | 8.5
|  | Global Operational CCS capacity | 2024: 50
Sources
Global CCS Institute: https://www.globalccsinstitute.com/wp-content/uploads/2024/11/Global-Status-Report-6-November.pdf
UK Government: https://www.gov.uk/government/news/government-reignites-industrial-heartlands-10-days-out-from-the-international-investment-summit

## F.32
F.32: Residual emissions and carbon removals in 2050
Return to: Main Menu
Return to: Main Report Menu
MtCO2e/yr
| F.32: Residual emissions and carbon removals in 2050 | Graph Index | Lookup Column | Holistic Transition | Electric Engagement | Hydrogen Evolution
|  | Heat | Heat | 1.3569 | 1.3516 | 1.2939
|  | Industrial Process | Industrial Process | 2.0832 | 2.0832 | 2.0832
|  | Agriculture | Agriculture | 26.176 | 26.176 | 26.176
|  | Aviation | Aviation | 22.6683 | 22.6683 | 22.6683
|  | Shipping | Shipping | 0.5075 | 0.5075 | 0.5075
|  | Waste | Waste | 5.6543 | 7.6878 | 7.6396
|  | F-gases | F-gases | 1.6028 | 1.6028 | 1.6028
|  | Fuel Supply | Fuel Supply | 1.2418 | 1.2418 | 1.2418
|  | Electricity excl. BECCS | Electricity without BECCS | 0.91421 | 1.1855 | 3.2626
|  | Road Transport and Rail | Road Transport and Rail | 0.37885 | 0.38571 | 0.7284
|  | Blue Hydrogen | Methane Reformation with CCUS | 0.30791 | 0.21849 | 0.90658
|  | LULUCF | LULUCF N | -29.8921 | -29.8921 | -29.8921
|  | BECCS | BECCS | -26.7429 | -37.3754 | -16.2067
|  | DACCS | DACCS | 0 | 0 | -8
|  | Enhanced rock weathering and biochar | Enhanced weathering and biochar | 0 | 0 | -3.6
|  | Carbon avoidance from use of biomethane | Carbon offset from Biomethane | -11.9962 | 0 | -10.6859
|  | FES Sector Related Northern Ireland Emissions | FES Sector Related Northern Ireland Emissions | 0.2255 | 0.2255 | 0.2255
Notes
Carbon avoidance from use of biomethane represents carbon avoided through the use of biomethane. As biomethane flows through the gas network alongside natural gas, it cannot be attributed to any single sector. Therefore, it's shown in the table only as a separate line item
FES Sector related Northern Ireland Emisions not shown on chart due to their very small magnitude.

## F.33
F.33: Holistic Transition emissions trajectory with and without carbon removals
Return to: Main Menu
Return to: Main Report Menu
| F.33: Holistic Transition emissions trajectory with and without carbon removals | Pathway Emissions (Overall)
|  | MtCO2e | 2020-01-01 | 2021-01-01 | 2022-01-01 | 2023-01-01 | 2024-01-01 | 2025-01-01 | 2026-01-01 | 2027-01-01 | 2028-01-01 | 2029-01-01 | 2030-01-01 | 2031-01-01 | 2032-01-01 | 2033-01-01 | 2034-01-01 | 2035-01-01 | 2036-01-01 | 2037-01-01 | 2038-01-01 | 2039-01-01 | 2040-01-01 | 2041-01-01 | 2042-01-01 | 2043-01-01 | 2044-01-01 | 2045-01-01 | 2046-01-01 | 2047-01-01 | 2048-01-01 | 2049-01-01 | 2050-01-01
|  | Holistic Transition |  | 442.4725 | 439.3403 | 424.4474 | 405.5194 | 381.4712 | 369.0267 | 356.0174 | 342.2471 | 324.5531 | 295.7047 | 270.0283 | 243.4143 | 221.2815 | 203.8557 | 184.7745 | 166.2561 | 148.9346 | 132.5032 | 117.3151 | 101.0246 | 85.6667 | 71.3771 | 60.2187 | 50.1408 | 39.3479 | 30.0153 | 21.3574 | 12.196 | 3.8906 | -5.5139
Negative Emissions
Holistic Transition
|  | MtCO2e | 2020 | 2021 | 2022 | 2023 | 2024 | 2025 | 2026 | 2027 | 2028 | 2029 | 2030 | 2031 | 2032 | 2033 | 2034 | 2035 | 2036 | 2037 | 2038 | 2039 | 2040 | 2041 | 2042 | 2043 | 2044 | 2045 | 2046 | 2047 | 2048 | 2049 | 2050
|  | Power Sector BECCS | 0 | 0 | 0 | 0 | 0 | 0 | 0 | 0 | 0 | 0 | 3.4111 | 9.0975 | 14.5504 | 18.842 | 19.1428 | 19.7364 | 19.9577 | 20.0228 | 20.1559 | 20.0086 | 19.9507 | 20.0114 | 20.3633 | 20.2583 | 20.115 | 20.2206 | 20.1956 | 20.2703 | 20.4036 | 19.9162 | 19.863
|  | BECCS Enabled Hydrogen | 0 | 0 | 0 | 0 | 0 | 0 | 0 | 0 | 0 | 0 | 0.32547 | 0.32547 | 0.32636 | 0.32547 | 0.32547 | 0.36164 | 0.36263 | 0.36164 | 0.36164 | 0.36164 | 0.36263 | 0.36164 | 0.36164 | 0.36164 | 0.36263 | 0.36164 | 0.36164 | 0.36164 | 0.36263 | 0.36164 | 0.36164
|  | BECCS for biofuel | 0 | 0 | 0 | 0 | 0 | 0 | 0 | 0 | 0.19309 | 0.37428 | 0.54278 | 0.76551 | 0.97459 | 1.2014 | 1.4415 | 1.7235 | 2.1692 | 2.6168 | 2.9969 | 3.4544 | 3.932 | 4.3799 | 4.6068 | 4.8027 | 5.0404 | 5.401 | 5.614 | 5.8481 | 6.0669 | 6.2827 | 6.5182
|  | DACCS | 0 | 0 | 0 | 0 | 0 | 0 | 0 | 0 | 0 | 0 | 0 | 0 | 0 | 0 | 0 | 0 | 0 | 0 | 0 | 0 | 0 | 0 | 0 | 0 | 0 | 0 | 0 | 0 | 0 | 0 | 0
|  | LULUCF | 0 | 0 | 0 | 0 | 0 | 0 | 0 | 0 | 0 | 0 | 0 | 0 | 0 | 0 | 0 | 0 | 0 | 0 | 0.2585 | 0.88367 | 1.8668 | 3.0184 | 4.6365 | 6.3883 | 8.4921 | 10.9444 | 13.6716 | 17.0503 | 20.7686 | 25.0059 | 29.8921
For graph
|  | BECCS | 0 | 0 | 0 | 0 | 0 | 0 | 0 | 0 | 0.19309 | 0.37428 | 4.2794 | 10.1885 | 15.8513 | 20.3688 | 20.9099 | 21.8216 | 22.4895 | 23.0012 | 23.5144 | 23.8246 | 24.2452 | 24.7529 | 25.3317 | 25.4227 | 25.518 | 25.9832 | 26.1713 | 26.48 | 26.8331 | 26.5606 | 26.7429
|  | DACCS | 0 | 0 | 0 | 0 | 0 | 0 | 0 | 0 | 0 | 0 | 0 | 0 | 0 | 0 | 0 | 0 | 0 | 0 | 0 | 0 | 0 | 0 | 0 | 0 | 0 | 0 | 0 | 0 | 0 | 0 | 0
|  | LULUCF | 0 | 0 | 0 | 0 | 0 | 0 | 0 | 0 | 0 | 0 | 0 | 0 | 0 | 0 | 0 | 0 | 0 | 0 | 0.2585 | 0.88367 | 1.8668 | 3.0184 | 4.6365 | 6.3883 | 8.4921 | 10.9444 | 13.6716 | 17.0503 | 20.7686 | 25.0059 | 29.8921
Without the use of engineered carbon removals, in this case BECCS, around 21 MtCO2e of net emissions would remain in 2050. Engineered removals also make key contributions towards the Sixth Carbon Budget.
Nature based removals (LULUCF), largely driven by forestry, make a notable impact from 2040 onwards, but can only deliver around 30 MtCO2e of net carbon removals by 2050. This is due to timescales for tree planting, forest growth and the arising removals.

## F.34
F.34: Biomass feedstock demand and electricity generated from bioenergy in Electric Engagement
Return to: Main Menu
Return to: Main Report Menu
| F.34: Biomass feedstock demand and electricity generated from bioenergy in Electric Engagement | Biomass Feedstock Consumption (TWh HHV)
Electric Engagement
|  | Sector | 2025 | 2026 | 2027 | 2028 | 2029 | 2030 | 2031 | 2032 | 2033 | 2034 | 2035 | 2036 | 2037 | 2038 | 2039 | 2040 | 2041 | 2042 | 2043 | 2044 | 2045 | 2046 | 2047 | 2048 | 2049 | 2050
|  | Power Generation | 89.5162 | 79.715 | 61.3431 | 47.9681 | 43.2601 | 39.0657 | 59.6525 | 81.5126 | 95.7436 | 100.0771 | 102.1422 | 102.8377 | 102.4846 | 107.107 | 112.1467 | 115.2818 | 115.0892 | 117.2827 | 116.1913 | 116.1057 | 115.3139 | 116.416 | 117.1222 | 116.7049 | 114.7575 | 113.3665
Bioenergy Electricity Generation (TWh)
Electric Engagement
Total generation output by technology (TWh)
|  | Year | 2025 | 2026 | 2027 | 2028 | 2029 | 2030 | 2031 | 2032 | 2033 | 2034 | 2035 | 2036 | 2037 | 2038 | 2039 | 2040 | 2041 | 2042 | 2043 | 2044 | 2045 | 2046 | 2047 | 2048 | 2049 | 2050
|  | Biomass | 29.709 | 26.2697 | 20.7954 | 15.9865 | 14.3158 | 9.0057 | 3.5172 | 2.3421 | 1.5108 | 1.5156 | 1.594 | 1.3044 | 1.221 | 0.84179 | 0.88021 | 0.91862 | 1.1232 | 0.8108 | 0.74902 | 0.77461 | 0.55626 | 0.61577 | 0.86693 | 0.90408 | 0.65085 | 0.36905
|  | CCS Biomass | 0 | 0 | 0 | 0 | 0 | 3.4032 | 13.6558 | 20.9012 | 25.3339 | 26.7401 | 26.8231 | 27.8278 | 27.4599 | 29.2591 | 29.9987 | 31.395 | 30.556 | 32.6806 | 31.9106 | 31.9313 | 32.1739 | 31.9065 | 31.3398 | 31.2444 | 31.9727 | 32.5925

## Whole System >>
This tab is a divider to aid navigation within the workbook
The next set of tabs all contain graphs on a related area
Return to: Main Menu

## F.35
F.35: 2024 energy flow diagram
Return to: Main Menu
Return to: Main Report Menu
| F.35: 2024 energy flow diagram | Notes
Data in 'Energy Flow Diagram' sheet
Energy flow diagrams created using:
https://sankeymatic.com/

## F.36
F.36: Holistic Transition in 2050 energy flow diagram
Return to: Main Menu
Return to: Main Report Menu
| F.36: Holistic Transition in 2050 energy flow diagram | Notes
Data in 'Energy Flow Diagram' sheet
Energy flow diagrams created using:
https://sankeymatic.com/

## F.37
F.37: Electric Engagement in 2050 energy flow diagram
Return to: Main Menu
Return to: Main Report Menu
| F.37: Electric Engagement in 2050 energy flow diagram | Notes
Data in 'Energy Flow Diagram' sheet
Energy flow diagrams created using:
https://sankeymatic.com/

## F.38
F.38: Hydrogen Evolution in 2050 energy flow diagram
Return to: Main Menu
Return to: Main Report Menu
| F.38: Hydrogen Evolution in 2050 energy flow diagram | Notes
Data in 'Energy Flow Diagram' sheet
Energy flow diagrams created using:
https://sankeymatic.com/

## Pathway Insights
Pathway Insights Charts
| Section | Figure/Table # | Tab Name | Worksheet Title | Data Theme
| Whole System | Figure 39 | F.02 | F.02: Accumulated emissions for carbon budget period | Emissions / Carbon Budgets
|  | Figure 40 | F.03 | F.03: Greenhouse gas emissions over time and nationally determined contributions | Emissions / To 2050
| Transport | Figure 41 | F.39 | F.39: Electric cars on the road | Transport / EVs
|  | Figure 42 | F.40 | F.40: Road transport energy demand | Transport / Road
| Residential | Figure 43 | F.41 | F.41: Residential electricity demand for appliances in Holistic Transition | Residential / Electric / Appliances
|  | Figure 44 | F.42 | F.42: Residential fuel demand savings from insulation improvements and behavioural change | Residential / Efficiency
|  | Figure 45 | F.43 | F.43: Annual natural gas and low carbon hydrogen demand for residential heat | Residential / Gas / Hydrogen
|  | Figure 46 | F.44 | F.44: Heat pump stock | Residential / Heat Pumps
|  | Figure 47 | F.45 | F.45: Residential heating technology mix today, in 2035 and in 2050 | Residential / Heating Techs
| Commercial | Figure 48 | F.46 | F.46: Non-residential heating technology mix today, in 2035 and in 2050 | Commercial / Heating Techs
|  | Figure 49 | F.47 | F.47: Electricity demand for data centres | Commercial / Data Centres
|  | Figure 50 | F.48 | F.48: Electricity demand in the commercial sector in Holistic Transition | Commercial / Electricity
| Industry | Figure 51 | F.49 | F.49: Abated and unabated industrial gas demand | Industrial / Gas
|  | Figure 52 | F.50 | F.50: Industrial electricity demand (excluding hydrogen production) | Industrial / Electricity
|  | Figure 53 | F.51 | F.51: Industrial low carbon hydrogen demand | Industrial / Hydrogen
| Aggregate Demand | Figure 54 | F.52 | F.52: Demand flexibility capacities at peak | Aggregate Demand
|  | Figure 55 | F.53 | F.53: Total annual consumer demand ranges, excluding the Ten Year Forecast and Falling Behind | Aggregate Demand
| Peaks | Figure 56 | F.54 | F.54: Electricity and gas peak demands, excluding the Ten Year Forecast and Falling Behind | Peak Demand
| Renewables | Figure 57 | F.55 | F.55: Offshore wind capacity | Power / Capacity
|  | Figure 58 | F.56 | F.56: Onshore wind capacity | Power / Capacity
|  | Figure 59 | F.57 | F.57: Solar capacity | Power / Capacity
|  | Figure 60 | F.58 | F.58: Tidal capacity | Power / Capacity
| Supply Side Flex | Figure 61 | F.59 | F.59: Battery storage installed capacity (excluding electric vehicles) | Power / Capacity
|  | Figure 62 | F.60 | F.60: Long-duration electricity storage installed capacity (excluding electric vehicles and hydrogen) | Power / Capacity
|  | Figure 63 | F.61 | F.61: Interconnector capacity | Power / Capacity
| Base load and Dispatchable | Figure 64 | F.62 | F.62: Nuclear capacity | Power / Capacity
|  | Figure 65 | F.63 | F.63: Low carbon dispatchable capacity | Power / Capacity
|  | Figure 66 | F.64 | F.64: Unabated gas capacity | Power / Capacity
|  | Figure 67 | F.65 | F.65: Bioenergy with carbon capture and storage capacity | Power / Capacity
| Gas | Figure 68 | F.21 | F.21: Gas supply sources by pathway | Gas / Supply
| Gas | Figure 69 | F.66 | F.66: Imported gas volumes by pathway | Gas / Imports
| Gas | Figure 70 | F.22 | F.22: Biomethane supply by pathway | Biomethane / Supply
| Hydrogen | Figure 71 | F.67 | F.67: Hydrogen supply by pathway | Hydrogen / Supply
|  | Figure 72 | F.68 | F.68: Low carbon hydrogen production projects by development stage | Hydrogen / Capacity
|  | Figure 73 | F.69 | F.69: Hydrogen supply by pathway and technology | Hydrogen / Capacity / Supply
|  | Figure 74 | F.26 | F.26: Hydrogen production capacity by pathway | Hydrogen / Capacity
|  | Figure 75 | F.29 | F.29: Hydrogen storage capacity by pathway | Hydrogen / Storage
| Biomass | Figure 76 | F.70 | F.70: Biomass supply source breakdown by pathway in 2050 | Biomass / Supply
|  | Figure 77 | F.70 | F.70: Biomass supply source breakdown by pathway in 2050 | Biomass / Supply

## Transport >>
This tab is a divider to aid navigation within the workbook
The next set of tabs all contain graphs on a related area
Return to: Main Menu

## F.39
F.39: Electric cars on the road
Return to: Main Menu
Return to: Pathway Insights menu
| F.39: Electric cars on the road | Number of battery electric cars on the road
|  | #No. of vehicles | 2024-01-01 | 2025-01-01 | 2026-01-01 | 2027-01-01 | 2028-01-01 | 2029-01-01 | 2030-01-01 | 2031-01-01 | 2032-01-01 | 2033-01-01 | 2034-01-01 | 2035-01-01 | 2036-01-01 | 2037-01-01 | 2038-01-01 | 2039-01-01 | 2040-01-01 | 2041-01-01 | 2042-01-01 | 2043-01-01 | 2044-01-01 | 2045-01-01 | 2046-01-01 | 2047-01-01 | 2048-01-01 | 2049-01-01 | 2050-01-01
|  | Electric Engagement | 1389036 | 2005061 | 2812036 | 3799615 | 4995804 | 6426974 | 8212963 | 10264126 | 12546405 | 15002083 | 17674952 | 20344533 | 22924980 | 25300362 | 27406378 | 29237059 | 30792042 | 32061453 | 33103427 | 33789743 | 33980232 | 34138295 | 34259743 | 34122695 | 33931028 | 33694799 | 33399709
|  | Hydrogen Evolution | 1389181 | 2005368 | 2805977 | 3784954 | 4968705 | 6384383 | 8161759 | 10204977 | 12479945 | 14929824 | 17599894 | 20273439 | 22850662 | 25224746 | 27339217 | 29213364 | 30804671 | 32156088 | 33293057 | 34251936 | 34832755 | 35170478 | 35514007 | 35668357 | 35796942 | 35924418 | 36050582
|  | Holistic Transition | 1389036 | 2005061 | 2812035 | 3799613 | 4995793 | 6426931 | 8212830 | 10263759 | 12545455 | 14999777 | 17676549 | 20346070 | 22923657 | 25291707 | 27383207 | 29190658 | 30712427 | 31938369 | 32927098 | 33219164 | 33303012 | 33333028 | 33277382 | 32958495 | 32551494 | 32080227 | 31519388
|  | Falling Behind | 1296639 | 1768392 | 2356394 | 3042265 | 3841829 | 4770415 | 5827136 | 7023768 | 8336102 | 9758078 | 11261656 | 12875742 | 14747383 | 16675235 | 18609833 | 20519512 | 22648712 | 24717891 | 26655492 | 28480186 | 30176099 | 31732223 | 32849839 | 33422843 | 34026289 | 34634706 | 35174313
|  | Ten Year Forecast | 2024-01-01: 1301198; 2025-01-01: 1783625; 2026-01-01: 2395666; 2027-01-01: 3121384; 2028-01-01: 3979133; 2029-01-01: 4986609; 2030-01-01: 6224844; 2031-01-01: 7640152; 2032-01-01: 9228103; 2033-01-01: 10976190; 2034-01-01: 12993772; 2035-01-01: 15107437
Uptake of battery electric cars reflects historic sales data, assumptions for the upfront cost of vehicles and government policy such as the ban on sales of new petrol/diesel cars
All pathways follow UK Government ZEV mandate targets for percentage of sales, using a central forecast for total car sales
In Falling Behind 100% of new sales have zero emission capability by 2035, using a low forecast for total car sales
The fall in numbers post 2040 is due to assumptions on other forms of propulsion, automated self driving vehicles and public transport
|  | Data Table | 2024-01-01: ED5
|  | Item | 2024-01-01: # Cars - Electric Vehicles - Battery Electric Vehicle
All car sales from 2030 onwards are zero emission in the net zero pathways
Pathways differ in later years due to different shared transport, public transport and active travel assumptions

## F.40
F.40: Road transport energy demand
Return to: Main Menu
Return to: Pathway Insights menu
| F.40: Road transport energy demand | Road Transport Energy Demand
|  |  |  | Ten Year Forecast | Ten Year Forecast | Holistic Transition | Holistic Transition | Electric Engagement | Hydrogen Evolution | Falling Behind
|  |  |  | 2024 | 2035 |  | 2050
|  | TWh | Fuel |  | 10YF | HT | HT | EE | HE | FB
|  | Cars | Electricity | 5.3239 | 37.7291 | 48.511 | 63.8787 | 68.1673 | 71.361 | 71.3907
|  | Vans | Electricity | 0.64452 | 11.3657 | 13.8557 | 23.0991 | 23.1353 | 23.087 | 23.0291
|  | Motorbikes | Electricity | 0.0034286 | 0.06971 | 0.10859 | 0.2736 | 0.27364 | 0.26016 | 0.15179
|  | HGVs | Electricity | 0.061635 | 5.6189 | 8.3351 | 34.4159 | 35.4198 | 18.1111 | 23.5529
|  | HGVs | Hydrogen | 0.011439 | 0.29903 | 0.28916 | 2.529 | 0.94938 | 29.1611 | 4.4861e-05
|  | Buses | Electricity | 0.17926 | 2.1018 | 2.7489 | 4.4452 | 4.7545 | 4.1499 | 4.0755
|  | Buses | Hydrogen | 0.012282 | 0.18154 | 0.18154 | 1.489 | 0.72211 | 2.2504 | 0.70063
|  | Vehicles | Petrol/Diesel | 387.5486 | 219.2999 | 171.8482 | 0.78565 | 0.81728 | 1.1752 | 14.7864
Data from Road Transport Model - data does not include Transmission and Distribution losses
A proportion of the Petrol/Diesel demand will be met by Biofuels due to the blended fuel sold at forecourts under legislation
|  | Data Table | ED5
|  | Unit | TWh
EVs operate at higher efficiencies than alternative fuel options, therefore have lower annual energy demand

## Residential >>
This tab is a divider to aid navigation within the workbook
The next set of tabs all contain graphs on a related area
Return to: Main Menu

## F.41
F.41: Residential electricity demand for appliances in Holistic Transition
Return to: Main Menu
Return to: Pathway Insights menu
| F.41: Residential electricity demand for appliances in Holistic Transition | Annual Residential Electricity Demand for Appliances
|  |  | TWh | Component | 2024-01-01 | 2025-01-01 | 2026-01-01 | 2027-01-01 | 2028-01-01 | 2029-01-01 | 2030-01-01 | 2031-01-01 | 2032-01-01 | 2033-01-01 | 2034-01-01 | 2035-01-01 | 2036-01-01 | 2037-01-01 | 2038-01-01 | 2039-01-01 | 2040-01-01 | 2041-01-01 | 2042-01-01 | 2043-01-01 | 2044-01-01 | 2045-01-01 | 2046-01-01 | 2047-01-01 | 2048-01-01 | 2049-01-01 | 2050-01-01
|  | Holistic Transition | Lighting | Residential Light Demand | 11.8539 | 9.7263 | 8.2447 | 7.1275 | 6.3598 | 5.874 | 5.3894 | 4.9122 | 4.5448 | 4.3117 | 4.1338 | 3.9716 | 3.8135 | 3.6355 | 3.4524 | 3.2656 | 3.0997 | 2.9537 | 2.8251 | 2.7079 | 2.6083 | 2.5133 | 2.4266 | 2.3429 | 2.2577 | 2.176 | 2.0907
|  |  | Other appliances | Residential Appliance Demand | 62.6389 | 61.2915 | 60.1772 | 59.0758 | 58.0272 | 57.0907 | 56.2854 | 55.7175 | 55.1623 | 54.5999 | 54.0003 | 53.336 | 52.6823 | 52.0738 | 51.5213 | 50.9847 | 50.7628 | 50.7165 | 50.6644 | 50.5965 | 50.5274 | 50.4614 | 50.4075 | 50.3783 | 50.3517 | 50.3242 | 50.2936
|  |  | Air conditioning | Residential Air Conditioning Demand | 0.31273 | 0.3203 | 0.33629 | 0.35265 | 0.3694 | 0.38684 | 0.40501 | 0.42402 | 0.44384 | 0.46448 | 0.48594 | 0.50829 | 0.53162 | 0.55587 | 0.58106 | 0.6072 | 0.63804 | 0.67165 | 0.70687 | 0.74372 | 0.78246 | 0.82318 | 0.86595 | 0.91087 | 0.95804 | 1.0076 | 1.0596
|  |  | Total |  | 74.8055 | 71.3382 | 68.7582 | 66.5559 | 64.7564 | 63.3515 | 62.0799 | 61.0537 | 60.151 | 59.3761 | 58.62 | 57.8158 | 57.0274 | 56.2652 | 55.5548 | 54.8575 | 54.5005 | 54.3419 | 54.1963 | 54.0481 | 53.9181 | 53.7979 | 53.7 | 53.632 | 53.5675 | 53.5078 | 53.444
|  | Electric Engagement | Lighting | Residential Light Demand | 11.8539 | 9.8514 | 8.4013 | 7.3062 | 6.5491 | 6.0743 | 5.608 | 5.1323 | 4.768 | 4.5479 | 4.3846 | 4.2282 | 4.0647 | 3.8899 | 3.7067 | 3.5205 | 3.3612 | 3.2192 | 3.0897 | 2.9743 | 2.8744 | 2.78 | 2.6951 | 2.6134 | 2.5266 | 2.4449 | 2.3597
|  |  | Other appliances | Residential Appliance Demand | 62.6389 | 61.6672 | 60.8608 | 60.0309 | 59.1238 | 58.3231 | 57.841 | 57.4525 | 57.0705 | 56.6765 | 56.2368 | 55.7167 | 55.1981 | 54.6785 | 54.1976 | 53.7365 | 53.6382 | 53.7478 | 53.8504 | 53.9375 | 54.0363 | 54.1677 | 54.3027 | 54.437 | 54.5782 | 54.7668 | 55.0429
|  |  | Air conditioning | Residential Air Conditioning Demand | 0.31273 | 0.33118 | 0.35711 | 0.3846 | 0.41375 | 0.44498 | 0.47847 | 0.51446 | 0.55306 | 0.59442 | 0.63868 | 0.6861 | 0.73698 | 0.79142 | 0.84964 | 0.91184 | 0.98404 | 1.0639 | 1.1499 | 1.2425 | 1.3426 | 1.4506 | 1.5672 | 1.693 | 1.8288 | 1.9753 | 2.1335
|  |  | Total |  | 74.8055 | 71.8498 | 69.6192 | 67.7217 | 66.0867 | 64.8423 | 63.9275 | 63.0993 | 62.3916 | 61.8188 | 61.2601 | 60.631 | 59.9998 | 59.3599 | 58.754 | 58.1688 | 57.9834 | 58.0308 | 58.09 | 58.1543 | 58.2532 | 58.3983 | 58.5651 | 58.7435 | 58.9337 | 59.187 | 59.5361
|  | Hydrogen Evolution | Lighting | Residential Light Demand | 11.8539 | 9.8514 | 8.4013 | 7.3062 | 6.5491 | 6.0743 | 5.608 | 5.1323 | 4.768 | 4.5479 | 4.3846 | 4.2282 | 4.0647 | 3.8899 | 3.7067 | 3.5205 | 3.3612 | 3.2192 | 3.0897 | 2.9743 | 2.8744 | 2.78 | 2.6951 | 2.6134 | 2.5266 | 2.4449 | 2.3597
|  |  | Other appliances | Residential Appliance Demand | 62.6389 | 61.6672 | 60.8608 | 60.0309 | 59.1238 | 58.3231 | 57.841 | 57.4525 | 57.0705 | 56.6765 | 56.2368 | 55.7167 | 55.1981 | 54.6785 | 54.1976 | 53.7365 | 53.6382 | 53.7478 | 53.8504 | 53.9375 | 54.0363 | 54.1677 | 54.3027 | 54.437 | 54.5782 | 54.7668 | 55.0429
|  |  | Air conditioning | Residential Air Conditioning Demand | 0.31273 | 0.33118 | 0.35711 | 0.3846 | 0.41375 | 0.44498 | 0.47847 | 0.51446 | 0.55306 | 0.59442 | 0.63868 | 0.6861 | 0.73698 | 0.79142 | 0.84964 | 0.91184 | 0.98404 | 1.0639 | 1.1499 | 1.2425 | 1.3426 | 1.4506 | 1.5672 | 1.693 | 1.8288 | 1.9753 | 2.1335
|  |  | Total |  | 74.8055 | 71.8498 | 69.6192 | 67.7217 | 66.0867 | 64.8423 | 63.9275 | 63.0993 | 62.3916 | 61.8188 | 61.2601 | 60.631 | 59.9998 | 59.3599 | 58.754 | 58.1688 | 57.9834 | 58.0308 | 58.09 | 58.1543 | 58.2532 | 58.3983 | 58.5651 | 58.7435 | 58.9337 | 59.187 | 59.5361
|  | Falling Behind | Lighting | Residential Light Demand | 11.8539 | 10.2006 | 8.8191 | 7.7638 | 7.0488 | 6.6017 | 6.1717 | 5.733 | 5.3989 | 5.1841 | 5.0345 | 4.8943 | 4.7416 | 4.5832 | 4.4089 | 4.2356 | 4.085 | 3.9535 | 3.833 | 3.7277 | 3.6338 | 3.5503 | 3.4675 | 3.3897 | 3.3095 | 3.2311 | 3.1514
|  |  | Other appliances | Residential Appliance Demand | 62.6389 | 62.5508 | 61.9365 | 61.3186 | 60.8087 | 60.5772 | 60.4433 | 60.3771 | 60.1982 | 59.9929 | 59.7286 | 59.3666 | 59.0019 | 58.6309 | 58.2953 | 57.973 | 58.0005 | 58.266 | 58.631 | 58.9827 | 59.3341 | 59.6839 | 60.0311 | 60.3759 | 60.7232 | 61.0717 | 61.4183
|  |  | Air conditioning | Residential Air Conditioning Demand | 0.31273 | 0.34247 | 0.37926 | 0.41949 | 0.46348 | 0.51193 | 0.56533 | 0.62427 | 0.68925 | 0.7608 | 0.83954 | 0.92624 | 1.0218 | 1.1269 | 1.2425 | 1.3695 | 1.5179 | 1.6854 | 1.8709 | 2.0762 | 2.304 | 2.5566 | 2.8367 | 3.1473 | 3.4916 | 3.8732 | 4.2963
|  |  | Total |  | 74.8055 | 73.0939 | 71.1348 | 69.5019 | 68.3209 | 67.6908 | 67.1803 | 66.7344 | 66.2864 | 65.9378 | 65.6027 | 65.1872 | 64.7653 | 64.341 | 63.9467 | 63.5781 | 63.6035 | 63.9049 | 64.3348 | 64.7865 | 65.2719 | 65.7909 | 66.3352 | 66.913 | 67.5243 | 68.1759 | 68.866
|  | Ten Year Forecast | Lighting | Residential Light Demand | 2024-01-01: 11.8539; 2025-01-01: 9.8514; 2026-01-01: 8.4013; 2027-01-01: 7.3062; 2028-01-01: 6.5491; 2029-01-01: 6.0743; 2030-01-01: 5.608; 2031-01-01: 5.1323; 2032-01-01: 4.768; 2033-01-01: 4.5479; 2034-01-01: 4.3846; 2035-01-01: 4.2282
|  |  | Other appliances | Residential Appliance Demand | 2024-01-01: 62.6389; 2025-01-01: 62.0072; 2026-01-01: 61.3184; 2027-01-01: 60.6132; 2028-01-01: 60.0279; 2029-01-01: 59.6955; 2030-01-01: 59.443; 2031-01-01: 59.2112; 2032-01-01: 58.878; 2033-01-01: 58.5308; 2034-01-01: 58.1279; 2035-01-01: 57.6264
|  |  | Air conditioning | Residential Air Conditioning Demand | 2024-01-01: 0.31273; 2025-01-01: 0.33773; 2026-01-01: 0.3699; 2027-01-01: 0.40463; 2028-01-01: 0.44214; 2029-01-01: 0.48299; 2030-01-01: 0.52751; 2031-01-01: 0.5761; 2032-01-01: 0.62906; 2033-01-01: 0.68672; 2034-01-01: 0.74946; 2035-01-01: 0.81776
|  |  | Total |  | 2024-01-01: 74.8055; 2025-01-01: 72.1963; 2026-01-01: 70.0896; 2027-01-01: 68.3241; 2028-01-01: 67.0191; 2029-01-01: 66.2527; 2030-01-01: 65.5786; 2031-01-01: 64.9196; 2032-01-01: 64.2751; 2033-01-01: 63.7654; 2034-01-01: 63.2619; 2035-01-01: 62.6723
Includes home appliances, light and air conditioning
Does not include heat or EV charging
Reduction due to smart meters not applied (see table ED1)
All appliance modelling carried out using the ECUK 2020 dataset
|  | Data Table | ED1

## F.42
F.42: Residential fuel demand savings from insulation improvements and behavioural change
Return to: Main Menu
Return to: Pathway Insights menu
| F.42: Residential fuel demand savings from insulation improvements and behavioural change | Residential fuel demand savings from insulation improvements and behavioural change
|  | TWh | 2020-01-01 | 2021-01-01 | 2022-01-01 | 2023-01-01 | 2024-01-01 | 2025-01-01 | 2026-01-01 | 2027-01-01 | 2028-01-01 | 2029-01-01 | 2030-01-01 | 2031-01-01 | 2032-01-01 | 2033-01-01 | 2034-01-01 | 2035-01-01 | 2036-01-01 | 2037-01-01 | 2038-01-01 | 2039-01-01 | 2040-01-01 | 2041-01-01 | 2042-01-01 | 2043-01-01 | 2044-01-01 | 2045-01-01 | 2046-01-01 | 2047-01-01 | 2048-01-01 | 2049-01-01 | 2050-01-01
|  | Behavioural Savings | 0 | 0 | 31.099 | 64.148 | 42.891 | 34.27 | 25.567 | 16.945 | 8.391 | 0 | 0 | 0 | 0 | 0 | 0 | 0 | 0 | 0 | 0 | 0 | 0 | 0 | 0 | 0 | 0 | 0 | 0 | 0 | 0 | 0 | 0
|  | Electric Engagement |  |  |  |  | 1.208 | 2.704 | 4.144 | 7.436 | 10.873 | 14.437 | 17.621 | 20.458 | 23.095 | 25.468 | 27.736 | 29.924 | 29.664 | 29.432 | 29.266 | 29.29 | 29.368 | 28.736 | 26.736 | 24.778 | 22.886 | 21.175 | 19.658 | 18.311 | 17.207 | 16.18 | 15.205
|  | Hydrogen Evolution |  |  |  |  | 1.208 | 2.704 | 4.143 | 7.427 | 10.857 | 14.403 | 17.567 | 20.439 | 23.219 | 25.821 | 28.221 | 30.553 | 30.789 | 31.015 | 31.225 | 31.427 | 31.74 | 31.7 | 30.226 | 28.767 | 27.342 | 26.056 | 24.907 | 23.876 | 23.007 | 22.269 | 21.567
|  | Holistic Transition |  |  |  |  | 1.208 | 2.705 | 4.142 | 7.441 | 10.867 | 14.401 | 17.574 | 20.391 | 22.867 | 25.029 | 27.082 | 29 | 28.686 | 28.467 | 28.389 | 28.33 | 28.3 | 27.561 | 25.244 | 22.988 | 20.814 | 18.822 | 17.04 | 15.588 | 14.452 | 13.423 | 12.523
|  | Falling Behind |  |  |  |  | 1.208 | 1.587 | 1.99 | 2.384 | 2.787 | 3.195 | 3.526 | 4.056 | 4.582 | 5.094 | 5.596 | 6.084 | 6.039 | 6.003 | 5.972 | 5.951 | 5.943 | 5.92 | 5.913 | 5.897 | 5.879 | 5.857 | 5.687 | 5.522 | 5.366 | 5.217 | 5.065
|  | Ten Year Forecast | 2024-01-01: 1.208; 2025-01-01: 1.568; 2026-01-01: 2.506; 2027-01-01: 3.573; 2028-01-01: 4.689; 2029-01-01: 5.854; 2030-01-01: 6.901; 2031-01-01: 8.091; 2032-01-01: 9.247; 2033-01-01: 10.386; 2034-01-01: 11.536; 2035-01-01: 12.653
Thermal demand savings are relative to 2020
Historic behaviour change is due to price-related demand suppression during the energy crisis
Initial reduction in thermal demand savings (2023 - 2025) is due to increase in indoor temperatures as consumers return to pre-energy crisis behaviour
Savings from behaviour are modelled to return to pre-energy crisis levels by 2030
Behaviour savings are common across all scenarios
|  | Data Table | 2020-01-01: ED7
|  | Sector | 2020-01-01: Residential
|  | Data Type | 2020-01-01: Savings from Behaviour
|  | Data Type | 2020-01-01: Savings from Insulation - Cumulative
Dashed behavioural savings are common across all scenarios.
Solid lines show the insulation savings for each scenario.
Savings reduce from 2035 due to continued fuel switching to more efficient technologies.

## F.43
F.43: Annual natural gas and low carbon hydrogen demand for residential heat
Return to: Main Menu
Return to: Pathway Insights menu
| F.43: Annual natural gas and low carbon hydrogen demand for residential heat | Annual natural gas and low carbon hydrogen demand for residential heat
|  | TWh | Fuel | Legend Name | 2020-01-01 | 2021-01-01 | 2022-01-01 | 2023-01-01 | 2024-01-01 | 2025-01-01 | 2026-01-01 | 2027-01-01 | 2028-01-01 | 2029-01-01 | 2030-01-01 | 2031-01-01 | 2032-01-01 | 2033-01-01 | 2034-01-01 | 2035-01-01 | 2036-01-01 | 2037-01-01 | 2038-01-01 | 2039-01-01 | 2040-01-01 | 2041-01-01 | 2042-01-01 | 2043-01-01 | 2044-01-01 | 2045-01-01 | 2046-01-01 | 2047-01-01 | 2048-01-01 | 2049-01-01 | 2050-01-01
|  | Hydrogen Evolution | Hydrogen | Hydrogen - Hydrogen Evolution |  |  |  |  | 0 | 0 | 0 | 0 | 0 | 0 | 0 | 0 | 2.074 | 4.129 | 6.148 | 8.173 | 14.141 | 20.095 | 26.019 | 31.845 | 37.682 | 43.693 | 48.958 | 52.895 | 56.61 | 59.93 | 62.926 | 64.531 | 66.076 | 67.64 | 69.163
|  | Holistic Transition | Hydrogen | Hydrogen - Holistic Transition |  |  |  |  | 0 | 0 | 0 | 0 | 0 | 0 | 0 | 0 | 0.017 | 0.036 | 0.058 | 0.095 | 0.171 | 0.237 | 0.313 | 0.398 | 0.463 | 0.522 | 0.58 | 0.638 | 0.696 | 0.754 | 0.791 | 0.827 | 0.863 | 0.9 | 0.936
|  | Hydrogen Evolution | Gas | Gas - Hydrogen Evolution |  |  |  |  | 271.114 | 277.455 | 282.848 | 286.334 | 287.953 | 288.382 | 280.255 | 270.889 | 259.237 | 246.424 | 232.308 | 218.001 | 198.259 | 178.525 | 158.804 | 139.102 | 119.427 | 100.719 | 83.906 | 68.808 | 54.626 | 41.919 | 30.451 | 21.267 | 13.246 | 6.528 | 0
|  | Holistic Transition | Gas | Gas - Holistic Transition |  |  |  |  | 271.114 | 277.461 | 282.821 | 286.39 | 288.022 | 288.376 | 280.499 | 270.974 | 259.712 | 246.338 | 232.32 | 217.535 | 197.792 | 178.057 | 158.336 | 138.634 | 118.957 | 100.284 | 83.384 | 68.276 | 54.168 | 41.211 | 29.902 | 20.328 | 12.867 | 6.051 | 0
|  | Electric Engagement | Gas | Gas - Electric Engagement |  |  |  |  | 271.114 | 277.457 | 282.85 | 286.346 | 287.982 | 288.439 | 280.349 | 270.82 | 260.047 | 247.349 | 234.112 | 220.658 | 200.915 | 181.181 | 161.461 | 141.758 | 122.082 | 103.373 | 86.551 | 71.436 | 57.227 | 44.482 | 33.175 | 23.114 | 14.978 | 7.381 | 0
|  | Falling Behind | Gas | Gas - Falling Behind |  |  |  |  | 271.114 | 278.187 | 284.607 | 290.949 | 296.266 | 301.321 | 299.043 | 296.583 | 293.066 | 289.158 | 285.167 | 281.046 | 278.866 | 276.401 | 273.458 | 269.411 | 263.14 | 253.575 | 244.555 | 237.184 | 230.635 | 224.794 | 219.704 | 215.379 | 211.159 | 206.832 | 202.442
|  | Ten Year Forecast | Gas | Gas - Ten Year Forecast | 2020-01-01: 310.8114; 2021-01-01: 307.0352; 2022-01-01: 274.1666; 2023-01-01: 248.819; 2024-01-01: 271.114; 2025-01-01: 278.18; 2026-01-01: 284.003; 2027-01-01: 289.478; 2028-01-01: 293.606; 2029-01-01: 297.164; 2030-01-01: 293.166; 2031-01-01: 288.691; 2032-01-01: 284.126; 2033-01-01: 279.308; 2034-01-01: 274.303; 2035-01-01: 268.83
Electric Engagement, the Ten Year Forecast and the Falling Behind feature no hydrogen use for heat
Holistic Transition hydrogen use is included under district heating as a secondary fuel to reduce peak demands, reaching 1 TWh in 2050
|  | Data Table | ED7
|  | Sector | Residential
|  | Data Type | Annual
|  | Units | TWh
Demand suppression due to energy crisis

## F.44
F.44: Heat pump stock
Return to: Main Menu
Return to: Pathway Insights menu
| F.44: Heat pump stock | Heat pump stock
|  |  | 2024-01-01 | 2025-01-01 | 2026-01-01 | 2027-01-01 | 2028-01-01 | 2029-01-01 | 2030-01-01 | 2031-01-01 | 2032-01-01 | 2033-01-01 | 2034-01-01 | 2035-01-01 | 2036-01-01 | 2037-01-01 | 2038-01-01 | 2039-01-01 | 2040-01-01 | 2041-01-01 | 2042-01-01 | 2043-01-01 | 2044-01-01 | 2045-01-01 | 2046-01-01 | 2047-01-01 | 2048-01-01 | 2049-01-01 | 2050-01-01
|  | Electric Engagement | 361146 | 433700 | 542036 | 693092 | 1062602 | 1585814 | 2351355 | 3249704 | 4270222 | 5462707 | 6706974 | 7973754 | 9205919 | 10437018 | 11661480 | 12867784 | 14035925 | 15145185 | 16266837 | 17283569 | 18227624 | 19037393 | 19772854 | 20440461 | 21012335 | 21560098 | 22098728
|  | Hydrogen Evolution | 361146 | 433754 | 542062 | 693060 | 1062457 | 1585493 | 2350330 | 3250970 | 4203675 | 5291797 | 6506484 | 7738851 | 8787136 | 9837587 | 10888827 | 11947872 | 12995755 | 14003745 | 14999053 | 15935906 | 16796332 | 17526556 | 18193684 | 18792557 | 19307395 | 19723190 | 20128732
|  | Holistic Transition | 361146 | 432949 | 547448 | 686581 | 1056392 | 1595127 | 2322672 | 3209772 | 4252261 | 5475761 | 6760121 | 8111823 | 9487197 | 10856985 | 12203427 | 13508910 | 14751587 | 15922945 | 17150960 | 18254648 | 19281526 | 20205023 | 21037171 | 21769772 | 22381030 | 22955340 | 23488338
|  | Falling Behind | 361146 | 432111 | 518920 | 613736 | 812327 | 1040172 | 1271616 | 1503292 | 1899172 | 2352386 | 2809520 | 3275719 | 3679163 | 4098163 | 4536201 | 4989650 | 5445100 | 5916772 | 6375952 | 6766135 | 7122916 | 7469194 | 7809571 | 8046849 | 8251425 | 8450234 | 8640238
|  | Ten Year Forecast | 2024-01-01: 361146; 2025-01-01: 433371; 2026-01-01: 532722; 2027-01-01: 669660; 2028-01-01: 948261; 2029-01-01: 1299460; 2030-01-01: 1705132; 2031-01-01: 2163241; 2032-01-01: 2643783; 2033-01-01: 3161524; 2034-01-01: 3708534; 2035-01-01: 4346069
|  | Data Table | 2024-01-01: ED7
|  | Technology | 2024-01-01: ASHP
|  | Technology 2 | 2024-01-01: Hybrid (ASHP + BioLPG boiler)
|  | Technology 3 | 2024-01-01: Hybrid (ASHP + Electric resistive)
|  | Technology 4 | 2024-01-01: Hybrid (ASHP + Hydrogen boiler)
|  | Technology 5 | 2024-01-01: GSHP
|  | Units | 2024-01-01: stock
|  | Sector | 2024-01-01: Residential
Only heat pumps and low carbon district heating in new builds
No new oil boilers installs
No new gas boiler installs

## F.45
F.45: Residential heating technology mix today, in 2035 and in 2050
Return to: Main Menu
Return to: Pathway Insights menu
| F.45: Residential heating technology mix today, in 2035 and in 2050 |  | Overall residential heating technology mix
|  |  | Number of homes | 2024 | 2035 |  |  |  |  | 2050
[5 empty] | 10YF | HT | EE | HE | FB | HT | EE | HE | FB
|  |  | Gas boiler | 24446674 | 22975312 | 19490438 | 19604800 | 19423653 | 23931715 | 0 | 0 | 0 | 16569965
|  |  | Electric resistive | 814477 | 538849 | 470364 | 478671 | 478386 | 581197 | 1421303 | 1946704 | 1424602 | 3186553
|  |  | Electric storage | 1678832 | 1508276 | 1539061 | 1541424 | 1544549 | 1592371 | 2007454 | 4111790 | 3191450 | 1767513
|  |  | GSHP | 45443 | 155248 | 164887 | 172587 | 171712 | 130415 | 4267071 | 3798123 | 2606182 | 539169
|  |  | ASHP | 313982 | 4173264 | 7817783 | 7693058 | 7266432 | 3130441 | 18903984 | 18013720 | 14836741 | 8050020
|  |  | Hybrid (ASHP + Hydrogen boiler) | 0 | 0 | 0 | 0 | 195599 | 0 | 0 | 0 | 2409306 | 0
|  |  | Hydrogen boiler | 0 | 0 | 0 | 0 | 526323 | 0 | 0 | 0 | 5523220 | 0
|  |  | Biofuel boiler (inc. hybrid) | 53179 | 94650 | 296159 | 297593 | 298188 | 92271 | 604037 | 596495 | 586630 | 120631
|  |  | Low carbon district heating | 174151 | 794227 | 912184 | 898019 | 780354 | 687562 | 7682991 | 6420009 | 4308710 | 3717304
|  |  | Fossil fuel communal heating | 725583 | 489484 | 426961 | 431729 | 432962 | 555755 | 0 | 0 | 0 | 279583
|  |  | Other fossil | 1372206 | 1121580 | 733053 | 733010 | 732732 | 1149163 | 0 | 0 | 0 | 656101
|  |  | Data Table | ED7
|  |  | Sector | Residential
|  |  | Units | stock
|  |  | Number of homes | 2024 | 2035 | 2050 HT: 2050
|  | Grouped Category | Category (as per ED7) | Ten Year Forecast | Ten Year Forecast | Holistic Transition | Electric Engagement | Hydrogen Evolution | Falling Behind | Holistic Transition | Electric Engagement | Hydrogen Evolution | Falling Behind
[5 empty] | 10YF | HT | EE | HE | FB | HT | EE | HE | FB
|  | ASHP | ASHP | 304370 | 3981885 | 6341010 | 5838017 | 5620755 | 2993944 | 13209035 | 12263292 | 10658598 | 7674663
|  | Biofuel boiler (inc. hybrid) | BioLPG boiler | 379 | 44281 | 127831 | 145661 | 148214 | 43618 | 168865 | 187046 | 189011 | 48145
|  | Biofuel boiler (inc. hybrid) | Biomass boiler | 51079 | 32812 | 39175 | 43823 | 44866 | 33790 | 117889 | 122564 | 121116 | 21437
|  | Fossil fuel communal heating | Fossil fuel communal heating | 725583 | 489484 | 426961 | 431729 | 432962 | 555755 | 0 | 0 | 0 | 279583
|  | Low carbon district heating | Low carbon district heating | 174151 | 794227 | 912184 | 898019 | 780354 | 687562 | 7682991 | 6420009 | 4308710 | 3717304
|  | Electric resistive | Electric resistive | 814477 | 538849 | 470364 | 478671 | 478386 | 581197 | 1421303 | 1946704 | 1424602 | 3186553
|  | Electric storage | Electric storage | 1678832 | 1508276 | 1539061 | 1541424 | 1544549 | 1592371 | 2007454 | 4111790 | 3191450 | 1767513
|  | Gas boiler | Gas boiler | 24446674 | 22975312 | 19490438 | 19604800 | 19423653 | 23931715 | 0 | 0 | 0 | 16569965
|  | GSHP | GSHP | 45443 | 155248 | 164887 | 172587 | 171712 | 130415 | 4267071 | 3798123 | 2606182 | 539169
|  | Biofuel boiler (inc. hybrid) | Hybrid (ASHP + BioLPG boiler) | 1721 | 17557 | 129153 | 108109 | 105108 | 14863 | 317283 | 286885 | 276503 | 51049
|  | ASHP | Hybrid (ASHP + Electric resistive) | 9612 | 191379 | 1476773 | 1855041 | 1645677 | 136497 | 5694949 | 5750428 | 4178143 | 375357
|  | Hybrid (ASHP + Hydrogen boiler) | Hybrid (ASHP + Hydrogen boiler) | 0 | 0 | 0 | 0 | 195599 | 0 | 0 | 0 | 2409306 | 0
|  | Hydrogen boiler | Hydrogen boiler | 0 | 0 | 0 | 0 | 526323 | 0 | 0 | 0 | 5523220 | 0
|  | Other fossil | Oil boiler | 1372206 | 1121580 | 733053 | 733010 | 732732 | 1149163 | 0 | 0 | 0 | 656101
|  |  | Total | 29624527 | 31850890 | 31850890 | 31850891 | 31850890 | 31850890 | 34886840 | 34886841 | 34886841 | 34886839

## Commercial >>
This tab is a divider to aid navigation within the workbook
The next set of tabs all contain graphs on a related area
Return to: Main Menu

## F.46
F.46: Non-residential heating technology mix today, in 2035 and in 2050
Return to: Main Menu
Return to: Pathway Insights menu
| F.46: Non-residential heating technology mix today, in 2035 and in 2050 |  | Overall non-residential heating technology mix
|  |  | Number of systems | 2024 | 2035 |  |  |  |  | 2050
[5 empty] | 10YF | HT | EE | HE | FB | HT | EE | HE | FB
|  |  | Gas boiler | 393903 | 375720 | 323754 | 334434 | 330816 | 385466 | 0 | 0 | 0 | 299731
|  |  | Electric resistive | 388251 | 307258 | 279543 | 286061 | 281370 | 342260 | 101830 | 112737 | 99911 | 326154
|  |  | Electric storage | 2779 | 6498 | 4952 | 4984 | 4636 | 6620 | 67367 | 78115 | 63235 | 12491
|  |  | GSHP | 7975 | 27813 | 33975 | 32989 | 31942 | 27539 | 114625 | 123085 | 106383 | 52680
|  |  | ASHP | 18236 | 182506 | 272266 | 257075 | 242585 | 142859 | 584856 | 568320 | 524627 | 334110
|  |  | Hybrid (ASHP + Hydrogen boiler) | 0 | 0 | 0 | 0 | 20484 | 0 | 0 | 0 | 86080 | 0
|  |  | Hydrogen boiler | 0 | 0 | 0 | 0 | 15868 | 0 | 0 | 0 | 130882 | 0
|  |  | Biofuel boiler (inc. hybrid) | 11269 | 12257 | 17409 | 16472 | 15607 | 8444 | 60129 | 63634 | 64691 | 20626
|  |  | Low carbon district heating | 10483 | 72172 | 65793 | 65270 | 54306 | 60913 | 322370 | 305284 | 175365 | 147733
|  |  | Fossil fuel communal heating | 1573 | 28306 | 25965 | 25649 | 23972 | 30265 | 0 | 0 | 0 | 21369
|  |  | Other fossil | 99203 | 59302 | 44342 | 45067 | 46415 | 67467 | 0 | 0 | 0 | 43950
|  |  | Data Table | ED7
|  |  | Sector | Commercial
|  |  | Sector 2 | Industrial
|  |  | Units | stock
|  |  | Number of systems | 2024 | 2035 | 2050 HT: 2050
|  | Category | Category (as per ED7) | Ten Year Forecast | Ten Year Forecast | Holistic Transition | Electric Engagement | Hydrogen Evolution | Falling Behind | Holistic Transition | Electric Engagement | Hydrogen Evolution | Falling Behind
[5 empty] | 10YF | HT | EE | HE | FB | HT | EE | HE | FB
|  | ASHP | ASHP | 11519 | 112290 | 148165 | 141245 | 133405 | 93157 | 417396 | 405126 | 380579 | 275128
|  | Biofuel boiler (inc. hybrid) | BioLPG boiler | 6 | 295 | 795 | 823 | 817 | 376 | 9292 | 10767 | 11390 | 4276
|  | Biofuel boiler (inc. hybrid) | Biomass boiler | 11201 | 0 | 0 | 0 | 0 | 0 | 6758 | 7604 | 7741 | 397
|  | Biofuel boiler (inc. hybrid) | Biomass CHP | 30 | 890 | 259 | 259 | 255 | 910 | 20062 | 21417 | 21800 | 4921
|  | Fossil fuel communal heating | Fossil fuel communal heating | 1573 | 28306 | 25965 | 25649 | 23972 | 30265 | 0 | 0 | 0 | 21369
|  | Low carbon district heating | Low carbon district heating | 10483 | 72172 | 65793 | 65270 | 54306 | 60913 | 322370 | 305284 | 175365 | 147733
|  | Electric resistive | Electric resistive | 388251 | 307258 | 279543 | 286061 | 281370 | 342260 | 101830 | 112737 | 99911 | 326154
|  | Electric storage | Electric storage | 2779 | 6498 | 4952 | 4984 | 4636 | 6620 | 67367 | 78115 | 63235 | 12491
|  | Gas boiler | Gas boiler | 376382 | 375720 | 323754 | 334434 | 330816 | 385466 | 0 | 0 | 0 | 299731
|  | Gas boiler | Gas CHP | 17521 | 0 | 0 | 0 | 0 | 0 | 0 | 0 | 0 | 0
|  | GSHP | GSHP | 7975 | 27813 | 33975 | 32989 | 31942 | 27539 | 114625 | 123085 | 106383 | 52680
|  | Biofuel boiler (inc. hybrid) | Hybrid (ASHP + BioLPG boiler) | 32 | 11072 | 16355 | 15390 | 14535 | 7158 | 24017 | 23846 | 23760 | 11032
|  | ASHP | Hybrid (ASHP + Electric resistive) | 6717 | 70216 | 124101 | 115830 | 109180 | 49702 | 167460 | 163194 | 144048 | 58982
|  | Hybrid (ASHP + Hydrogen boiler) | Hybrid (ASHP + Hydrogen boiler) | 0 | 0 | 0 | 0 | 20484 | 0 | 0 | 0 | 86080 | 0
|  | Hydrogen boiler | Hydrogen boiler | 0 | 0 | 0 | 0 | 15868 | 0 | 0 | 0 | 130882 | 0
|  | Other fossil | Oil boiler | 99203 | 59302 | 44342 | 45067 | 46415 | 67467 | 0 | 0 | 0 | 43950
Data includes industrial and commercial buildings, where 90% are commercial

## F.47
F.47: Electricity demand for data centres
Return to: Main Menu
Return to: Pathway Insights menu
| F.47: Electricity demand for data centres | Total electricity demand for data centres
|  | TWh | 2024-01-01 | 2025-01-01 | 2026-01-01 | 2027-01-01 | 2028-01-01 | 2029-01-01 | 2030-01-01 | 2031-01-01 | 2032-01-01 | 2033-01-01 | 2034-01-01 | 2035-01-01 | 2036-01-01 | 2037-01-01 | 2038-01-01 | 2039-01-01 | 2040-01-01 | 2041-01-01 | 2042-01-01 | 2043-01-01 | 2044-01-01 | 2045-01-01 | 2046-01-01 | 2047-01-01 | 2048-01-01 | 2049-01-01 | 2050-01-01
|  | Electric Engagement | 7.565 | 9.343 | 10.912 | 13.09 | 15.946 | 20.807 | 24.742 | 28.332 | 31.745 | 34.872 | 37.744 | 40.665 | 43.58 | 46.498 | 49.315 | 51.996 | 54.479 | 56.831 | 58.855 | 60.678 | 62.329 | 63.884 | 65.356 | 66.757 | 68.098 | 69.352 | 70.562
|  | Hydrogen Evolution | 7.538 | 8.651 | 9.735 | 11.241 | 13.111 | 15.318 | 17.7 | 20.22 | 22.914 | 25.312 | 27.49 | 29.529 | 31.382 | 33.159 | 34.804 | 36.495 | 38.132 | 39.705 | 41.216 | 42.709 | 44.132 | 45.43 | 46.664 | 47.856 | 49.012 | 50.139 | 51.242
|  | Holistic Transition | 7.565 | 9.259 | 10.864 | 13.12 | 15.95 | 19.271 | 22.791 | 25.995 | 29.059 | 31.919 | 34.529 | 37.163 | 39.782 | 42.406 | 44.953 | 47.397 | 49.678 | 51.867 | 53.796 | 55.559 | 57.165 | 58.687 | 60.136 | 61.519 | 62.845 | 64.101 | 65.317
|  | Falling Behind | 7.518 | 8.014 | 8.4 | 9.387 | 10.764 | 11.941 | 13.166 | 14.482 | 15.852 | 17.489 | 18.679 | 19.734 | 20.753 | 21.669 | 22.453 | 23.195 | 23.953 | 24.696 | 25.407 | 26.07 | 26.704 | 27.357 | 27.986 | 28.594 | 29.184 | 29.766 | 30.334
|  | Ten Year Forecast | 2024-01-01: 7.738; 2025-01-01: 8.129; 2026-01-01: 8.929; 2027-01-01: 10.46; 2028-01-01: 13.108; 2029-01-01: 16.593; 2030-01-01: 20.099; 2031-01-01: 23.343; 2032-01-01: 26.6; 2033-01-01: 29.355; 2034-01-01: 31.427; 2035-01-01: 33.211
|  | Data Table | 2024-01-01: ED1
|  | Item | 2024-01-01: Data Centre Demand

## F.48
F.48: Electricity demand in the commercial sector in Holistic Transition
Return to: Main Menu
Return to: Pathway Insights menu
| F.48: Electricity demand in the commercial sector in Holistic Transition | Commercial demand excluding Rail and Road Transport
|  | GWh |  | 2024-01-01 | 2025-01-01 | 2026-01-01 | 2027-01-01 | 2028-01-01 | 2029-01-01 | 2030-01-01 | 2031-01-01 | 2032-01-01 | 2033-01-01 | 2034-01-01 | 2035-01-01 | 2036-01-01 | 2037-01-01 | 2038-01-01 | 2039-01-01 | 2040-01-01 | 2041-01-01 | 2042-01-01 | 2043-01-01 | 2044-01-01 | 2045-01-01 | 2046-01-01 | 2047-01-01 | 2048-01-01 | 2049-01-01 | 2050-01-01
|  | Holistic Transition | Total commercial including transport | 90929.592 | 93036.061 | 95613.985 | 98903.102 | 102621.71 | 107781.671 | 113808.114 | 120638.473 | 128534.625 | 136390.723 | 144476.878 | 152731.841 | 162835.741 | 173201.837 | 183825.662 | 194470.659 | 204238.702 | 213103.173 | 221215.109 | 228440.442 | 234888.445 | 240507.958 | 245138.755 | 248397.468 | 251311.539 | 254234.973 | 257154.114
|  |  | Commercial heat | 10414 | 10756 | 11155 | 11594 | 12249 | 13005 | 13979 | 15095 | 16062 | 16942 | 17741 | 18488 | 21173 | 23771 | 26351 | 28794 | 31205 | 33504 | 35768 | 37816 | 39681 | 41262 | 42573 | 44212 | 45895 | 47630 | 49397
|  |  | Data centres | 7565 | 9259 | 10864 | 13120 | 15950 | 19271 | 22791 | 25995 | 29059 | 31919 | 34529 | 37163 | 39782 | 42406 | 44953 | 47397 | 49678 | 51867 | 53796 | 55559 | 57165 | 58687 | 60136 | 61519 | 62845 | 64101 | 65317
|  |  | Commercial EVs and rail traction demand | 6581.008 | 7740.655 | 8955.167 | 10453.306 | 12296.897 | 14554.172 | 17302.166 | 20543.718 | 24190.069 | 28129.967 | 32389.663 | 36956.714 | 41548.678 | 46471.922 | 51705.714 | 57052.731 | 61727.751 | 65721.76 | 69300.948 | 72345.413 | 75086.255 | 77557.184 | 79284.612 | 79436.761 | 79287.158 | 79088.935 | 78859.834
|  |  | General commercial (exc. transport, heat and data centres) | 66369.584 | 65280.406 | 64639.818 | 63735.796 | 62125.813 | 60951.499 | 59735.948 | 59004.755 | 59223.556 | 59399.756 | 59817.215 | 60124.127 | 60332.063 | 60552.915 | 60815.948 | 61226.928 | 61627.951 | 62010.413 | 62350.161 | 62720.029 | 62956.19 | 63001.774 | 63145.143 | 63229.707 | 63284.381 | 63415.038 | 63580.28
|  | Electric Engagement | Total commercial including transport | 90929.592 | 92794.238 | 95246.864 | 98796.133 | 103230.078 | 109792.954 | 116153.853 | 123361.912 | 131837.745 | 140243.962 | 148919.01 | 158344.922 | 169647.426 | 181308.183 | 193293.966 | 205552.25 | 216929.412 | 227461.287 | 236550.968 | 244876.482 | 252308.167 | 259048.427 | 264733.253 | 268808.377 | 272429.632 | 276067.355 | 279744.36
|  |  | Commercial heat | 10414 | 10759 | 11175 | 11629 | 12305 | 13083 | 14091 | 15231 | 16281 | 17238 | 18110 | 18927 | 21784 | 24614 | 27362 | 30098 | 32793 | 35312 | 37772 | 40126 | 42294 | 44176 | 45742 | 47632 | 49582 | 51592 | 53645
|  |  | Data centres | 7565 | 9343 | 10912 | 13090 | 15946 | 20807 | 24742 | 28332 | 31745 | 34872 | 37744 | 40665 | 43580 | 46498 | 49315 | 51996 | 54479 | 56831 | 58855 | 60678 | 62329 | 63884 | 65356 | 66757 | 68098 | 69352 | 70562
|  |  | Commercial EVs and rail traction demand | 6581.008 | 7694.055 | 8874.59 | 10339.497 | 12152.947 | 14388.916 | 17134.58 | 20416.616 | 24185.704 | 28309.927 | 32826.768 | 37742.714 | 42749.552 | 48161.672 | 54002.167 | 60127.332 | 65641.464 | 70673.161 | 74652.826 | 78179.963 | 81208.778 | 83849.382 | 85847.486 | 86325.105 | 86401.256 | 86441.061 | 86481.142
|  |  | General commercial (exc. transport, heat and data centres) | 66369.584 | 64998.183 | 64285.274 | 63737.636 | 62826.131 | 61514.038 | 60186.273 | 59382.296 | 59626.041 | 59824.035 | 60238.242 | 61010.208 | 61533.874 | 62034.511 | 62614.799 | 63330.918 | 64015.948 | 64645.126 | 65271.142 | 65892.519 | 66476.389 | 67139.045 | 67787.767 | 68094.272 | 68348.376 | 68682.294 | 69056.218
|  | Hydrogen Evolution | Total commercial including transport | 90929.592 | 93832.37 | 96133.21 | 99026.978 | 102436.263 | 107067.557 | 113738.679 | 118876.125 | 126085.806 | 133139.771 | 140292.765 | 147896.068 | 156605.323 | 165325.119 | 173923.217 | 182335.901 | 190698.868 | 198788.686 | 206542.334 | 213566.236 | 218619.989 | 223042.302 | 227149.213 | 230937.929 | 234150.296 | 237538.462 | 241186.647
|  |  | Commercial heat | 10414 | 10768 | 11050 | 11380 | 11934 | 12590 | 13589 | 14747 | 15594 | 16322 | 16968 | 17561 | 19819 | 22068 | 24322 | 26590 | 28875 | 31137 | 33351 | 35430 | 37396 | 38951 | 40353 | 41808 | 43331 | 44907 | 46528
|  |  | Data centres | 7538 | 8651 | 9735 | 11241 | 13111 | 15318 | 17700 | 20220 | 22914 | 25312 | 27490 | 29529 | 31382 | 33159 | 34804 | 36495 | 38132 | 39705 | 41216 | 42709 | 44132 | 45430 | 46664 | 47856 | 49012 | 50139 | 51242
|  |  | Commercial EVs and rail traction demand | 6581.008 | 7665.899 | 8822.309 | 10258.489 | 12035.784 | 14226.041 | 16914.505 | 20091.127 | 23637.655 | 27463.539 | 31590.732 | 36040.685 | 40346.951 | 44743.987 | 49047.746 | 53072.788 | 57103.869 | 60943.548 | 64616.688 | 67707.249 | 69145.695 | 70325.991 | 71511.301 | 72541.894 | 73017.139 | 73594.404 | 74332.162
|  |  | General commercial (exc. transport, heat and data centres) | 66396.584 | 66747.471 | 66525.901 | 66147.489 | 65355.479 | 64933.516 | 65535.174 | 63817.998 | 63940.151 | 64042.232 | 64244.033 | 64765.383 | 65057.372 | 65354.132 | 65749.471 | 66178.113 | 66587.999 | 67003.138 | 67358.646 | 67719.987 | 67946.294 | 68335.311 | 68620.912 | 68732.035 | 68790.157 | 68898.058 | 69084.485
|  | Falling Behind | Total commercial including transport | 90929.592 | 93700.983 | 95319.897 | 97230.884 | 99291.398 | 102839.334 | 106853.052 | 111576.037 | 116584.724 | 121725.324 | 127012.306 | 132280.492 | 137615.766 | 142849.012 | 148318.298 | 153946.384 | 159807.023 | 165520.533 | 170859.215 | 176050.174 | 181689.256 | 188619.231 | 193990.544 | 198996.735 | 203857.038 | 208463.703 | 213269.832
|  |  | Commercial heat | 10414 | 10797 | 11117 | 11494 | 11959 | 12516 | 13143 | 13972 | 14792 | 15542 | 16361 | 17081 | 17747 | 18388 | 18976 | 19522 | 20028 | 20602 | 21158 | 21783 | 22410 | 23027 | 23515 | 23990 | 24435 | 24804 | 25132
|  |  | Data centres | 7518 | 8014 | 8400 | 9387 | 10764 | 11941 | 13166 | 14482 | 15852 | 17489 | 18679 | 19734 | 20753 | 21669 | 22453 | 23195 | 23953 | 24696 | 25407 | 26070 | 26704 | 27357 | 27986 | 28594 | 29184 | 29766 | 30334
|  |  | Commercial EVs and rail traction demand | 6581.008 | 7132.425 | 7859.632 | 8718.928 | 9735.119 | 10928.208 | 12320.401 | 13937.503 | 15798.219 | 17922.154 | 20338.714 | 23085.503 | 26165.527 | 29454.791 | 32903.701 | 36513.162 | 40335.48 | 44079.359 | 47421.107 | 50484.828 | 54179.528 | 59571.914 | 63569.79 | 67172.163 | 70736.038 | 74282.323 | 77815.022
|  |  | General commercial (exc. transport, heat and data centres) | 66416.584 | 67757.558 | 67943.265 | 67630.956 | 66833.279 | 67454.126 | 68223.651 | 69184.534 | 70142.505 | 70772.17 | 71633.592 | 72379.989 | 72950.239 | 73337.221 | 73985.597 | 74716.222 | 75490.543 | 76143.174 | 76873.108 | 77712.346 | 78395.728 | 78663.317 | 78919.754 | 79240.572 | 79502 | 79611.38 | 79988.81
|  | Ten Year Forecast | Total commercial including transport | 2024-01-01: 90929.592; 2025-01-01: 91849.703; 2026-01-01: 93236.241; 2027-01-01: 95620.693; 2028-01-01: 99028.58; 2029-01-01: 104648.944; 2030-01-01: 110422.17; 2031-01-01: 116861.628; 2032-01-01: 123914.939; 2033-01-01: 130243.905; 2034-01-01: 135143.06; 2035-01-01: 140268.332
|  |  | Commercial heat | 2024-01-01: 10414; 2025-01-01: 10803; 2026-01-01: 11235; 2027-01-01: 11730; 2028-01-01: 12334; 2029-01-01: 13052; 2030-01-01: 13887; 2031-01-01: 14894; 2032-01-01: 15840; 2033-01-01: 16626; 2034-01-01: 17383; 2035-01-01: 18090
|  |  | Data centres | 2024-01-01: 7738; 2025-01-01: 8129; 2026-01-01: 8929; 2027-01-01: 10460; 2028-01-01: 13108; 2029-01-01: 16593; 2030-01-01: 20099; 2031-01-01: 23343; 2032-01-01: 26600; 2033-01-01: 29355; 2034-01-01: 31427; 2035-01-01: 33211
|  |  | Commercial EVs and rail traction demand | 2024-01-01: 6581.008; 2025-01-01: 7326.222; 2026-01-01: 8213.792; 2027-01-01: 9288.148; 2028-01-01: 10591.224; 2029-01-01: 12170.553; 2030-01-01: 14087.272; 2031-01-01: 16392.815; 2032-01-01: 19139.42; 2033-01-01: 22335.724; 2034-01-01: 25928.965; 2035-01-01: 29888.382
|  |  | General commercial (exc. transport, heat and data centres) | 2024-01-01: 66196.584; 2025-01-01: 65591.481; 2026-01-01: 64858.449; 2027-01-01: 64142.545; 2028-01-01: 62995.356; 2029-01-01: 62833.391; 2030-01-01: 62348.898; 2031-01-01: 62231.813; 2032-01-01: 62335.519; 2033-01-01: 61927.181; 2034-01-01: 60404.095; 2035-01-01: 59078.95
Rail traction demand not included in the graph
Demand from commercial electric vehicles not included in the graph
Data is underlying demand which includes unmetered demand that would be met by micro generation
|  | Data Table | ED1
|  | Component | GBFES Customer Demand: Underlying Commercial including unmetered demand
|  | Component 2 | Commercial Electric Vehicles Demand (EVs)
|  | Component 3 | I&C Rail Traction Demand
|  | Component 4 | Data Centre Demand
|  | Unit | GWh
|  | Data Table | ED7
|  | Sector | Commercial
|  | Fuel | electricity
|  | Units | Annual

## Industry >>
This tab is a divider to aid navigation within the workbook
The next set of tabs all contain graphs on a related area
Return to: Main Menu

## F.49
F.49: Abated and unabated industrial gas demand
Return to: Main Menu
Return to: Pathway Insights menu
| F.49: Abated and unabated industrial gas demand | Industrial Gas Demand
|  | TWh | 2024-01-01 | 2025-01-01 | 2026-01-01 | 2027-01-01 | 2028-01-01 | 2029-01-01 | 2030-01-01 | 2031-01-01 | 2032-01-01 | 2033-01-01 | 2034-01-01 | 2035-01-01 | 2036-01-01 | 2037-01-01 | 2038-01-01 | 2039-01-01 | 2040-01-01 | 2041-01-01 | 2042-01-01 | 2043-01-01 | 2044-01-01 | 2045-01-01 | 2046-01-01 | 2047-01-01 | 2048-01-01 | 2049-01-01 | 2050-01-01
|  | Electric Engagement | 105.9714 | 108.0566 | 107.0562 | 103.795 | 100.5482 | 96.4776 | 90.9323 | 85.732 | 79.7763 | 73.5143 | 65.5755 | 56.4188 | 48.9 | 42.2634 | 36.6431 | 32.0983 | 28.6109 | 25.4543 | 22.6581 | 20.3709 | 18.3188 | 16.2698 | 14.3937 | 12.4513 | 10.6956 | 8.9084 | 7.1405
|  | Hydrogen Evolution | 106.0103 | 108.0472 | 106.8043 | 105.0929 | 100.2084 | 95.7213 | 90.7286 | 85.4613 | 79.6543 | 73.0686 | 66.1689 | 57.7071 | 47.2414 | 38.5867 | 32.4962 | 29.4003 | 26.8957 | 24.4973 | 22.3704 | 20.6812 | 19.1539 | 17.6427 | 16.3658 | 15.2108 | 14.0171 | 12.9124 | 11.8149
|  | Holistic Transition | 105.9606 | 108.002 | 106.4969 | 102.5143 | 96.8779 | 90.4619 | 83.8085 | 77.4453 | 70.7847 | 63.9526 | 57.1256 | 49.8798 | 41.2467 | 34.7695 | 30.518 | 27.6937 | 26.0764 | 24.2107 | 22.4061 | 20.8659 | 19.3891 | 17.8857 | 16.5337 | 15.1557 | 13.8164 | 12.4833 | 11.1399
|  | Falling Behind | 106.0241 | 107.9339 | 106.9233 | 105.7448 | 105.1454 | 104.0288 | 102.8732 | 102.1295 | 100.8793 | 99.3217 | 97.5695 | 95.8229 | 94.3678 | 92.68 | 90.6376 | 88.6189 | 87.8291 | 85.4338 | 82.9312 | 80.5242 | 78.2093 | 75.5719 | 72.6358 | 69.6447 | 66.8925 | 64.0271 | 61.2257
|  | Ten Year Forecast | 2024-01-01: 105.9606; 2025-01-01: 108.1484; 2026-01-01: 107.1917; 2027-01-01: 105.7546; 2028-01-01: 104.1279; 2029-01-01: 101.3426; 2030-01-01: 98.5585; 2031-01-01: 95.6586; 2032-01-01: 92.362; 2033-01-01: 88.5777; 2034-01-01: 83.9103; 2035-01-01: 78.501
|  | Data Table | 2024-01-01: ED3
|  | Sector | 2024-01-01: Annual end-use gas demand from industry
|  | Units | 2024-01-01: GWh
CCS for industrial heat reaches 1.8 MtCO2 by 2030 in Holistic Transition
All remaining gas in 2050 is abated in the net zero pathways

## F.50
F.50: Industrial electricity demand (excluding hydrogen production)
Return to: Main Menu
Return to: Pathway Insights menu
| F.50: Industrial electricity demand (excluding hydrogen production) | Industrial demand excluding hydrogen production
|  | GWh | 2024-01-01 | 2025-01-01 | 2026-01-01 | 2027-01-01 | 2028-01-01 | 2029-01-01 | 2030-01-01 | 2031-01-01 | 2032-01-01 | 2033-01-01 | 2034-01-01 | 2035-01-01 | 2036-01-01 | 2037-01-01 | 2038-01-01 | 2039-01-01 | 2040-01-01 | 2041-01-01 | 2042-01-01 | 2043-01-01 | 2044-01-01 | 2045-01-01 | 2046-01-01 | 2047-01-01 | 2048-01-01 | 2049-01-01 | 2050-01-01
|  | Electric Engagement | 74420.855 | 74895.853 | 75599.013 | 77432.557 | 79718.523 | 82423.737 | 85367.979 | 88646.101 | 92373.363 | 96645.943 | 102337.69 | 108545.634 | 114063.54 | 118367.819 | 121670.637 | 124583.57 | 127365.251 | 128375.456 | 128905.924 | 129518.79 | 130067.61 | 130275.999 | 130498.914 | 130714.248 | 130916.456 | 131080.538 | 131215.753
|  | Hydrogen Evolution | 74420.855 | 75044.388 | 75524.797 | 76149.883 | 77092.473 | 77816.032 | 78455.837 | 79419.833 | 80379.032 | 81368.729 | 82495.955 | 83891.043 | 85635.432 | 87089.438 | 88248.903 | 89418.55 | 90710.995 | 90835.069 | 90836.647 | 90868.241 | 90872.217 | 90823.57 | 90753.165 | 90618.614 | 90765.466 | 90714.401 | 90851.765
|  | Holistic Transition | 74420.855 | 74732.781 | 75457.591 | 77824.91 | 80526.365 | 82851.74 | 85110.809 | 87565.156 | 90080.147 | 92471.814 | 95042.793 | 97758.408 | 100605.989 | 102497.038 | 102795.48 | 103430.451 | 104397.769 | 104461.33 | 104370.608 | 104452.559 | 104560.835 | 104416.709 | 104329.726 | 104317.961 | 104431.468 | 104479.009 | 104546.119
|  | Falling Behind | 74420.855 | 75793.353 | 76463.107 | 77258.781 | 78369.101 | 79310.392 | 80105.249 | 81004.566 | 81818.834 | 82445.334 | 82927.93 | 83512.507 | 84234.734 | 84890.925 | 85566.351 | 86616.495 | 88060.855 | 88712.993 | 89411.627 | 90464.273 | 91632.085 | 92616.565 | 93722.509 | 94983.982 | 96433.353 | 97764.139 | 99068.522
|  | Ten Year Forecast | 2024-01-01: 74420.855; 2025-01-01: 75842.437; 2026-01-01: 76618.014; 2027-01-01: 77585.85; 2028-01-01: 78698.651; 2029-01-01: 79832.662; 2030-01-01: 80838.776; 2031-01-01: 82150.75; 2032-01-01: 83672.596; 2033-01-01: 84973.257; 2034-01-01: 86224.902; 2035-01-01: 87280.306
|  | Data Table | 2024-01-01: ED1
|  | Item | 2024-01-01: GBFES Customer Demand: Total Industrial (Excluding Electrolysis)
|  | Unit | 2024-01-01: GWh
Notes
Electrolysis not included
For a breakdown of components please see sheet "ED1 Electricity Demand Summary"
Assumed levels of behind meter generation have not been deducted from the totals
Latter increases due to increasing electrification of processes, particularly heat
Electric Engagement the highest due to electrification of most processes
Hydrogen Evolution lower due to availability of hydrogen for processes
Holistic Transition has both hydrogen and electrification

## F.51
F.51: Industrial low carbon hydrogen demand
Return to: Main Menu
Return to: Pathway Insights menu
| F.51: Industrial low carbon hydrogen demand | Industrial low carbon hydrogen demand
|  | TWh | 2024-01-01 | 2025-01-01 | 2026-01-01 | 2027-01-01 | 2028-01-01 | 2029-01-01 | 2030-01-01 | 2031-01-01 | 2032-01-01 | 2033-01-01 | 2034-01-01 | 2035-01-01 | 2036-01-01 | 2037-01-01 | 2038-01-01 | 2039-01-01 | 2040-01-01 | 2041-01-01 | 2042-01-01 | 2043-01-01 | 2044-01-01 | 2045-01-01 | 2046-01-01 | 2047-01-01 | 2048-01-01 | 2049-01-01 | 2050-01-01
|  | Electric Engagement | 0 | 0 | 0 | 0 | 0 | 0.39 | 1.49 | 2.48 | 3.54 | 4.09 | 4.68 | 5.14 | 5.62 | 6.1 | 6.55 | 7.03 | 7.45 | 7.81 | 8.17 | 8.54 | 8.95 | 9.3 | 9.68 | 10.03 | 10.4 | 10.76 | 11.08
|  | Hydrogen Evolution | 0 | 0 | 0 | 0.26 | 3.3 | 6.42 | 9.6 | 13 | 16.92 | 20.88 | 25.18 | 29.76 | 34.82 | 40.36 | 43.8 | 44.17 | 45.23 | 45.45 | 45.62 | 45.85 | 46.15 | 46.27 | 46.42 | 46.57 | 46.72 | 46.84 | 46.92
|  | Holistic Transition | 0 | 0 | 0 | 0 | 1.42 | 4.1 | 6.74 | 9.43 | 12.04 | 14.62 | 17.2 | 19.79 | 22.4 | 25.02 | 27.57 | 28.83 | 29.41 | 29.49 | 29.55 | 29.68 | 29.87 | 29.92 | 30.02 | 30.11 | 30.21 | 30.29 | 30.34
|  | Falling Behind | 0 | 0 | 0 | 0 | 0 | 0 | 0 | 0 | 0.41 | 0.84 | 1.37 | 1.91 | 2.55 | 3.31 | 4.16 | 5.03 | 6.08 | 7.06 | 8.02 | 9.12 | 10.24 | 11.32 | 12.61 | 13.92 | 15.02 | 16.11 | 16.97
|  | Ten Year Forecast | 2024-01-01: 0; 2025-01-01: 0; 2026-01-01: 0; 2027-01-01: 0; 2028-01-01: 0.64; 2029-01-01: 1.38; 2030-01-01: 2.31; 2031-01-01: 3.41; 2032-01-01: 4.69; 2033-01-01: 6.16; 2034-01-01: 7.88; 2035-01-01: 9.88
|  | Data Table | 2024-01-01: WS1
|  | Fuel type | 2024-01-01: Hydrogen
|  | Category | 2024-01-01: Demand
|  | Sector | 2024-01-01: Industrial

## Aggregate Demand >>
This tab is a divider to aid navigation within the workbook
The next set of tabs all contain graphs on a related area
Return to: Main Menu

## F.52
F.52: Demand flexibility capacities at peak
Return to: Main Menu
Return to: Pathway Insights menu
| F.52: Demand flexibility capacities at peak | Demand side flex capacities at peak
|  | GW |  |  | 2024 | 2035 |  |  |  |  | 2050
[5 empty] | 10YF | 10YF | HT | EE | HE | FB | HT | EE | HE | FB
|  |  | Component | Component 2 | Ten Year Forecast | Ten Year Forecast | Holistic Transition | Electric Engagement | Hydrogen Evolution | Falling Behind | Holistic Transition | Electric Engagement | Hydrogen Evolution | Falling Behind
|  | Industry and commercial | I&C DSR impact at peak |  | 0.81 | 1.75 | 2 | 2 | 1.85 | 1.25 | 3.9 | 3.8 | 2.4 | 1.6
|  | Residential appliances | Residential Appliance DSR impact at peak |  | 0.34 | 1.64 | 3.5 | 2.85 | 1 | 0.55 | 6.3 | 5.6 | 1.4 | 0.6
|  | Smart charging | Smart charging impact at peak |  | 0.24946 | 3.2996 | 6.1695 | 4.7865 | 3.4552 | 1.5334 | 10.09 | 7.667 | 5.4473 | 4.7775
|  | V2G | V2G potential at peak |  | 0 | 6.7362 | 11.7885 | 6.3292 | 0.46008 | 0.053083 | 40.5974 | 24.3275 | 11.4708 | 4.2786
|  | Hybrid heat pumps | Residential peak reduction - hybrid heat pump flex | Non-residential peak reduction - hybrid heat pump flex | 0.001 | 0.037 | 0.097 | 0.07 | 0.137 | 0.026 | 0.235 | 0.163 | 1.197 | 0.034
|  | District heating | Residential peak reduction - district heating flex | Non-residential peak reduction - district heating flex | 0.113 | 1.823 | 1.526 | 1.631 | 1.143 | 1.568 | 6.241 | 5.874 | 3.469 | 3.019
|  | Heat pumps pre-heating buildings | Residential peak reduction - thermal storage flex | Non-residential peak reduction - thermal storage flex | 0.109 | 0.897 | 2.707 | 1.598 | 1.509 | 0.303 | 7.199 | 4.541 | 3.645 | 1.046
|  | Storage heaters | Residential peak reduction - storage heater flex | Non-residential peak reduction - storage heater flex | 6.903 | 5.259 | 5.231 | 5.237 | 5.231 | 5.738 | 6.997 | 15.035 | 11.565 | 5.921
|  | Total |  |  | 8.5255 | 21.4418 | 33.019 | 24.5017 | 14.7853 | 11.0214 | 81.5594 | 67.0075 | 40.594 | 21.2761
Notes
Excludes behind the meter generation
Excludes batteries
|  | Data Table |  |  | FLX1
|  |  | Peak | 13.5
|  |  | Peak | 13.5

## F.53
F.53: Total annual consumer demand ranges, excluding the Ten Year Forecast and Falling Behind
Return to: Main Menu
Return to: Pathway Insights menu
| F.53: Total annual consumer demand ranges, excluding the Ten Year Forecast and Falling Behind | Total consumer electricity demand
|  | TWh | 2024-01-01 | 2025-01-01 | 2026-01-01 | 2027-01-01 | 2028-01-01 | 2029-01-01 | 2030-01-01 | 2031-01-01 | 2032-01-01 | 2033-01-01 | 2034-01-01 | 2035-01-01 | 2036-01-01 | 2037-01-01 | 2038-01-01 | 2039-01-01 | 2040-01-01 | 2041-01-01 | 2042-01-01 | 2043-01-01 | 2044-01-01 | 2045-01-01 | 2046-01-01 | 2047-01-01 | 2048-01-01 | 2049-01-01 | 2050-01-01
|  | Electric Engagement | 266.7198 | 268.741 | 272.7079 | 279.6647 | 288.7878 | 301.5744 | 314.6278 | 329.8556 | 347.3729 | 366.1366 | 386.6757 | 407.789 | 434.7926 | 460.1273 | 483.8974 | 506.5689 | 528.383 | 547.0262 | 564.2218 | 579.8955 | 593.9245 | 606.3013 | 616.6694 | 624.9949 | 632.1819 | 639.2231 | 646.3979
|  | Hydrogen Evolution | 266.7198 | 270.2805 | 273.844 | 278.89 | 285.5734 | 294.356 | 305.3164 | 315.9311 | 328.9598 | 342.4505 | 356.4748 | 370.4689 | 388.5224 | 405.5427 | 421.3545 | 436.2125 | 451.4702 | 464.6707 | 476.8628 | 488.2844 | 498.3098 | 506.7909 | 514.3596 | 521.1973 | 527.4098 | 533.2552 | 539.7296
|  | Holistic Transition | 266.7198 | 267.9861 | 271.7285 | 278.5936 | 287.1225 | 297.8591 | 309.3534 | 323.1098 | 338.6966 | 354.9275 | 371.7045 | 388.3028 | 409.7341 | 429.7894 | 447.679 | 464.9874 | 482.0116 | 496.9051 | 510.5211 | 522.288 | 532.8399 | 541.7559 | 548.6617 | 553.9786 | 558.6027 | 563.0271 | 567.3836
|  | Falling Behind | 266.7198 | 271.9498 | 274.8635 | 278.7194 | 283.7917 | 291.0196 | 297.7723 | 305.7038 | 314.292 | 323.1765 | 332.2895 | 341.253 | 350.9482 | 360.4719 | 370.1855 | 380.3736 | 392.5658 | 406.4885 | 419.3786 | 431.139 | 442.4507 | 454.2356 | 464.1752 | 473.0865 | 482.0406 | 490.6896 | 499.672
|  | Ten Year Forecast | 2024-01-01: 266.7198; 2025-01-01: 269.0385; 2026-01-01: 271.7828; 2027-01-01: 276.3545; 2028-01-01: 282.8679; 2029-01-01: 292.5461; 2030-01-01: 301.8118; 2031-01-01: 312.4116; 2032-01-01: 323.9573; 2033-01-01: 334.8361; 2034-01-01: 344.301; 2035-01-01: 353.4829
|  | Data Table | 2024-01-01: ED1
|  | Data Item | 2024-01-01: GBFES Customer Demand: Residential
|  | Data Item 2 | 2024-01-01: GBFES Customer Demand: Total Industrial (Excluding Electrolysis)
|  | Data Item 3 | 2024-01-01: GBFES Customer Demand: Underlying Commercial including unmetered demand
|  | Data Item 4 | 2024-01-01: GBFES Customer Demand: Direct Transmission Customers
|  | Unit | 2024-01-01: GWh
Total annual consumer hydrogen demand
|  | TWh | 2024-01-01 | 2025-01-01 | 2026-01-01 | 2027-01-01 | 2028-01-01 | 2029-01-01 | 2030-01-01 | 2031-01-01 | 2032-01-01 | 2033-01-01 | 2034-01-01 | 2035-01-01 | 2036-01-01 | 2037-01-01 | 2038-01-01 | 2039-01-01 | 2040-01-01 | 2041-01-01 | 2042-01-01 | 2043-01-01 | 2044-01-01 | 2045-01-01 | 2046-01-01 | 2047-01-01 | 2048-01-01 | 2049-01-01 | 2050-01-01
|  | Electric Engagement | 0.02 | 0.04 | 0.06 | 0.08 | 0.235 | 0.723 | 1.921 | 3.009 | 4.166 | 4.814 | 5.512 | 6.08 | 6.667 | 7.275 | 7.857 | 8.5 | 9.042 | 9.534 | 10.037 | 10.559 | 11.131 | 11.674 | 12.276 | 12.808 | 13.361 | 13.923 | 14.455
|  | Hydrogen Evolution | 0.03 | 0.05 | 0.08 | 0.38 | 3.741 | 7.259 | 10.867 | 14.709 | 22.033 | 29.452 | 37.316 | 45.606 | 59.199 | 73.537 | 86.259 | 96.222 | 108.238 | 119.535 | 130.1 | 139.013 | 147.705 | 155.571 | 162.925 | 168.445 | 172.135 | 175.541 | 178.717
|  | Holistic Transition | 0.02 | 0.04 | 0.07 | 0.09 | 1.811 | 4.656 | 7.472 | 10.347 | 13.174 | 15.991 | 18.81 | 21.706 | 24.669 | 27.649 | 30.59 | 32.283 | 33.222 | 33.688 | 34.153 | 34.719 | 35.385 | 35.97 | 36.645 | 37.261 | 37.919 | 38.615 | 39.318
|  | Falling Behind | 0.01 | 0.02 | 0.02 | 0.03 | 0.03 | 0.04 | 0.05 | 0.06 | 0.48 | 0.92 | 1.46 | 2.02 | 2.68 | 3.46 | 4.33 | 5.22 | 6.3 | 7.31 | 8.3 | 9.44 | 10.6 | 11.72 | 13.06 | 14.43 | 15.59 | 16.74 | 17.68
|  | Ten Year Forecast | 2024-01-01: 0.02; 2025-01-01: 0.04; 2026-01-01: 0.07; 2027-01-01: 0.09; 2028-01-01: 0.76; 2029-01-01: 1.53; 2030-01-01: 2.5; 2031-01-01: 3.65; 2032-01-01: 5.08; 2033-01-01: 6.7; 2034-01-01: 8.62; 2035-01-01: 10.8
|  | Data Table | 2024-01-01: WS1
|  | Fuel type | 2024-01-01: Hydrogen
|  | Category | 2024-01-01: Demand
|  | Sector | 2024-01-01: Road Transport
|  | Sector 1 | 2024-01-01: Residential
|  | Sector 2 | 2024-01-01: Commercial
|  | Sector 3 | 2024-01-01: Industrial
Total annual consumer natural gas demand
|  | TWh | 2024-01-01 | 2025-01-01 | 2026-01-01 | 2027-01-01 | 2028-01-01 | 2029-01-01 | 2030-01-01 | 2031-01-01 | 2032-01-01 | 2033-01-01 | 2034-01-01 | 2035-01-01 | 2036-01-01 | 2037-01-01 | 2038-01-01 | 2039-01-01 | 2040-01-01 | 2041-01-01 | 2042-01-01 | 2043-01-01 | 2044-01-01 | 2045-01-01 | 2046-01-01 | 2047-01-01 | 2048-01-01 | 2049-01-01 | 2050-01-01
|  | Electric Engagement | 492.7805 | 500.2087 | 502.684 | 500.9094 | 496.3186 | 490.0142 | 472.7205 | 453.6117 | 433.0956 | 410.6194 | 386.239 | 360.1675 | 325.9793 | 292.9637 | 261.3064 | 230.5104 | 200.6389 | 172.5765 | 146.7453 | 124.2673 | 103.4979 | 84.2491 | 67.2245 | 50.7384 | 36.7552 | 23.3687 | 10.2026
|  | Hydrogen Evolution | 492.9321 | 500.4899 | 503.1587 | 503.6486 | 498.4074 | 492.2701 | 476.016 | 457.7049 | 436.2841 | 413.6272 | 389.4534 | 363.3167 | 326.4132 | 291.732 | 260.3057 | 232.2878 | 203.4656 | 175.8247 | 150.2265 | 127.9516 | 106.9845 | 87.5206 | 69.8109 | 54.4943 | 40.0967 | 27.4325 | 15.0623
|  | Holistic Transition | 492.7601 | 500.2322 | 501.9482 | 499.0438 | 492.1501 | 483.2972 | 464.6102 | 444.0512 | 422.0134 | 398.0335 | 373.4589 | 347.6886 | 312.1904 | 279.2569 | 248.8942 | 219.7901 | 192.2682 | 165.7387 | 141.1924 | 119.8117 | 99.7731 | 81.0526 | 64.7801 | 49.5874 | 36.9575 | 25.0709 | 13.9359
|  | Falling Behind | 492.9692 | 501.4024 | 506.2809 | 510.9224 | 515.0285 | 518.1805 | 513.385 | 509.0084 | 503.2869 | 497.0285 | 490.2254 | 483.5919 | 479.9998 | 476.0813 | 471.662 | 466.4188 | 459.1404 | 447.0743 | 435.7151 | 426.608 | 418.6954 | 407.4569 | 396.5246 | 386.2022 | 376.0808 | 365.6406 | 354.9465
|  | Ten Year Forecast | 2024-01-01: 492.7601; 2025-01-01: 501.2018; 2026-01-01: 505.2535; 2027-01-01: 508.4136; 2028-01-01: 509.3942; 2029-01-01: 508.6369; 2030-01-01: 499.5121; 2031-01-01: 489.807; 2032-01-01: 479.6809; 2033-01-01: 468.8696; 2034-01-01: 456.5116; 2035-01-01: 442.9571
Excluding gas use for power and hydrogen production
|  | Data Table | 2024-01-01: ED3
|  | Unit | 2024-01-01: GWh
|  | Component | 2024-01-01: Annual end-use gas demand from industry
|  | Component 2 | 2024-01-01: Annual end-use gas demand from the commercial sector
|  | Component 3 | 2024-01-01: Total end-use residential gas demand
|  | Component 4 | 2024-01-01: Gas end-use demand for transport
Data for Figures
|  |  | 2024-01-01 | 2025-01-01 | 2026-01-01 | 2027-01-01 | 2028-01-01 | 2029-01-01 | 2030-01-01 | 2031-01-01 | 2032-01-01 | 2033-01-01 | 2034-01-01 | 2035-01-01 | 2036-01-01 | 2037-01-01 | 2038-01-01 | 2039-01-01 | 2040-01-01 | 2041-01-01 | 2042-01-01 | 2043-01-01 | 2044-01-01 | 2045-01-01 | 2046-01-01 | 2047-01-01 | 2048-01-01 | 2049-01-01 | 2050-01-01
|  | Hydrogen Min | 0.02 | 0.04 | 0.06 | 0.08 | 0.235 | 0.723 | 1.921 | 3.009 | 4.166 | 4.814 | 5.512 | 6.08 | 6.667 | 7.275 | 7.857 | 8.5 | 9.042 | 9.534 | 10.037 | 10.559 | 11.131 | 11.674 | 12.276 | 12.808 | 13.361 | 13.923 | 14.455
|  | Hydrogen Max | 0.03 | 0.05 | 0.08 | 0.38 | 3.741 | 7.259 | 10.867 | 14.709 | 22.033 | 29.452 | 37.316 | 45.606 | 59.199 | 73.537 | 86.259 | 96.222 | 108.238 | 119.535 | 130.1 | 139.013 | 147.705 | 155.571 | 162.925 | 168.445 | 172.135 | 175.541 | 178.717
|  | Hydrogen Difference, capped for graph | 5 | 5 | 5 | 5 | 5 | 6.536 | 8.946 | 11.7 | 17.867 | 24.638 | 31.804 | 39.526 | 52.532 | 66.262 | 78.402 | 87.722 | 99.196 | 110.001 | 120.063 | 128.454 | 136.574 | 143.897 | 150.649 | 155.637 | 158.774 | 161.618 | 164.262
|  | Gas Min | 492.7601 | 500.2087 | 501.9482 | 499.0438 | 492.1501 | 483.2972 | 464.6102 | 444.0512 | 422.0134 | 398.0335 | 373.4589 | 347.6886 | 312.1904 | 279.2569 | 248.8942 | 219.7901 | 192.2682 | 165.7387 | 141.1924 | 119.8117 | 99.7731 | 81.0526 | 64.7801 | 49.5874 | 36.7552 | 23.3687 | 10.2026
|  | Gas Max | 492.9321 | 500.4899 | 503.1587 | 503.6486 | 498.4074 | 492.2701 | 476.016 | 457.7049 | 436.2841 | 413.6272 | 389.4534 | 363.3167 | 326.4132 | 292.9637 | 261.3064 | 232.2878 | 203.4656 | 175.8247 | 150.2265 | 127.9516 | 106.9845 | 87.5206 | 69.8109 | 54.4943 | 40.0967 | 27.4325 | 15.0623
|  | Gas Difference, capped for graph | 5 | 5 | 5 | 5 | 6.2572 | 8.973 | 11.4058 | 13.6538 | 14.2706 | 15.5936 | 15.9945 | 15.6281 | 14.2227 | 13.7067 | 12.4121 | 12.4977 | 11.1974 | 10.086 | 9.0341 | 8.1399 | 7.2114 | 6.4679 | 5.0308 | 5 | 5 | 5 | 5
|  | Electricity Min | 266.7198 | 267.9861 | 271.7285 | 278.5936 | 285.5734 | 294.356 | 305.3164 | 315.9311 | 328.9598 | 342.4505 | 356.4748 | 370.4689 | 388.5224 | 405.5427 | 421.3545 | 436.2125 | 451.4702 | 464.6707 | 476.8628 | 488.2844 | 498.3098 | 506.7909 | 514.3596 | 521.1973 | 527.4098 | 533.2552 | 539.7296
|  | Electricity Min for graph | 261.6998 | 262.9461 | 266.6685 | 273.5136 | 280.3384 | 287.097 | 294.4494 | 301.2221 | 306.9268 | 312.9985 | 319.1587 | 324.8629 | 329.3234 | 332.0057 | 335.0955 | 339.9905 | 343.2322 | 345.1357 | 346.7628 | 349.2714 | 350.6048 | 351.2199 | 351.4346 | 352.7523 | 355.2748 | 357.7142 | 361.0126
|  | Electricity Max | 266.7198 | 270.2805 | 273.844 | 279.6647 | 288.7878 | 301.5744 | 314.6278 | 329.8556 | 347.3729 | 366.1366 | 386.6757 | 407.789 | 434.7926 | 460.1273 | 483.8974 | 506.5689 | 528.383 | 547.0262 | 564.2218 | 579.8955 | 593.9245 | 606.3013 | 616.6694 | 624.9949 | 632.1819 | 639.2231 | 646.3979
|  | Electricity Difference, capped for graph | 5 | 5 | 5 | 5 | 5 | 7.2184 | 9.3113 | 13.9245 | 18.413 | 23.6861 | 30.201 | 37.3201 | 46.2702 | 54.5846 | 62.5429 | 70.3564 | 76.9127 | 82.3555 | 87.359 | 91.6111 | 95.6147 | 99.5104 | 102.3097 | 103.7976 | 104.7721 | 105.9678 | 106.6683

## Peaks >>
This tab is a divider to aid navigation within the workbook
The next set of tabs all contain graphs on a related area
Return to: Main Menu

## F.54
F.54: Electricity and gas peak demands, excluding the Ten Year Forecast and Falling Behind
Return to: Main Menu
Return to: Pathway Insights menu
| F.54: Electricity and gas peak demands, excluding the Ten Year Forecast and Falling Behind | Electricity System ACS Peak Demand
Fiscal year Beginning
|  | GW | 2024-01-01 | 2025-01-01 | 2026-01-01 | 2027-01-01 | 2028-01-01 | 2029-01-01 | 2030-01-01 | 2031-01-01 | 2032-01-01 | 2033-01-01 | 2034-01-01 | 2035-01-01 | 2036-01-01 | 2037-01-01 | 2038-01-01 | 2039-01-01 | 2040-01-01 | 2041-01-01 | 2042-01-01 | 2043-01-01 | 2044-01-01 | 2045-01-01 | 2046-01-01 | 2047-01-01 | 2048-01-01 | 2049-01-01 | 2050-01-01
|  | Electric Engagement | 58.339 | 58.15 | 58.406 | 59.196 | 60.352 | 62.272 | 64.693 | 67.332 | 70.313 | 73.951 | 77.807 | 82.042 | 88.225 | 94.352 | 100.245 | 106.013 | 111.964 | 116.901 | 121.224 | 125.198 | 128.828 | 131.945 | 134.58 | 137.137 | 139.231 | 141.414 | 143.625
|  | Hydrogen Evolution | 58.339 | 58.54 | 58.74 | 59.317 | 60.287 | 61.621 | 63.572 | 65.881 | 68.32 | 70.975 | 73.906 | 76.889 | 81.063 | 85.327 | 89.52 | 93.725 | 98.135 | 101.741 | 105.087 | 108.414 | 111.266 | 113.452 | 115.502 | 117.409 | 119.14 | 120.716 | 122.475
|  | Holistic Transition | 58.339 | 58.153 | 58.101 | 58.727 | 59.397 | 60.526 | 62.09 | 63.972 | 66.288 | 68.827 | 71.495 | 74.341 | 79.068 | 83.568 | 87.935 | 92.158 | 96.508 | 100.069 | 103.403 | 106.546 | 109.237 | 111.468 | 113.366 | 115.152 | 116.858 | 118.423 | 120.05
|  | Falling Behind | 58.339 | 59.206 | 59.505 | 59.991 | 60.766 | 62.066 | 63.397 | 64.946 | 66.515 | 68.206 | 69.977 | 71.732 | 73.581 | 75.37 | 77.232 | 79.324 | 82.127 | 85.79 | 89.298 | 92.345 | 95.336 | 97.99 | 100.018 | 101.899 | 103.642 | 105.297 | 107.059
|  | Ten Year Forecast | 2024-01-01: 58.339; 2025-01-01: 58.809; 2026-01-01: 58.923; 2027-01-01: 59.403; 2028-01-01: 60.215; 2029-01-01: 61.735; 2030-01-01: 63.552; 2031-01-01: 65.261; 2032-01-01: 67.232; 2033-01-01: 68.965; 2034-01-01: 70.476; 2035-01-01: 71.914
Peak Demand in this chart is: Average Cold Spell (ACS) Peak
Components included: All Residential, Industrial, Commercial demand and losses
Assumptions: EV charging is smart, hybrid heat pumps on alternate fuel, residential DSR deducted, I&C DSR not deducted and electrolysis assumed to be zero at peak
Components excluded: Station demand, pumping demand, interconnector exports and electricity storage demand assumed to be zero
Non transmission generation not deducted from this total
|  | Data Table | 2024-01-01: ED1
|  | Data Item | 2024-01-01: GBFES Peak Customer Demand: Total Consumption plus Losses
Natural Gas 1:20 Peak Demand
Natural Gas Year Beginning
|  | GWh per day | 2024-01-01 | 2025-01-01 | 2026-01-01 | 2027-01-01 | 2028-01-01 | 2029-01-01 | 2030-01-01 | 2031-01-01 | 2032-01-01 | 2033-01-01 | 2034-01-01 | 2035-01-01 | 2036-01-01 | 2037-01-01 | 2038-01-01 | 2039-01-01 | 2040-01-01 | 2041-01-01 | 2042-01-01 | 2043-01-01 | 2044-01-01 | 2045-01-01 | 2046-01-01 | 2047-01-01 | 2048-01-01 | 2049-01-01 | 2050-01-01
|  | Electric Engagement | 5214 | 5215.877 | 5119.403 | 5150.9446 | 5113.735 | 4943.8102 | 4612.1099 | 4563.9716 | 4402.6794 | 4240.8359 | 3938.0234 | 3709.835 | 3528.9037 | 3450.0414 | 3255.6384 | 2947.0654 | 2606.3193 | 2429.1001 | 2400.2303 | 2217.3757 | 2009.612 | 1947.5027 | 1805.9652 | 1744.5988 | 1684.9197 | 1700.317 | 1671.1953
|  | Hydrogen Evolution | 5214 | 5042.5754 | 4995.9149 | 5019.9343 | 4984.0476 | 4914.7703 | 4653.0023 | 4473.4515 | 4318.666 | 4179.5621 | 3909.6084 | 3813.7592 | 3727.3017 | 3574.8558 | 3404.3562 | 3282.4463 | 3080.5151 | 2945.875 | 2855.517 | 2752.7966 | 2560.603 | 2466.6486 | 2448.1132 | 2507.0158 | 2685.4188 | 2615.5216 | 2602.9013
|  | Holistic Transition | 5214 | 5182.1871 | 5073.9698 | 5126.8264 | 5044.6433 | 4865.1631 | 4543.3176 | 4393.9367 | 4204.6743 | 3979.2355 | 3768.7653 | 3536.1849 | 3473.0008 | 3230.1646 | 2946.5077 | 2745.9568 | 2525.2931 | 2339.5839 | 2230.7545 | 2048.9024 | 1809.8623 | 1606.0614 | 1585.3543 | 1574.058 | 1501.3646 | 1407.1391 | 1382.4374
|  | Falling Behind | 5214 | 5340.3037 | 5440.1619 | 5505.263 | 5530.0854 | 5682.1511 | 5552.2931 | 5454.4855 | 5304.4149 | 5288.7879 | 5116.5595 | 5104.2881 | 5162.6261 | 5154.436 | 5093.5822 | 4994.1262 | 4952.2231 | 4984.7062 | 4999.1875 | 4975.6815 | 5076.7136 | 4978.2194 | 4952.3186 | 4878.4416 | 4800.654 | 4715.4841 | 4693.4344
|  | Ten Year Forecast | 2024-01-01: 5214; 2025-01-01: 5322.9471; 2026-01-01: 5305.6794; 2027-01-01: 5349.8124; 2028-01-01: 5358.9018; 2029-01-01: 5302.3742; 2030-01-01: 5076.401; 2031-01-01: 4922.1732; 2032-01-01: 4838.7877; 2033-01-01: 4787.541; 2034-01-01: 4700.2881; 2035-01-01: 4638.9829
2023 refers to the 1-in-20 peak demand forecast published in the Gas Winter Outlook Report 2023/24
Data is in gas years rather than calendar years.
For example, 2022 refers to Gas Year 2022/23 which is 01/10/2022 - 30/09/2023
Peak gas demand includes gas for power generation
|  | Data Table | 2024-01-01: ED3
|  | Sector | 2024-01-01: Total GB Peak 1-in-20 Demand
Data for Figures
|  |  | 2024-01-01 | 2025-01-01 | 2026-01-01 | 2027-01-01 | 2028-01-01 | 2029-01-01 | 2030-01-01 | 2031-01-01 | 2032-01-01 | 2033-01-01 | 2034-01-01 | 2035-01-01 | 2036-01-01 | 2037-01-01 | 2038-01-01 | 2039-01-01 | 2040-01-01 | 2041-01-01 | 2042-01-01 | 2043-01-01 | 2044-01-01 | 2045-01-01 | 2046-01-01 | 2047-01-01 | 2048-01-01 | 2049-01-01 | 2050-01-01
|  | Electricity peak min | 58.339 | 58.15 | 58.101 | 58.727 | 59.397 | 60.526 | 62.09 | 63.972 | 66.288 | 68.827 | 71.495 | 74.341 | 79.068 | 83.568 | 87.935 | 92.158 | 96.508 | 100.069 | 103.403 | 106.546 | 109.237 | 111.468 | 113.366 | 115.152 | 116.858 | 118.423 | 120.05
|  | Electricity peak max | 58.339 | 58.54 | 58.74 | 59.317 | 60.352 | 62.272 | 64.693 | 67.332 | 70.313 | 73.951 | 77.807 | 82.042 | 88.225 | 94.352 | 100.245 | 106.013 | 111.964 | 116.901 | 121.224 | 125.198 | 128.828 | 131.945 | 134.58 | 137.137 | 139.231 | 141.414 | 143.625
|  | Electricity peak difference, capped for graph | 2 | 2 | 2 | 2 | 2 | 2 | 2.603 | 3.36 | 4.025 | 5.124 | 6.312 | 7.701 | 9.157 | 10.784 | 12.31 | 13.855 | 15.456 | 16.832 | 17.821 | 18.652 | 19.591 | 20.477 | 21.214 | 21.985 | 22.373 | 22.991 | 23.575
|  | Gas peak min | 5214 | 5042.5754 | 4995.9149 | 5019.9343 | 4984.0476 | 4865.1631 | 4543.3176 | 4393.9367 | 4204.6743 | 3979.2355 | 3768.7653 | 3536.1849 | 3473.0008 | 3230.1646 | 2946.5077 | 2745.9568 | 2525.2931 | 2339.5839 | 2230.7545 | 2048.9024 | 1809.8623 | 1606.0614 | 1585.3543 | 1574.058 | 1501.3646 | 1407.1391 | 1382.4374
|  | Gas peak max | 5214 | 5215.877 | 5119.403 | 5150.9446 | 5113.735 | 4943.8102 | 4653.0023 | 4563.9716 | 4402.6794 | 4240.8359 | 3938.0234 | 3813.7592 | 3727.3017 | 3574.8558 | 3404.3562 | 3282.4463 | 3080.5151 | 2945.875 | 2855.517 | 2752.7966 | 2560.603 | 2466.6486 | 2448.1132 | 2507.0158 | 2685.4188 | 2615.5216 | 2602.9013
|  | Gas peak difference, capped for graph | 100 | 173.3016 | 123.4881 | 131.0103 | 129.6874 | 100 | 109.6847 | 170.0349 | 198.0052 | 261.6004 | 169.2581 | 277.5743 | 254.3009 | 344.6911 | 457.8484 | 536.4894 | 555.222 | 606.2911 | 624.7625 | 703.8943 | 750.7408 | 860.5872 | 862.7589 | 932.9578 | 1184.0542 | 1208.3824 | 1220.4639

## Renewables >>
This tab is a divider to aid navigation within the workbook
The next set of tabs all contain graphs on a related area
Return to: Main Menu

## F.55
F.55: Offshore wind capacity
Return to: Main Menu
Return to: Pathway Insights menu
| F.55: Offshore wind capacity | Networked offshore wind capacity
|  | GW | 2024-01-01 | 2025-01-01 | 2026-01-01 | 2027-01-01 | 2028-01-01 | 2029-01-01 | 2030-01-01 | 2031-01-01 | 2032-01-01 | 2033-01-01 | 2034-01-01 | 2035-01-01 | 2036-01-01 | 2037-01-01 | 2038-01-01 | 2039-01-01 | 2040-01-01 | 2041-01-01 | 2042-01-01 | 2043-01-01 | 2044-01-01 | 2045-01-01 | 2046-01-01 | 2047-01-01 | 2048-01-01 | 2049-01-01 | 2050-01-01
|  | Electric Engagement | 15.4527 | 16.6202 | 22.9682 | 23.6742 | 30.3135 | 41.8334 | 47.8235 | 51.0735 | 56.9114 | 62.7114 | 62.7114 | 67.5194 | 75.2475 | 81.2074 | 84.5654 | 89.9655 | 92.0155 | 93.0654 | 95.0654 | 95.0654 | 96.0654 | 96.3654 | 96.3654 | 96.3654 | 96.3654 | 96.3654 | 96.3654
|  | Hydrogen Evolution | 15.4527 | 16.5617 | 22.4617 | 23.6157 | 27.461 | 32.549 | 42.3179 | 52.8139 | 59.0829 | 62.6929 | 63.093 | 77.1659 | 85.3659 | 85.3659 | 86.766 | 88.766 | 91.974 | 92.3739 | 93.924 | 93.924 | 95.3239 | 95.6239 | 95.6239 | 95.6239 | 95.6239 | 95.6239 | 95.6239
|  | Holistic Transition | 15.4527 | 16.6202 | 22.9682 | 23.6742 | 27.5195 | 40.6835 | 46.4634 | 54.1835 | 64.7415 | 73.7164 | 80.8364 | 86.1444 | 87.6444 | 89.1945 | 89.1945 | 91.1945 | 93.1945 | 95.4945 | 95.4945 | 96.4945 | 97.5024 | 98.8225 | 100.3225 | 100.6225 | 101.9305 | 102.9305 | 103.9305
|  | Falling Behind | 15.4527 | 16.5617 | 16.5617 | 22.1937 | 26.439 | 28.649 | 35.7379 | 45.9179 | 48.4969 | 50.4829 | 52.5329 | 54.9829 | 57.883 | 63.633 | 69.9609 | 74.421 | 74.421 | 76.921 | 77.671 | 78.0709 | 78.471 | 78.471 | 78.471 | 78.471 | 79.7709 | 80.0709 | 80.3709
|  | Ten Year Forecast | 2024-01-01: 15.4527; 2025-01-01: 16.5617; 2026-01-01: 21.2617; 2027-01-01: 23.1677; 2028-01-01: 27.461; 2029-01-01: 32.1489; 2030-01-01: 40.8179; 2031-01-01: 50.2139; 2032-01-01: 57.4829; 2033-01-01: 60.993; 2034-01-01: 60.993; 2035-01-01: 61.493
Non-networked offshore wind capacity
|  | GW | 2024-01-01 | 2025-01-01 | 2026-01-01 | 2027-01-01 | 2028-01-01 | 2029-01-01 | 2030-01-01 | 2031-01-01 | 2032-01-01 | 2033-01-01 | 2034-01-01 | 2035-01-01 | 2036-01-01 | 2037-01-01 | 2038-01-01 | 2039-01-01 | 2040-01-01 | 2041-01-01 | 2042-01-01 | 2043-01-01 | 2044-01-01 | 2045-01-01 | 2046-01-01 | 2047-01-01 | 2048-01-01 | 2049-01-01 | 2050-01-01
|  | Electric Engagement | 0 | 0 | 0 | 0 | 0 | 0 | 0 | 0 | 0 | 0 | 0 | 0 | 0 | 0 | 0 | 0 | 0 | 0 | 0 | 0 | 0 | 0 | 0 | 0 | 0 | 0 | 0
|  | Hydrogen Evolution | 0 | 0 | 0 | 0 | 0 | 0.00849 | 0.00849 | 0.00849 | 0.00849 | 0.00849 | 0.00849 | 0.31909 | 0.32271 | 0.62632 | 0.92993 | 0.92993 | 0.9344 | 1.2243 | 1.2243 | 1.2243 | 1.2243 | 1.2243 | 1.2243 | 1.2243 | 1.2243 | 1.2243 | 1.2243
|  | Holistic Transition | 0 | 0 | 0 | 0 | 0 | 0.02594 | 0.02594 | 0.12284 | 0.12284 | 0.12284 | 0.12284 | 0.12284 | 0.15727 | 0.31939 | 0.37177 | 0.37177 | 0.37177 | 0.37177 | 0.37177 | 0.37177 | 0.37177 | 0.37177 | 0.37177 | 0.37177 | 0.42421 | 0.44291 | 0.44291
|  | Falling Behind | 0 | 0 | 0 | 0 | 0 | 0 | 0 | 0 | 0 | 0 | 0 | 0 | 0 | 0 | 0 | 0 | 0 | 0 | 0 | 0 | 0 | 0 | 0 | 0 | 0 | 0 | 0
|  | Ten Year Forecast | 2024-01-01: 0; 2025-01-01: 0; 2026-01-01: 0; 2027-01-01: 0; 2028-01-01: 0; 2029-01-01: 0; 2030-01-01: 0; 2031-01-01: 0; 2032-01-01: 0.00271; 2033-01-01: 0.00271; 2034-01-01: 0.06603; 2035-01-01: 0.14211
Networked and non-networked
|  | GW | 2024-01-01 | 2025-01-01 | 2026-01-01 | 2027-01-01 | 2028-01-01 | 2029-01-01 | 2030-01-01 | 2031-01-01 | 2032-01-01 | 2033-01-01 | 2034-01-01 | 2035-01-01 | 2036-01-01 | 2037-01-01 | 2038-01-01 | 2039-01-01 | 2040-01-01 | 2041-01-01 | 2042-01-01 | 2043-01-01 | 2044-01-01 | 2045-01-01 | 2046-01-01 | 2047-01-01 | 2048-01-01 | 2049-01-01 | 2050-01-01
|  | Electric Engagement | 15.4527 | 16.6202 | 22.9682 | 23.6742 | 30.3135 | 41.8334 | 47.8235 | 51.0735 | 56.9114 | 62.7114 | 62.7114 | 67.5194 | 75.2475 | 81.2074 | 84.5654 | 89.9655 | 92.0155 | 93.0654 | 95.0654 | 95.0654 | 96.0654 | 96.3654 | 96.3654 | 96.3654 | 96.3654 | 96.3654 | 96.3654
|  | Hydrogen Evolution | 15.4527 | 16.5617 | 22.4617 | 23.6157 | 27.461 | 32.5574 | 42.3264 | 52.8224 | 59.0914 | 62.7014 | 63.1014 | 77.485 | 85.6887 | 85.9923 | 87.6959 | 89.6959 | 92.9083 | 93.5982 | 95.1482 | 95.1482 | 96.5482 | 96.8482 | 96.8482 | 96.8482 | 96.8482 | 96.8482 | 96.8482
|  | Holistic Transition | 15.4527 | 16.6202 | 22.9682 | 23.6742 | 27.5195 | 40.7094 | 46.4894 | 54.3063 | 64.8643 | 73.8393 | 80.9593 | 86.2673 | 87.8017 | 89.5138 | 89.5662 | 91.5662 | 93.5662 | 95.8662 | 95.8662 | 96.8662 | 97.8742 | 99.1942 | 100.6942 | 100.9942 | 102.3547 | 103.3734 | 104.3734
|  | Falling Behind | 15.4527 | 16.5617 | 16.5617 | 22.1937 | 26.439 | 28.649 | 35.7379 | 45.9179 | 48.4969 | 50.4829 | 52.5329 | 54.9829 | 57.883 | 63.633 | 69.9609 | 74.421 | 74.421 | 76.921 | 77.671 | 78.0709 | 78.471 | 78.471 | 78.471 | 78.471 | 79.7709 | 80.0709 | 80.3709
|  | Ten Year Forecast | 2024-01-01: 15.4527; 2025-01-01: 16.5617; 2026-01-01: 21.2617; 2027-01-01: 23.1677; 2028-01-01: 27.461; 2029-01-01: 32.1489; 2030-01-01: 40.8179; 2031-01-01: 50.2139; 2032-01-01: 57.4857; 2033-01-01: 60.9957; 2034-01-01: 61.059; 2035-01-01: 61.6351

## F.56
F.56: Onshore wind capacity
Return to: Main Menu
Return to: Pathway Insights menu
| F.56: Onshore wind capacity | Installed onshore wind generation capacity
|  | GW | 2024-01-01 | 2025-01-01 | 2026-01-01 | 2027-01-01 | 2028-01-01 | 2029-01-01 | 2030-01-01 | 2031-01-01 | 2032-01-01 | 2033-01-01 | 2034-01-01 | 2035-01-01 | 2036-01-01 | 2037-01-01 | 2038-01-01 | 2039-01-01 | 2040-01-01 | 2041-01-01 | 2042-01-01 | 2043-01-01 | 2044-01-01 | 2045-01-01 | 2046-01-01 | 2047-01-01 | 2048-01-01 | 2049-01-01 | 2050-01-01
|  | Electric Engagement | 14.5539 | 14.9482 | 16.5725 | 18.6801 | 21.5148 | 24.5238 | 28.9631 | 31.8685 | 34.3865 | 35.932 | 37.0148 | 38.5758 | 39.5787 | 40.4736 | 41.3048 | 43.5622 | 44.4695 | 45.337 | 46.5235 | 47.3712 | 48.2462 | 49.1111 | 49.9253 | 50.0489 | 50.1725 | 50.2866 | 50.7156
|  | Hydrogen Evolution | 14.5539 | 14.828 | 16.0517 | 17.9158 | 20.5746 | 23.0845 | 27.2727 | 30.7938 | 32.8551 | 33.9671 | 34.7002 | 35.8148 | 36.654 | 37.044 | 38.3383 | 38.636 | 38.9371 | 39.2428 | 39.552 | 39.8649 | 40.4465 | 40.7669 | 41.4922 | 41.8214 | 42.4459 | 42.7833 | 43.4247
|  | Holistic Transition | 14.5539 | 15.4162 | 16.9432 | 19.3011 | 21.4137 | 25.0509 | 29.8173 | 32.8051 | 34.4246 | 35.4873 | 36.5827 | 38.3564 | 39.0502 | 39.6888 | 40.2909 | 41.1789 | 41.959 | 42.7079 | 43.6165 | 44.351 | 45.1081 | 45.8579 | 46.648 | 46.8063 | 46.9654 | 47.1177 | 47.4528
|  | Falling Behind | 14.5539 | 14.6346 | 14.6655 | 15.213 | 16.4018 | 17.9398 | 21.1063 | 23.7271 | 28.2617 | 30.3474 | 31.3622 | 31.8876 | 32.4093 | 32.8647 | 33.0945 | 33.3262 | 33.4572 | 33.646 | 34.1102 | 34.2416 | 34.6839 | 34.8157 | 35.2126 | 35.3447 | 35.8769 | 36.0093 | 36.4079
|  | Ten Year Forecast | 2024-01-01: 14.5539; 2025-01-01: 14.8257; 2026-01-01: 16.2392; 2027-01-01: 18.1886; 2028-01-01: 20.8216; 2029-01-01: 24.5512; 2030-01-01: 28.6608; 2031-01-01: 32.2315; 2032-01-01: 34.292; 2033-01-01: 35.4033; 2034-01-01: 36.1357; 2035-01-01: 37.2464

## F.57
F.57: Solar capacity
Return to: Main Menu
Return to: Pathway Insights menu
| F.57: Solar capacity | Installed solar generation capacity
|  | GW | 2024-01-01 | 2025-01-01 | 2026-01-01 | 2027-01-01 | 2028-01-01 | 2029-01-01 | 2030-01-01 | 2031-01-01 | 2032-01-01 | 2033-01-01 | 2034-01-01 | 2035-01-01 | 2036-01-01 | 2037-01-01 | 2038-01-01 | 2039-01-01 | 2040-01-01 | 2041-01-01 | 2042-01-01 | 2043-01-01 | 2044-01-01 | 2045-01-01 | 2046-01-01 | 2047-01-01 | 2048-01-01 | 2049-01-01 | 2050-01-01
|  | Electric Engagement | 18.7885 | 20.7088 | 25.7225 | 30.0074 | 36.7636 | 42.7187 | 46.8174 | 51.0319 | 53.8964 | 56.4097 | 59.3018 | 62.0708 | 64.0553 | 69.3143 | 71.0508 | 74.7593 | 76.8438 | 78.9392 | 81.024 | 83.1186 | 85.0031 | 91.4865 | 93.171 | 95.1555 | 97.0399 | 98.9341 | 100.9687
|  | Hydrogen Evolution | 18.7885 | 20.1746 | 23.5932 | 27.353 | 33.7774 | 38.4395 | 43.3464 | 46.9232 | 49.2335 | 51.2326 | 53.5456 | 55.7371 | 57.6874 | 62.4327 | 63.883 | 66.9377 | 68.488 | 70.0383 | 71.5886 | 73.1389 | 74.4892 | 80.4014 | 81.5517 | 83.0021 | 84.3524 | 85.7027 | 87.203
|  | Holistic Transition | 18.7885 | 22.0402 | 26.9128 | 31.3235 | 36.9579 | 42.708 | 46.6529 | 50.2225 | 53.422 | 56.4954 | 59.6076 | 61.8004 | 63.8 | 65.3995 | 66.8991 | 69.1411 | 77.712 | 80.1962 | 82.4815 | 84.9216 | 87.1106 | 91.3909 | 92.3905 | 93.3901 | 94.4896 | 95.5892 | 97.0388
|  | Falling Behind | 18.7885 | 19.6759 | 20.8892 | 23.7862 | 25.911 | 28.0407 | 32.5603 | 35.6086 | 37.1117 | 38.5045 | 40.0836 | 41.3118 | 42.1783 | 42.6448 | 43.1112 | 43.8777 | 45.2722 | 47.1386 | 49.925 | 50.9914 | 52.1698 | 54.6511 | 55.9176 | 59.2231 | 60.5895 | 61.706 | 62.7725
|  | Ten Year Forecast | 2024-01-01: 18.7885; 2025-01-01: 19.9478; 2026-01-01: 22.9743; 2027-01-01: 25.5422; 2028-01-01: 30.9353; 2029-01-01: 33.6385; 2030-01-01: 36.3076; 2031-01-01: 39.2905; 2032-01-01: 41.823; 2033-01-01: 43.1573; 2034-01-01: 44.9604; 2035-01-01: 46.6235
Note
Includes non-networked solar PV capacity for hydrogen production

## F.58
F.58: Tidal capacity
Return to: Main Menu
Return to: Pathway Insights menu
| F.58: Tidal capacity | Installed tidal generation capacity
|  | GW | 2024-01-01 | 2025-01-01 | 2026-01-01 | 2027-01-01 | 2028-01-01 | 2029-01-01 | 2030-01-01 | 2031-01-01 | 2032-01-01 | 2033-01-01 | 2034-01-01 | 2035-01-01 | 2036-01-01 | 2037-01-01 | 2038-01-01 | 2039-01-01 | 2040-01-01 | 2041-01-01 | 2042-01-01 | 2043-01-01 | 2044-01-01 | 2045-01-01 | 2046-01-01 | 2047-01-01 | 2048-01-01 | 2049-01-01 | 2050-01-01
|  | Electric Engagement | 0.061958 | 0.076958 | 0.10546 | 0.13946 | 0.19946 | 0.25756 | 0.54936 | 0.60936 | 0.61936 | 0.65436 | 0.67436 | 1.6844 | 1.6944 | 1.7044 | 1.7144 | 1.7244 | 1.7344 | 2.2444 | 2.2544 | 2.2644 | 2.7644 | 2.7644 | 2.7644 | 2.7644 | 2.7644 | 2.7644 | 4.2644
|  | Hydrogen Evolution | 0.061958 | 0.074158 | 0.074158 | 0.084158 | 0.12516 | 0.29926 | 0.49506 | 0.50006 | 0.52406 | 0.53406 | 0.53406 | 0.53406 | 0.53406 | 0.53406 | 0.53406 | 0.53406 | 0.53406 | 0.53406 | 0.53406 | 0.53406 | 0.53406 | 0.53406 | 0.53406 | 0.53406 | 0.53406 | 0.53406 | 0.53406
|  | Holistic Transition | 0.061958 | 0.076958 | 0.10546 | 0.13946 | 0.15946 | 0.24056 | 0.34356 | 0.50936 | 0.51936 | 0.55436 | 0.57436 | 0.58436 | 0.59436 | 0.60436 | 0.61436 | 0.62436 | 0.63436 | 1.6444 | 1.6544 | 1.6644 | 1.6644 | 1.6644 | 1.6644 | 1.6644 | 1.6644 | 1.6644 | 1.6644
|  | Falling Behind | 0.061958 | 0.061958 | 0.061958 | 0.061958 | 0.061958 | 0.11806 | 0.34406 | 0.34406 | 0.38406 | 0.45686 | 0.45686 | 0.45686 | 0.45686 | 0.45686 | 0.45686 | 0.45686 | 0.45686 | 0.45686 | 0.58686 | 0.58686 | 0.58686 | 0.58686 | 0.58686 | 0.58686 | 0.58686 | 0.58686 | 0.58686
|  | Ten Year Forecast | 2024-01-01: 0.061958; 2025-01-01: 0.074158; 2026-01-01: 0.074158; 2027-01-01: 0.084158; 2028-01-01: 0.085158; 2029-01-01: 0.11326; 2030-01-01: 0.39506; 2031-01-01: 0.40006; 2032-01-01: 0.42406; 2033-01-01: 0.43406; 2034-01-01: 0.43406; 2035-01-01: 0.43406
Note
Tidal is labelled in the data table ES1 as Marine

## Supply Side Flex >>
This tab is a divider to aid navigation within the workbook
The next set of tabs all contain graphs on a related area
Return to: Main Menu

## F.59
F.59: Battery storage installed capacity (excluding electric vehicles)
Return to: Main Menu
Return to: Pathway Insights menu
| F.59: Battery storage installed capacity (excluding electric vehicles) | Battery storage capacity, excluding V2G and hydrogen
|  | GW | 2024-01-01 | 2025-01-01 | 2026-01-01 | 2027-01-01 | 2028-01-01 | 2029-01-01 | 2030-01-01 | 2031-01-01 | 2032-01-01 | 2033-01-01 | 2034-01-01 | 2035-01-01 | 2036-01-01 | 2037-01-01 | 2038-01-01 | 2039-01-01 | 2040-01-01 | 2041-01-01 | 2042-01-01 | 2043-01-01 | 2044-01-01 | 2045-01-01 | 2046-01-01 | 2047-01-01 | 2048-01-01 | 2049-01-01 | 2050-01-01
|  | Electric Engagement | 6.7779 | 12.869 | 16.2477 | 19.5392 | 22.1599 | 23.54 | 25.2082 | 27.2661 | 28.604 | 30.0846 | 31.3734 | 32.5973 | 33.5194 | 34.4348 | 34.8135 | 35.2104 | 35.6062 | 35.9934 | 36.4001 | 36.8265 | 37.2724 | 37.738 | 38.223 | 38.8132 | 39.3375 | 39.8815 | 40.4449
|  | Hydrogen Evolution | 6.7779 | 9.8005 | 12.6253 | 15.6635 | 17.7304 | 18.5701 | 20.5198 | 21.0766 | 21.8295 | 22.8852 | 23.337 | 24.7585 | 26.3021 | 26.5545 | 27.1594 | 27.7537 | 28.3032 | 28.9419 | 29.4544 | 29.9459 | 30.4913 | 30.5905 | 30.7792 | 30.8863 | 30.9973 | 31.1122 | 31.2286
|  | Holistic Transition | 6.7779 | 10.3868 | 14.5893 | 17.3759 | 21.1424 | 22.357 | 23.1693 | 24.3838 | 26.0356 | 27.1217 | 28.5475 | 29.8402 | 31.0739 | 31.9973 | 32.9258 | 33.7816 | 34.6522 | 35.5196 | 35.8683 | 36.2337 | 36.6159 | 37.015 | 37.5163 | 37.9489 | 38.3982 | 38.8644 | 39.3474
|  | Falling Behind | 6.7779 | 8.448 | 9.9198 | 11.4063 | 14.3521 | 16.298 | 19.9495 | 20.4328 | 20.8581 | 21.1942 | 22.2988 | 22.6558 | 23.5566 | 23.9764 | 24.4639 | 24.9426 | 25.3183 | 25.7629 | 26.1283 | 26.3919 | 26.6146 | 26.8596 | 26.906 | 26.9539 | 27.2033 | 27.3397 | 27.3922
|  | Ten Year Forecast | 2024-01-01: 6.7779; 2025-01-01: 8.7452; 2026-01-01: 11.1244; 2027-01-01: 13.5063; 2028-01-01: 16.3189; 2029-01-01: 19.2846; 2030-01-01: 24.3963; 2031-01-01: 25.0779; 2032-01-01: 26.7152; 2033-01-01: 28.7808; 2034-01-01: 29.4834; 2035-01-01: 29.9307

## F.60
F.60: Long-duration electricity storage installed capacity (excluding electric vehicles and hydrogen)
Return to: Main Menu
Return to: Pathway Insights menu
| F.60: Long-duration electricity storage installed capacity (excluding electric vehicles and hydrogen) | Long duration energy storage capacity, excluding V2G and hydrogen
|  | GW | 2024-01-01 | 2025-01-01 | 2026-01-01 | 2027-01-01 | 2028-01-01 | 2029-01-01 | 2030-01-01 | 2031-01-01 | 2032-01-01 | 2033-01-01 | 2034-01-01 | 2035-01-01 | 2036-01-01 | 2037-01-01 | 2038-01-01 | 2039-01-01 | 2040-01-01 | 2041-01-01 | 2042-01-01 | 2043-01-01 | 2044-01-01 | 2045-01-01 | 2046-01-01 | 2047-01-01 | 2048-01-01 | 2049-01-01 | 2050-01-01
|  | Electric Engagement | 2.7523 | 2.7523 | 2.7523 | 2.7523 | 2.9523 | 3.1022 | 3.8022 | 4.2122 | 5.6621 | 7.4581 | 8.0781 | 8.5781 | 8.9781 | 9.8781 | 10.7781 | 11.6781 | 12.5781 | 13.0781 | 13.5781 | 14.0781 | 14.5781 | 15.0781 | 15.5781 | 16.0781 | 16.5781 | 16.5781 | 16.5781
|  | Hydrogen Evolution | 2.7523 | 2.7523 | 2.7523 | 2.7523 | 2.7523 | 2.9523 | 3.0022 | 3.8022 | 4.8622 | 6.7581 | 7.0581 | 7.4581 | 8.1581 | 8.3581 | 8.7581 | 9.1581 | 9.1581 | 9.6581 | 10.1581 | 10.6581 | 11.1581 | 11.6581 | 12.1581 | 12.6581 | 13.1581 | 13.1581 | 13.1581
|  | Holistic Transition | 2.7523 | 2.7523 | 2.7523 | 2.9523 | 3.0022 | 3.2022 | 5.3021 | 6.5021 | 7.6021 | 9.6981 | 10.0981 | 10.4981 | 11.2981 | 11.6981 | 12.5981 | 13.4981 | 13.9981 | 14.4981 | 14.9981 | 15.4981 | 15.9981 | 16.4981 | 16.4981 | 16.4981 | 16.4981 | 16.4981 | 16.4981
|  | Falling Behind | 2.7523 | 2.7523 | 2.7523 | 2.7523 | 2.7523 | 2.7523 | 2.9523 | 3.0022 | 3.1022 | 3.1022 | 3.2022 | 3.2022 | 3.2022 | 3.2022 | 3.2022 | 3.2022 | 3.3021 | 3.3021 | 3.3021 | 3.3021 | 3.3021 | 3.3021 | 3.3021 | 3.3021 | 3.3021 | 3.3021 | 3.3021
|  | Ten Year Forecast | 2024-01-01: 2.7523; 2025-01-01: 2.7523; 2026-01-01: 2.7523; 2027-01-01: 2.7523; 2028-01-01: 2.7523; 2029-01-01: 2.7523; 2030-01-01: 3.0022; 2031-01-01: 3.6022; 2032-01-01: 5.0622; 2033-01-01: 6.7581; 2034-01-01: 7.0581; 2035-01-01: 7.1581

## F.61
F.61: Interconnector capacity
Return to: Main Menu
Return to: Pathway Insights menu
| F.61: Interconnector capacity | Installed interconnector capacity
|  | GW | 2024-01-01 | 2025-01-01 | 2026-01-01 | 2027-01-01 | 2028-01-01 | 2029-01-01 | 2030-01-01 | 2031-01-01 | 2032-01-01 | 2033-01-01 | 2034-01-01 | 2035-01-01 | 2036-01-01 | 2037-01-01 | 2038-01-01 | 2039-01-01 | 2040-01-01 | 2041-01-01 | 2042-01-01 | 2043-01-01 | 2044-01-01 | 2045-01-01 | 2046-01-01 | 2047-01-01 | 2048-01-01 | 2049-01-01 | 2050-01-01
|  | Electric Engagement | 9.8 | 10.3 | 10.3 | 10.3 | 11.7 | 11.7 | 12.45 | 16.9 | 17.6 | 19.4 | 20.6 | 20.6 | 22 | 22 | 23.4 | 23.4 | 24.4 | 24.4 | 24.4 | 24.4 | 24.4 | 24.4 | 24.4 | 24.4 | 24.4 | 24.4 | 24.4
|  | Hydrogen Evolution | 9.8 | 10.3 | 10.3 | 10.3 | 10.3 | 11.7 | 11.7 | 11.7 | 11.7 | 12.95 | 16.5 | 17.9 | 17.9 | 17.9 | 17.9 | 17.9 | 17.9 | 17.9 | 17.9 | 17.9 | 17.9 | 17.9 | 17.9 | 17.9 | 17.9 | 17.9 | 17.9
|  | Holistic Transition | 9.8 | 10.3 | 10.3 | 10.3 | 11.7 | 11.7 | 11.7 | 11.7 | 16.9 | 16.9 | 19.4 | 19.4 | 19.4 | 19.4 | 19.4 | 20.8 | 20.8 | 20.8 | 21.8 | 21.8 | 21.8 | 21.8 | 21.8 | 21.8 | 21.8 | 21.8 | 21.8
|  | Falling Behind | 9.8 | 10.3 | 10.3 | 10.3 | 10.3 | 10.3 | 11.7 | 11.7 | 11.7 | 11.7 | 12.95 | 12.95 | 15.1 | 16.5 | 16.5 | 16.5 | 16.5 | 16.5 | 16.5 | 16.5 | 16.5 | 16.5 | 16.5 | 16.5 | 16.5 | 16.5 | 16.5
|  | Ten Year Forecast | 2024-01-01: 9.8; 2025-01-01: 10.3; 2026-01-01: 10.3; 2027-01-01: 10.3; 2028-01-01: 10.3; 2029-01-01: 11.7; 2030-01-01: 11.7; 2031-01-01: 11.7; 2032-01-01: 12.45; 2033-01-01: 13.7; 2034-01-01: 16.9; 2035-01-01: 16.9

## Base Load and Dispatchable >>
This tab is a divider to aid navigation within the workbook
The next set of tabs all contain graphs on a related area
Return to: Main Menu

## F.62
F.62: Nuclear capacity
Return to: Main Menu
Return to: Pathway Insights menu
| F.62: Nuclear capacity | Installed nuclear generation capacity
|  | GW | 2010-01-01 | 2015-01-01 | 2024-01-01 | 2025-01-01 | 2026-01-01 | 2027-01-01 | 2028-01-01 | 2029-01-01 | 2030-01-01 | 2031-01-01 | 2032-01-01 | 2033-01-01 | 2034-01-01 | 2035-01-01 | 2036-01-01 | 2037-01-01 | 2038-01-01 | 2039-01-01 | 2040-01-01 | 2041-01-01 | 2042-01-01 | 2043-01-01 | 2044-01-01 | 2045-01-01 | 2046-01-01 | 2047-01-01 | 2048-01-01 | 2049-01-01 | 2050-01-01
|  | History | 2010-01-01: 10.982; 2015-01-01: 10.548; 2024-01-01: 6.076
|  | Electric Engagement |  |  | 6.076 | 6.076 | 6.076 | 4.868 | 3.71 | 3.71 | 4.13 | 4.57 | 4.57 | 4.57 | 5.04 | 5.51 | 5.98 | 8.06 | 9 | 11.2 | 11.2 | 12.14 | 13.08 | 14.02 | 14.96 | 15.9 | 16.84 | 17.78 | 18.72 | 20.81 | 21.56
|  | Hydrogen Evolution |  |  | 6.076 | 6.076 | 6.076 | 4.868 | 3.71 | 2.46 | 2.9 | 4.57 | 4.57 | 4.57 | 5.04 | 5.04 | 3.81 | 3.81 | 3.81 | 5.48 | 5.95 | 6.42 | 6.42 | 6.89 | 7.36 | 9.5 | 9.5 | 9.5 | 10.44 | 10.91 | 10.91
|  | Holistic Transition |  |  | 6.076 | 6.076 | 6.076 | 3.71 | 3.71 | 3.71 | 2.9 | 4.57 | 4.57 | 4.57 | 5.04 | 5.04 | 4.28 | 5.22 | 7.36 | 9.97 | 9.97 | 9.97 | 10.44 | 10.91 | 11.38 | 11.85 | 12.32 | 12.79 | 13.26 | 13.73 | 14.2
|  | Falling Behind |  |  | 6.076 | 6.076 | 6.076 | 3.71 | 3.71 | 3.71 | 3.71 | 2.9 | 4.57 | 4.57 | 4.57 | 4.57 | 4.57 | 4.57 | 4.57 | 4.57 | 4.57 | 3.81 | 5.48 | 5.48 | 6.42 | 6.42 | 8.09 | 8.09 | 8.56 | 9.03 | 10.44
|  | Ten Year Forecast | 2024-01-01: 6.076; 2025-01-01: 6.076; 2026-01-01: 6.076; 2027-01-01: 3.71; 2028-01-01: 3.71; 2029-01-01: 3.71; 2030-01-01: 2.9; 2031-01-01: 4.57; 2032-01-01: 4.57; 2033-01-01: 4.57; 2034-01-01: 4.57; 2035-01-01: 4.57

## F.63
F.63: Low carbon dispatchable capacity
Return to: Main Menu
Return to: Pathway Insights menu
| F.63: Low carbon dispatchable capacity | Installed hydrogen generation capacity
|  | GW | 2024-01-01 | 2025-01-01 | 2026-01-01 | 2027-01-01 | 2028-01-01 | 2029-01-01 | 2030-01-01 | 2031-01-01 | 2032-01-01 | 2033-01-01 | 2034-01-01 | 2035-01-01 | 2036-01-01 | 2037-01-01 | 2038-01-01 | 2039-01-01 | 2040-01-01 | 2041-01-01 | 2042-01-01 | 2043-01-01 | 2044-01-01 | 2045-01-01 | 2046-01-01 | 2047-01-01 | 2048-01-01 | 2049-01-01 | 2050-01-01
|  | Electric Engagement | 0 | 0 | 0 | 0 | 0 | 0 | 0 | 0.013029 | 0.022344 | 0.21 | 0.40696 | 0.99582 | 1.2138 | 1.4413 | 2.0808 | 4.3255 | 8.5981 | 13.1835 | 14.6894 | 17.8209 | 21.1821 | 24.979 | 25.4201 | 26.4201 | 27.5201 | 27.5201 | 27.5201
|  | Hydrogen Evolution | 0 | 0 | 0 | 0 | 0 | 0.022905 | 0.047338 | 1.4094 | 2.4237 | 3.387 | 5.6532 | 7.0715 | 9.9319 | 11.7529 | 15.9386 | 17.2028 | 17.818 | 19.363 | 21.811 | 22.983 | 26.193 | 28.1522 | 28.4891 | 28.7689 | 29.0186 | 29.342 | 29.9632
|  | Holistic Transition | 0 | 0 | 0 | 0 | 0 | 0.053293 | 0.14468 | 0.25435 | 1.0057 | 1.3551 | 1.9709 | 2.5674 | 3.0994 | 3.6302 | 4.0584 | 4.3711 | 5.8476 | 9.3556 | 12.6894 | 17.647 | 20.7137 | 22.8576 | 23.0748 | 24.2702 | 24.4378 | 24.9753 | 26.0819
|  | Falling Behind | 0 | 0 | 0 | 0 | 0 | 0 | 0 | 0 | 0 | 0 | 0 | 0 | 0 | 0 | 0 | 0 | 0 | 0 | 0 | 0 | 0 | 0 | 0 | 0 | 0 | 0 | 0
|  | Ten Year Forecast | 2024-01-01: 0; 2025-01-01: 0; 2026-01-01: 0; 2027-01-01: 0; 2028-01-01: 0; 2029-01-01: 0; 2030-01-01: 0; 2031-01-01: 0.382; 2032-01-01: 0.382; 2033-01-01: 0.382; 2034-01-01: 0.382; 2035-01-01: 0.382
Installed gas CCUS generation capacity
|  | GW | 2024-01-01 | 2025-01-01 | 2026-01-01 | 2027-01-01 | 2028-01-01 | 2029-01-01 | 2030-01-01 | 2031-01-01 | 2032-01-01 | 2033-01-01 | 2034-01-01 | 2035-01-01 | 2036-01-01 | 2037-01-01 | 2038-01-01 | 2039-01-01 | 2040-01-01 | 2041-01-01 | 2042-01-01 | 2043-01-01 | 2044-01-01 | 2045-01-01 | 2046-01-01 | 2047-01-01 | 2048-01-01 | 2049-01-01 | 2050-01-01
|  | Electric Engagement | 0 | 0 | 0 | 0 | 0 | 0 | 0 | 3.197 | 6.277 | 6.277 | 6.277 | 7.183 | 12.69 | 15.377 | 19.515 | 20.715 | 23.295 | 23.295 | 25.145 | 26.645 | 26.645 | 26.645 | 26.645 | 26.645 | 26.645 | 26.645 | 26.645
|  | Hydrogen Evolution | 0 | 0 | 0 | 0 | 0 | 0.86 | 1.347 | 2.607 | 4.457 | 5.367 | 8.123 | 9.449 | 12.358 | 14.539 | 14.539 | 14.539 | 17.739 | 18.939 | 21.139 | 22.339 | 23.839 | 23.839 | 23.839 | 23.839 | 25.219 | 25.219 | 25.219
|  | Holistic Transition | 0 | 0 | 0 | 0 | 0 | 0.86 | 0.86 | 2.68 | 5.79 | 6.277 | 6.277 | 8.093 | 11.6 | 14.725 | 14.725 | 14.725 | 19.625 | 21.005 | 22.205 | 22.205 | 22.205 | 22.205 | 22.205 | 22.205 | 22.205 | 22.205 | 22.205
|  | Falling Behind | 0 | 0 | 0 | 0 | 0 | 0 | 0 | 0.86 | 0.86 | 2.31 | 2.31 | 3.216 | 3.216 | 4.126 | 4.126 | 4.126 | 4.613 | 5.1 | 8.3 | 9.906 | 12.106 | 12.106 | 12.106 | 12.106 | 15.216 | 15.614 | 16.814
|  | Ten Year Forecast | 2024-01-01: 0; 2025-01-01: 0; 2026-01-01: 0; 2027-01-01: 0; 2028-01-01: 0; 2029-01-01: 0; 2030-01-01: 0.86; 2031-01-01: 2.257; 2032-01-01: 5; 2033-01-01: 5; 2034-01-01: 5; 2035-01-01: 5.906
Installed hydrogen and gas CCUS generation capacity
|  | GW | 2024-01-01 | 2025-01-01 | 2026-01-01 | 2027-01-01 | 2028-01-01 | 2029-01-01 | 2030-01-01 | 2031-01-01 | 2032-01-01 | 2033-01-01 | 2034-01-01 | 2035-01-01 | 2036-01-01 | 2037-01-01 | 2038-01-01 | 2039-01-01 | 2040-01-01 | 2041-01-01 | 2042-01-01 | 2043-01-01 | 2044-01-01 | 2045-01-01 | 2046-01-01 | 2047-01-01 | 2048-01-01 | 2049-01-01 | 2050-01-01
|  | Electric Engagement | 0 | 0 | 0 | 0 | 0 | 0 | 0 | 3.21 | 6.2993 | 6.487 | 6.684 | 8.1788 | 13.9038 | 16.8183 | 21.5958 | 25.0405 | 31.8931 | 36.4785 | 39.8344 | 44.4659 | 47.8271 | 51.624 | 52.0651 | 53.0651 | 54.1651 | 54.1651 | 54.1651
|  | Hydrogen Evolution | 0 | 0 | 0 | 0 | 0 | 0.88291 | 1.3943 | 4.0164 | 6.8807 | 8.754 | 13.7762 | 16.5205 | 22.2899 | 26.2919 | 30.4776 | 31.7418 | 35.557 | 38.302 | 42.95 | 45.322 | 50.032 | 51.9912 | 52.3281 | 52.6079 | 54.2376 | 54.561 | 55.1822
|  | Holistic Transition | 0 | 0 | 0 | 0 | 0 | 0.91329 | 1.0047 | 2.9343 | 6.7957 | 7.6321 | 8.2479 | 10.6604 | 14.6994 | 18.3552 | 18.7834 | 19.0961 | 25.4726 | 30.3606 | 34.8944 | 39.852 | 42.9187 | 45.0626 | 45.2798 | 46.4752 | 46.6428 | 47.1803 | 48.2869
|  | Falling Behind | 0 | 0 | 0 | 0 | 0 | 0 | 0 | 0.86 | 0.86 | 2.31 | 2.31 | 3.216 | 3.216 | 4.126 | 4.126 | 4.126 | 4.613 | 5.1 | 8.3 | 9.906 | 12.106 | 12.106 | 12.106 | 12.106 | 15.216 | 15.614 | 16.814
|  | Ten Year Forecast | 2024-01-01: 0; 2025-01-01: 0; 2026-01-01: 0; 2027-01-01: 0; 2028-01-01: 0; 2029-01-01: 0; 2030-01-01: 0.86; 2031-01-01: 2.639; 2032-01-01: 5.382; 2033-01-01: 5.382; 2034-01-01: 5.382; 2035-01-01: 6.288

## F.64
F.64: Unabated gas capacity
Return to: Main Menu
Return to: Pathway Insights menu
| F.64: Unabated gas capacity | Installed unabated natural gas generation capacity
|  | GW | 2024-01-01 | 2025-01-01 | 2026-01-01 | 2027-01-01 | 2028-01-01 | 2029-01-01 | 2030-01-01 | 2031-01-01 | 2032-01-01 | 2033-01-01 | 2034-01-01 | 2035-01-01 | 2036-01-01 | 2037-01-01 | 2038-01-01 | 2039-01-01 | 2040-01-01 | 2041-01-01 | 2042-01-01 | 2043-01-01 | 2044-01-01 | 2045-01-01 | 2046-01-01 | 2047-01-01 | 2048-01-01 | 2049-01-01 | 2050-01-01
|  | Electric Engagement | 39.312 | 39.0859 | 40.3172 | 40.9636 | 40.9214 | 38.5424 | 35.2947 | 35.1544 | 33.1331 | 32.1553 | 24.1037 | 19.9694 | 17.1128 | 15.4937 | 14.228 | 12.3865 | 10.3096 | 9.6291 | 9.3786 | 8.5251 | 8.079 | 8.0017 | 7.9152 | 7.0555 | 7.0458 | 6.3565 | 6.3468
|  | Hydrogen Evolution | 39.312 | 39.0966 | 40.3387 | 40.8058 | 41.1192 | 39.171 | 36.0152 | 32.481 | 31.2667 | 29.2012 | 24.5002 | 23.8338 | 18.7953 | 18.2783 | 17.8673 | 17.506 | 16.2914 | 15.8339 | 15.5027 | 15.0972 | 15.0345 | 14.2048 | 12.491 | 12.4783 | 12.4656 | 11.7612 | 10.556
|  | Holistic Transition | 39.312 | 38.9844 | 40.086 | 40.0679 | 38.5079 | 36.107 | 31.1805 | 29.812 | 25.9779 | 24.9123 | 19.2764 | 14.7277 | 13.7417 | 12.6417 | 11.7717 | 10.2777 | 8.5677 | 8.2677 | 7.3177 | 5.8227 | 5.4517 | 4.5317 | 3.6267 | 2.7767 | 1.8797 | 1.2 | 0
|  | Falling Behind | 39.312 | 39.4593 | 40.8753 | 41.4796 | 42.0012 | 43.97 | 46.3018 | 47.4094 | 48.0792 | 48.1025 | 48.0653 | 47.9568 | 47.7847 | 47.6693 | 47.5997 | 47.5331 | 47.1538 | 46.864 | 47.0698 | 47.9851 | 47.9274 | 48.7366 | 48.6519 | 49.7769 | 46.6881 | 46.9922 | 45.2126
|  | Ten Year Forecast | 2024-01-01: 39.312; 2025-01-01: 39.0956; 2026-01-01: 40.3367; 2027-01-01: 40.5028; 2028-01-01: 40.6653; 2029-01-01: 39.3961; 2030-01-01: 36.4431; 2031-01-01: 36.6896; 2032-01-01: 36.1221; 2033-01-01: 34.9346; 2034-01-01: 33.0163; 2035-01-01: 32.3781

## F.65
F.65: Bioenergy with carbon capture and storage capacity
Return to: Main Menu
Return to: Pathway Insights menu
| F.65: Bioenergy with carbon capture and storage capacity | Installed BECCS generation capacity
|  | GW | 2024-01-01 | 2025-01-01 | 2026-01-01 | 2027-01-01 | 2028-01-01 | 2029-01-01 | 2030-01-01 | 2031-01-01 | 2032-01-01 | 2033-01-01 | 2034-01-01 | 2035-01-01 | 2036-01-01 | 2037-01-01 | 2038-01-01 | 2039-01-01 | 2040-01-01 | 2041-01-01 | 2042-01-01 | 2043-01-01 | 2044-01-01 | 2045-01-01 | 2046-01-01 | 2047-01-01 | 2048-01-01 | 2049-01-01 | 2050-01-01
|  | Electric Engagement | 0 | 0 | 0 | 0 | 0 | 0 | 0.6 | 1.8 | 2.84 | 3.89 | 4.17 | 4.17 | 4.17 | 4.17 | 4.17 | 4.17 | 4.17 | 4.17 | 4.17 | 4.17 | 4.17 | 4.17 | 4.17 | 4.17 | 4.17 | 4.17 | 4.17
|  | Hydrogen Evolution | 0 | 0 | 0 | 0 | 0 | 0.6 | 0.6 | 1.2 | 1.2 | 1.2 | 1.2 | 1.2 | 1.2 | 1.2 | 1.2 | 1.2 | 1.2 | 1.2 | 1.2 | 1.2 | 1.2 | 1.2 | 1.2 | 1.2 | 1.2 | 1.2 | 1.2
|  | Holistic Transition | 0 | 0 | 0 | 0 | 0 | 0 | 0.6 | 1.2 | 1.93 | 2.54 | 2.54 | 2.662 | 2.662 | 2.662 | 2.662 | 2.662 | 2.662 | 2.662 | 2.662 | 2.662 | 2.662 | 2.662 | 2.662 | 2.662 | 2.662 | 2.662 | 2.662
|  | Falling Behind | 0 | 0 | 0 | 0 | 0 | 0 | 0 | 0.6 | 0.6 | 0.6 | 0.6 | 0.6 | 0.6 | 0.6 | 0.6 | 0.6 | 0.6 | 0.6 | 0.6 | 0.6 | 0.6 | 0.6 | 0.6 | 0.6 | 0.6 | 0.6 | 0.6
|  | Ten Year Forecast | 2024-01-01: 0; 2025-01-01: 0; 2026-01-01: 0; 2027-01-01: 0; 2028-01-01: 0; 2029-01-01: 0; 2030-01-01: 0.6; 2031-01-01: 0.6; 2032-01-01: 0.6; 2033-01-01: 0.6; 2034-01-01: 0.6; 2035-01-01: 0.6

## Gas >>
This tab is a divider to aid navigation within the workbook
The next set of tabs all contain graphs on a related area
Return to: Main Menu

## F.66
F.66: Imported gas volumes by pathway
Return to: Main Menu
Return to: Pathway Insights menu
F.66: Imported gas volumes by pathway
|  |  | 2015-01-01 | 2016-01-01 | 2017-01-01 | 2018-01-01 | 2019-01-01 | 2020-01-01 | 2021-01-01 | 2022-01-01 | 2023-01-01 | 2024-01-01 | 2025-01-01 | 2026-01-01 | 2027-01-01 | 2028-01-01 | 2029-01-01 | 2030-01-01 | 2031-01-01 | 2032-01-01 | 2033-01-01 | 2034-01-01 | 2035-01-01 | 2036-01-01 | 2037-01-01 | 2038-01-01 | 2039-01-01 | 2040-01-01 | 2041-01-01 | 2042-01-01 | 2043-01-01 | 2044-01-01 | 2045-01-01 | 2046-01-01 | 2047-01-01 | 2048-01-01 | 2049-01-01 | 2050-01-01
|  | Historical | 2015-01-01: 45.25; 2016-01-01: 46.58; 2017-01-01: 46.04; 2018-01-01: 47.42; 2019-01-01: 46.54; 2020-01-01: 45.64; 2021-01-01: 51.81; 2022-01-01: 56.69; 2023-01-01: 45.62; 2024-01-01: 40.71
|  | Electric Engagement | [10 empty] | 38.58 | 38.89 | 39.46 | 41.13 | 41.92 | 40.51 | 40.83 | 40.71 | 39.52 | 39.28 | 38.27 | 37.09 | 35.25 | 33.66 | 31.09 | 28 | 25.14 | 23.75 | 22.7 | 21.69 | 20.08 | 19.63 | 17.9 | 16.88 | 15.32 | 14.07
|  | Hydrogen Evolution | [10 empty] | 38.61 | 39.01 | 39.31 | 40.74 | 42.01 | 40.23 | 37.11 | 37.91 | 37.72 | 38.49 | 38.33 | 39.61 | 40.36 | 39.62 | 38.69 | 38.73 | 36.87 | 37.36 | 36.45 | 36.86 | 35.47 | 32.87 | 33.18 | 32.76 | 31.99 | 29.34
|  | Holistic Transition | [10 empty] | 38.14 | 38.07 | 38.42 | 40.06 | 40.46 | 39.01 | 38.76 | 37.03 | 35.44 | 34.27 | 33.25 | 31.82 | 30.81 | 28.39 | 25.03 | 23.97 | 21.95 | 19.82 | 18.35 | 16.94 | 15.18 | 14.38 | 12.87 | 12.31 | 10.18 | 8.32
|  | Falling Behind | [10 empty] | 39.16 | 41.28 | 44.42 | 47.19 | 48.82 | 49.93 | 46.94 | 46.36 | 46.1 | 46.55 | 47.82 | 49.23 | 50.49 | 51.92 | 52.35 | 51.87 | 52.42 | 54.98 | 55.32 | 56.06 | 57.88 | 57.19 | 56.94 | 56.08 | 54.85 | 52.73
|  | Ten Year Forecast | 2025-01-01: 37.62; 2026-01-01: 39.49; 2027-01-01: 41.94; 2028-01-01: 44.95; 2029-01-01: 46.39; 2030-01-01: 46.01; 2031-01-01: 43.42; 2032-01-01: 44.96; 2033-01-01: 45.82; 2034-01-01: 46.81; 2035-01-01: 48.03
Imports Lookup Table
Imports
Norway
Continent
LNG
Generic Imports

## Hydrogen >>
This tab is a divider to aid navigation within the workbook
The next set of tabs all contain graphs on a related area
Return to: Main Menu

## F.67
F.67: Hydrogen supply by pathway
Return to: Main Menu
Return to: Pathway Insights menu
| F.67: Hydrogen supply by pathway | Total hydrogen production volumes
|  | TWh | 2020-01-01 | 2021-01-01 | 2022-01-01 | 2023-01-01 | 2024-01-01 | 2025-01-01 | 2026-01-01 | 2027-01-01 | 2028-01-01 | 2029-01-01 | 2030-01-01 | 2031-01-01 | 2032-01-01 | 2033-01-01 | 2034-01-01 | 2035-01-01 | 2036-01-01 | 2037-01-01 | 2038-01-01 | 2039-01-01 | 2040-01-01 | 2041-01-01 | 2042-01-01 | 2043-01-01 | 2044-01-01 | 2045-01-01 | 2046-01-01 | 2047-01-01 | 2048-01-01 | 2049-01-01 | 2050-01-01
|  | Holistic Transition | 0 | 0 | 0 | 0 | 0.05 | 0.07 | 0.18 | 0.46 | 2.51 | 5.79 | 10.25 | 13.71 | 16.99 | 21.34 | 27.29 | 33.15 | 37.66 | 45.26 | 54.47 | 56.72 | 64.47 | 69.62 | 74.23 | 80.39 | 83.27 | 90.37 | 99.87 | 108.64 | 113.94 | 118.5 | 119.02
|  | Electric Engagement | 0 | 0 | 0 | 0 | 0.06 | 0.07 | 0.18 | 0.28 | 0.92 | 1.68 | 3.05 | 4.3 | 5.78 | 7.62 | 9.93 | 15.39 | 18.4 | 35.47 | 40.8 | 44.44 | 50.66 | 57.42 | 68.07 | 74.33 | 76.34 | 77.75 | 83.48 | 89.48 | 95.74 | 97.58 | 98.36
|  | Hydrogen Evolution | 0 | 0 | 0 | 0 | 0.06 | 0.07 | 0.31 | 0.52 | 4.5 | 8.26 | 12.43 | 22.63 | 40.35 | 51.07 | 62.62 | 91.05 | 131.25 | 153.15 | 174.4 | 197.87 | 203.93 | 223.35 | 237.4 | 254.75 | 270.48 | 277.12 | 293.76 | 308.04 | 315.13 | 327.13 | 325.27
|  | Falling Behind | 0 | 0 | 0 | 0 | 0.05 | 0.05 | 0.18 | 0.31 | 0.4 | 0.55 | 0.55 | 0.56 | 0.59 | 0.92 | 1.46 | 2.12 | 2.76 | 3.95 | 4.43 | 5.34 | 6.41 | 7.44 | 8.61 | 9.55 | 10.69 | 11.72 | 13.15 | 14.57 | 15.73 | 16.77 | 17.7
|  | Ten Year Forecast | 2020-01-01: 0; 2021-01-01: 0; 2022-01-01: 0; 2023-01-01: 0; 2024-01-01: 0.05; 2025-01-01: 0.07; 2026-01-01: 0.17; 2027-01-01: 0.32; 2028-01-01: 1.41; 2029-01-01: 2.34; 2030-01-01: 5.4; 2031-01-01: 7.16; 2032-01-01: 9.52; 2033-01-01: 12.03; 2034-01-01: 14.09; 2035-01-01: 18.51

## F.68
F.68: Low carbon hydrogen production projects by development stage
Return to: Main Menu
Return to: Pathway Insights menu
F.68: Low carbon hydrogen production projects by development stage
Low-Carbon Hydrogen Production Projects By Development Stage - MW of initial targeted capacity
|  | Status Type (Initial Production) | MW Initial Targeted Capacity
|  | Completed | 21
|  | Under Construction | 448
|  | Final Investment Decision | 205
|  | Planning Approved | 764
|  | Planning Pending | 2695
|  | Scoping | 47763
Source: NESO data as of June 2025

## F.69
F.69: Hydrogen supply by pathway and technology
Return to: Main Menu
Return to: Pathway Insights menu
| Hydrogen supply in Holistic Transition (TWh) | Holistic Transition
|  | TWh | 2020-01-01 | 2021-01-01 | 2022-01-01 | 2023-01-01 | 2024-01-01 | 2025-01-01 | 2026-01-01 | 2027-01-01 | 2028-01-01 | 2029-01-01 | 2030-01-01 | 2031-01-01 | 2032-01-01 | 2033-01-01 | 2034-01-01 | 2035-01-01 | 2036-01-01 | 2037-01-01 | 2038-01-01 | 2039-01-01 | 2040-01-01 | 2041-01-01 | 2042-01-01 | 2043-01-01 | 2044-01-01 | 2045-01-01 | 2046-01-01 | 2047-01-01 | 2048-01-01 | 2049-01-01 | 2050-01-01
|  | Methane reformation with CCUS | 0 | 0 | 0 | 0 | 0.04 | 0.04 | 0.04 | 0.12 | 0.12 | 3.03 | 6.41 | 8.15 | 11.14 | 14.46 | 19.82 | 22.5 | 22.8 | 25.5 | 29.97 | 30.06 | 30.23 | 33.31 | 33.99 | 34.67 | 35.19 | 35.29 | 37.44 | 42.02 | 43.23 | 43.78 | 44.51
|  | Networked electrolysis | 0 | 0 | 0 | 0 | 0.01 | 0.03 | 0.14 | 0.34 | 2.39 | 2.7 | 3.12 | 4.45 | 5.12 | 6.15 | 6.74 | 9.75 | 13.55 | 17.91 | 22.48 | 25.5 | 32.86 | 35.02 | 38.91 | 43.76 | 46.14 | 53.6 | 60.49 | 64.68 | 68.53 | 72.48 | 72.27
|  | Non-networked electrolysis | 0 | 0 | 0 | 0 | 0 | 0 | 0 | 0 | 0 | 0.06 | 0 | 0.39 | 0.01 | 0.01 | 0.01 | 0.1 | 0.51 | 1.05 | 1.22 | 0.36 | 0.58 | 0.49 | 0.53 | 1.16 | 1.14 | 0.68 | 1.14 | 1.14 | 1.38 | 1.44 | 1.44
|  | Biomass gasification | 0 | 0 | 0 | 0 | 0 | 0 | 0 | 0 | 0 | 0 | 0.72 | 0.72 | 0.72 | 0.72 | 0.72 | 0.8 | 0.8 | 0.8 | 0.8 | 0.8 | 0.8 | 0.8 | 0.8 | 0.8 | 0.8 | 0.8 | 0.8 | 0.8 | 0.8 | 0.8 | 0.8
|  | Nuclear electrolysis | 0 | 0 | 0 | 0 | 0 | 0 | 0 | 0 | 0 | 0 | 0 | 0 | 0 | 0 | 0 | 0 | 0 | 0 | 0 | 0 | 0 | 0 | 0 | 0 | 0 | 0 | 0 | 0 | 0 | 0 | 0
|  | Imports | 0 | 0 | 0 | 0 | 0 | 0 | 0 | 0 | 0 | 0 | 0 | 0 | 0 | 0 | 0 | 0 | 0 | 0 | 0 | 0 | 0 | 0 | 0 | 0 | 0 | 0 | 0 | 0 | 0 | 0 | 0
|  | Total | 0 | 0 | 0 | 0 | 0.05 | 0.07 | 0.18 | 0.46 | 2.51 | 5.79 | 10.25 | 13.71 | 16.99 | 21.34 | 27.29 | 33.15 | 37.66 | 45.26 | 54.47 | 56.72 | 64.47 | 69.62 | 74.23 | 80.39 | 83.27 | 90.37 | 99.87 | 108.64 | 113.94 | 118.5 | 119.02
Includes hydrogen supply for domestic (GB) hydrogen demand only, excludes hydrogen produced for hydrogen export (from electrolysis)
| Hydrogen supply in Electric Engagement (TWh) | Electric Engagement
|  | TWh | 2020-01-01 | 2021-01-01 | 2022-01-01 | 2023-01-01 | 2024-01-01 | 2025-01-01 | 2026-01-01 | 2027-01-01 | 2028-01-01 | 2029-01-01 | 2030-01-01 | 2031-01-01 | 2032-01-01 | 2033-01-01 | 2034-01-01 | 2035-01-01 | 2036-01-01 | 2037-01-01 | 2038-01-01 | 2039-01-01 | 2040-01-01 | 2041-01-01 | 2042-01-01 | 2043-01-01 | 2044-01-01 | 2045-01-01 | 2046-01-01 | 2047-01-01 | 2048-01-01 | 2049-01-01 | 2050-01-01
|  | Methane reformation with CCUS | 0 | 0 | 0 | 0 | 0.04 | 0.04 | 0.04 | 0.04 | 0.04 | 0.12 | 0.13 | 0.17 | 1.42 | 3.14 | 5.26 | 9.38 | 9.38 | 14.18 | 14.2 | 15.55 | 15.86 | 16.7 | 20.06 | 21.87 | 24.13 | 24.47 | 28.42 | 30.08 | 31.23 | 31.37 | 31.59
|  | Networked electrolysis | 0 | 0 | 0 | 0 | 0.02 | 0.03 | 0.14 | 0.24 | 0.88 | 1.56 | 2.92 | 4.13 | 4.36 | 4.48 | 4.67 | 6 | 9.01 | 21.28 | 26.58 | 28.87 | 34.78 | 40.7 | 47.98 | 52.43 | 52.18 | 53.25 | 55.03 | 59.36 | 64.47 | 66.17 | 66.73
|  | Non-networked electrolysis | 0 | 0 | 0 | 0 | 0 | 0 | 0 | 0 | 0 | 0 | 0 | 0 | 0 | 0 | 0 | 0.01 | 0.01 | 0.01 | 0.02 | 0.02 | 0.02 | 0.02 | 0.03 | 0.03 | 0.03 | 0.03 | 0.03 | 0.04 | 0.04 | 0.04 | 0.04
|  | Biomass gasification | 0 | 0 | 0 | 0 | 0 | 0 | 0 | 0 | 0 | 0 | 0 | 0 | 0 | 0 | 0 | 0 | 0 | 0 | 0 | 0 | 0 | 0 | 0 | 0 | 0 | 0 | 0 | 0 | 0 | 0 | 0
|  | Nuclear electrolysis | 0 | 0 | 0 | 0 | 0 | 0 | 0 | 0 | 0 | 0 | 0 | 0 | 0 | 0 | 0 | 0 | 0 | 0 | 0 | 0 | 0 | 0 | 0 | 0 | 0 | 0 | 0 | 0 | 0 | 0 | 0
|  | Imports | 0 | 0 | 0 | 0 | 0 | 0 | 0 | 0 | 0 | 0 | 0 | 0 | 0 | 0 | 0 | 0 | 0 | 0 | 0 | 0 | 0 | 0 | 0 | 0 | 0 | 0 | 0 | 0 | 0 | 0 | 0
|  | Total | 0 | 0 | 0 | 0 | 0.06 | 0.07 | 0.18 | 0.28 | 0.92 | 1.68 | 3.05 | 4.3 | 5.78 | 7.62 | 9.93 | 15.39 | 18.4 | 35.47 | 40.8 | 44.44 | 50.66 | 57.42 | 68.07 | 74.33 | 76.34 | 77.75 | 83.48 | 89.48 | 95.74 | 97.58 | 98.36
Includes hydrogen supply for domestic (GB) hydrogen demand only, excludes hydrogen produced for hydrogen export (from electrolysis)
| Hydrogen supply in Hydrogen Evolution (TWh) | Hydrogen Evolution
|  | TWh | 2020-01-01 | 2021-01-01 | 2022-01-01 | 2023-01-01 | 2024-01-01 | 2025-01-01 | 2026-01-01 | 2027-01-01 | 2028-01-01 | 2029-01-01 | 2030-01-01 | 2031-01-01 | 2032-01-01 | 2033-01-01 | 2034-01-01 | 2035-01-01 | 2036-01-01 | 2037-01-01 | 2038-01-01 | 2039-01-01 | 2040-01-01 | 2041-01-01 | 2042-01-01 | 2043-01-01 | 2044-01-01 | 2045-01-01 | 2046-01-01 | 2047-01-01 | 2048-01-01 | 2049-01-01 | 2050-01-01
|  | Methane reformation with CCUS | 0 | 0 | 0 | 0 | 0.04 | 0.04 | 0.04 | 0.12 | 3.03 | 6.4 | 8.48 | 18.63 | 27.38 | 33.35 | 33.12 | 38.09 | 63.51 | 82.83 | 98.8 | 113.47 | 115.01 | 116.67 | 118.07 | 120.09 | 121.27 | 121.56 | 123.08 | 124.68 | 126.76 | 129.15 | 131.06
|  | Networked electrolysis | 0 | 0 | 0 | 0 | 0.02 | 0.03 | 0.27 | 0.4 | 1.47 | 1.84 | 3.15 | 3.19 | 12.15 | 16.9 | 28.19 | 50.64 | 65.4 | 66.98 | 71.25 | 80.04 | 84.54 | 101.12 | 113.75 | 131.06 | 145.58 | 148.13 | 153.73 | 166.07 | 166.68 | 175.93 | 171.11
|  | Non-networked electrolysis | 0 | 0 | 0 | 0 | 0 | 0 | 0 | 0 | 0 | 0.02 | 0 | 0.01 | 0.02 | 0.02 | 0.03 | 1.04 | 1.05 | 2.06 | 3.07 | 3.08 | 3.08 | 4.09 | 4.1 | 2.1 | 2.11 | 2.11 | 2.8 | 2.8 | 1.89 | 1.89 | 1.89
|  | Biomass gasification | 0 | 0 | 0 | 0 | 0 | 0 | 0 | 0 | 0 | 0 | 0.8 | 0.8 | 0.8 | 0.8 | 1.25 | 1.25 | 1.26 | 1.25 | 1.25 | 1.25 | 1.26 | 1.25 | 1.25 | 1.25 | 1.26 | 1.25 | 1.25 | 1.25 | 1.26 | 1.25 | 1.25
|  | Nuclear electrolysis | 0 | 0 | 0 | 0 | 0 | 0 | 0 | 0 | 0 | 0 | 0 | 0 | 0 | 0 | 0.03 | 0.03 | 0.03 | 0.03 | 0.03 | 0.03 | 0.04 | 0.22 | 0.23 | 0.25 | 0.26 | 4.07 | 12.9 | 13.24 | 18.54 | 18.91 | 19.96
|  | Imports | 0 | 0 | 0 | 0 | 0 | 0 | 0 | 0 | 0 | 0 | 0 | 0 | 0 | 0 | 0 | 0 | 0 | 0 | 0 | 0 | 0 | 0 | 0 | 0 | 0 | 0 | 0 | 0 | 0 | 0 | 0
|  | Total | 0 | 0 | 0 | 0 | 0.06 | 0.07 | 0.31 | 0.52 | 4.5 | 8.26 | 12.43 | 22.63 | 40.35 | 51.07 | 62.62 | 91.05 | 131.25 | 153.15 | 174.4 | 197.87 | 203.93 | 223.35 | 237.4 | 254.75 | 270.48 | 277.12 | 293.76 | 308.04 | 315.13 | 327.13 | 325.27
Includes hydrogen supply for domestic (GB) hydrogen demand only, excludes hydrogen produced for hydrogen export (from electrolysis)
| Hydrogen supply in Falling Behind (TWh) | Falling Behind
|  | TWh | 2020-01-01 | 2021-01-01 | 2022-01-01 | 2023-01-01 | 2024-01-01 | 2025-01-01 | 2026-01-01 | 2027-01-01 | 2028-01-01 | 2029-01-01 | 2030-01-01 | 2031-01-01 | 2032-01-01 | 2033-01-01 | 2034-01-01 | 2035-01-01 | 2036-01-01 | 2037-01-01 | 2038-01-01 | 2039-01-01 | 2040-01-01 | 2041-01-01 | 2042-01-01 | 2043-01-01 | 2044-01-01 | 2045-01-01 | 2046-01-01 | 2047-01-01 | 2048-01-01 | 2049-01-01 | 2050-01-01
|  | Methane reformation with CCUS | 0 | 0 | 0 | 0 | 0.04 | 0.04 | 0.04 | 0.12 | 0.12 | 0.12 | 0.12 | 0.12 | 0.12 | 0.19 | 0.22 | 0.22 | 0.23 | 0.24 | 0.35 | 0.42 | 0.76 | 0.8 | 1.58 | 2.42 | 2.88 | 3.28 | 3.91 | 4.52 | 4.66 | 4.91 | 5.3
|  | Networked electrolysis | 0 | 0 | 0 | 0 | 0.01 | 0.01 | 0.14 | 0.19 | 0.28 | 0.43 | 0.43 | 0.44 | 0.47 | 0.73 | 1.24 | 1.9 | 2.53 | 3.71 | 4.08 | 4.92 | 5.65 | 6.64 | 7.03 | 7.13 | 7.81 | 8.44 | 9.23 | 10.04 | 11.06 | 11.85 | 12.39
|  | Non-networked electrolysis | 0 | 0 | 0 | 0 | 0 | 0 | 0 | 0 | 0 | 0 | 0 | 0 | 0 | 0 | 0 | 0 | 0 | 0 | 0 | 0 | 0 | 0 | 0 | 0 | 0 | 0 | 0.01 | 0.01 | 0.01 | 0.01 | 0.01
|  | Biomass gasification | 0 | 0 | 0 | 0 | 0 | 0 | 0 | 0 | 0 | 0 | 0 | 0 | 0 | 0 | 0 | 0 | 0 | 0 | 0 | 0 | 0 | 0 | 0 | 0 | 0 | 0 | 0 | 0 | 0 | 0 | 0
|  | Nuclear electrolysis | 0 | 0 | 0 | 0 | 0 | 0 | 0 | 0 | 0 | 0 | 0 | 0 | 0 | 0 | 0 | 0 | 0 | 0 | 0 | 0 | 0 | 0 | 0 | 0 | 0 | 0 | 0 | 0 | 0 | 0 | 0
|  | Imports | 0 | 0 | 0 | 0 | 0 | 0 | 0 | 0 | 0 | 0 | 0 | 0 | 0 | 0 | 0 | 0 | 0 | 0 | 0 | 0 | 0 | 0 | 0 | 0 | 0 | 0 | 0 | 0 | 0 | 0 | 0
|  | Total | 0 | 0 | 0 | 0 | 0.05 | 0.05 | 0.18 | 0.31 | 0.4 | 0.55 | 0.55 | 0.56 | 0.59 | 0.92 | 1.46 | 2.12 | 2.76 | 3.95 | 4.43 | 5.34 | 6.41 | 7.44 | 8.61 | 9.55 | 10.69 | 11.72 | 13.15 | 14.57 | 15.73 | 16.77 | 17.7
Includes hydrogen supply for domestic (GB) hydrogen demand only, excludes hydrogen produced for hydrogen export (from electrolysis)
| Hydrogen supply in Ten Year Forecast (TWh) | Ten Year Forecast
|  | TWh | 2020-01-01 | 2021-01-01 | 2022-01-01 | 2023-01-01 | 2024-01-01 | 2025-01-01 | 2026-01-01 | 2027-01-01 | 2028-01-01 | 2029-01-01 | 2030-01-01 | 2031-01-01 | 2032-01-01 | 2033-01-01 | 2034-01-01 | 2035-01-01 | 2036-01-01 | 2037-01-01 | 2038-01-01 | 2039-01-01 | 2040-01-01 | 2041-01-01 | 2042-01-01 | 2043-01-01 | 2044-01-01 | 2045-01-01 | 2046-01-01 | 2047-01-01 | 2048-01-01 | 2049-01-01 | 2050-01-01
|  | Methane reformation with CCUS | 2020-01-01: 0; 2021-01-01: 0; 2022-01-01: 0; 2023-01-01: 0; 2024-01-01: 0.04; 2025-01-01: 0.04; 2026-01-01: 0.04; 2027-01-01: 0.04; 2028-01-01: 0.04; 2029-01-01: 0.04; 2030-01-01: 2.64; 2031-01-01: 3.4; 2032-01-01: 3.78; 2033-01-01: 3.77; 2034-01-01: 4.21; 2035-01-01: 7.54
|  | Networked electrolysis | 2020-01-01: 0; 2021-01-01: 0; 2022-01-01: 0; 2023-01-01: 0; 2024-01-01: 0.01; 2025-01-01: 0.03; 2026-01-01: 0.13; 2027-01-01: 0.28; 2028-01-01: 1.37; 2029-01-01: 2.3; 2030-01-01: 2.76; 2031-01-01: 3.76; 2032-01-01: 5.74; 2033-01-01: 8.25; 2034-01-01: 9.66; 2035-01-01: 10.51
|  | Non-networked electrolysis | 2020-01-01: 0; 2021-01-01: 0; 2022-01-01: 0; 2023-01-01: 0; 2024-01-01: 0; 2025-01-01: 0; 2026-01-01: 0; 2027-01-01: 0; 2028-01-01: 0; 2029-01-01: 0; 2030-01-01: 0; 2031-01-01: 0; 2032-01-01: 0; 2033-01-01: 0.01; 2034-01-01: 0.22; 2035-01-01: 0.46
|  | Biomass gasification | 2020-01-01: 0; 2021-01-01: 0; 2022-01-01: 0; 2023-01-01: 0; 2024-01-01: 0; 2025-01-01: 0; 2026-01-01: 0; 2027-01-01: 0; 2028-01-01: 0; 2029-01-01: 0; 2030-01-01: 0; 2031-01-01: 0; 2032-01-01: 0; 2033-01-01: 0; 2034-01-01: 0; 2035-01-01: 0
|  | Nuclear electrolysis | 2020-01-01: 0; 2021-01-01: 0; 2022-01-01: 0; 2023-01-01: 0; 2024-01-01: 0; 2025-01-01: 0; 2026-01-01: 0; 2027-01-01: 0; 2028-01-01: 0; 2029-01-01: 0; 2030-01-01: 0; 2031-01-01: 0; 2032-01-01: 0; 2033-01-01: 0; 2034-01-01: 0; 2035-01-01: 0
|  | Imports | 2020-01-01: 0; 2021-01-01: 0; 2022-01-01: 0; 2023-01-01: 0; 2024-01-01: 0; 2025-01-01: 0; 2026-01-01: 0; 2027-01-01: 0; 2028-01-01: 0; 2029-01-01: 0; 2030-01-01: 0; 2031-01-01: 0; 2032-01-01: 0; 2033-01-01: 0; 2034-01-01: 0; 2035-01-01: 0
|  | Total | 2020-01-01: 0; 2021-01-01: 0; 2022-01-01: 0; 2023-01-01: 0; 2024-01-01: 0.05; 2025-01-01: 0.07; 2026-01-01: 0.17; 2027-01-01: 0.32; 2028-01-01: 1.41; 2029-01-01: 2.34; 2030-01-01: 5.4; 2031-01-01: 7.16; 2032-01-01: 9.52; 2033-01-01: 12.03; 2034-01-01: 14.09; 2035-01-01: 18.51
Includes hydrogen supply for domestic (GB) hydrogen demand only, excludes hydrogen produced for hydrogen export (from electrolysis)

## Biomass >>
This tab is a divider to aid navigation within the workbook
The next set of tabs all contain graphs on a related area
Return to: Main Menu

## F.70
F.70: Biomass supply source breakdown by pathway in 2050
Return to: Main Menu
Return to: Pathway Insights menu
| F.70: Biomass supply source breakdown by pathway in 2050 | Total bioenergy annual supply in 2050
|  | TWh | Holistic Transition | Electric Engagement | Hydrogen Evolution | Falling Behind
|  | Forest residues | 47.36 | 47.36 | 45.1228 | 36.6
|  | Energy crops | 23.6176 | 24.428 | 25.1812 | 11.1386
|  | Agri residues | 12.8965 | 13.55 | 12.8965 | 12.8965
|  | Waste wood | 16.45 | 16.45 | 16.45 | 0
|  | Biomass imports | 29.8717 | 55.3715 | 2.4332 | 0.85
|  | Waste biodiesel, bioethanol | 1.8243 | 1.8289 | 1.8811 | 2.1588
|  | Biofuel imports | 4.72 | 4.7 | 4.7 | 4.707
|  | Biogas | 21.0434 | 5.0357 | 21.0434 | 21.0318
|  | MSW, C&I (biogenic) | 57.9609 | 22.6368 | 43.5157 | 24.169
|  | % imported | 16.03% | 31.39% | 4.118% | 4.894%
|  |  | 215.7444 | 191.3608 | 173.224 | 113.5517
UK biomass supply. DUKES Table 6.1 Units: ktoe
|  | 2023 | Waste wood | Wood | Plant biomass [note 4] | Animal biomass [note 5] | Anaerobic digestion | Sewage gas | Landfill gas | Renewable waste | Liquid biofuels
|  | Production | 378.05 | 929.9 | 3338.64 | 240.12 | 1578.09 | 423.9 | 763.61 | 1915.2 | 823.28
|  | Other sources | 0 | 0 | 0 | 0 | 0 | 0 | 0 | 0 | 0
|  | Imports | 66.17 | 99.09 | 2844.11 | 0 | 0 | 0 | 0 | 0 | 2317.99
|  | Exports | -138.01 | -2.72 | -5.15 | 0 | 0 | 0 | 0 | 0 | -494.73
|  | Marine bunkers | 0 | 0 | 0 | 0 | 0 | 0 | 0 | 0 | 0
|  | Stock change [note 1] | 0 | 0 | 0 | 0 | 0 | 0 | 0 | 0 | -10.96
|  | Transfers | 0 | 0 | 0 | 0 | -548.05 | -99.09 | 0 | 0 | 0
|  | Total supply | 306.21 | 1026.27 | 6177.6 | 240.12 | 1030.04 | 324.81 | 763.61 | 1915.2 | 2635.58
Conversion to TWh, and on basis of imports versus domestic supply
|  |  | Waste wood | Wood | Plant biomass | Animal biomass | Anaerobic digestion | Sewage gas | Landfill gas | Renewable waste | Liquid biofuels
|  | Domestic production* | 3.0485 | 11.7752 | 42.3353 | 3.0495 | 13.0815 | 4.1251 | 9.6978 | 24.323 | 4.1726
|  | Imports | 0.84036 | 1.2584 | 36.1202 | [5 empty] | 29.4385
*Minus exports and transfers
DUKES provide data in kilo tonnes of oil equivalent (ktoe), this has been converted to TWh using:
|  | Tonne of oil equivalent | TWh
|  | 1 | 1.27e-05
*Minus exports and transfers
Source: DUKES 2024

## Commodity Prices
Commodity Prices
| Commodity Prices | CP1 | Commodity prices - fuels
|  | CP2 | Commodity prices - carbon

## CP1
Commodity prices - fuels
Return to: Main Menu
Wholesale NBP gas price (2025 EUR/MWh)
NBP Gas Price (EUR/MWh)
[8 empty] | Year | 2010 | 2011 | 2012 | 2013 | 2014 | 2015 | 2016 | 2017 | 2018 | 2019 | 2020 | 2021 | 2022 | 2023 | 2024 | 2025 | 2026 | 2027 | 2028 | 2029 | 2030 | 2031 | 2032 | 2033 | 2034 | 2035 | 2036 | 2037 | 2038 | 2039 | 2040 | 2041 | 2042 | 2043 | 2044 | 2045 | 2046 | 2047 | 2048 | 2049 | 2050
[8 empty] | Base Case | 23.94 | 32.56 | 34.76 | 36.87 | 29.15 | 26.8 | 19.41 | 22.82 | 28.97 | 18.28 | 11.58 | 56.65 | 118.81 | 41.99 | 34.99 | 39.48 | 32.37 | 29.03 | 28.88 | 29.47 | 29.89 | 29.68 | 29.46 | 29.3 | 29.21 | 29.07 | 28.97 | 28.88 | 28.72 | 28.66 | 28.58 | 28.57 | 28.58 | 28.61 | 28.65 | 28.63 | 28.61 | 28.65 | 28.69 | 28.73 | 28.72
All prices converted to Euro/MWh. Please see conversion charts below for used conversion rates
Wholesale ARA coal price (2025 EUR/MWh)
ARA Coal Price (EUR/MWh)
[8 empty] | Year | 2010 | 2011 | 2012 | 2013 | 2014 | 2015 | 2016 | 2017 | 2018 | 2019 | 2020 | 2021 | 2022 | 2023 | 2024 | 2025 | 2026 | 2027 | 2028 | 2029 | 2030 | 2031 | 2032 | 2033 | 2034 | 2035 | 2036 | 2037 | 2038 | 2039 | 2040 | 2041 | 2042 | 2043 | 2044 | 2045 | 2046 | 2047 | 2048 | 2049 | 2050
[8 empty] | Base Case | 14.44 | 17.79 | 14.47 | 12.06 | 10.96 | 9.83 | 10.11 | 13.82 | 14.16 | 9.77 | 7.46 | 17.2 | 44.38 | 17.7 | 15.16 | 12.91 | 12.07 | 11.39 | 11.15 | 10.95 | 10.62 | 10.28 | 9.82 | 9.44 | 9.2 | 8.94 | 8.74 | 8.51 | 8.33 | 8.17 | 8.01 | 7.88 | 7.75 | 7.62 | 7.49 | 7.36 | 7.23 | 7.1 | 7 | 6.87 | 6.74
Wholesale Brent oil price (2025 EUR/MWh)
Brent Oil Price (EUR/MWh)
[8 empty] | Year | 2010 | 2011 | 2012 | 2013 | 2014 | 2015 | 2016 | 2017 | 2018 | 2019 | 2020 | 2021 | 2022 | 2023 | 2024 | 2025 | 2026 | 2027 | 2028 | 2029 | 2030 | 2031 | 2032 | 2033 | 2034 | 2035 | 2036 | 2037 | 2038 | 2039 | 2040 | 2041 | 2042 | 2043 | 2044 | 2045 | 2046 | 2047 | 2048 | 2049 | 2050
[8 empty] | Base Case | 51.34 | 66.63 | 71.23 | 65.99 | 59.22 | 37.32 | 30.36 | 36.47 | 44.84 | 41.96 | 25.5 | 41.46 | 63.07 | 40.81 | 46.01 | 40.85 | 39.34 | 38.66 | 39.76 | 40.05 | 40.32 | 39.9 | 40 | 39.49 | 39.19 | 38.65 | 38.35 | 37.91 | 37.41 | 36.95 | 36.24 | 35.51 | 34.78 | 34.04 | 33.44 | 32.94 | 32.56 | 31.99 | 31.36 | 30.78 | 30.21
Conversion Rates
| Commodity | From | To | Value
| Gas | GB therm | MWh | 0.029307
| Gas | MMBtu | MWh | 0.29307
| Coal | tonne | MWh | 8.141
| Oil | bbl | MWh | 1.6994
| Carbon | t CO2 | t CO2 | 1
| All | MWh | MWh | 1
[6 empty] | 2019 Nominal Prices | 2025 Nominal Prices
[6 empty] | Used to convert from Nominal Prices | Used to convert from Nominal Prices
| From: | GBP | GBP-pence | USD |  | GDP Deflator | Rebased GDP Deflator
| To: | EUR | EUR | EUR |  | 2019=100 | 2025=1
| 2010 | 1.17 | 0.012 | 0.757 | 2010 | 85.6 | 0.69
| 2011 | 1.15 | 0.012 | 0.717 | 2011 | 87.5 | 0.705
| 2012 | 1.23 | 0.012 | 0.776 | 2012 | 88.8 | 0.716
| 2013 | 1.18 | 0.012 | 0.754 | 2013 | 90.7 | 0.731
| 2014 | 1.24 | 0.012 | 0.753 | 2014 | 91.9 | 0.74
| 2015 | 1.38 | 0.014 | 0.903 | 2015 | 92.5 | 0.745
| 2016 | 1.22 | 0.012 | 0.9 | 2016 | 94.3 | 0.76
| 2017 | 1.14 | 0.011 | 0.884 | 2017 | 96.1 | 0.774
| 2018 | 1.13 | 0.011 | 0.846 | 2018 | 97.9 | 0.789
| 2019 | 1.14 | 0.011 | 0.893 | 2019 | 100 | 0.806
| 2020 | 1.13 | 0.011 | 0.88 | 2020 | 105.3 | 0.848
| 2021 | 1.16 | 0.012 | 0.843 | 2021 | 105 | 0.846
| 2022 | 1.17 | 0.012 | 0.946 | 2022 | 110.4 | 0.889
| 2023 | 1 | 0.01 | 0.801 | 2023 | 118.3 | 0.953
| 2024 | 1.17 | 0.012 | 0.923 | 2024 | 121.2 | 0.976
| 2025 | 1.17 | 0.012 | 0.913 | 2025 | 124.1 | 1
| 2026 | 1.17 | 0.012 | 0.906 | 2026 | 126.7 | 1.021
| 2027 | 1.16 | 0.012 | 0.887 | 2027 | 129.4 | 1.043
| 2028 | 1.16 | 0.012 | 0.876 | 2028 | 132.2 | 1.065
| 2029 | 1.15 | 0.012 | 0.86 | 2029 | 134.9 | 1.087
| 2030 | 1.15 | 0.012 | 0.852 | 2030 | 137.8 | 1.111
| 2031 | 1.14 | 0.011 | 0.837 | 2031 | 140.8 | 1.135
| 2032 | 1.14 | 0.011 | 0.829 | 2032 | 143.9 | 1.16
| 2033 | 1.13 | 0.011 | 0.815 | 2033 | 147.1 | 1.185
| 2034 | 1.13 | 0.011 | 0.809 | 2034 | 150.3 | 1.211
| 2035 | 1.12 | 0.011 | 0.8 | 2035 | 153.6 | 1.237
| 2036 | 1.12 | 0.011 | 0.8 | 2036 | 156.9 | 1.264
| 2037 | 1.12 | 0.011 | 0.8 | 2037 | 160.3 | 1.292
| 2038 | 1.12 | 0.011 | 0.8 | 2038 | 163.8 | 1.32
| 2039 | 1.12 | 0.011 | 0.8 | 2039 | 167.4 | 1.349
| 2040 | 1.12 | 0.011 | 0.8 | 2040 | 171.1 | 1.378
| 2041 | 1.12 | 0.011 | 0.8 | 2041 | 174.8 | 1.409
| 2042 | 1.12 | 0.011 | 0.8 | 2042 | 178.7 | 1.439
| 2043 | 1.12 | 0.011 | 0.8 | 2043 | 182.6 | 1.471
| 2044 | 1.12 | 0.011 | 0.8 | 2044 | 186.6 | 1.503
| 2045 | 1.12 | 0.011 | 0.8 | 2045 | 190.6 | 1.536
| 2046 | 1.12 | 0.011 | 0.8 | 2046 | 194.8 | 1.57
| 2047 | 1.12 | 0.011 | 0.8 | 2047 | 199.1 | 1.604
| 2048 | 1.12 | 0.011 | 0.8 | 2048 | 203.4 | 1.639
| 2049 | 1.12 | 0.011 | 0.8 | 2049 | 207.9 | 1.675
| 2050 | 1.12 | 0.011 | 0.8 | 2050 | 212.5 | 1.712

## CP2
Commodity prices - carbon
Return to: Main Menu
| GB total carbon price (2025 EUR/tonne) | GB total carbon price (EUR/tonne CO2)
|  | Year | 2015 | 2016 | 2017 | 2018 | 2019 | 2020 | 2021 | 2022 | 2023 | 2024 | 2025 | 2026 | 2027 | 2028 | 2029 | 2030 | 2031 | 2032 | 2033 | 2034 | 2035 | 2036 | 2037 | 2038 | 2039 | 2040 | 2041 | 2042 | 2043 | 2044 | 2045 | 2046 | 2047 | 2048 | 2049 | 2050
|  | History | 2015: 42.8826; 2016: 34.8373; 2017: 32.7014; 2018: 43.9509; 2019: 52.942; 2020: 42.2905; 2021: 76.1677; 2022: 119.0406; 2023: 112.8699; 2024: 83.0314
|  | Base case | [8 empty] | 112.8699 | 83.0314 | 92.3808 | 102.518 | 108.9744 | 109.2427 | 109.3152 | 108.1777 | 110.9883 | 112.2994 | 113.1804 | 114.4656 | 115.3092 | 116.7587 | 117.7525 | 119.1394 | 120.4998 | 121.2455 | 122.9458 | 124.5517 | 126.0157 | 127.4424 | 128.7819 | 129.9867 | 131.1608 | 132.6569 | 133.6711 | 134.609
| EU ETS carbon price (2025 EUR/tonne) | EU ETS carbon price (EUR/tonne CO2)
|  | Year | 2015 | 2016 | 2017 | 2018 | 2019 | 2020 | 2021 | 2022 | 2023 | 2024 | 2025 | 2026 | 2027 | 2028 | 2029 | 2030 | 2031 | 2032 | 2033 | 2034 | 2035 | 2036 | 2037 | 2038 | 2039 | 2040 | 2041 | 2042 | 2043 | 2044 | 2045 | 2046 | 2047 | 2048 | 2049 | 2050
|  | History | 2015: 9.4077; 2016: 5.9429; 2017: 6.1935; 2018: 18.1719; 2019: 27.4732; 2020: 18.3158; 2021: 51.4768; 2022: 95.3554; 2023: 93.9833; 2024: 61.4592
|  | Base case | [8 empty] | 93.9833 | 61.4592 | 71.3208 | 81.8904 | 93.9531 | 99.4386 | 104.5547 | 108.1777 | 110.9883 | 112.2994 | 113.1804 | 114.4656 | 115.3092 | 116.7587 | 117.7525 | 119.1394 | 120.4998 | 121.2455 | 122.9458 | 124.5517 | 126.0157 | 127.4424 | 128.7819 | 129.9867 | 131.1608 | 132.6569 | 133.6711 | 134.609

## Sankey Data >>
Sankey Data
| Sankey Data | Energy Flow Diagram | Energy Flow Diagram

## Energy Flow Diagram
Energy flow diagram inputs
Return to: Main Menu |  |  |  | End use efficiencies approximated from DESNZ Estimates of whole UK energy flow incorporating end use energy efficiency, 2023 and CCC Seventh Carbon Budget. Values between 2024 and 2050 are interpolated | [38 empty] | Energy flow diagrams created using:
|  |  |  | Industrial and commercial demand includes direct transmission connected demand as well as distribution connected demand | [38 empty] | https://sankeymatic.com/
|  |  |  | Nuclear electrolysis efficiencies can be higher than 100% as it utalises waste heat | [38 empty] | Each column below can be pasted in to the online tool to produce a diagram for that pathway year
| Other pathways below Holistic Transition |  |  | Aviation and shipping petroleum demand is taken from CCC Seventh Carbon Budget analysis | [38 empty] | Values in the left hand side of this sheet are accurate, but values in the column belows are all rounded and will introduce rounding errors to totals
Natural gas figures exclude natural gas exports
Holistic Transition
[13 empty] | All units TWh | [33 empty] | Reordered for energy flow diagrams
| Category | Subcategory | Fuel lookup | Description | Data | Data table | Component | Component 2 | Component 3 | Component 4 | Subtract component | Unit lookup | 2024-01-01 | 2025-01-01 | 2026-01-01 | 2027-01-01 | 2028-01-01 | 2029-01-01 | 2030-01-01 | 2031-01-01 | 2032-01-01 | 2033-01-01 | 2034-01-01 | 2035-01-01 | 2036-01-01 | 2037-01-01 | 2038-01-01 | 2039-01-01 | 2040-01-01 | 2041-01-01 | 2042-01-01 | 2043-01-01 | 2044-01-01 | 2045-01-01 | 2046-01-01 | 2047-01-01 | 2048-01-01 | 2049-01-01 | 2050-01-01 |  |  |  |  | 2024-01-01 | 2035 | 2050 | 2024 | 2035 | 2050
[13 empty] | Holistic Transition | Holistic Transition | Holistic Transition | Holistic Transition | Holistic Transition | Holistic Transition | Holistic Transition | Holistic Transition | Holistic Transition | Holistic Transition | Holistic Transition | Holistic Transition | Holistic Transition | Holistic Transition | Holistic Transition | Holistic Transition | Holistic Transition | Holistic Transition | Holistic Transition | Holistic Transition | Holistic Transition | Holistic Transition | Holistic Transition | Holistic Transition | Holistic Transition | Holistic Transition | Holistic Transition | Diagram name in | Diagram name out | Include in Sankey |  | Holistic Transition | Holistic Transition | Holistic Transition | Holistic Transition | Holistic Transition | Holistic Transition
| End user demand | I&C | Electricity | Electricity | Demand (TWh) | ED1 | GBFES Customer Demand: Total Industrial (Excluding electrolysis) | Commercial electricity demand at the meter with EVs deducted | GBFES Customer Demand: Direct Transmission Customers | Commercial Micro-generation | I&C Rail Traction Demand | GWh | 160.3854 | 162.4687 | 165.1735 | 169.9493 | 175.1433 | 180.9879 | 186.5595 | 192.5118 | 199.1847 | 205.4018 | 211.7916 | 217.8546 | 225.8727 | 232.8661 | 238.2141 | 243.8065 | 249.6928 | 254.6026 | 259.0204 | 263.2589 | 267.0501 | 270.0303 | 272.8224 | 275.893 | 279.0958 | 282.299 | 285.5484 | Electricity 2 | I&C | TRUE |  | Electricity 2 [160] I&C | Electricity 2 [218] I&C | Electricity 2 [286] I&C | ' ENERGY SINKS 1 | ' ENERGY SINKS 1 | ' ENERGY SINKS 1
|  |  | Gas | Gas | Demand (TWh) | ED3 | Annual end-use gas demand from industry | Annual end-use gas demand from the commercial sector |  |  |  | GWh | 191.0459 | 192.4867 | 189.3499 | 183.5941 | 175.9848 | 167.8089 | 158.7287 | 149.4544 | 140.4959 | 131.7597 | 122.9949 | 113.7982 | 99.8501 | 88.2715 | 79.0826 | 71.2315 | 64.7602 | 58.0796 | 51.4041 | 45.9216 | 40.6505 | 35.4205 | 30.9403 | 25.7108 | 20.8438 | 16.0171 | 11.1399 | Natural gas 3 | I&C | TRUE |  | Natural gas 3 [191] I&C | Natural gas 3 [114] I&C | Natural gas 3 [11] I&C | Ambient Heat [5] Useful Energy | Ambient Heat [82] Useful Energy | Ambient Heat [281] Useful Energy
|  |  | Hydrogen | Hydrogen | Demand (TWh) | WS1 | Industrial | Commercial |  |  |  | TWh | 0 | 0 | 0 | 0 | 1.691 | 4.506 | 7.282 | 10.107 | 12.874 | 15.611 | 18.35 | 21.136 | 23.949 | 26.749 | 29.48 | 30.923 | 31.672 | 31.928 | 32.163 | 32.469 | 32.835 | 33.06 | 33.335 | 33.601 | 33.879 | 34.135 | 34.338 | Hydrogen 2 | I&C | TRUE |  | Hydrogen 2 [0] I&C | Hydrogen 2 [21] I&C | Hydrogen 2 [34] I&C | Hydrogen 2 [0] Hydrogen export | Hydrogen 2 [0] Hydrogen export | Hydrogen 2 [0] Hydrogen export
|  |  | Bioenergy | Biofuel | Demand (TWh) | WS1 | Industrial | Commercial |  |  |  | TWh | 2.6191 | 2.5033 | 2.3918 | 2.5267 | 2.6446 | 2.9767 | 3.2307 | 2.9646 | 2.6769 | 2.3881 | 2.0971 | 1.7918 | 2.0924 | 2.3984 | 2.6803 | 2.9441 | 3.2051 | 3.5179 | 3.8501 | 4.1228 | 4.3916 | 4.6079 | 4.8417 | 5.0961 | 5.3582 | 5.6038 | 5.8316 | Biofuel 2 | I&C | TRUE |  | Biofuel 2 [3] I&C | Biofuel 2 [2] I&C | Biofuel 2 [6] I&C | Natural gas 3 [191] I&C | Natural gas 3 [114] I&C | Natural gas 3 [11] I&C
|  |  | Oil | Oil/Petroleum/Waste/Solid fuels | Demand (TWh) | WS1 | Industrial | Commercial |  |  |  | TWh | 36.501 | 39.841 | 39.076 | 37.628 | 35.875 | 33.953 | 32.049 | 29.613 | 27.191 | 25.338 | 23.495 | 21.653 | 19.717 | 17.88 | 16.146 | 14.679 | 13.244 | 11.91 | 10.585 | 9.237 | 7.943 | 6.767 | 5.577 | 4.592 | 3.625 | 2.651 | 1.691 | Other fuels 2 | I&C | TRUE |  | Other fuels 2 [37] I&C | Other fuels 2 [22] I&C | Other fuels 2 [2] I&C | Hydrogen 2 [0] I&C | Hydrogen 2 [21] I&C | Hydrogen 2 [34] I&C
|  | Residential | Electricity | Electricity | Demand (TWh) | ED1 | GBFES Customer Demand: Residential |  |  |  | Residential Electric Vehicles Demand (EVs) | GWh | 95.3651 | 91.4906 | 89.2762 | 87.449 | 86.1009 | 85.437 | 84.8023 | 85.1412 | 85.8655 | 87.2443 | 88.745 | 90.2993 | 95.2188 | 100.0122 | 104.6478 | 109.0125 | 113.6647 | 117.9691 | 122.5071 | 126.779 | 130.8388 | 134.4379 | 137.063 | 139.5264 | 141.5629 | 143.5182 | 145.3889 | Electricity 2 | Residential | TRUE |  | Electricity 2 [95] Residential | Electricity 2 [90] Residential | Electricity 2 [145] Residential | Electricity 2 [160] I&C | Electricity 2 [218] I&C | Electricity 2 [286] I&C
|  |  | Gas | Gas | Demand (TWh) | ED3 | Total end-use residential gas demand |  |  |  |  | GWh | 301.0313 | 306.9849 | 311.7528 | 314.5116 | 315.1264 | 314.339 | 304.6123 | 293.1965 | 279.9764 | 264.5841 | 248.6133 | 231.9315 | 210.2631 | 188.7791 | 167.4644 | 146.3236 | 125.394 | 105.6902 | 87.9747 | 72.2424 | 57.6629 | 44.3746 | 32.8036 | 23.084 | 15.5747 | 8.7745 | 2.7959 | Natural gas 3 | Residential | TRUE |  | Natural gas 3 [301] Residential | Natural gas 3 [232] Residential | Natural gas 3 [3] Residential | Biofuel 2 [3] I&C | Biofuel 2 [2] I&C | Biofuel 2 [6] I&C
|  |  | Hydrogen | Hydrogen | Demand (TWh) | ED7 | Residential |  |  |  |  | TWh | 0 | 0 | 0 | 0 | 0 | 0 | 0 | 0 | 0.018 | 0.039 | 0.064 | 0.106 | 0.186 | 0.256 | 0.339 | 0.434 | 0.509 | 0.579 | 0.648 | 0.717 | 0.786 | 0.855 | 0.9 | 0.943 | 0.985 | 1.029 | 1.071 | Hydrogen 2 | Residential | TRUE |  | Hydrogen 2 [0] Residential | Hydrogen 2 [0] Residential | Hydrogen 2 [1] Residential | Other fuels 2 [37] I&C | Other fuels 2 [22] I&C | Other fuels 2 [2] I&C
|  |  | Bioenergy | Biofuel | Demand (TWh) | WS1 | Residential |  |  |  |  | TWh | 1.0527 | 1.1388 | 1.1852 | 1.5959 | 2.0418 | 2.8972 | 4.0088 | 4.4877 | 4.6303 | 4.6486 | 4.6259 | 4.5555 | 4.9229 | 5.2743 | 5.5894 | 5.8585 | 6.1253 | 6.4009 | 6.6782 | 6.9216 | 7.1612 | 7.327 | 7.4418 | 7.5542 | 7.6656 | 7.7772 | 7.8895 | Biofuel 2 | Residential | TRUE |  | Biofuel 2 [1] Residential | Biofuel 2 [5] Residential | Biofuel 2 [8] Residential | Natural gas 3 [301] Residential | Natural gas 3 [232] Residential | Natural gas 3 [3] Residential
|  |  | Oil | Oil/Petroleum | Demand (TWh) | ED3 | Oil |  |  |  |  | TWh | 24.081 | 23.935 | 23.736 | 23.492 | 23.22 | 22.885 | 21.25 | 19.614 | 17.979 | 16.344 | 14.708 | 13.073 | 11.539 | 10.009 | 8.482 | 6.961 | 5.487 | 4.049 | 2.654 | 1.292 | 0 | 0 | 0 | 0 | 0 | 0 | 0 | Other fuels 2 | Residential | TRUE |  | Other fuels 2 [24] Residential | Other fuels 2 [13] Residential | Other fuels 2 [0] Residential | Hydrogen 2 [0] Residential | Hydrogen 2 [0] Residential | Hydrogen 2 [1] Residential
|  | Road Transport | Electricity | Electricity | Demand (TWh) | ED1 | Residential Electric Vehicles Demand (EVs) | Commercial Electric Vehicles Demand (EVs) |  |  |  | GWh | 6.1394 | 9.0171 | 12.1219 | 15.8869 | 20.4139 | 25.8092 | 32.2014 | 39.4963 | 47.5108 | 55.9656 | 64.6664 | 73.4563 | 81.7534 | 89.8195 | 97.5171 | 104.6539 | 110.9187 | 116.3708 | 120.7969 | 123.8126 | 126.2655 | 128.347 | 129.5729 | 129.0854 | 128.1917 | 127.171 | 126.1125 | Electricity 2 | Road and rail transport | FALSE |  |  |  |  | Electricity 2 [95] Residential | Electricity 2 [90] Residential | Electricity 2 [145] Residential
|  |  | Gas | Gas | Demand (TWh) | ED3 | Gas end-use demand for transport |  |  |  | Bioenergy | GWh | 0.68284 | 0.76059 | 0.84548 | 0.93802 | 1.039 | 1.1492 | 1.2692 | 1.4003 | 1.5411 | 1.6897 | 1.8507 | 1.9589 | 2.0772 | 2.2064 | 2.3472 | 2.235 | 2.114 | 1.9689 | 1.8136 | 1.6476 | 1.4597 | 1.2575 | 1.0362 | 0.79261 | 0.53901 | 0.27936 | 6.4439e-05 | Natural gas 3 | Road and rail transport | TRUE |  | Natural gas 3 [1] Road and rail transport | Natural gas 3 [2] Road and rail transport | Natural gas 3 [0] Road and rail transport | Biofuel 2 [1] Residential | Biofuel 2 [5] Residential | Biofuel 2 [8] Residential
|  |  | Hydrogen | Hydrogen | Demand (TWh) | ED7 | TWh Vehicles - Hydrogen |  |  |  |  | TWh | 0.024388 | 0.043283 | 0.065146 | 0.090423 | 0.11948 | 0.15292 | 0.19141 | 0.23533 | 0.28435 | 0.33774 | 0.39785 | 0.4719 | 0.55063 | 0.6565 | 0.80246 | 0.95871 | 1.0884 | 1.2356 | 1.4054 | 1.6058 | 1.8488 | 2.1523 | 2.5182 | 2.828 | 3.1774 | 3.5793 | 4.0332 | Hydrogen 2 | Road and rail transport | FALSE |  |  |  |  | Other fuels 2 [24] Residential | Other fuels 2 [13] Residential | Other fuels 2 [0] Residential
|  |  | Bioenergy | Biofuel | Demand (TWh) | WS1 | Road Transport |  |  |  |  | TWh | 37.5689 | 41.7196 | 45.3176 | 44.8802 | 44.1505 | 42.9829 | 43.4812 | 40.2952 | 36.7465 | 33.0694 | 29.1507 | 25.0898 | 21.2652 | 17.6196 | 14.1613 | 11.0146 | 8.3986 | 6.1534 | 4.2389 | 2.9976 | 2.0051 | 1.1087 | 0.36444 | 0.2188 | 0.16981 | 0.13653 | 0.11471 | Biofuel 2 | Road and rail transport | TRUE |  | Biofuel 2 [38] Road and rail transport | Biofuel 2 [25] Road and rail transport | Biofuel 2 [0] Road and rail transport | Electricity 2 [14] Electricity export | Electricity 2 [109] Electricity export | Electricity 2 [69] Electricity export
|  |  | Petrol/Diesel | Oil/Petroleum | Demand (TWh) | ED7 | TWh Vehicles - Petrol/Diesel |  |  |  | Bioenergy | TWh | 348.8073 | 333.6717 | 317.2232 | 304.3823 | 290.3232 | 274.2339 | 254.3353 | 235.6994 | 214.9417 | 193.4332 | 170.5118 | 146.7584 | 124.3866 | 103.0628 | 82.8338 | 64.4281 | 49.1259 | 35.9933 | 24.7944 | 17.5341 | 11.7286 | 6.4853 | 2.1317 | 1.2798 | 0.9933 | 0.79859 | 0.67095 | Other fuels 2 | Road and rail transport | TRUE |  | Other fuels 2 [349] Road and rail transport | Other fuels 2 [147] Road and rail transport | Other fuels 2 [1] Road and rail transport | Natural gas 3 [1] Road and rail transport | Natural gas 3 [2] Road and rail transport | Natural gas 3 [0] Road and rail transport
|  | Rail | Electricity | Electricity | Demand (TWh) | ED1 | I&C Rail Traction Demand |  |  |  |  | GWh | 4.8297 | 5.0097 | 5.1569 | 5.3084 | 5.4644 | 5.625 | 5.7903 | 5.9604 | 6.1356 | 6.3159 | 6.5015 | 6.6925 | 6.8892 | 7.0916 | 7.3 | 7.5145 | 7.7354 | 7.9627 | 8.1966 | 8.4375 | 8.6855 | 8.9407 | 9.2034 | 9.4739 | 9.7523 | 10.0388 | 10.3338 | Electricity 2 | Road and rail transport | FALSE |  |  |  |  | Hydrogen 2 [0] Road and rail transport | Hydrogen 2 [1] Road and rail transport | Hydrogen 2 [5] Road and rail transport
|  |  | Hydrogen | Hydrogen | Demand (TWh) | WS1 | Rail |  |  |  |  | TWh | 0 | 0 | 0 | 0 | 0 | 0 | 0 | 0 | 0 | 0 | 0 | 0.66 | 0.66 | 0.66 | 0.66 | 0.66 | 0.82 | 0.82 | 0.82 | 0.82 | 0.82 | 0.98 | 0.98 | 0.98 | 0.98 | 0.98 | 1.15 | Hydrogen 2 | Road and rail transport | FALSE |  |  |  |  | Electricity 2 [11] Road and rail transport | Electricity 2 [80] Road and rail transport | Electricity 2 [136] Road and rail transport
|  | Aviation & Shipping | Bioenergy | Biofuel | Demand (TWh) | WS1 | Shipping | Aviation |  |  |  | TWh | 0 | 1.9335 | 3.7197 | 5.2374 | 7.2049 | 7.8104 | 8.5989 | 10.0665 | 12.0015 | 13.5987 | 15.2208 | 16.6192 | 17.0203 | 17.4318 | 17.8553 | 18.2909 | 18.2704 | 20.4659 | 21.9005 | 23.4643 | 25.1805 | 27.2698 | 28.9266 | 30.5452 | 32.226 | 33.8801 | 35.6134 | Biofuel 2 | Aviation & Shipping | TRUE |  | Biofuel 2 [0] Aviation & Shipping | Biofuel 2 [17] Aviation & Shipping | Biofuel 2 [36] Aviation & Shipping | Biofuel 2 [38] Road and rail transport | Biofuel 2 [25] Road and rail transport | Biofuel 2 [0] Road and rail transport
|  |  | Hydrogen | Hydrogen | Demand (TWh) | WS1 | Shipping | Aviation |  |  |  | TWh | 0 | 0.01 | 0.01 | 0.01 | 0.58 | 0.81 | 0.97 | 1.19 | 1.41 | 2.26 | 3.05 | 3.85 | 5.96 | 8.59 | 11.47 | 14.45 | 17.85 | 22.61 | 26.24 | 29.37 | 32.29 | 35.24 | 38.95 | 42.45 | 45.94 | 49.29 | 51.71 | Hydrogen 2 | Aviation & Shipping | TRUE |  | Hydrogen 2 [0] Aviation & Shipping | Hydrogen 2 [4] Aviation & Shipping | Hydrogen 2 [52] Aviation & Shipping | Other fuels 2 [349] Road and rail transport | Other fuels 2 [147] Road and rail transport | Other fuels 2 [1] Road and rail transport
|  |  | Petroleum | Aviation & shipping petroleum use CCC analysis | Demand (TWh) | [7 empty] | 195 | 195 | 186 | 177 | 166 | 158 | 153 | 146 | 143 | 140 | 138 | 134 | 133 | 133 | 131 | 130 | 129 | 124 | 120 | 116 | 112 | 107 | 103 | 100 | 97 | 93 | 89 | Other fuels 2 | Aviation & Shipping | TRUE |  | Other fuels 2 [195] Aviation & Shipping | Other fuels 2 [133] Aviation & Shipping | Other fuels 2 [89] Aviation & Shipping | Hydrogen 2 [0] Aviation & Shipping | Hydrogen 2 [4] Aviation & Shipping | Hydrogen 2 [52] Aviation & Shipping
|  | DACCS | Electricity | Electricity | Demand (TWh) | ES1 | DACCS |  |  |  |  | Demand (TWh) | 0 | 0 | 0 | 0 | 0 | 0 | 0 | 0 | 0 | 0.28176 | 0.54802 | 0.82589 | 1.6034 | 2.5705 | 3.6261 | 4.7134 | 5.9496 | 7.6548 | 8.937 | 10.0343 | 11.0402 | 12.0173 | 13.3257 | 14.5698 | 15.8047 | 16.9897 | 17.8284 | Electricity 2 | Direct Air Carbon Capture and Storage | TRUE |  | Electricity 2 [0] Direct Air Carbon Capture and Storage | Electricity 2 [1] Direct Air Carbon Capture and Storage | Electricity 2 [18] Direct Air Carbon Capture and Storage | Biofuel 2 [0] Aviation & Shipping | Biofuel 2 [17] Aviation & Shipping | Biofuel 2 [36] Aviation & Shipping
|  |  | Hydrogen | Hydrogen | Demand (TWh) | WS1 | Direct Air Carbon Capture and Storage |  |  |  |  | TWh | 0 | 0 | 0 | 0 | 0 | 0 | 0 | 0 | 0 | 0 | 0 | 0 | 0 | 0 | 0 | 0 | 0 | 0 | 0 | 0 | 0 | 0 | 0 | 0 | 0 | 0 | 0 | Hydrogen 2 | Direct Air Carbon Capture and Storage | TRUE |  | Hydrogen 2 [0] Direct Air Carbon Capture and Storage | Hydrogen 2 [0] Direct Air Carbon Capture and Storage | Hydrogen 2 [0] Direct Air Carbon Capture and Storage | Other fuels 2 [195] Aviation & Shipping | Other fuels 2 [133] Aviation & Shipping | Other fuels 2 [89] Aviation & Shipping
| Energy supply | Electricity supply | Electricity | Solar | Generation (TWh) | ES1 | Solar PV |  |  |  |  | Generation (TWh) | 19.4172 | 22.4976 | 25.9316 | 30.8739 | 35.2226 | 40.1925 | 40.9312 | 41.5271 | 42.9895 | 43.0952 | 42.0454 | 43.7528 | 48.2261 | 50.4424 | 52.9659 | 54.5422 | 61.2965 | 63.5916 | 65.8502 | 69.8726 | 72.2482 | 77.0396 | 77.9754 | 79.4949 | 81.3631 | 83.4762 | 83.2934 | Solar | Electricity 1 | TRUE |  | Solar [19] Electricity 1 | Solar [44] Electricity 1 | Solar [83] Electricity 1 | Hydrogen 2 [0] Direct Air Carbon Capture and Storage | Hydrogen 2 [0] Direct Air Carbon Capture and Storage | Hydrogen 2 [0] Direct Air Carbon Capture and Storage
|  |  | Electricity | Offshore wind | Generation (TWh) | ES1 | Offshore Wind |  |  |  |  | Generation (TWh) | 58.9035 | 61.007 | 71.994 | 92.036 | 99.7523 | 126.0399 | 170.4013 | 210.6987 | 243.4087 | 286.0239 | 322.0322 | 342.6484 | 345.6914 | 353.101 | 355.0476 | 364.2471 | 372.6016 | 383.6151 | 383.3677 | 386.9721 | 391.456 | 393.4046 | 399.1446 | 400.2709 | 404.2519 | 408.9261 | 413.335 | Offshore wind | Electricity 1 | TRUE |  | Offshore wind [59] Electricity 1 | Offshore wind [343] Electricity 1 | Offshore wind [413] Electricity 1 | Electricity 2 [0] Direct Air Carbon Capture and Storage | Electricity 2 [1] Direct Air Carbon Capture and Storage | Electricity 2 [18] Direct Air Carbon Capture and Storage
|  |  | Electricity | Onshore wind | Generation (TWh) | ES1 | Onshore Wind |  |  |  |  | Generation (TWh) | 32.5529 | 34.8741 | 37.8334 | 43.4991 | 48.757 | 55.5105 | 61.6801 | 67.7045 | 72.808 | 74.2079 | 74.4276 | 76.5347 | 80.2814 | 80.3215 | 81.9516 | 83.3943 | 84.4555 | 85.7465 | 85.334 | 87.4148 | 89.0458 | 91.7108 | 94.4826 | 94.3306 | 95.3402 | 94.5025 | 95.4108 | Onshore wind | Electricity 1 | TRUE |  | Onshore wind [33] Electricity 1 | Onshore wind [77] Electricity 1 | Onshore wind [95] Electricity 1
|  |  | Electricity | Other Renewables | Generation (TWh) | ES1 | Hydro | Marine | Other Renewables |  |  | Generation (TWh) | 3.4896 | 3.496 | 3.5103 | 3.5223 | 3.5416 | 3.4911 | 3.4481 | 3.402 | 3.3901 | 3.3049 | 3.2828 | 3.3255 | 3.3992 | 3.4166 | 3.4154 | 3.4479 | 3.5171 | 3.4741 | 3.5448 | 3.556 | 3.5949 | 3.6022 | 3.6586 | 3.7155 | 3.7632 | 3.7381 | 3.7442 | Other renewables | Electricity 1 | TRUE |  | Other renewables [3] Electricity 1 | Other renewables [3] Electricity 1 | Other renewables [4] Electricity 1 | ' TRANSFORMATION 1 | ' TRANSFORMATION 1 | ' TRANSFORMATION 1
|  |  | Electricity | Non-networked renewables for hydrogen | Generation (TWh) | ES1 | Offshore Wind | Solar PV |  |  |  | Generation (TWh) | 0 | 0 | 0 | 0 | 0 | 0.08 | 0.01 | 0.48 | 0.01 | 0.01 | 0.01 | 0.12 | 0.62 | 1.26 | 1.47 | 0.43 | 0.69 | 0.59 | 0.62 | 1.37 | 1.34 | 0.81 | 1.34 | 1.35 | 1.62 | 1.69 | 1.68 | Non-networked generation | Electrolysis 2 | TRUE |  | Non-networked generation [0] Electrolysis 2 | Non-networked generation [0] Electrolysis 2 | Non-networked generation [2] Electrolysis 2 | Methane reforming [0] Hydrogen 1 | Methane reforming [23] Hydrogen 1 | Methane reforming [45] Hydrogen 1
|  | Imports and exports | Electricity | Electricity import | Demand (TWh) | ES1 | Interconnectors |  |  |  |  | Import (TWh) | 19.1954 | 44.4826 | 46.4403 | 42.4631 | 53.4801 | 45.6548 | 35.6544 | 29.8173 | 33.7306 | 29.0312 | 28.0977 | 27.5556 | 32.5659 | 33.5896 | 35.0205 | 38.0274 | 38.6326 | 38.7708 | 45.7497 | 47.4612 | 50.0652 | 50.7153 | 49.16 | 51.9291 | 50.3569 | 51.6334 | 51.0595 | Electricity import | Electricity 1 | TRUE |  | Electricity import [19] Electricity 1 | Electricity import [28] Electricity 1 | Electricity import [51] Electricity 1 | Methane reforming [0] Hydrogen 1 | Methane reforming [2] Hydrogen 1 | Methane reforming [2] Hydrogen 1
|  |  | Electricity | Electricity export | Demand (TWh) | ES1 | Interconnectors |  |  |  |  | Export (TWh) | 14.4731 | 15.4684 | 19.5494 | 21.5963 | 22.9572 | 29.7239 | 38.8711 | 47.5412 | 75.9918 | 86.0582 | 105.6 | 108.791 | 102.277 | 99.5626 | 93.8324 | 98.9693 | 87.5947 | 85.2432 | 90.1801 | 85.3515 | 83.6876 | 78.0572 | 78.2269 | 72.1194 | 71.2963 | 70.5237 | 68.8843 | Electricity 2 | Electricity export | TRUE |  | Electricity 2 [14] Electricity export | Electricity 2 [109] Electricity export | Electricity 2 [69] Electricity export | Electrolysis 2 [0] Hydrogen 1 | Electrolysis 2 [0] Hydrogen 1 | Electrolysis 2 [1] Hydrogen 1
|  |  | Hydrogen | Hydrogen import | Demand (TWh) | WS1 | Imports |  |  |  |  | TWh | 0 | 0 | 0 | 0 | 0 | 0 | 0 | 0 | 0 | 0 | 0 | 0 | 0 | 0 | 0 | 0 | 0 | 0 | 0 | 0 | 0 | 0 | 0 | 0 | 0 | 0 | 0 | Hydrogen import | Hydrogen 1 | TRUE |  | Hydrogen import [0] Hydrogen 1 | Hydrogen import [0] Hydrogen 1 | Hydrogen import [0] Hydrogen 1 | Electrolysis 3 [0] Hydrogen 1 | Electrolysis 3 [0] Hydrogen 1 | Electrolysis 3 [0] Hydrogen 1
|  |  | Hydrogen | Hydrogen export | Demand (TWh) | WS1 | Exports |  |  |  |  | TWh | 0 | 0 | 0 | 0 | 0 | 0 | 0 | 0 | 0 | 0 | 0 | 0 | 0 | 0 | 0 | 0 | 0 | 0 | 0 | 0 | 0 | 0 | 0 | 0 | 0 | 0 | 0 | Hydrogen 2 | Hydrogen export | TRUE |  | Hydrogen 2 [0] Hydrogen export | Hydrogen 2 [0] Hydrogen export | Hydrogen 2 [0] Hydrogen export | Electrolysis [0] Hydrogen 1 | Electrolysis [10] Hydrogen 1 | Electrolysis [72] Hydrogen 1
| Transformation demand | Methane reformation | Gas | Natural gas for Methane Reformation | Demand (TWh) | ED3 | Hydrogen Production: Natural Gas Demand |  |  |  |  | GWh | 0 | 0 | 0.0053278 | 0.10295 | 0.10295 | 3.5894 | 7.6365 | 9.7265 | 13.3057 | 17.2855 | 23.7173 | 26.9261 | 27.2857 | 30.5249 | 35.8839 | 35.9945 | 36.1979 | 39.8851 | 40.6976 | 41.5227 | 42.1372 | 42.2648 | 44.8407 | 50.3256 | 51.7807 | 52.4427 | 53.3181 | Natural gas 2 | Methane reforming | TRUE |  | Natural gas 2 [0] Methane reforming | Natural gas 2 [27] Methane reforming | Natural gas 2 [53] Methane reforming | Hydrogen generation [0] Electricity 2 | Hydrogen generation [2] Electricity 2 | Hydrogen generation [9] Electricity 2
|  |  | Biofuels | Biofuels for Methane Reformation | Demand (TWh) | WS1 | Hydrogen |  |  |  |  | TWh | 0 | 0 | 0 | 0 | 0 | 0 | 0 | 0 | 0 | 0 | 0 | 0 | 0 | 0 | 0 | 0 | 0 | 0 | 0 | 0 | 0 | 0 | 0 | 0 | 0 | 0 | 0 | Biofuel | Methane reforming | TRUE |  | Biofuel [0] Methane reforming | Biofuel [0] Methane reforming | Biofuel [0] Methane reforming | Electricity storage [1] Electricity 2 | Electricity storage [71] Electricity 2 | Electricity storage [62] Electricity 2
|  |  | Hydrogen | Hydrogen produced from Methane Reformation (natural gas) | Production (TWh) | WS1 | Methane Reformation with CCUS |  |  |  |  | TWh | 0.04 | 0.04 | 0.04 | 0.12 | 0.12 | 3.03 | 6.41 | 8.15 | 11.14 | 14.46 | 19.82 | 22.5 | 22.8 | 25.5 | 29.97 | 30.06 | 30.23 | 33.31 | 33.99 | 34.67 | 35.19 | 35.29 | 37.44 | 42.02 | 43.23 | 43.78 | 44.51 | Methane reforming | Hydrogen 1 | TRUE |  | Methane reforming [0] Hydrogen 1 | Methane reforming [23] Hydrogen 1 | Methane reforming [45] Hydrogen 1
|  |  | Hydrogen | Hydrogen produced from Methane Reformation (biomethane) | Production (TWh) | WS1 | Biomass gasification |  |  |  |  | TWh | 0 | 0 | 0 | 0 | 0 | 0 | 1.82 | 1.82 | 1.83 | 1.82 | 1.82 | 2.03 | 2.03 | 2.03 | 2.03 | 2.03 | 2.03 | 2.03 | 2.03 | 2.03 | 2.03 | 2.03 | 2.03 | 2.03 | 2.03 | 2.03 | 2.03 | Methane reforming | Hydrogen 1 | TRUE |  | Methane reforming [0] Hydrogen 1 | Methane reforming [2] Hydrogen 1 | Methane reforming [2] Hydrogen 1 | ' ENERGY SINKS 2 | ' ENERGY SINKS 2 | ' ENERGY SINKS 2
|  | Storage | Hydrogen | Storage | Total annual TWh hydrogen stored | WS1 | [6 empty] | 0 | 0 | 0 | 0 | 0 | 0 | 1.05 | 1.33 | 1.72 | 2.11 | 2.77 | 3.29 | 3.72 | 4.4 | 5.06 | 5.43 | 5.85 | 6.51 | 6.89 | 7.63 | 8.06 | 8.51 | 10.06 | 10.74 | 11.3 | 11.53 | 11.67 | Hydrogen 1 | Hydrogen storage | TRUE |  | Hydrogen 1 [0] Hydrogen storage | Hydrogen 1 [3] Hydrogen storage | Hydrogen 1 [12] Hydrogen storage | I&C [246] Useful Energy | I&C [272] Useful Energy | I&C [288] Useful Energy
|  |  | Hydrogen | Hydrogen storage supply | Supply from hydrogen storage | WS1 | [6 empty] | 0 | 0 | 0 | 0 | 0 | 0 | 1.05 | 1.33 | 1.72 | 2.11 | 2.77 | 3.29 | 3.72 | 4.4 | 5.06 | 5.43 | 5.85 | 6.51 | 6.89 | 7.63 | 8.06 | 8.51 | 10.06 | 10.74 | 11.3 | 11.53 | 11.67 | Hydrogen storage | Hydrogen 2 | TRUE |  | Hydrogen storage [0] Hydrogen 2 | Hydrogen storage [3] Hydrogen 2 | Hydrogen storage [12] Hydrogen 2 | Residential [354] Useful Energy | Residential [301] Useful Energy | Residential [149] Useful Energy
|  |  | Electricity | Electricity storage | Total annual TWh electricity stored | ES1 | Storage | Storage Consumption (TWh) |  |  |  | Consumption (TWh) | 1.464 | 4.2555 | 6.9769 | 10.841 | 12.8254 | 22.7904 | 34.7888 | 47.1787 | 55.6888 | 69.6071 | 85.1917 | 89.2982 | 85.0409 | 83.7259 | 83.2875 | 85.0265 | 92.179 | 94.2189 | 90.8038 | 89.9497 | 90.377 | 87.5602 | 86.3406 | 82.764 | 79.3122 | 79.9916 | 82.169 | Electricity 1 | Electricity storage | TRUE |  | Electricity 1 [1] Electricity storage | Electricity 1 [89] Electricity storage | Electricity 1 [82] Electricity storage | Road and rail transport [80] Useful Energy | Road and rail transport [127] Useful Energy | Road and rail transport [128] Useful Energy
|  |  | Electricity | Electricity storage | Storage output (TWh) | ES1 | Storage |  |  |  |  | Generation (TWh) | 1.1799 | 3.4087 | 5.6328 | 8.8289 | 10.4362 | 18.59 | 27.865 | 37.6798 | 44.3004 | 55.227 | 67.4545 | 70.6775 | 66.9007 | 65.8098 | 64.8461 | 65.9646 | 71.1894 | 72.5176 | 69.7856 | 68.6143 | 68.9428 | 66.3938 | 65.2783 | 62.7711 | 59.9655 | 60.4624 | 62.2418 | Electricity storage | Electricity 2 | TRUE |  | Electricity storage [1] Electricity 2 | Electricity storage [71] Electricity 2 | Electricity storage [62] Electricity 2 | Aviation & Shipping [64] Useful Energy | Aviation & Shipping [59] Useful Energy | Aviation & Shipping [79] Useful Energy
|  | Electrolysis | Electricity | Electricity demand (network connected) | Electricity demand (TWh) | WS1 | Networked Electricity |  |  |  |  | TWh | 0.02 | 0.04 | 0.17 | 0.42 | 2.93 | 3.31 | 3.83 | 5.46 | 6.29 | 7.55 | 8.28 | 11.97 | 16.63 | 21.98 | 27.6 | 31.3 | 40.34 | 42.98 | 47.77 | 53.71 | 56.64 | 65.79 | 74.25 | 79.39 | 84.12 | 88.97 | 88.71 | Electricity 1 | Electrolysis | FALSE |  |  |  |  | Direct Air Carbon Capture and Storage [0] Useful Energy | Direct Air Carbon Capture and Storage [1] Useful Energy | Direct Air Carbon Capture and Storage [14] Useful Energy
|  |  | Hydrogen | Hydrogen produced (network connected) | Hydrogen produced (TWh) | WS1 | Networked Electrolysis |  |  |  |  | TWh | 0.01 | 0.03 | 0.14 | 0.34 | 2.39 | 2.7 | 3.12 | 4.45 | 5.12 | 6.15 | 6.74 | 9.75 | 13.55 | 17.91 | 22.48 | 25.5 | 32.86 | 35.02 | 38.91 | 43.76 | 46.14 | 53.6 | 60.49 | 64.68 | 68.53 | 72.48 | 72.27 | Electrolysis | Hydrogen 1 | FALSE |  |  |  |  | Natural gas 3 [5] Losses | Natural gas 3 [3] Losses | Natural gas 3 [1] Losses
|  |  | Electricity | Additional electrolysis for hydrogen export |  | WS1 | [5 empty] | TWh | 0 | 0 | 0 | 0 | 0 | 0 | 0 | 0 | 0 | 0 | 0 | 0 | 0 | 0 | 0 | 0 | 0 | 0 | 0 | 0 | 0 | 0 | 0 | 0 | 0 | 0 | 0 | Electricity 1 | Electrolysis | FALSE |  |  |  |  | Hydrogen 2 [0] Losses | Hydrogen 2 [0] Losses | Hydrogen 2 [0] Losses
|  |  | Hydrogen | Hydrogen produced for export | Demand (TWh) | WS1 | Exports |  |  |  |  | TWh | 0 | 0 | 0 | 0 | 0 | 0 | 0 | 0 | 0 | 0 | 0 | 0 | 0 | 0 | 0 | 0 | 0 | 0 | 0 | 0 | 0 | 0 | 0 | 0 | 0 | 0 | 0 | Electrolysis | Hydrogen 1 | FALSE |  |  |  |  | Hydrogen generation [0] Losses | Hydrogen generation [5] Losses | Hydrogen generation [19] Losses
|  |  | Hydrogen | Hydrogen produced by non-networked wind/electrolysis | Hydrogen produced (TWh) | WS1 | Non-networked Electrolysis |  |  |  |  | TWh | 0 | 0 | 0 | 0 | 0 | 0.06 | 0 | 0.39 | 0.01 | 0.01 | 0.01 | 0.1 | 0.51 | 1.05 | 1.22 | 0.36 | 0.58 | 0.49 | 0.53 | 1.16 | 1.14 | 0.68 | 1.14 | 1.14 | 1.38 | 1.44 | 1.44 | Electrolysis 2 | Hydrogen 1 | TRUE |  | Electrolysis 2 [0] Hydrogen 1 | Electrolysis 2 [0] Hydrogen 1 | Electrolysis 2 [1] Hydrogen 1 | Electricity 2 [23] Losses | Electricity 2 [33] Losses | Electricity 2 [49] Losses
|  |  | Hydrogen | Hydrogen produced by nuclear connected electrolysis | Hydrogen produced (TWh) | WS1 | Nuclear Electrolysis |  |  |  |  | TWh | 0 | 0 | 0 | 0 | 0 | 0 | 0 | 0 | 0 | 0 | 0 | 0 | 0 | 0 | 0 | 0 | 0 | 0 | 0 | 0 | 0 | 0 | 0 | 0 | 0 | 0 | 0 | Electrolysis 3 | Hydrogen 1 | TRUE |  | Electrolysis 3 [0] Hydrogen 1 | Electrolysis 3 [0] Hydrogen 1 | Electrolysis 3 [0] Hydrogen 1 | Methane reforming [0] Losses | Methane reforming [2] Losses | Methane reforming [7] Losses
|  | Hydrogen elec generation | Hydrogen | Hydrogen demand | Demand (TWh) | WS1 | Power Generation |  |  |  |  | TWh | 0 | 0 | 0 | 0 | 0 | 0.33287 | 1.3358 | 2.1633 | 1.9522 | 3.0765 | 5.3002 | 6.9207 | 5.5914 | 7.3047 | 13.2609 | 8.0302 | 12.3382 | 13.0196 | 12.9749 | 15.4471 | 14.7406 | 18.1265 | 23.5296 | 27.829 | 29.107 | 31.0289 | 27.3303 | Hydrogen 1 | Hydrogen generation | TRUE |  | Hydrogen 1 [0] Hydrogen generation | Hydrogen 1 [7] Hydrogen generation | Hydrogen 1 [27] Hydrogen generation | Electrolysis 2 [0] Losses | Electrolysis 2 [0] Losses | Electrolysis 2 [0] Losses
|  |  | Electricity | Electricity produced | Generation (TWh) | ES1 | Hydrogen | Hydrogen CHP |  |  |  | Generation (TWh) | 0 | 0 | 0 | 0 | 0 | 0.1354 | 0.54301 | 0.87038 | 0.59666 | 1.0383 | 1.8089 | 2.0743 | 1.6389 | 1.9767 | 2.2369 | 1.5871 | 1.4695 | 3.1531 | 3.5768 | 4.7648 | 4.7286 | 5.7612 | 7.5223 | 9.0191 | 9.1394 | 10.0175 | 8.6051 | Hydrogen generation | Electricity 2 | TRUE |  | Hydrogen generation [0] Electricity 2 | Hydrogen generation [2] Electricity 2 | Hydrogen generation [9] Electricity 2 | Electrolysis [0] Losses | Electrolysis [2] Losses | Electrolysis [16] Losses
|  | Gas elec generation | Gas | Gas demand | Demand (TWh) | ED3 | Total gas demand (gas NTS connected only) for electricity generation | LDZ connected peaking/flexible plants (estimated) |  |  |  | GWh | 149.1116 | 96.1363 | 83.1045 | 74.7336 | 84.0333 | 77.3962 | 62.4665 | 68.4448 | 60.1973 | 56.4144 | 53.464 | 58.7851 | 77.9254 | 93.3888 | 90.4753 | 83.3045 | 98.9193 | 101.9645 | 102.0804 | 104.7228 | 107.1465 | 105.5806 | 109.4817 | 102.1259 | 107.8351 | 96.1836 | 99.9441 | Natural gas | Gas CCS | TRUE |  | Natural gas [149] Gas CCS | Natural gas [59] Gas CCS | Natural gas [100] Gas CCS | Electrolysis 3 [0] Losses | Electrolysis 3 [0] Losses | Electrolysis 3 [0] Losses
|  |  | Electricity | Electricity produced | Generation (TWh) | ES1 | Gas | CCS Gas |  |  |  | Generation (TWh) | 93.1902 | 43.3806 | 38.1149 | 33.7139 | 38.4122 | 34.1812 | 26.5678 | 29.3774 | 26.2273 | 24.6604 | 24.8832 | 25.6843 | 34.3004 | 38.3811 | 37.5178 | 35.198 | 40.7287 | 42.9123 | 42.1692 | 44.297 | 44.606 | 43.9137 | 45.8802 | 42.7013 | 42.2449 | 41.7767 | 42.3809 | Gas CCS | Electricity 1 | TRUE |  | Gas CCS [93] Electricity 1 | Gas CCS [26] Electricity 1 | Gas CCS [42] Electricity 1 | Electricity storage [0] Losses | Electricity storage [19] Losses | Electricity storage [20] Losses
|  | Nuclear elec generation | Nuclear | Nuclear fuel | [8 empty] | 129.0994 | 132.9344 | 128.0481 | 116.4567 | 78.4772 | 79.6236 | 92.9508 | 76.4714 | 88.5962 | 94.1357 | 99.9019 | 103.2389 | 87.2236 | 108.4932 | 146.6503 | 201.988 | 202.05 | 198.0211 | 208.5973 | 213.8138 | 227.9319 | 230.9625 | 249.5372 | 253.2968 | 273.947 | 279.8708 | 283.3982 | Nuclear fuel | Nuclear | TRUE |  | Nuclear fuel [129] Nuclear | Nuclear fuel [103] Nuclear | Nuclear fuel [283] Nuclear | Gas CCS [56] Losses | Gas CCS [33] Losses | Gas CCS [58] Losses
|  |  | Electricity | Nuclear (non hydrogen related) | Generation (TWh) | ES1 | Nuclear |  |  |  |  | Generation (TWh) | 42.6028 | 43.8684 | 42.2559 | 38.4307 | 25.8975 | 26.2758 | 30.6737 | 25.2355 | 29.2367 | 31.0648 | 32.9676 | 34.0689 | 28.7838 | 35.8028 | 48.3946 | 66.656 | 66.6765 | 65.347 | 68.8371 | 70.5585 | 75.2175 | 76.2176 | 82.3473 | 83.5879 | 90.4025 | 92.3574 | 93.5214 | Nuclear | Electricity 1 | TRUE |  | Nuclear [43] Electricity 1 | Nuclear [34] Electricity 1 | Nuclear [94] Electricity 1
|  |  | Electricity | Nuclear to produce hydrogen | Generation (TWh) | WS1 | Nuclear |  |  |  |  | TWh | 0 | 0 | 0 | 0 | 0 | 0 | 0 | 0 | 0 | 0 | 0 | 0 | 0 | 0 | 0 | 0 | 0 | 0 | 0 | 0 | 0 | 0 | 0 | 0 | 0 | 0 | 0 | Nuclear | Electrolysis 3 | TRUE |  | Nuclear [0] Electrolysis 3 | Nuclear [0] Electrolysis 3 | Nuclear [0] Electrolysis 3 | ' TRANSFORMATIONS 2 | ' TRANSFORMATIONS 2 | ' TRANSFORMATIONS 2
|  | Biomass/BECCS elec generation | Bioenergy | Biofuels demand | Demand (TWh) | WS1 | Power Generation |  |  |  | Waste | TWh | 2.1915 | 54.0703 | 43.8427 | 28.2842 | 14.354 | 11.959 | 13.9193 | 20.92 | 40.337 | 56.5296 | 57.8357 | 58.717 | 58.9195 | 58.2521 | 59.8077 | 59.9217 | 59.0999 | 59.9683 | 59.9283 | 60.5976 | 59.6299 | 59.8175 | 60.9116 | 59.971 | 62.2514 | 60.3605 | 59.9379 | Biofuel | Biomass and BECCS | TRUE |  | Biofuel [2] Biomass and BECCS | Biofuel [59] Biomass and BECCS | Biofuel [60] Biomass and BECCS | Gas CCS [93] Electricity 1 | Gas CCS [26] Electricity 1 | Gas CCS [42] Electricity 1
|  |  | Electricity | Electricity produced | Generation (TWh) | ES1 | Biomass | CCS Biomass |  |  |  | Generation (TWh) | 12.4133 | 29.5889 | 25.9985 | 20.4823 | 14.9593 | 13.8031 | 11.6828 | 11.8088 | 17.3421 | 21.4953 | 21.6518 | 22.0264 | 22.4495 | 21.6583 | 21.8076 | 21.5996 | 21.3106 | 20.71 | 21.8427 | 21.1239 | 21.0568 | 21.2129 | 21.3354 | 20.7979 | 20.6553 | 20.9988 | 21.063 | Biomass and BECCS | Electricity 1 | TRUE |  | Biomass and BECCS [12] Electricity 1 | Biomass and BECCS [22] Electricity 1 | Biomass and BECCS [21] Electricity 1 | Natural gas 2 [498] Natural gas 3 | Natural gas 2 [351] Natural gas 3 | Natural gas 2 [15] Natural gas 3
|  | Other fossil fuel generation | Other fuels | Other thermal generation - coal, diesel, fuel oil | Demand (TWh) | [7 empty] | 0 | 0 | 0 | 0 | 0 | 0 | 0 | 0 | 0 | 0 | 0 | 0 | 0 | 0 | 0 | 0 | 0 | 0 | 0.00415 | 0 | 0 | 0 | 0.0059853 | 0.0014971 | 0.0071294 | 0 | 0 | Other fuels | Other thermal | TRUE |  | Other fuels [0] Other thermal | Other fuels [0] Other thermal | Other fuels [0] Other thermal | Natural gas 2 [0] Methane reforming | Natural gas 2 [27] Methane reforming | Natural gas 2 [53] Methane reforming
|  |  | Electricity | Electricity produced | Generation (TWh) | ES1 | Coal | Other Thermal |  |  |  | Generation (TWh) | 0 | 0 | 0 | 0 | 0 | 0 | 0 | 0 | 0 | 0 | 0 | 0 | 0 | 0 | 0 | 0 | 0 | 0 | 0.001411 | 0 | 0 | 0 | 0.002035 | 0.000509 | 0.002424 | 0 | 0 | Other thermal | Electricity 1 | TRUE |  | Other thermal [0] Electricity 1 | Other thermal [0] Electricity 1 | Other thermal [0] Electricity 1
|  | Energy from waste generation | Bioenergy | Bioenergy - waste powergen | TWh | WS1 | Waste |  |  |  |  | TWh | 34.67 | 35.05 | 34.92 | 32.235 | 30.8 | 29.45 | 22.985 | 20.275 | 19.69 | 17.6 | 17.61 | 18.43 | 19.03 | 18.82 | 17.35 | 16.915 | 15.875 | 15.135 | 16.245 | 15.03 | 15.345 | 15.35 | 14.395 | 15.25 | 13.74 | 13.63 | 13.325 | Biofuel | Energy from waste | TRUE |  | Biofuel [35] Energy from waste | Biofuel [18] Energy from waste | Biofuel [13] Energy from waste | ' ENERGY SOURCES | ' ENERGY SOURCES | ' ENERGY SOURCES
|  |  | Other fuels | Non-biogenic waste for power | TWh | WS1 | [5 empty] | TWh | 34.67 | 35.05 | 34.92 | 32.235 | 30.8 | 29.45 | 22.985 | 20.275 | 19.69 | 17.6 | 17.61 | 18.43 | 19.03 | 18.82 | 17.35 | 16.915 | 15.875 | 15.135 | 16.245 | 15.03 | 15.345 | 15.35 | 14.395 | 15.25 | 13.74 | 13.63 | 13.325 | Other fuels | Energy from waste | TRUE |  | Other fuels [35] Energy from waste | Other fuels [18] Energy from waste | Other fuels [13] Energy from waste | Natural gas [493] Natural gas 2 | Natural gas [342] Natural gas 2 | Natural gas [3] Natural gas 2
|  |  | Electricity | Electricity prouced from waste | Generation (TWh) | ES1 | Waste |  |  |  |  | Generation (TWh) | 24.0959 | 24.2922 | 24.1388 | 22.0298 | 21.8308 | 20.621 | 16.1126 | 14.2342 | 13.6217 | 12.2645 | 12.5255 | 13.2002 | 13.5266 | 13.7353 | 12.3392 | 12.1279 | 10.9506 | 10.8959 | 11.0894 | 10.5424 | 10.9815 | 10.5494 | 10.0526 | 10.6512 | 9.7719 | 9.4095 | 9.0996 | Energy from waste | Electricity 1 | TRUE |  | Energy from waste [24] Electricity 1 | Energy from waste [13] Electricity 1 | Energy from waste [9] Electricity 1 | Natural gas [149] Gas CCS | Natural gas [59] Gas CCS | Natural gas [100] Gas CCS
|  | Green Gas | Bioenergy | Biofuel demand | Demand (TWh) | WS1 | Green Gas Blending |  |  |  |  | TWh | 5.4858 | 9.0215 | 12.5572 | 16.0929 | 19.6286 | 23.1643 | 26.7 | 28.615 | 30.53 | 32.445 | 34.36 | 36.275 | 38.19 | 40.105 | 42.02 | 43.935 | 45.85 | 47.765 | 49.68 | 51.595 | 53.51 | 55.425 | 57.34 | 59.255 | 61.17 | 63.085 | 65 | Biofuel | Natural gas 2 | TRUE |  | Biofuel [5] Natural gas 2 | Biofuel [36] Natural gas 2 | Biofuel [65] Natural gas 2 | Hydrogen import [0] Hydrogen 1 | Hydrogen import [0] Hydrogen 1 | Hydrogen import [0] Hydrogen 1
|  | Hydrogen blending | Hydrogen | Hydrogen for blending | Demand (TWh) | WS1 | Blending |  |  |  |  | TWh | 0 | 0 | 0.1 | 0.36 | 0.12 | 0 | 0 | 0 | 0 | 0 | 0 | 0 | 0 | 0 | 0 | 0 | 0 | 0 | 0 | 0 | 0 | 0 | 0 | 0 | 0 | 0 | 0 | Hydrogen 1 | Natural gas 3 | TRUE |  | Hydrogen 1 [0] Natural gas 3 | Hydrogen 1 [0] Natural gas 3 | Hydrogen 1 [0] Natural gas 3 | Non-networked generation [0] Electrolysis 2 | Non-networked generation [0] Electrolysis 2 | Non-networked generation [2] Electrolysis 2
| End use efficiencies | Approximate Efficiency | I&C | [9 empty] | 63% | 63.85% | 64.69% | 65.54% | 66.38% | 67.23% | 68.08% | 68.92% | 69.77% | 70.62% | 71.46% | 72.31% | 73.15% | 74% | 74.85% | 75.69% | 76.54% | 77.38% | 78.23% | 79.08% | 79.92% | 80.77% | 81.62% | 82.46% | 83.31% | 84.15% | 85% |  |  | FALSE |  |  |  |  | Offshore wind [59] Electricity 1 | Offshore wind [343] Electricity 1 | Offshore wind [413] Electricity 1
|  |  | Residential | [9 empty] | 84% | 84.42% | 84.85% | 85.27% | 85.69% | 86.12% | 86.54% | 86.96% | 87.38% | 87.81% | 88.23% | 88.65% | 89.08% | 89.5% | 89.92% | 90.35% | 90.77% | 91.19% | 91.62% | 92.04% | 92.46% | 92.88% | 93.31% | 93.73% | 94.15% | 94.58% | 95% |  |  | FALSE |  |  |  |  | Onshore wind [33] Electricity 1 | Onshore wind [77] Electricity 1 | Onshore wind [95] Electricity 1
|  |  | Road and rail transport | [9 empty] | 20% | 22.69% | 25.38% | 28.08% | 30.77% | 33.46% | 36.15% | 38.85% | 41.54% | 44.23% | 46.92% | 49.62% | 52.31% | 55% | 57.69% | 60.38% | 63.08% | 65.77% | 68.46% | 71.15% | 73.85% | 76.54% | 79.23% | 81.92% | 84.62% | 87.31% | 90% |  |  | FALSE |  |  |  |  | Solar [19] Electricity 1 | Solar [44] Electricity 1 | Solar [83] Electricity 1
|  |  | Aviation & Shipping | [9 empty] | 33% | 33.46% | 33.92% | 34.38% | 34.85% | 35.31% | 35.77% | 36.23% | 36.69% | 37.15% | 37.62% | 38.08% | 38.54% | 39% | 39.46% | 39.92% | 40.38% | 40.85% | 41.31% | 41.77% | 42.23% | 42.69% | 43.15% | 43.62% | 44.08% | 44.54% | 45% |  |  | FALSE |  |  |  |  | Other renewables [3] Electricity 1 | Other renewables [3] Electricity 1 | Other renewables [4] Electricity 1
|  |  | DACCS | [9 empty] | 80% | 80% | 80% | 80% | 80% | 80% | 80% | 80% | 80% | 80% | 80% | 80% | 80% | 80% | 80% | 80% | 80% | 80% | 80% | 80% | 80% | 80% | 80% | 80% | 80% | 80% | 80% |  |  | FALSE |  |  |  |  | Electricity import [19] Electricity 1 | Electricity import [28] Electricity 1 | Electricity import [51] Electricity 1
|  | Useful Energy | I&C | [9 empty] | 246.0474 | 253.6606 | 256.1759 | 258.0237 | 259.7887 | 262.3564 | 264.0362 | 265.1131 | 266.8133 | 268.6905 | 270.6453 | 272.0459 | 271.7528 | 272.4421 | 273.6398 | 275.2052 | 277.5086 | 278.6141 | 279.3015 | 280.7305 | 282.0247 | 282.6001 | 283.6269 | 284.404 | 285.5803 | 286.7172 | 287.7666 | I&C | Useful Energy | TRUE |  | I&C [246] Useful Energy | I&C [272] Useful Energy | I&C [288] Useful Energy | Nuclear fuel [129] Nuclear | Nuclear fuel [103] Nuclear | Nuclear fuel [283] Nuclear
|  |  | Residential | [9 empty] | 354.0854 | 357.5733 | 361.4024 | 364.141 | 365.4684 | 366.4711 | 358.852 | 349.9676 | 339.4624 | 327.3998 | 314.7687 | 301.3924 | 286.9434 | 272.3758 | 257.6498 | 242.6603 | 227.9942 | 214.0175 | 201.9771 | 191.3959 | 181.6397 | 173.6891 | 166.2821 | 160.3805 | 156.0959 | 152.3623 | 149.2881 | Residential | Useful Energy | TRUE |  | Residential [354] Useful Energy | Residential [301] Useful Energy | Residential [149] Useful Energy | Biofuel [5] Natural gas 2 | Biofuel [36] Natural gas 2 | Biofuel [65] Natural gas 2
|  |  | Road and rail transport | [9 empty] | 79.6105 | 88.5504 | 96.6469 | 104.3019 | 111.234 | 117.0997 | 121.9356 | 125.5069 | 127.5895 | 128.6281 | 128.1371 | 126.5628 | 124.2738 | 121.614 | 118.628 | 115.6153 | 113.6652 | 112.1397 | 110.9527 | 111.6086 | 112.8467 | 114.2501 | 115.5239 | 118.5087 | 121.6798 | 124.8357 | 128.1738 | Road and rail transport | Useful Energy | TRUE |  | Road and rail transport [80] Useful Energy | Road and rail transport [127] Useful Energy | Road and rail transport [128] Useful Energy | Biofuel [0] Methane reforming | Biofuel [0] Methane reforming | Biofuel [0] Methane reforming
|  |  | Aviation & Shipping | [9 empty] | 64.35 | 65.9003 | 64.3621 | 62.6651 | 60.5574 | 58.8298 | 58.1496 | 56.9752 | 57.391 | 57.9075 | 58.7819 | 58.8171 | 60.1124 | 62.0185 | 63.2668 | 64.9712 | 66.6832 | 68.2441 | 69.455 | 70.5208 | 71.5687 | 72.3677 | 73.7398 | 75.4525 | 77.2078 | 78.4634 | 79.3455 | Aviation & Shipping | Useful Energy | TRUE |  | Aviation & Shipping [64] Useful Energy | Aviation & Shipping [59] Useful Energy | Aviation & Shipping [79] Useful Energy | Biofuel [2] Biomass and BECCS | Biofuel [59] Biomass and BECCS | Biofuel [60] Biomass and BECCS
|  |  | DACCS | [9 empty] | 0 | 0 | 0 | 0 | 0 | 0 | 0 | 0 | 0 | 0.22541 | 0.43841 | 0.66071 | 1.2827 | 2.0564 | 2.9009 | 3.7707 | 4.7597 | 6.1238 | 7.1496 | 8.0275 | 8.8322 | 9.6139 | 10.6606 | 11.6559 | 12.6438 | 13.5918 | 14.2627 | Direct Air Carbon Capture and Storage | Useful Energy | TRUE |  | Direct Air Carbon Capture and Storage [0] Useful Energy | Direct Air Carbon Capture and Storage [1] Useful Energy | Direct Air Carbon Capture and Storage [14] Useful Energy | Biofuel [35] Energy from waste | Biofuel [18] Energy from waste | Biofuel [13] Energy from waste
|  |  | Ambient Heat | [9 empty] | 5 | 6 | 8 | 10 | 15 | 20 | 26 | 35 | 44 | 56 | 68 | 82 | 100 | 118 | 136 | 153 | 170 | 185 | 200 | 213 | 226 | 238 | 248 | 257 | 265 | 273 | 281 | Ambient Heat | Useful Energy | TRUE |  | Ambient Heat [5] Useful Energy | Ambient Heat [82] Useful Energy | Ambient Heat [281] Useful Energy | Biofuel [41] Biofuel 2 | Biofuel [48] Biofuel 2 | Biofuel [49] Biofuel 2
| Losses | Network and storage losses | Gas | Natural gas shrinkage losses | Shrinkage Losses (TWh) | ED3 | Total (NTS+LDZ) gas shrinkage |  |  |  |  | GWh | 5.3074 | 4.892 | 4.8541 | 4.746 | 4.6837 | 4.5799 | 4.4443 | 4.3774 | 4.2515 | 4.1235 | 3.9273 | 3.2766 | 3.046 | 2.8411 | 2.5842 | 2.3044 | 2.1236 | 1.926 | 1.7296 | 1.5674 | 1.415 | 1.2569 | 1.1489 | 1.0187 | 0.9447 | 0.80813 | 0.6857 | Natural gas 3 | Losses | TRUE |  | Natural gas 3 [5] Losses | Natural gas 3 [3] Losses | Natural gas 3 [1] Losses | Other fuels [35] Energy from waste | Other fuels [18] Energy from waste | Other fuels [13] Energy from waste
|  |  | Electricity | Electricity network losses (Tx and Dx) | TWh | ED1 | GBFES System Losses: Transmission | GBFES System Losses: Distribution |  |  |  | GWh | 22.8696 | 22.8643 | 23.092 | 23.6 | 24.2687 | 25.123 | 26.111 | 27.315 | 28.6788 | 30.1148 | 31.5886 | 33.1499 | 35.0843 | 36.9055 | 38.5272 | 40.0802 | 41.5761 | 42.8762 | 44.0597 | 45.0743 | 45.9782 | 46.7498 | 47.3704 | 47.868 | 48.3113 | 48.7288 | 49.1297 | Electricity 2 | Losses | FALSE |  |  |  |  | Other fuels [0] Other thermal | Other fuels [0] Other thermal | Other fuels [0] Other thermal
|  |  | Electricity | Electricity storage conversion losses | TWh | ES1 | [6 empty] | 0.28412 | 0.84684 | 1.3441 | 2.0121 | 2.3892 | 4.2005 | 6.9238 | 9.4989 | 11.3884 | 14.3802 | 17.7371 | 18.6207 | 18.1402 | 17.9162 | 18.4415 | 19.0619 | 20.9896 | 21.7013 | 21.0182 | 21.3354 | 21.4342 | 21.1664 | 21.0623 | 19.993 | 19.3466 | 19.5293 | 19.9272 | Electricity storage | Losses | TRUE |  | Electricity storage [0] Losses | Electricity storage [19] Losses | Electricity storage [20] Losses | Other fuels [604] Other fuels 2 | Other fuels [315] Other fuels 2 | Other fuels [91] Other fuels 2
|  |  | Hydrogen | Hydrogen Tx and Dx losses | TWh | WS1 | Transmission Losses |  |  |  |  | TWh | 0 | 0 | 0 | 0 | 0 | 0 | 0 | 0.01 | 0.01 | 0.01 | 0.01 | 0.01 | 0.01 | 0.02 | 0.02 | 0.02 | 0.03 | 0.03 | 0.03 | 0.03 | 0.03 | 0.04 | 0.04 | 0.04 | 0.05 | 0.05 | 0.05 | Hydrogen 2 | Losses | TRUE |  | Hydrogen 2 [0] Losses | Hydrogen 2 [0] Losses | Hydrogen 2 [0] Losses
|  | Thermal generation losses | Gas | Gas and gas with CCS generation losses | TWh | [7 empty] | 55.9214 | 52.7557 | 44.9896 | 41.0197 | 45.6211 | 43.215 | 35.8986 | 39.0674 | 33.97 | 31.7539 | 28.5809 | 33.1008 | 43.625 | 55.0076 | 52.9575 | 48.1065 | 58.1906 | 59.0521 | 59.9113 | 60.4258 | 62.5404 | 61.6669 | 63.6015 | 59.4245 | 65.5902 | 54.4069 | 57.5632 | Gas CCS | Losses | TRUE |  | Gas CCS [56] Losses | Gas CCS [33] Losses | Gas CCS [58] Losses | ' TRANSFORMATION 3 | ' TRANSFORMATION 3 | ' TRANSFORMATION 3
|  |  | Nuclear | Nuclear generation losses | TWh | [7 empty] | 86.4966 | 89.0661 | 85.7922 | 78.026 | 52.5797 | 53.3478 | 62.277 | 51.2358 | 59.3594 | 63.0709 | 66.9343 | 69.1701 | 58.4398 | 72.6905 | 98.2557 | 135.3319 | 135.3735 | 132.6741 | 139.7602 | 143.2552 | 152.7144 | 154.7449 | 167.1899 | 169.7088 | 183.5445 | 187.5134 | 189.8768 | Nuclear | Losses | TRUE |  | Nuclear [86] Losses | Nuclear [69] Losses | Nuclear [190] Losses | Nuclear [0] Electrolysis 3 | Nuclear [0] Electrolysis 3 | Nuclear [0] Electrolysis 3
|  |  | Biofuel | Biomass/BECCS generation losses | TWh | [7 empty] | -10.2218 | 24.4814 | 17.8442 | 7.8019 | -0.60528 | -1.8441 | 2.2366 | 9.1112 | 22.9949 | 35.0343 | 36.1839 | 36.6906 | 36.47 | 36.5938 | 38.0001 | 38.3221 | 37.7893 | 39.2583 | 38.0856 | 39.4737 | 38.5731 | 38.6046 | 39.5762 | 39.1731 | 41.5961 | 39.3617 | 38.8749 | Biomass and BECCS | Losses | TRUE |  | Biomass and BECCS [-10] Losses | Biomass and BECCS [37] Losses | Biomass and BECCS [39] Losses | Nuclear [43] Electricity 1 | Nuclear [34] Electricity 1 | Nuclear [94] Electricity 1
|  |  | Hydrogen | Hydrogen generation losses | TWh | [7 empty] | 0 | 0 | 0 | 0 | 0 | 0.19747 | 0.79278 | 1.2929 | 1.3555 | 2.0382 | 3.4913 | 4.8464 | 3.9525 | 5.328 | 11.024 | 6.4432 | 10.8688 | 9.8665 | 9.3981 | 10.6823 | 10.0121 | 12.3652 | 16.0073 | 18.8099 | 19.9676 | 21.0114 | 18.7253 | Hydrogen generation | Losses | TRUE |  | Hydrogen generation [0] Losses | Hydrogen generation [5] Losses | Hydrogen generation [19] Losses | Hydrogen 1 [0] Natural gas 3 | Hydrogen 1 [0] Natural gas 3 | Hydrogen 1 [0] Natural gas 3
|  |  | Waste | Energy from waste losses | TWh | [6 empty] | TWh | 45.2441 | 45.8078 | 45.7012 | 42.4402 | 39.7692 | 38.279 | 29.8574 | 26.3158 | 25.7583 | 22.9355 | 22.6945 | 23.6598 | 24.5334 | 23.9047 | 22.3608 | 21.7021 | 20.7994 | 19.3741 | 21.4006 | 19.5176 | 19.7085 | 20.1506 | 18.7374 | 19.8488 | 17.7081 | 17.8505 | 17.5504 | Energy from waste | Losses | TRUE |  | Energy from waste [45] Losses | Energy from waste [24] Losses | Energy from waste [18] Losses | Hydrogen 1 [0] Hydrogen storage | Hydrogen 1 [3] Hydrogen storage | Hydrogen 1 [12] Hydrogen storage
|  |  | Other fuels | Other thermal generation losses | TWh | [7 empty] | 0 | 0 | 0 | 0 | 0 | 0 | 0 | 0 | 0 | 0 | 0 | 0 | 0 | 0 | 0 | 0 | 0 | 0 | 0.002739 | 0 | 0 | 0 | 0.0039503 | 0.00098806 | 0.0047054 | 0 | 0 | Other thermal | Losses | TRUE |  | Other thermal [0] Losses | Other thermal [0] Losses | Other thermal [0] Losses | Hydrogen storage [0] Hydrogen 2 | Hydrogen storage [3] Hydrogen 2 | Hydrogen storage [12] Hydrogen 2
|  | Hydrogen production losses | Electricity | Grid-connected electrolysis losses | TWh | [7 empty] | 0.01 | 0.01 | 0.03 | 0.08 | 0.54 | 0.61 | 0.71 | 1.01 | 1.17 | 1.4 | 1.54 | 2.22 | 3.08 | 4.07 | 5.12 | 5.8 | 7.48 | 7.96 | 8.86 | 9.95 | 10.5 | 12.19 | 13.76 | 14.71 | 15.59 | 16.49 | 16.44 | Electrolysis | Losses | TRUE |  | Electrolysis [0] Losses | Electrolysis [2] Losses | Electrolysis [16] Losses | Electricity 1 [0] Electrolysis | Electricity 1 [12] Electrolysis | Electricity 1 [89] Electrolysis
|  |  | Electricity | Non-networked electrolysis losses | TWh | [7 empty] | 0 | 0 | 0 | 0 | 0 | 0.02 | 0.01 | 0.09 | 0 | 0 | 0 | 0.02 | 0.11 | 0.21 | 0.25 | 0.07 | 0.11 | 0.1 | 0.09 | 0.21 | 0.2 | 0.13 | 0.2 | 0.21 | 0.24 | 0.25 | 0.24 | Electrolysis 2 | Losses | TRUE |  | Electrolysis 2 [0] Losses | Electrolysis 2 [0] Losses | Electrolysis 2 [0] Losses | Electricity 1 [1] Electricity storage | Electricity 1 [89] Electricity storage | Electricity 1 [82] Electricity storage
|  |  | Electricity | Nuclear electrolysis losses | TWh | [7 empty] | 0 | 0 | 0 | 0 | 0 | 0 | 0 | 0 | 0 | 0 | 0 | 0 | 0 | 0 | 0 | 0 | 0 | 0 | 0 | 0 | 0 | 0 | 0 | 0 | 0 | 0 | 0 | Electrolysis 3 | Losses | TRUE |  | Electrolysis 3 [0] Losses | Electrolysis 3 [0] Losses | Electrolysis 3 [0] Losses | Biomass and BECCS [12] Electricity 1 | Biomass and BECCS [22] Electricity 1 | Biomass and BECCS [21] Electricity 1
|  |  | Gas | Methane reformation losses | TWh | [7 empty] | -0.04 | -0.04 | -0.034672 | -0.017053 | -0.017053 | 0.55943 | -0.59354 | -0.24351 | 0.33574 | 1.0055 | 2.0773 | 2.3961 | 2.4557 | 2.9949 | 3.8839 | 3.9045 | 3.9379 | 4.5451 | 4.6776 | 4.8227 | 4.9172 | 4.9448 | 5.3707 | 6.2756 | 6.5207 | 6.6327 | 6.7781 | Methane reforming | Losses | TRUE |  | Methane reforming [0] Losses | Methane reforming [2] Losses | Methane reforming [7] Losses | I&C [145] Losses 2 | I&C [104] Losses 2 | I&C [51] Losses 2
|  | End use losses | I&C | [9 empty] | 144.504 | 143.6392 | 139.8154 | 135.6744 | 131.55 | 127.8762 | 123.8136 | 119.5376 | 115.6093 | 111.808 | 108.0833 | 104.1878 | 99.7284 | 95.7229 | 91.9632 | 88.3789 | 85.0655 | 81.424 | 77.7211 | 74.2789 | 70.8455 | 67.2857 | 63.8896 | 60.4889 | 57.2215 | 53.9888 | 50.7823 | I&C | Losses 2 | TRUE |  | I&C [145] Losses 2 | I&C [104] Losses 2 | I&C [51] Losses 2 | Residential [67] Losses 2 | Residential [39] Losses 2 | Residential [8] Losses 2
|  |  | Residential | [9 empty] | 67.4448 | 65.9759 | 64.5479 | 62.9075 | 61.0208 | 59.0871 | 55.8214 | 52.4719 | 49.0069 | 45.4602 | 41.9875 | 38.573 | 35.1865 | 31.9547 | 28.8727 | 25.9292 | 23.1858 | 20.6706 | 18.4849 | 16.5562 | 14.8092 | 13.3054 | 11.9263 | 10.7271 | 9.6922 | 8.7365 | 7.8573 | Residential | Losses 2 | TRUE |  | Residential [67] Losses 2 | Residential [39] Losses 2 | Residential [8] Losses 2 | Road and rail transport [318] Losses 2 | Road and rail transport [129] Losses 2 | Road and rail transport [14] Losses 2
|  |  | Road and rail transport | [9 empty] | 318.4421 | 301.6715 | 284.0834 | 267.1843 | 250.2765 | 232.8533 | 215.3331 | 197.5801 | 179.5704 | 162.1833 | 144.9419 | 128.525 | 113.3084 | 99.5024 | 86.9939 | 75.8495 | 66.5357 | 58.3651 | 51.1131 | 45.2467 | 39.9665 | 35.0214 | 30.283 | 26.1498 | 22.1236 | 18.1479 | 14.2415 | Road and rail transport | Losses 2 | TRUE |  | Road and rail transport [318] Losses 2 | Road and rail transport [129] Losses 2 | Road and rail transport [14] Losses 2 | Aviation & Shipping [131] Losses 2 | Aviation & Shipping [96] Losses 2 | Aviation & Shipping [97] Losses 2
|  |  | Aviation & Shipping | [9 empty] | 130.65 | 131.0432 | 125.3675 | 119.5824 | 113.2276 | 107.7906 | 104.4193 | 100.2812 | 99.0205 | 97.9512 | 97.4889 | 95.6521 | 95.8679 | 97.0033 | 97.0584 | 97.7697 | 98.4371 | 98.8318 | 98.6856 | 98.3135 | 97.9018 | 97.1422 | 97.1368 | 97.5427 | 97.9582 | 97.7066 | 96.9779 | Aviation & Shipping | Losses 2 | TRUE |  | Aviation & Shipping [131] Losses 2 | Aviation & Shipping [96] Losses 2 | Aviation & Shipping [97] Losses 2 | Direct Air Carbon Capture and Storage [0] Losses 2 | Direct Air Carbon Capture and Storage [0] Losses 2 | Direct Air Carbon Capture and Storage [4] Losses 2
|  |  | DACCS | [9 empty] | 0 | 0 | 0 | 0 | 0 | 0 | 0 | 0 | 0 | 0.056352 | 0.1096 | 0.16518 | 0.32068 | 0.51409 | 0.72522 | 0.94268 | 1.1899 | 1.531 | 1.7874 | 2.0069 | 2.208 | 2.4035 | 2.6651 | 2.914 | 3.1609 | 3.3979 | 3.5657 | Direct Air Carbon Capture and Storage | Losses 2 | TRUE |  | Direct Air Carbon Capture and Storage [0] Losses 2 | Direct Air Carbon Capture and Storage [0] Losses 2 | Direct Air Carbon Capture and Storage [4] Losses 2 | Energy from waste [24] Electricity 1 | Energy from waste [13] Electricity 1 | Energy from waste [9] Electricity 1
| Curtailment |  | Electricity | Offshore wind |  |  | Offshore Wind |  |  |  |  | Curtailment (TWh) | 0 | 0 | 0 | 0 | 0 | 0 | 0.70205 | 1.1565 | 1.3383 | 1.3324 | 1.7049 | 2.74 | 1.492 | 3.1889 | 2.6981 | 2.2571 | 2.9717 | 1.3277 | 1.5751 | 1.8383 | 1.9944 | 4.6535 | 4.8245 | 4.9882 | 7.2135 | 6.1051 | 5.9301 | Offshore wind | Curtailment | TRUE |  | Offshore wind [0] Curtailment | Offshore wind [3] Curtailment | Offshore wind [6] Curtailment | Other thermal [0] Electricity 1 | Other thermal [0] Electricity 1 | Other thermal [0] Electricity 1
|  |  | Electricity | Onshore wind |  |  | Onshore Wind |  |  |  |  | Curtailment (TWh) | 0 | 0 | 0.082437 | 0.19175 | 0.29451 | 1.2513 | 5.9155 | 9.3004 | 10.8959 | 13.2061 | 15.8228 | 18.0053 | 16.7872 | 18.4646 | 18.3615 | 19.2537 | 20.32 | 20.8627 | 23.6447 | 23.4461 | 23.8688 | 23.0168 | 22.4279 | 22.9744 | 22.4746 | 23.5727 | 23.5837 | Onshore wind | Curtailment | TRUE |  | Onshore wind [0] Curtailment | Onshore wind [18] Curtailment | Onshore wind [24] Curtailment | Electricity 1 [304] Electricity 2 | Electricity 1 [488] Electricity 2 | Electricity 1 [642] Electricity 2
|  |  | Electricity | Solar PV |  |  | Solar PV |  |  |  |  | Curtailment (TWh) | 0 | 0 | 0.014039 | 0.13655 | 0.28439 | 0.95815 | 5.7915 | 9.3445 | 11.8013 | 14.6872 | 18.9221 | 19.451 | 17.1924 | 16.422 | 15.4192 | 16.1265 | 18.8408 | 18.8615 | 18.9276 | 17.3878 | 17.4761 | 16.9191 | 16.9859 | 16.4689 | 15.9625 | 14.6975 | 16.3434 | Solar | Curtailment | TRUE |  | Solar [0] Curtailment | Solar [19] Curtailment | Solar [16] Curtailment | Hydrogen 1 [0] Hydrogen 2 | Hydrogen 1 [24] Hydrogen 2 | Hydrogen 1 [81] Hydrogen 2
[47 empty] | Hydrogen 1 [0] Hydrogen generation | Hydrogen 1 [7] Hydrogen generation | Hydrogen 1 [27] Hydrogen generation
| Energy flow diagram transformation flows and combined flows | Transformation flows |  | Electricity Transformation | [8 empty] | 304.3767 | 303.1919 | 309.0709 | 315.7902 | 326.0981 | 339.6695 | 358.5331 | 381.167 | 420.7759 | 447.991 | 468.4422 | 487.5285 | 507.5533 | 524.7427 | 537.5727 | 562.9139 | 567.6508 | 577.8645 | 589.2125 | 598.1386 | 611.2549 | 615.0159 | 623.4481 | 625.3259 | 634.7203 | 637.857 | 642.0288 | Electricity 1 | Electricity 2 | TRUE |  | Electricity 1 [304] Electricity 2 | Electricity 1 [488] Electricity 2 | Electricity 1 [642] Electricity 2 | Losses [206] Losses 2 | Losses [227] Losses 2 | Losses [416] Losses 2
|  |  |  | Natural gas transformation | [8 empty] | 498.0675 | 505.1242 | 506.7023 | 503.4298 | 496.7139 | 487.877 | 469.0545 | 448.4285 | 426.2649 | 402.157 | 377.3862 | 350.9652 | 315.2365 | 282.098 | 251.4784 | 222.0945 | 194.3918 | 167.6646 | 142.922 | 121.3791 | 101.1881 | 82.3096 | 65.929 | 50.6061 | 37.9022 | 25.8791 | 14.6216 | Natural gas 2 | Natural gas 3 | TRUE |  | Natural gas 2 [498] Natural gas 3 | Natural gas 2 [351] Natural gas 3 | Natural gas 2 [15] Natural gas 3
|  |  |  | Natural gas 2 transformation | [8 empty] | 492.5817 | 496.1027 | 494.1504 | 487.4398 | 477.1882 | 468.3021 | 449.991 | 429.54 | 409.0407 | 386.9975 | 366.7435 | 341.6163 | 304.3321 | 272.518 | 245.3423 | 214.154 | 184.7397 | 159.7847 | 133.9396 | 111.3068 | 89.8153 | 69.1494 | 53.4298 | 41.6767 | 28.5129 | 15.2368 | 2.9397 | Natural gas | Natural gas 2 | TRUE |  | Natural gas [493] Natural gas 2 | Natural gas [342] Natural gas 2 | Natural gas [3] Natural gas 2 | ' ENERGY SINKS 3 | ' ENERGY SINKS 3 | ' ENERGY SINKS 3
|  |  |  | Hydrogen transformation | [8 empty] | 0.05 | 0.07 | 0.08 | 0.1 | 2.39 | 5.4571 | 8.9642 | 11.3167 | 14.4278 | 17.2535 | 20.3198 | 24.1693 | 29.5786 | 34.7853 | 37.3791 | 44.4898 | 47.5118 | 51.3204 | 55.5951 | 58.5429 | 61.6994 | 64.9635 | 67.5104 | 71.301 | 74.763 | 77.1711 | 81.2497 | Hydrogen 1 | Hydrogen 2 | TRUE |  | Hydrogen 1 [0] Hydrogen 2 | Hydrogen 1 [24] Hydrogen 2 | Hydrogen 1 [81] Hydrogen 2 | Offshore wind [0] Curtailment | Offshore wind [3] Curtailment | Offshore wind [6] Curtailment
|  |  |  | Biofuel transformation | [8 empty] | 41.2407 | 47.2952 | 52.6143 | 54.2403 | 56.0419 | 56.6672 | 59.3196 | 57.814 | 56.0553 | 53.7048 | 51.0945 | 48.0564 | 45.3008 | 42.7241 | 40.2862 | 38.1081 | 35.9993 | 36.5381 | 36.6677 | 37.5063 | 38.7384 | 40.3135 | 41.5745 | 43.4144 | 45.4196 | 47.3976 | 49.4493 | Biofuel | Biofuel 2 | TRUE |  | Biofuel [41] Biofuel 2 | Biofuel [48] Biofuel 2 | Biofuel [49] Biofuel 2 | Onshore wind [0] Curtailment | Onshore wind [18] Curtailment | Onshore wind [24] Curtailment
|  |  |  | Other fuels transformation | [8 empty] | 604.3893 | 592.4477 | 566.0352 | 542.5023 | 515.4182 | 489.0719 | 460.6343 | 430.9264 | 403.1117 | 375.1152 | 346.7148 | 315.4844 | 288.6426 | 263.9518 | 238.4618 | 216.0681 | 196.8569 | 175.9523 | 158.0334 | 144.0631 | 131.6716 | 120.2523 | 110.7087 | 105.8718 | 101.6183 | 96.4496 | 91.3619 | Other fuels | Other fuels 2 | TRUE |  | Other fuels [604] Other fuels 2 | Other fuels [315] Other fuels 2 | Other fuels [91] Other fuels 2 | Solar [0] Curtailment | Solar [19] Curtailment | Solar [16] Curtailment
|  |  |  | Losses transformation | [8 empty] | 205.8715 | 240.6841 | 223.6127 | 199.7088 | 169.2292 | 168.2879 | 168.668 | 169.0808 | 189.2727 | 205.8669 | 214.7651 | 227.1609 | 228.947 | 258.4822 | 291.4249 | 321.1468 | 339.2688 | 339.3637 | 349.0235 | 356.3446 | 368.0231 | 374.0101 | 394.0686 | 397.0815 | 419.4145 | 412.6329 | 415.8412 | Losses | Losses 2 | TRUE |  | Losses [206] Losses 2 | Losses [227] Losses 2 | Losses [416] Losses 2 | Nuclear [86] Losses | Nuclear [69] Losses | Nuclear [190] Losses
|  | Combined flows for diagrams |  | Total Electrolysis 1 in | [8 empty] | 0.02 | 0.04 | 0.17 | 0.42 | 2.93 | 3.31 | 3.83 | 5.46 | 6.29 | 7.55 | 8.28 | 11.97 | 16.63 | 21.98 | 27.6 | 31.3 | 40.34 | 42.98 | 47.77 | 53.71 | 56.64 | 65.79 | 74.25 | 79.39 | 84.12 | 88.97 | 88.71 | Electricity 1 | Electrolysis | TRUE |  | Electricity 1 [0] Electrolysis | Electricity 1 [12] Electrolysis | Electricity 1 [89] Electrolysis | Biomass and BECCS [-10] Losses | Biomass and BECCS [37] Losses | Biomass and BECCS [39] Losses
|  |  |  | Total Electrolysis 1 Hydrogen out | [8 empty] | 0.01 | 0.03 | 0.14 | 0.34 | 2.39 | 2.7 | 3.12 | 4.45 | 5.12 | 6.15 | 6.74 | 9.75 | 13.55 | 17.91 | 22.48 | 25.5 | 32.86 | 35.02 | 38.91 | 43.76 | 46.14 | 53.6 | 60.49 | 64.68 | 68.53 | 72.48 | 72.27 | Electrolysis | Hydrogen 1 | TRUE |  | Electrolysis [0] Hydrogen 1 | Electrolysis [10] Hydrogen 1 | Electrolysis [72] Hydrogen 1 | Energy from waste [45] Losses | Energy from waste [24] Losses | Energy from waste [18] Losses
|  |  |  | Total Transport electricity demand | [8 empty] | 10.9692 | 14.0268 | 17.2788 | 21.1953 | 25.8783 | 31.4341 | 37.9917 | 45.4568 | 53.6463 | 62.2814 | 71.1679 | 80.1488 | 88.6426 | 96.9111 | 104.8171 | 112.1684 | 118.6541 | 124.3335 | 128.9935 | 132.2501 | 134.951 | 137.2877 | 138.7763 | 138.5593 | 137.944 | 137.2098 | 136.4463 | Electricity 2 | Road and rail transport | TRUE |  | Electricity 2 [11] Road and rail transport | Electricity 2 [80] Road and rail transport | Electricity 2 [136] Road and rail transport | Other thermal [0] Losses | Other thermal [0] Losses | Other thermal [0] Losses
|  |  |  | Total transport hydrogen demand | [8 empty] | 0.024388 | 0.043283 | 0.065146 | 0.090423 | 0.11948 | 0.15292 | 0.19141 | 0.23533 | 0.28435 | 0.33774 | 0.39785 | 1.1319 | 1.2106 | 1.3165 | 1.4625 | 1.6187 | 1.9084 | 2.0556 | 2.2254 | 2.4258 | 2.6688 | 3.1323 | 3.4982 | 3.808 | 4.1574 | 4.5593 | 5.1832 | Hydrogen 2 | Road and rail transport | TRUE |  | Hydrogen 2 [0] Road and rail transport | Hydrogen 2 [1] Road and rail transport | Hydrogen 2 [5] Road and rail transport
|  |  |  | Electricity 2 losses | [8 empty] | 22.8696 | 22.8643 | 23.092 | 23.6 | 24.2687 | 25.123 | 26.111 | 27.315 | 28.6788 | 30.1148 | 31.5886 | 33.1499 | 35.0843 | 36.9055 | 38.5272 | 40.0802 | 41.5761 | 42.8762 | 44.0597 | 45.0743 | 45.9782 | 46.7498 | 47.3704 | 47.868 | 48.3113 | 48.7288 | 49.1297 | Electricity 2 | Losses | TRUE |  | Electricity 2 [23] Losses | Electricity 2 [33] Losses | Electricity 2 [49] Losses
| Totals for energy supply categories |  |  | Total energy supply | [8 empty] | 1626.9985 | 1664.4655 | 1635.9986 | 1596.9426 | 1548.074 | 1538.2625 | 1536.4855 | 1526.7126 | 1547.6207 | 1555.441 | 1551.68 | 1533.1662 | 1484.8495 | 1477.2796 | 1464.0934 | 1473.0356 | 1458.5912 | 1427.1041 | 1410.0347 | 1392.9842 | 1390.2229 | 1374.0726 | 1381.779 | 1371.6357 | 1390.5874 | 1374.1856 | 1373.0613 |  |  | FALSE
|  |  |  | Natural gas | [8 empty] | 641.6933 | 592.239 | 577.2549 | 562.1734 | 561.2215 | 545.6984 | 512.4574 | 497.9848 | 469.238 | 443.4119 | 420.2076 | 400.4013 | 382.2575 | 365.9067 | 335.8176 | 297.4585 | 283.659 | 261.7492 | 236.02 | 216.0296 | 196.9618 | 174.73 | 162.9114 | 143.8026 | 136.348 | 111.4204 | 102.8837 |  |  | FALSE
|  |  |  | Hydrogen import | [8 empty] | 0 | 0 | 0 | 0 | 0 | 0 | 0 | 0 | 0 | 0 | 0 | 0 | 0 | 0 | 0 | 0 | 0 | 0 | 0 | 0 | 0 | 0 | 0 | 0 | 0 | 0 | 0 |  |  | FALSE
|  |  |  | Non-networked generation | [8 empty] | 0 | 0 | 0 | 0 | 0 | 0.08 | 0.01 | 0.48 | 0.01 | 0.01 | 0.01 | 0.12 | 0.62 | 1.26 | 1.47 | 0.43 | 0.69 | 0.59 | 0.62 | 1.37 | 1.34 | 0.81 | 1.34 | 1.35 | 1.62 | 1.69 | 1.68 |  |  | FALSE
|  |  |  | Nuclear | [8 empty] | 129.0994 | 132.9344 | 128.0481 | 116.4567 | 78.4772 | 79.6236 | 92.9508 | 76.4714 | 88.5962 | 94.1357 | 99.9019 | 103.2389 | 87.2236 | 108.4932 | 146.6503 | 201.988 | 202.05 | 198.0211 | 208.5973 | 213.8138 | 227.9319 | 230.9625 | 249.5372 | 253.2968 | 273.947 | 279.8708 | 283.3982 |  |  | FALSE
|  |  |  | Solar | [8 empty] | 19.4172 | 22.4976 | 25.9457 | 31.0105 | 35.507 | 41.1507 | 46.7227 | 50.8716 | 54.7909 | 57.7824 | 60.9674 | 63.2038 | 65.4185 | 66.8644 | 68.3851 | 70.6687 | 80.1373 | 82.4531 | 84.7778 | 87.2604 | 89.7243 | 93.9587 | 94.9613 | 95.9639 | 97.3257 | 98.1738 | 99.6368 |  |  | FALSE
|  |  |  | Offshore wind | [8 empty] | 58.9035 | 61.007 | 71.994 | 92.036 | 99.7523 | 126.0399 | 171.1034 | 211.8552 | 244.7471 | 287.3564 | 323.7371 | 345.3883 | 347.1834 | 356.29 | 357.7457 | 366.5043 | 375.5734 | 384.9428 | 384.9428 | 388.8103 | 393.4504 | 398.058 | 403.9692 | 405.2591 | 411.4654 | 415.0312 | 419.2651 |  |  | FALSE
|  |  |  | Onshore wind | [8 empty] | 32.5529 | 34.8741 | 37.9158 | 43.6908 | 49.0515 | 56.7618 | 67.5956 | 77.0049 | 83.704 | 87.4139 | 90.2505 | 94.54 | 97.0686 | 98.7861 | 100.3131 | 102.6479 | 104.7756 | 106.6092 | 108.9787 | 110.8609 | 112.9146 | 114.7276 | 116.9105 | 117.3051 | 117.8148 | 118.0752 | 118.9945 |  |  | FALSE
|  |  |  | Other renewables | [8 empty] | 3.4896 | 3.496 | 3.5103 | 3.5223 | 3.5416 | 3.4911 | 3.4481 | 3.402 | 3.3901 | 3.3049 | 3.2828 | 3.3255 | 3.3992 | 3.4166 | 3.4154 | 3.4479 | 3.5171 | 3.4741 | 3.5448 | 3.556 | 3.5949 | 3.6022 | 3.6586 | 3.7155 | 3.7632 | 3.7381 | 3.7442 |  |  | FALSE
|  |  |  | Electricity import | [8 empty] | 19.1954 | 44.4826 | 46.4403 | 42.4631 | 53.4801 | 45.6548 | 35.6544 | 29.8173 | 33.7306 | 29.0312 | 28.0977 | 27.5556 | 32.5659 | 33.5896 | 35.0205 | 38.0274 | 38.6326 | 38.7708 | 45.7497 | 47.4612 | 50.0652 | 50.7153 | 49.16 | 51.9291 | 50.3569 | 51.6334 | 51.0595 |  |  | FALSE
|  |  |  | Biofuel | [8 empty] | 83.588 | 145.4371 | 143.9342 | 130.8525 | 120.8245 | 121.2405 | 122.9239 | 127.624 | 146.6123 | 160.2794 | 160.9002 | 161.4784 | 161.4403 | 159.9012 | 159.4639 | 158.8798 | 156.8242 | 159.4064 | 162.521 | 164.7289 | 167.2233 | 170.906 | 174.2211 | 177.8904 | 182.581 | 184.4731 | 187.7122 |  |  | FALSE
|  |  |  | Other fuels | [8 empty] | 639.0593 | 627.4977 | 600.9552 | 574.7373 | 546.2182 | 518.5219 | 483.6193 | 451.2014 | 422.8017 | 392.7152 | 364.3248 | 333.9144 | 307.6726 | 282.7718 | 255.8118 | 232.9831 | 212.7319 | 191.0873 | 174.2825 | 159.0931 | 147.0166 | 135.6023 | 125.1097 | 121.1233 | 115.3654 | 110.0796 | 104.6869 |  |  | FALSE
| Total energy demand categories |  |  | Total energy demand, export and losses | [8 empty] | 1625.4788 | 1664.1669 | 1635.66 | 1596.1139 | 1545.8886 | 1532.5855 | 1522.3091 | 1503.8571 | 1523.7635 | 1521.4613 | 1522.1976 | 1502.7301 | 1455.4725 | 1451.3245 | 1443.4348 | 1448.8462 | 1434.0211 | 1405.6204 | 1399.9789 | 1383.0535 | 1377.6931 | 1364.3356 | 1372.2679 | 1361.8566 | 1379.7256 | 1365.4802 | 1362.8442 |  |  | FALSE
|  |  |  | I&C | [8 empty] | 390.5514 | 397.2998 | 395.9912 | 393.6982 | 391.3387 | 390.2326 | 387.8498 | 384.6507 | 382.4226 | 380.4985 | 378.7286 | 376.2336 | 371.4812 | 368.165 | 365.603 | 363.5842 | 362.5741 | 360.0381 | 357.0226 | 355.0094 | 352.8702 | 349.8858 | 347.5164 | 344.8929 | 342.8019 | 340.706 | 338.5489 |  |  | FALSE
|  |  |  | Residential | [8 empty] | 421.5302 | 423.5492 | 425.9503 | 427.0486 | 426.4892 | 425.5583 | 414.6734 | 402.4395 | 388.4692 | 372.8601 | 356.7562 | 339.9653 | 322.1298 | 304.3305 | 286.5225 | 268.5895 | 251.18 | 234.6881 | 220.462 | 207.9521 | 196.449 | 186.9945 | 178.2084 | 171.1076 | 165.7881 | 161.0989 | 157.1453 |  |  | FALSE
|  |  |  | Road and rail transport | [8 empty] | 398.0526 | 390.2219 | 380.7303 | 371.4862 | 361.5105 | 349.953 | 337.2688 | 323.0869 | 307.16 | 290.8114 | 273.079 | 255.0878 | 237.5822 | 221.1164 | 205.6219 | 191.4649 | 180.201 | 170.5047 | 162.0658 | 156.8553 | 152.8132 | 149.2715 | 145.8069 | 144.6585 | 143.8034 | 142.9836 | 142.4153 |  |  | FALSE
|  |  |  | Electricity Export | [8 empty] | 14.4731 | 15.4684 | 19.5494 | 21.5963 | 22.9572 | 29.7239 | 38.8711 | 47.5412 | 75.9918 | 86.0582 | 105.6 | 108.791 | 102.277 | 99.5626 | 93.8324 | 98.9693 | 87.5947 | 85.2432 | 90.1801 | 85.3515 | 83.6876 | 78.0572 | 78.2269 | 72.1194 | 71.2963 | 70.5237 | 68.8843 |  |  | FALSE
|  |  |  | Aviation & shipping | [8 empty] | 195 | 196.9435 | 189.7297 | 182.2474 | 173.7849 | 166.6204 | 162.5689 | 157.2565 | 156.4115 | 155.8587 | 156.2708 | 154.4692 | 155.9803 | 159.0218 | 160.3253 | 162.7409 | 165.1204 | 167.0759 | 168.1405 | 168.8343 | 169.4705 | 169.5098 | 170.8766 | 172.9952 | 175.166 | 176.1701 | 176.3234 |  |  | FALSE
|  |  |  | Hydrogen export | [8 empty] | 0 | 0 | 0 | 0 | 0 | 0 | 0 | 0 | 0 | 0 | 0 | 0 | 0 | 0 | 0 | 0 | 0 | 0 | 0 | 0 | 0 | 0 | 0 | 0 | 0 | 0 | 0 |  |  | FALSE
|  |  |  | DACCS | [8 empty] | 0 | 0 | 0 | 0 | 0 | 0 | 0 | 0 | 0 | 0.28176 | 0.54802 | 0.82589 | 1.6034 | 2.5705 | 3.6261 | 4.7134 | 5.9496 | 7.6548 | 8.937 | 10.0343 | 11.0402 | 12.0173 | 13.3257 | 14.5698 | 15.8047 | 16.9897 | 17.8284
|  |  |  | Curtailment | [8 empty] | 0 | 0 | 0.096476 | 0.3283 | 0.5789 | 2.2094 | 12.4091 | 19.8014 | 24.0356 | 29.2257 | 36.4498 | 40.1963 | 35.4715 | 38.0755 | 36.4788 | 37.6373 | 42.1326 | 41.0519 | 44.1474 | 42.6721 | 43.3393 | 44.5894 | 44.2384 | 44.4316 | 45.6506 | 44.3754 | 45.8573 |  |  | FALSE
|  |  |  | Losses | [8 empty] | 205.8715 | 240.6841 | 223.6127 | 199.7088 | 169.2292 | 168.2879 | 168.668 | 169.0808 | 189.2727 | 205.8669 | 214.7651 | 227.1609 | 228.947 | 258.4822 | 291.4249 | 321.1468 | 339.2688 | 339.3637 | 349.0235 | 356.3446 | 368.0231 | 374.0101 | 394.0686 | 397.0815 | 419.4145 | 412.6329 | 415.8412 |  |  | FALSE
Electric Engagement
[13 empty] | 2024-01-01: All units TWh | [7 empty] | Reordered for energy flow diagrams
| Category | Subcategory | Fuel lookup | Description | Data | Data table | Component | Component 2 | Component 3 | Component 4 | Subtract component | Unit lookup | 2024-01-01 | 2025-01-01 | 2026-01-01 | 2027-01-01 | 2028-01-01 | 2029-01-01 | 2030-01-01 | 2031-01-01 | 2032-01-01 | 2033-01-01 | 2034-01-01 | 2035-01-01 | 2036-01-01 | 2037-01-01 | 2038-01-01 | 2039-01-01 | 2040-01-01 | 2041-01-01 | 2042-01-01 | 2043-01-01 | 2044-01-01 | 2045-01-01 | 2046-01-01 | 2047-01-01 | 2048-01-01 | 2049-01-01 | 2050-01-01 |  |  |  |  | 2024-01-01 | 2035 | 2050 | 2024 | 2035 | 2050
[13 empty] | Electric Engagement | Electric Engagement | Electric Engagement | Electric Engagement | Electric Engagement | Electric Engagement | Electric Engagement | Electric Engagement | Electric Engagement | Electric Engagement | Electric Engagement | Electric Engagement | Electric Engagement | Electric Engagement | Electric Engagement | Electric Engagement | Electric Engagement | Electric Engagement | Electric Engagement | Electric Engagement | Electric Engagement | Electric Engagement | Electric Engagement | Electric Engagement | Electric Engagement | Electric Engagement | Electric Engagement | Diagram name in | Diagram name out | Include in Sankey |  | Electric Engagement | Electric Engagement | Electric Engagement | Electric Engagement | Electric Engagement | Electric Engagement
| End user demand | I&C | Electricity | Electricity | Demand (TWh) | ED1 | GBFES Customer Demand: Total Industrial (Excluding electrolysis) | Commercial electricity demand at the meter with EVs deducted | GBFES Customer Demand: Direct Transmission Customers | Commercial Micro-generation | I&C Rail Traction Demand | GWh | 160.3854 | 162.4366 | 165.0284 | 169.5638 | 175.0878 | 182.7365 | 189.33 | 196.4433 | 204.7854 | 213.2492 | 223.0915 | 233.469 | 244.941 | 255.1535 | 264.2611 | 272.9666 | 281.4373 | 287.9234 | 293.5397 | 298.9266 | 303.8541 | 308.1379 | 312.0233 | 315.8118 | 319.5848 | 323.3808 | 327.187 | Electricity 2 | I&C | TRUE |  | Electricity 2 [160] I&C | Electricity 2 [233] I&C | Electricity 2 [327] I&C | ' ENERGY SINKS 1 | ' ENERGY SINKS 1 | ' ENERGY SINKS 1
|  |  | Gas | Gas | Demand (TWh) | ED3 | Annual end-use gas demand from industry | Annual end-use gas demand from the commercial sector |  |  |  | GWh | 191.0566 | 192.4451 | 190.006 | 185.4294 | 180.0814 | 174.3001 | 166.7923 | 158.9072 | 150.8539 | 142.8077 | 133.3095 | 122.3635 | 109.7147 | 98.0554 | 87.5655 | 78.0022 | 69.1838 | 61.0445 | 53.0456 | 46.5167 | 40.6697 | 34.75 | 29.566 | 23.5982 | 18.1282 | 12.6505 | 7.1405 | Natural gas 3 | I&C | TRUE |  | Natural gas 3 [191] I&C | Natural gas 3 [122] I&C | Natural gas 3 [7] I&C | Ambient Heat [5] Useful Energy | Ambient Heat [72] Useful Energy | Ambient Heat [249] Useful Energy
|  |  | Hydrogen | Hydrogen | Demand (TWh) | WS1 | Industrial | Commercial |  |  |  | TWh | 0 | 0 | 0 | 0 | 0.135 | 0.593 | 1.761 | 2.819 | 3.946 | 4.564 | 5.222 | 5.75 | 6.297 | 6.845 | 7.367 | 7.92 | 8.412 | 8.844 | 9.277 | 9.719 | 10.201 | 10.624 | 11.076 | 11.498 | 11.941 | 12.373 | 12.765 | Hydrogen 2 | I&C | TRUE |  | Hydrogen 2 [0] I&C | Hydrogen 2 [6] I&C | Hydrogen 2 [13] I&C | Hydrogen 2 [0] Hydrogen export | Hydrogen 2 [0] Hydrogen export | Hydrogen 2 [0] Hydrogen export
|  |  | Bioenergy | Biofuel | Demand (TWh) | WS1 | Industrial | Commercial |  |  |  | TWh | 2.6191 | 2.5039 | 2.402 | 2.2796 | 2.1603 | 2.044 | 1.9381 | 1.7923 | 1.6471 | 1.5024 | 1.3569 | 1.2131 | 1.6786 | 2.1289 | 2.5608 | 2.9709 | 3.3619 | 3.8052 | 4.2537 | 4.6311 | 4.9561 | 5.1916 | 5.4491 | 5.716 | 6.0028 | 6.2824 | 6.5431 | Biofuel 2 | I&C | TRUE |  | Biofuel 2 [3] I&C | Biofuel 2 [1] I&C | Biofuel 2 [7] I&C | Natural gas 3 [191] I&C | Natural gas 3 [122] I&C | Natural gas 3 [7] I&C
|  |  | Oil | Oil/Petroleum/Waste/Solid fuels | Demand (TWh) | WS1 | Industrial | Commercial |  |  |  | TWh | 36.501 | 39.841 | 39.099 | 37.678 | 36.074 | 34.301 | 32.485 | 30.131 | 27.773 | 25.982 | 24.111 | 22.208 | 20.348 | 18.547 | 16.802 | 15.25 | 13.724 | 12.319 | 10.936 | 9.541 | 8.208 | 6.991 | 5.761 | 4.73 | 3.721 | 2.7 | 1.691 | Other fuels 2 | I&C | TRUE |  | Other fuels 2 [37] I&C | Other fuels 2 [22] I&C | Other fuels 2 [2] I&C | Hydrogen 2 [0] I&C | Hydrogen 2 [6] I&C | Hydrogen 2 [13] I&C
|  | Residential | Electricity | Electricity | Demand (TWh) | ED1 | GBFES Customer Demand: Residential |  |  |  | Residential Electric Vehicles Demand (EVs) | GWh | 95.3651 | 92.38 | 90.5717 | 89.1573 | 88.1686 | 87.8603 | 87.8824 | 88.6482 | 89.7167 | 91.4549 | 93.3149 | 95.0898 | 102.1363 | 108.977 | 115.6453 | 122.0376 | 128.7836 | 135.1259 | 141.7251 | 148.0568 | 154.1529 | 159.5236 | 163.9907 | 168.1188 | 171.5725 | 174.9253 | 178.3594 | Electricity 2 | Residential | TRUE |  | Electricity 2 [95] Residential | Electricity 2 [95] Residential | Electricity 2 [178] Residential | Electricity 2 [160] I&C | Electricity 2 [233] I&C | Electricity 2 [327] I&C
|  |  | Gas | Gas | Demand (TWh) | ED3 | Total end-use residential gas demand |  |  |  |  | GWh | 301.0313 | 306.9803 | 311.7931 | 314.481 | 315.1101 | 314.4429 | 304.4944 | 293.0877 | 280.4222 | 265.7836 | 250.675 | 235.4486 | 213.7989 | 192.3226 | 171.0251 | 149.9112 | 128.9879 | 109.22 | 91.5573 | 75.7922 | 61.0808 | 47.9831 | 36.4011 | 26.173 | 17.9704 | 10.3773 | 3.0621 | Natural gas 3 | Residential | TRUE |  | Natural gas 3 [301] Residential | Natural gas 3 [235] Residential | Natural gas 3 [3] Residential | Biofuel 2 [3] I&C | Biofuel 2 [1] I&C | Biofuel 2 [7] I&C
|  |  | Hydrogen | Hydrogen | Demand (TWh) | ED7 | Residential |  |  |  |  | TWh | 0 | 0 | 0 | 0 | 0 | 0 | 0 | 0 | 0 | 0 | 0 | 0 | 0 | 0 | 0 | 0 | 0 | 0 | 0 | 0 | 0 | 0 | 0 | 0 | 0 | 0 | 0 | Hydrogen 2 | Residential | TRUE |  | Hydrogen 2 [0] Residential | Hydrogen 2 [0] Residential | Hydrogen 2 [0] Residential | Other fuels 2 [37] I&C | Other fuels 2 [22] I&C | Other fuels 2 [2] I&C
|  |  | Bioenergy | Biofuel | Demand (TWh) | WS1 | Residential |  |  |  |  | TWh | 1.0527 | 1.139 | 1.1934 | 1.2621 | 1.3601 | 1.513 | 2.0998 | 2.7939 | 3.3001 | 3.6119 | 3.8631 | 4.0542 | 4.5881 | 5.0975 | 5.5852 | 6.0461 | 6.4873 | 6.8948 | 7.2967 | 7.6587 | 8.0122 | 8.1763 | 8.2937 | 8.4151 | 8.5379 | 8.6567 | 8.7726 | Biofuel 2 | Residential | TRUE |  | Biofuel 2 [1] Residential | Biofuel 2 [4] Residential | Biofuel 2 [9] Residential | Natural gas 3 [301] Residential | Natural gas 3 [235] Residential | Natural gas 3 [3] Residential
|  |  | Oil | Oil/Petroleum | Demand (TWh) | ED3 | Oil |  |  |  |  | TWh | 24.081 | 23.934 | 23.736 | 23.492 | 23.22 | 22.887 | 21.251 | 19.616 | 17.981 | 16.346 | 14.71 | 13.075 | 11.542 | 10.011 | 8.484 | 6.964 | 5.49 | 4.051 | 2.656 | 1.295 | 0 | 0 | 0 | 0 | 0 | 0 | 0 | Other fuels 2 | Residential | TRUE |  | Other fuels 2 [24] Residential | Other fuels 2 [13] Residential | Other fuels 2 [0] Residential | Hydrogen 2 [0] Residential | Hydrogen 2 [0] Residential | Hydrogen 2 [0] Residential
|  | Road Transport | Electricity | Electricity | Demand (TWh) | ED1 | Residential Electric Vehicles Demand (EVs) | Commercial Electric Vehicles Demand (EVs) |  |  |  | GWh | 6.1394 | 8.9452 | 12.007 | 15.7182 | 20.1783 | 25.4938 | 31.7977 | 39.0091 | 46.9751 | 55.3928 | 64.0821 | 72.8919 | 81.2221 | 89.3451 | 97.1767 | 104.5839 | 111.0108 | 116.6509 | 121.4521 | 125.2238 | 128.0414 | 130.5714 | 132.3898 | 132.5968 | 132.3502 | 132.0307 | 131.7482 | Electricity 2 | Road and rail transport | FALSE |  |  |  |  | Electricity 2 [95] Residential | Electricity 2 [95] Residential | Electricity 2 [178] Residential
|  |  | Gas | Gas | Demand (TWh) | ED3 | Gas end-use demand for transport |  |  |  | Bioenergy | GWh | 0.69255 | 0.78327 | 0.88488 | 0.99897 | 1.1271 | 1.2713 | 1.4338 | 1.6168 | 1.8195 | 2.028 | 2.2545 | 2.3555 | 2.4657 | 2.5857 | 2.7158 | 2.597 | 2.4672 | 2.312 | 2.1424 | 1.9584 | 1.7474 | 1.516 | 1.2575 | 0.96722 | 0.6566 | 0.34096 | 0 | Natural gas 3 | Road and rail transport | TRUE |  | Natural gas 3 [1] Road and rail transport | Natural gas 3 [2] Road and rail transport | Natural gas 3 [0] Road and rail transport | Biofuel 2 [1] Residential | Biofuel 2 [4] Residential | Biofuel 2 [9] Residential
|  |  | Hydrogen | Hydrogen | Demand (TWh) | ED5 | TWh Vehicles - Hydrogen |  |  |  |  | TWh | 0.02357 | 0.040537 | 0.059285 | 0.079945 | 0.10288 | 0.12793 | 0.15539 | 0.18555 | 0.21828 | 0.2522 | 0.28858 | 0.33105 | 0.37186 | 0.42437 | 0.49175 | 0.57704 | 0.63159 | 0.69178 | 0.75899 | 0.83611 | 0.92907 | 1.0469 | 1.1966 | 1.307 | 1.4184 | 1.5441 | 1.6844 | Hydrogen 2 | Road and rail transport | FALSE |  |  |  |  | Other fuels 2 [24] Residential | Other fuels 2 [13] Residential | Other fuels 2 [0] Residential
|  |  | Bioenergy | Biofuel | Demand (TWh) | WS1 | Road Transport |  |  |  |  | TWh | 37.5782 | 41.7364 | 45.3452 | 44.9198 | 44.2062 | 43.0597 | 41.4997 | 39.4631 | 36.8958 | 33.2329 | 29.3328 | 25.2937 | 21.4974 | 17.885 | 14.4616 | 11.2795 | 8.6905 | 6.4713 | 4.5841 | 3.1012 | 2.1217 | 1.2389 | 0.45428 | 0.24155 | 0.18148 | 0.14574 | 0.11932 | Biofuel 2 | Road and rail transport | TRUE |  | Biofuel 2 [38] Road and rail transport | Biofuel 2 [25] Road and rail transport | Biofuel 2 [0] Road and rail transport | Electricity 2 [14] Electricity export | Electricity 2 [89] Electricity export | Electricity 2 [69] Electricity export
|  |  | Petrol/Diesel | Oil/Petroleum | Demand (TWh) | ED5 | TWh Vehicles - Petrol/Diesel |  |  |  | Bioenergy | TWh | 348.8954 | 333.8081 | 317.4163 | 304.6505 | 290.6893 | 274.7244 | 257.0591 | 237.4712 | 215.8154 | 194.3894 | 171.5766 | 147.9506 | 125.7449 | 104.6153 | 84.5907 | 65.9773 | 50.8334 | 37.8526 | 26.8141 | 18.1397 | 12.4105 | 7.247 | 2.6572 | 1.4129 | 1.0615 | 0.85248 | 0.69795 | Other fuels 2 | Road and rail transport | TRUE |  | Other fuels 2 [349] Road and rail transport | Other fuels 2 [148] Road and rail transport | Other fuels 2 [1] Road and rail transport | Natural gas 3 [1] Road and rail transport | Natural gas 3 [2] Road and rail transport | Natural gas 3 [0] Road and rail transport
|  | Rail | Electricity | Electricity | Demand (TWh) | ED1 | I&C Rail Traction Demand |  |  |  |  | GWh | 4.8297 | 4.9792 | 5.1008 | 5.2254 | 5.353 | 5.4838 | 5.6178 | 5.755 | 5.8956 | 6.0396 | 6.1872 | 6.3383 | 6.4932 | 6.6518 | 6.8143 | 6.9807 | 7.1513 | 7.326 | 7.5049 | 7.6883 | 7.8761 | 8.0685 | 8.2656 | 8.4675 | 8.6744 | 8.8863 | 9.1033 | Electricity 2 | Road and rail transport | FALSE |  |  |  |  | Hydrogen 2 [0] Road and rail transport | Hydrogen 2 [1] Road and rail transport | Hydrogen 2 [3] Road and rail transport
|  |  | Hydrogen | Hydrogen | Demand (TWh) | WS1 | Rail |  |  |  |  | TWh | 0 | 0 | 0 | 0 | 0 | 0 | 0 | 0 | 0 | 0 | 0 | 0.66 | 0.66 | 0.66 | 0.66 | 0.66 | 0.82 | 0.82 | 0.82 | 0.82 | 0.82 | 0.98 | 0.98 | 0.98 | 0.98 | 0.98 | 1.15 | Hydrogen 2 | Road and rail transport | FALSE |  |  |  |  | Electricity 2 [11] Road and rail transport | Electricity 2 [79] Road and rail transport | Electricity 2 [141] Road and rail transport
|  | Aviation & Shipping | Bioenergy | Biofuel | Demand (TWh) | WS1 | Shipping | Aviation |  |  |  | TWh | 0 | 1.9335 | 3.7197 | 5.2374 | 7.2049 | 7.8104 | 8.5989 | 10.0665 | 12.0015 | 13.5987 | 15.2208 | 16.6192 | 17.0203 | 17.4318 | 17.8553 | 18.2909 | 18.2704 | 20.4659 | 21.9005 | 23.4643 | 25.1805 | 27.2698 | 28.9266 | 30.5452 | 32.226 | 33.8801 | 35.6134 | Biofuel 2 | Aviation & Shipping | TRUE |  | Biofuel 2 [0] Aviation & Shipping | Biofuel 2 [17] Aviation & Shipping | Biofuel 2 [36] Aviation & Shipping | Biofuel 2 [38] Road and rail transport | Biofuel 2 [25] Road and rail transport | Biofuel 2 [0] Road and rail transport
|  |  | Hydrogen | Hydrogen | Demand (TWh) | WS1 | Shipping | Aviation |  |  |  | TWh | 0 | 0.01 | 0.01 | 0.01 | 0.58 | 0.81 | 0.97 | 1.19 | 1.41 | 2.26 | 3.05 | 3.85 | 5.96 | 8.59 | 11.47 | 14.45 | 17.85 | 22.61 | 26.24 | 29.37 | 32.29 | 35.24 | 38.95 | 42.45 | 45.94 | 49.29 | 51.71 | Hydrogen 2 | Aviation & Shipping | TRUE |  | Hydrogen 2 [0] Aviation & Shipping | Hydrogen 2 [4] Aviation & Shipping | Hydrogen 2 [52] Aviation & Shipping | Other fuels 2 [349] Road and rail transport | Other fuels 2 [148] Road and rail transport | Other fuels 2 [1] Road and rail transport
|  |  | Petroleum | Aviation & shipping petroleum use CCC analysis | Demand (TWh) | [7 empty] | 195 | 195 | 186 | 177 | 166 | 158 | 153 | 146 | 143 | 140 | 138 | 134 | 133 | 133 | 131 | 130 | 129 | 124 | 120 | 116 | 112 | 107 | 103 | 100 | 97 | 93 | 89 | Other fuels 2 | Aviation & Shipping | TRUE |  | Other fuels 2 [195] Aviation & Shipping | Other fuels 2 [133] Aviation & Shipping | Other fuels 2 [89] Aviation & Shipping | Hydrogen 2 [0] Aviation & Shipping | Hydrogen 2 [4] Aviation & Shipping | Hydrogen 2 [52] Aviation & Shipping
|  | DACCS | Electricity | Electricity | Demand (TWh) | ES1 | DACCS |  |  |  |  | Demand (TWh) | 0 | 0 | 0 | 0 | 0 | 0 | 0 | 0 | 0 | 0.28176 | 0.54802 | 0.82589 | 1.6034 | 2.5705 | 3.6261 | 4.7134 | 5.9496 | 7.6548 | 8.937 | 10.0343 | 11.0402 | 12.0173 | 13.3257 | 14.5698 | 15.8047 | 16.9897 | 17.8284 | Electricity 2 | Direct Air Carbon Capture and Storage | TRUE |  | Electricity 2 [0] Direct Air Carbon Capture and Storage | Electricity 2 [1] Direct Air Carbon Capture and Storage | Electricity 2 [18] Direct Air Carbon Capture and Storage | Biofuel 2 [0] Aviation & Shipping | Biofuel 2 [17] Aviation & Shipping | Biofuel 2 [36] Aviation & Shipping
|  |  | Hydrogen | Hydrogen | Demand (TWh) | WS1 | Direct Air Carbon Capture and Storage |  |  |  |  | TWh | 0 | 0 | 0 | 0 | 0 | 0 | 0 | 0 | 0 | 0 | 0 | 0 | 0 | 0 | 0 | 0 | 0 | 0 | 0 | 0 | 0 | 0 | 0 | 0 | 0 | 0 | 0 | Hydrogen 2 | Direct Air Carbon Capture and Storage | TRUE |  | Hydrogen 2 [0] Direct Air Carbon Capture and Storage | Hydrogen 2 [0] Direct Air Carbon Capture and Storage | Hydrogen 2 [0] Direct Air Carbon Capture and Storage | Other fuels 2 [195] Aviation & Shipping | Other fuels 2 [133] Aviation & Shipping | Other fuels 2 [89] Aviation & Shipping
| Energy supply | Electricity supply | Electricity | Solar | Generation (TWh) | ES1 | Solar PV |  |  |  |  | Generation (TWh) | 19.4172 | 21.2605 | 24.7059 | 29.5928 | 34.0163 | 40.1807 | 41.4687 | 43.4344 | 44.6635 | 46.5397 | 48.2523 | 50.393 | 52.4354 | 57.1627 | 60.3747 | 61.7246 | 63.8886 | 67.1021 | 68.1426 | 72.5935 | 74.0096 | 80.6562 | 81.6373 | 84.3569 | 87.4652 | 88.4971 | 89.2619 | Solar | Electricity 1 | TRUE |  | Solar [19] Electricity 1 | Solar [50] Electricity 1 | Solar [89] Electricity 1 | Hydrogen 2 [0] Direct Air Carbon Capture and Storage | Hydrogen 2 [0] Direct Air Carbon Capture and Storage | Hydrogen 2 [0] Direct Air Carbon Capture and Storage
|  |  | Electricity | Offshore wind | Generation (TWh) | ES1 | Offshore Wind |  |  |  |  | Generation (TWh) | 58.9035 | 61.007 | 71.994 | 92.036 | 105.8293 | 134.947 | 177.6049 | 201.6877 | 216.1572 | 233.3501 | 249.3868 | 268.2143 | 296.3065 | 322.8046 | 337.2831 | 359.951 | 368.1005 | 375.1921 | 383.1698 | 383.8873 | 388.4832 | 386.2919 | 386.4773 | 386.6278 | 387.5594 | 386.6287 | 386.4502 | Offshore wind | Electricity 1 | TRUE |  | Offshore wind [59] Electricity 1 | Offshore wind [268] Electricity 1 | Offshore wind [386] Electricity 1 | Electricity 2 [0] Direct Air Carbon Capture and Storage | Electricity 2 [1] Direct Air Carbon Capture and Storage | Electricity 2 [18] Direct Air Carbon Capture and Storage
|  |  | Electricity | Onshore wind | Generation (TWh) | ES1 | Onshore Wind |  |  |  |  | Generation (TWh) | 32.5529 | 34.1281 | 36.7177 | 42.2695 | 47.6921 | 55.0339 | 60.153 | 67.7686 | 72.2058 | 77.4447 | 80.4514 | 82.4155 | 84.4817 | 84.9045 | 87.3669 | 90.5311 | 90.6115 | 94.7114 | 94.6776 | 98.8993 | 100.6201 | 101.938 | 104.851 | 104.7706 | 107.3316 | 105.7333 | 105.7531 | Onshore wind | Electricity 1 | TRUE |  | Onshore wind [33] Electricity 1 | Onshore wind [82] Electricity 1 | Onshore wind [106] Electricity 1
|  |  | Electricity | Other Renewables | Generation (TWh) | ES1 | Hydro | Marine | Other Renewables |  |  | Generation (TWh) | 3.4896 | 3.5256 | 3.5807 | 3.6341 | 3.6858 | 3.6732 | 3.6693 | 3.758 | 3.7523 | 3.8081 | 3.8569 | 3.9326 | 3.9929 | 4.0172 | 4.0157 | 4.0702 | 4.1595 | 4.1934 | 4.2238 | 4.3463 | 4.3553 | 4.392 | 4.4573 | 4.5168 | 4.647 | 4.6484 | 4.6474 | Other renewables | Electricity 1 | TRUE |  | Other renewables [3] Electricity 1 | Other renewables [4] Electricity 1 | Other renewables [5] Electricity 1 | ' TRANSFORMATION 1 | ' TRANSFORMATION 1 | ' TRANSFORMATION 1
|  |  | Electricity | Non-networked renewables for hydrogen | Generation (TWh) | ES1 | Offshore Wind | Solar PV |  |  |  | Generation (TWh) | 0 | 0 | 0 | 0 | 0 | 0 | 0 | 0 | 0 | 0 | 0 | 0.01 | 0.01 | 0.02 | 0.02 | 0.02 | 0.02 | 0.03 | 0.03 | 0.04 | 0.04 | 0.04 | 0.04 | 0.04 | 0.04 | 0.05 | 0.05 | Non-networked generation | Electrolysis 2 | TRUE |  | Non-networked generation [0] Electrolysis 2 | Non-networked generation [0] Electrolysis 2 | Non-networked generation [0] Electrolysis 2 | Methane reforming [0] Hydrogen 1 | Methane reforming [9] Hydrogen 1 | Methane reforming [32] Hydrogen 1
|  | Imports and exports | Electricity | Electricity import | Demand (TWh) | ES1 | Interconnectors |  |  |  |  | Import (TWh) | 19.1954 | 45.3426 | 47.425 | 43.0124 | 50.2904 | 44.077 | 36.9963 | 39.7431 | 39.586 | 41.431 | 40.6365 | 41.2585 | 43.7492 | 42.4072 | 47.8074 | 45.6253 | 52.4069 | 55.8388 | 57.0135 | 59.8776 | 59.5624 | 62.1531 | 60.7111 | 65.3974 | 66.0382 | 61.8918 | 63.8075 | Electricity import | Electricity 1 | TRUE |  | Electricity import [19] Electricity 1 | Electricity import [41] Electricity 1 | Electricity import [64] Electricity 1 | Methane reforming [0] Hydrogen 1 | Methane reforming [0] Hydrogen 1 | Methane reforming [0] Hydrogen 1
|  |  | Electricity | Electricity export | Demand (TWh) | ES1 | Interconnectors |  |  |  |  | Export (TWh) | 14.4731 | 14.7599 | 18.8181 | 21.4685 | 26.125 | 31.4289 | 40.0973 | 62.1611 | 68.9124 | 76.964 | 86.5518 | 89.0847 | 98.1492 | 99.8669 | 103.256 | 105.897 | 103.865 | 98.8812 | 92.1722 | 91.7722 | 89.7326 | 85.4888 | 82.4557 | 75.2008 | 71.4011 | 71.8426 | 69.4526 | Electricity 2 | Electricity export | TRUE |  | Electricity 2 [14] Electricity export | Electricity 2 [89] Electricity export | Electricity 2 [69] Electricity export | Electrolysis 2 [0] Hydrogen 1 | Electrolysis 2 [0] Hydrogen 1 | Electrolysis 2 [0] Hydrogen 1
|  |  | Hydrogen | Hydrogen import | Demand (TWh) | WS1 | Imports |  |  |  |  | TWh | 0 | 0 | 0 | 0 | 0 | 0 | 0 | 0 | 0 | 0 | 0 | 0 | 0 | 0 | 0 | 0 | 0 | 0 | 0 | 0 | 0 | 0 | 0 | 0 | 0 | 0 | 0 | Hydrogen import | Hydrogen 1 | TRUE |  | Hydrogen import [0] Hydrogen 1 | Hydrogen import [0] Hydrogen 1 | Hydrogen import [0] Hydrogen 1 | Electrolysis 3 [0] Hydrogen 1 | Electrolysis 3 [0] Hydrogen 1 | Electrolysis 3 [0] Hydrogen 1
|  |  | Hydrogen | Hydrogen export | Demand (TWh) | WS1 | Exports |  |  |  |  | TWh | 0 | 0 | 0 | 0 | 0 | 0 | 0 | 0 | 0 | 0 | 0 | 0 | 0 | 0 | 0 | 0 | 0 | 0 | 0 | 0 | 0 | 0 | 0 | 0 | 0 | 0 | 0 | Hydrogen 2 | Hydrogen export | TRUE |  | Hydrogen 2 [0] Hydrogen export | Hydrogen 2 [0] Hydrogen export | Hydrogen 2 [0] Hydrogen export | Electrolysis [0] Hydrogen 1 | Electrolysis [6] Hydrogen 1 | Electrolysis [67] Hydrogen 1
| Transformation demand | Methane reformation | Gas | Natural gas for Methane Reformation | Demand (TWh) | ED3 | Hydrogen Production: Natural Gas Demand |  |  |  |  | GWh | 0 | 0 | 0.0053278 | 0.0053278 | 0.0053278 | 0.10295 | 0.10883 | 0.15819 | 1.6548 | 3.7179 | 6.2623 | 11.196 | 11.1976 | 16.9573 | 16.9736 | 18.5907 | 18.9623 | 19.9785 | 23.9967 | 26.173 | 28.8778 | 29.2857 | 34.0198 | 36.0204 | 37.3882 | 37.5556 | 37.8215 | Natural gas 2 | Methane reforming | TRUE |  | Natural gas 2 [0] Methane reforming | Natural gas 2 [11] Methane reforming | Natural gas 2 [38] Methane reforming | Hydrogen generation [0] Electricity 2 | Hydrogen generation [0] Electricity 2 | Hydrogen generation [10] Electricity 2
|  |  | Biofuels | Biofuels for Methane Reformation | Demand (TWh) | WS1 | Hydrogen |  |  |  |  | TWh | 0 | 0 | 0 | 0 | 0 | 0 | 0 | 0 | 0 | 0 | 0 | 0 | 0 | 0 | 0 | 0 | 0 | 0 | 0 | 0 | 0 | 0 | 0 | 0 | 0 | 0 | 0 | Biofuel | Methane reforming | TRUE |  | Biofuel [0] Methane reforming | Biofuel [0] Methane reforming | Biofuel [0] Methane reforming | Electricity storage [1] Electricity 2 | Electricity storage [51] Electricity 2 | Electricity storage [56] Electricity 2
|  |  | Hydrogen | Hydrogen produced from Methane Reformation (natural gas) | Production (TWh) | WS1 | Methane Reformation with CCUS |  |  |  |  | TWh | 0.04 | 0.04 | 0.04 | 0.04 | 0.04 | 0.12 | 0.13 | 0.17 | 1.42 | 3.14 | 5.26 | 9.38 | 9.38 | 14.18 | 14.2 | 15.55 | 15.86 | 16.7 | 20.06 | 21.87 | 24.13 | 24.47 | 28.42 | 30.08 | 31.23 | 31.37 | 31.59 | Methane reforming | Hydrogen 1 | TRUE |  | Methane reforming [0] Hydrogen 1 | Methane reforming [9] Hydrogen 1 | Methane reforming [32] Hydrogen 1
|  |  | Hydrogen | Hydrogen produced from Methane Reformation (biomethane) | Production (TWh) | WS1 | Biomass gasification |  |  |  |  | TWh | 0 | 0 | 0 | 0 | 0 | 0 | 0 | 0 | 0 | 0 | 0 | 0 | 0 | 0 | 0 | 0 | 0 | 0 | 0 | 0 | 0 | 0 | 0 | 0 | 0 | 0 | 0 | Methane reforming | Hydrogen 1 | TRUE |  | Methane reforming [0] Hydrogen 1 | Methane reforming [0] Hydrogen 1 | Methane reforming [0] Hydrogen 1 | ' ENERGY SINKS 2 | ' ENERGY SINKS 2 | ' ENERGY SINKS 2
|  | Storage | Hydrogen | Storage | Total annual TWh hydrogen stored | WS1 | [6 empty] | 0 | 0 | 0 | 0 | 0 | 0 | 0.31 | 0.43 | 0.58 | 0.74 | 1.02 | 1.63 | 1.92 | 3.94 | 4.33 | 4.81 | 5.23 | 5.84 | 7.12 | 7.66 | 7.97 | 8.04 | 8.48 | 9.09 | 9.52 | 9.76 | 9.92 | Hydrogen 1 | Hydrogen storage | TRUE |  | Hydrogen 1 [0] Hydrogen storage | Hydrogen 1 [2] Hydrogen storage | Hydrogen 1 [10] Hydrogen storage | I&C [246] Useful Energy | I&C [278] Useful Energy | I&C [302] Useful Energy
|  |  | Hydrogen | Hydrogen storage supply | Supply from hydrogen storage | WS1 | [6 empty] | 0 | 0 | 0 | 0 | 0 | 0 | 0.31 | 0.43 | 0.58 | 0.74 | 1.02 | 1.63 | 1.92 | 3.94 | 4.33 | 4.81 | 5.23 | 5.84 | 7.12 | 7.66 | 7.97 | 8.04 | 8.48 | 9.09 | 9.52 | 9.76 | 9.92 | Hydrogen storage | Hydrogen 2 | TRUE |  | Hydrogen storage [0] Hydrogen 2 | Hydrogen storage [2] Hydrogen 2 | Hydrogen storage [10] Hydrogen 2 | Residential [354] Useful Energy | Residential [308] Useful Energy | Residential [181] Useful Energy
|  |  | Electricity | Electricity storage | Total annual TWh electricity stored | ES1 | Storage | Storage Consumption (TWh) |  |  |  | Consumption (TWh) | 1.464 | 4.3218 | 6.882 | 11.3518 | 14.6785 | 23.9737 | 32.1493 | 38.4369 | 50.0882 | 54.669 | 60.4699 | 64.5916 | 65.9948 | 69.6646 | 67.6677 | 76.217 | 80.509 | 73.8351 | 77.778 | 70.1859 | 72.8389 | 74.11 | 74.4432 | 72.7929 | 68.6208 | 71.4206 | 74.6225 | Electricity 1 | Electricity storage | TRUE |  | Electricity 1 [1] Electricity storage | Electricity 1 [65] Electricity storage | Electricity 1 [75] Electricity storage | Road and rail transport [80] Useful Energy | Road and rail transport [127] Useful Energy | Road and rail transport [130] Useful Energy
|  |  | Electricity | Electricity storage | Storage output (TWh) | ES1 | Storage |  |  |  |  | Generation (TWh) | 1.1799 | 3.4849 | 5.5758 | 9.2983 | 12.0281 | 19.6433 | 26.2657 | 31.336 | 40.6824 | 43.958 | 48.395 | 51.4907 | 52.4297 | 55.0296 | 52.8776 | 59.1731 | 62.1244 | 56.5473 | 59.7132 | 53.2737 | 55.2984 | 56.0319 | 55.9849 | 54.8018 | 51.1692 | 53.5043 | 55.8502 | Electricity storage | Electricity 2 | TRUE |  | Electricity storage [1] Electricity 2 | Electricity storage [51] Electricity 2 | Electricity storage [56] Electricity 2 | Aviation & Shipping [64] Useful Energy | Aviation & Shipping [59] Useful Energy | Aviation & Shipping [79] Useful Energy
|  | Electrolysis | Electricity | Electricity demand (network connected) | Electricity demand (TWh) | WS1 | Networked Electricity |  |  |  |  | TWh | 0.02 | 0.04 | 0.17 | 0.29 | 1.08 | 1.91 | 3.58 | 5.07 | 5.36 | 5.5 | 5.73 | 7.36 | 11.06 | 26.12 | 32.62 | 35.44 | 42.69 | 49.95 | 58.89 | 64.35 | 64.05 | 65.36 | 67.55 | 72.86 | 79.13 | 81.23 | 81.91 | Electricity 1 | Electrolysis | FALSE |  |  |  |  | Direct Air Carbon Capture and Storage [0] Useful Energy | Direct Air Carbon Capture and Storage [1] Useful Energy | Direct Air Carbon Capture and Storage [14] Useful Energy
|  |  | Hydrogen | Hydrogen produced (network connected) | Hydrogen produced (TWh) | WS1 | Networked Electrolysis |  |  |  |  | TWh | 0.02 | 0.03 | 0.14 | 0.24 | 0.88 | 1.56 | 2.92 | 4.13 | 4.36 | 4.48 | 4.67 | 6 | 9.01 | 21.28 | 26.58 | 28.87 | 34.78 | 40.7 | 47.98 | 52.43 | 52.18 | 53.25 | 55.03 | 59.36 | 64.47 | 66.17 | 66.73 | Electrolysis | Hydrogen 1 | FALSE |  |  |  |  | Natural gas 3 [5] Losses | Natural gas 3 [3] Losses | Natural gas 3 [1] Losses
|  |  | Electricity | Additional electrolysis for hydrogen export |  | WS1 | [5 empty] | TWh | 0 | 0 | 0 | 0 | 0 | 0 | 0 | 0 | 0 | 0 | 0 | 0 | 0 | 0 | 0 | 0 | 0 | 0 | 0 | 0 | 0 | 0 | 0 | 0 | 0 | 0 | 0 | Electricity 1 | Electrolysis | FALSE |  |  |  |  | Hydrogen 2 [0] Losses | Hydrogen 2 [0] Losses | Hydrogen 2 [0] Losses
|  |  | Hydrogen | Hydrogen produced for export | Demand (TWh) | WS1 | Exports |  |  |  |  | TWh | 0 | 0 | 0 | 0 | 0 | 0 | 0 | 0 | 0 | 0 | 0 | 0 | 0 | 0 | 0 | 0 | 0 | 0 | 0 | 0 | 0 | 0 | 0 | 0 | 0 | 0 | 0 | Electrolysis | Hydrogen 1 | FALSE |  |  |  |  | Hydrogen generation [0] Losses | Hydrogen generation [4] Losses | Hydrogen generation [21] Losses
|  |  | Hydrogen | Hydrogen produced by non-networked wind/electrolysis | Hydrogen produced (TWh) | WS1 | Non-networked Electrolysis |  |  |  |  | TWh | 0 | 0 | 0 | 0 | 0 | 0 | 0 | 0 | 0 | 0 | 0 | 0.01 | 0.01 | 0.01 | 0.02 | 0.02 | 0.02 | 0.02 | 0.03 | 0.03 | 0.03 | 0.03 | 0.03 | 0.04 | 0.04 | 0.04 | 0.04 | Electrolysis 2 | Hydrogen 1 | TRUE |  | Electrolysis 2 [0] Hydrogen 1 | Electrolysis 2 [0] Hydrogen 1 | Electrolysis 2 [0] Hydrogen 1 | Electricity 2 [23] Losses | Electricity 2 [35] Losses | Electricity 2 [56] Losses
|  |  | Hydrogen | Hydrogen produced by nuclear connected electrolysis | Hydrogen produced (TWh) | WS1 | Nuclear Electrolysis |  |  |  |  | TWh | 0 | 0 | 0 | 0 | 0 | 0 | 0 | 0 | 0 | 0 | 0 | 0 | 0 | 0 | 0 | 0 | 0 | 0 | 0 | 0 | 0 | 0 | 0 | 0 | 0 | 0 | 0 | Electrolysis 3 | Hydrogen 1 | TRUE |  | Electrolysis 3 [0] Hydrogen 1 | Electrolysis 3 [0] Hydrogen 1 | Electrolysis 3 [0] Hydrogen 1 | Methane reforming [0] Losses | Methane reforming [2] Losses | Methane reforming [6] Losses
|  | Hydrogen elec generation | Hydrogen | Hydrogen demand | Demand (TWh) | WS1 | Power Generation |  |  |  |  | TWh | 0 | 0 | 0 | 0 | 0 | 0 | 0 | 0.084652 | 0.13011 | 0.49317 | 1.195 | 4.5257 | 4.8707 | 18.0148 | 20.9812 | 20.9251 | 21.8361 | 24.9182 | 30.595 | 32.7036 | 32.1067 | 29.0051 | 31.0396 | 33.2499 | 34.9612 | 33.5333 | 30.7053 | Hydrogen 1 | Hydrogen generation | TRUE |  | Hydrogen 1 [0] Hydrogen generation | Hydrogen 1 [5] Hydrogen generation | Hydrogen 1 [31] Hydrogen generation | Electrolysis 2 [0] Losses | Electrolysis 2 [0] Losses | Electrolysis 2 [0] Losses
|  |  | Electricity | Electricity produced | Generation (TWh) | ES1 | Hydrogen | Hydrogen CHP |  |  |  | Generation (TWh) | 0 | 0 | 0 | 0 | 0 | 0 | 0 | 0.034899 | 0.052568 | 0.064954 | 0.11326 | 0.20704 | 0.19364 | 0.35745 | 0.36041 | 3.5626 | 5.6009 | 7.1618 | 9.0281 | 10.312 | 11.0711 | 9.9292 | 11.2277 | 11.6955 | 12.0354 | 11.1579 | 9.9795 | Hydrogen generation | Electricity 2 | TRUE |  | Hydrogen generation [0] Electricity 2 | Hydrogen generation [0] Electricity 2 | Hydrogen generation [10] Electricity 2 | Electrolysis [0] Losses | Electrolysis [1] Losses | Electrolysis [15] Losses
|  | Gas elec generation | Gas | Gas demand | Demand (TWh) | ED3 | Total gas demand (gas NTS connected only) for electricity generation | LDZ connected peaking/flexible plants (estimated) |  |  |  | GWh | 149.1116 | 98.1297 | 85.6805 | 75.7396 | 80.3026 | 76.104 | 61.196 | 72.4763 | 79.3272 | 78.4651 | 87.4652 | 89.4721 | 108.9198 | 111.2637 | 122.5171 | 122.3401 | 116.3559 | 112.6247 | 116.6932 | 121.9903 | 125.8172 | 124.4445 | 129.1157 | 122.4118 | 122.9066 | 118.0193 | 118.0476 | Natural gas | Gas CCS | TRUE |  | Natural gas [149] Gas CCS | Natural gas [89] Gas CCS | Natural gas [118] Gas CCS | Electrolysis 3 [0] Losses | Electrolysis 3 [0] Losses | Electrolysis 3 [0] Losses
|  |  | Electricity | Electricity produced | Generation (TWh) | ES1 | Gas | CCS Gas |  |  |  | Generation (TWh) | 93.1902 | 44.3967 | 39.3101 | 34.0807 | 35.9292 | 33.2942 | 25.8226 | 30.4844 | 32.792 | 32.6134 | 38.5578 | 38.2076 | 46.8625 | 46.4999 | 51.666 | 49.7009 | 48.195 | 47.3991 | 48.1618 | 50.4015 | 54.3892 | 52.1961 | 54.1239 | 51.8489 | 51.5824 | 50.4931 | 49.9516 | Gas CCS | Electricity 1 | TRUE |  | Gas CCS [93] Electricity 1 | Gas CCS [38] Electricity 1 | Gas CCS [50] Electricity 1 | Electricity storage [0] Losses | Electricity storage [13] Losses | Electricity storage [19] Losses
|  | Nuclear elec generation | Nuclear | Nuclear fuel | [8 empty] | 129.0994 | 133.1064 | 128.0804 | 123.2464 | 95.8161 | 79.5284 | 98.9285 | 92.497 | 89.2937 | 95.3769 | 99.5167 | 112.7915 | 123.1062 | 163.7298 | 180.3645 | 219.9728 | 231.4529 | 242.3682 | 266.7917 | 289.7124 | 301.7464 | 317.8573 | 342.2153 | 351.8798 | 368.4628 | 421.5356 | 434.6514 | Nuclear fuel | Nuclear | TRUE |  | Nuclear fuel [129] Nuclear | Nuclear fuel [113] Nuclear | Nuclear fuel [435] Nuclear | Gas CCS [56] Losses | Gas CCS [51] Losses | Gas CCS [68] Losses
|  |  | Electricity | Nuclear (non hydrogen related) | Generation (TWh) | ES1 | Nuclear |  |  |  |  | Generation (TWh) | 42.6028 | 43.9251 | 42.2665 | 40.6713 | 31.6193 | 26.2444 | 32.6464 | 30.524 | 29.4669 | 31.4744 | 32.8405 | 37.2212 | 40.625 | 54.0308 | 59.5203 | 72.591 | 76.3795 | 79.9815 | 88.0412 | 95.6051 | 99.5763 | 104.8929 | 112.931 | 116.1204 | 121.5927 | 139.1068 | 143.435 | Nuclear | Electricity 1 | TRUE |  | Nuclear [43] Electricity 1 | Nuclear [37] Electricity 1 | Nuclear [143] Electricity 1
|  |  | Electricity | Nuclear to produce hydrogen | Generation (TWh) | WS1 | Nuclear |  |  |  |  | TWh | 0 | 0 | 0 | 0 | 0 | 0 | 0 | 0 | 0 | 0 | 0 | 0 | 0 | 0 | 0 | 0 | 0 | 0 | 0 | 0 | 0 | 0 | 0 | 0 | 0 | 0 | 0 | Nuclear | Electrolysis 3 | TRUE |  | Nuclear [0] Electrolysis 3 | Nuclear [0] Electrolysis 3 | Nuclear [0] Electrolysis 3 | ' TRANSFORMATIONS 2 | ' TRANSFORMATIONS 2 | ' TRANSFORMATIONS 2
|  | Biomass/BECCS elec generation | Bioenergy | Biofuels demand | Demand (TWh) | WS1 | Power Generation |  |  |  | Waste | TWh | 2.2607 | 54.4362 | 44.685 | 29.2581 | 17.8781 | 14.6301 | 15.9357 | 37.4325 | 62.2026 | 78.7886 | 82.2171 | 84.9822 | 85.2727 | 87.3446 | 92.962 | 98.8317 | 99.5918 | 100.4642 | 101.7227 | 100.4313 | 100.4157 | 100.0339 | 101.776 | 102.4422 | 102.9199 | 101.4875 | 99.9015 | Biofuel | Biomass and BECCS | TRUE |  | Biofuel [2] Biomass and BECCS | Biofuel [85] Biomass and BECCS | Biofuel [100] Biomass and BECCS | Gas CCS [93] Electricity 1 | Gas CCS [38] Electricity 1 | Gas CCS [50] Electricity 1
|  |  | Electricity | Electricity produced | Generation (TWh) | ES1 | Biomass | CCS Biomass |  |  |  | Generation (TWh) | 12.4133 | 29.709 | 26.2697 | 20.7954 | 15.9865 | 14.3158 | 12.4089 | 17.173 | 23.2433 | 26.8447 | 28.2558 | 28.4171 | 29.1322 | 28.6809 | 30.1009 | 30.8789 | 32.3136 | 31.6792 | 33.4914 | 32.6596 | 32.7059 | 32.7301 | 32.5223 | 32.2067 | 32.1485 | 32.6235 | 32.9615 | Biomass and BECCS | Electricity 1 | TRUE |  | Biomass and BECCS [12] Electricity 1 | Biomass and BECCS [28] Electricity 1 | Biomass and BECCS [33] Electricity 1 | Natural gas 2 [498] Natural gas 3 | Natural gas 2 [364] Natural gas 3 | Natural gas 2 [11] Natural gas 3
|  | Other fossil fuel generation | Other fuels | Other thermal generation - coal, diesel, fuel oil | Demand (TWh) | [7 empty] | 0 | 0 | 0 | 0 | 0 | 0 | 0 | 0 | 0 | 0 | 0 | 0 | 0 | 0 | 0 | 0 | 0 | 0 | 0 | 0 | 0 | 0 | 0 | 0 | 0.026162 | 0 | 0 | Other fuels | Other thermal | TRUE |  | Other fuels [0] Other thermal | Other fuels [0] Other thermal | Other fuels [0] Other thermal | Natural gas 2 [0] Methane reforming | Natural gas 2 [11] Methane reforming | Natural gas 2 [38] Methane reforming
|  |  | Electricity | Electricity produced | Generation (TWh) | ES1 | Coal | Other Thermal |  |  |  | Generation (TWh) | 0 | 0 | 0 | 0 | 0 | 0 | 0 | 0 | 0 | 0 | 0 | 0 | 0 | 0 | 0 | 0 | 0 | 0 | 0 | 0 | 0 | 0 | 0 | 0 | 0.008895 | 0 | 0 | Other thermal | Electricity 1 | TRUE |  | Other thermal [0] Electricity 1 | Other thermal [0] Electricity 1 | Other thermal [0] Electricity 1
|  | Energy from waste generation | Bioenergy | Bioenergy - waste powergen | TWh | WS1 | Waste |  |  |  |  | TWh | 34.665 | 35.08 | 35.03 | 32.085 | 30.09 | 28.63 | 23.13 | 22.22 | 19.31 | 16.955 | 17.86 | 17.16 | 17.565 | 15.14 | 14.145 | 13.315 | 15.69 | 14.625 | 15.56 | 15.76 | 15.69 | 15.28 | 14.64 | 14.68 | 13.785 | 13.27 | 13.465 | Biofuel | Energy from waste | TRUE |  | Biofuel [35] Energy from waste | Biofuel [17] Energy from waste | Biofuel [13] Energy from waste | ' ENERGY SOURCES | ' ENERGY SOURCES | ' ENERGY SOURCES
|  |  | Other fuels | Non-biogenic waste for power | TWh | WS1 | [6 empty] | 34.665 | 35.08 | 35.03 | 32.085 | 30.09 | 28.63 | 23.13 | 22.22 | 19.31 | 16.955 | 17.86 | 17.16 | 17.565 | 15.14 | 14.145 | 13.315 | 15.69 | 14.625 | 15.56 | 15.76 | 15.69 | 15.28 | 14.64 | 14.68 | 13.785 | 13.27 | 13.465 | Other fuels | Energy from waste | TRUE |  | Other fuels [35] Energy from waste | Other fuels [17] Energy from waste | Other fuels [13] Energy from waste | Natural gas [493] Natural gas 2 | Natural gas [372] Natural gas 2 | Natural gas [49] Natural gas 2
|  |  | Electricity | Electricity prouced from waste | Generation (TWh) | ES1 | Waste |  |  |  |  | Generation (TWh) | 24.0959 | 24.3027 | 24.2187 | 21.9912 | 21.1788 | 20.0465 | 16.0702 | 15.5842 | 13.5415 | 12.4355 | 12.6021 | 13.1152 | 12.0734 | 11.1704 | 10.0405 | 10.2041 | 10.711 | 10.9573 | 10.9907 | 10.7491 | 10.9066 | 10.8104 | 10.5004 | 10.5744 | 9.6634 | 9.3527 | 9.5435 | Energy from waste | Electricity 1 | TRUE |  | Energy from waste [24] Electricity 1 | Energy from waste [13] Electricity 1 | Energy from waste [10] Electricity 1 | Natural gas [149] Gas CCS | Natural gas [89] Gas CCS | Natural gas [118] Gas CCS
|  | Green Gas | Bioenergy | Biofuel demand | Demand (TWh) | WS1 | Green Gas Blending |  |  |  |  | TWh | 5.4858 | 5.5049 | 5.5239 | 5.5429 | 5.5619 | 5.581 | 5.6 | 5.6 | 3.6 | 3.3 | 2.8 | 2.4 | 2.4 | 2.4 | 2.4 | 2 | 2 | 1.6 | 0.79704 | 0.69741 | 0.59778 | 0.47324 | 0.28021 | 0.099319 | 0.034762 | 0.0052142 | 0 | Biofuel | Natural gas 2 | TRUE |  | Biofuel [5] Natural gas 2 | Biofuel [2] Natural gas 2 | Biofuel [0] Natural gas 2 | Hydrogen import [0] Hydrogen 1 | Hydrogen import [0] Hydrogen 1 | Hydrogen import [0] Hydrogen 1
|  | Hydrogen blending | Hydrogen | Hydrogen for blending | Demand (TWh) | WS1 | Blending |  |  |  |  | TWh | 0 | 0 | 0.11 | 0.19 | 0.11 | 0.15 | 0 | 0 | 0 | 0 | 0 | 0 | 0 | 0 | 0 | 0 | 0 | 0 | 0 | 0 | 0 | 0 | 0 | 0 | 0 | 0 | 0 | Hydrogen 1 | Natural gas 3 | TRUE |  | Hydrogen 1 [0] Natural gas 3 | Hydrogen 1 [0] Natural gas 3 | Hydrogen 1 [0] Natural gas 3 | Non-networked generation [0] Electrolysis 2 | Non-networked generation [0] Electrolysis 2 | Non-networked generation [0] Electrolysis 2
| End use efficiencies | Approximate Efficiency | I&C | [9 empty] | 63% | 63.85% | 64.69% | 65.54% | 66.38% | 67.23% | 68.08% | 68.92% | 69.77% | 70.62% | 71.46% | 72.31% | 73.15% | 74% | 74.85% | 75.69% | 76.54% | 77.38% | 78.23% | 79.08% | 79.92% | 80.77% | 81.62% | 82.46% | 83.31% | 84.15% | 85% |  |  | FALSE |  |  |  |  | Offshore wind [59] Electricity 1 | Offshore wind [268] Electricity 1 | Offshore wind [386] Electricity 1
|  |  | Residential | [9 empty] | 84% | 84.42% | 84.85% | 85.27% | 85.69% | 86.12% | 86.54% | 86.96% | 87.38% | 87.81% | 88.23% | 88.65% | 89.08% | 89.5% | 89.92% | 90.35% | 90.77% | 91.19% | 91.62% | 92.04% | 92.46% | 92.88% | 93.31% | 93.73% | 94.15% | 94.58% | 95% |  |  | FALSE |  |  |  |  | Onshore wind [33] Electricity 1 | Onshore wind [82] Electricity 1 | Onshore wind [106] Electricity 1
|  |  | Road and rail transport | [9 empty] | 20% | 22.69% | 25.38% | 28.08% | 30.77% | 33.46% | 36.15% | 38.85% | 41.54% | 44.23% | 46.92% | 49.62% | 52.31% | 55% | 57.69% | 60.38% | 63.08% | 65.77% | 68.46% | 71.15% | 73.85% | 76.54% | 79.23% | 81.92% | 84.62% | 87.31% | 90% |  |  | FALSE |  |  |  |  | Solar [19] Electricity 1 | Solar [50] Electricity 1 | Solar [89] Electricity 1
|  |  | Aviation & Shipping | [9 empty] | 33% | 33.46% | 33.92% | 34.38% | 34.85% | 35.31% | 35.77% | 36.23% | 36.69% | 37.15% | 37.62% | 38.08% | 38.54% | 39% | 39.46% | 39.92% | 40.38% | 40.85% | 41.31% | 41.77% | 42.23% | 42.69% | 43.15% | 43.62% | 44.08% | 44.54% | 45% |  |  | FALSE |  |  |  |  | Other renewables [3] Electricity 1 | Other renewables [4] Electricity 1 | Other renewables [5] Electricity 1
|  |  | DACCS | [9 empty] | 80% | 80% | 80% | 80% | 80% | 80% | 80% | 80% | 80% | 80% | 80% | 80% | 80% | 80% | 80% | 80% | 80% | 80% | 80% | 80% | 80% | 80% | 80% | 80% | 80% | 80% | 80% |  |  | FALSE |  |  |  |  | Electricity import [19] Electricity 1 | Electricity import [41] Electricity 1 | Electricity import [64] Electricity 1
|  | Useful Energy | I&C | [9 empty] | 246.0541 | 253.6139 | 256.5279 | 258.8447 | 261.249 | 264.8721 | 267.0701 | 268.8639 | 271.4061 | 274.0621 | 276.6211 | 278.3871 | 280.1641 | 281.74 | 283.3349 | 285.4431 | 287.8757 | 289.3691 | 290.2768 | 292.0583 | 294.028 | 295.3686 | 296.9783 | 297.9782 | 299.3894 | 300.7546 | 302.0276 | I&C | Useful Energy | TRUE |  | I&C [246] Useful Energy | I&C [278] Useful Energy | I&C [302] Useful Energy | Nuclear fuel [129] Nuclear | Nuclear fuel [113] Nuclear | Nuclear fuel [435] Nuclear
|  |  | Residential | [9 empty] | 354.0854 | 358.3197 | 362.5427 | 365.2869 | 366.642 | 367.4571 | 359.7642 | 351.4514 | 342.0409 | 331.2075 | 319.8921 | 308.2207 | 295.7936 | 283.1851 | 270.4343 | 257.4494 | 244.8489 | 232.8064 | 222.8408 | 214.268 | 206.4166 | 200.3363 | 194.7196 | 189.9987 | 186.5007 | 183.4407 | 180.6844 | Residential | Useful Energy | TRUE |  | Residential [354] Useful Energy | Residential [308] Useful Energy | Residential [181] Useful Energy | Biofuel [5] Natural gas 2 | Biofuel [2] Natural gas 2 | Biofuel [0] Natural gas 2
|  |  | Road and rail transport | [9 empty] | 79.6318 | 88.5664 | 96.668 | 104.3318 | 111.2791 | 117.1692 | 122.0421 | 125.6676 | 127.7805 | 128.8597 | 128.4387 | 126.9266 | 124.7303 | 122.192 | 119.3716 | 116.3343 | 114.5507 | 113.205 | 112.3294 | 112.2576 | 113.6833 | 115.3195 | 116.6285 | 119.5856 | 122.9652 | 126.4043 | 130.0529 | Road and rail transport | Useful Energy | TRUE |  | Road and rail transport [80] Useful Energy | Road and rail transport [127] Useful Energy | Road and rail transport [130] Useful Energy | Biofuel [0] Methane reforming | Biofuel [0] Methane reforming | Biofuel [0] Methane reforming
|  |  | Aviation & Shipping | [9 empty] | 64.35 | 65.9003 | 64.3621 | 62.6651 | 60.5574 | 58.8298 | 58.1496 | 56.9752 | 57.391 | 57.9075 | 58.7819 | 58.8171 | 60.1124 | 62.0185 | 63.2668 | 64.9712 | 66.6832 | 68.2441 | 69.455 | 70.5208 | 71.5687 | 72.3677 | 73.7398 | 75.4525 | 77.2078 | 78.4634 | 79.3455 | Aviation & Shipping | Useful Energy | TRUE |  | Aviation & Shipping [64] Useful Energy | Aviation & Shipping [59] Useful Energy | Aviation & Shipping [79] Useful Energy | Biofuel [2] Biomass and BECCS | Biofuel [85] Biomass and BECCS | Biofuel [100] Biomass and BECCS
|  |  | DACCS | [9 empty] | 0 | 0 | 0 | 0 | 0 | 0 | 0 | 0 | 0 | 0.22541 | 0.43841 | 0.66071 | 1.2827 | 2.0564 | 2.9009 | 3.7707 | 4.7597 | 6.1238 | 7.1496 | 8.0275 | 8.8322 | 9.6139 | 10.6606 | 11.6559 | 12.6438 | 13.5918 | 14.2627 | Direct Air Carbon Capture and Storage | Useful Energy | TRUE |  | Direct Air Carbon Capture and Storage [0] Useful Energy | Direct Air Carbon Capture and Storage [1] Useful Energy | Direct Air Carbon Capture and Storage [14] Useful Energy | Biofuel [35] Energy from waste | Biofuel [17] Energy from waste | Biofuel [13] Energy from waste
|  |  | Ambient Heat | [9 empty] | 5 | 6 | 8 | 10 | 14 | 19 | 25 | 33 | 41 | 51 | 62 | 72 | 88 | 104 | 119 | 134 | 149 | 163 | 176 | 187 | 199 | 209 | 218 | 226 | 234 | 241 | 249 | Ambient Heat | Useful Energy | TRUE |  | Ambient Heat [5] Useful Energy | Ambient Heat [72] Useful Energy | Ambient Heat [249] Useful Energy | Biofuel [41] Biofuel 2 | Biofuel [47] Biofuel 2 | Biofuel [51] Biofuel 2
| Losses | Network and storage losses | Gas | Natural gas shrinkage losses | Shrinkage Losses (TWh) | ED3 | Total (NTS+LDZ) gas shrinkage |  |  |  |  | GWh | 5.3074 | 4.8971 | 4.8619 | 4.7495 | 4.6756 | 4.5755 | 4.4277 | 4.3773 | 4.3038 | 4.1839 | 4.0173 | 3.4221 | 3.1953 | 2.9465 | 2.7103 | 2.447 | 2.1641 | 1.9158 | 1.7338 | 1.5768 | 1.4306 | 1.269 | 1.1648 | 1.0123 | 0.90617 | 0.78013 | 0.66703 | Natural gas 3 | Losses | TRUE |  | Natural gas 3 [5] Losses | Natural gas 3 [3] Losses | Natural gas 3 [1] Losses | Other fuels [35] Energy from waste | Other fuels [17] Energy from waste | Other fuels [13] Energy from waste
|  |  | Electricity | Electricity network losses (Tx and Dx) | TWh | ED1 | GBFES System Losses: Transmission | GBFES System Losses: Distribution |  |  |  | GWh | 22.8696 | 22.9171 | 23.1951 | 23.7138 | 24.4449 | 25.4904 | 26.595 | 27.9427 | 29.5043 | 31.1858 | 33.0068 | 34.9271 | 37.3947 | 39.717 | 41.8854 | 43.9385 | 45.8932 | 47.5547 | 49.0772 | 50.463 | 51.6958 | 52.7794 | 53.7097 | 54.4593 | 55.1275 | 55.7741 | 56.4276 | Electricity 2 | Losses | FALSE |  |  |  |  | Other fuels [0] Other thermal | Other fuels [0] Other thermal | Other fuels [0] Other thermal
|  |  | Electricity | Electricity storage conversion losses | TWh | ES1 | [6 empty] | 0.28412 | 0.83688 | 1.3062 | 2.0535 | 2.6505 | 4.3304 | 5.8836 | 7.1009 | 9.4058 | 10.711 | 12.0749 | 13.1009 | 13.5651 | 14.635 | 14.7901 | 17.044 | 18.3846 | 17.2878 | 18.0647 | 16.9122 | 17.5405 | 18.0781 | 18.4583 | 17.9912 | 17.4516 | 17.9163 | 18.7723 | Electricity storage | Losses | TRUE |  | Electricity storage [0] Losses | Electricity storage [13] Losses | Electricity storage [19] Losses | Other fuels [604] Other fuels 2 | Other fuels [317] Other fuels 2 | Other fuels [91] Other fuels 2
|  |  | Hydrogen | Hydrogen Tx and Dx losses | TWh | WS1 | Transmission Losses |  |  |  |  | TWh | 0 | 0 | 0 | 0 | 0 | 0 | 0 | 0 | 0 | 0 | 0 | 0.01 | 0.01 | 0.01 | 0.02 | 0.02 | 0.02 | 0.02 | 0.03 | 0.03 | 0.03 | 0.03 | 0.03 | 0.04 | 0.04 | 0.04 | 0.04 | Hydrogen 2 | Losses | TRUE |  | Hydrogen 2 [0] Losses | Hydrogen 2 [0] Losses | Hydrogen 2 [0] Losses
|  | Thermal generation losses | Gas | Gas and gas with CCS generation losses | TWh | [7 empty] | 55.9214 | 53.733 | 46.3704 | 41.6589 | 44.3734 | 42.8098 | 35.3734 | 41.9919 | 46.5352 | 45.8516 | 48.9074 | 51.2646 | 62.0573 | 64.7638 | 70.851 | 72.6392 | 68.1608 | 65.2257 | 68.5315 | 71.5888 | 71.428 | 72.2485 | 74.9918 | 70.5629 | 71.3243 | 67.5262 | 68.096 | Gas CCS | Losses | TRUE |  | Gas CCS [56] Losses | Gas CCS [51] Losses | Gas CCS [68] Losses | ' TRANSFORMATION 3 | ' TRANSFORMATION 3 | ' TRANSFORMATION 3
|  |  | Nuclear | Nuclear generation losses | TWh | [7 empty] | 86.4966 | 89.1813 | 85.8138 | 82.5751 | 64.1968 | 53.284 | 66.2821 | 61.973 | 59.8268 | 63.9025 | 66.6762 | 75.5703 | 82.4812 | 109.699 | 120.8442 | 147.3818 | 155.0734 | 162.3867 | 178.7504 | 194.1073 | 202.1701 | 212.9644 | 229.2843 | 235.7595 | 246.8701 | 282.4289 | 291.2164 | Nuclear | Losses | TRUE |  | Nuclear [86] Losses | Nuclear [76] Losses | Nuclear [291] Losses | Nuclear [0] Electrolysis 3 | Nuclear [0] Electrolysis 3 | Nuclear [0] Electrolysis 3
|  |  | Biofuel | Biomass/BECCS generation losses | TWh | [7 empty] | -10.1526 | 24.7272 | 18.4153 | 8.4627 | 1.8916 | 0.31435 | 3.5268 | 20.2595 | 38.9593 | 51.9439 | 53.9613 | 56.5651 | 56.1405 | 58.6637 | 62.8611 | 67.9528 | 67.2782 | 68.785 | 68.2313 | 67.7717 | 67.7098 | 67.3038 | 69.2537 | 70.2355 | 70.7714 | 68.864 | 66.94 | Biomass and BECCS | Losses | TRUE |  | Biomass and BECCS [-10] Losses | Biomass and BECCS [57] Losses | Biomass and BECCS [67] Losses | Nuclear [43] Electricity 1 | Nuclear [37] Electricity 1 | Nuclear [143] Electricity 1
|  |  | Hydrogen | Hydrogen generation losses | TWh | [7 empty] | 0 | 0 | 0 | 0 | 0 | 0 | 0 | 0.049753 | 0.07754 | 0.42822 | 1.0817 | 4.3186 | 4.677 | 17.6574 | 20.6207 | 17.3625 | 16.2352 | 17.7564 | 21.5669 | 22.3916 | 21.0356 | 19.0759 | 19.8119 | 21.5543 | 22.9258 | 22.3754 | 20.7257 | Hydrogen generation | Losses | TRUE |  | Hydrogen generation [0] Losses | Hydrogen generation [4] Losses | Hydrogen generation [21] Losses | Hydrogen 1 [0] Natural gas 3 | Hydrogen 1 [0] Natural gas 3 | Hydrogen 1 [0] Natural gas 3
|  |  | Waste | Energy from waste losses | TWh | [6 empty] | TWh | 45.2341 | 45.8573 | 45.8413 | 42.1788 | 39.0012 | 37.2135 | 30.1898 | 28.8558 | 25.0785 | 21.4745 | 23.1179 | 21.2048 | 23.0566 | 19.1096 | 18.2495 | 16.4259 | 20.669 | 18.2927 | 20.1293 | 20.7709 | 20.4734 | 19.7496 | 18.7796 | 18.7856 | 17.9066 | 17.1873 | 17.3865 | Energy from waste | Losses | TRUE |  | Energy from waste [45] Losses | Energy from waste [21] Losses | Energy from waste [17] Losses | Hydrogen 1 [0] Hydrogen storage | Hydrogen 1 [2] Hydrogen storage | Hydrogen 1 [10] Hydrogen storage
|  |  | Other fuels | Other thermal generation losses | TWh | [7 empty] | 0 | 0 | 0 | 0 | 0 | 0 | 0 | 0 | 0 | 0 | 0 | 0 | 0 | 0 | 0 | 0 | 0 | 0 | 0 | 0 | 0 | 0 | 0 | 0 | 0.017267 | 0 | 0 | Other thermal | Losses | TRUE |  | Other thermal [0] Losses | Other thermal [0] Losses | Other thermal [0] Losses | Hydrogen storage [0] Hydrogen 2 | Hydrogen storage [2] Hydrogen 2 | Hydrogen storage [10] Hydrogen 2
|  | Hydrogen production losses | Electricity | Grid-connected electrolysis losses | TWh | [7 empty] | 0 | 0.01 | 0.03 | 0.05 | 0.2 | 0.35 | 0.66 | 0.94 | 1 | 1.02 | 1.06 | 1.36 | 2.05 | 4.84 | 6.04 | 6.57 | 7.91 | 9.25 | 10.91 | 11.92 | 11.87 | 12.11 | 12.52 | 13.5 | 14.66 | 15.06 | 15.18 | Electrolysis | Losses | TRUE |  | Electrolysis [0] Losses | Electrolysis [1] Losses | Electrolysis [15] Losses | Electricity 1 [0] Electrolysis | Electricity 1 [7] Electrolysis | Electricity 1 [82] Electrolysis
|  |  | Electricity | Non-networked electrolysis losses | TWh | [7 empty] | 0 | 0 | 0 | 0 | 0 | 0 | 0 | 0 | 0 | 0 | 0 | 0 | 0 | 0.01 | 0 | 0 | 0 | 0.01 | 0 | 0.01 | 0.01 | 0.01 | 0.01 | 0 | 0 | 0.01 | 0.01 | Electrolysis 2 | Losses | TRUE |  | Electrolysis 2 [0] Losses | Electrolysis 2 [0] Losses | Electrolysis 2 [0] Losses | Electricity 1 [1] Electricity storage | Electricity 1 [65] Electricity storage | Electricity 1 [75] Electricity storage
|  |  | Electricity | Nuclear electrolysis losses | TWh | [7 empty] | 0 | 0 | 0 | 0 | 0 | 0 | 0 | 0 | 0 | 0 | 0 | 0 | 0 | 0 | 0 | 0 | 0 | 0 | 0 | 0 | 0 | 0 | 0 | 0 | 0 | 0 | 0 | Electrolysis 3 | Losses | TRUE |  | Electrolysis 3 [0] Losses | Electrolysis 3 [0] Losses | Electrolysis 3 [0] Losses | Biomass and BECCS [12] Electricity 1 | Biomass and BECCS [28] Electricity 1 | Biomass and BECCS [33] Electricity 1
|  |  | Gas | Methane reformation losses | TWh | [7 empty] | -0.04 | -0.04 | -0.034672 | -0.034672 | -0.034672 | -0.017053 | -0.021169 | -0.011811 | 0.23476 | 0.57786 | 1.0023 | 1.816 | 1.8176 | 2.7773 | 2.7736 | 3.0407 | 3.1023 | 3.2785 | 3.9367 | 4.303 | 4.7478 | 4.8157 | 5.5998 | 5.9404 | 6.1582 | 6.1856 | 6.2315 | Methane reforming | Losses | TRUE |  | Methane reforming [0] Losses | Methane reforming [2] Losses | Methane reforming [6] Losses | I&C [145] Losses 2 | I&C [107] Losses 2 | I&C [53] Losses 2
|  | End use losses | I&C | [9 empty] | 144.508 | 143.6127 | 140.0075 | 136.1061 | 132.2895 | 129.1024 | 125.2363 | 121.2288 | 117.5993 | 114.0433 | 110.4698 | 106.6163 | 102.8152 | 98.9897 | 95.2215 | 91.6667 | 88.2433 | 84.5671 | 80.7752 | 77.2761 | 73.8608 | 70.3259 | 66.8971 | 63.376 | 59.9885 | 56.632 | 53.299 | I&C | Losses 2 | TRUE |  | I&C [145] Losses 2 | I&C [107] Losses 2 | I&C [53] Losses 2 | Residential [67] Losses 2 | Residential [39] Losses 2 | Residential [10] Losses 2
|  |  | Residential | [9 empty] | 67.4448 | 66.1137 | 64.7515 | 63.1055 | 61.2167 | 59.2461 | 55.9633 | 52.6944 | 49.3791 | 45.9889 | 42.6709 | 39.4469 | 36.2718 | 33.2228 | 30.3053 | 27.5095 | 24.8999 | 22.4853 | 20.3943 | 18.5347 | 16.8293 | 15.3467 | 13.9659 | 12.7082 | 11.5801 | 10.5186 | 9.5097 | Residential | Losses 2 | TRUE |  | Residential [67] Losses 2 | Residential [39] Losses 2 | Residential [10] Losses 2 | Road and rail transport [319] Losses 2 | Road and rail transport [129] Losses 2 | Road and rail transport [14] Losses 2
|  |  | Road and rail transport | [9 empty] | 318.5271 | 301.7263 | 284.1454 | 267.261 | 250.3779 | 232.9917 | 215.5212 | 197.8332 | 179.8392 | 162.4753 | 145.2831 | 128.8945 | 113.7247 | 99.9753 | 87.5392 | 76.3212 | 67.054 | 58.9195 | 51.7473 | 45.5098 | 40.2628 | 35.3492 | 30.5725 | 26.3874 | 22.3573 | 18.376 | 14.4503 | Road and rail transport | Losses 2 | TRUE |  | Road and rail transport [319] Losses 2 | Road and rail transport [129] Losses 2 | Road and rail transport [14] Losses 2 | Aviation & Shipping [131] Losses 2 | Aviation & Shipping [96] Losses 2 | Aviation & Shipping [97] Losses 2
|  |  | Aviation & Shipping | [9 empty] | 130.65 | 131.0432 | 125.3675 | 119.5824 | 113.2276 | 107.7906 | 104.4193 | 100.2812 | 99.0205 | 97.9512 | 97.4889 | 95.6521 | 95.8679 | 97.0033 | 97.0584 | 97.7697 | 98.4371 | 98.8318 | 98.6856 | 98.3135 | 97.9018 | 97.1422 | 97.1368 | 97.5427 | 97.9582 | 97.7066 | 96.9779 | Aviation & Shipping | Losses 2 | TRUE |  | Aviation & Shipping [131] Losses 2 | Aviation & Shipping [96] Losses 2 | Aviation & Shipping [97] Losses 2 | Direct Air Carbon Capture and Storage [0] Losses 2 | Direct Air Carbon Capture and Storage [0] Losses 2 | Direct Air Carbon Capture and Storage [4] Losses 2
|  |  | DACCS | [9 empty] | 0 | 0 | 0 | 0 | 0 | 0 | 0 | 0 | 0 | 0.056352 | 0.1096 | 0.16518 | 0.32068 | 0.51409 | 0.72522 | 0.94268 | 1.1899 | 1.531 | 1.7874 | 2.0069 | 2.208 | 2.4035 | 2.6651 | 2.914 | 3.1609 | 3.3979 | 3.5657 | Direct Air Carbon Capture and Storage | Losses 2 | TRUE |  | Direct Air Carbon Capture and Storage [0] Losses 2 | Direct Air Carbon Capture and Storage [0] Losses 2 | Direct Air Carbon Capture and Storage [4] Losses 2 | Energy from waste [24] Electricity 1 | Energy from waste [13] Electricity 1 | Energy from waste [10] Electricity 1
| Curtailment |  | Electricity | Offshore wind |  |  | Offshore Wind |  |  |  |  | Curtailment (TWh) | 0 | 0 | 0 | 0 | 0 | 0 | 0.70652 | 0.84968 | 1.2853 | 0.95357 | 0.69059 | 1.2225 | 0.69959 | 1.9873 | 1.4205 | 1.5952 | 2.5079 | 0 | 0.037938 | 0 | 0 | 2.4201 | 2.2346 | 2.0842 | 1.819 | 2.0833 | 2.2617 | Offshore wind | Curtailment | TRUE |  | Offshore wind [0] Curtailment | Offshore wind [1] Curtailment | Offshore wind [2] Curtailment | Other thermal [0] Electricity 1 | Other thermal [0] Electricity 1 | Other thermal [0] Electricity 1
|  |  | Electricity | Onshore wind |  |  | Onshore Wind |  |  |  |  | Curtailment (TWh) | 0 | 0 | 0.066478 | 0.19262 | 0.41203 | 1.117 | 5.678 | 7.3177 | 9.6709 | 10.4701 | 11.0198 | 12.3417 | 13.8143 | 15.7591 | 15.5749 | 18.133 | 20.5032 | 18.4936 | 21.8283 | 19.7153 | 20.4449 | 21.228 | 20.4906 | 20.8377 | 18.6439 | 20.4244 | 21.564 | Onshore wind | Curtailment | TRUE |  | Onshore wind [0] Curtailment | Onshore wind [12] Curtailment | Onshore wind [22] Curtailment | Electricity 1 [304] Electricity 2 | Electricity 1 [491] Electricity 2 | Electricity 1 [729] Electricity 2
|  |  | Electricity | Solar PV |  |  | Solar PV |  |  |  |  | Curtailment (TWh) | 0 | 0 | 0.006873 | 0.087815 | 0.30035 | 0.98856 | 5.773 | 7.5004 | 10.5219 | 11.1106 | 12.3503 | 13.0421 | 13.1991 | 13.8051 | 12.3772 | 14.945 | 15.11 | 13.8094 | 14.8888 | 12.5572 | 13.2844 | 13.2812 | 14.007 | 13.3014 | 12.3625 | 12.9824 | 14.2808 | Solar | Curtailment | TRUE |  | Solar [0] Curtailment | Solar [13] Curtailment | Solar [14] Curtailment | Hydrogen 1 [0] Hydrogen 2 | Hydrogen 1 [9] Hydrogen 2 | Hydrogen 1 [58] Hydrogen 2
[47 empty] | Hydrogen 1 [0] Hydrogen generation | Hydrogen 1 [5] Hydrogen generation | Hydrogen 1 [31] Hydrogen generation
| Energy flow diagram transformation flows and combined flows | Transformation flows |  | Electricity Transformation | [8 empty] | 304.3767 | 303.2355 | 309.4364 | 316.4415 | 330.4691 | 345.9288 | 371.1111 | 406.6504 | 419.9604 | 445.7726 | 468.6401 | 491.2233 | 532.604 | 555.8936 | 587.8878 | 613.6201 | 623.5672 | 643.2698 | 651.2444 | 674.4834 | 687.7196 | 696.5907 | 706.2184 | 710.7669 | 720.2865 | 726.3249 | 729.2793 | Electricity 1 | Electricity 2 | TRUE |  | Electricity 1 [304] Electricity 2 | Electricity 1 [491] Electricity 2 | Electricity 1 [729] Electricity 2 | Losses [206] Losses 2 | Losses [264] Losses 2 | Losses [562] Losses 2
|  |  |  | Natural gas transformation | [8 empty] | 498.088 | 505.1058 | 507.4359 | 505.4689 | 500.8843 | 494.4397 | 477.1482 | 457.989 | 437.3995 | 414.8032 | 390.2563 | 363.5897 | 329.1746 | 295.9101 | 264.0167 | 232.9575 | 202.803 | 174.4923 | 148.4791 | 125.8441 | 104.9285 | 85.5181 | 68.3894 | 51.7507 | 37.6614 | 24.1488 | 10.8696 | Natural gas 2 | Natural gas 3 | TRUE |  | Natural gas 2 [498] Natural gas 3 | Natural gas 2 [364] Natural gas 3 | Natural gas 2 [11] Natural gas 3
|  |  |  | Natural gas 2 transformation | [8 empty] | 492.6022 | 499.6009 | 501.9173 | 499.9313 | 495.3277 | 488.9617 | 471.657 | 452.5471 | 435.4542 | 415.2211 | 393.7186 | 372.3857 | 337.9721 | 310.4675 | 278.5903 | 249.5481 | 219.7654 | 192.8708 | 171.6787 | 151.3196 | 133.2085 | 114.3305 | 102.129 | 87.6718 | 75.0149 | 61.6993 | 48.6911 | Natural gas | Natural gas 2 | TRUE |  | Natural gas [493] Natural gas 2 | Natural gas [372] Natural gas 2 | Natural gas [49] Natural gas 2 | ' ENERGY SINKS 3 | ' ENERGY SINKS 3 | ' ENERGY SINKS 3
|  |  |  | Hydrogen transformation | [8 empty] | 0.06 | 0.07 | 0.07 | 0.09 | 0.81 | 1.53 | 2.74 | 3.7853 | 5.0699 | 6.3868 | 7.715 | 9.2343 | 11.6093 | 13.5152 | 15.4888 | 18.7049 | 23.5939 | 26.6618 | 30.355 | 33.9664 | 36.2633 | 40.7049 | 43.9604 | 47.1401 | 51.2588 | 54.2867 | 57.7347 | Hydrogen 1 | Hydrogen 2 | TRUE |  | Hydrogen 1 [0] Hydrogen 2 | Hydrogen 1 [9] Hydrogen 2 | Hydrogen 1 [58] Hydrogen 2 | Offshore wind [0] Curtailment | Offshore wind [1] Curtailment | Offshore wind [2] Curtailment
|  |  |  | Biofuel transformation | [8 empty] | 41.2499 | 47.3129 | 52.6603 | 53.6989 | 54.9315 | 54.4272 | 54.1365 | 54.1158 | 53.8446 | 51.9459 | 49.7735 | 47.1802 | 44.7844 | 42.5432 | 40.4629 | 38.5875 | 36.81 | 37.6372 | 38.0351 | 38.8552 | 40.2705 | 41.8767 | 43.1237 | 44.9179 | 46.9481 | 48.9649 | 51.0485 | Biofuel | Biofuel 2 | TRUE |  | Biofuel [41] Biofuel 2 | Biofuel [47] Biofuel 2 | Biofuel [51] Biofuel 2 | Onshore wind [0] Curtailment | Onshore wind [12] Curtailment | Onshore wind [22] Curtailment
|  |  |  | Other fuels transformation | [8 empty] | 604.4774 | 592.5831 | 566.2513 | 542.8205 | 515.9833 | 489.9124 | 463.7951 | 433.2182 | 404.5694 | 376.7174 | 348.3976 | 317.2336 | 290.6349 | 266.1733 | 240.8767 | 218.1913 | 199.0474 | 178.2226 | 160.4061 | 144.9757 | 132.6185 | 121.238 | 111.4182 | 106.1429 | 101.7825 | 96.5525 | 91.389 | Other fuels | Other fuels 2 | TRUE |  | Other fuels [604] Other fuels 2 | Other fuels [317] Other fuels 2 | Other fuels [91] Other fuels 2 | Solar [0] Curtailment | Solar [13] Curtailment | Solar [14] Curtailment
|  |  |  | Losses transformation | [8 empty] | 205.9207 | 242.1199 | 225.7995 | 205.4077 | 181.3993 | 168.351 | 172.9171 | 193.4791 | 214.9261 | 231.2793 | 244.9058 | 263.5595 | 286.4453 | 334.8292 | 361.6459 | 394.8223 | 404.8909 | 411.7633 | 440.9618 | 461.8453 | 470.1416 | 480.4342 | 503.6138 | 509.841 | 524.159 | 554.1479 | 561.693 | Losses | Losses 2 | TRUE |  | Losses [206] Losses 2 | Losses [264] Losses 2 | Losses [562] Losses 2 | Nuclear [86] Losses | Nuclear [76] Losses | Nuclear [291] Losses
|  | Combined flows for diagrams |  | Total Electrolysis 1 in | [8 empty] | 0.02 | 0.04 | 0.17 | 0.29 | 1.08 | 1.91 | 3.58 | 5.07 | 5.36 | 5.5 | 5.73 | 7.36 | 11.06 | 26.12 | 32.62 | 35.44 | 42.69 | 49.95 | 58.89 | 64.35 | 64.05 | 65.36 | 67.55 | 72.86 | 79.13 | 81.23 | 81.91 | Electricity 1 | Electrolysis | TRUE |  | Electricity 1 [0] Electrolysis | Electricity 1 [7] Electrolysis | Electricity 1 [82] Electrolysis | Biomass and BECCS [-10] Losses | Biomass and BECCS [57] Losses | Biomass and BECCS [67] Losses
|  |  |  | Total Electrolysis 1 Hydrogen out | [8 empty] | 0.02 | 0.03 | 0.14 | 0.24 | 0.88 | 1.56 | 2.92 | 4.13 | 4.36 | 4.48 | 4.67 | 6 | 9.01 | 21.28 | 26.58 | 28.87 | 34.78 | 40.7 | 47.98 | 52.43 | 52.18 | 53.25 | 55.03 | 59.36 | 64.47 | 66.17 | 66.73 | Electrolysis | Hydrogen 1 | TRUE |  | Electrolysis [0] Hydrogen 1 | Electrolysis [6] Hydrogen 1 | Electrolysis [67] Hydrogen 1 | Energy from waste [45] Losses | Energy from waste [21] Losses | Energy from waste [17] Losses
|  |  |  | Total Transport electricity demand | [8 empty] | 10.9692 | 13.9244 | 17.1078 | 20.9436 | 25.5314 | 30.9776 | 37.4154 | 44.7641 | 52.8707 | 61.4325 | 70.2693 | 79.2303 | 87.7152 | 95.9969 | 103.991 | 111.5647 | 118.1621 | 123.9769 | 128.957 | 132.9121 | 135.9175 | 138.6399 | 140.6554 | 141.0643 | 141.0246 | 140.917 | 140.8515 | Electricity 2 | Road and rail transport | TRUE |  | Electricity 2 [11] Road and rail transport | Electricity 2 [79] Road and rail transport | Electricity 2 [141] Road and rail transport | Other thermal [0] Losses | Other thermal [0] Losses | Other thermal [0] Losses
|  |  |  | Total transport hydrogen demand | [8 empty] | 0.02357 | 0.040537 | 0.059285 | 0.079945 | 0.10288 | 0.12793 | 0.15539 | 0.18555 | 0.21828 | 0.2522 | 0.28858 | 0.99105 | 1.0319 | 1.0844 | 1.1518 | 1.237 | 1.4516 | 1.5118 | 1.579 | 1.6561 | 1.7491 | 2.0269 | 2.1766 | 2.287 | 2.3984 | 2.5241 | 2.8344 | Hydrogen 2 | Road and rail transport | TRUE |  | Hydrogen 2 [0] Road and rail transport | Hydrogen 2 [1] Road and rail transport | Hydrogen 2 [3] Road and rail transport
|  |  |  | Electricity 2 losses | [8 empty] | 22.8696 | 22.9171 | 23.1951 | 23.7138 | 24.4449 | 25.4904 | 26.595 | 27.9427 | 29.5043 | 31.1858 | 33.0068 | 34.9271 | 37.3947 | 39.717 | 41.8854 | 43.9385 | 45.8932 | 47.5547 | 49.0772 | 50.463 | 51.6958 | 52.7794 | 53.7097 | 54.4593 | 55.1275 | 55.7741 | 56.4276 | Electricity 2 | Losses | TRUE |  | Electricity 2 [23] Losses | Electricity 2 [35] Losses | Electricity 2 [56] Losses
| Totals for energy supply categories |  |  | Total energy supply | [8 empty] | 1627.1755 | 1666.0978 | 1639.3554 | 1605.2329 | 1568.2075 | 1546.422 | 1549.5586 | 1564.3865 | 1564.7547 | 1558.8328 | 1546.2532 | 1533.5954 | 1536.9087 | 1557.0695 | 1552.7038 | 1572.6969 | 1553.7115 | 1524.4087 | 1531.2569 | 1531.4184 | 1526.8543 | 1523.2144 | 1534.2444 | 1526.8586 | 1531.5726 | 1557.7437 | 1558.7356 |  |  | FALSE
|  |  |  | Natural gas | [8 empty] | 641.7138 | 597.7306 | 587.5979 | 575.6709 | 575.6303 | 565.0657 | 532.853 | 525.0234 | 514.7814 | 493.6862 | 481.1838 | 461.8578 | 446.8919 | 421.7312 | 401.1073 | 371.8882 | 336.1213 | 305.4955 | 288.372 | 273.3099 | 259.0257 | 238.7751 | 231.2447 | 210.0836 | 197.9215 | 179.7186 | 166.7387 |  |  | FALSE
|  |  |  | Hydrogen import | [8 empty] | 0 | 0 | 0 | 0 | 0 | 0 | 0 | 0 | 0 | 0 | 0 | 0 | 0 | 0 | 0 | 0 | 0 | 0 | 0 | 0 | 0 | 0 | 0 | 0 | 0 | 0 | 0 |  |  | FALSE
|  |  |  | Non-networked generation | [8 empty] | 0 | 0 | 0 | 0 | 0 | 0 | 0 | 0 | 0 | 0 | 0 | 0.01 | 0.01 | 0.02 | 0.02 | 0.02 | 0.02 | 0.03 | 0.03 | 0.04 | 0.04 | 0.04 | 0.04 | 0.04 | 0.04 | 0.05 | 0.05 |  |  | FALSE
|  |  |  | Nuclear | [8 empty] | 129.0994 | 133.1064 | 128.0804 | 123.2464 | 95.8161 | 79.5284 | 98.9285 | 92.497 | 89.2937 | 95.3769 | 99.5167 | 112.7915 | 123.1062 | 163.7298 | 180.3645 | 219.9728 | 231.4529 | 242.3682 | 266.7917 | 289.7124 | 301.7464 | 317.8573 | 342.2153 | 351.8798 | 368.4628 | 421.5356 | 434.6514 |  |  | FALSE
|  |  |  | Solar | [8 empty] | 19.4172 | 21.2605 | 24.7128 | 29.6806 | 34.3166 | 41.1693 | 47.2417 | 50.9348 | 55.1854 | 57.6503 | 60.6026 | 63.435 | 65.6345 | 70.9677 | 72.7519 | 76.6695 | 78.9986 | 80.9116 | 83.0315 | 85.1506 | 87.294 | 93.9374 | 95.6443 | 97.6583 | 99.8277 | 101.4795 | 103.5427 |  |  | FALSE
|  |  |  | Offshore wind | [8 empty] | 58.9035 | 61.007 | 71.994 | 92.036 | 105.8293 | 134.947 | 178.3114 | 202.5373 | 217.4425 | 234.3037 | 250.0774 | 269.4368 | 297.0061 | 324.7919 | 338.7036 | 361.5462 | 370.6084 | 375.1921 | 383.2077 | 383.8873 | 388.4832 | 388.7119 | 388.7119 | 388.712 | 389.3784 | 388.712 | 388.7119 |  |  | FALSE
|  |  |  | Onshore wind | [8 empty] | 32.5529 | 34.1281 | 36.7842 | 42.4621 | 48.1041 | 56.1509 | 65.831 | 75.0863 | 81.8768 | 87.9147 | 91.4712 | 94.7572 | 98.296 | 100.6635 | 102.9418 | 108.6641 | 111.1147 | 113.205 | 116.5059 | 118.6146 | 121.065 | 123.166 | 125.3416 | 125.6083 | 125.9755 | 126.1576 | 127.3171 |  |  | FALSE
|  |  |  | Other renewables | [8 empty] | 3.4896 | 3.5256 | 3.5807 | 3.6341 | 3.6858 | 3.6732 | 3.6693 | 3.758 | 3.7523 | 3.8081 | 3.8569 | 3.9326 | 3.9929 | 4.0172 | 4.0157 | 4.0702 | 4.1595 | 4.1934 | 4.2238 | 4.3463 | 4.3553 | 4.392 | 4.4573 | 4.5168 | 4.647 | 4.6484 | 4.6474 |  |  | FALSE
|  |  |  | Electricity import | [8 empty] | 19.1954 | 45.3426 | 47.425 | 43.0124 | 50.2904 | 44.077 | 36.9963 | 39.7431 | 39.586 | 41.431 | 40.6365 | 41.2585 | 43.7492 | 42.4072 | 47.8074 | 45.6253 | 52.4069 | 55.8388 | 57.0135 | 59.8776 | 59.5624 | 62.1531 | 60.7111 | 65.3974 | 66.0382 | 61.8918 | 63.8075 |  |  | FALSE
|  |  |  | Biofuel | [8 empty] | 83.6615 | 142.3339 | 137.8992 | 120.5849 | 108.4616 | 103.2682 | 98.8022 | 119.3683 | 138.9572 | 150.9895 | 152.6506 | 151.7224 | 150.0221 | 147.4278 | 149.9699 | 152.7342 | 154.0918 | 154.3264 | 156.1148 | 155.7439 | 156.9739 | 157.6638 | 159.8199 | 162.1394 | 163.6878 | 163.7276 | 164.415 |  |  | FALSE
|  |  |  | Other fuels | [8 empty] | 639.1424 | 627.6631 | 601.2813 | 574.9055 | 546.0733 | 518.5424 | 486.9251 | 455.4382 | 423.8794 | 393.6724 | 366.2576 | 334.3936 | 308.1999 | 281.3133 | 255.0217 | 231.5063 | 214.7374 | 192.8476 | 175.9661 | 160.7357 | 148.3085 | 136.518 | 126.0582 | 120.8229 | 115.5937 | 109.8225 | 104.854 |  |  | FALSE
| Total energy demand categories |  |  | Total energy demand, export and losses | [8 empty] | 1625.645 | 1665.7759 | 1639.0636 | 1604.3401 | 1565.0758 | 1539.3446 | 1533.3382 | 1546.3038 | 1549.7734 | 1543.5548 | 1535.7127 | 1523.0377 | 1523.3909 | 1547.1447 | 1544.4327 | 1557.5711 | 1545.4195 | 1519.0306 | 1525.3304 | 1524.6631 | 1519.1951 | 1516.4255 | 1526.766 | 1518.8641 | 1522.1374 | 1550.7665 | 1553.4278 |  |  | FALSE
|  |  |  | I&C | [8 empty] | 390.5621 | 397.2266 | 396.5354 | 394.9508 | 393.5385 | 393.9745 | 392.3064 | 390.0928 | 389.0054 | 388.1053 | 387.0909 | 385.0035 | 382.9793 | 380.7298 | 378.5564 | 377.1098 | 376.119 | 373.9362 | 371.0519 | 369.3344 | 367.8888 | 365.6945 | 363.8754 | 361.3541 | 359.3778 | 357.3867 | 355.3266 |  |  | FALSE
|  |  |  | Residential | [8 empty] | 421.5302 | 424.4333 | 427.2942 | 428.3924 | 427.8587 | 426.7032 | 415.7275 | 404.1458 | 391.4201 | 377.1964 | 362.563 | 347.6676 | 332.0654 | 316.408 | 300.7396 | 284.9589 | 269.7488 | 255.2917 | 243.2352 | 232.8027 | 223.2459 | 215.683 | 208.6855 | 202.7068 | 198.0808 | 193.9593 | 190.1941 |  |  | FALSE
|  |  |  | Road and rail transport | [8 empty] | 398.1589 | 390.2927 | 380.8134 | 371.5928 | 361.6569 | 350.1609 | 337.5634 | 323.5008 | 307.6198 | 291.335 | 273.7217 | 255.8211 | 238.455 | 222.1672 | 206.9108 | 192.6555 | 181.6047 | 172.1245 | 164.0767 | 157.7674 | 153.9461 | 150.6687 | 147.201 | 145.973 | 145.3226 | 144.7802 | 144.5033 |  |  | FALSE
|  |  |  | Electricity Export | [8 empty] | 14.4731 | 14.7599 | 18.8181 | 21.4685 | 26.125 | 31.4289 | 40.0973 | 62.1611 | 68.9124 | 76.964 | 86.5518 | 89.0847 | 98.1492 | 99.8669 | 103.256 | 105.897 | 103.865 | 98.8812 | 92.1722 | 91.7722 | 89.7326 | 85.4888 | 82.4557 | 75.2008 | 71.4011 | 71.8426 | 69.4526 |  |  | FALSE
|  |  |  | Aviation & shipping | [8 empty] | 195 | 196.9435 | 189.7297 | 182.2474 | 173.7849 | 166.6204 | 162.5689 | 157.2565 | 156.4115 | 155.8587 | 156.2708 | 154.4692 | 155.9803 | 159.0218 | 160.3253 | 162.7409 | 165.1204 | 167.0759 | 168.1405 | 168.8343 | 169.4705 | 169.5098 | 170.8766 | 172.9952 | 175.166 | 176.1701 | 176.3234 |  |  | FALSE
|  |  |  | Hydrogen export | [8 empty] | 0 | 0 | 0 | 0 | 0 | 0 | 0 | 0 | 0 | 0 | 0 | 0 | 0 | 0 | 0 | 0 | 0 | 0 | 0 | 0 | 0 | 0 | 0 | 0 | 0 | 0 | 0 |  |  | FALSE
|  |  |  | DACCS | [8 empty] | 0 | 0 | 0 | 0 | 0 | 0 | 0 | 0 | 0 | 0.28176 | 0.54802 | 0.82589 | 1.6034 | 2.5705 | 3.6261 | 4.7134 | 5.9496 | 7.6548 | 8.937 | 10.0343 | 11.0402 | 12.0173 | 13.3257 | 14.5698 | 15.8047 | 16.9897 | 17.8284
|  |  |  | Curtailment | [8 empty] | 0 | 0 | 0.073351 | 0.28043 | 0.71239 | 2.1056 | 12.1575 | 15.6678 | 21.4781 | 22.5342 | 24.0607 | 26.6063 | 27.713 | 31.5514 | 29.3727 | 34.6732 | 38.1211 | 32.3031 | 36.7551 | 32.2725 | 33.7293 | 36.9292 | 36.7322 | 36.2233 | 32.8254 | 35.49 | 38.1065 |  |  | FALSE
|  |  |  | Losses | [8 empty] | 205.9207 | 242.1199 | 225.7995 | 205.4077 | 181.3993 | 168.351 | 172.9171 | 193.4791 | 214.9261 | 231.2793 | 244.9058 | 263.5595 | 286.4453 | 334.8292 | 361.6459 | 394.8223 | 404.8909 | 411.7633 | 440.9618 | 461.8453 | 470.1416 | 480.4342 | 503.6138 | 509.841 | 524.159 | 554.1479 | 561.693 |  |  | FALSE
Hydrogen Evolution
[13 empty] | 2024-01-01: All units TWh | [7 empty] | Reordered for energy flow diagrams
| Category | Subcategory | Fuel lookup | Description | Data | Data table | Component | Component 2 | Component 3 | Component 4 | Subtract component | Unit lookup | 2024-01-01 | 2025-01-01 | 2026-01-01 | 2027-01-01 | 2028-01-01 | 2029-01-01 | 2030-01-01 | 2031-01-01 | 2032-01-01 | 2033-01-01 | 2034-01-01 | 2035-01-01 | 2036-01-01 | 2037-01-01 | 2038-01-01 | 2039-01-01 | 2040-01-01 | 2041-01-01 | 2042-01-01 | 2043-01-01 | 2044-01-01 | 2045-01-01 | 2046-01-01 | 2047-01-01 | 2048-01-01 | 2049-01-01 | 2050-01-01 |  |  |  |  | 2024-01-01 | 2035 | 2050 | 2024 | 2035 | 2050
[13 empty] | Hydrogen Evolution | Hydrogen Evolution | Hydrogen Evolution | Hydrogen Evolution | Hydrogen Evolution | Hydrogen Evolution | Hydrogen Evolution | Hydrogen Evolution | Hydrogen Evolution | Hydrogen Evolution | Hydrogen Evolution | Hydrogen Evolution | Hydrogen Evolution | Hydrogen Evolution | Hydrogen Evolution | Hydrogen Evolution | Hydrogen Evolution | Hydrogen Evolution | Hydrogen Evolution | Hydrogen Evolution | Hydrogen Evolution | Hydrogen Evolution | Hydrogen Evolution | Hydrogen Evolution | Hydrogen Evolution | Hydrogen Evolution | Hydrogen Evolution | Diagram name in | Diagram name out | Include in Sankey |  | Hydrogen Evolution | Hydrogen Evolution | Hydrogen Evolution | Hydrogen Evolution | Hydrogen Evolution | Hydrogen Evolution
| End user demand | I&C | Electricity | Electricity | Demand (TWh) | ED1 | GBFES Customer Demand: Total Industrial (Excluding electrolysis) | Commercial electricity demand at the meter with EVs deducted | GBFES Customer Demand: Direct Transmission Customers | Commercial Micro-generation | I&C Rail Traction Demand | GWh | 160.3854 | 163.6514 | 165.8928 | 168.593 | 171.7851 | 175.5662 | 180.2227 | 183.0567 | 187.5872 | 191.7142 | 195.8596 | 200.0675 | 205.8734 | 211.3097 | 216.423 | 221.6398 | 227.0901 | 231.4401 | 235.4979 | 239.4386 | 243.0336 | 246.2027 | 249.0297 | 251.629 | 254.5386 | 257.3325 | 260.4142 | Electricity 2 | I&C | TRUE |  | Electricity 2 [160] I&C | Electricity 2 [200] I&C | Electricity 2 [260] I&C | ' ENERGY SINKS 1 | ' ENERGY SINKS 1 | ' ENERGY SINKS 1
|  |  | Gas | Gas | Demand (TWh) | ED3 | Annual end-use gas demand from industry | Annual end-use gas demand from the commercial sector |  |  |  | GWh | 191.0956 | 192.4926 | 190.0726 | 187.5532 | 181.3043 | 175.385 | 168.5391 | 160.8026 | 152.2504 | 143.5324 | 134.4603 | 123.8377 | 107.9152 | 93.9363 | 82.9181 | 75.0023 | 67.5325 | 60.1886 | 52.8334 | 46.958 | 41.4433 | 35.9029 | 30.8796 | 25.9852 | 20.8731 | 16.2365 | 11.8149 | Natural gas 3 | I&C | TRUE |  | Natural gas 3 [191] I&C | Natural gas 3 [124] I&C | Natural gas 3 [12] I&C | Ambient Heat [5] Useful Energy | Ambient Heat [64] Useful Energy | Ambient Heat [187] Useful Energy
|  |  | Hydrogen | Hydrogen | Demand (TWh) | WS1 | Industrial | Commercial |  |  |  | TWh | 0 | 0 | 0 | 0.26 | 3.571 | 7.019 | 10.527 | 14.229 | 19.303 | 24.422 | 29.916 | 35.706 | 42.659 | 50.097 | 55.579 | 57.952 | 60.978 | 63.065 | 65.14 | 66.913 | 68.765 | 70.341 | 71.955 | 73.455 | 75.035 | 76.601 | 78.067 | Hydrogen 2 | I&C | TRUE |  | Hydrogen 2 [0] I&C | Hydrogen 2 [36] I&C | Hydrogen 2 [78] I&C | Hydrogen 2 [0] Hydrogen export | Hydrogen 2 [0] Hydrogen export | Hydrogen 2 [0] Hydrogen export
|  |  | Bioenergy | Biofuel | Demand (TWh) | WS1 | Industrial | Commercial |  |  |  | TWh | 2.6191 | 2.487 | 2.3423 | 2.1779 | 2.0167 | 1.8587 | 1.7153 | 1.5634 | 1.4058 | 1.2486 | 1.0906 | 0.93381 | 1.3584 | 1.7682 | 2.1669 | 2.5515 | 2.9195 | 3.3315 | 3.7673 | 4.1511 | 4.4995 | 4.704 | 4.9344 | 5.1801 | 5.4508 | 5.7179 | 5.9639 | Biofuel 2 | I&C | TRUE |  | Biofuel 2 [3] I&C | Biofuel 2 [1] I&C | Biofuel 2 [6] I&C | Natural gas 3 [191] I&C | Natural gas 3 [124] I&C | Natural gas 3 [12] I&C
|  |  | Oil | Oil/Petroleum/Waste/Solid fuels | Demand (TWh) | WS1 | Industrial | Commercial |  |  |  | TWh | 36.501 | 39.841 | 39.094 | 37.724 | 35.995 | 34.153 | 32.329 | 29.944 | 27.565 | 25.726 | 23.87 | 21.974 | 19.944 | 17.991 | 16.162 | 14.688 | 13.218 | 11.863 | 10.528 | 9.178 | 7.888 | 6.718 | 5.537 | 4.562 | 3.605 | 2.641 | 1.691 | Other fuels 2 | I&C | TRUE |  | Other fuels 2 [37] I&C | Other fuels 2 [22] I&C | Other fuels 2 [2] I&C | Hydrogen 2 [0] I&C | Hydrogen 2 [36] I&C | Hydrogen 2 [78] I&C
|  | Residential | Electricity | Electricity | Demand (TWh) | ED1 | GBFES Customer Demand: Residential |  |  |  | Residential Electric Vehicles Demand (EVs) | GWh | 95.3651 | 92.7746 | 90.96 | 89.5309 | 88.5166 | 88.1763 | 88.1651 | 88.7871 | 89.5098 | 90.7463 | 92.3433 | 93.8296 | 98.5191 | 103.0906 | 107.6072 | 112.0731 | 117.1034 | 121.9057 | 126.7194 | 131.5481 | 136.1295 | 140.0776 | 143.4759 | 146.5552 | 149.2528 | 151.5878 | 154.0216 | Electricity 2 | Residential | TRUE |  | Electricity 2 [95] Residential | Electricity 2 [94] Residential | Electricity 2 [154] Residential | Electricity 2 [160] I&C | Electricity 2 [200] I&C | Electricity 2 [260] I&C
|  |  | Gas | Gas | Demand (TWh) | ED3 | Total end-use residential gas demand |  |  |  |  | GWh | 301.0313 | 306.9616 | 311.7749 | 314.4539 | 315.0643 | 314.3674 | 304.3803 | 293.1062 | 279.4528 | 264.6521 | 248.5687 | 232.4011 | 210.6728 | 189.1186 | 167.7442 | 146.5543 | 125.5559 | 105.7319 | 88.0232 | 72.2215 | 57.4837 | 44.3695 | 32.6154 | 23.2706 | 15.1742 | 8.4524 | 1.9768 | Natural gas 3 | Residential | TRUE |  | Natural gas 3 [301] Residential | Natural gas 3 [232] Residential | Natural gas 3 [2] Residential | Biofuel 2 [3] I&C | Biofuel 2 [1] I&C | Biofuel 2 [6] I&C
|  |  | Hydrogen | Hydrogen | Demand (TWh) | ED7 | Residential |  |  |  |  | TWh | 0 | 0 | 0 | 0 | 0 | 0 | 0 | 0 | 2.506 | 4.985 | 7.412 | 9.852 | 16.386 | 22.906 | 29.392 | 35.785 | 42.216 | 49.076 | 55.151 | 59.884 | 64.372 | 68.409 | 72.039 | 73.952 | 75.807 | 77.654 | 79.441 | Hydrogen 2 | Residential | TRUE |  | Hydrogen 2 [0] Residential | Hydrogen 2 [10] Residential | Hydrogen 2 [79] Residential | Other fuels 2 [37] I&C | Other fuels 2 [22] I&C | Other fuels 2 [2] I&C
|  |  | Bioenergy | Biofuel | Demand (TWh) | WS1 | Residential |  |  |  |  | TWh | 1.0527 | 1.1334 | 1.1889 | 1.2578 | 1.3555 | 1.5076 | 2.0852 | 2.7916 | 3.2847 | 3.5684 | 3.7811 | 3.9341 | 4.3599 | 4.7628 | 5.1466 | 5.5084 | 5.8571 | 6.1978 | 6.5322 | 6.8241 | 7.1081 | 7.1956 | 7.283 | 7.378 | 7.4758 | 7.5711 | 7.6653 | Biofuel 2 | Residential | TRUE |  | Biofuel 2 [1] Residential | Biofuel 2 [4] Residential | Biofuel 2 [8] Residential | Natural gas 3 [301] Residential | Natural gas 3 [232] Residential | Natural gas 3 [2] Residential
|  |  | Oil | Oil/Petroleum | Demand (TWh) | ED3 | Oil |  |  |  |  | TWh | 24.081 | 23.934 | 23.736 | 23.491 | 23.217 | 22.881 | 21.245 | 19.61 | 17.975 | 16.34 | 14.704 | 13.069 | 11.535 | 10.004 | 8.479 | 6.958 | 5.483 | 4.044 | 2.651 | 1.291 | 0 | 0 | 0 | 0 | 0 | 0 | 0 | Other fuels 2 | Residential | TRUE |  | Other fuels 2 [24] Residential | Other fuels 2 [13] Residential | Other fuels 2 [0] Residential | Hydrogen 2 [0] Residential | Hydrogen 2 [10] Residential | Hydrogen 2 [79] Residential
|  | Road Transport | Electricity | Electricity | Demand (TWh) | ED1 | Residential Electric Vehicles Demand (EVs) | Commercial Electric Vehicles Demand (EVs) |  |  |  | GWh | 6.1394 | 8.8969 | 11.9299 | 15.599 | 19.9963 | 25.2278 | 31.4303 | 38.474 | 46.1321 | 54.1394 | 62.2988 | 70.4738 | 77.9043 | 84.7867 | 90.8355 | 95.8751 | 100.5137 | 104.4204 | 107.5965 | 110.1013 | 111.7997 | 113.0099 | 114.1965 | 115.1953 | 115.637 | 116.1867 | 116.975 | Electricity 2 | Road and rail transport | FALSE |  |  |  |  | Electricity 2 [95] Residential | Electricity 2 [94] Residential | Electricity 2 [154] Residential
|  |  | Gas | Gas | Demand (TWh) | ED3 | Gas end-use demand for transport |  |  |  | Bioenergy | GWh | 0.80516 | 1.0356 | 1.3111 | 1.6415 | 2.0387 | 2.5178 | 3.0966 | 3.7962 | 4.5809 | 5.4427 | 6.4245 | 7.0778 | 7.8251 | 8.6771 | 9.6434 | 10.7313 | 10.3772 | 9.9042 | 9.3699 | 8.7721 | 8.0576 | 7.2482 | 6.316 | 5.2385 | 4.0494 | 2.7436 | 1.2706 | Natural gas 3 | Road and rail transport | TRUE |  | Natural gas 3 [1] Road and rail transport | Natural gas 3 [7] Road and rail transport | Natural gas 3 [1] Road and rail transport | Biofuel 2 [1] Residential | Biofuel 2 [4] Residential | Biofuel 2 [8] Residential
|  |  | Hydrogen | Hydrogen | Demand (TWh) | ED5 | TWh Vehicles - Hydrogen |  |  |  |  | TWh | 0.025137 | 0.047655 | 0.077595 | 0.11741 | 0.17095 | 0.2432 | 0.34125 | 0.4751 | 0.65612 | 0.90272 | 1.2435 | 1.7281 | 2.3924 | 3.3311 | 4.6488 | 6.4082 | 9.5649 | 12.7571 | 15.9711 | 19.1698 | 22.2947 | 25.2576 | 27.995 | 30.4113 | 30.9685 | 31.2509 | 31.4433 | Hydrogen 2 | Road and rail transport | FALSE |  |  |  |  | Other fuels 2 [24] Residential | Other fuels 2 [13] Residential | Other fuels 2 [0] Residential
|  |  | Bioenergy | Biofuel | Demand (TWh) | WS1 | Road Transport |  |  |  |  | TWh | 37.5708 | 41.7136 | 45.3064 | 44.8643 | 44.131 | 42.9599 | 41.3609 | 39.2745 | 36.695 | 33.0325 | 29.1458 | 25.1373 | 21.4095 | 17.9051 | 14.6259 | 11.7719 | 9.2332 | 7.0442 | 5.1885 | 3.6028 | 2.4339 | 1.6101 | 0.86487 | 0.29648 | 0.22164 | 0.19207 | 0.17157 | Biofuel 2 | Road and rail transport | TRUE |  | Biofuel 2 [38] Road and rail transport | Biofuel 2 [25] Road and rail transport | Biofuel 2 [0] Road and rail transport | Electricity 2 [14] Electricity export | Electricity 2 [93] Electricity export | Electricity 2 [48] Electricity export
|  |  | Petrol/Diesel | Oil/Petroleum | Demand (TWh) | ED5 | TWh Vehicles - Petrol/Diesel |  |  |  | Bioenergy | TWh | 348.8246 | 333.6231 | 317.145 | 304.2744 | 290.1945 | 274.0873 | 256.1998 | 236.336 | 214.6405 | 193.2176 | 170.4828 | 147.0359 | 125.2308 | 104.7325 | 85.5515 | 68.8573 | 54.0079 | 41.204 | 30.3494 | 21.0736 | 14.2366 | 9.4181 | 5.0589 | 1.7342 | 1.2964 | 1.1235 | 1.0036 | Other fuels 2 | Road and rail transport | TRUE |  | Other fuels 2 [349] Road and rail transport | Other fuels 2 [147] Road and rail transport | Other fuels 2 [1] Road and rail transport | Natural gas 3 [1] Road and rail transport | Natural gas 3 [7] Road and rail transport | Natural gas 3 [1] Road and rail transport
|  | Rail | Electricity | Electricity | Demand (TWh) | ED1 | I&C Rail Traction Demand |  |  |  |  | GWh | 4.8297 | 4.9576 | 5.0613 | 5.1672 | 5.2753 | 5.3856 | 5.4983 | 5.6133 | 5.7308 | 5.8506 | 5.973 | 6.098 | 6.2256 | 6.3558 | 6.4887 | 6.6245 | 6.7631 | 6.9045 | 7.049 | 7.1964 | 7.347 | 7.5007 | 7.6576 | 7.8178 | 7.9813 | 8.1483 | 8.3188 | Electricity 2 | Road and rail transport | FALSE |  |  |  |  | Hydrogen 2 [0] Road and rail transport | Hydrogen 2 [2] Road and rail transport | Hydrogen 2 [33] Road and rail transport
|  |  | Hydrogen | Hydrogen | Demand (TWh) | WS1 | Rail |  |  |  |  | TWh | 0 | 0 | 0 | 0 | 0 | 0 | 0 | 0 | 0 | 0 | 0 | 0.66 | 0.66 | 0.66 | 0.66 | 0.66 | 0.82 | 0.82 | 0.82 | 0.82 | 0.82 | 0.98 | 0.98 | 0.98 | 0.98 | 0.98 | 1.15 | Hydrogen 2 | Road and rail transport | FALSE |  |  |  |  | Electricity 2 [11] Road and rail transport | Electricity 2 [77] Road and rail transport | Electricity 2 [125] Road and rail transport
|  | Aviation & Shipping | Bioenergy | Biofuel | Demand (TWh) | WS1 | Shipping | Aviation |  |  |  | TWh | 0 | 1.9335 | 3.7197 | 5.2374 | 7.2049 | 7.8104 | 8.5989 | 10.0665 | 12.0015 | 13.5987 | 15.2208 | 16.6192 | 17.0203 | 17.4318 | 17.8553 | 18.2909 | 18.2704 | 20.4659 | 21.9005 | 23.4643 | 25.1805 | 27.2698 | 28.9266 | 30.5452 | 32.226 | 33.8801 | 35.6134 | Biofuel 2 | Aviation & Shipping | TRUE |  | Biofuel 2 [0] Aviation & Shipping | Biofuel 2 [17] Aviation & Shipping | Biofuel 2 [36] Aviation & Shipping | Biofuel 2 [38] Road and rail transport | Biofuel 2 [25] Road and rail transport | Biofuel 2 [0] Road and rail transport
|  |  | Hydrogen | Hydrogen | Demand (TWh) | WS1 | Shipping | Aviation |  |  |  | TWh | 0 | 0.01 | 0.01 | 0.01 | 0.58 | 0.81 | 0.97 | 1.19 | 1.41 | 2.26 | 3.05 | 3.85 | 5.96 | 8.59 | 11.47 | 14.45 | 17.85 | 22.61 | 26.24 | 29.37 | 32.29 | 35.24 | 38.95 | 42.45 | 45.94 | 49.29 | 51.71 | Hydrogen 2 | Aviation & Shipping | TRUE |  | Hydrogen 2 [0] Aviation & Shipping | Hydrogen 2 [4] Aviation & Shipping | Hydrogen 2 [52] Aviation & Shipping | Other fuels 2 [349] Road and rail transport | Other fuels 2 [147] Road and rail transport | Other fuels 2 [1] Road and rail transport
|  |  | Petroleum | Aviation & shipping petroleum use CCC analysis | Demand (TWh) | [7 empty] | 195 | 195 | 186 | 177 | 166 | 158 | 153 | 146 | 143 | 140 | 138 | 134 | 133 | 133 | 131 | 130 | 129 | 124 | 120 | 116 | 112 | 107 | 103 | 100 | 97 | 93 | 89 | Other fuels 2 | Aviation & Shipping | TRUE |  | Other fuels 2 [195] Aviation & Shipping | Other fuels 2 [133] Aviation & Shipping | Other fuels 2 [89] Aviation & Shipping | Hydrogen 2 [0] Aviation & Shipping | Hydrogen 2 [4] Aviation & Shipping | Hydrogen 2 [52] Aviation & Shipping
|  | DACCS | Electricity | Electricity | Demand (TWh) | ES1 | DACCS |  |  |  |  | Demand (TWh) | 0 | 0 | 0 | 0 | 0 | 0 | 0 | 0 | 0 | 0.06 | 0.11 | 0.23 | 0.44 | 0.78 | 1.07 | 1.46 | 1.87 | 2.37 | 2.87 | 3.37 | 3.85 | 4.28 | 4.79 | 5.27 | 5.76 | 6.28 | 6.77 | Electricity 2 | Direct Air Carbon Capture and Storage | TRUE |  | Electricity 2 [0] Direct Air Carbon Capture and Storage | Electricity 2 [0] Direct Air Carbon Capture and Storage | Electricity 2 [7] Direct Air Carbon Capture and Storage | Biofuel 2 [0] Aviation & Shipping | Biofuel 2 [17] Aviation & Shipping | Biofuel 2 [36] Aviation & Shipping
|  |  | Hydrogen | Hydrogen | Demand (TWh) | WS1 | Direct Air Carbon Capture and Storage |  |  |  |  | TWh | 0 | 0 | 0 | 0 | 0 | 0 | 0 | 0 | 0 | 0 | 0 | 0 | 0 | 0 | 0 | 0 | 0 | 0 | 0 | 0 | 0 | 0 | 0 | 0 | 0 | 0 | 0 | Hydrogen 2 | Direct Air Carbon Capture and Storage | TRUE |  | Hydrogen 2 [0] Direct Air Carbon Capture and Storage | Hydrogen 2 [0] Direct Air Carbon Capture and Storage | Hydrogen 2 [0] Direct Air Carbon Capture and Storage | Other fuels 2 [195] Aviation & Shipping | Other fuels 2 [133] Aviation & Shipping | Other fuels 2 [89] Aviation & Shipping
| Energy supply | Electricity supply | Electricity | Solar | Generation (TWh) | ES1 | Solar PV |  |  |  |  | Generation (TWh) | 19.4172 | 20.7154 | 23.4237 | 26.8882 | 30.7951 | 36.639 | 38.4108 | 37.4906 | 40.2091 | 41.6128 | 44.0473 | 44.5219 | 47.2125 | 51.5032 | 53.6303 | 57.1127 | 58.6182 | 61.9879 | 64.8033 | 67.9844 | 70.7523 | 76.994 | 78.9108 | 81.3 | 83.7182 | 85.242 | 87.0524 | Solar | Electricity 1 | TRUE |  | Solar [19] Electricity 1 | Solar [45] Electricity 1 | Solar [87] Electricity 1 | Hydrogen 2 [0] Direct Air Carbon Capture and Storage | Hydrogen 2 [0] Direct Air Carbon Capture and Storage | Hydrogen 2 [0] Direct Air Carbon Capture and Storage
|  |  | Electricity | Offshore wind | Generation (TWh) | ES1 | Offshore Wind |  |  |  |  | Generation (TWh) | 58.9035 | 60.7797 | 70.9336 | 91.1659 | 99.5246 | 115.2682 | 142.5496 | 196.4085 | 218.4129 | 239.8829 | 249.637 | 303.919 | 335.4086 | 337.8512 | 344.4905 | 353.2995 | 363.2721 | 369.0798 | 376.1612 | 376.6925 | 384.0832 | 384.179 | 384.7688 | 385.9422 | 387.6313 | 387.7434 | 389.4077 | Offshore wind | Electricity 1 | TRUE |  | Offshore wind [59] Electricity 1 | Offshore wind [304] Electricity 1 | Offshore wind [389] Electricity 1 | Electricity 2 [0] Direct Air Carbon Capture and Storage | Electricity 2 [0] Direct Air Carbon Capture and Storage | Electricity 2 [7] Direct Air Carbon Capture and Storage
|  |  | Electricity | Onshore wind | Generation (TWh) | ES1 | Onshore Wind |  |  |  |  | Generation (TWh) | 32.5529 | 33.8326 | 35.6434 | 40.3266 | 45.081 | 51.7597 | 57.5967 | 62.7221 | 67.597 | 71.7036 | 74.2903 | 70.7611 | 73.5915 | 75.0561 | 79.9033 | 80.8879 | 81.4134 | 84.6579 | 84.6793 | 87.6869 | 90.8179 | 92.3292 | 94.9797 | 96.5392 | 98.7523 | 100.233 | 102.6176 | Onshore wind | Electricity 1 | TRUE |  | Onshore wind [33] Electricity 1 | Onshore wind [71] Electricity 1 | Onshore wind [103] Electricity 1
|  |  | Electricity | Other Renewables | Generation (TWh) | ES1 | Hydro | Marine | Other Renewables |  |  | Generation (TWh) | 3.4896 | 3.4959 | 3.5131 | 3.5229 | 3.5418 | 3.5292 | 3.5039 | 3.3984 | 3.4046 | 3.4049 | 3.4755 | 3.4751 | 3.5235 | 3.5607 | 3.5687 | 3.5951 | 3.6493 | 3.6909 | 3.7057 | 3.7585 | 3.7897 | 3.7978 | 3.8212 | 3.8657 | 3.9029 | 3.9144 | 3.9236 | Other renewables | Electricity 1 | TRUE |  | Other renewables [3] Electricity 1 | Other renewables [3] Electricity 1 | Other renewables [4] Electricity 1 | ' TRANSFORMATION 1 | ' TRANSFORMATION 1 | ' TRANSFORMATION 1
|  |  | Electricity | Non-networked renewables for hydrogen | Generation (TWh) | ES1 | Offshore Wind | Solar PV |  |  |  | Generation (TWh) | 0 | 0 | 0 | 0 | 0 | 0.03 | 0.01 | 0.01 | 0.02 | 0.02 | 0.03 | 1.26 | 1.27 | 2.48 | 3.69 | 3.69 | 3.68 | 4.87 | 4.87 | 2.49 | 2.49 | 2.49 | 3.3 | 3.3 | 2.22 | 2.22 | 2.21 | Non-networked generation | Electrolysis 2 | TRUE |  | Non-networked generation [0] Electrolysis 2 | Non-networked generation [1] Electrolysis 2 | Non-networked generation [2] Electrolysis 2 | Methane reforming [0] Hydrogen 1 | Methane reforming [38] Hydrogen 1 | Methane reforming [131] Hydrogen 1
|  | Imports and exports | Electricity | Electricity import | Demand (TWh) | ES1 | Interconnectors |  |  |  |  | Import (TWh) | 19.1954 | 46.6456 | 47.9317 | 42.0014 | 47.1722 | 45.5204 | 40.0938 | 30.4484 | 26.98 | 27.8693 | 35.2994 | 31.29 | 31.3674 | 31.1454 | 34.1813 | 35.3304 | 34.2818 | 40.6381 | 44.6985 | 52.5326 | 56.9352 | 55.1045 | 63.9599 | 66.1985 | 69.6456 | 70.4721 | 74.902 | Electricity import | Electricity 1 | TRUE |  | Electricity import [19] Electricity 1 | Electricity import [31] Electricity 1 | Electricity import [75] Electricity 1 | Methane reforming [0] Hydrogen 1 | Methane reforming [3] Hydrogen 1 | Methane reforming [3] Hydrogen 1
|  |  | Electricity | Electricity export | Demand (TWh) | ES1 | Interconnectors |  |  |  |  | Export (TWh) | 14.4731 | 13.9622 | 18.0134 | 21.8921 | 22.6386 | 30.9523 | 36.2272 | 48.0216 | 51.7099 | 57.5526 | 76.0813 | 93.4855 | 96.1471 | 93.1693 | 88.2446 | 90.1698 | 83.8152 | 77.8292 | 71.046 | 62.9486 | 62.2018 | 62.1786 | 53.2967 | 52.6343 | 49.2032 | 47.2987 | 47.648 | Electricity 2 | Electricity export | TRUE |  | Electricity 2 [14] Electricity export | Electricity 2 [93] Electricity export | Electricity 2 [48] Electricity export | Electrolysis 2 [0] Hydrogen 1 | Electrolysis 2 [1] Hydrogen 1 | Electrolysis 2 [2] Hydrogen 1
|  |  | Hydrogen | Hydrogen import | Demand (TWh) | WS1 | Imports |  |  |  |  | TWh | 0 | 0 | 0 | 0 | 0 | 0 | 0 | 0 | 0 | 0 | 0 | 0 | 0 | 0 | 0 | 0 | 0 | 0 | 0 | 0 | 0 | 0 | 0 | 0 | 0 | 0 | 0 | Hydrogen import | Hydrogen 1 | TRUE |  | Hydrogen import [0] Hydrogen 1 | Hydrogen import [0] Hydrogen 1 | Hydrogen import [0] Hydrogen 1 | Electrolysis 3 [0] Hydrogen 1 | Electrolysis 3 [0] Hydrogen 1 | Electrolysis 3 [20] Hydrogen 1
|  |  | Hydrogen | Hydrogen export | Demand (TWh) | WS1 | Exports |  |  |  |  | TWh | 0 | 0 | 0 | 0 | 0 | 0 | 0 | 0 | 0 | 0 | 0 | 0 | 0 | 0 | 0 | 0 | 0 | 0 | 0 | 0 | 0 | 0 | 0 | 0 | 0 | 0 | 0 | Hydrogen 2 | Hydrogen export | TRUE |  | Hydrogen 2 [0] Hydrogen export | Hydrogen 2 [0] Hydrogen export | Hydrogen 2 [0] Hydrogen export | Electrolysis [0] Hydrogen 1 | Electrolysis [51] Hydrogen 1 | Electrolysis [171] Hydrogen 1
| Transformation demand | Methane reformation | Gas | Natural gas for Methane Reformation | Demand (TWh) | ED3 | Hydrogen Production: Natural Gas Demand |  |  |  |  | GWh | 0 | 0 | 0.0053278 | 0.10295 | 3.5894 | 7.6238 | 10.1141 | 22.2863 | 32.7825 | 39.9405 | 39.6607 | 45.6198 | 76.0932 | 99.2549 | 118.4027 | 135.9814 | 137.8315 | 139.816 | 141.5039 | 143.9251 | 145.3423 | 145.6899 | 147.5014 | 149.4198 | 151.9126 | 154.7889 | 157.0756 | Natural gas 2 | Methane reforming | TRUE |  | Natural gas 2 [0] Methane reforming | Natural gas 2 [46] Methane reforming | Natural gas 2 [157] Methane reforming | Hydrogen generation [0] Electricity 2 | Hydrogen generation [6] Electricity 2 | Hydrogen generation [28] Electricity 2
|  |  | Biofuels | Biofuels for Methane Reformation | Demand (TWh) | WS1 | Hydrogen |  |  |  |  | TWh | 0 | 0 | 0 | 0 | 0 | 0 | 0 | 0 | 0 | 0 | 0 | 0 | 0 | 0 | 0 | 0 | 0 | 0 | 0 | 0 | 0 | 0 | 0 | 0 | 0 | 0 | 0 | Biofuel | Methane reforming | TRUE |  | Biofuel [0] Methane reforming | Biofuel [0] Methane reforming | Biofuel [0] Methane reforming | Electricity storage [1] Electricity 2 | Electricity storage [42] Electricity 2 | Electricity storage [22] Electricity 2
|  |  | Hydrogen | Hydrogen produced from Methane Reformation (natural gas) | Production (TWh) | WS1 | Methane Reformation with CCUS |  |  |  |  | TWh | 0.04 | 0.04 | 0.04 | 0.12 | 3.03 | 6.4 | 8.48 | 18.63 | 27.38 | 33.35 | 33.12 | 38.09 | 63.51 | 82.83 | 98.8 | 113.47 | 115.01 | 116.67 | 118.07 | 120.09 | 121.27 | 121.56 | 123.08 | 124.68 | 126.76 | 129.15 | 131.06 | Methane reforming | Hydrogen 1 | TRUE |  | Methane reforming [0] Hydrogen 1 | Methane reforming [38] Hydrogen 1 | Methane reforming [131] Hydrogen 1
|  |  | Hydrogen | Hydrogen produced from Methane Reformation (biomethane) | Production (TWh) | WS1 | Biomass gasification |  |  |  |  | TWh | 0 | 0 | 0 | 0 | 0 | 0 | 2.03 | 2.03 | 2.03 | 2.03 | 3.18 | 3.18 | 3.2 | 3.18 | 3.18 | 3.18 | 3.2 | 3.18 | 3.18 | 3.18 | 3.2 | 3.18 | 3.18 | 3.18 | 3.2 | 3.18 | 3.18 | Methane reforming | Hydrogen 1 | TRUE |  | Methane reforming [0] Hydrogen 1 | Methane reforming [3] Hydrogen 1 | Methane reforming [3] Hydrogen 1 | ' ENERGY SINKS 2 | ' ENERGY SINKS 2 | ' ENERGY SINKS 2
|  | Storage | Hydrogen | Storage | Total annual TWh hydrogen stored | WS1 | [6 empty] | 0 | 0 | 0 | 0 | 0 | 0 | 1.99 | 2.73 | 5.34 | 6.61 | 8.06 | 12.05 | 17.43 | 19.84 | 22.29 | 23.52 | 25.06 | 27.19 | 28.73 | 30.74 | 32.66 | 33.65 | 35.46 | 36.59 | 37.77 | 38.86 | 39.13 | Hydrogen 1 | Hydrogen storage | TRUE |  | Hydrogen 1 [0] Hydrogen storage | Hydrogen 1 [12] Hydrogen storage | Hydrogen 1 [39] Hydrogen storage | I&C [246] Useful Energy | I&C [277] Useful Energy | I&C [304] Useful Energy
|  |  | Hydrogen | Hydrogen storage supply | Supply from hydrogen storage | WS1 | [6 empty] | 0 | 0 | 0 | 0 | 0 | 0 | 1.99 | 2.73 | 5.34 | 6.61 | 8.06 | 12.05 | 17.43 | 19.84 | 22.29 | 23.52 | 25.06 | 27.19 | 28.73 | 30.74 | 32.66 | 33.65 | 35.46 | 36.59 | 37.77 | 38.86 | 39.13 | Hydrogen storage | Hydrogen 2 | TRUE |  | Hydrogen storage [0] Hydrogen 2 | Hydrogen storage [12] Hydrogen 2 | Hydrogen storage [39] Hydrogen 2 | Residential [354] Useful Energy | Residential [313] Useful Energy | Residential [231] Useful Energy
|  |  | Electricity | Electricity storage | Total annual TWh electricity stored | ES1 | Storage | Storage Consumption (TWh) |  |  |  | Consumption (TWh) | 1.464 | 4.0074 | 5.9436 | 9.1305 | 10.9062 | 15.9718 | 23.345 | 36.5872 | 41.8352 | 47.1073 | 48.7779 | 52.9263 | 55.5943 | 54.5417 | 51.9761 | 52.7315 | 52.915 | 48.4723 | 46.9878 | 43.1478 | 37.917 | 37.0544 | 34.8694 | 33.5059 | 33.2184 | 30.4713 | 30.4128 | Electricity 1 | Electricity storage | TRUE |  | Electricity 1 [1] Electricity storage | Electricity 1 [53] Electricity storage | Electricity 1 [30] Electricity storage | Road and rail transport [80] Useful Energy | Road and rail transport [128] Useful Energy | Road and rail transport [144] Useful Energy
|  |  | Electricity | Electricity storage | Storage output (TWh) | ES1 | Storage |  |  |  |  | Generation (TWh) | 1.1799 | 3.2171 | 4.7836 | 7.4229 | 8.8824 | 13.0486 | 19.1031 | 29.942 | 33.9612 | 37.9627 | 38.9777 | 42.2154 | 44.1118 | 43.2225 | 40.9767 | 41.2765 | 41.4986 | 37.791 | 36.3901 | 33.1885 | 28.9595 | 27.9287 | 26.3381 | 25.0068 | 24.5769 | 22.6854 | 22.3933 | Electricity storage | Electricity 2 | TRUE |  | Electricity storage [1] Electricity 2 | Electricity storage [42] Electricity 2 | Electricity storage [22] Electricity 2 | Aviation & Shipping [64] Useful Energy | Aviation & Shipping [59] Useful Energy | Aviation & Shipping [79] Useful Energy
|  | Electrolysis | Electricity | Electricity demand (network connected) | Electricity demand (TWh) | WS1 | Networked Electricity |  |  |  |  | TWh | 0.02 | 0.04 | 0.33 | 0.49 | 1.81 | 2.26 | 3.86 | 3.92 | 14.92 | 20.75 | 34.61 | 62.16 | 80.28 | 82.22 | 87.46 | 98.25 | 103.78 | 124.13 | 139.83 | 161.11 | 178.88 | 182.02 | 188.9 | 204.07 | 204.81 | 216.18 | 210.24 | Electricity 1 | Electrolysis | FALSE |  |  |  |  | Direct Air Carbon Capture and Storage [0] Useful Energy | Direct Air Carbon Capture and Storage [0] Useful Energy | Direct Air Carbon Capture and Storage [5] Useful Energy
|  |  | Hydrogen | Hydrogen produced (network connected) | Hydrogen produced (TWh) | WS1 | Networked Electrolysis |  |  |  |  | TWh | 0.02 | 0.03 | 0.27 | 0.4 | 1.47 | 1.84 | 3.15 | 3.19 | 12.15 | 16.9 | 28.19 | 50.64 | 65.4 | 66.98 | 71.25 | 80.04 | 84.54 | 101.12 | 113.75 | 131.06 | 145.58 | 148.13 | 153.73 | 166.07 | 166.68 | 175.93 | 171.11 | Electrolysis | Hydrogen 1 | FALSE |  |  |  |  | Natural gas 3 [5] Losses | Natural gas 3 [4] Losses | Natural gas 3 [2] Losses
|  |  | Electricity | Additional electrolysis for hydrogen export |  | WS1 | [5 empty] | TWh | 0 | 0 | 0 | 0 | 0 | 0 | 0 | 0 | 0 | 0 | 0 | 0 | 0 | 0 | 0 | 0 | 0 | 0 | 0 | 0 | 0 | 0 | 0 | 0 | 0 | 0 | 0 | Electricity 1 | Electrolysis | FALSE |  |  |  |  | Hydrogen 2 [0] Losses | Hydrogen 2 [0] Losses | Hydrogen 2 [0] Losses
|  |  | Hydrogen | Hydrogen produced for export | Demand (TWh) | WS1 | Exports |  |  |  |  | TWh | 0 | 0 | 0 | 0 | 0 | 0 | 0 | 0 | 0 | 0 | 0 | 0 | 0 | 0 | 0 | 0 | 0 | 0 | 0 | 0 | 0 | 0 | 0 | 0 | 0 | 0 | 0 | Electrolysis | Hydrogen 1 | FALSE |  |  |  |  | Hydrogen generation [0] Losses | Hydrogen generation [33] Losses | Hydrogen generation [68] Losses
|  |  | Hydrogen | Hydrogen produced by non-networked wind/electrolysis | Hydrogen produced (TWh) | WS1 | Non-networked Electrolysis |  |  |  |  | TWh | 0 | 0 | 0 | 0 | 0 | 0.02 | 0 | 0.01 | 0.02 | 0.02 | 0.03 | 1.04 | 1.05 | 2.06 | 3.07 | 3.08 | 3.08 | 4.09 | 4.1 | 2.1 | 2.11 | 2.11 | 2.8 | 2.8 | 1.89 | 1.89 | 1.89 | Electrolysis 2 | Hydrogen 1 | TRUE |  | Electrolysis 2 [0] Hydrogen 1 | Electrolysis 2 [1] Hydrogen 1 | Electrolysis 2 [2] Hydrogen 1 | Electricity 2 [23] Losses | Electricity 2 [32] Losses | Electricity 2 [47] Losses
|  |  | Hydrogen | Hydrogen produced by nuclear connected electrolysis | Hydrogen produced (TWh) | WS1 | Nuclear Electrolysis |  |  |  |  | TWh | 0 | 0 | 0 | 0 | 0 | 0 | 0 | 0 | 0 | 0 | 0.03 | 0.03 | 0.03 | 0.03 | 0.03 | 0.03 | 0.04 | 0.22 | 0.23 | 0.25 | 0.26 | 4.07 | 12.9 | 13.24 | 18.54 | 18.91 | 19.96 | Electrolysis 3 | Hydrogen 1 | TRUE |  | Electrolysis 3 [0] Hydrogen 1 | Electrolysis 3 [0] Hydrogen 1 | Electrolysis 3 [20] Hydrogen 1 | Methane reforming [0] Losses | Methane reforming [4] Losses | Methane reforming [23] Losses
|  | Hydrogen elec generation | Hydrogen | Hydrogen demand | Demand (TWh) | WS1 | Power Generation |  |  |  |  | TWh | 0 | 0 | 0 | 0 | 0 | 0.19548 | 0.051966 | 6.1591 | 15.9597 | 19.2137 | 21.981 | 39.3334 | 62.9855 | 67.6684 | 73.5013 | 84.4539 | 84.9113 | 66.6346 | 89.1387 | 86.4239 | 88.0286 | 88.0173 | 91.1287 | 96.6935 | 97.3727 | 103.912 | 96.3621 | Hydrogen 1 | Hydrogen generation | TRUE |  | Hydrogen 1 [0] Hydrogen generation | Hydrogen 1 [39] Hydrogen generation | Hydrogen 1 [96] Hydrogen generation | Electrolysis 2 [0] Losses | Electrolysis 2 [0] Losses | Electrolysis 2 [0] Losses
|  |  | Electricity | Electricity produced | Generation (TWh) | ES1 | Hydrogen | Hydrogen CHP |  |  |  | Generation (TWh) | 0 | 0 | 0 | 0 | 0 | 0.079518 | 0.020959 | 0.5023 | 0.95332 | 1.1895 | 3.2022 | 5.9884 | 12.7784 | 13.9944 | 20.0623 | 24.2647 | 19.525 | 21.1551 | 23.7717 | 23.7727 | 26.5706 | 25.6427 | 29.3037 | 33.1133 | 30.2651 | 31.3227 | 28.4336 | Hydrogen generation | Electricity 2 | TRUE |  | Hydrogen generation [0] Electricity 2 | Hydrogen generation [6] Electricity 2 | Hydrogen generation [28] Electricity 2 | Electrolysis [0] Losses | Electrolysis [12] Losses | Electrolysis [39] Losses
|  | Gas elec generation | Gas | Gas demand | Demand (TWh) | ED3 | Total gas demand (gas NTS connected only) for electricity generation | LDZ connected peaking/flexible plants (estimated) |  |  |  | GWh | 149.1116 | 99.6988 | 91.0273 | 83.7995 | 92.0885 | 95.1675 | 85.4795 | 67.8271 | 74.344 | 74.4844 | 94.4895 | 103.113 | 119.9891 | 133.8677 | 134.9737 | 135.5286 | 160.9427 | 166.8603 | 194.2987 | 201.0106 | 221.2883 | 223.3803 | 207.8814 | 223.2696 | 230.5433 | 231.64 | 225.3602 | Natural gas | Gas CCS | TRUE |  | Natural gas [149] Gas CCS | Natural gas [103] Gas CCS | Natural gas [225] Gas CCS | Electrolysis 3 [0] Losses | Electrolysis 3 [0] Losses | Electrolysis 3 [-2] Losses
|  |  | Electricity | Electricity produced | Generation (TWh) | ES1 | Gas | CCS Gas |  |  |  | Generation (TWh) | 93.1902 | 45.0642 | 41.9297 | 38.0224 | 42.3097 | 42.7106 | 37.5984 | 28.432 | 31.1116 | 31.2722 | 40.1252 | 42.5773 | 48.821 | 56.0848 | 56.1937 | 56.9387 | 67.4233 | 70.143 | 82.68 | 85.6656 | 92.433 | 94.5474 | 86.8668 | 94.7867 | 97.2504 | 100.6573 | 99.0823 | Gas CCS | Electricity 1 | TRUE |  | Gas CCS [93] Electricity 1 | Gas CCS [43] Electricity 1 | Gas CCS [99] Electricity 1 | Electricity storage [0] Losses | Electricity storage [11] Losses | Electricity storage [8] Losses
|  | Nuclear elec generation | Nuclear | Nuclear fuel | [8 empty] | 129.0994 | 132.8435 | 128.1389 | 123.8914 | 96.1372 | 72.2227 | 74.5416 | 76.8528 | 89.4442 | 94.9555 | 101.1463 | 104.4408 | 79.6863 | 80.8759 | 76.3951 | 110.2684 | 123.484 | 137.2315 | 123.0985 | 145.0466 | 153.2033 | 188.8268 | 187.0814 | 201.1603 | 210.593 | 229.8411 | 221.7459 | Nuclear fuel | Nuclear | TRUE |  | Nuclear fuel [129] Nuclear | Nuclear fuel [104] Nuclear | Nuclear fuel [222] Nuclear | Gas CCS [56] Losses | Gas CCS [61] Losses | Gas CCS [126] Losses
|  |  | Electricity | Nuclear (non hydrogen related) | Generation (TWh) | ES1 | Nuclear |  |  |  |  | Generation (TWh) | 42.6028 | 43.8384 | 42.2858 | 40.8842 | 31.7253 | 23.8335 | 24.5987 | 25.3614 | 29.5166 | 31.3353 | 33.3483 | 34.4455 | 26.2765 | 26.659 | 25.1804 | 36.3586 | 40.7097 | 45.0864 | 40.4125 | 47.6454 | 50.3171 | 58.6628 | 50.1669 | 54.5129 | 52.8657 | 58.8876 | 55.2762 | Nuclear | Electricity 1 | TRUE |  | Nuclear [43] Electricity 1 | Nuclear [34] Electricity 1 | Nuclear [55] Electricity 1
|  |  | Electricity | Nuclear to produce hydrogen | Generation (TWh) | WS1 | Nuclear |  |  |  |  | TWh | 0 | 0 | 0 | 0 | 0 | 0 | 0 | 0 | 0 | 0 | 0.03 | 0.02 | 0.02 | 0.03 | 0.03 | 0.03 | 0.04 | 0.2 | 0.21 | 0.22 | 0.24 | 3.65 | 11.57 | 11.87 | 16.63 | 16.96 | 17.9 | Nuclear | Electrolysis 3 | TRUE |  | Nuclear [0] Electrolysis 3 | Nuclear [0] Electrolysis 3 | Nuclear [18] Electrolysis 3 | ' TRANSFORMATIONS 2 | ' TRANSFORMATIONS 2 | ' TRANSFORMATIONS 2
|  | Biomass/BECCS elec generation | Bioenergy | Biofuels demand | Demand (TWh) | WS1 | Power Generation |  |  |  | Waste | TWh | 2.0624 | 54.9236 | 47.4656 | 31.6262 | 17.6183 | 23.855 | 22.7564 | 21.6842 | 21.332 | 22.2994 | 20.9265 | 20.9068 | 20.5414 | 19.336 | 19.3546 | 18.8156 | 20.2621 | 18.9262 | 21.7159 | 21.6979 | 21.9007 | 22.9729 | 17.9613 | 20.3961 | 22.0044 | 22.4341 | 23.976 | Biofuel | Biomass and BECCS | TRUE |  | Biofuel [2] Biomass and BECCS | Biofuel [21] Biomass and BECCS | Biofuel [24] Biomass and BECCS | Gas CCS [93] Electricity 1 | Gas CCS [43] Electricity 1 | Gas CCS [99] Electricity 1
|  |  | Electricity | Electricity produced | Generation (TWh) | ES1 | Biomass | CCS Biomass |  |  |  | Generation (TWh) | 12.4133 | 29.8956 | 27.1268 | 21.8781 | 16.2194 | 17.0089 | 15.802 | 13.0545 | 12.8437 | 12.2868 | 12.0908 | 11.8059 | 11.3568 | 11.2586 | 11.138 | 10.6241 | 10.3938 | 10.7927 | 10.4572 | 10.7744 | 10.5201 | 10.4612 | 10.4515 | 10.4236 | 10.5791 | 11.1895 | 10.9019 | Biomass and BECCS | Electricity 1 | TRUE |  | Biomass and BECCS [12] Electricity 1 | Biomass and BECCS [12] Electricity 1 | Biomass and BECCS [11] Electricity 1 | Natural gas 2 [498] Natural gas 3 | Natural gas 2 [367] Natural gas 3 | Natural gas 2 [17] Natural gas 3
|  | Other fossil fuel generation | Other fuels | Other thermal generation - coal, diesel, fuel oil | Demand (TWh) | [7 empty] | 0 | 0 | 0 | 0 | 0 | 0 | 0 | 0 | 0 | 0 | 0 | 0 | 0 | 0 | 0 | 0 | 0 | 0 | 0 | 0 | 0.013682 | 0.012771 | 0 | 0 | 0 | 0.0086824 | 0.028038 | Other fuels | Other thermal | TRUE |  | Other fuels [0] Other thermal | Other fuels [0] Other thermal | Other fuels [0] Other thermal | Natural gas 2 [0] Methane reforming | Natural gas 2 [46] Methane reforming | Natural gas 2 [157] Methane reforming
|  |  | Electricity | Electricity produced | Generation (TWh) | ES1 | Coal | Other Thermal |  |  |  | Generation (TWh) | 0 | 0 | 0 | 0 | 0 | 0 | 0 | 0 | 0 | 0 | 0 | 0 | 0 | 0 | 0 | 0 | 0 | 0 | 0 | 0 | 0.004652 | 0.004342 | 0 | 0 | 0 | 0.002952 | 0.009533 | Other thermal | Electricity 1 | TRUE |  | Other thermal [0] Electricity 1 | Other thermal [0] Electricity 1 | Other thermal [0] Electricity 1
|  | Energy from waste generation | Bioenergy | Bioenergy - waste powergen | TWh | WS1 | Waste |  |  |  |  | TWh | 34.66 | 34.935 | 35.01 | 32.745 | 30.735 | 29.645 | 27.02 | 22.785 | 21.575 | 19.345 | 20.215 | 18.94 | 19.07 | 18.97 | 18.93 | 18.72 | 15.615 | 18.16 | 15.06 | 14.65 | 13.955 | 13.375 | 17.98 | 16.23 | 14.29 | 15.69 | 13.26 | Biofuel | Energy from waste | TRUE |  | Biofuel [35] Energy from waste | Biofuel [19] Energy from waste | Biofuel [13] Energy from waste | ' ENERGY SOURCES | ' ENERGY SOURCES | ' ENERGY SOURCES
|  |  | Other fuels | Non-biogenic waste for power | TWh | WS1 | [6 empty] | 34.66 | 34.935 | 35.01 | 32.745 | 30.735 | 29.645 | 27.02 | 22.785 | 21.575 | 19.345 | 20.215 | 18.94 | 19.07 | 18.97 | 18.93 | 18.72 | 15.615 | 18.16 | 15.06 | 14.65 | 13.955 | 13.375 | 17.98 | 16.23 | 14.29 | 15.69 | 13.26 | Other fuels | Energy from waste | TRUE |  | Other fuels [35] Energy from waste | Other fuels [19] Energy from waste | Other fuels [13] Energy from waste | Natural gas [493] Natural gas 2 | Natural gas [387] Natural gas 2 | Natural gas [116] Natural gas 2
|  |  | Electricity | Electricity prouced from waste | Generation (TWh) | ES1 | Waste |  |  |  |  | Generation (TWh) | 24.0959 | 24.2004 | 24.2455 | 22.5729 | 21.492 | 21.0199 | 18.8471 | 16.0124 | 14.9237 | 13.8116 | 14.402 | 13.7009 | 13.7039 | 13.4947 | 13.191 | 11.0398 | 10.5826 | 12.2336 | 10.8755 | 10.2522 | 9.8677 | 9.4819 | 13.1242 | 11.3112 | 10.6109 | 10.7696 | 8.9823 | Energy from waste | Electricity 1 | TRUE |  | Energy from waste [24] Electricity 1 | Energy from waste [14] Electricity 1 | Energy from waste [9] Electricity 1 | Natural gas [149] Gas CCS | Natural gas [103] Gas CCS | Natural gas [225] Gas CCS
|  | Green Gas | Bioenergy | Biofuel demand | Demand (TWh) | WS1 | Green Gas Blending |  |  |  |  | TWh | 5.4858 | 7.0382 | 8.5906 | 10.1429 | 11.6953 | 13.2476 | 14.8 | 16.9 | 19.1 | 21.2 | 23.4 | 25.6 | 27.7 | 29.9 | 32 | 34.2 | 36.4 | 38.5 | 40.7 | 42.8 | 45 | 47.2 | 49.3 | 51.5 | 53.6 | 55.8 | 57.9 | Biofuel | Natural gas 2 | TRUE |  | Biofuel [5] Natural gas 2 | Biofuel [26] Natural gas 2 | Biofuel [58] Natural gas 2 | Hydrogen import [0] Hydrogen 1 | Hydrogen import [0] Hydrogen 1 | Hydrogen import [0] Hydrogen 1
|  | Hydrogen blending | Hydrogen | Hydrogen for blending | Demand (TWh) | WS1 | Blending |  |  |  |  | TWh | 0 | 0 | 0.22 | 0.14 | 0.19 | 0 | 0 | 0 | 0 | 0 | 0 | 0 | 0 | 0 | 0 | 0 | 0 | 0 | 0 | 0 | 0 | 0 | 0 | 0 | 0 | 0 | 0 | Hydrogen 1 | Natural gas 3 | TRUE |  | Hydrogen 1 [0] Natural gas 3 | Hydrogen 1 [0] Natural gas 3 | Hydrogen 1 [0] Natural gas 3 | Non-networked generation [0] Electrolysis 2 | Non-networked generation [1] Electrolysis 2 | Non-networked generation [2] Electrolysis 2
| End use efficiencies | Approximate Efficiency | I&C | [9 empty] | 63% | 63.85% | 64.69% | 65.54% | 66.38% | 67.23% | 68.08% | 68.92% | 69.77% | 70.62% | 71.46% | 72.31% | 73.15% | 74% | 74.85% | 75.69% | 76.54% | 77.38% | 78.23% | 79.08% | 79.92% | 80.77% | 81.62% | 82.46% | 83.31% | 84.15% | 85% |  |  | FALSE |  |  |  |  | Offshore wind [59] Electricity 1 | Offshore wind [304] Electricity 1 | Offshore wind [389] Electricity 1
|  |  | Residential | [9 empty] | 84% | 84.42% | 84.85% | 85.27% | 85.69% | 86.12% | 86.54% | 86.96% | 87.38% | 87.81% | 88.23% | 88.65% | 89.08% | 89.5% | 89.92% | 90.35% | 90.77% | 91.19% | 91.62% | 92.04% | 92.46% | 92.88% | 93.31% | 93.73% | 94.15% | 94.58% | 95% |  |  | FALSE |  |  |  |  | Onshore wind [33] Electricity 1 | Onshore wind [71] Electricity 1 | Onshore wind [103] Electricity 1
|  |  | Road and rail transport | [9 empty] | 20% | 22.69% | 25.38% | 28.08% | 30.77% | 33.46% | 36.15% | 38.85% | 41.54% | 44.23% | 46.92% | 49.62% | 52.31% | 55% | 57.69% | 60.38% | 63.08% | 65.77% | 68.46% | 71.15% | 73.85% | 76.54% | 79.23% | 81.92% | 84.62% | 87.31% | 90% |  |  | FALSE |  |  |  |  | Solar [19] Electricity 1 | Solar [45] Electricity 1 | Solar [87] Electricity 1
|  |  | Aviation & Shipping | [9 empty] | 33% | 33.46% | 33.92% | 34.38% | 34.85% | 35.31% | 35.77% | 36.23% | 36.69% | 37.15% | 37.62% | 38.08% | 38.54% | 39% | 39.46% | 39.92% | 40.38% | 40.85% | 41.31% | 41.77% | 42.23% | 42.69% | 43.15% | 43.62% | 44.08% | 44.54% | 45% |  |  | FALSE |  |  |  |  | Other renewables [3] Electricity 1 | Other renewables [3] Electricity 1 | Other renewables [4] Electricity 1
|  |  | DACCS | [9 empty] | 80% | 80% | 80% | 80% | 80% | 80% | 80% | 80% | 80% | 80% | 80% | 80% | 80% | 80% | 80% | 80% | 80% | 80% | 80% | 80% | 80% | 80% | 80% | 80% | 80% | 80% | 80% |  |  | FALSE |  |  |  |  | Electricity import [19] Electricity 1 | Electricity import [31] Electricity 1 | Electricity import [75] Electricity 1
|  | Useful Energy | I&C | [9 empty] | 246.0787 | 254.4091 | 257.0883 | 259.7342 | 262.0016 | 264.8771 | 267.769 | 268.5213 | 270.7824 | 273.0296 | 275.2673 | 276.5907 | 276.3387 | 277.5756 | 279.3625 | 281.4494 | 284.5226 | 286.2365 | 287.7066 | 289.9266 | 292.2222 | 293.8939 | 295.7216 | 297.5305 | 299.4933 | 301.7158 | 304.2584 | I&C | Useful Energy | TRUE |  | I&C [246] Useful Energy | I&C [277] Useful Energy | I&C [304] Useful Energy | Nuclear fuel [129] Nuclear | Nuclear fuel [104] Nuclear | Nuclear fuel [222] Nuclear
|  |  | Residential | [9 empty] | 354.0854 | 358.6323 | 362.8529 | 365.5778 | 366.8945 | 367.6544 | 359.8924 | 351.5811 | 343.1841 | 333.9254 | 323.6385 | 313.0242 | 304.1735 | 295.2443 | 286.2872 | 277.2532 | 268.8725 | 261.6812 | 255.6773 | 250.1317 | 245.1093 | 241.5481 | 238.3202 | 235.4103 | 233.2283 | 231.9643 | 230.9495 | Residential | Useful Energy | TRUE |  | Residential [354] Useful Energy | Residential [313] Useful Energy | Residential [231] Useful Energy | Biofuel [5] Natural gas 2 | Biofuel [26] Natural gas 2 | Biofuel [58] Natural gas 2
|  |  | Road and rail transport | [9 empty] | 79.639 | 88.5623 | 96.6726 | 104.3518 | 111.3251 | 117.2565 | 122.1737 | 125.8495 | 128.1193 | 129.4129 | 129.3052 | 128.1123 | 126.4003 | 124.5465 | 122.5695 | 121.3297 | 120.6535 | 120.3935 | 120.7282 | 121.4853 | 123.3153 | 126.3073 | 129.2006 | 132.448 | 136.3444 | 140.238 | 144.2995 | Road and rail transport | Useful Energy | TRUE |  | Road and rail transport [80] Useful Energy | Road and rail transport [128] Useful Energy | Road and rail transport [144] Useful Energy | Biofuel [0] Methane reforming | Biofuel [0] Methane reforming | Biofuel [0] Methane reforming
|  |  | Aviation & Shipping | [9 empty] | 64.35 | 65.9003 | 64.3621 | 62.6651 | 60.5574 | 58.8298 | 58.1496 | 56.9752 | 57.391 | 57.9075 | 58.7819 | 58.8171 | 60.1124 | 62.0185 | 63.2668 | 64.9712 | 66.6832 | 68.2441 | 69.455 | 70.5208 | 71.5687 | 72.3677 | 73.7398 | 75.4525 | 77.2078 | 78.4634 | 79.3455 | Aviation & Shipping | Useful Energy | TRUE |  | Aviation & Shipping [64] Useful Energy | Aviation & Shipping [59] Useful Energy | Aviation & Shipping [79] Useful Energy | Biofuel [2] Biomass and BECCS | Biofuel [21] Biomass and BECCS | Biofuel [24] Biomass and BECCS
|  |  | DACCS | [9 empty] | 0 | 0 | 0 | 0 | 0 | 0 | 0 | 0 | 0 | 0.048 | 0.088 | 0.184 | 0.352 | 0.624 | 0.856 | 1.168 | 1.496 | 1.896 | 2.296 | 2.696 | 3.08 | 3.424 | 3.832 | 4.216 | 4.608 | 5.024 | 5.416 | Direct Air Carbon Capture and Storage | Useful Energy | TRUE |  | Direct Air Carbon Capture and Storage [0] Useful Energy | Direct Air Carbon Capture and Storage [0] Useful Energy | Direct Air Carbon Capture and Storage [5] Useful Energy | Biofuel [35] Energy from waste | Biofuel [19] Energy from waste | Biofuel [13] Energy from waste
|  |  | Ambient Heat | [9 empty] | 5 | 6 | 8 | 9 | 13 | 17 | 24 | 31 | 38 | 46 | 54 | 64 | 74 | 85 | 95 | 106 | 116 | 126 | 135 | 144 | 152 | 159 | 165 | 171 | 177 | 182 | 187 | Ambient Heat | Useful Energy | TRUE |  | Ambient Heat [5] Useful Energy | Ambient Heat [64] Useful Energy | Ambient Heat [187] Useful Energy | Biofuel [41] Biofuel 2 | Biofuel [47] Biofuel 2 | Biofuel [49] Biofuel 2
| Losses | Network and storage losses | Gas | Natural gas shrinkage losses | Shrinkage Losses (TWh) | ED3 | Total (NTS+LDZ) gas shrinkage |  |  |  |  | GWh | 5.3074 | 4.9044 | 4.8862 | 4.7992 | 4.7569 | 4.7042 | 4.5989 | 4.4927 | 4.4458 | 4.3439 | 4.2068 | 3.6406 | 3.494 | 3.3369 | 3.1317 | 2.9475 | 2.7991 | 2.5967 | 2.4992 | 2.353 | 2.2659 | 2.1191 | 1.925 | 1.8697 | 1.7951 | 1.7135 | 1.5543 | Natural gas 3 | Losses | TRUE |  | Natural gas 3 [5] Losses | Natural gas 3 [4] Losses | Natural gas 3 [2] Losses | Other fuels [35] Energy from waste | Other fuels [19] Energy from waste | Other fuels [13] Energy from waste
|  |  | Electricity | Electricity network losses (Tx and Dx) | TWh | ED1 | GBFES System Losses: Transmission | GBFES System Losses: Distribution |  |  |  | GWh | 22.8696 | 23.0737 | 23.3381 | 23.7012 | 24.2289 | 24.9265 | 25.7416 | 26.7997 | 27.968 | 29.1866 | 30.4312 | 31.7177 | 33.3824 | 34.9678 | 36.4315 | 37.7995 | 39.1882 | 40.3799 | 41.4727 | 42.498 | 43.3949 | 44.1467 | 44.8212 | 45.4381 | 46.0166 | 46.5597 | 47.1497 | Electricity 2 | Losses | FALSE |  |  |  |  | Other fuels [0] Other thermal | Other fuels [0] Other thermal | Other fuels [0] Other thermal
|  |  | Electricity | Electricity storage conversion losses | TWh | ES1 | [6 empty] | 0.28412 | 0.79035 | 1.1601 | 1.7076 | 2.0238 | 2.9232 | 4.2419 | 6.6452 | 7.874 | 9.1446 | 9.8002 | 10.7109 | 11.4824 | 11.3192 | 10.9994 | 11.455 | 11.4163 | 10.6813 | 10.5977 | 9.9592 | 8.9575 | 9.1257 | 8.5314 | 8.4991 | 8.6415 | 7.7859 | 8.0195 | Electricity storage | Losses | TRUE |  | Electricity storage [0] Losses | Electricity storage [11] Losses | Electricity storage [8] Losses | Other fuels [604] Other fuels 2 | Other fuels [316] Other fuels 2 | Other fuels [92] Other fuels 2
|  |  | Hydrogen | Hydrogen Tx and Dx losses | TWh | WS1 | Transmission Losses |  |  |  |  | TWh | 0 | 0 | 0 | 0 | 0 | 0 | 0 | 0.01 | 0.02 | 0.02 | 0.03 | 0.04 | 0.05 | 0.06 | 0.07 | 0.08 | 0.08 | 0.09 | 0.1 | 0.1 | 0.11 | 0.11 | 0.12 | 0.12 | 0.13 | 0.13 | 0.13 | Hydrogen 2 | Losses | TRUE |  | Hydrogen 2 [0] Losses | Hydrogen 2 [0] Losses | Hydrogen 2 [0] Losses
|  | Thermal generation losses | Gas | Gas and gas with CCS generation losses | TWh | [7 empty] | 55.9214 | 54.6345 | 49.0976 | 45.777 | 49.7788 | 52.4569 | 47.8811 | 39.3951 | 43.2324 | 43.2123 | 54.3643 | 60.5357 | 71.1681 | 77.7829 | 78.78 | 78.5899 | 93.5195 | 96.7174 | 111.6187 | 115.345 | 128.8554 | 128.8329 | 121.0146 | 128.4829 | 133.2929 | 130.9827 | 126.2779 | Gas CCS | Losses | TRUE |  | Gas CCS [56] Losses | Gas CCS [61] Losses | Gas CCS [126] Losses | ' TRANSFORMATION 3 | ' TRANSFORMATION 3 | ' TRANSFORMATION 3
|  |  | Nuclear | Nuclear generation losses | TWh | [7 empty] | 86.4966 | 89.0052 | 85.8531 | 83.0073 | 64.4119 | 48.3892 | 49.9429 | 51.4913 | 59.9276 | 63.6202 | 67.768 | 69.9753 | 53.3899 | 54.1868 | 51.1847 | 73.8799 | 82.7343 | 91.9451 | 82.476 | 97.1812 | 102.6462 | 126.5139 | 125.3445 | 134.7774 | 141.0973 | 153.9936 | 148.5698 | Nuclear | Losses | TRUE |  | Nuclear [86] Losses | Nuclear [70] Losses | Nuclear [149] Losses | Nuclear [0] Electrolysis 3 | Nuclear [0] Electrolysis 3 | Nuclear [18] Electrolysis 3
|  |  | Biofuel | Biomass/BECCS generation losses | TWh | [7 empty] | -10.3509 | 25.028 | 20.3388 | 9.7481 | 1.3989 | 6.8461 | 6.9544 | 8.6297 | 8.4883 | 10.0126 | 8.8357 | 9.1009 | 9.1846 | 8.0774 | 8.2166 | 8.1915 | 9.8683 | 8.1335 | 11.2587 | 10.9235 | 11.3806 | 12.5117 | 7.5098 | 9.9725 | 11.4253 | 11.2446 | 13.0741 | Biomass and BECCS | Losses | TRUE |  | Biomass and BECCS [-10] Losses | Biomass and BECCS [9] Losses | Biomass and BECCS [13] Losses | Nuclear [43] Electricity 1 | Nuclear [34] Electricity 1 | Nuclear [55] Electricity 1
|  |  | Hydrogen | Hydrogen generation losses | TWh | [7 empty] | 0 | 0 | 0 | 0 | 0 | 0.11597 | 0.031007 | 5.6568 | 15.0064 | 18.0242 | 18.7788 | 33.345 | 50.2071 | 53.674 | 53.439 | 60.1892 | 65.3863 | 45.4795 | 65.367 | 62.6513 | 61.458 | 62.3746 | 61.825 | 63.5802 | 67.1076 | 72.5893 | 67.9285 | Hydrogen generation | Losses | TRUE |  | Hydrogen generation [0] Losses | Hydrogen generation [33] Losses | Hydrogen generation [68] Losses | Hydrogen 1 [0] Natural gas 3 | Hydrogen 1 [0] Natural gas 3 | Hydrogen 1 [0] Natural gas 3
|  |  | Waste | Energy from waste losses | TWh | [6 empty] | TWh | 45.2241 | 45.6696 | 45.7745 | 42.9171 | 39.978 | 38.2701 | 35.1929 | 29.5576 | 28.2263 | 24.8784 | 26.028 | 24.1791 | 24.4361 | 24.4453 | 24.669 | 26.4002 | 20.6474 | 24.0864 | 19.2445 | 19.0478 | 18.0423 | 17.2681 | 22.8358 | 21.1488 | 17.9691 | 20.6104 | 17.5377 | Energy from waste | Losses | TRUE |  | Energy from waste [45] Losses | Energy from waste [24] Losses | Energy from waste [18] Losses | Hydrogen 1 [0] Hydrogen storage | Hydrogen 1 [12] Hydrogen storage | Hydrogen 1 [39] Hydrogen storage
|  |  | Other fuels | Other thermal generation losses | TWh | [7 empty] | 0 | 0 | 0 | 0 | 0 | 0 | 0 | 0 | 0 | 0 | 0 | 0 | 0 | 0 | 0 | 0 | 0 | 0 | 0 | 0 | 0.0090304 | 0.0084286 | 0 | 0 | 0 | 0.0057304 | 0.018505 | Other thermal | Losses | TRUE |  | Other thermal [0] Losses | Other thermal [0] Losses | Other thermal [0] Losses | Hydrogen storage [0] Hydrogen 2 | Hydrogen storage [12] Hydrogen 2 | Hydrogen storage [39] Hydrogen 2
|  | Hydrogen production losses | Electricity | Grid-connected electrolysis losses | TWh | [7 empty] | 0 | 0.01 | 0.06 | 0.09 | 0.34 | 0.42 | 0.71 | 0.73 | 2.77 | 3.85 | 6.42 | 11.52 | 14.88 | 15.24 | 16.21 | 18.21 | 19.24 | 23.01 | 26.08 | 30.05 | 33.3 | 33.89 | 35.17 | 38 | 38.13 | 40.25 | 39.13 | Electrolysis | Losses | TRUE |  | Electrolysis [0] Losses | Electrolysis [12] Losses | Electrolysis [39] Losses | Electricity 1 [0] Electrolysis | Electricity 1 [62] Electrolysis | Electricity 1 [210] Electrolysis
|  |  | Electricity | Non-networked electrolysis losses | TWh | [7 empty] | 0 | 0 | 0 | 0 | 0 | 0.01 | 0.01 | 0 | 0 | 0 | 0 | 0.22 | 0.22 | 0.42 | 0.62 | 0.61 | 0.6 | 0.78 | 0.77 | 0.39 | 0.38 | 0.38 | 0.5 | 0.5 | 0.33 | 0.33 | 0.32 | Electrolysis 2 | Losses | TRUE |  | Electrolysis 2 [0] Losses | Electrolysis 2 [0] Losses | Electrolysis 2 [0] Losses | Electricity 1 [1] Electricity storage | Electricity 1 [53] Electricity storage | Electricity 1 [30] Electricity storage
|  |  | Electricity | Nuclear electrolysis losses | TWh | [7 empty] | 0 | 0 | 0 | 0 | 0 | 0 | 0 | 0 | 0 | 0 | 0 | -0.01 | -0.01 | 0 | 0 | 0 | 0 | -0.02 | -0.02 | -0.03 | -0.02 | -0.42 | -1.33 | -1.37 | -1.91 | -1.95 | -2.06 | Electrolysis 3 | Losses | TRUE |  | Electrolysis 3 [0] Losses | Electrolysis 3 [0] Losses | Electrolysis 3 [-2] Losses | Biomass and BECCS [12] Electricity 1 | Biomass and BECCS [12] Electricity 1 | Biomass and BECCS [11] Electricity 1
|  |  | Gas | Methane reformation losses | TWh | [7 empty] | -0.04 | -0.04 | -0.034672 | -0.017053 | 0.55943 | 1.2238 | -0.39587 | 1.6263 | 3.3725 | 4.5605 | 3.3607 | 4.3498 | 9.3832 | 13.2449 | 16.4227 | 19.3314 | 19.6215 | 19.966 | 20.2539 | 20.6551 | 20.8723 | 20.9499 | 21.2414 | 21.5598 | 21.9526 | 22.4589 | 22.8356 | Methane reforming | Losses | TRUE |  | Methane reforming [0] Losses | Methane reforming [4] Losses | Methane reforming [23] Losses | I&C [145] Losses 2 | I&C [106] Losses 2 | I&C [54] Losses 2
|  | End use losses | I&C | [9 empty] | 144.5224 | 144.063 | 140.3134 | 136.5739 | 132.6706 | 129.1048 | 125.564 | 121.0743 | 117.3291 | 113.6136 | 109.9291 | 105.9284 | 101.4113 | 97.5266 | 93.8865 | 90.3842 | 87.2155 | 83.6516 | 80.06 | 76.7121 | 73.4071 | 69.9747 | 66.614 | 63.2807 | 60.0093 | 56.813 | 53.6927 | I&C | Losses 2 | TRUE |  | I&C [145] Losses 2 | I&C [106] Losses 2 | I&C [54] Losses 2 | Residential [67] Losses 2 | Residential [40] Losses 2 | Residential [12] Losses 2
|  |  | Residential | [9 empty] | 67.4448 | 66.1713 | 64.8069 | 63.1557 | 61.2589 | 59.2779 | 55.9833 | 52.7138 | 49.5442 | 46.3663 | 43.1706 | 40.0617 | 37.2993 | 34.6376 | 32.0818 | 29.6256 | 27.343 | 25.2741 | 23.3995 | 21.637 | 19.984 | 18.5037 | 17.093 | 15.7455 | 14.4815 | 13.3009 | 12.1552 | Residential | Losses 2 | TRUE |  | Residential [67] Losses 2 | Residential [40] Losses 2 | Residential [12] Losses 2 | Road and rail transport [319] Losses 2 | Road and rail transport [130] Losses 2 | Road and rail transport [16] Losses 2
|  |  | Road and rail transport | [9 empty] | 318.5559 | 301.7122 | 284.1588 | 267.3121 | 250.4816 | 233.1652 | 215.7536 | 198.1196 | 180.316 | 163.1727 | 146.2633 | 130.0985 | 115.2473 | 101.9017 | 89.8843 | 79.5985 | 70.6264 | 62.661 | 55.6163 | 49.2508 | 43.6742 | 38.7173 | 33.8681 | 29.2256 | 24.7899 | 20.387 | 16.0333 | Road and rail transport | Losses 2 | TRUE |  | Road and rail transport [319] Losses 2 | Road and rail transport [130] Losses 2 | Road and rail transport [16] Losses 2 | Aviation & Shipping [131] Losses 2 | Aviation & Shipping [96] Losses 2 | Aviation & Shipping [97] Losses 2
|  |  | Aviation & Shipping | [9 empty] | 130.65 | 131.0432 | 125.3675 | 119.5824 | 113.2276 | 107.7906 | 104.4193 | 100.2812 | 99.0205 | 97.9512 | 97.4889 | 95.6521 | 95.8679 | 97.0033 | 97.0584 | 97.7697 | 98.4371 | 98.8318 | 98.6856 | 98.3135 | 97.9018 | 97.1422 | 97.1368 | 97.5427 | 97.9582 | 97.7066 | 96.9779 | Aviation & Shipping | Losses 2 | TRUE |  | Aviation & Shipping [131] Losses 2 | Aviation & Shipping [96] Losses 2 | Aviation & Shipping [97] Losses 2 | Direct Air Carbon Capture and Storage [0] Losses 2 | Direct Air Carbon Capture and Storage [0] Losses 2 | Direct Air Carbon Capture and Storage [1] Losses 2
|  |  | DACCS | [9 empty] | 0 | 0 | 0 | 0 | 0 | 0 | 0 | 0 | 0 | 0.012 | 0.022 | 0.046 | 0.088 | 0.156 | 0.214 | 0.292 | 0.374 | 0.474 | 0.574 | 0.674 | 0.77 | 0.856 | 0.958 | 1.054 | 1.152 | 1.256 | 1.354 | Direct Air Carbon Capture and Storage | Losses 2 | TRUE |  | Direct Air Carbon Capture and Storage [0] Losses 2 | Direct Air Carbon Capture and Storage [0] Losses 2 | Direct Air Carbon Capture and Storage [1] Losses 2 | Energy from waste [24] Electricity 1 | Energy from waste [14] Electricity 1 | Energy from waste [9] Electricity 1
| Curtailment |  | Electricity | Offshore wind |  |  | Offshore Wind |  |  |  |  | Curtailment (TWh) | 0 | 0 | 0 | 0 | 0 | 0 | 0.47596 | 1.1928 | 1.5158 | 1.4372 | 1.3795 | 4.8704 | 4.2704 | 4.9014 | 4.4276 | 3.9735 | 5.011 | 3.3081 | 2.8418 | 2.3105 | 1.1118 | 1.6543 | 1.0646 | 0 | 0 | 0 | 0 | Offshore wind | Curtailment | TRUE |  | Offshore wind [0] Curtailment | Offshore wind [5] Curtailment | Offshore wind [0] Curtailment | Other thermal [0] Electricity 1 | Other thermal [0] Electricity 1 | Other thermal [0] Electricity 1
|  |  | Electricity | Onshore wind |  |  | Onshore Wind |  |  |  |  | Curtailment (TWh) | 0 | 0 | 0.051534 | 0.17641 | 0.30667 | 0.71153 | 4.6636 | 8.4955 | 10.343 | 11.0223 | 10.9291 | 16.6434 | 16.9941 | 16.6037 | 15.0511 | 14.827 | 15.1718 | 12.6176 | 13.3911 | 11.2093 | 9.7101 | 8.9274 | 8.2338 | 7.5216 | 7.0808 | 6.368 | 5.6871 | Onshore wind | Curtailment | TRUE |  | Onshore wind [0] Curtailment | Onshore wind [17] Curtailment | Onshore wind [6] Curtailment | Electricity 1 [304] Electricity 2 | Electricity 1 [441] Electricity 2 | Electricity 1 [592] Electricity 2
|  |  | Electricity | Solar PV |  |  | Solar PV |  |  |  |  | Curtailment (TWh) | 0 | 0 | 0.00509 | 0.062293 | 0.19243 | 0.77264 | 4.0603 | 9.1415 | 10.2138 | 10.7469 | 10.6859 | 12.4669 | 11.9244 | 12.5534 | 11.9077 | 11.5645 | 11.8225 | 9.841 | 8.6004 | 6.9933 | 5.7974 | 5.6061 | 4.8511 | 3.9308 | 3.1077 | 2.7198 | 2.4275 | Solar | Curtailment | TRUE |  | Solar [0] Curtailment | Solar [12] Curtailment | Solar [2] Curtailment | Hydrogen 1 [0] Hydrogen 2 | Hydrogen 1 [42] Hydrogen 2 | Hydrogen 1 [192] Hydrogen 2
[47 empty] | Hydrogen 1 [0] Hydrogen generation | Hydrogen 1 [39] Hydrogen generation | Hydrogen 1 [96] Hydrogen generation
| Energy flow diagram transformation flows and combined flows | Transformation flows |  | Electricity Transformation | [8 empty] | 304.3767 | 304.4203 | 310.7597 | 317.6421 | 325.1448 | 339.0576 | 351.7961 | 372.8212 | 388.2439 | 405.322 | 423.3278 | 441.4104 | 455.3874 | 469.8521 | 482.0411 | 494.2052 | 513.6492 | 525.708 | 531.6553 | 538.7347 | 552.7238 | 566.4877 | 563.2802 | 567.3041 | 576.9281 | 582.4606 | 591.5028 | Electricity 1 | Electricity 2 | TRUE |  | Electricity 1 [304] Electricity 2 | Electricity 1 [441] Electricity 2 | Electricity 1 [592] Electricity 2 | Losses [206] Losses 2 | Losses [259] Losses 2 | Losses [490] Losses 2
|  |  |  | Natural gas transformation | [8 empty] | 498.2395 | 505.3942 | 507.8249 | 508.3077 | 502.9743 | 496.9744 | 480.6149 | 462.1976 | 440.7299 | 417.9711 | 393.6603 | 366.9573 | 329.9072 | 295.0689 | 263.4374 | 235.2354 | 206.2647 | 178.4214 | 152.7257 | 130.3046 | 109.2503 | 89.6396 | 71.7359 | 56.3641 | 41.8918 | 29.146 | 16.6166 | Natural gas 2 | Natural gas 3 | TRUE |  | Natural gas 2 [498] Natural gas 3 | Natural gas 2 [367] Natural gas 3 | Natural gas 2 [17] Natural gas 3
|  |  |  | Natural gas 2 transformation | [8 empty] | 492.7537 | 498.356 | 499.2397 | 498.2678 | 494.8684 | 491.3505 | 475.9291 | 467.5839 | 454.4124 | 436.7116 | 409.9209 | 386.977 | 378.3003 | 364.4238 | 349.8401 | 337.0168 | 307.6961 | 279.7373 | 253.5296 | 231.4298 | 209.5927 | 188.1295 | 169.9373 | 154.2838 | 140.2044 | 128.1349 | 115.7921 | Natural gas | Natural gas 2 | TRUE |  | Natural gas [493] Natural gas 2 | Natural gas [387] Natural gas 2 | Natural gas [116] Natural gas 2 | ' ENERGY SINKS 3 | ' ENERGY SINKS 3 | ' ENERGY SINKS 3
|  |  |  | Hydrogen transformation | [8 empty] | 0.06 | 0.07 | 0.09 | 0.38 | 4.31 | 8.0645 | 11.618 | 14.9709 | 20.2803 | 26.4763 | 34.509 | 41.5966 | 52.7745 | 67.5716 | 80.5387 | 91.8261 | 95.8987 | 131.4554 | 121.4613 | 139.5161 | 151.7314 | 157.3827 | 169.1013 | 176.6865 | 181.9273 | 186.288 | 191.7079 | Hydrogen 1 | Hydrogen 2 | TRUE |  | Hydrogen 1 [0] Hydrogen 2 | Hydrogen 1 [42] Hydrogen 2 | Hydrogen 1 [192] Hydrogen 2 | Offshore wind [0] Curtailment | Offshore wind [5] Curtailment | Offshore wind [0] Curtailment
|  |  |  | Biofuel transformation | [8 empty] | 41.2425 | 47.2676 | 52.5573 | 53.5374 | 54.708 | 54.1367 | 53.7603 | 53.6959 | 53.387 | 51.4483 | 49.2383 | 46.6244 | 44.148 | 41.8678 | 39.7946 | 38.1227 | 36.2802 | 37.0394 | 37.3886 | 38.0422 | 39.222 | 40.7796 | 42.0088 | 43.3998 | 45.3742 | 47.3611 | 49.4143 | Biofuel | Biofuel 2 | TRUE |  | Biofuel [41] Biofuel 2 | Biofuel [47] Biofuel 2 | Biofuel [49] Biofuel 2 | Onshore wind [0] Curtailment | Onshore wind [17] Curtailment | Onshore wind [6] Curtailment
|  |  |  | Other fuels transformation | [8 empty] | 604.4066 | 592.3981 | 565.975 | 542.4894 | 515.4065 | 489.1213 | 462.7738 | 431.89 | 403.1805 | 375.2836 | 347.0568 | 316.0789 | 289.7098 | 265.7275 | 241.1925 | 220.5033 | 201.7089 | 181.111 | 163.5284 | 147.5426 | 134.1246 | 123.1361 | 113.5959 | 106.2962 | 101.9014 | 96.7645 | 91.6946 | Other fuels | Other fuels 2 | TRUE |  | Other fuels [604] Other fuels 2 | Other fuels [316] Other fuels 2 | Other fuels [92] Other fuels 2 | Solar [0] Curtailment | Solar [12] Curtailment | Solar [2] Curtailment
|  |  |  | Losses transformation | [8 empty] | 205.7124 | 243.0757 | 230.4737 | 211.7303 | 187.4766 | 180.286 | 174.9088 | 175.0344 | 201.3314 | 210.8534 | 230.0238 | 259.325 | 281.2679 | 296.7551 | 300.1746 | 337.6841 | 365.1008 | 363.8458 | 391.7185 | 411.1241 | 431.652 | 457.811 | 449.5087 | 472.5784 | 485.9779 | 506.7042 | 490.4855 | Losses | Losses 2 | TRUE |  | Losses [206] Losses 2 | Losses [259] Losses 2 | Losses [490] Losses 2 | Nuclear [86] Losses | Nuclear [70] Losses | Nuclear [149] Losses
|  | Combined flows for diagrams |  | Total Electrolysis 1 in | [8 empty] | 0.02 | 0.04 | 0.33 | 0.49 | 1.81 | 2.26 | 3.86 | 3.92 | 14.92 | 20.75 | 34.61 | 62.16 | 80.28 | 82.22 | 87.46 | 98.25 | 103.78 | 124.13 | 139.83 | 161.11 | 178.88 | 182.02 | 188.9 | 204.07 | 204.81 | 216.18 | 210.24 | Electricity 1 | Electrolysis | TRUE |  | Electricity 1 [0] Electrolysis | Electricity 1 [62] Electrolysis | Electricity 1 [210] Electrolysis | Biomass and BECCS [-10] Losses | Biomass and BECCS [9] Losses | Biomass and BECCS [13] Losses
|  |  |  | Total Electrolysis 1 Hydrogen out | [8 empty] | 0.02 | 0.03 | 0.27 | 0.4 | 1.47 | 1.84 | 3.15 | 3.19 | 12.15 | 16.9 | 28.19 | 50.64 | 65.4 | 66.98 | 71.25 | 80.04 | 84.54 | 101.12 | 113.75 | 131.06 | 145.58 | 148.13 | 153.73 | 166.07 | 166.68 | 175.93 | 171.11 | Electrolysis | Hydrogen 1 | TRUE |  | Electrolysis [0] Hydrogen 1 | Electrolysis [51] Hydrogen 1 | Electrolysis [171] Hydrogen 1 | Energy from waste [45] Losses | Energy from waste [24] Losses | Energy from waste [18] Losses
|  |  |  | Total Transport electricity demand | [8 empty] | 10.9692 | 13.8545 | 16.9912 | 20.7662 | 25.2716 | 30.6135 | 36.9286 | 44.0873 | 51.8628 | 59.99 | 68.2718 | 76.5717 | 84.1299 | 91.1425 | 97.3243 | 102.4996 | 107.2768 | 111.3249 | 114.6455 | 117.2977 | 119.1467 | 120.5106 | 121.8541 | 123.0131 | 123.6183 | 124.335 | 125.2938 | Electricity 2 | Road and rail transport | TRUE |  | Electricity 2 [11] Road and rail transport | Electricity 2 [77] Road and rail transport | Electricity 2 [125] Road and rail transport | Other thermal [0] Losses | Other thermal [0] Losses | Other thermal [0] Losses
|  |  |  | Total transport hydrogen demand | [8 empty] | 0.025137 | 0.047655 | 0.077595 | 0.11741 | 0.17095 | 0.2432 | 0.34125 | 0.4751 | 0.65612 | 0.90272 | 1.2435 | 2.3881 | 3.0524 | 3.9911 | 5.3088 | 7.0682 | 10.3849 | 13.5771 | 16.7911 | 19.9898 | 23.1147 | 26.2376 | 28.975 | 31.3913 | 31.9485 | 32.2309 | 32.5933 | Hydrogen 2 | Road and rail transport | TRUE |  | Hydrogen 2 [0] Road and rail transport | Hydrogen 2 [2] Road and rail transport | Hydrogen 2 [33] Road and rail transport
|  |  |  | Electricity 2 losses | [8 empty] | 22.8696 | 23.0737 | 23.3381 | 23.7012 | 24.2289 | 24.9265 | 25.7416 | 26.7997 | 27.968 | 29.1866 | 30.4312 | 31.7177 | 33.3824 | 34.9678 | 36.4315 | 37.7995 | 39.1882 | 40.3799 | 41.4727 | 42.498 | 43.3949 | 44.1467 | 44.8212 | 45.4381 | 46.0166 | 46.5597 | 47.1497 | Electricity 2 | Losses | TRUE |  | Electricity 2 [23] Losses | Electricity 2 [32] Losses | Electricity 2 [47] Losses
| Totals for energy supply categories |  |  | Total energy supply | [8 empty] | 1627.0405 | 1667.865 | 1644.5164 | 1613.3883 | 1570.606 | 1552.622 | 1535.4455 | 1531.3118 | 1537.0464 | 1522.7727 | 1516.3823 | 1530.8286 | 1523.7775 | 1509.5938 | 1482.2611 | 1496.1761 | 1494.9243 | 1486.4171 | 1468.131 | 1468.5278 | 1477.7428 | 1492.2701 | 1467.6159 | 1481.3637 | 1488.8596 | 1502.2771 | 1480.6591 |  |  | FALSE
|  |  |  | Natural gas | [8 empty] | 641.8653 | 598.0548 | 590.2669 | 582.0672 | 586.9569 | 586.518 | 561.4085 | 535.411 | 528.7565 | 511.196 | 504.4104 | 490.09 | 498.2895 | 498.2915 | 484.8138 | 472.5454 | 468.6389 | 446.5977 | 447.8283 | 432.4404 | 430.881 | 411.5099 | 377.8187 | 377.5534 | 370.7477 | 359.775 | 341.1523 |  |  | FALSE
|  |  |  | Hydrogen import | [8 empty] | 0 | 0 | 0 | 0 | 0 | 0 | 0 | 0 | 0 | 0 | 0 | 0 | 0 | 0 | 0 | 0 | 0 | 0 | 0 | 0 | 0 | 0 | 0 | 0 | 0 | 0 | 0 |  |  | FALSE
|  |  |  | Non-networked generation | [8 empty] | 0 | 0 | 0 | 0 | 0 | 0.03 | 0.01 | 0.01 | 0.02 | 0.02 | 0.03 | 1.26 | 1.27 | 2.48 | 3.69 | 3.69 | 3.68 | 4.87 | 4.87 | 2.49 | 2.49 | 2.49 | 3.3 | 3.3 | 2.22 | 2.22 | 2.21 |  |  | FALSE
|  |  |  | Nuclear | [8 empty] | 129.0994 | 132.8435 | 128.1389 | 123.8914 | 96.1372 | 72.2227 | 74.5416 | 76.8528 | 89.4442 | 94.9555 | 101.1463 | 104.4408 | 79.6863 | 80.8759 | 76.3951 | 110.2684 | 123.484 | 137.2315 | 123.0985 | 145.0466 | 153.2033 | 188.8268 | 187.0814 | 201.1603 | 210.593 | 229.8411 | 221.7459 |  |  | FALSE
|  |  |  | Solar | [8 empty] | 19.4172 | 20.7154 | 23.4288 | 26.9504 | 30.9876 | 37.4117 | 42.4711 | 46.6321 | 50.4229 | 52.3596 | 54.7332 | 56.9888 | 59.137 | 64.0566 | 65.538 | 68.6771 | 70.4408 | 71.8289 | 73.4037 | 74.9777 | 76.5497 | 82.6001 | 83.7619 | 85.2308 | 86.8258 | 87.9617 | 89.4799 |  |  | FALSE
|  |  |  | Offshore wind | [8 empty] | 58.9035 | 60.7797 | 70.9336 | 91.1659 | 99.5246 | 115.2682 | 143.0256 | 197.6013 | 219.9287 | 241.3202 | 251.0165 | 308.7894 | 339.679 | 342.7526 | 348.9181 | 357.273 | 368.2831 | 372.388 | 379.003 | 379.003 | 385.195 | 385.8333 | 385.8334 | 385.9422 | 387.6313 | 387.7434 | 389.4077 |  |  | FALSE
|  |  |  | Onshore wind | [8 empty] | 32.5529 | 33.8326 | 35.6949 | 40.503 | 45.3876 | 52.4713 | 62.2603 | 71.2176 | 77.9401 | 82.7259 | 85.2194 | 87.4045 | 90.5856 | 91.6598 | 94.9544 | 95.7149 | 96.5852 | 97.2754 | 98.0704 | 98.8962 | 100.5279 | 101.2565 | 103.2135 | 104.0607 | 105.8331 | 106.601 | 108.3047 |  |  | FALSE
|  |  |  | Other renewables | [8 empty] | 3.4896 | 3.4959 | 3.5131 | 3.5229 | 3.5418 | 3.5292 | 3.5039 | 3.3984 | 3.4046 | 3.4049 | 3.4755 | 3.4751 | 3.5235 | 3.5607 | 3.5687 | 3.5951 | 3.6493 | 3.6909 | 3.7057 | 3.7585 | 3.7897 | 3.7978 | 3.8212 | 3.8657 | 3.9029 | 3.9144 | 3.9236 |  |  | FALSE
|  |  |  | Electricity import | [8 empty] | 19.1954 | 46.6456 | 47.9317 | 42.0014 | 47.1722 | 45.5204 | 40.0938 | 30.4484 | 26.98 | 27.8693 | 35.2994 | 31.29 | 31.3674 | 31.1454 | 34.1813 | 35.3304 | 34.2818 | 40.6381 | 44.6985 | 52.5326 | 56.9352 | 55.1045 | 63.9599 | 66.1985 | 69.6456 | 70.4721 | 74.902 |  |  | FALSE
|  |  |  | Biofuel | [8 empty] | 83.4508 | 144.1643 | 143.6234 | 128.0515 | 114.7566 | 120.8843 | 118.3367 | 115.0651 | 115.394 | 114.2927 | 113.7798 | 112.0712 | 111.4594 | 110.0738 | 110.0792 | 109.8583 | 108.5573 | 112.6256 | 114.8645 | 117.1901 | 120.0777 | 124.3275 | 127.2501 | 131.5259 | 135.2686 | 141.2852 | 144.5503 |  |  | FALSE
|  |  |  | Other fuels | [8 empty] | 639.0666 | 627.3331 | 600.985 | 575.2344 | 546.1415 | 518.7663 | 489.7938 | 454.675 | 424.7555 | 394.6286 | 367.2718 | 335.0189 | 308.7798 | 284.6975 | 260.1225 | 239.2233 | 217.3239 | 199.271 | 178.5884 | 162.1926 | 148.0933 | 136.5239 | 131.5759 | 122.5262 | 116.1914 | 112.4631 | 104.9826 |  |  | FALSE
| Total energy demand categories |  |  | Total energy demand, export and losses | [8 empty] | 1625.5116 | 1667.5316 | 1644.1662 | 1612.814 | 1569.0315 | 1550.6788 | 1530.0408 | 1517.0019 | 1520.8006 | 1507.0516 | 1513.0544 | 1535.306 | 1527.8947 | 1515.2171 | 1485.2727 | 1502.0605 | 1507.1453 | 1476.7855 | 1481.7963 | 1475.9336 | 1481.5056 | 1498.9122 | 1473.439 | 1488.571 | 1494.6422 | 1509.9599 | 1490.7301 |  |  | FALSE
|  |  |  | I&C | [8 empty] | 390.6011 | 398.4721 | 397.4017 | 396.308 | 394.6722 | 393.9819 | 393.3331 | 389.5956 | 388.1114 | 386.6432 | 385.1965 | 382.5191 | 377.75 | 375.1022 | 373.249 | 371.8336 | 371.7381 | 369.8881 | 367.7666 | 366.6386 | 365.6293 | 363.8686 | 362.3356 | 360.8113 | 359.5026 | 358.5288 | 357.951 |  |  | FALSE
|  |  |  | Residential | [8 empty] | 421.5302 | 424.8036 | 427.6598 | 428.7335 | 428.1534 | 426.9323 | 415.8756 | 404.2949 | 392.7283 | 380.2917 | 366.8091 | 353.0858 | 341.4728 | 329.8819 | 318.369 | 306.8788 | 296.2154 | 286.9554 | 279.0768 | 271.7687 | 265.0933 | 260.0518 | 255.4132 | 251.1559 | 247.7098 | 245.2652 | 243.1048 |  |  | FALSE
|  |  |  | Road and rail transport | [8 empty] | 398.1948 | 390.2745 | 380.8313 | 371.6639 | 361.8067 | 350.4217 | 337.9273 | 323.9691 | 308.4353 | 292.5856 | 275.5685 | 258.2108 | 241.6477 | 226.4483 | 212.4538 | 200.9282 | 191.28 | 183.0545 | 176.3445 | 170.7361 | 166.9894 | 165.0246 | 163.0687 | 161.6736 | 161.1343 | 160.6251 | 160.3328 |  |  | FALSE
|  |  |  | Electricity Export | [8 empty] | 14.4731 | 13.9622 | 18.0134 | 21.8921 | 22.6386 | 30.9523 | 36.2272 | 48.0216 | 51.7099 | 57.5526 | 76.0813 | 93.4855 | 96.1471 | 93.1693 | 88.2446 | 90.1698 | 83.8152 | 77.8292 | 71.046 | 62.9486 | 62.2018 | 62.1786 | 53.2967 | 52.6343 | 49.2032 | 47.2987 | 47.648 |  |  | FALSE
|  |  |  | Aviation & shipping | [8 empty] | 195 | 196.9435 | 189.7297 | 182.2474 | 173.7849 | 166.6204 | 162.5689 | 157.2565 | 156.4115 | 155.8587 | 156.2708 | 154.4692 | 155.9803 | 159.0218 | 160.3253 | 162.7409 | 165.1204 | 167.0759 | 168.1405 | 168.8343 | 169.4705 | 169.5098 | 170.8766 | 172.9952 | 175.166 | 176.1701 | 176.3234 |  |  | FALSE
|  |  |  | Hydrogen export | [8 empty] | 0 | 0 | 0 | 0 | 0 | 0 | 0 | 0 | 0 | 0 | 0 | 0 | 0 | 0 | 0 | 0 | 0 | 0 | 0 | 0 | 0 | 0 | 0 | 0 | 0 | 0 | 0 |  |  | FALSE
|  |  |  | DACCS | [8 empty] | 0 | 0 | 0 | 0 | 0 | 0 | 0 | 0 | 0 | 0.06 | 0.11 | 0.23 | 0.44 | 0.78 | 1.07 | 1.46 | 1.87 | 2.37 | 2.87 | 3.37 | 3.85 | 4.28 | 4.79 | 5.27 | 5.76 | 6.28 | 6.77
|  |  |  | Curtailment | [8 empty] | 0 | 0 | 0.056624 | 0.2387 | 0.4991 | 1.4842 | 9.1999 | 18.8298 | 22.0727 | 23.2064 | 22.9945 | 33.9806 | 33.1889 | 34.0585 | 31.3864 | 30.365 | 32.0054 | 25.7667 | 24.8334 | 20.5131 | 16.6193 | 16.1878 | 14.1495 | 11.4524 | 10.1885 | 9.0878 | 8.1146 |  |  | FALSE
|  |  |  | Losses | [8 empty] | 205.7124 | 243.0757 | 230.4737 | 211.7303 | 187.4766 | 180.286 | 174.9088 | 175.0344 | 201.3314 | 210.8534 | 230.0238 | 259.325 | 281.2679 | 296.7551 | 300.1746 | 337.6841 | 365.1008 | 363.8458 | 391.7185 | 411.1241 | 431.652 | 457.811 | 449.5087 | 472.5784 | 485.9779 | 506.7042 | 490.4855 |  |  | FALSE
Falling Behind
[13 empty] | 2024-01-01: All units TWh | [7 empty] | Reordered for energy flow diagrams
| Category | Subcategory | Fuel lookup | Description | Data | Data table | Component | Component 2 | Component 3 | Component 4 | Subtract component | Unit lookup | 2024-01-01 | 2025-01-01 | 2026-01-01 | 2027-01-01 | 2028-01-01 | 2029-01-01 | 2030-01-01 | 2031-01-01 | 2032-01-01 | 2033-01-01 | 2034-01-01 | 2035-01-01 | 2036-01-01 | 2037-01-01 | 2038-01-01 | 2039-01-01 | 2040-01-01 | 2041-01-01 | 2042-01-01 | 2043-01-01 | 2044-01-01 | 2045-01-01 | 2046-01-01 | 2047-01-01 | 2048-01-01 | 2049-01-01 | 2050-01-01 |  |  |  |  | 2024-01-01 | 2035 | 2050 | 2024 | 2035 | 2050
[13 empty] | Falling Behind | Falling Behind | Falling Behind | Falling Behind | Falling Behind | Falling Behind | Falling Behind | Falling Behind | Falling Behind | Falling Behind | Falling Behind | Falling Behind | Falling Behind | Falling Behind | Falling Behind | Falling Behind | Falling Behind | Falling Behind | Falling Behind | Falling Behind | Falling Behind | Falling Behind | Falling Behind | Falling Behind | Falling Behind | Falling Behind | Falling Behind | Diagram name in | Diagram name out | Include in Sankey |  | Falling Behind | Falling Behind | Falling Behind | Falling Behind | Falling Behind | Falling Behind
| End user demand | I&C | Electricity | Electricity | Demand (TWh) | ED1 | GBFES Customer Demand: Total Industrial (Excluding electrolysis) | Commercial electricity demand at the meter with EVs deducted | GBFES Customer Demand: Direct Transmission Customers | Commercial Micro-generation | I&C Rail Traction Demand | GWh | 160.3854 | 164.8025 | 166.9805 | 169.4454 | 172.2175 | 176.1302 | 179.5806 | 183.495 | 187.3654 | 190.9177 | 194.2631 | 197.0286 | 199.6646 | 201.9243 | 204.2796 | 207.0079 | 210.3165 | 212.914 | 215.5853 | 218.741 | 221.8289 | 224.3267 | 226.7818 | 229.4229 | 232.1944 | 234.6195 | 237.2313 | Electricity 2 | I&C | TRUE |  | Electricity 2 [160] I&C | Electricity 2 [197] I&C | Electricity 2 [237] I&C | ' ENERGY SINKS 1 | ' ENERGY SINKS 1 | ' ENERGY SINKS 1
|  |  | Gas | Gas | Demand (TWh) | ED3 | Annual end-use gas demand from industry | Annual end-use gas demand from the commercial sector |  |  |  | GWh | 191.1093 | 192.5013 | 191.1094 | 189.5497 | 188.5359 | 186.7886 | 184.9669 | 183.5989 | 181.8088 | 179.6384 | 176.7083 | 173.7431 | 171.4946 | 168.9932 | 166.2444 | 163.5488 | 162.149 | 159.0054 | 155.7132 | 152.7006 | 149.8035 | 146.5927 | 143.0718 | 139.5551 | 136.3591 | 133.2273 | 130.2183 | Natural gas 3 | I&C | TRUE |  | Natural gas 3 [191] I&C | Natural gas 3 [174] I&C | Natural gas 3 [130] I&C | Ambient Heat [5] Useful Energy | Ambient Heat [36] Useful Energy | Ambient Heat [89] Useful Energy
|  |  | Hydrogen | Hydrogen | Demand (TWh) | WS1 | Industrial | Commercial |  |  |  | TWh | 0 | 0 | 0 | 0 | 0 | 0 | 0 | 0 | 0.41 | 0.84 | 1.37 | 1.91 | 2.55 | 3.31 | 4.16 | 5.03 | 6.08 | 7.06 | 8.02 | 9.12 | 10.24 | 11.32 | 12.61 | 13.92 | 15.02 | 16.11 | 16.97 | Hydrogen 2 | I&C | TRUE |  | Hydrogen 2 [0] I&C | Hydrogen 2 [2] I&C | Hydrogen 2 [17] I&C | Hydrogen 2 [0] Hydrogen export | Hydrogen 2 [0] Hydrogen export | Hydrogen 2 [0] Hydrogen export
|  |  | Bioenergy | Biofuel | Demand (TWh) | WS1 | Industrial | Commercial |  |  |  | TWh | 2.6191 | 2.5377 | 2.4119 | 2.2648 | 2.118 | 1.9733 | 1.8317 | 1.6991 | 1.5665 | 1.4344 | 1.3035 | 1.1743 | 1.1497 | 1.132 | 1.1236 | 1.1161 | 1.1029 | 1.162 | 1.2407 | 1.2943 | 1.3388 | 1.3737 | 1.4149 | 1.4596 | 1.5262 | 1.59 | 1.6652 | Biofuel 2 | I&C | TRUE |  | Biofuel 2 [3] I&C | Biofuel 2 [1] I&C | Biofuel 2 [2] I&C | Natural gas 3 [191] I&C | Natural gas 3 [174] I&C | Natural gas 3 [130] I&C
|  |  | Oil | Oil/Petroleum/Waste/Solid fuels | Demand (TWh) | WS1 | Industrial | Commercial |  |  |  | TWh | 36.501 | 41.029 | 40.972 | 41.042 | 41.107 | 41.144 | 41.186 | 41.198 | 41.164 | 41.179 | 41.218 | 41.31 | 41.313 | 41.312 | 41.269 | 41.202 | 41.108 | 41.05 | 40.99 | 40.915 | 40.833 | 40.754 | 40.652 | 40.544 | 40.448 | 40.347 | 40.259 | Other fuels 2 | I&C | TRUE |  | Other fuels 2 [37] I&C | Other fuels 2 [41] I&C | Other fuels 2 [40] I&C | Hydrogen 2 [0] I&C | Hydrogen 2 [2] I&C | Hydrogen 2 [17] I&C
|  | Residential | Electricity | Electricity | Demand (TWh) | ED1 | GBFES Customer Demand: Residential |  |  |  | Residential Electric Vehicles Demand (EVs) | GWh | 95.3651 | 94.4708 | 92.984 | 91.8062 | 91.1445 | 91.0867 | 90.5962 | 90.3841 | 90.456 | 90.7502 | 91.0762 | 91.3581 | 91.9915 | 92.6995 | 93.5574 | 94.738 | 97.4928 | 103.0918 | 108.4559 | 112.9696 | 116.9558 | 120.5171 | 123.3835 | 125.9512 | 128.5184 | 131.179 | 133.8923 | Electricity 2 | Residential | TRUE |  | Electricity 2 [95] Residential | Electricity 2 [91] Residential | Electricity 2 [134] Residential | Electricity 2 [160] I&C | Electricity 2 [197] I&C | Electricity 2 [237] I&C
|  |  | Gas | Gas | Demand (TWh) | ED3 | Total end-use residential gas demand |  |  |  |  | GWh | 301.0313 | 307.8084 | 313.7564 | 319.564 | 324.2021 | 328.5116 | 324.8164 | 320.9259 | 315.9178 | 310.5212 | 305.0684 | 299.5103 | 296.004 | 292.2153 | 287.9442 | 282.5445 | 274.8599 | 263.9163 | 253.6153 | 245.087 | 237.4629 | 230.6155 | 224.5613 | 219.323 | 214.2272 | 209.0582 | 203.8624 | Natural gas 3 | Residential | TRUE |  | Natural gas 3 [301] Residential | Natural gas 3 [300] Residential | Natural gas 3 [204] Residential | Biofuel 2 [3] I&C | Biofuel 2 [1] I&C | Biofuel 2 [2] I&C
|  |  | Hydrogen | Hydrogen | Demand (TWh) | ED7 | Residential |  |  |  |  | TWh | 0 | 0 | 0 | 0 | 0 | 0 | 0 | 0 | 0 | 0 | 0 | 0 | 0 | 0 | 0 | 0 | 0 | 0 | 0 | 0 | 0 | 0 | 0 | 0 | 0 | 0 | 0 | Hydrogen 2 | Residential | TRUE |  | Hydrogen 2 [0] Residential | Hydrogen 2 [0] Residential | Hydrogen 2 [0] Residential | Other fuels 2 [37] I&C | Other fuels 2 [41] I&C | Other fuels 2 [40] I&C
|  |  | Bioenergy | Biofuel | Demand (TWh) | WS1 | Residential |  |  |  |  | TWh | 1.0527 | 1.1741 | 1.2293 | 1.2846 | 1.3422 | 1.4053 | 1.4591 | 1.5652 | 1.652 | 1.7196 | 1.7692 | 1.8046 | 1.7954 | 1.7868 | 1.77 | 1.7562 | 1.746 | 1.8463 | 1.9452 | 2.0221 | 2.0991 | 2.176 | 2.2305 | 2.2864 | 2.3441 | 2.4036 | 2.4634 | Biofuel 2 | Residential | TRUE |  | Biofuel 2 [1] Residential | Biofuel 2 [2] Residential | Biofuel 2 [2] Residential | Natural gas 3 [301] Residential | Natural gas 3 [300] Residential | Natural gas 3 [204] Residential
|  |  | Oil | Oil/Petroleum | Demand (TWh) | ED3 | Oil |  |  |  |  | TWh | 24.081 | 23.94 | 23.747 | 23.541 | 23.329 | 23.101 | 22.84 | 22.504 | 22.178 | 21.849 | 21.496 | 21.087 | 20.918 | 20.734 | 20.488 | 20.187 | 19.766 | 19.233 | 18.715 | 18.203 | 17.714 | 17.258 | 16.865 | 16.453 | 16.032 | 15.624 | 15.26 | Other fuels 2 | Residential | TRUE |  | Other fuels 2 [24] Residential | Other fuels 2 [21] Residential | Other fuels 2 [15] Residential | Hydrogen 2 [0] Residential | Hydrogen 2 [0] Residential | Hydrogen 2 [0] Residential
|  | Road Transport | Electricity | Electricity | Demand (TWh) | ED1 | Residential Electric Vehicles Demand (EVs) | Commercial Electric Vehicles Demand (EVs) |  |  |  | GWh | 6.1394 | 7.7858 | 9.9594 | 12.4788 | 15.3908 | 18.7134 | 22.4553 | 26.6332 | 31.2271 | 36.2126 | 41.6012 | 47.4638 | 53.8357 | 60.3372 | 66.7825 | 73.006 | 79.0785 | 84.748 | 89.5452 | 93.5784 | 97.7575 | 103.4242 | 107.9826 | 111.6249 | 115.1794 | 118.6811 | 122.2764 | Electricity 2 | Road and rail transport | FALSE |  |  |  |  | Electricity 2 [95] Residential | Electricity 2 [91] Residential | Electricity 2 [134] Residential
|  |  | Gas | Gas | Demand (TWh) | ED3 | Gas end-use demand for transport |  |  |  | Bioenergy | GWh | 0.82858 | 1.0928 | 1.4151 | 1.8087 | 2.2905 | 2.8803 | 3.6018 | 4.4836 | 5.5603 | 6.8689 | 8.4486 | 10.3385 | 12.5013 | 14.8728 | 17.4734 | 20.3255 | 22.1315 | 24.1526 | 26.3866 | 28.8205 | 31.4289 | 30.2488 | 28.8916 | 27.3241 | 25.4945 | 23.3551 | 20.8659 | Natural gas 3 | Road and rail transport | TRUE |  | Natural gas 3 [1] Road and rail transport | Natural gas 3 [10] Road and rail transport | Natural gas 3 [21] Road and rail transport | Biofuel 2 [1] Residential | Biofuel 2 [2] Residential | Biofuel 2 [2] Residential
|  |  | Hydrogen | Hydrogen | Demand (TWh) | ED5 | TWh Vehicles - Hydrogen |  |  |  |  | TWh | 0.011532 | 0.015542 | 0.020312 | 0.025826 | 0.032186 | 0.039488 | 0.047827 | 0.057296 | 0.068094 | 0.080199 | 0.093803 | 0.1091 | 0.12627 | 0.14538 | 0.16673 | 0.19058 | 0.21711 | 0.24667 | 0.27954 | 0.31605 | 0.35645 | 0.40118 | 0.45066 | 0.5054 | 0.56582 | 0.63251 | 0.70604 | Hydrogen 2 | Road and rail transport | FALSE |  |  |  |  | Other fuels 2 [24] Residential | Other fuels 2 [21] Residential | Other fuels 2 [15] Residential
|  |  | Bioenergy | Biofuel | Demand (TWh) | WS1 | Road Transport |  |  |  |  | TWh | 37.7152 | 42.0764 | 46.0294 | 46.0413 | 45.9174 | 45.541 | 45.0503 | 44.3269 | 43.2753 | 41.0376 | 38.612 | 35.8973 | 32.906 | 29.7937 | 26.5869 | 23.4344 | 20.2683 | 17.1904 | 14.5456 | 12.221 | 10.1007 | 7.9192 | 6.2262 | 5.0852 | 4.022 | 3.0349 | 2.1588 | Biofuel 2 | Road and rail transport | TRUE |  | Biofuel 2 [38] Road and rail transport | Biofuel 2 [36] Road and rail transport | Biofuel 2 [2] Road and rail transport | Electricity 2 [14] Electricity export | Electricity 2 [62] Electricity export | Electricity 2 [96] Electricity export
|  |  | Petrol/Diesel | Oil/Petroleum | Demand (TWh) | ED5 | TWh Vehicles - Petrol/Diesel |  |  |  | Bioenergy | TWh | 350.174 | 336.5286 | 322.2058 | 312.2568 | 301.9415 | 290.5547 | 279.0524 | 266.7393 | 253.1307 | 240.042 | 225.8538 | 209.9749 | 192.4778 | 174.2729 | 155.515 | 137.0754 | 118.5558 | 100.5519 | 85.0817 | 71.4843 | 59.0825 | 46.3217 | 36.4189 | 29.7451 | 23.5258 | 17.7521 | 12.6276 | Other fuels 2 | Road and rail transport | TRUE |  | Other fuels 2 [350] Road and rail transport | Other fuels 2 [210] Road and rail transport | Other fuels 2 [13] Road and rail transport | Natural gas 3 [1] Road and rail transport | Natural gas 3 [10] Road and rail transport | Natural gas 3 [21] Road and rail transport
|  | Rail | Electricity | Electricity | Demand (TWh) | ED1 | I&C Rail Traction Demand |  |  |  |  | GWh | 4.8297 | 4.8907 | 4.9396 | 4.989 | 5.0389 | 5.0893 | 5.1402 | 5.1916 | 5.2435 | 5.296 | 5.3489 | 5.4024 | 5.4564 | 5.511 | 5.5661 | 5.6218 | 5.678 | 5.7348 | 5.7921 | 5.85 | 5.9085 | 5.9676 | 6.0273 | 6.0876 | 6.1484 | 6.2099 | 6.272 | Electricity 2 | Road and rail transport | FALSE |  |  |  |  | Hydrogen 2 [0] Road and rail transport | Hydrogen 2 [0] Road and rail transport | Hydrogen 2 [1] Road and rail transport
|  |  | Hydrogen | Hydrogen | Demand (TWh) | WS1 | Rail |  |  |  |  | TWh | 0 | 0 | 0 | 0 | 0 | 0 | 0 | 0 | 0 | 0 | 0 | 0 | 0 | 0 | 0 | 0 | 0 | 0 | 0 | 0 | 0 | 0 | 0 | 0 | 0 | 0 | 0 | Hydrogen 2 | Road and rail transport | FALSE |  |  |  |  | Electricity 2 [11] Road and rail transport | Electricity 2 [53] Road and rail transport | Electricity 2 [129] Road and rail transport
|  | Aviation & Shipping | Bioenergy | Biofuel | Demand (TWh) | WS1 | Shipping | Aviation |  |  |  | TWh | 0 | 0.2 | 0.88 | 1.71 | 2.18 | 3.32 | 5.46 | 6.5 | 7 | 7.5 | 8 | 8.5 | 9 | 9.5 | 10 | 10.5 | 11 | 11.5 | 12 | 12.5 | 13 | 13.5 | 14 | 14.5 | 15 | 15.5 | 16 | Biofuel 2 | Aviation & Shipping | TRUE |  | Biofuel 2 [0] Aviation & Shipping | Biofuel 2 [9] Aviation & Shipping | Biofuel 2 [16] Aviation & Shipping | Biofuel 2 [38] Road and rail transport | Biofuel 2 [36] Road and rail transport | Biofuel 2 [2] Road and rail transport
|  |  | Hydrogen | Hydrogen | Demand (TWh) | WS1 | Shipping | Aviation |  |  |  | TWh | 0 | 0 | 0 | 0 | 0 | 0 | 0 | 0 | 0 | 0 | 0 | 0 | 0 | 0 | 0 | 0 | 0 | 0 | 0 | 0 | 0 | 0 | 0 | 0 | 0 | 0 | 0 | Hydrogen 2 | Aviation & Shipping | TRUE |  | Hydrogen 2 [0] Aviation & Shipping | Hydrogen 2 [0] Aviation & Shipping | Hydrogen 2 [0] Aviation & Shipping | Other fuels 2 [350] Road and rail transport | Other fuels 2 [210] Road and rail transport | Other fuels 2 [13] Road and rail transport
|  |  | Petroleum | Aviation & shipping petroleum use CCC analysis | Demand (TWh) | [7 empty] | 195 | 195 | 186 | 177 | 166 | 158 | 153 | 146 | 143 | 140 | 138 | 134 | 133 | 133 | 131 | 130 | 129 | 124 | 120 | 116 | 112 | 107 | 103 | 100 | 97 | 93 | 89 | Other fuels 2 | Aviation & Shipping | TRUE |  | Other fuels 2 [195] Aviation & Shipping | Other fuels 2 [133] Aviation & Shipping | Other fuels 2 [89] Aviation & Shipping | Hydrogen 2 [0] Aviation & Shipping | Hydrogen 2 [0] Aviation & Shipping | Hydrogen 2 [0] Aviation & Shipping
|  | DACCS | Electricity | Electricity | Demand (TWh) | ES1 | DACCS |  |  |  |  | Demand (TWh) | 0 | 0 | 0 | 0 | 0 | 0 | 0 | 0 | 0 | 0 | 0 | 0 | 0 | 0 | 0 | 0 | 0 | 0 | 0 | 0 | 0 | 0 | 0 | 0 | 0 | 0 | 0 | Electricity 2 | Direct Air Carbon Capture and Storage | TRUE |  | Electricity 2 [0] Direct Air Carbon Capture and Storage | Electricity 2 [0] Direct Air Carbon Capture and Storage | Electricity 2 [0] Direct Air Carbon Capture and Storage | Biofuel 2 [0] Aviation & Shipping | Biofuel 2 [9] Aviation & Shipping | Biofuel 2 [16] Aviation & Shipping
|  |  | Hydrogen | Hydrogen | Demand (TWh) | WS1 | Direct Air Carbon Capture and Storage |  |  |  |  | TWh | 0 | 0 | 0 | 0 | 0 | 0 | 0 | 0 | 0 | 0 | 0 | 0 | 0 | 0 | 0 | 0 | 0 | 0 | 0 | 0 | 0 | 0 | 0 | 0 | 0 | 0 | 0 | Hydrogen 2 | Direct Air Carbon Capture and Storage | TRUE |  | Hydrogen 2 [0] Direct Air Carbon Capture and Storage | Hydrogen 2 [0] Direct Air Carbon Capture and Storage | Hydrogen 2 [0] Direct Air Carbon Capture and Storage | Other fuels 2 [195] Aviation & Shipping | Other fuels 2 [133] Aviation & Shipping | Other fuels 2 [89] Aviation & Shipping
| Energy supply | Electricity supply | Electricity | Solar | Generation (TWh) | ES1 | Solar PV |  |  |  |  | Generation (TWh) | 19.4172 | 20.2637 | 21.1143 | 23.0495 | 25.6567 | 27.758 | 30.8071 | 32.7884 | 32.8033 | 32.8327 | 34.7963 | 35.6575 | 36.0678 | 35.9234 | 35.3025 | 35.6845 | 37.3038 | 39.0342 | 41.3094 | 43.0173 | 44.3464 | 47.5676 | 49.0814 | 52.65 | 54.7853 | 55.6998 | 56.5112 | Solar | Electricity 1 | TRUE |  | Solar [19] Electricity 1 | Solar [36] Electricity 1 | Solar [57] Electricity 1 | Hydrogen 2 [0] Direct Air Carbon Capture and Storage | Hydrogen 2 [0] Direct Air Carbon Capture and Storage | Hydrogen 2 [0] Direct Air Carbon Capture and Storage
|  |  | Electricity | Offshore wind | Generation (TWh) | ES1 | Offshore Wind |  |  |  |  | Generation (TWh) | 58.9035 | 60.7797 | 63.7619 | 70.0048 | 95.4502 | 109.0323 | 121.3388 | 162.5035 | 186.3446 | 197.952 | 201.9783 | 211.2666 | 223.8744 | 242.297 | 266.8876 | 278.0796 | 283.3435 | 294.0325 | 296.7495 | 298.4783 | 299.787 | 298.2554 | 297.4887 | 297.3306 | 301.1668 | 302.938 | 303.5221 | Offshore wind | Electricity 1 | TRUE |  | Offshore wind [59] Electricity 1 | Offshore wind [211] Electricity 1 | Offshore wind [304] Electricity 1 | Electricity 2 [0] Direct Air Carbon Capture and Storage | Electricity 2 [0] Direct Air Carbon Capture and Storage | Electricity 2 [0] Direct Air Carbon Capture and Storage
|  |  | Electricity | Onshore wind | Generation (TWh) | ES1 | Onshore Wind |  |  |  |  | Generation (TWh) | 32.5529 | 33.3305 | 33.3947 | 34.2808 | 37.0741 | 40.0566 | 46.517 | 49.5818 | 56.9829 | 62.1867 | 66.8912 | 68.4311 | 66.5828 | 64.301 | 61.3068 | 61.2486 | 62.7097 | 62.9702 | 63.329 | 64.9226 | 65.8231 | 67.7802 | 69.1866 | 69.8263 | 71.4529 | 71.8809 | 72.6692 | Onshore wind | Electricity 1 | TRUE |  | Onshore wind [33] Electricity 1 | Onshore wind [68] Electricity 1 | Onshore wind [73] Electricity 1
|  |  | Electricity | Other Renewables | Generation (TWh) | ES1 | Hydro | Marine | Other Renewables |  |  | Generation (TWh) | 3.4896 | 3.4834 | 3.4872 | 3.491 | 3.5046 | 3.4884 | 3.4835 | 3.4269 | 3.3895 | 3.3573 | 3.3582 | 3.3623 | 3.383 | 3.3482 | 3.2643 | 3.307 | 3.3927 | 3.3639 | 3.3818 | 3.3885 | 3.3953 | 3.4011 | 3.407 | 3.4537 | 3.4632 | 3.4486 | 3.4352 | Other renewables | Electricity 1 | TRUE |  | Other renewables [3] Electricity 1 | Other renewables [3] Electricity 1 | Other renewables [3] Electricity 1 | ' TRANSFORMATION 1 | ' TRANSFORMATION 1 | ' TRANSFORMATION 1
|  |  | Electricity | Non-networked renewables for hydrogen | Generation (TWh) | ES1 | Offshore Wind | Solar PV |  |  |  | Generation (TWh) | 0 | 0 | 0 | 0 | 0 | 0 | 0 | 0 | 0 | 0 | 0 | 0 | 0 | 0 | 0 | 0 | 0 | 0 | 0 | 0 | 0.01 | 0.01 | 0.01 | 0.01 | 0.01 | 0.01 | 0.01 | Non-networked generation | Electrolysis 2 | TRUE |  | Non-networked generation [0] Electrolysis 2 | Non-networked generation [0] Electrolysis 2 | Non-networked generation [0] Electrolysis 2 | Methane reforming [0] Hydrogen 1 | Methane reforming [0] Hydrogen 1 | Methane reforming [5] Hydrogen 1
|  | Imports and exports | Electricity | Electricity import | Demand (TWh) | ES1 | Interconnectors |  |  |  |  | Import (TWh) | 19.1954 | 50.5592 | 49.3343 | 45.4654 | 42.1055 | 37.646 | 29.5074 | 22.5858 | 20.9803 | 19.6435 | 22.6539 | 21.1707 | 22.8686 | 22.7342 | 17.4784 | 18.8649 | 21.3252 | 22.1628 | 16.5999 | 17.4398 | 18.0383 | 15.5968 | 14.8531 | 16.6003 | 16.3593 | 17.5837 | 19.1356 | Electricity import | Electricity 1 | TRUE |  | Electricity import [19] Electricity 1 | Electricity import [21] Electricity 1 | Electricity import [19] Electricity 1 | Methane reforming [0] Hydrogen 1 | Methane reforming [0] Hydrogen 1 | Methane reforming [0] Hydrogen 1
|  |  | Electricity | Electricity export | Demand (TWh) | ES1 | Interconnectors |  |  |  |  | Export (TWh) | 14.4731 | 10.9379 | 13.7281 | 16.2684 | 22.1 | 26.2559 | 35.3847 | 48.1662 | 52.2906 | 55.6608 | 59.6888 | 61.8167 | 74.9252 | 85.1881 | 94.2909 | 94.823 | 86.6465 | 87.8567 | 99.6813 | 97.5726 | 98.7093 | 103.258 | 104.706 | 101.88 | 100.361 | 97.8925 | 96.2271 | Electricity 2 | Electricity export | TRUE |  | Electricity 2 [14] Electricity export | Electricity 2 [62] Electricity export | Electricity 2 [96] Electricity export | Electrolysis 2 [0] Hydrogen 1 | Electrolysis 2 [0] Hydrogen 1 | Electrolysis 2 [0] Hydrogen 1
|  |  | Hydrogen | Hydrogen import | Demand (TWh) | WS1 | Imports |  |  |  |  | TWh | 0 | 0 | 0 | 0 | 0 | 0 | 0 | 0 | 0 | 0 | 0 | 0 | 0 | 0 | 0 | 0 | 0 | 0 | 0 | 0 | 0 | 0 | 0 | 0 | 0 | 0 | 0 | Hydrogen import | Hydrogen 1 | TRUE |  | Hydrogen import [0] Hydrogen 1 | Hydrogen import [0] Hydrogen 1 | Hydrogen import [0] Hydrogen 1 | Electrolysis 3 [0] Hydrogen 1 | Electrolysis 3 [0] Hydrogen 1 | Electrolysis 3 [0] Hydrogen 1
|  |  | Hydrogen | Hydrogen export | Demand (TWh) | WS1 | Exports |  |  |  |  | TWh | 0 | 0 | 0 | 0 | 0 | 0 | 0 | 0 | 0 | 0 | 0 | 0 | 0 | 0 | 0 | 0 | 0 | 0 | 0 | 0 | 0 | 0 | 0 | 0 | 0 | 0 | 0 | Hydrogen 2 | Hydrogen export | TRUE |  | Hydrogen 2 [0] Hydrogen export | Hydrogen 2 [0] Hydrogen export | Hydrogen 2 [0] Hydrogen export | Electrolysis [0] Hydrogen 1 | Electrolysis [2] Hydrogen 1 | Electrolysis [12] Hydrogen 1
| Transformation demand | Methane reformation | Gas | Natural gas for Methane Reformation | Demand (TWh) | ED3 | Hydrogen Production: Natural Gas Demand |  |  |  |  | GWh | 0 | 0 | 0.0053278 | 0.10295 | 0.10295 | 0.10295 | 0.10295 | 0.10295 | 0.10295 | 0.18464 | 0.21622 | 0.21957 | 0.2273 | 0.24317 | 0.36878 | 0.45393 | 0.86108 | 0.9161 | 1.8427 | 2.8568 | 3.4007 | 3.8822 | 4.6456 | 5.3718 | 5.5374 | 5.8414 | 6.3058 | Natural gas 2 | Methane reforming | TRUE |  | Natural gas 2 [0] Methane reforming | Natural gas 2 [0] Methane reforming | Natural gas 2 [6] Methane reforming | Hydrogen generation [0] Electricity 2 | Hydrogen generation [0] Electricity 2 | Hydrogen generation [0] Electricity 2
|  |  | Biofuels | Biofuels for Methane Reformation | Demand (TWh) | WS1 | Hydrogen |  |  |  |  | TWh | 0 | 0 | 0 | 0 | 0 | 0 | 0 | 0 | 0 | 0 | 0 | 0 | 0 | 0 | 0 | 0 | 0 | 0 | 0 | 0 | 0 | 0 | 0 | 0 | 0 | 0 | 0 | Biofuel | Methane reforming | TRUE |  | Biofuel [0] Methane reforming | Biofuel [0] Methane reforming | Biofuel [0] Methane reforming | Electricity storage [1] Electricity 2 | Electricity storage [27] Electricity 2 | Electricity storage [27] Electricity 2
|  |  | Hydrogen | Hydrogen produced from Methane Reformation (natural gas) | Production (TWh) | WS1 | Methane Reformation with CCUS |  |  |  |  | TWh | 0.04 | 0.04 | 0.04 | 0.12 | 0.12 | 0.12 | 0.12 | 0.12 | 0.12 | 0.19 | 0.22 | 0.22 | 0.23 | 0.24 | 0.35 | 0.42 | 0.76 | 0.8 | 1.58 | 2.42 | 2.88 | 3.28 | 3.91 | 4.52 | 4.66 | 4.91 | 5.3 | Methane reforming | Hydrogen 1 | TRUE |  | Methane reforming [0] Hydrogen 1 | Methane reforming [0] Hydrogen 1 | Methane reforming [5] Hydrogen 1
|  |  | Hydrogen | Hydrogen produced from Methane Reformation (biomethane) | Production (TWh) | WS1 | Biomass gasification |  |  |  |  | TWh | 0 | 0 | 0 | 0 | 0 | 0 | 0 | 0 | 0 | 0 | 0 | 0 | 0 | 0 | 0 | 0 | 0 | 0 | 0 | 0 | 0 | 0 | 0 | 0 | 0 | 0 | 0 | Methane reforming | Hydrogen 1 | TRUE |  | Methane reforming [0] Hydrogen 1 | Methane reforming [0] Hydrogen 1 | Methane reforming [0] Hydrogen 1 | ' ENERGY SINKS 2 | ' ENERGY SINKS 2 | ' ENERGY SINKS 2
|  | Storage | Hydrogen | Storage | Total annual TWh hydrogen stored | WS1 | [6 empty] | 0 | 0 | 0 | 0 | 0 | 0 | 0 | 0 | 0 | 0 | 0 | 2.03 | 2.03 | 2.03 | 2.03 | 2.03 | 2.03 | 2.03 | 2.03 | 2.03 | 2.03 | 2.03 | 2.03 | 2.03 | 2.03 | 2.03 | 2.03 | Hydrogen 1 | Hydrogen storage | TRUE |  | Hydrogen 1 [0] Hydrogen storage | Hydrogen 1 [2] Hydrogen storage | Hydrogen 1 [2] Hydrogen storage | I&C [246] Useful Energy | I&C [274] Useful Energy | I&C [298] Useful Energy
|  |  | Hydrogen | Hydrogen storage supply | Supply from hydrogen storage | WS1 | [6 empty] | 0 | 0 | 0 | 0 | 0 | 0 | 0 | 0 | 0 | 0 | 0 | 2.03 | 2.03 | 2.03 | 2.03 | 2.03 | 2.03 | 2.03 | 2.03 | 2.03 | 2.03 | 2.03 | 2.03 | 2.03 | 2.03 | 2.03 | 2.03 | Hydrogen storage | Hydrogen 2 | TRUE |  | Hydrogen storage [0] Hydrogen 2 | Hydrogen storage [2] Hydrogen 2 | Hydrogen storage [2] Hydrogen 2 | Residential [354] Useful Energy | Residential [358] Useful Energy | Residential [320] Useful Energy
|  |  | Electricity | Electricity storage | Total annual TWh electricity stored | ES1 | Storage | Storage Consumption (TWh) |  |  |  | Consumption (TWh) | 1.464 | 2.4986 | 2.7594 | 3.4564 | 5.2285 | 7.5231 | 10.9332 | 21.3365 | 28.3444 | 32.343 | 32.7724 | 33.0695 | 35.4122 | 37.0536 | 40.6216 | 42.0579 | 41.6486 | 41.1591 | 41.9439 | 39.2455 | 39.6161 | 37.3062 | 35.8286 | 34.8707 | 33.1797 | 32.4827 | 33.0794 | Electricity 1 | Electricity storage | TRUE |  | Electricity 1 [1] Electricity storage | Electricity 1 [33] Electricity storage | Electricity 1 [33] Electricity storage | Road and rail transport [80] Useful Energy | Road and rail transport [147] Useful Energy | Road and rail transport [140] Useful Energy
|  |  | Electricity | Electricity storage | Storage output (TWh) | ES1 | Storage |  |  |  |  | Generation (TWh) | 1.1799 | 2.0153 | 2.2231 | 2.7918 | 4.2646 | 6.1576 | 8.9942 | 17.5891 | 23.3641 | 26.6762 | 27.001 | 27.2962 | 29.2623 | 30.6246 | 33.6439 | 34.8067 | 34.4875 | 34.0952 | 34.7177 | 32.4735 | 32.7547 | 30.8397 | 29.6018 | 28.7945 | 27.3765 | 26.8087 | 27.2741 | Electricity storage | Electricity 2 | TRUE |  | Electricity storage [1] Electricity 2 | Electricity storage [27] Electricity 2 | Electricity storage [27] Electricity 2 | Aviation & Shipping [64] Useful Energy | Aviation & Shipping [51] Useful Energy | Aviation & Shipping [42] Useful Energy
|  | Electrolysis | Electricity | Electricity demand (network connected) | Electricity demand (TWh) | WS1 | Networked Electricity |  |  |  |  | TWh | 0.01 | 0.01 | 0.17 | 0.23 | 0.35 | 0.53 | 0.53 | 0.54 | 0.57 | 0.89 | 1.52 | 2.34 | 3.1 | 4.55 | 5.01 | 6.03 | 6.94 | 8.15 | 8.63 | 8.76 | 9.59 | 10.36 | 11.34 | 12.32 | 13.57 | 14.55 | 15.21 | Electricity 1 | Electrolysis | FALSE |  |  |  |  | Direct Air Carbon Capture and Storage [0] Useful Energy | Direct Air Carbon Capture and Storage [0] Useful Energy | Direct Air Carbon Capture and Storage [0] Useful Energy
|  |  | Hydrogen | Hydrogen produced (network connected) | Hydrogen produced (TWh) | WS1 | Networked Electrolysis |  |  |  |  | TWh | 0.01 | 0.01 | 0.14 | 0.19 | 0.28 | 0.43 | 0.43 | 0.44 | 0.47 | 0.73 | 1.24 | 1.9 | 2.53 | 3.71 | 4.08 | 4.92 | 5.65 | 6.64 | 7.03 | 7.13 | 7.81 | 8.44 | 9.23 | 10.04 | 11.06 | 11.85 | 12.39 | Electrolysis | Hydrogen 1 | FALSE |  |  |  |  | Natural gas 3 [5] Losses | Natural gas 3 [5] Losses | Natural gas 3 [4] Losses
|  |  | Electricity | Additional electrolysis for hydrogen export |  | WS1 | [5 empty] | TWh | 0 | 0 | 0 | 0 | 0 | 0 | 0 | 0 | 0 | 0 | 0 | 0 | 0 | 0 | 0 | 0 | 0 | 0 | 0 | 0 | 0 | 0 | 0 | 0 | 0 | 0 | 0 | Electricity 1 | Electrolysis | FALSE |  |  |  |  | Hydrogen 2 [0] Losses | Hydrogen 2 [0] Losses | Hydrogen 2 [0] Losses
|  |  | Hydrogen | Hydrogen produced for export | Demand (TWh) | WS1 | Exports |  |  |  |  | TWh | 0 | 0 | 0 | 0 | 0 | 0 | 0 | 0 | 0 | 0 | 0 | 0 | 0 | 0 | 0 | 0 | 0 | 0 | 0 | 0 | 0 | 0 | 0 | 0 | 0 | 0 | 0 | Electrolysis | Hydrogen 1 | FALSE |  |  |  |  | Hydrogen generation [0] Losses | Hydrogen generation [0] Losses | Hydrogen generation [0] Losses
|  |  | Hydrogen | Hydrogen produced by non-networked wind/electrolysis | Hydrogen produced (TWh) | WS1 | Non-networked Electrolysis |  |  |  |  | TWh | 0 | 0 | 0 | 0 | 0 | 0 | 0 | 0 | 0 | 0 | 0 | 0 | 0 | 0 | 0 | 0 | 0 | 0 | 0 | 0 | 0 | 0 | 0.01 | 0.01 | 0.01 | 0.01 | 0.01 | Electrolysis 2 | Hydrogen 1 | TRUE |  | Electrolysis 2 [0] Hydrogen 1 | Electrolysis 2 [0] Hydrogen 1 | Electrolysis 2 [0] Hydrogen 1 | Electricity 2 [23] Losses | Electricity 2 [29] Losses | Electricity 2 [44] Losses
|  |  | Hydrogen | Hydrogen produced by nuclear connected electrolysis | Hydrogen produced (TWh) | WS1 | Nuclear Electrolysis |  |  |  |  | TWh | 0 | 0 | 0 | 0 | 0 | 0 | 0 | 0 | 0 | 0 | 0 | 0 | 0 | 0 | 0 | 0 | 0 | 0 | 0 | 0 | 0 | 0 | 0 | 0 | 0 | 0 | 0 | Electrolysis 3 | Hydrogen 1 | TRUE |  | Electrolysis 3 [0] Hydrogen 1 | Electrolysis 3 [0] Hydrogen 1 | Electrolysis 3 [0] Hydrogen 1 | Methane reforming [0] Losses | Methane reforming [0] Losses | Methane reforming [1] Losses
|  | Hydrogen elec generation | Hydrogen | Hydrogen demand | Demand (TWh) | WS1 | Power Generation |  |  |  |  | TWh | 0 | 0 | 0 | 0 | 0 | 0 | 0 | 0 | 0 | 0 | 0 | 0 | 0 | 0 | 0 | 0 | 0 | 0 | 0 | 0 | 0 | 0 | 0 | 0 | 0 | 0 | 0 | Hydrogen 1 | Hydrogen generation | TRUE |  | Hydrogen 1 [0] Hydrogen generation | Hydrogen 1 [0] Hydrogen generation | Hydrogen 1 [0] Hydrogen generation | Electrolysis 2 [0] Losses | Electrolysis 2 [0] Losses | Electrolysis 2 [0] Losses
|  |  | Electricity | Electricity produced | Generation (TWh) | ES1 | Hydrogen | Hydrogen CHP |  |  |  | Generation (TWh) | 0 | 0 | 0 | 0 | 0 | 0 | 0 | 0 | 0 | 0 | 0 | 0 | 0 | 0 | 0 | 0 | 0 | 0 | 0 | 0 | 0 | 0 | 0 | 0 | 0 | 0 | 0 | Hydrogen generation | Electricity 2 | TRUE |  | Hydrogen generation [0] Electricity 2 | Hydrogen generation [0] Electricity 2 | Hydrogen generation [0] Electricity 2 | Electrolysis [0] Losses | Electrolysis [0] Losses | Electrolysis [3] Losses
|  | Gas elec generation | Gas | Gas demand | Demand (TWh) | ED3 | Total gas demand (gas NTS connected only) for electricity generation | LDZ connected peaking/flexible plants (estimated) |  |  |  | GWh | 149.1116 | 95.8649 | 98.7189 | 113.7763 | 128.9246 | 127.5044 | 138.7882 | 117.1289 | 107.1376 | 103.1606 | 106.6596 | 113.6482 | 124.0614 | 131.1297 | 142.2637 | 146.0546 | 140.9742 | 158.2337 | 196.8235 | 208.1848 | 220.2275 | 249.9237 | 250.2956 | 256.1638 | 257.4901 | 254.6752 | 256.3308 | Natural gas | Gas CCS | TRUE |  | Natural gas [149] Gas CCS | Natural gas [114] Gas CCS | Natural gas [256] Gas CCS | Electrolysis 3 [0] Losses | Electrolysis 3 [0] Losses | Electrolysis 3 [0] Losses
|  |  | Electricity | Electricity produced | Generation (TWh) | ES1 | Gas | CCS Gas |  |  |  | Generation (TWh) | 93.1902 | 54.7972 | 56.549 | 65.3712 | 73.2179 | 71.1287 | 76.1806 | 64.7043 | 56.5844 | 53.9104 | 55.6494 | 59.5048 | 64.0102 | 66.4276 | 73.6442 | 75.7103 | 71.4104 | 80.1017 | 96.2355 | 101.5781 | 105.1477 | 122.9622 | 124.3028 | 127.527 | 125.771 | 125.8258 | 123.5342 | Gas CCS | Electricity 1 | TRUE |  | Gas CCS [93] Electricity 1 | Gas CCS [60] Electricity 1 | Gas CCS [124] Electricity 1 | Electricity storage [0] Losses | Electricity storage [6] Losses | Electricity storage [6] Losses
|  | Nuclear elec generation | Nuclear | Nuclear fuel | [8 empty] | 129.0994 | 132.7352 | 128.3168 | 116.9896 | 79.033 | 80.7401 | 77.3969 | 76.8558 | 78.9589 | 91.0295 | 95.6313 | 92.4304 | 95.5962 | 96.4103 | 94.9655 | 91.8833 | 92.7602 | 77.7012 | 112.9658 | 113.3183 | 136.9247 | 129.3913 | 162.7355 | 159.9751 | 176.5072 | 182.8837 | 211.1371 | Nuclear fuel | Nuclear | TRUE |  | Nuclear fuel [129] Nuclear | Nuclear fuel [92] Nuclear | Nuclear fuel [211] Nuclear | Gas CCS [56] Losses | Gas CCS [54] Losses | Gas CCS [133] Losses
|  |  | Electricity | Nuclear (non hydrogen related) | Generation (TWh) | ES1 | Nuclear |  |  |  |  | Generation (TWh) | 42.6028 | 43.8026 | 42.3446 | 38.6066 | 26.0809 | 26.6442 | 25.541 | 25.3624 | 26.0565 | 30.0397 | 31.5583 | 30.502 | 31.5467 | 31.8154 | 31.3386 | 30.3215 | 30.6109 | 25.6414 | 37.2787 | 37.395 | 45.1852 | 42.6991 | 53.7027 | 52.7918 | 58.2474 | 60.3516 | 69.6753 | Nuclear | Electricity 1 | TRUE |  | Nuclear [43] Electricity 1 | Nuclear [31] Electricity 1 | Nuclear [70] Electricity 1
|  |  | Electricity | Nuclear to produce hydrogen | Generation (TWh) | WS1 | Nuclear |  |  |  |  | TWh | 0 | 0 | 0 | 0 | 0 | 0 | 0 | 0 | 0 | 0 | 0 | 0 | 0 | 0 | 0 | 0 | 0 | 0 | 0 | 0 | 0 | 0 | 0 | 0 | 0 | 0 | 0 | Nuclear | Electrolysis 3 | TRUE |  | Nuclear [0] Electrolysis 3 | Nuclear [0] Electrolysis 3 | Nuclear [0] Electrolysis 3 | ' TRANSFORMATIONS 2 | ' TRANSFORMATIONS 2 | ' TRANSFORMATIONS 2
|  | Biomass/BECCS elec generation | Bioenergy | Biofuels demand | Demand (TWh) | WS1 | Power Generation |  |  |  | Waste | TWh | 2.0874 | 11.317 | 17.6472 | 6.1066 | -19.3004 | -21.9443 | -24.7429 | -13.8038 | -13.6425 | -6.636 | -9.6056 | -11.1703 | -12.0833 | -11.6051 | -9.4842 | -9.614 | -9.9066 | -11.7983 | -10.4715 | -10.7944 | -11.251 | -8.3936 | -8.7648 | -7.6541 | -6.4586 | -6.2489 | -6.6041 | Biofuel | Biomass and BECCS | TRUE |  | Biofuel [2] Biomass and BECCS | Biofuel [-11] Biomass and BECCS | Biofuel [-7] Biomass and BECCS | Gas CCS [93] Electricity 1 | Gas CCS [60] Electricity 1 | Gas CCS [124] Electricity 1
|  |  | Electricity | Electricity produced | Generation (TWh) | ES1 | Biomass | CCS Biomass |  |  |  | Generation (TWh) | 12.4133 | 15.8511 | 18.3168 | 14.6845 | 5.242 | 4.4939 | 3.8136 | 5.0024 | 4.3641 | 6.2037 | 4.5666 | 4.1229 | 4.3952 | 4.0033 | 3.9555 | 4.078 | 4.2209 | 3.6918 | 3.699 | 3.4687 | 3.4931 | 4.0348 | 4.0626 | 4.2792 | 4.4101 | 4.4926 | 3.832 | Biomass and BECCS | Electricity 1 | TRUE |  | Biomass and BECCS [12] Electricity 1 | Biomass and BECCS [4] Electricity 1 | Biomass and BECCS [4] Electricity 1 | Natural gas 2 [498] Natural gas 3 | Natural gas 2 [488] Natural gas 3 | Natural gas 2 [359] Natural gas 3
|  | Other fossil fuel generation | Other fuels | Other thermal generation - coal, diesel, fuel oil | Demand (TWh) | [7 empty] | 0 | 0 | 0 | 0 | 0 | 0 | 0 | 0 | 0 | 0 | 0 | 0 | 0 | 0 | 0 | 0 | 0 | 0 | 0 | 0 | 0 | 0.011953 | 0.016038 | 0.016265 | 0.023276 | 0.021312 | 0 | Other fuels | Other thermal | TRUE |  | Other fuels [0] Other thermal | Other fuels [0] Other thermal | Other fuels [0] Other thermal | Natural gas 2 [0] Methane reforming | Natural gas 2 [0] Methane reforming | Natural gas 2 [6] Methane reforming
|  |  | Electricity | Electricity produced | Generation (TWh) | ES1 | Coal | Other Thermal |  |  |  | Generation (TWh) | 0 | 0 | 0 | 0 | 0 | 0 | 0 | 0 | 0 | 0 | 0 | 0 | 0 | 0 | 0 | 0 | 0 | 0 | 0 | 0 | 0 | 0.004064 | 0.005453 | 0.00553 | 0.007914 | 0.007246 | 0 | Other thermal | Electricity 1 | TRUE |  | Other thermal [0] Electricity 1 | Other thermal [0] Electricity 1 | Other thermal [0] Electricity 1
|  | Energy from waste generation | Bioenergy | Bioenergy - waste powergen | TWh | WS1 | Waste |  |  |  |  | TWh | 34.635 | 35.335 | 36.345 | 36.565 | 35.115 | 35.33 | 35.475 | 31.095 | 28.355 | 26.11 | 26.105 | 26.91 | 26.86 | 26.125 | 24.4 | 23.845 | 23.945 | 24.435 | 23.365 | 23.185 | 23.235 | 22.86 | 22.525 | 21.96 | 21.46 | 20.94 | 19.84 | Biofuel | Energy from waste | TRUE |  | Biofuel [35] Energy from waste | Biofuel [27] Energy from waste | Biofuel [20] Energy from waste | ' ENERGY SOURCES | ' ENERGY SOURCES | ' ENERGY SOURCES
|  |  | Other fuels | Non-biogenic waste for power | TWh | WS1 | [6 empty] | 34.635 | 35.335 | 36.345 | 36.565 | 35.115 | 35.33 | 35.475 | 31.095 | 28.355 | 26.11 | 26.105 | 26.91 | 26.86 | 26.125 | 24.4 | 23.845 | 23.945 | 24.435 | 23.365 | 23.185 | 23.235 | 22.86 | 22.525 | 21.96 | 21.46 | 20.94 | 19.84 | Other fuels | Energy from waste | TRUE |  | Other fuels [35] Energy from waste | Other fuels [27] Energy from waste | Other fuels [20] Energy from waste | Natural gas [493] Natural gas 2 | Natural gas [471] Natural gas 2 | Natural gas [330] Natural gas 2
|  |  | Electricity | Electricity prouced from waste | Generation (TWh) | ES1 | Waste |  |  |  |  | Generation (TWh) | 24.0959 | 24.4295 | 25.1154 | 25.1997 | 24.7677 | 24.7788 | 24.4225 | 21.5247 | 19.6141 | 18.4834 | 18.3763 | 19.0034 | 19.0956 | 18.3816 | 17.1354 | 16.4319 | 16.8841 | 16.9359 | 16.3419 | 16.0773 | 16.0694 | 15.8344 | 15.6804 | 15.2989 | 15.0943 | 14.7669 | 13.6982 | Energy from waste | Electricity 1 | TRUE |  | Energy from waste [24] Electricity 1 | Energy from waste [19] Electricity 1 | Energy from waste [14] Electricity 1 | Natural gas [149] Gas CCS | Natural gas [114] Gas CCS | Natural gas [256] Gas CCS
|  | Green Gas | Bioenergy | Biofuel demand | Demand (TWh) | WS1 | Green Gas Blending |  |  |  |  | TWh | 5.4858 | 6.4004 | 7.3149 | 8.2295 | 9.144 | 10.0585 | 11.5458 | 12.7185 | 13.8912 | 15.0639 | 16.2366 | 17.4093 | 18.582 | 19.7547 | 20.9275 | 22.1002 | 23.2729 | 24.4456 | 25.6183 | 26.791 | 27.9637 | 29.1364 | 30.3092 | 31.4819 | 32.6546 | 33.8273 | 35 | Biofuel | Natural gas 2 | TRUE |  | Biofuel [5] Natural gas 2 | Biofuel [17] Natural gas 2 | Biofuel [35] Natural gas 2 | Hydrogen import [0] Hydrogen 1 | Hydrogen import [0] Hydrogen 1 | Hydrogen import [0] Hydrogen 1
|  | Hydrogen blending | Hydrogen | Hydrogen for blending | Demand (TWh) | WS1 | Blending |  |  |  |  | TWh | 0 | 0 | 0.16 | 0.28 | 0.38 | 0.52 | 0 | 0 | 0 | 0 | 0 | 0 | 0 | 0 | 0 | 0 | 0 | 0 | 0 | 0 | 0 | 0 | 0 | 0 | 0 | 0 | 0 | Hydrogen 1 | Natural gas 3 | TRUE |  | Hydrogen 1 [0] Natural gas 3 | Hydrogen 1 [0] Natural gas 3 | Hydrogen 1 [0] Natural gas 3 | Non-networked generation [0] Electrolysis 2 | Non-networked generation [0] Electrolysis 2 | Non-networked generation [0] Electrolysis 2
| End use efficiencies | Approximate Efficiency | I&C | [9 empty] | 63% | 63.27% | 63.54% | 63.81% | 64.08% | 64.35% | 64.62% | 64.88% | 65.15% | 65.42% | 65.69% | 65.96% | 66.23% | 66.5% | 66.77% | 67.04% | 67.31% | 67.58% | 67.85% | 68.12% | 68.38% | 68.65% | 68.92% | 69.19% | 69.46% | 69.73% | 70% |  |  | FALSE |  |  |  |  | Offshore wind [59] Electricity 1 | Offshore wind [211] Electricity 1 | Offshore wind [304] Electricity 1
|  |  | Residential | [9 empty] | 84% | 84.23% | 84.46% | 84.69% | 84.92% | 85.15% | 85.38% | 85.62% | 85.85% | 86.08% | 86.31% | 86.54% | 86.77% | 87% | 87.23% | 87.46% | 87.69% | 87.92% | 88.15% | 88.38% | 88.62% | 88.85% | 89.08% | 89.31% | 89.54% | 89.77% | 90% |  |  | FALSE |  |  |  |  | Onshore wind [33] Electricity 1 | Onshore wind [68] Electricity 1 | Onshore wind [73] Electricity 1
|  |  | Road and rail transport | [9 empty] | 20% | 22.5% | 25% | 27.5% | 30% | 32.5% | 35% | 37.5% | 40% | 42.5% | 45% | 47.5% | 50% | 52.5% | 55% | 57.5% | 60% | 62.5% | 65% | 67.5% | 70% | 72.5% | 75% | 77.5% | 80% | 82.5% | 85% |  |  | FALSE |  |  |  |  | Solar [19] Electricity 1 | Solar [36] Electricity 1 | Solar [57] Electricity 1
|  |  | Aviation & Shipping | [9 empty] | 33% | 33.27% | 33.54% | 33.81% | 34.08% | 34.35% | 34.62% | 34.88% | 35.15% | 35.42% | 35.69% | 35.96% | 36.23% | 36.5% | 36.77% | 37.04% | 37.31% | 37.58% | 37.85% | 38.12% | 38.38% | 38.65% | 38.92% | 39.19% | 39.46% | 39.73% | 40% |  |  | FALSE |  |  |  |  | Other renewables [3] Electricity 1 | Other renewables [3] Electricity 1 | Other renewables [3] Electricity 1
|  |  | DACCS | [9 empty] | 80% | 80% | 80% | 80% | 80% | 80% | 80% | 80% | 80% | 80% | 80% | 80% | 80% | 80% | 80% | 80% | 80% | 80% | 80% | 80% | 80% | 80% | 80% | 80% | 80% | 80% | 80% |  |  | FALSE |  |  |  |  | Electricity import [19] Electricity 1 | Electricity import [21] Electricity 1 | Electricity import [19] Electricity 1
|  | Useful Energy | I&C | [9 empty] | 246.0873 | 253.6277 | 255.0902 | 256.6995 | 258.8569 | 261.2687 | 263.3498 | 266.021 | 268.6389 | 270.8577 | 272.5331 | 273.8499 | 275.6338 | 277.0866 | 278.4788 | 280.1569 | 283.2014 | 284.6282 | 286.0049 | 287.972 | 289.981 | 291.3443 | 292.5995 | 293.9993 | 295.592 | 296.979 | 298.4407 | I&C | Useful Energy | TRUE |  | I&C [246] Useful Energy | I&C [274] Useful Energy | I&C [298] Useful Energy | Nuclear fuel [129] Nuclear | Nuclear fuel [92] Nuclear | Nuclear fuel [211] Nuclear
|  |  | Residential | [9 empty] | 354.0854 | 359.9967 | 364.6345 | 369.4243 | 373.6766 | 378.1721 | 375.4461 | 372.7515 | 369.3135 | 365.6892 | 361.9829 | 358.0616 | 356.369 | 354.469 | 352.2026 | 349.1689 | 345.389 | 341.2183 | 337.3925 | 334.3427 | 331.627 | 329.2341 | 326.9481 | 325.0921 | 323.3428 | 321.6116 | 319.9302 | Residential | Useful Energy | TRUE |  | Residential [354] Useful Energy | Residential [358] Useful Energy | Residential [320] Useful Energy | Biofuel [5] Natural gas 2 | Biofuel [17] Natural gas 2 | Biofuel [35] Natural gas 2
|  |  | Road and rail transport | [9 empty] | 79.9397 | 88.2877 | 96.1424 | 103.8401 | 111.1834 | 117.9159 | 124.3717 | 130.287 | 135.402 | 140.0533 | 143.9813 | 146.8634 | 148.6518 | 149.5898 | 149.6498 | 149.3009 | 147.5575 | 145.3902 | 144.06 | 143.2824 | 143.2442 | 140.8549 | 139.4979 | 139.7885 | 139.9487 | 139.9742 | 140.1707 | Road and rail transport | Useful Energy | TRUE |  | Road and rail transport [80] Useful Energy | Road and rail transport [147] Useful Energy | Road and rail transport [140] Useful Energy | Biofuel [0] Methane reforming | Biofuel [0] Methane reforming | Biofuel [0] Methane reforming
|  |  | Aviation & Shipping | [9 empty] | 64.35 | 64.9415 | 62.6767 | 60.4177 | 57.3106 | 55.4072 | 54.8515 | 53.199 | 52.7308 | 52.249 | 52.1108 | 51.2452 | 51.4477 | 52.0125 | 51.8446 | 52.039 | 52.2308 | 50.9167 | 49.9569 | 48.9783 | 47.9808 | 46.5779 | 45.54 | 44.8752 | 44.1969 | 43.1079 | 42 | Aviation & Shipping | Useful Energy | TRUE |  | Aviation & Shipping [64] Useful Energy | Aviation & Shipping [51] Useful Energy | Aviation & Shipping [42] Useful Energy | Biofuel [2] Biomass and BECCS | Biofuel [-11] Biomass and BECCS | Biofuel [-7] Biomass and BECCS
|  |  | DACCS | [9 empty] | 0 | 0 | 0 | 0 | 0 | 0 | 0 | 0 | 0 | 0 | 0 | 0 | 0 | 0 | 0 | 0 | 0 | 0 | 0 | 0 | 0 | 0 | 0 | 0 | 0 | 0 | 0 | Direct Air Carbon Capture and Storage | Useful Energy | TRUE |  | Direct Air Carbon Capture and Storage [0] Useful Energy | Direct Air Carbon Capture and Storage [0] Useful Energy | Direct Air Carbon Capture and Storage [0] Useful Energy | Biofuel [35] Energy from waste | Biofuel [27] Energy from waste | Biofuel [20] Energy from waste
|  |  | Ambient Heat | [9 empty] | 5 | 5 | 7 | 9 | 11 | 14 | 16 | 20 | 23 | 27 | 31 | 36 | 40 | 43 | 47 | 51 | 54 | 59 | 64 | 68 | 72 | 76 | 79 | 82 | 84 | 87 | 89 | Ambient Heat | Useful Energy | TRUE |  | Ambient Heat [5] Useful Energy | Ambient Heat [36] Useful Energy | Ambient Heat [89] Useful Energy | Biofuel [41] Biofuel 2 | Biofuel [47] Biofuel 2 | Biofuel [22] Biofuel 2
| Losses | Network and storage losses | Gas | Natural gas shrinkage losses | Shrinkage Losses (TWh) | ED3 | Total (NTS+LDZ) gas shrinkage |  |  |  |  | GWh | 5.3074 | 4.9246 | 4.9757 | 5.0044 | 5.0309 | 5.0092 | 5.0561 | 4.9735 | 4.8965 | 4.8226 | 4.6971 | 4.6969 | 4.6807 | 4.6578 | 4.6351 | 4.5788 | 4.4713 | 4.4119 | 4.4418 | 4.3852 | 4.3368 | 4.3547 | 4.2654 | 4.203 | 4.1233 | 4.0276 | 3.8936 | Natural gas 3 | Losses | TRUE |  | Natural gas 3 [5] Losses | Natural gas 3 [5] Losses | Natural gas 3 [4] Losses | Other fuels [35] Energy from waste | Other fuels [27] Energy from waste | Other fuels [20] Energy from waste
|  |  | Electricity | Electricity network losses (Tx and Dx) | TWh | ED1 | GBFES System Losses: Transmission | GBFES System Losses: Distribution |  |  |  | GWh | 22.8696 | 23.2712 | 23.4787 | 23.7748 | 24.1847 | 24.795 | 25.3961 | 26.107 | 26.8764 | 27.6758 | 28.4863 | 29.313 | 30.2201 | 31.1214 | 32.0347 | 32.9886 | 34.1061 | 35.3722 | 36.5483 | 37.6208 | 38.6511 | 39.7199 | 40.6202 | 41.4278 | 42.2422 | 43.0363 | 43.8671 | Electricity 2 | Losses | FALSE |  |  |  |  | Other fuels [0] Other thermal | Other fuels [0] Other thermal | Other fuels [0] Other thermal
|  |  | Electricity | Electricity storage conversion losses | TWh | ES1 | [6 empty] | 0.28412 | 0.48331 | 0.53626 | 0.66462 | 0.96383 | 1.3655 | 1.939 | 3.7474 | 4.9803 | 5.6668 | 5.7714 | 5.7734 | 6.15 | 6.429 | 6.9777 | 7.2512 | 7.1612 | 7.064 | 7.2262 | 6.7719 | 6.8614 | 6.4665 | 6.2268 | 6.0763 | 5.8032 | 5.674 | 5.8052 | Electricity storage | Losses | TRUE |  | Electricity storage [0] Losses | Electricity storage [6] Losses | Electricity storage [6] Losses | Other fuels [606] Other fuels 2 | Other fuels [406] Other fuels 2 | Other fuels [157] Other fuels 2
|  |  | Hydrogen | Hydrogen Tx and Dx losses | TWh | WS1 | Transmission Losses |  |  |  |  | TWh | 0 | 0 | 0 | 0 | 0 | 0 | 0 | 0 | 0 | 0 | 0 | 0 | 0 | 0 | 0 | 0 | 0 | 0 | 0 | 0 | 0 | 0 | 0.01 | 0.01 | 0.01 | 0.01 | 0.01 | Hydrogen 2 | Losses | TRUE |  | Hydrogen 2 [0] Losses | Hydrogen 2 [0] Losses | Hydrogen 2 [0] Losses
|  | Thermal generation losses | Gas | Gas and gas with CCS generation losses | TWh | [7 empty] | 55.9214 | 41.0677 | 42.17 | 48.4051 | 55.7066 | 56.3757 | 62.6076 | 52.4247 | 50.5533 | 49.2502 | 51.0103 | 54.1434 | 60.0512 | 64.702 | 68.6196 | 70.3443 | 69.5638 | 78.132 | 100.588 | 106.6067 | 115.0798 | 126.9615 | 125.9928 | 128.6367 | 131.7191 | 128.8493 | 132.7966 | Gas CCS | Losses | TRUE |  | Gas CCS [56] Losses | Gas CCS [54] Losses | Gas CCS [133] Losses | ' TRANSFORMATION 3 | ' TRANSFORMATION 3 | ' TRANSFORMATION 3
|  |  | Nuclear | Nuclear generation losses | TWh | [7 empty] | 86.4966 | 88.9326 | 85.9723 | 78.383 | 52.9521 | 54.0958 | 51.8559 | 51.4934 | 52.9025 | 60.9898 | 64.073 | 61.9284 | 64.0494 | 64.5949 | 63.6269 | 61.5618 | 62.1493 | 52.0598 | 75.6871 | 75.9232 | 91.7396 | 86.6922 | 109.0328 | 107.1833 | 118.2599 | 122.5321 | 141.4619 | Nuclear | Losses | TRUE |  | Nuclear [86] Losses | Nuclear [62] Losses | Nuclear [141] Losses | Nuclear [0] Electrolysis 3 | Nuclear [0] Electrolysis 3 | Nuclear [0] Electrolysis 3
|  |  | Biofuel | Biomass/BECCS generation losses | TWh | [7 empty] | -10.3259 | -4.5341 | -0.66964 | -8.5779 | -24.5424 | -26.4382 | -28.5565 | -18.8062 | -18.0066 | -12.8397 | -14.1722 | -15.2932 | -16.4785 | -15.6084 | -13.4397 | -13.692 | -14.1275 | -15.4901 | -14.1705 | -14.2631 | -14.7441 | -12.4284 | -12.8274 | -11.9333 | -10.8687 | -10.7415 | -10.4361 | Biomass and BECCS | Losses | TRUE |  | Biomass and BECCS [-10] Losses | Biomass and BECCS [-15] Losses | Biomass and BECCS [-10] Losses | Nuclear [43] Electricity 1 | Nuclear [31] Electricity 1 | Nuclear [70] Electricity 1
|  |  | Hydrogen | Hydrogen generation losses | TWh | [7 empty] | 0 | 0 | 0 | 0 | 0 | 0 | 0 | 0 | 0 | 0 | 0 | 0 | 0 | 0 | 0 | 0 | 0 | 0 | 0 | 0 | 0 | 0 | 0 | 0 | 0 | 0 | 0 | Hydrogen generation | Losses | TRUE |  | Hydrogen generation [0] Losses | Hydrogen generation [0] Losses | Hydrogen generation [0] Losses | Hydrogen 1 [0] Natural gas 3 | Hydrogen 1 [0] Natural gas 3 | Hydrogen 1 [0] Natural gas 3
|  |  | Waste | Energy from waste losses | TWh | [6 empty] | TWh | 45.1741 | 46.2405 | 47.5746 | 47.9303 | 45.4623 | 45.8812 | 46.5275 | 40.6653 | 37.0959 | 33.7366 | 33.8337 | 34.8166 | 34.6244 | 33.8684 | 31.6646 | 31.2581 | 31.0059 | 31.9341 | 30.3881 | 30.2927 | 30.4006 | 29.8856 | 29.3696 | 28.6211 | 27.8257 | 27.1131 | 25.9818 | Energy from waste | Losses | TRUE |  | Energy from waste [45] Losses | Energy from waste [35] Losses | Energy from waste [26] Losses | Hydrogen 1 [0] Hydrogen storage | Hydrogen 1 [2] Hydrogen storage | Hydrogen 1 [2] Hydrogen storage
|  |  | Other fuels | Other thermal generation losses | TWh | [7 empty] | 0 | 0 | 0 | 0 | 0 | 0 | 0 | 0 | 0 | 0 | 0 | 0 | 0 | 0 | 0 | 0 | 0 | 0 | 0 | 0 | 0 | 0.0078889 | 0.010585 | 0.010735 | 0.015362 | 0.014066 | 0 | Other thermal | Losses | TRUE |  | Other thermal [0] Losses | Other thermal [0] Losses | Other thermal [0] Losses | Hydrogen storage [0] Hydrogen 2 | Hydrogen storage [2] Hydrogen 2 | Hydrogen storage [2] Hydrogen 2
|  | Hydrogen production losses | Electricity | Grid-connected electrolysis losses | TWh | [7 empty] | 0 | 0 | 0.03 | 0.04 | 0.07 | 0.1 | 0.1 | 0.1 | 0.1 | 0.16 | 0.28 | 0.44 | 0.57 | 0.84 | 0.93 | 1.11 | 1.29 | 1.51 | 1.6 | 1.63 | 1.78 | 1.92 | 2.11 | 2.28 | 2.51 | 2.7 | 2.82 | Electrolysis | Losses | TRUE |  | Electrolysis [0] Losses | Electrolysis [0] Losses | Electrolysis [3] Losses | Electricity 1 [0] Electrolysis | Electricity 1 [2] Electrolysis | Electricity 1 [15] Electrolysis
|  |  | Electricity | Non-networked electrolysis losses | TWh | [7 empty] | 0 | 0 | 0 | 0 | 0 | 0 | 0 | 0 | 0 | 0 | 0 | 0 | 0 | 0 | 0 | 0 | 0 | 0 | 0 | 0 | 0.01 | 0.01 | 0 | 0 | 0 | 0 | 0 | Electrolysis 2 | Losses | TRUE |  | Electrolysis 2 [0] Losses | Electrolysis 2 [0] Losses | Electrolysis 2 [0] Losses | Electricity 1 [1] Electricity storage | Electricity 1 [33] Electricity storage | Electricity 1 [33] Electricity storage
|  |  | Electricity | Nuclear electrolysis losses | TWh | [7 empty] | 0 | 0 | 0 | 0 | 0 | 0 | 0 | 0 | 0 | 0 | 0 | 0 | 0 | 0 | 0 | 0 | 0 | 0 | 0 | 0 | 0 | 0 | 0 | 0 | 0 | 0 | 0 | Electrolysis 3 | Losses | TRUE |  | Electrolysis 3 [0] Losses | Electrolysis 3 [0] Losses | Electrolysis 3 [0] Losses | Biomass and BECCS [12] Electricity 1 | Biomass and BECCS [4] Electricity 1 | Biomass and BECCS [4] Electricity 1
|  |  | Gas | Methane reformation losses | TWh | [7 empty] | -0.04 | -0.04 | -0.034672 | -0.017053 | -0.017053 | -0.017053 | -0.017053 | -0.017053 | -0.017053 | -0.0053583 | -0.0037778 | -0.00043333 | -0.0027028 | 0.0031667 | 0.018775 | 0.033928 | 0.10108 | 0.1161 | 0.2627 | 0.43682 | 0.52068 | 0.60224 | 0.73558 | 0.85177 | 0.87736 | 0.93138 | 1.0058 | Methane reforming | Losses | TRUE |  | Methane reforming [0] Losses | Methane reforming [0] Losses | Methane reforming [1] Losses | I&C [145] Losses 2 | I&C [141] Losses 2 | I&C [128] Losses 2
|  | End use losses | I&C | [9 empty] | 144.5275 | 147.2428 | 146.3835 | 145.6023 | 145.1215 | 144.7675 | 144.2154 | 143.9699 | 143.6758 | 143.1517 | 142.3299 | 141.3161 | 140.538 | 139.585 | 138.5978 | 137.7478 | 137.555 | 136.5632 | 135.5443 | 134.7988 | 134.0632 | 133.0228 | 131.931 | 130.9024 | 129.9557 | 128.9148 | 127.9031 | I&C | Losses 2 | TRUE |  | I&C [145] Losses 2 | I&C [141] Losses 2 | I&C [128] Losses 2 | Residential [67] Losses 2 | Residential [56] Losses 2 | Residential [36] Losses 2
|  |  | Residential | [9 empty] | 67.4448 | 67.3966 | 67.0821 | 66.7715 | 66.3411 | 65.9325 | 64.2656 | 62.6276 | 60.8904 | 59.1508 | 57.4269 | 55.6985 | 54.34 | 52.9666 | 51.557 | 50.0568 | 48.4757 | 46.869 | 45.339 | 43.9389 | 42.6049 | 41.3324 | 40.0921 | 38.9214 | 37.7789 | 36.6532 | 35.5478 | Residential | Losses 2 | TRUE |  | Residential [67] Losses 2 | Residential [56] Losses 2 | Residential [36] Losses 2 | Road and rail transport [320] Losses 2 | Road and rail transport [162] Losses 2 | Road and rail transport [25] Losses 2
|  |  | Road and rail transport | [9 empty] | 319.7588 | 304.1022 | 288.4273 | 273.7603 | 259.4278 | 244.9022 | 230.976 | 217.145 | 203.103 | 189.4839 | 175.9771 | 162.3227 | 148.6518 | 135.3432 | 122.4407 | 110.3529 | 98.3717 | 87.2341 | 77.5707 | 68.9878 | 61.3904 | 53.4277 | 46.4993 | 40.5837 | 34.9872 | 29.6915 | 24.736 | Road and rail transport | Losses 2 | TRUE |  | Road and rail transport [320] Losses 2 | Road and rail transport [162] Losses 2 | Road and rail transport [25] Losses 2 | Aviation & Shipping [131] Losses 2 | Aviation & Shipping [91] Losses 2 | Aviation & Shipping [63] Losses 2
|  |  | Aviation & Shipping | [9 empty] | 130.65 | 130.2585 | 124.2033 | 118.2923 | 110.8694 | 105.9128 | 103.6085 | 99.301 | 97.2692 | 95.251 | 93.8892 | 91.2548 | 90.5523 | 90.4875 | 89.1554 | 88.461 | 87.7692 | 84.5833 | 82.0431 | 79.5217 | 77.0192 | 73.9221 | 71.46 | 69.6248 | 67.8031 | 65.3921 | 63 | Aviation & Shipping | Losses 2 | TRUE |  | Aviation & Shipping [131] Losses 2 | Aviation & Shipping [91] Losses 2 | Aviation & Shipping [63] Losses 2 | Direct Air Carbon Capture and Storage [0] Losses 2 | Direct Air Carbon Capture and Storage [0] Losses 2 | Direct Air Carbon Capture and Storage [0] Losses 2
|  |  | DACCS | [9 empty] | 0 | 0 | 0 | 0 | 0 | 0 | 0 | 0 | 0 | 0 | 0 | 0 | 0 | 0 | 0 | 0 | 0 | 0 | 0 | 0 | 0 | 0 | 0 | 0 | 0 | 0 | 0 | Direct Air Carbon Capture and Storage | Losses 2 | TRUE |  | Direct Air Carbon Capture and Storage [0] Losses 2 | Direct Air Carbon Capture and Storage [0] Losses 2 | Direct Air Carbon Capture and Storage [0] Losses 2 | Energy from waste [24] Electricity 1 | Energy from waste [19] Electricity 1 | Energy from waste [14] Electricity 1
| Curtailment |  | Electricity | Offshore wind |  |  | Offshore Wind |  |  |  |  | Curtailment (TWh) | 0 | 0 | 0 | 0 | 0 | 0 | 0.19271 | 0.84588 | 1.3988 | 1.5586 | 1.287 | 2.067 | 3.6727 | 8.3955 | 12.7817 | 13.8472 | 14.0395 | 13.4247 | 14.101 | 13.9609 | 14.8647 | 15.8871 | 16.6538 | 16.8119 | 19.0031 | 17.9986 | 18.6848 | Offshore wind | Curtailment | TRUE |  | Offshore wind [0] Curtailment | Offshore wind [2] Curtailment | Offshore wind [19] Curtailment | Other thermal [0] Electricity 1 | Other thermal [0] Electricity 1 | Other thermal [0] Electricity 1
|  |  | Electricity | Onshore wind |  |  | Onshore Wind |  |  |  |  | Curtailment (TWh) | 0 | 0 | 0.010096 | 0.011688 | 0.080118 | 0.18236 | 1.2767 | 4.4632 | 7.1302 | 8.9251 | 8.9087 | 9.4213 | 12.6563 | 16.3232 | 20.0637 | 20.7302 | 19.8549 | 20.018 | 20.3933 | 19.5569 | 19.9317 | 18.2344 | 17.8924 | 17.5884 | 17.5027 | 17.3311 | 17.6331 | Onshore wind | Curtailment | TRUE |  | Onshore wind [0] Curtailment | Onshore wind [9] Curtailment | Onshore wind [18] Curtailment | Electricity 1 [304] Electricity 2 | Electricity 1 [418] Electricity 2 | Electricity 1 [618] Electricity 2
|  |  | Electricity | Solar PV |  |  | Solar PV |  |  |  |  | Curtailment (TWh) | 0 | 0 | 0.00067 | 0.005626 | 0.047828 | 0.15251 | 0.88035 | 3.1565 | 5.2276 | 6.5097 | 6.1618 | 6.5515 | 7.1398 | 7.6344 | 8.7237 | 9.1186 | 9.0513 | 9.1234 | 9.8253 | 9.2007 | 9.2011 | 8.4233 | 8.1963 | 8.1574 | 7.5746 | 7.6265 | 7.8945 | Solar | Curtailment | TRUE |  | Solar [0] Curtailment | Solar [7] Curtailment | Solar [8] Curtailment | Hydrogen 1 [0] Hydrogen 2 | Hydrogen 1 [0] Hydrogen 2 | Hydrogen 1 [16] Hydrogen 2
[47 empty] | Hydrogen 1 [0] Hydrogen generation | Hydrogen 1 [0] Hydrogen generation | Hydrogen 1 [0] Hydrogen generation
| Energy flow diagram transformation flows and combined flows | Transformation flows |  | Electricity Transformation | [8 empty] | 304.3867 | 304.7882 | 310.4888 | 316.4669 | 327.5212 | 336.9739 | 350.1483 | 365.6036 | 378.2052 | 391.3764 | 405.536 | 417.6117 | 433.3122 | 447.6284 | 464.6816 | 475.6385 | 482.6124 | 498.6253 | 524.3508 | 537.7603 | 552.0794 | 570.4696 | 584.6023 | 592.5727 | 604.0085 | 609.9625 | 617.7234 | Electricity 1 | Electricity 2 | TRUE |  | Electricity 1 [304] Electricity 2 | Electricity 1 [418] Electricity 2 | Electricity 1 [618] Electricity 2 | Losses [206] Losses 2 | Losses [176] Losses 2 | Losses [347] Losses 2
|  |  |  | Natural gas transformation | [8 empty] | 498.2767 | 506.327 | 511.0966 | 515.6468 | 519.6794 | 522.6697 | 518.4411 | 513.9819 | 508.1835 | 501.8511 | 494.9224 | 488.2888 | 484.6805 | 480.7391 | 476.2971 | 470.9975 | 463.6117 | 451.4862 | 440.1569 | 430.9932 | 423.0322 | 411.8116 | 400.79 | 390.4052 | 380.2042 | 369.6682 | 358.8401 | Natural gas 2 | Natural gas 3 | TRUE |  | Natural gas 2 [498] Natural gas 3 | Natural gas 2 [488] Natural gas 3 | Natural gas 2 [359] Natural gas 3
|  |  |  | Natural gas 2 transformation | [8 empty] | 492.7909 | 499.9266 | 503.787 | 507.5203 | 510.6384 | 512.7141 | 506.9983 | 501.3663 | 494.3952 | 486.9718 | 478.902 | 471.099 | 466.3258 | 461.2275 | 455.7384 | 449.3513 | 441.1999 | 427.9567 | 416.3812 | 407.059 | 398.4691 | 386.5574 | 375.1264 | 364.2951 | 353.087 | 341.6823 | 330.1459 | Natural gas | Natural gas 2 | TRUE |  | Natural gas [493] Natural gas 2 | Natural gas [471] Natural gas 2 | Natural gas [330] Natural gas 2 | ' ENERGY SINKS 3 | ' ENERGY SINKS 3 | ' ENERGY SINKS 3
|  |  |  | Hydrogen transformation | [8 empty] | 0.05 | 0.05 | 0.02 | 0.03 | 0.02 | 0.03 | 0.55 | 0.56 | 0.59 | 0.92 | 1.46 | 0.09 | 0.73 | 1.92 | 2.4 | 3.31 | 4.38 | 5.41 | 6.58 | 7.52 | 8.66 | 9.69 | 11.12 | 12.54 | 13.7 | 14.74 | 15.67 | Hydrogen 1 | Hydrogen 2 | TRUE |  | Hydrogen 1 [0] Hydrogen 2 | Hydrogen 1 [0] Hydrogen 2 | Hydrogen 1 [16] Hydrogen 2 | Offshore wind [0] Curtailment | Offshore wind [2] Curtailment | Offshore wind [19] Curtailment
|  |  |  | Biofuel transformation | [8 empty] | 41.387 | 45.9883 | 50.5505 | 51.3006 | 51.5576 | 52.2395 | 53.801 | 54.0912 | 53.4938 | 51.6916 | 49.6847 | 47.3763 | 44.8512 | 42.2125 | 39.4805 | 36.8067 | 34.1172 | 31.6986 | 29.7314 | 28.0373 | 26.5386 | 24.9688 | 23.8715 | 23.3313 | 22.8923 | 22.5285 | 22.2874 | Biofuel | Biofuel 2 | TRUE |  | Biofuel [41] Biofuel 2 | Biofuel [47] Biofuel 2 | Biofuel [22] Biofuel 2 | Onshore wind [0] Curtailment | Onshore wind [9] Curtailment | Onshore wind [18] Curtailment
|  |  |  | Other fuels transformation | [8 empty] | 605.756 | 596.4976 | 572.9248 | 553.8398 | 532.3775 | 512.7997 | 496.0784 | 476.4413 | 459.4727 | 443.07 | 426.5678 | 406.3719 | 387.7088 | 369.3189 | 348.272 | 328.4644 | 308.4298 | 284.8349 | 264.7867 | 246.6023 | 229.6295 | 211.3337 | 196.9359 | 186.7421 | 177.0058 | 166.7231 | 157.1466 | Other fuels | Other fuels 2 | TRUE |  | Other fuels [606] Other fuels 2 | Other fuels [406] Other fuels 2 | Other fuels [157] Other fuels 2 | Solar [0] Curtailment | Solar [7] Curtailment | Solar [8] Curtailment
|  |  |  | Losses transformation | [8 empty] | 205.6874 | 200.3458 | 204.0332 | 195.6073 | 159.8111 | 161.1672 | 164.9087 | 160.6881 | 159.3812 | 169.4567 | 173.9758 | 175.818 | 183.8646 | 190.6082 | 195.0677 | 195.4347 | 195.7212 | 195.11 | 242.5717 | 249.4042 | 274.6358 | 284.1921 | 305.5463 | 307.3674 | 322.5175 | 324.1463 | 347.206 | Losses | Losses 2 | TRUE |  | Losses [206] Losses 2 | Losses [176] Losses 2 | Losses [347] Losses 2 | Nuclear [86] Losses | Nuclear [62] Losses | Nuclear [141] Losses
|  | Combined flows for diagrams |  | Total Electrolysis 1 in | [8 empty] | 0.01 | 0.01 | 0.17 | 0.23 | 0.35 | 0.53 | 0.53 | 0.54 | 0.57 | 0.89 | 1.52 | 2.34 | 3.1 | 4.55 | 5.01 | 6.03 | 6.94 | 8.15 | 8.63 | 8.76 | 9.59 | 10.36 | 11.34 | 12.32 | 13.57 | 14.55 | 15.21 | Electricity 1 | Electrolysis | TRUE |  | Electricity 1 [0] Electrolysis | Electricity 1 [2] Electrolysis | Electricity 1 [15] Electrolysis | Biomass and BECCS [-10] Losses | Biomass and BECCS [-15] Losses | Biomass and BECCS [-10] Losses
|  |  |  | Total Electrolysis 1 Hydrogen out | [8 empty] | 0.01 | 0.01 | 0.14 | 0.19 | 0.28 | 0.43 | 0.43 | 0.44 | 0.47 | 0.73 | 1.24 | 1.9 | 2.53 | 3.71 | 4.08 | 4.92 | 5.65 | 6.64 | 7.03 | 7.13 | 7.81 | 8.44 | 9.23 | 10.04 | 11.06 | 11.85 | 12.39 | Electrolysis | Hydrogen 1 | TRUE |  | Electrolysis [0] Hydrogen 1 | Electrolysis [2] Hydrogen 1 | Electrolysis [12] Hydrogen 1 | Energy from waste [45] Losses | Energy from waste [35] Losses | Energy from waste [26] Losses
|  |  |  | Total Transport electricity demand | [8 empty] | 10.9692 | 12.6765 | 14.8991 | 17.4678 | 20.4297 | 23.8027 | 27.5955 | 31.8248 | 36.4706 | 41.5086 | 46.9501 | 52.8662 | 59.2921 | 65.8482 | 72.3486 | 78.6278 | 84.7565 | 90.4828 | 95.3373 | 99.4284 | 103.666 | 109.3918 | 114.0099 | 117.7125 | 121.3278 | 124.891 | 128.5484 | Electricity 2 | Road and rail transport | TRUE |  | Electricity 2 [11] Road and rail transport | Electricity 2 [53] Road and rail transport | Electricity 2 [129] Road and rail transport | Other thermal [0] Losses | Other thermal [0] Losses | Other thermal [0] Losses
|  |  |  | Total transport hydrogen demand | [8 empty] | 0.011532 | 0.015542 | 0.020312 | 0.025826 | 0.032186 | 0.039488 | 0.047827 | 0.057296 | 0.068094 | 0.080199 | 0.093803 | 0.1091 | 0.12627 | 0.14538 | 0.16673 | 0.19058 | 0.21711 | 0.24667 | 0.27954 | 0.31605 | 0.35645 | 0.40118 | 0.45066 | 0.5054 | 0.56582 | 0.63251 | 0.70604 | Hydrogen 2 | Road and rail transport | TRUE |  | Hydrogen 2 [0] Road and rail transport | Hydrogen 2 [0] Road and rail transport | Hydrogen 2 [1] Road and rail transport
|  |  |  | Electricity 2 losses | [8 empty] | 22.8696 | 23.2712 | 23.4787 | 23.7748 | 24.1847 | 24.795 | 25.3961 | 26.107 | 26.8764 | 27.6758 | 28.4863 | 29.313 | 30.2201 | 31.1214 | 32.0347 | 32.9886 | 34.1061 | 35.3722 | 36.5483 | 37.6208 | 38.6511 | 39.7199 | 40.6202 | 41.4278 | 42.2422 | 43.0363 | 43.8671 | Electricity 2 | Losses | TRUE |  | Electricity 2 [23] Losses | Electricity 2 [29] Losses | Electricity 2 [44] Losses
| Totals for energy supply categories |  |  | Total energy supply | [8 empty] | 1628.5466 | 1627.8165 | 1623.0534 | 1607.2014 | 1566.5237 | 1563.0883 | 1564.8193 | 1566.3402 | 1564.6741 | 1569.5369 | 1562.3218 | 1548.9127 | 1555.0075 | 1561.6555 | 1566.7721 | 1553.6171 | 1529.7581 | 1506.0722 | 1548.2548 | 1535.5334 | 1550.3698 | 1543.8056 | 1552.3447 | 1540.7 | 1547.4396 | 1532.4896 | 1544.6192 |  |  | FALSE
|  |  |  | Natural gas | [8 empty] | 641.9025 | 595.7916 | 602.506 | 621.2966 | 639.5629 | 640.2185 | 645.7865 | 618.4953 | 601.5329 | 590.1324 | 585.5617 | 584.7472 | 590.3872 | 592.3572 | 598.0021 | 595.4059 | 582.174 | 586.1904 | 613.2048 | 615.2438 | 618.6966 | 636.4811 | 625.422 | 620.4589 | 610.5771 | 596.3575 | 586.4767 |  |  | FALSE
|  |  |  | Hydrogen import | [8 empty] | 0 | 0 | 0 | 0 | 0 | 0 | 0 | 0 | 0 | 0 | 0 | 0 | 0 | 0 | 0 | 0 | 0 | 0 | 0 | 0 | 0 | 0 | 0 | 0 | 0 | 0 | 0 |  |  | FALSE
|  |  |  | Non-networked generation | [8 empty] | 0 | 0 | 0 | 0 | 0 | 0 | 0 | 0 | 0 | 0 | 0 | 0 | 0 | 0 | 0 | 0 | 0 | 0 | 0 | 0 | 0.01 | 0.01 | 0.01 | 0.01 | 0.01 | 0.01 | 0.01 |  |  | FALSE
|  |  |  | Nuclear | [8 empty] | 129.0994 | 132.7352 | 128.3168 | 116.9896 | 79.033 | 80.7401 | 77.3969 | 76.8558 | 78.9589 | 91.0295 | 95.6313 | 92.4304 | 95.5962 | 96.4103 | 94.9655 | 91.8833 | 92.7602 | 77.7012 | 112.9658 | 113.3183 | 136.9247 | 129.3913 | 162.7355 | 159.9751 | 176.5072 | 182.8837 | 211.1371 |  |  | FALSE
|  |  |  | Solar | [8 empty] | 19.4172 | 20.2637 | 21.115 | 23.0551 | 25.7046 | 27.9105 | 31.6874 | 35.9449 | 38.0308 | 39.3424 | 40.9581 | 42.209 | 43.2076 | 43.5578 | 44.0262 | 44.8031 | 46.3551 | 48.1576 | 51.1347 | 52.218 | 53.5475 | 55.9909 | 57.2777 | 60.8074 | 62.36 | 63.3263 | 64.4056 |  |  | FALSE
|  |  |  | Offshore wind | [8 empty] | 58.9035 | 60.7797 | 63.7619 | 70.0048 | 95.4502 | 109.0323 | 121.5315 | 163.3494 | 187.7434 | 199.5105 | 203.2653 | 213.3335 | 227.5471 | 250.6925 | 279.6693 | 291.9268 | 297.3831 | 307.4571 | 310.8505 | 312.4392 | 314.6517 | 314.1425 | 314.1425 | 314.1425 | 320.1699 | 320.9365 | 322.2068 |  |  | FALSE
|  |  |  | Onshore wind | [8 empty] | 32.5529 | 33.3305 | 33.4048 | 34.2924 | 37.1542 | 40.239 | 47.7937 | 54.0449 | 64.1131 | 71.1118 | 75.7999 | 77.8524 | 79.2391 | 80.6242 | 81.3704 | 81.9788 | 82.5647 | 82.9883 | 83.7223 | 84.4795 | 85.7548 | 86.0145 | 87.079 | 87.4147 | 88.9556 | 89.212 | 90.3023 |  |  | FALSE
|  |  |  | Other renewables | [8 empty] | 3.4896 | 3.4834 | 3.4872 | 3.491 | 3.5046 | 3.4884 | 3.4835 | 3.4269 | 3.3895 | 3.3573 | 3.3582 | 3.3623 | 3.383 | 3.3482 | 3.2643 | 3.307 | 3.3927 | 3.3639 | 3.3818 | 3.3885 | 3.3953 | 3.4011 | 3.407 | 3.4537 | 3.4632 | 3.4486 | 3.4352 |  |  | FALSE
|  |  |  | Electricity import | [8 empty] | 19.1954 | 50.5592 | 49.3343 | 45.4654 | 42.1055 | 37.646 | 29.5074 | 22.5858 | 20.9803 | 19.6435 | 22.6539 | 21.1707 | 22.8686 | 22.7342 | 17.4784 | 18.8649 | 21.3252 | 22.1628 | 16.5999 | 17.4398 | 18.0383 | 15.5968 | 14.8531 | 16.6003 | 16.3593 | 17.5837 | 19.1356 |  |  | FALSE
|  |  |  | Biofuel | [8 empty] | 83.5952 | 99.0407 | 111.8576 | 102.2017 | 76.5162 | 75.6838 | 76.0789 | 84.1009 | 82.0975 | 86.2295 | 82.4207 | 80.5253 | 78.2099 | 76.4872 | 75.3238 | 73.1379 | 71.4285 | 68.7809 | 68.2432 | 67.2189 | 66.4864 | 68.5717 | 67.9409 | 69.119 | 70.5483 | 71.0469 | 70.5233 |  |  | FALSE
|  |  |  | Other fuels | [8 empty] | 640.391 | 631.8326 | 609.2698 | 590.4048 | 567.4925 | 548.1297 | 531.5534 | 507.5363 | 487.8277 | 469.18 | 452.6728 | 433.2819 | 414.5688 | 395.4439 | 372.672 | 352.3094 | 332.3748 | 309.2699 | 288.1517 | 269.7873 | 252.8645 | 234.2057 | 219.477 | 208.7183 | 198.4891 | 187.6844 | 176.9866 |  |  | FALSE
| Total energy demand categories |  |  | Total energy demand, export and losses | [8 empty] | 1627.004 | 1627.1374 | 1622.4121 | 1606.7011 | 1564.8264 | 1562.0368 | 1563.7278 | 1562.6218 | 1556.4519 | 1557.9976 | 1550.2533 | 1536.2865 | 1548.4429 | 1559.6894 | 1564.8544 | 1551.2377 | 1525.8637 | 1502.9358 | 1544.4839 | 1531.5179 | 1545.2532 | 1539.7111 | 1547.5627 | 1535.5925 | 1540.5643 | 1527.3193 | 1539.3739 |  |  | FALSE
|  |  |  | I&C | [8 empty] | 390.6148 | 400.8705 | 401.4737 | 402.3018 | 403.9784 | 406.0362 | 407.5652 | 409.9909 | 412.3147 | 414.0095 | 414.863 | 415.166 | 416.1719 | 416.6715 | 417.0766 | 417.9047 | 420.7564 | 421.1914 | 421.5492 | 422.7708 | 424.0442 | 424.3671 | 424.5305 | 424.9016 | 425.5477 | 425.8938 | 426.3438 |  |  | FALSE
|  |  |  | Residential | [8 empty] | 421.5302 | 427.3934 | 431.7166 | 436.1958 | 440.0178 | 444.1046 | 439.7117 | 435.3792 | 430.2039 | 424.84 | 419.4098 | 413.76 | 410.709 | 407.4356 | 403.7596 | 399.2256 | 393.8647 | 388.0873 | 382.7314 | 378.2816 | 374.2318 | 370.5666 | 367.0402 | 364.0136 | 361.1217 | 358.2648 | 355.478 |  |  | FALSE
|  |  |  | Road and rail transport | [8 empty] | 399.6985 | 392.3899 | 384.5697 | 377.6004 | 370.6112 | 362.8181 | 355.3478 | 347.432 | 338.5051 | 329.5372 | 319.9584 | 309.1861 | 297.3035 | 284.933 | 272.0905 | 259.6538 | 245.9292 | 232.6243 | 221.6307 | 212.2702 | 204.6346 | 194.2826 | 185.9972 | 180.3722 | 174.9359 | 169.6656 | 164.9067 |  |  | FALSE
|  |  |  | Electricity Export | [8 empty] | 14.4731 | 10.9379 | 13.7281 | 16.2684 | 22.1 | 26.2559 | 35.3847 | 48.1662 | 52.2906 | 55.6608 | 59.6888 | 61.8167 | 74.9252 | 85.1881 | 94.2909 | 94.823 | 86.6465 | 87.8567 | 99.6813 | 97.5726 | 98.7093 | 103.258 | 104.706 | 101.88 | 100.361 | 97.8925 | 96.2271 |  |  | FALSE
|  |  |  | Aviation & shipping | [8 empty] | 195 | 195.2 | 186.88 | 178.71 | 168.18 | 161.32 | 158.46 | 152.5 | 150 | 147.5 | 146 | 142.5 | 142 | 142.5 | 141 | 140.5 | 140 | 135.5 | 132 | 128.5 | 125 | 120.5 | 117 | 114.5 | 112 | 108.5 | 105 |  |  | FALSE
|  |  |  | Hydrogen export | [8 empty] | 0 | 0 | 0 | 0 | 0 | 0 | 0 | 0 | 0 | 0 | 0 | 0 | 0 | 0 | 0 | 0 | 0 | 0 | 0 | 0 | 0 | 0 | 0 | 0 | 0 | 0 | 0 |  |  | FALSE
|  |  |  | DACCS | [8 empty] | 0 | 0 | 0 | 0 | 0 | 0 | 0 | 0 | 0 | 0 | 0 | 0 | 0 | 0 | 0 | 0 | 0 | 0 | 0 | 0 | 0 | 0 | 0 | 0 | 0 | 0 | 0
|  |  |  | Curtailment | [8 empty] | 0 | 0 | 0.010766 | 0.017314 | 0.12795 | 0.33487 | 2.3498 | 8.4655 | 13.7566 | 16.9934 | 16.3575 | 18.0397 | 23.4687 | 32.353 | 41.5691 | 43.696 | 42.9457 | 42.5661 | 44.3196 | 42.7185 | 43.9975 | 42.5447 | 42.7425 | 42.5577 | 44.0805 | 42.9562 | 44.2123 |  |  | FALSE
|  |  |  | Losses | [8 empty] | 205.6874 | 200.3458 | 204.0332 | 195.6073 | 159.8111 | 161.1672 | 164.9087 | 160.6881 | 159.3812 | 169.4567 | 173.9758 | 175.818 | 183.8646 | 190.6082 | 195.0677 | 195.4347 | 195.7212 | 195.11 | 242.5717 | 249.4042 | 274.6358 | 284.1921 | 305.5463 | 307.3674 | 322.5175 | 324.1463 | 347.206 |  |  | FALSE
Ten Year Forecast
[13 empty] | 2024-01-01: All units TWh | [7 empty] | Reordered for energy flow diagrams
| Category | Subcategory | Fuel lookup | Description | Data | Data table | Component | Component 2 | Component 3 | Component 4 | Subtract component | Unit lookup | 2024-01-01 | 2025-01-01 | 2026-01-01 | 2027-01-01 | 2028-01-01 | 2029-01-01 | 2030-01-01 | 2031-01-01 | 2032-01-01 | 2033-01-01 | 2034-01-01 | 2035-01-01 | [19 empty] | 2024-01-01 | 2035 |  | 2024 | 2035
[13 empty] | Ten Year Forecast | Ten Year Forecast | Ten Year Forecast | Ten Year Forecast | Ten Year Forecast | Ten Year Forecast | Ten Year Forecast | Ten Year Forecast | Ten Year Forecast | Ten Year Forecast | Ten Year Forecast | Ten Year Forecast | [15 empty] | Diagram name in | Diagram name out | Include in Sankey |  | Ten Year Forecast | Ten Year Forecast |  | Ten Year Forecast | Ten Year Forecast
| End user demand | I&C | Electricity | Electricity | Demand (TWh) | ED1 | GBFES Customer Demand: Total Industrial (Excluding electrolysis) | Commercial electricity demand at the meter with EVs deducted | GBFES Customer Demand: Direct Transmission Customers | Commercial Micro-generation | I&C Rail Traction Demand | GWh | 160.3854 | 162.8065 | 164.6975 | 167.593 | 171.4282 | 177.2198 | 182.1164 | 187.4714 | 193.2082 | 197.5506 | 200.1006 | 201.9814 | [15 empty] | Electricity 2 | I&C | TRUE |  | Electricity 2 [160] I&C | Electricity 2 [202] I&C |  | ' ENERGY SINKS 1 | ' ENERGY SINKS 1
|  |  | Gas | Gas | Demand (TWh) | ED3 | Annual end-use gas demand from industry | Annual end-use gas demand from the commercial sector |  |  |  | GWh | 191.0459 | 192.633 | 191.2964 | 189.4862 | 187.0047 | 183.4291 | 179.7119 | 175.9122 | 171.7394 | 167.1007 | 161.0638 | 154.3459 | [15 empty] | Natural gas 3 | I&C | TRUE |  | Natural gas 3 [191] I&C | Natural gas 3 [154] I&C |  | Ambient Heat [5] Useful Energy | Ambient Heat [43] Useful Energy
|  |  | Hydrogen | Hydrogen | Demand (TWh) | WS1 | Industrial | Commercial |  |  |  | TWh | 0 | 0 | 0 | 0 | 0.64 | 1.38 | 2.31 | 3.41 | 4.79 | 6.36 | 8.21 | 10.32 | [15 empty] | Hydrogen 2 | I&C | TRUE |  | Hydrogen 2 [0] I&C | Hydrogen 2 [10] I&C |  | Hydrogen 2 [0] Hydrogen export | Hydrogen 2 [0] Hydrogen export
|  |  | Bioenergy | Biofuel | Demand (TWh) | WS1 | Industrial | Commercial |  |  |  | TWh | 2.6191 | 2.5341 | 2.4564 | 2.3588 | 2.2624 | 2.1696 | 2.0796 | 1.9605 | 1.8415 | 1.724 | 1.6085 | 1.4944 | [15 empty] | Biofuel 2 | I&C | TRUE |  | Biofuel 2 [3] I&C | Biofuel 2 [1] I&C |  | Natural gas 3 [191] I&C | Natural gas 3 [154] I&C
|  |  | Oil | Oil/Petroleum/Waste/Solid fuels | Demand (TWh) | WS1 | Industrial | Commercial |  |  |  | TWh | 36.501 | 39.841 | 39.145 | 37.821 | 36.303 | 34.641 | 32.995 | 30.795 | 28.586 | 26.932 | 25.254 | 23.571 | [15 empty] | Other fuels 2 | I&C | TRUE |  | Other fuels 2 [37] I&C | Other fuels 2 [24] I&C |  | Hydrogen 2 [0] I&C | Hydrogen 2 [10] I&C
|  | Residential | Electricity | Electricity | Demand (TWh) | ED1 | GBFES Customer Demand: Residential |  |  | Residential Electric Vehicles Demand (EVs) |  | GWh | 95.3651 | 93.1773 | 91.5372 | 90.2845 | 89.5321 | 89.4247 | 89.1535 | 89.0988 | 88.9287 | 88.8835 | 88.7903 | 88.7271 | [15 empty] | Electricity 2 | Residential | TRUE |  | Electricity 2 [95] Residential | Electricity 2 [89] Residential |  | Electricity 2 [160] I&C | Electricity 2 [202] I&C
|  |  | Gas | Gas | Demand (TWh) | ED3 | Total end-use residential gas demand |  |  |  |  | GWh | 301.0313 | 307.8082 | 313.1116 | 317.9894 | 321.3506 | 324.0586 | 318.531 | 312.4945 | 306.3981 | 300.0698 | 293.5822 | 286.6374 | [15 empty] | Natural gas 3 | Residential | TRUE |  | Natural gas 3 [301] Residential | Natural gas 3 [287] Residential |  | Biofuel 2 [3] I&C | Biofuel 2 [1] I&C
|  |  | Hydrogen | Hydrogen | Demand (TWh) | ED7 | Residential |  |  |  |  | TWh | 0 | 0 | 0 | 0 | 0 | 0 | 0 | 0 | 0 | 0 | 0 | 0 | [15 empty] | Hydrogen 2 | Residential | TRUE |  | Hydrogen 2 [0] Residential | Hydrogen 2 [0] Residential |  | Other fuels 2 [37] I&C | Other fuels 2 [24] I&C
|  |  | Bioenergy | Biofuel | Demand (TWh) | WS1 | Residential |  |  |  |  | TWh | 1.0527 | 1.1803 | 1.2467 | 1.3149 | 1.3869 | 1.4658 | 1.5358 | 1.6592 | 1.7506 | 1.8217 | 1.8736 | 1.912 | [15 empty] | Biofuel 2 | Residential | TRUE |  | Biofuel 2 [1] Residential | Biofuel 2 [2] Residential |  | Natural gas 3 [301] Residential | Natural gas 3 [287] Residential
|  |  | Oil | Oil/Petroleum | Demand (TWh) | ED3 | Oil |  |  |  |  | TWh | 24.081 | 23.931 | 23.735 | 23.538 | 23.335 | 23.114 | 22.848 | 22.447 | 22.004 | 21.57 | 21.131 | 20.55 | [15 empty] | Other fuels 2 | Residential | TRUE |  | Other fuels 2 [24] Residential | Other fuels 2 [21] Residential |  | Hydrogen 2 [0] Residential | Hydrogen 2 [0] Residential
|  | Road Transport | Electricity | Electricity | Demand (TWh) | ED1 | Residential Electric Vehicles Demand (EVs) | Commercial Electric Vehicles Demand (EVs) |  |  |  | GWh | 6.1394 | 8.1089 | 10.5083 | 13.3414 | 16.6745 | 20.5692 | 25.1081 | 30.3042 | 36.1782 | 42.6524 | 49.5513 | 56.8044 | [15 empty] | Electricity 2 | Road and rail transport | FALSE |  |  |  |  | Electricity 2 [95] Residential | Electricity 2 [89] Residential
|  |  | Gas | Gas | Demand (TWh) | ED3 | Gas end-use demand for transport |  |  | Bioenergy |  | GWh | 0.68284 | 0.76059 | 0.84548 | 0.93802 | 1.039 | 1.1492 | 1.2692 | 1.4003 | 1.5434 | 1.6992 | 1.8656 | 1.9737 | [15 empty] | Natural gas 3 | Road and rail transport | TRUE |  | Natural gas 3 [1] Road and rail transport | Natural gas 3 [2] Road and rail transport |  | Biofuel 2 [1] Residential | Biofuel 2 [2] Residential
|  |  | Hydrogen | Hydrogen | Demand (TWh) | ED5 | TWh Vehicles - Hydrogen |  |  |  |  | TWh | 0.024388 | 0.043283 | 0.065146 | 0.090423 | 0.11948 | 0.15292 | 0.19141 | 0.23533 | 0.28565 | 0.34345 | 0.40719 | 0.48177 | [15 empty] | Hydrogen 2 | Road and rail transport | FALSE |  |  |  |  | Other fuels 2 [24] Residential | Other fuels 2 [21] Residential
|  |  | Bioenergy | Biofuel | Demand (TWh) | WS1 | Road Transport |  |  |  |  | TWh | 37.6826 | 41.999 | 45.8683 | 45.7696 | 45.4925 | 44.9082 | 44.087 | 42.9401 | 41.3555 | 38.5346 | 35.4072 | 32.0178 | [15 empty] | Biofuel 2 | Road and rail transport | TRUE |  | Biofuel 2 [38] Road and rail transport | Biofuel 2 [32] Road and rail transport |  | Electricity 2 [14] Electricity export | Electricity 2 [93] Electricity export
|  |  | Petrol/Diesel | Oil/Petroleum | Demand (TWh) | ED5 | TWh Vehicles - Petrol/Diesel |  |  | Bioenergy |  | TWh | 349.8661 | 335.9059 | 321.0778 | 310.4143 | 299.1474 | 286.5178 | 273.0858 | 258.394 | 241.9012 | 225.4008 | 207.1079 | 187.2821 | [15 empty] | Other fuels 2 | Road and rail transport | TRUE |  | Other fuels 2 [350] Road and rail transport | Other fuels 2 [187] Road and rail transport |  | Natural gas 3 [1] Road and rail transport | Natural gas 3 [2] Road and rail transport
|  | Rail | Electricity | Electricity | Demand (TWh) | ED1 | I&C Rail Traction Demand |  |  |  |  | GWh | 4.8297 | 4.9458 | 5.0398 | 5.1355 | 5.2331 | 5.3326 | 5.4339 | 5.5371 | 5.6423 | 5.7495 | 5.8588 | 5.9701 | [15 empty] | Electricity 2 | Road and rail transport | FALSE |  |  |  |  | Hydrogen 2 [0] Road and rail transport | Hydrogen 2 [1] Road and rail transport
|  |  | Hydrogen | Hydrogen | Demand (TWh) | WS1 | Rail |  |  |  |  | TWh | 0 | 0 | 0 | 0 | 0 | 0 | 0 | 0 | 0 | 0 | 0 | 0.66 | [15 empty] | Hydrogen 2 | Road and rail transport | FALSE |  |  |  |  | Electricity 2 [11] Road and rail transport | Electricity 2 [63] Road and rail transport
|  | Aviation & Shipping | Bioenergy | Biofuel | Demand (TWh) | WS1 | Shipping | Aviation |  |  |  | TWh | 0 | 1.0668 | 2.2998 | 3.4737 | 4.6925 | 5.5652 | 7.0295 | 8.2832 | 9.5008 | 10.5494 | 11.6104 | 12.5596 | [15 empty] | Biofuel 2 | Aviation & Shipping | TRUE |  | Biofuel 2 [0] Aviation & Shipping | Biofuel 2 [13] Aviation & Shipping |  | Biofuel 2 [38] Road and rail transport | Biofuel 2 [32] Road and rail transport
|  |  | Hydrogen | Hydrogen | Demand (TWh) | WS1 | Shipping | Aviation |  |  |  | TWh | 0 | 0.01 | 0.01 | 0.01 | 0.58 | 0.81 | 0.97 | 1.19 | 1.41 | 2.26 | 3.05 | 3.85 | [15 empty] | Hydrogen 2 | Aviation & Shipping | TRUE |  | Hydrogen 2 [0] Aviation & Shipping | Hydrogen 2 [4] Aviation & Shipping |  | Other fuels 2 [350] Road and rail transport | Other fuels 2 [187] Road and rail transport
|  |  | Petroleum | Aviation & shipping petroleum use CCC analysis | Demand (TWh) | [7 empty] | 195 | 195 | 186 | 177 | 166 | 158 | 153 | 146 | 143 | 140 | 138 | 134 | [15 empty] | Other fuels 2 | Aviation & Shipping | TRUE |  | Other fuels 2 [195] Aviation & Shipping | Other fuels 2 [134] Aviation & Shipping |  | Hydrogen 2 [0] Aviation & Shipping | Hydrogen 2 [4] Aviation & Shipping
|  | DACCS | Electricity | Electricity | Demand (TWh) | ES1 | DACCS |  |  |  |  | Demand (TWh) | 0 | 0 | 0 | 0 | 0 | 0 | 0 | 0 | 0 | 0 | 0 | 0 | [15 empty] | Electricity 2 | Direct Air Carbon Capture and Storage | TRUE |  | Electricity 2 [0] Direct Air Carbon Capture and Storage | Electricity 2 [0] Direct Air Carbon Capture and Storage |  | Biofuel 2 [0] Aviation & Shipping | Biofuel 2 [13] Aviation & Shipping
|  |  | Hydrogen | Hydrogen | Demand (TWh) | WS1 | Direct Air Carbon Capture and Storage |  |  |  |  | TWh | 0 | 0 | 0 | 0 | 0 | 0 | 0 | 0 | 0 | 0 | 0 | 0 | [15 empty] | Hydrogen 2 | Direct Air Carbon Capture and Storage | TRUE |  | Hydrogen 2 [0] Direct Air Carbon Capture and Storage | Hydrogen 2 [0] Direct Air Carbon Capture and Storage |  | Other fuels 2 [195] Aviation & Shipping | Other fuels 2 [134] Aviation & Shipping
| Energy supply | Electricity supply | Electricity | Solar | Generation (TWh) | ES1 | Solar PV |  |  |  |  | Generation (TWh) | 19.4172 | 20.3571 | 22.0385 | 24.9734 | 27.5983 | 32.4398 | 33.7829 | 33.2428 | 34.8931 | 36.4504 | 38.3668 | 40.7581 | [15 empty] | Solar | Electricity 1 | TRUE |  | Solar [19] Electricity 1 | Solar [41] Electricity 1 |  | Hydrogen 2 [0] Direct Air Carbon Capture and Storage | Hydrogen 2 [0] Direct Air Carbon Capture and Storage
|  |  | Electricity | Offshore wind | Generation (TWh) | ES1 | Offshore Wind |  |  |  |  | Generation (TWh) | 58.9035 | 60.7797 | 67.2034 | 88.9529 | 98.8809 | 116.8804 | 140.6252 | 185.4473 | 211.1554 | 232.2891 | 239.2596 | 241.4664 | [15 empty] | Offshore wind | Electricity 1 | TRUE |  | Offshore wind [59] Electricity 1 | Offshore wind [241] Electricity 1 |  | Electricity 2 [0] Direct Air Carbon Capture and Storage | Electricity 2 [0] Direct Air Carbon Capture and Storage
|  |  | Electricity | Onshore wind | Generation (TWh) | ES1 | Onshore Wind |  |  |  |  | Generation (TWh) | 32.5529 | 33.8286 | 35.8389 | 41.0164 | 45.9878 | 53.838 | 60.4888 | 65.5395 | 69.6018 | 73.8782 | 74.7059 | 77.4061 | [15 empty] | Onshore wind | Electricity 1 | TRUE |  | Onshore wind [33] Electricity 1 | Onshore wind [77] Electricity 1
|  |  | Electricity | Other Renewables | Generation (TWh) | ES1 | Hydro | Marine | Other Renewables |  |  | Generation (TWh) | 3.4896 | 3.4955 | 3.5135 | 3.5205 | 3.5514 | 3.5402 | 3.517 | 3.4465 | 3.4096 | 3.4092 | 3.4876 | 3.5399 | [15 empty] | Other renewables | Electricity 1 | TRUE |  | Other renewables [3] Electricity 1 | Other renewables [4] Electricity 1 |  | ' TRANSFORMATION 1 | ' TRANSFORMATION 1
|  |  | Electricity | Non-networked renewables for hydrogen | Generation (TWh) | ES1 | Offshore Wind | Solar PV |  |  |  | Generation (TWh) | 0 | 0 | 0 | 0 | 0 | 0 | 0 | 0 | 0.01 | 0.01 | 0.26 | 0.56 | [15 empty] | Non-networked generation | Electrolysis 2 | TRUE |  | Non-networked generation [0] Electrolysis 2 | Non-networked generation [1] Electrolysis 2 |  | Methane reforming [0] Hydrogen 1 | Methane reforming [8] Hydrogen 1
|  | Imports and exports | Electricity | Electricity import | Demand (TWh) | ES1 | Interconnectors |  |  |  |  | Import (TWh) | 19.1954 | 45.6608 | 45.4588 | 37.7493 | 38.2063 | 34.4824 | 22.9425 | 19.5176 | 16.1666 | 16.9468 | 21.6539 | 21.2449 | [15 empty] | Electricity import | Electricity 1 | TRUE |  | Electricity import [19] Electricity 1 | Electricity import [21] Electricity 1 |  | Methane reforming [0] Hydrogen 1 | Methane reforming [0] Hydrogen 1
|  |  | Electricity | Electricity export | Demand (TWh) | ES1 | Interconnectors |  |  |  |  | Export (TWh) | 14.4731 | 12.9337 | 16.3039 | 23.4826 | 26.3212 | 37.7429 | 46.7604 | 56.0135 | 66.5352 | 74.5133 | 92.3818 | 93.0588 | [15 empty] | Electricity 2 | Electricity export | TRUE |  | Electricity 2 [14] Electricity export | Electricity 2 [93] Electricity export |  | Electrolysis 2 [0] Hydrogen 1 | Electrolysis 2 [0] Hydrogen 1
|  |  | Hydrogen | Hydrogen import | Demand (TWh) | WS1 | Imports |  |  |  |  | TWh | 0 | 0 | 0 | 0 | 0 | 0 | 0 | 0 | 0 | 0 | 0 | 0 | [15 empty] | Hydrogen import | Hydrogen 1 | TRUE |  | Hydrogen import [0] Hydrogen 1 | Hydrogen import [0] Hydrogen 1 |  | Electrolysis 3 [0] Hydrogen 1 | Electrolysis 3 [0] Hydrogen 1
|  |  | Hydrogen | Hydrogen export | Demand (TWh) | WS1 | Exports |  |  |  |  | TWh | 0 | 0 | 0 | 0 | 0 | 0 | 0 | 0 | 0 | 0 | 0 | 0 | [15 empty] | Hydrogen 2 | Hydrogen export | TRUE |  | Hydrogen 2 [0] Hydrogen export | Hydrogen 2 [0] Hydrogen export |  | Electrolysis [0] Hydrogen 1 | Electrolysis [11] Hydrogen 1
| Transformation demand | Methane reformation | Gas | Natural gas for Methane Reformation | Demand (TWh) | ED3 | Hydrogen Production: Natural Gas Demand |  |  |  |  | GWh | 0 | 0 | 0.0053278 | 0.0053278 | 0.0053278 | 0.0053278 | 3.1194 | 4.0274 | 4.4854 | 4.4731 | 5.0048 | 8.9893 | [15 empty] | Natural gas 2 | Methane reforming | TRUE |  | Natural gas 2 [0] Methane reforming | Natural gas 2 [9] Methane reforming |  | Hydrogen generation [0] Electricity 2 | Hydrogen generation [0] Electricity 2
|  |  | Biofuels | Biofuels for Methane Reformation | Demand (TWh) | WS1 | Hydrogen |  |  |  |  | TWh | 0 | 0 | 0 | 0 | 0 | 0 | 0 | 0 | 0 | 0 | 0 | 0 | [15 empty] | Biofuel | Methane reforming | TRUE |  | Biofuel [0] Methane reforming | Biofuel [0] Methane reforming |  | Electricity storage [1] Electricity 2 | Electricity storage [38] Electricity 2
|  |  | Hydrogen | Hydrogen produced from Methane Reformation (natural gas) | Production (TWh) | WS1 | Methane Reformation with CCUS |  |  |  |  | TWh | 0.04 | 0.04 | 0.04 | 0.04 | 0.04 | 0.04 | 2.64 | 3.4 | 3.78 | 3.77 | 4.21 | 7.54 | [15 empty] | Methane reforming | Hydrogen 1 | TRUE |  | Methane reforming [0] Hydrogen 1 | Methane reforming [8] Hydrogen 1
|  |  | Hydrogen | Hydrogen produced from Methane Reformation (biomethane) | Production (TWh) | WS1 | Biomass gasification |  |  |  |  | TWh | 0 | 0 | 0 | 0 | 0 | 0 | 0 | 0 | 0 | 0 | 0 | 0 | [15 empty] | Methane reforming | Hydrogen 1 | TRUE |  | Methane reforming [0] Hydrogen 1 | Methane reforming [0] Hydrogen 1 |  | ' ENERGY SINKS 2 | ' ENERGY SINKS 2
|  | Storage | Hydrogen | Storage | Total annual TWh hydrogen stored | WS1 | [6 empty] | 0 | 0 | 0 | 0 | 0 | 0 | 0 | 0 | 0 | 0 | 0 | 2.03 | [15 empty] | Hydrogen 1 | Hydrogen storage | TRUE |  | Hydrogen 1 [0] Hydrogen storage | Hydrogen 1 [2] Hydrogen storage |  | I&C [246] Useful Energy | I&C [283] Useful Energy
|  |  | Hydrogen | Hydrogen storage supply | Supply from hydrogen storage | WS1 | [6 empty] | 0 | 0 | 0 | 0 | 0 | 0 | 0 | 0 | 0 | 0 | 0 | 2.03 | [15 empty] | Hydrogen storage | Hydrogen 2 | TRUE |  | Hydrogen storage [0] Hydrogen 2 | Hydrogen storage [2] Hydrogen 2 |  | Residential [354] Useful Energy | Residential [353] Useful Energy
|  |  | Electricity | Electricity storage | Total annual TWh electricity stored | ES1 | Storage | Storage Consumption (TWh) |  |  |  | Consumption (TWh) | 1.464 | 2.549 | 3.3448 | 5.4309 | 7.1602 | 11.2296 | 20.6875 | 34.4098 | 42.1479 | 48.6785 | 49.2523 | 46.3603 | [15 empty] | Electricity 1 | Electricity storage | TRUE |  | Electricity 1 [1] Electricity storage | Electricity 1 [46] Electricity storage |  | Road and rail transport [80] Useful Energy | Road and rail transport [141] Useful Energy
|  |  | Electricity | Electricity storage | Storage output (TWh) | ES1 | Storage |  |  |  |  | Generation (TWh) | 1.1799 | 2.0583 | 2.6964 | 4.4231 | 5.8535 | 9.2615 | 17.1498 | 28.5152 | 34.5391 | 39.7253 | 40.0375 | 37.6783 | [15 empty] | Electricity storage | Electricity 2 | TRUE |  | Electricity storage [1] Electricity 2 | Electricity storage [38] Electricity 2 |  | Aviation & Shipping [64] Useful Energy | Aviation & Shipping [57] Useful Energy
|  | Electrolysis | Electricity | Electricity demand (network connected) | Electricity demand (TWh) | WS1 | Networked Electricity |  |  |  |  | TWh | 0.02 | 0.04 | 0.15 | 0.35 | 1.68 | 2.83 | 3.39 | 4.61 | 7.05 | 10.13 | 11.86 | 12.9 | [15 empty] | Electricity 1 | Electrolysis | FALSE |  |  |  |  | Direct Air Carbon Capture and Storage [0] Useful Energy | Direct Air Carbon Capture and Storage [0] Useful Energy
|  |  | Hydrogen | Hydrogen produced (network connected) | Hydrogen produced (TWh) | WS1 | Networked Electrolysis |  |  |  |  | TWh | 0.01 | 0.03 | 0.13 | 0.28 | 1.37 | 2.3 | 2.76 | 3.76 | 5.74 | 8.25 | 9.66 | 10.51 | [15 empty] | Electrolysis | Hydrogen 1 | FALSE |  |  |  |  | Natural gas 3 [5] Losses | Natural gas 3 [4] Losses
|  |  | Electricity | Additional electrolysis for hydrogen export |  | WS1 | [5 empty] | TWh | 0 | 0 | 0 | 0 | 0 | 0 | 0 | 0 | 0 | 0 | 0 | 0 | [15 empty] | Electricity 1 | Electrolysis | FALSE |  |  |  |  | Hydrogen 2 [0] Losses | Hydrogen 2 [0] Losses
|  |  | Hydrogen | Hydrogen produced for export | Demand (TWh) | WS1 | Exports |  |  |  |  | TWh | 0 | 0 | 0 | 0 | 0 | 0 | 0 | 0 | 0 | 0 | 0 | 0 | [15 empty] | Electrolysis | Hydrogen 1 | FALSE |  |  |  |  | Hydrogen generation [0] Losses | Hydrogen generation [3] Losses
|  |  | Hydrogen | Hydrogen produced by non-networked wind/electrolysis | Hydrogen produced (TWh) | WS1 | Non-networked Electrolysis |  |  |  |  | TWh | 0 | 0 | 0 | 0 | 0 | 0 | 0 | 0 | 0 | 0.01 | 0.22 | 0.46 | [15 empty] | Electrolysis 2 | Hydrogen 1 | TRUE |  | Electrolysis 2 [0] Hydrogen 1 | Electrolysis 2 [0] Hydrogen 1 |  | Electricity 2 [23] Losses | Electricity 2 [30] Losses
|  |  | Hydrogen | Hydrogen produced by nuclear connected electrolysis | Hydrogen produced (TWh) | WS1 | Nuclear Electrolysis |  |  |  |  | TWh | 0 | 0 | 0 | 0 | 0 | 0 | 0 | 0 | 0 | 0 | 0 | 0 | [15 empty] | Electrolysis 3 | Hydrogen 1 | TRUE |  | Electrolysis 3 [0] Hydrogen 1 | Electrolysis 3 [0] Hydrogen 1 |  | Methane reforming [0] Losses | Methane reforming [1] Losses
|  | Hydrogen elec generation | Hydrogen | Hydrogen demand | Demand (TWh) | WS1 | Power Generation |  |  |  |  | TWh | 0 | 0 | 0 | 0 | 0 | 0 | 0 | 2.1065 | 5.132 | 3.0614 | 2.4168 | 3.2302 | [15 empty] | Hydrogen 1 | Hydrogen generation | TRUE |  | Hydrogen 1 [0] Hydrogen generation | Hydrogen 1 [3] Hydrogen generation |  | Electrolysis 2 [0] Losses | Electrolysis 2 [0] Losses
|  |  | Electricity | Electricity produced | Generation (TWh) | ES1 | Hydrogen | Hydrogen CHP |  |  |  | Generation (TWh) | 0 | 0 | 0 | 0 | 0 | 0 | 0 | 0 | 0 | 0 | 0 | 0 | [15 empty] | Hydrogen generation | Electricity 2 | TRUE |  | Hydrogen generation [0] Electricity 2 | Hydrogen generation [0] Electricity 2 |  | Electrolysis [0] Losses | Electrolysis [2] Losses
|  | Gas elec generation | Gas | Gas demand | Demand (TWh) | ED3 | Total gas demand (gas NTS connected only) for electricity generation | LDZ connected peaking/flexible plants (estimated) |  |  |  | GWh | 149.1116 | 82.042 | 84.4695 | 94.1318 | 113.4665 | 112.3179 | 105.1356 | 95.2624 | 109.0407 | 114.0877 | 122.9901 | 134.772 | [15 empty] | Natural gas | Gas CCS | TRUE |  | Natural gas [149] Gas CCS | Natural gas [135] Gas CCS |  | Electrolysis 3 [0] Losses | Electrolysis 3 [0] Losses
|  |  | Electricity | Electricity produced | Generation (TWh) | ES1 | Gas | CCS Gas |  |  |  | Generation (TWh) | 93.1902 | 47.1413 | 49.0594 | 54.3333 | 64.5757 | 62.7531 | 58.0413 | 51.1177 | 53.8077 | 53.5362 | 59.5531 | 63.1796 | [15 empty] | Gas CCS | Electricity 1 | TRUE |  | Gas CCS [93] Electricity 1 | Gas CCS [63] Electricity 1 |  | Electricity storage [0] Losses | Electricity storage [9] Losses
|  | Nuclear elec generation | Nuclear | Nuclear fuel | [8 empty] | 129.0994 | 132.7161 | 128.2241 | 117.4588 | 78.8825 | 80.4474 | 94.3125 | 79.1857 | 91.1434 | 95.5416 | 92.5461 | 96.0446 | [15 empty] | Nuclear fuel | Nuclear | TRUE |  | Nuclear fuel [129] Nuclear | Nuclear fuel [96] Nuclear |  | Gas CCS [56] Losses | Gas CCS [72] Losses
|  |  | Electricity | Nuclear (non hydrogen related) | Generation (TWh) | ES1 | Nuclear |  |  |  |  | Generation (TWh) | 42.6028 | 43.7963 | 42.3139 | 38.7614 | 26.0312 | 26.5476 | 31.1231 | 26.1313 | 30.0773 | 31.5287 | 30.5402 | 31.6947 | [15 empty] | Nuclear | Electricity 1 | TRUE |  | Nuclear [43] Electricity 1 | Nuclear [32] Electricity 1
|  |  | Electricity | Nuclear to produce hydrogen | Generation (TWh) | WS1 | Nuclear |  |  |  |  | TWh | 0 | 0 | 0 | 0 | 0 | 0 | 0 | 0 | 0 | 0 | 0 | 0 | [15 empty] | Nuclear | Electrolysis 3 | TRUE |  | Nuclear [0] Electrolysis 3 | Nuclear [0] Electrolysis 3 |  | ' TRANSFORMATIONS 2 | ' TRANSFORMATIONS 2
|  | Biomass/BECCS elec generation | Bioenergy | Biofuels demand | Demand (TWh) | WS1 | Power Generation |  |  | Waste |  | TWh | 2.0389 | 44.6073 | 32.5915 | 0.1967 | -7.1302 | -10.8843 | 4.5966 | 1.7917 | -4.2882 | -6.0819 | -6.3747 | -8.3043 | [15 empty] | Biofuel | Biomass and BECCS | TRUE |  | Biofuel [2] Biomass and BECCS | Biofuel [-8] Biomass and BECCS |  | Gas CCS [93] Electricity 1 | Gas CCS [63] Electricity 1
|  |  | Electricity | Electricity produced | Generation (TWh) | ES1 | Biomass | CCS Biomass |  |  |  | Generation (TWh) | 12.4133 | 26.4638 | 22.3439 | 12.0721 | 8.9988 | 7.5975 | 11.0129 | 8.9178 | 6.4288 | 5.2702 | 5.1673 | 4.6329 | [15 empty] | Biomass and BECCS | Electricity 1 | TRUE |  | Biomass and BECCS [12] Electricity 1 | Biomass and BECCS [5] Electricity 1 |  | Natural gas 2 [498] Natural gas 3 | Natural gas 2 [447] Natural gas 3
|  | Other fossil fuel generation | Other fuels | Other thermal generation - coal, diesel, fuel oil | Demand (TWh) | [7 empty] | 0 | 0 | 0 | 0 | 0 | 0 | 0 | 0 | 0 | 0 | 0 | 0 | [15 empty] | Other fuels | Other thermal | TRUE |  | Other fuels [0] Other thermal | Other fuels [0] Other thermal |  | Natural gas 2 [0] Methane reforming | Natural gas 2 [9] Methane reforming
|  |  | Electricity | Electricity produced | Generation (TWh) | ES1 | Coal | Other Thermal |  |  |  | Generation (TWh) | 0 | 0 | 0 | 0 | 0 | 0 | 0 | 0 | 0 | 0 | 0 | 0 | [15 empty] | Other thermal | Electricity 1 | TRUE |  | Other thermal [0] Electricity 1 | Other thermal [0] Electricity 1
|  | Energy from waste generation | Bioenergy | Bioenergy - waste powergen | TWh | WS1 | Waste |  |  |  |  | TWh | 34.63 | 34.99 | 35.835 | 34.91 | 34.565 | 33.9 | 31.12 | 27.43 | 24.875 | 23.555 | 23.27 | 24.365 | [15 empty] | Biofuel | Energy from waste | TRUE |  | Biofuel [35] Energy from waste | Biofuel [24] Energy from waste |  | ' ENERGY SOURCES | ' ENERGY SOURCES
|  |  | Other fuels | Non-biogenic waste for power | TWh | WS1 | [6 empty] | 34.63 | 34.99 | 35.835 | 34.91 | 34.565 | 33.9 | 31.12 | 27.43 | 24.875 | 23.555 | 23.27 | 24.365 | [15 empty] | Other fuels | Energy from waste | TRUE |  | Other fuels [35] Energy from waste | Other fuels [24] Energy from waste |  | Natural gas [493] Natural gas 2 | Natural gas [435] Natural gas 2
|  |  | Electricity | Electricity prouced from waste | Generation (TWh) | ES1 | Waste |  |  |  |  | Generation (TWh) | 24.0959 | 24.3061 | 24.7317 | 23.9486 | 24.1725 | 23.6303 | 21.6704 | 18.808 | 17.2148 | 16.1651 | 16.5088 | 17.1759 | [15 empty] | Energy from waste | Electricity 1 | TRUE |  | Energy from waste [24] Electricity 1 | Energy from waste [17] Electricity 1 |  | Natural gas [149] Gas CCS | Natural gas [135] Gas CCS
|  | Green Gas | Bioenergy | Biofuel demand | Demand (TWh) | WS1 | Green Gas Blending |  |  |  |  | TWh | 5.4858 | 6.4004 | 7.3149 | 8.2295 | 9.144 | 10.0585 | 11.5458 | 13.5375 | 15.5293 | 17.5211 | 19.5129 | 21.5047 | [15 empty] | Biofuel | Natural gas 2 | TRUE |  | Biofuel [5] Natural gas 2 | Biofuel [22] Natural gas 2 |  | Hydrogen import [0] Hydrogen 1 | Hydrogen import [0] Hydrogen 1
|  | Hydrogen blending | Hydrogen | Hydrogen for blending | Demand (TWh) | WS1 | Blending |  |  |  |  | TWh | 0 | 0 | 0.09 | 0.22 | 0.08 | 0.01 | 0 | 0 | 0 | 0 | 0 | 0 | [15 empty] | Hydrogen 1 | Natural gas 3 | TRUE |  | Hydrogen 1 [0] Natural gas 3 | Hydrogen 1 [0] Natural gas 3 |  | Non-networked generation [0] Electrolysis 2 | Non-networked generation [1] Electrolysis 2
| End use efficiencies | Approximate Efficiency | I&C | [9 empty] | 63% | 63.85% | 64.69% | 65.54% | 66.38% | 67.23% | 68.08% | 68.92% | 69.77% | 70.62% | 71.46% | 72.31% | [17 empty] | FALSE |  |  |  |  | Offshore wind [59] Electricity 1 | Offshore wind [241] Electricity 1
|  |  | Residential | [9 empty] | 84% | 84.42% | 84.85% | 85.27% | 85.69% | 86.12% | 86.54% | 86.96% | 87.38% | 87.81% | 88.23% | 88.65% | [17 empty] | FALSE |  |  |  |  | Onshore wind [33] Electricity 1 | Onshore wind [77] Electricity 1
|  |  | Road and rail transport | [9 empty] | 20% | 22.69% | 25.38% | 28.08% | 30.77% | 33.46% | 36.15% | 38.85% | 41.54% | 44.23% | 46.92% | 49.62% | [17 empty] | FALSE |  |  |  |  | Solar [19] Electricity 1 | Solar [41] Electricity 1
|  |  | Aviation & Shipping | [9 empty] | 33% | 33.46% | 33.92% | 34.38% | 34.85% | 35.31% | 35.77% | 36.23% | 36.69% | 37.15% | 37.62% | 38.08% | [17 empty] | FALSE |  |  |  |  | Other renewables [3] Electricity 1 | Other renewables [4] Electricity 1
|  |  | DACCS | [9 empty] | 80% | 80% | 80% | 80% | 80% | 80% | 80% | 80% | 80% | 80% | 80% | 80% | [17 empty] | FALSE |  |  |  |  | Electricity import [19] Electricity 1 | Electricity import [21] Electricity 1
|  | Useful Energy | I&C | [9 empty] | 246.0474 | 253.9893 | 257.2136 | 260.3574 | 263.9706 | 268.1428 | 271.7718 | 275.3815 | 279.1921 | 282.2266 | 283.157 | 283.2384 | [15 empty] | I&C | Useful Energy | TRUE |  | I&C [246] Useful Energy | I&C [283] Useful Energy |  | Nuclear fuel [129] Nuclear | Nuclear fuel [96] Nuclear
|  |  | Residential | [9 empty] | 354.0854 | 359.7241 | 364.525 | 369.3239 | 373.2796 | 377.2398 | 373.9054 | 370.1948 | 366.2126 | 362.0707 | 357.6673 | 352.6885 | [15 empty] | Residential | Useful Energy | TRUE |  | Residential [354] Useful Energy | Residential [353] Useful Energy |  | Biofuel [5] Natural gas 2 | Biofuel [22] Natural gas 2
|  |  | Road and rail transport | [9 empty] | 79.845 | 88.9002 | 97.3258 | 105.482 | 113.1403 | 120.0031 | 126.2403 | 131.6151 | 135.7918 | 139.0526 | 140.8621 | 141.4981 | [15 empty] | Road and rail transport | Useful Energy | TRUE |  | Road and rail transport [80] Useful Energy | Road and rail transport [141] Useful Energy |  | Biofuel [0] Methane reforming | Biofuel [0] Methane reforming
|  |  | Aviation & Shipping | [9 empty] | 64.35 | 65.6103 | 63.8805 | 62.0586 | 59.6819 | 58.0371 | 57.5883 | 56.3291 | 56.4734 | 56.7746 | 57.4238 | 57.2713 | [15 empty] | Aviation & Shipping | Useful Energy | TRUE |  | Aviation & Shipping [64] Useful Energy | Aviation & Shipping [57] Useful Energy |  | Biofuel [2] Biomass and BECCS | Biofuel [-8] Biomass and BECCS
|  |  | DACCS | [9 empty] | 0 | 0 | 0 | 0 | 0 | 0 | 0 | 0 | 0 | 0 | 0 | 0 | [15 empty] | Direct Air Carbon Capture and Storage | Useful Energy | TRUE |  | Direct Air Carbon Capture and Storage [0] Useful Energy | Direct Air Carbon Capture and Storage [0] Useful Energy |  | Biofuel [35] Energy from waste | Biofuel [24] Energy from waste
|  |  | Ambient Heat | [9 empty] | 5 | 6 | 7 | 10 | 13 | 16 | 20 | 24 | 29 | 33 | 38 | 43 | [15 empty] | Ambient Heat | Useful Energy | TRUE |  | Ambient Heat [5] Useful Energy | Ambient Heat [43] Useful Energy |  | Biofuel [41] Biofuel 2 | Biofuel [48] Biofuel 2
| Losses | Network and storage losses | Gas | Natural gas shrinkage losses | Shrinkage Losses (TWh) | ED3 | Total (NTS+LDZ) gas shrinkage |  |  |  |  | GWh | 5.3074 | 4.861 | 4.9008 | 4.9013 | 4.9217 | 4.8741 | 4.8264 | 4.742 | 4.725 | 4.6661 | 4.5374 | 4.38 | [15 empty] | Natural gas 3 | Losses | TRUE |  | Natural gas 3 [5] Losses | Natural gas 3 [4] Losses |  | Other fuels [35] Energy from waste | Other fuels [24] Energy from waste
|  |  | Electricity | Electricity network losses (Tx and Dx) | TWh | ED1 | GBFES System Losses: Transmission | GBFES System Losses: Distribution |  |  |  | GWh | 22.8696 | 22.9959 | 23.176 | 23.5182 | 24.0561 | 24.8637 | 25.6756 | 26.6283 | 27.6779 | 28.6769 | 29.5249 | 30.3829 | [15 empty] | Electricity 2 | Losses | FALSE |  |  |  |  | Other fuels [0] Other thermal | Other fuels [0] Other thermal
|  |  | Electricity | Electricity storage conversion losses | TWh | ES1 | [6 empty] | 0.28412 | 0.49067 | 0.64843 | 1.0078 | 1.3066 | 1.9682 | 3.5377 | 5.8945 | 7.6088 | 8.9531 | 9.2148 | 8.682 | [15 empty] | Electricity storage | Losses | TRUE |  | Electricity storage [0] Losses | Electricity storage [9] Losses |  | Other fuels [605] Other fuels 2 | Other fuels [365] Other fuels 2
|  |  | Hydrogen | Hydrogen Tx and Dx losses | TWh | WS1 | Transmission Losses |  |  |  |  | TWh | 0 | 0 | 0 | 0 | 0 | 0.0009 | 0.0016 | 0.0028 | 0.0037 | 0.0047 | 0.0056 | 0.0072 | [15 empty] | Hydrogen 2 | Losses | TRUE |  | Hydrogen 2 [0] Losses | Hydrogen 2 [0] Losses
|  | Thermal generation losses | Gas | Gas and gas with CCS generation losses | TWh | [7 empty] | 55.9214 | 34.9007 | 35.4101 | 39.7986 | 48.8909 | 49.5648 | 47.0943 | 44.1447 | 55.233 | 60.5515 | 63.4369 | 71.5924 | [15 empty] | Gas CCS | Losses | TRUE |  | Gas CCS [56] Losses | Gas CCS [72] Losses |  | ' TRANSFORMATION 3 | ' TRANSFORMATION 3
|  |  | Nuclear | Nuclear generation losses | TWh | [7 empty] | 86.4966 | 88.9198 | 85.9101 | 78.6974 | 52.8512 | 53.8997 | 63.1893 | 53.0544 | 61.0661 | 64.0129 | 62.0059 | 64.3499 | [15 empty] | Nuclear | Losses | TRUE |  | Nuclear [86] Losses | Nuclear [64] Losses |  | Nuclear [0] Electrolysis 3 | Nuclear [0] Electrolysis 3
|  |  | Biofuel | Biomass/BECCS generation losses | TWh | [7 empty] | -10.3744 | 18.1435 | 10.2476 | -11.8754 | -16.129 | -18.4818 | -6.4163 | -7.1261 | -10.717 | -11.3521 | -11.542 | -12.9372 | [15 empty] | Biomass and BECCS | Losses | TRUE |  | Biomass and BECCS [-10] Losses | Biomass and BECCS [-13] Losses |  | Nuclear [43] Electricity 1 | Nuclear [32] Electricity 1
|  |  | Hydrogen | Hydrogen generation losses | TWh | [7 empty] | 0 | 0 | 0 | 0 | 0 | 0 | 0 | 2.1065 | 5.132 | 3.0614 | 2.4168 | 3.2302 | [15 empty] | Hydrogen generation | Losses | TRUE |  | Hydrogen generation [0] Losses | Hydrogen generation [3] Losses |  | Hydrogen 1 [0] Natural gas 3 | Hydrogen 1 [0] Natural gas 3
|  |  | Waste | Energy from waste losses | TWh | [6 empty] | TWh | 45.1641 | 45.6739 | 46.9383 | 45.8714 | 44.9575 | 44.1697 | 40.5696 | 36.052 | 32.5352 | 30.9449 | 30.0312 | 31.5541 | [15 empty] | Energy from waste | Losses | TRUE |  | Energy from waste [45] Losses | Energy from waste [32] Losses |  | Hydrogen 1 [0] Hydrogen storage | Hydrogen 1 [2] Hydrogen storage
|  |  | Other fuels | Other thermal generation losses | TWh | [7 empty] | 0 | 0 | 0 | 0 | 0 | 0 | 0 | 0 | 0 | 0 | 0 | 0 | [15 empty] | Other thermal | Losses | TRUE |  | Other thermal [0] Losses | Other thermal [0] Losses |  | Hydrogen storage [0] Hydrogen 2 | Hydrogen storage [2] Hydrogen 2
|  | Hydrogen production losses | Electricity | Grid-connected electrolysis losses | TWh | [7 empty] | 0.01 | 0.01 | 0.02 | 0.07 | 0.31 | 0.53 | 0.63 | 0.85 | 1.31 | 1.88 | 2.2 | 2.39 | [15 empty] | Electrolysis | Losses | TRUE |  | Electrolysis [0] Losses | Electrolysis [2] Losses |  | Electricity 1 [0] Electrolysis | Electricity 1 [13] Electrolysis
|  |  | Electricity | Non-networked electrolysis losses | TWh | [7 empty] | 0 | 0 | 0 | 0 | 0 | 0 | 0 | 0 | 0.01 | 0 | 0.04 | 0.1 | [15 empty] | Electrolysis 2 | Losses | TRUE |  | Electrolysis 2 [0] Losses | Electrolysis 2 [0] Losses |  | Electricity 1 [1] Electricity storage | Electricity 1 [46] Electricity storage
|  |  | Electricity | Nuclear electrolysis losses | TWh | [7 empty] | 0 | 0 | 0 | 0 | 0 | 0 | 0 | 0 | 0 | 0 | 0 | 0 | [15 empty] | Electrolysis 3 | Losses | TRUE |  | Electrolysis 3 [0] Losses | Electrolysis 3 [0] Losses |  | Biomass and BECCS [12] Electricity 1 | Biomass and BECCS [5] Electricity 1
|  |  | Gas | Methane reformation losses | TWh | [7 empty] | -0.04 | -0.04 | -0.034672 | -0.034672 | -0.034672 | -0.034672 | 0.47936 | 0.62741 | 0.70543 | 0.70305 | 0.79476 | 1.4493 | [15 empty] | Methane reforming | Losses | TRUE |  | Methane reforming [0] Losses | Methane reforming [1] Losses |  | I&C [145] Losses 2 | I&C [108] Losses 2
|  | End use losses | I&C | [9 empty] | 144.504 | 143.8253 | 140.3817 | 136.9016 | 133.6676 | 130.6966 | 127.441 | 124.1676 | 120.973 | 117.4407 | 113.0799 | 108.4743 | [15 empty] | I&C | Losses 2 | TRUE |  | I&C [145] Losses 2 | I&C [108] Losses 2 |  | Residential [67] Losses 2 | Residential [45] Losses 2
|  |  | Residential | [9 empty] | 67.4448 | 66.3728 | 65.1055 | 63.8029 | 62.325 | 60.8234 | 58.1631 | 55.5047 | 52.8687 | 50.2744 | 47.7098 | 45.138 | [15 empty] | Residential | Losses 2 | TRUE |  | Residential [67] Losses 2 | Residential [45] Losses 2 |  | Road and rail transport [319] Losses 2 | Road and rail transport [144] Losses 2
|  |  | Road and rail transport | [9 empty] | 319.38 | 302.8634 | 286.0789 | 270.2073 | 254.5657 | 238.6268 | 222.935 | 207.196 | 191.1144 | 175.3273 | 159.3358 | 143.6918 | [15 empty] | Road and rail transport | Losses 2 | TRUE |  | Road and rail transport [319] Losses 2 | Road and rail transport [144] Losses 2 |  | Aviation & Shipping [131] Losses 2 | Aviation & Shipping [93] Losses 2
|  |  | Aviation & Shipping | [9 empty] | 130.65 | 130.4665 | 124.4293 | 118.4251 | 111.5906 | 106.3381 | 103.4112 | 99.1441 | 97.4374 | 96.0348 | 95.2366 | 93.1382 | [15 empty] | Aviation & Shipping | Losses 2 | TRUE |  | Aviation & Shipping [131] Losses 2 | Aviation & Shipping [93] Losses 2 |  | Direct Air Carbon Capture and Storage [0] Losses 2 | Direct Air Carbon Capture and Storage [0] Losses 2
|  |  | DACCS | [9 empty] | 0 | 0 | 0 | 0 | 0 | 0 | 0 | 0 | 0 | 0 | 0 | 0 | [15 empty] | Direct Air Carbon Capture and Storage | Losses 2 | TRUE |  | Direct Air Carbon Capture and Storage [0] Losses 2 | Direct Air Carbon Capture and Storage [0] Losses 2 |  | Energy from waste [24] Electricity 1 | Energy from waste [17] Electricity 1
| Curtailment |  | Electricity | Offshore wind |  |  | Offshore Wind |  |  |  |  | Curtailment (TWh) | 0 | 0 | 0 | 0 | 0 | 0.010413 | 0.48064 | 1.5909 | 2.0624 | 1.9384 | 3.0754 | 3.131 | [15 empty] | Offshore wind | Curtailment | TRUE |  | Offshore wind [0] Curtailment | Offshore wind [3] Curtailment |  | Other thermal [0] Electricity 1 | Other thermal [0] Electricity 1
|  |  | Electricity | Onshore wind |  |  | Onshore Wind |  |  |  |  | Curtailment (TWh) | 0 | 0 | 0.02385 | 0.12695 | 0.27086 | 0.72883 | 4.3673 | 9.496 | 12.0821 | 12.5893 | 14.2531 | 13.7197 | [15 empty] | Onshore wind | Curtailment | TRUE |  | Onshore wind [0] Curtailment | Onshore wind [14] Curtailment |  | Electricity 1 [304] Electricity 2 | Electricity 1 [442] Electricity 2
|  |  | Electricity | Solar PV |  |  | Solar PV |  |  |  |  | Curtailment (TWh) | 0 | 0 | 0.004454 | 0.06879 | 0.15953 | 0.51232 | 2.5228 | 5.5905 | 6.9574 | 7.591 | 7.4067 | 6.8031 | [15 empty] | Solar | Curtailment | TRUE |  | Solar [0] Curtailment | Solar [7] Curtailment |  | Hydrogen 1 [0] Hydrogen 2 | Hydrogen 1 [13] Hydrogen 2
[47 empty] | Hydrogen 1 [0] Hydrogen generation | Hydrogen 1 [3] Hydrogen generation
| Energy flow diagram transformation flows and combined flows | Transformation flows |  | Electricity Transformation | [8 empty] | 304.3767 | 303.2403 | 309.0071 | 319.5471 | 329.1627 | 347.6496 | 359.1266 | 373.1487 | 393.557 | 410.6656 | 428.131 | 441.8381 | [15 empty] | Electricity 1 | Electricity 2 | TRUE |  | Electricity 1 [304] Electricity 2 | Electricity 1 [442] Electricity 2 |  | Losses [206] Losses 2 | Losses [205] Losses 2
|  |  |  | Natural gas transformation | [8 empty] | 498.0675 | 506.0629 | 510.0643 | 513.0949 | 514.236 | 513.501 | 504.3385 | 494.549 | 484.4059 | 473.5357 | 461.049 | 447.3371 | [15 empty] | Natural gas 2 | Natural gas 3 | TRUE |  | Natural gas 2 [498] Natural gas 3 | Natural gas 2 [447] Natural gas 3
|  |  |  | Natural gas 2 transformation | [8 empty] | 492.5817 | 499.6625 | 502.7548 | 504.8708 | 505.0973 | 503.4478 | 495.9121 | 485.0388 | 473.362 | 460.4877 | 446.5408 | 434.8217 | [15 empty] | Natural gas | Natural gas 2 | TRUE |  | Natural gas [493] Natural gas 2 | Natural gas [435] Natural gas 2 |  | ' ENERGY SINKS 3 | ' ENERGY SINKS 3
|  |  |  | Hydrogen transformation | [8 empty] | 0.05 | 0.07 | 0.08 | 0.1 | 1.33 | 2.33 | 5.4 | 5.0535 | 4.388 | 8.9686 | 11.6732 | 13.2498 | [15 empty] | Hydrogen 1 | Hydrogen 2 | TRUE |  | Hydrogen 1 [0] Hydrogen 2 | Hydrogen 1 [13] Hydrogen 2 |  | Offshore wind [0] Curtailment | Offshore wind [3] Curtailment
|  |  |  | Biofuel transformation | [8 empty] | 41.3544 | 46.7802 | 51.8712 | 52.917 | 53.8342 | 54.1089 | 54.7319 | 54.8431 | 54.4483 | 52.6296 | 50.4997 | 47.9838 | [15 empty] | Biofuel | Biofuel 2 | TRUE |  | Biofuel [41] Biofuel 2 | Biofuel [48] Biofuel 2 |  | Onshore wind [0] Curtailment | Onshore wind [14] Curtailment
|  |  |  | Other fuels transformation | [8 empty] | 605.4481 | 594.6779 | 569.9578 | 548.7733 | 524.7854 | 502.2728 | 481.9288 | 457.636 | 435.4912 | 413.9028 | 391.4929 | 365.4031 | [15 empty] | Other fuels | Other fuels 2 | TRUE |  | Other fuels [605] Other fuels 2 | Other fuels [365] Other fuels 2 |  | Solar [0] Curtailment | Solar [7] Curtailment
|  |  |  | Losses transformation | [8 empty] | 205.6389 | 215.9554 | 207.2168 | 181.9546 | 161.1304 | 161.3547 | 179.5877 | 166.9765 | 185.2902 | 192.1025 | 192.6664 | 205.1808 | [15 empty] | Losses | Losses 2 | TRUE |  | Losses [206] Losses 2 | Losses [205] Losses 2 |  | Nuclear [86] Losses | Nuclear [64] Losses
|  | Combined flows for diagrams |  | Total Electrolysis 1 in | [8 empty] | 0.02 | 0.04 | 0.15 | 0.35 | 1.68 | 2.83 | 3.39 | 4.61 | 7.05 | 10.13 | 11.86 | 12.9 | [15 empty] | Electricity 1 | Electrolysis | TRUE |  | Electricity 1 [0] Electrolysis | Electricity 1 [13] Electrolysis |  | Biomass and BECCS [-10] Losses | Biomass and BECCS [-13] Losses
|  |  |  | Total Electrolysis 1 Hydrogen out | [8 empty] | 0.01 | 0.03 | 0.13 | 0.28 | 1.37 | 2.3 | 2.76 | 3.76 | 5.74 | 8.25 | 9.66 | 10.51 | [15 empty] | Electrolysis | Hydrogen 1 | TRUE |  | Electrolysis [0] Hydrogen 1 | Electrolysis [11] Hydrogen 1 |  | Energy from waste [45] Losses | Energy from waste [32] Losses
|  |  |  | Total Transport electricity demand | [8 empty] | 10.9692 | 13.0547 | 15.5481 | 18.4769 | 21.9076 | 25.9017 | 30.5419 | 35.8414 | 41.8205 | 48.4019 | 55.41 | 62.7744 | [15 empty] | Electricity 2 | Road and rail transport | TRUE |  | Electricity 2 [11] Road and rail transport | Electricity 2 [63] Road and rail transport |  | Other thermal [0] Losses | Other thermal [0] Losses
|  |  |  | Total transport hydrogen demand | [8 empty] | 0.024388 | 0.043283 | 0.065146 | 0.090423 | 0.11948 | 0.15292 | 0.19141 | 0.23533 | 0.28565 | 0.34345 | 0.40719 | 1.1418 | [15 empty] | Hydrogen 2 | Road and rail transport | TRUE |  | Hydrogen 2 [0] Road and rail transport | Hydrogen 2 [1] Road and rail transport
|  |  |  | Electricity 2 losses | [8 empty] | 22.8696 | 22.9959 | 23.176 | 23.5182 | 24.0561 | 24.8637 | 25.6756 | 26.6283 | 27.6779 | 28.6769 | 29.5249 | 30.3829 | [15 empty] | Electricity 2 | Losses | TRUE |  | Electricity 2 [23] Losses | Electricity 2 [30] Losses
| Totals for energy supply categories |  |  | Total energy supply | [8 empty] | 1627.9383 | 1640.9881 | 1622.9351 | 1592.8062 | 1561.8647 | 1562.0014 | 1579.1304 | 1566.0264 | 1580.8151 | 1580.3011 | 1566.2168 | 1549.5847 | [17 empty] | FALSE
|  |  |  | Natural gas | [8 empty] | 641.6933 | 581.7045 | 587.2243 | 599.0026 | 618.5638 | 615.7657 | 601.0477 | 580.3012 | 582.4027 | 574.5754 | 569.5309 | 569.5937 | [17 empty] | FALSE
|  |  |  | Hydrogen import | [8 empty] | 0 | 0 | 0 | 0 | 0 | 0 | 0 | 0 | 0 | 0 | 0 | 0 | [17 empty] | FALSE
|  |  |  | Non-networked generation | [8 empty] | 0 | 0 | 0 | 0 | 0 | 0 | 0 | 0 | 0.01 | 0.01 | 0.26 | 0.56 | [17 empty] | FALSE
|  |  |  | Nuclear | [8 empty] | 129.0994 | 132.7161 | 128.2241 | 117.4588 | 78.8825 | 80.4474 | 94.3125 | 79.1857 | 91.1434 | 95.5416 | 92.5461 | 96.0446 | [17 empty] | FALSE
|  |  |  | Solar | [8 empty] | 19.4172 | 20.3571 | 22.043 | 25.0422 | 27.7578 | 32.9521 | 36.3058 | 38.8333 | 41.8505 | 44.0414 | 45.7735 | 47.5612 | [17 empty] | FALSE
|  |  |  | Offshore wind | [8 empty] | 58.9035 | 60.7797 | 67.2034 | 88.9529 | 98.8809 | 116.8908 | 141.1058 | 187.0382 | 213.2178 | 234.2274 | 242.335 | 244.5973 | [17 empty] | FALSE
|  |  |  | Onshore wind | [8 empty] | 32.5529 | 33.8286 | 35.8627 | 41.1434 | 46.2587 | 54.5668 | 64.8561 | 75.0355 | 81.6838 | 86.4675 | 88.9591 | 91.1258 | [17 empty] | FALSE
|  |  |  | Other renewables | [8 empty] | 3.4896 | 3.4955 | 3.5135 | 3.5205 | 3.5514 | 3.5402 | 3.517 | 3.4465 | 3.4096 | 3.4092 | 3.4876 | 3.5399 | [17 empty] | FALSE
|  |  |  | Electricity import | [8 empty] | 19.1954 | 45.6608 | 45.4588 | 37.7493 | 38.2063 | 34.4824 | 22.9425 | 19.5176 | 16.1666 | 16.9468 | 21.6539 | 21.2449 | [17 empty] | FALSE
|  |  |  | Biofuel | [8 empty] | 83.5091 | 132.7779 | 127.6126 | 96.2532 | 90.413 | 87.1832 | 101.9943 | 97.6023 | 90.5645 | 87.6238 | 86.9078 | 85.5492 | [17 empty] | FALSE
|  |  |  | Other fuels | [8 empty] | 640.0781 | 629.6679 | 605.7928 | 583.6833 | 559.3504 | 536.1728 | 513.0488 | 485.066 | 460.3662 | 437.4578 | 414.7629 | 389.7681 | [17 empty] | FALSE
| Total energy demand categories |  |  | Total energy demand, export and losses | [8 empty] | 1626.4186 | 1640.6409 | 1622.4894 | 1592.1917 | 1560.1033 | 1560.2569 | 1575.1749 | 1559.2004 | 1572.9907 | 1567.9361 | 1564.2556 | 1547.0321 | [17 empty] | FALSE
|  |  |  | I&C | [8 empty] | 390.5514 | 397.8146 | 397.5953 | 397.259 | 397.6383 | 398.8394 | 399.2129 | 399.5491 | 400.1651 | 399.6673 | 396.2369 | 391.7127 | [17 empty] | FALSE
|  |  |  | Residential | [8 empty] | 421.5302 | 426.0968 | 429.6305 | 433.1268 | 435.6046 | 438.0632 | 432.0684 | 425.6995 | 419.0813 | 412.3451 | 405.3771 | 397.8265 | [17 empty] | FALSE
|  |  |  | Road and rail transport | [8 empty] | 399.225 | 391.7636 | 383.4048 | 375.6893 | 367.706 | 358.6299 | 349.1753 | 338.8111 | 326.9062 | 314.3799 | 300.1979 | 285.1899 | [17 empty] | FALSE
|  |  |  | Electricity Export | [8 empty] | 14.4731 | 12.9337 | 16.3039 | 23.4826 | 26.3212 | 37.7429 | 46.7604 | 56.0135 | 66.5352 | 74.5133 | 92.3818 | 93.0588 | [17 empty] | FALSE
|  |  |  | Aviation & shipping | [8 empty] | 195 | 196.0768 | 188.3098 | 180.4837 | 171.2725 | 164.3752 | 160.9995 | 155.4732 | 153.9108 | 152.8094 | 152.6604 | 150.4096 | [17 empty] | FALSE
|  |  |  | Hydrogen export | [8 empty] | 0 | 0 | 0 | 0 | 0 | 0 | 0 | 0 | 0 | 0 | 0 | 0 | [17 empty] | FALSE
|  |  |  | DACCS | [8 empty] | 0 | 0 | 0 | 0 | 0 | 0 | 0 | 0 | 0 | 0 | 0 | 0
|  |  |  | Curtailment | [8 empty] | 0 | 0 | 0.028304 | 0.19574 | 0.43039 | 1.2516 | 7.3708 | 16.6774 | 21.1019 | 22.1186 | 24.7352 | 23.6538 | [17 empty] | FALSE
|  |  |  | Losses | [8 empty] | 205.6389 | 215.9554 | 207.2168 | 181.9546 | 161.1304 | 161.3547 | 179.5877 | 166.9765 | 185.2902 | 192.1025 | 192.6664 | 205.1808 | [17 empty] | FALSE

## Data Tables >>
Data Tables
| Data Tables |  | FLX1 | FLX1: Flexibility data table
|  |  | ES1 | ES1: Electricity supply data table
|  |  | ES2 | ES2: European electricity supply data table
|  |  | ES3 | ES3: Electricity supply definitions
|  |  | ED1 | ED1: Electricity demand summary
|  |  | ED2 | ED2: Electricity demand definitions
|  |  | ED3 | ED3: Natural gas demand summary
|  |  | ED4 | ED4: Natural gas demand definitions
|  |  | ED5 | ED5: Road transport summary
|  |  | ED6 | ED6: Road transport notes
|  |  | ED7 | ED7: Heat demand summary
|  |  | ED8 | ED8: Heat demand definitions
|  |  | WS1 | WS1: Whole system & gas supply
|  |  | WS2 | WS2: Whole system & gas supply - emissions
|  |  | WS3 | WS3: Whole system & gas supply - emissions definitions
|  |  | WS4 | WS4: Whole system & gas supply - UK historical emissions
|  |  | WS5 | WS5: Whole system & gas supply - UK historical emissions definition
|  | Building Blocks -> | BB1 | Building Block Data
|  |  | BB2 | Building Block Definitions
|  |  | BB3 | BB3: Building Blocks - Area Name Lookup

## DT_Ref (hidden)
| Sheet Name | Table Start Column Number | Table Start Row Number | Max Rows | Max Cols | TopLeft | Actual Height | Actual Width | Range Reference Name | Range Reference Formula
Data | ES1 | 7 | 9 | 10000 | 100 | 'ES1'!$G$9 | 621 | 33 | ES1_tbl_range | =offset(INDIRECT('DT_Ref'!$G$2),0,0,'DT_Ref'!$H$2,'DT_Ref'!$I$2)
Data | FLX1 | 6 | 7 | 10000 | 100 | 'FLX1'!$F$7 | 181 | 34 | FLX1_tbl_range | =offset(INDIRECT('DT_Ref'!$G$3),0,0,'DT_Ref'!$H$3,'DT_Ref'!$I$3)
Data | ES2 | 5 | 12 | 10000 | 100 | 'ES2'!$E$12 | 754 | 34 | ES2_tbl_range | =offset(INDIRECT('DT_Ref'!$G$4),0,0,'DT_Ref'!$H$4,'DT_Ref'!$I$4)
Data | ED1 | 6 | 5 | 10000 | 100 | 'ED1'!$F$5 | 251 | 34 | ED1_tbl_range | =offset(INDIRECT('DT_Ref'!$G$5),0,0,'DT_Ref'!$H$5,'DT_Ref'!$I$5)
Data | ED3 | 6 | 5 | 10000 | 100 | 'ED3'!$F$5 | 56 | 34 | ED3_tbl_range | =offset(INDIRECT('DT_Ref'!$G$6),0,0,'DT_Ref'!$H$6,'DT_Ref'!$I$6)
Data | ED5 | 7 | 5 | 10000 | 100 | 'ED5'!$G$5 | 316 | 33 | ED5_tbl_range | =offset(INDIRECT('DT_Ref'!$G$7),0,0,'DT_Ref'!$H$7,'DT_Ref'!$I$7)
Data | WS1 | 1 | 8 | 10000 | 100 | 'WS1'!$A$8 | 658 | 39 | WS1_tbl_range | =offset(INDIRECT('DT_Ref'!$G$8),0,0,'DT_Ref'!$H$8,'DT_Ref'!$I$8)
Data | WS2 | 8 | 8 | 10000 | 100 | 'WS2'!$H$8 | 107 | 32 | WS2_tbl_range | =offset(INDIRECT('DT_Ref'!$G$9),0,0,'DT_Ref'!$H$9,'DT_Ref'!$I$9)
Data | BB1 | 1 | 1 | 100000 | 100 | 'BB1'!$A$1 | 48020 | 34 | BB1_tbl_range | =offset(INDIRECT('DT_Ref'!$G$10),0,0,'DT_Ref'!$H$10,'DT_Ref'!$I$10)
Definitions | BB2 | 1 | 3 | 150 | 25 | 'BB2'!$A$3 | 67 | 10 | BB2_tbl_range | =offset(INDIRECT('DT_Ref'!$G$11),0,0,'DT_Ref'!$H$11,'DT_Ref'!$I$11)
Definitions | ES3 | 2 | 5 | 150 | 25 | 'ES3'!$B$5 | 67 | 2 | ES3_tbl_range | =offset(INDIRECT('DT_Ref'!$G$12),0,0,'DT_Ref'!$H$11,'DT_Ref'!$I$12)
Definitions | ED2 | 6 | 5 | 150 | 25 | 'ED2'!$F$5 | 67 | 0 | ED2_tbl_range | =offset(INDIRECT('DT_Ref'!$G$13),0,0,'DT_Ref'!$H$13,'DT_Ref'!$I$13)
Definitions | ED4 | 2 | 5 | 150 | 25 | 'ED4'!$B$5 | 67 | 3 | ED4_tbl_range | =offset(INDIRECT('DT_Ref'!$G$14),0,0,'DT_Ref'!$H$14,'DT_Ref'!$I$14)
Data | ED7 | 6 | 5 | 150 | 25 | 'ED7'!$F$5 | 67 | 0 | ED7_tbl_range | =offset(INDIRECT('DT_Ref'!$G$15),0,0,'DT_Ref'!$H$15,'DT_Ref'!$I$15)
Definitions | ED6 | 1 | 3 | 150 | 25 | 'ED6'!$A$3 | 67 | 1 | ED6_tbl_range | =offset(INDIRECT('DT_Ref'!$G$16),0,0,'DT_Ref'!$H$16,'DT_Ref'!$I$16)
Definitions | ED8 | 1 | 7 | 150 | 25 | 'ED8'!$A$7 | 67 | 2 | ED8_tbl_range | =offset(INDIRECT('DT_Ref'!$G$17),0,0,'DT_Ref'!$H$17,'DT_Ref'!$I$17)
Definitions | WS3 | 8 | 5 | 150 | 25 | 'WS3'!$H$5 | 67 | 3 | WS3_tbl_range | =offset(INDIRECT('DT_Ref'!$G$18),0,0,'DT_Ref'!$H$18,'DT_Ref'!$I$18)
Data | WS4 | 8 | 5 | 150 | 25 | 'WS4'!$H$5 | 67 | 26 | WS4_tbl_range | =offset(INDIRECT('DT_Ref'!$G$19),0,0,'DT_Ref'!$H$19,'DT_Ref'!$I$19)
Definitions | WS5 | 8 | 6 | 150 | 25 | 'WS5'!$H$6 | 67 | 3 | WS5_tbl_range | =offset(INDIRECT('DT_Ref'!$G$20),0,0,'DT_Ref'!$H$20,'DT_Ref'!$I$20)
Data | EC1 | 1 | 1 | 150 | 25 | 'EC1'!$A$1 | 67 | 1 | EC1_tbl_range | =offset(INDIRECT('DT_Ref'!$G$21),0,0,'DT_Ref'!$H$21,'DT_Ref'!$I$21)

## FLX1
FLX1: Flexibility data table
Return to: Main Menu
Return to: Data table contents
Notes: |  | Electricity system flexibility data only
'Peak' refers to 5-6pm
| Flexibility type | Flexibility sub-type | Data item | Unit | Pathway | Fuel | Detail | 2024 | 2025 | 2026 | 2027 | 2028 | 2029 | 2030 | 2031 | 2032 | 2033 | 2034 | 2035 | 2036 | 2037 | 2038 | 2039 | 2040 | 2041 | 2042 | 2043 | 2044 | 2045 | 2046 | 2047 | 2048 | 2049 | 2050
| Electricity system flexibility | Supply side flexibility | Interconnectors | GW | Electric Engagement | Electricity | Capacity | 9.8 | 10.3 | 10.3 | 10.3 | 11.7 | 11.7 | 12.45 | 16.9 | 17.6 | 19.4 | 20.6 | 20.6 | 22 | 22 | 23.4 | 23.4 | 24.4 | 24.4 | 24.4 | 24.4 | 24.4 | 24.4 | 24.4 | 24.4 | 24.4 | 24.4 | 24.4
| Electricity system flexibility | Supply side flexibility | Interconnectors | GW | Hydrogen Evolution | Electricity | Capacity | 9.8 | 10.3 | 10.3 | 10.3 | 10.3 | 11.7 | 11.7 | 11.7 | 11.7 | 12.95 | 16.5 | 17.9 | 17.9 | 17.9 | 17.9 | 17.9 | 17.9 | 17.9 | 17.9 | 17.9 | 17.9 | 17.9 | 17.9 | 17.9 | 17.9 | 17.9 | 17.9
| Electricity system flexibility | Supply side flexibility | Interconnectors | GW | Holistic Transition | Electricity | Capacity | 9.8 | 10.3 | 10.3 | 10.3 | 11.7 | 11.7 | 11.7 | 11.7 | 16.9 | 16.9 | 19.4 | 19.4 | 19.4 | 19.4 | 19.4 | 20.8 | 20.8 | 20.8 | 21.8 | 21.8 | 21.8 | 21.8 | 21.8 | 21.8 | 21.8 | 21.8 | 21.8
| Electricity system flexibility | Supply side flexibility | Interconnectors | GW | Falling Behind | Electricity | Capacity | 9.8 | 10.3 | 10.3 | 10.3 | 10.3 | 10.3 | 11.7 | 11.7 | 11.7 | 11.7 | 12.95 | 12.95 | 15.1 | 16.5 | 16.5 | 16.5 | 16.5 | 16.5 | 16.5 | 16.5 | 16.5 | 16.5 | 16.5 | 16.5 | 16.5 | 16.5 | 16.5
| Electricity system flexibility | Supply side flexibility | Interconnectors | GW | Ten Year Forecast | Electricity | Capacity | 2024: 9.8; 2025: 10.3; 2026: 10.3; 2027: 10.3; 2028: 10.3; 2029: 11.7; 2030: 11.7; 2031: 11.7; 2032: 12.45; 2033: 13.7; 2034: 16.9; 2035: 16.9
| Electricity system flexibility | Supply side flexibility | Electricity storage connection capacity | GW | Electric Engagement | Electricity | Total (excluding vehicle-to-grid) | 9.5302 | 15.6213 | 19 | 22.2915 | 25.1122 | 26.6422 | 29.0104 | 31.4783 | 34.2661 | 37.5427 | 39.4515 | 41.1753 | 42.4975 | 44.3129 | 45.5916 | 46.8885 | 48.1843 | 49.0715 | 49.9782 | 50.9046 | 51.8505 | 52.8161 | 53.8011 | 54.8913 | 55.9156 | 56.4596 | 57.023
| Electricity system flexibility | Supply side flexibility | Electricity storage connection capacity | GW | Hydrogen Evolution | Electricity | Total (excluding vehicle-to-grid) | 9.5302 | 12.5528 | 15.3776 | 18.4158 | 20.4827 | 21.5224 | 23.522 | 24.8788 | 26.6917 | 29.6433 | 30.3951 | 32.2165 | 34.4601 | 34.9126 | 35.9175 | 36.9118 | 37.4613 | 38.6 | 39.6125 | 40.604 | 41.6494 | 42.2486 | 42.9373 | 43.5443 | 44.1554 | 44.2703 | 44.3867
| Electricity system flexibility | Supply side flexibility | Electricity storage connection capacity | GW | Holistic Transition | Electricity | Total (excluding vehicle-to-grid) | 9.5302 | 13.1391 | 17.3416 | 20.3281 | 24.1446 | 25.5592 | 28.4714 | 30.8859 | 33.6377 | 36.8198 | 38.6456 | 40.3383 | 42.372 | 43.6954 | 45.5239 | 47.2797 | 48.6503 | 50.0177 | 50.8664 | 51.7318 | 52.614 | 53.5131 | 54.0144 | 54.447 | 54.8963 | 55.3625 | 55.8455
| Electricity system flexibility | Supply side flexibility | Electricity storage connection capacity | GW | Falling Behind | Electricity | Total (excluding vehicle-to-grid) | 9.5302 | 11.2003 | 12.6721 | 14.1586 | 17.1044 | 19.0503 | 22.9018 | 23.4349 | 23.9603 | 24.2964 | 25.501 | 25.858 | 26.7588 | 27.1786 | 27.6661 | 28.1448 | 28.6204 | 29.065 | 29.4304 | 29.694 | 29.9167 | 30.1617 | 30.2081 | 30.256 | 30.5054 | 30.6418 | 30.6943
| Electricity system flexibility | Supply side flexibility | Electricity storage connection capacity | GW | Ten Year Forecast | Electricity | Total (excluding vehicle-to-grid) | 2024: 9.5302; 2025: 11.4975; 2026: 13.8767; 2027: 16.2586; 2028: 19.0712; 2029: 22.0369; 2030: 27.3984; 2031: 28.68; 2032: 31.7773; 2033: 35.5389; 2034: 36.5415; 2035: 37.0887
| Electricity system flexibility | Supply side flexibility | Electricity storage energy storage potential | GWh | Electric Engagement | Electricity | Total (excluding vehicle-to-grid) | 36.8249 | 45.43 | 50.0267 | 57.1161 | 62.174 | 64.7177 | 75.775 | 83.5602 | 106.1342 | 138.7631 | 143.0135 | 146.5538 | 149.3389 | 152.6846 | 155.4866 | 158.3256 | 161.1859 | 162.4606 | 163.7744 | 165.1275 | 166.5197 | 167.9512 | 169.4218 | 171.1027 | 172.6517 | 173.74 | 174.8674
| Electricity system flexibility | Supply side flexibility | Electricity storage energy storage potential | GWh | Hydrogen Evolution | Electricity | Total (excluding vehicle-to-grid) | 36.8249 | 42.1934 | 45.3429 | 49.0036 | 52.2183 | 55.2617 | 58.137 | 68.497 | 87.1585 | 124.2255 | 125.9767 | 129.0058 | 134.9634 | 136.0159 | 138.2929 | 140.578 | 141.2574 | 142.4799 | 143.58 | 145.2631 | 146.4039 | 147.1026 | 147.98 | 148.6942 | 149.4163 | 149.6461 | 149.8838
| Electricity system flexibility | Supply side flexibility | Electricity storage energy storage potential | GWh | Holistic Transition | Electricity | Total (excluding vehicle-to-grid) | 36.8449 | 42.3179 | 47.358 | 53.7742 | 60.7448 | 63.1131 | 91.9695 | 113.8646 | 132.0962 | 169.9898 | 173.6029 | 177.424 | 182.2165 | 185.0117 | 188.3822 | 191.6313 | 193.3029 | 195.0024 | 196.2 | 197.4312 | 198.696 | 199.9944 | 200.9974 | 201.863 | 202.7621 | 203.6949 | 204.6613
| Electricity system flexibility | Supply side flexibility | Electricity storage energy storage potential | GWh | Falling Behind | Electricity | Total (excluding vehicle-to-grid) | 36.8249 | 39.4837 | 41.2278 | 43.2812 | 47.2403 | 49.7669 | 59.6113 | 61.4439 | 62.6694 | 65.5254 | 67.0301 | 67.3395 | 69.1429 | 71.6897 | 74.4995 | 75.9483 | 78.4682 | 80.2019 | 82.2078 | 82.5132 | 82.7795 | 83.8694 | 83.9623 | 84.0582 | 84.1571 | 84.43 | 84.5349
| Electricity system flexibility | Supply side flexibility | Electricity storage energy storage potential | GWh | Ten Year Forecast | Electricity | Total (excluding vehicle-to-grid) | 2024: 36.8249; 2025: 39.811; 2026: 42.5277; 2027: 45.6263; 2028: 49.7479; 2029: 55.2084; 2030: 63.9723; 2031: 74.22; 2032: 95.7606; 2033: 133.0565; 2034: 134.7919; 2035: 132.8751
| Electricity system flexibility | Supply side flexibility | Electricity storage connection capacity | GW | Electric Engagement | Electricity | Liquid Air | 0.005 | 0.005 | 0.005 | 0.005 | 0.205 | 0.3549 | 0.4549 | 0.6549 | 1.1549 | 1.6549 | 2.1549 | 2.6549 | 3.0549 | 3.4549 | 3.8549 | 4.2549 | 4.6549 | 4.6549 | 4.6549 | 4.6549 | 4.6549 | 4.6549 | 4.6549 | 4.6549 | 4.6549 | 4.6549 | 4.6549
| Electricity system flexibility | Supply side flexibility | Electricity storage connection capacity | GW | Hydrogen Evolution | Electricity | Liquid Air | 0.005 | 0.005 | 0.005 | 0.005 | 0.005 | 0.205 | 0.2549 | 0.4549 | 0.7549 | 0.9549 | 1.2549 | 1.6549 | 2.3549 | 2.5549 | 2.9549 | 3.3549 | 3.3549 | 3.3549 | 3.3549 | 3.3549 | 3.3549 | 3.3549 | 3.3549 | 3.3549 | 3.3549 | 3.3549 | 3.3549
| Electricity system flexibility | Supply side flexibility | Electricity storage connection capacity | GW | Holistic Transition | Electricity | Liquid Air | 0.005 | 0.005 | 0.005 | 0.205 | 0.2549 | 0.4549 | 1.1549 | 1.6549 | 2.1549 | 2.6549 | 3.0549 | 3.4549 | 4.2549 | 4.6549 | 5.0549 | 5.4549 | 5.4549 | 5.4549 | 5.4549 | 5.4549 | 5.4549 | 5.4549 | 5.4549 | 5.4549 | 5.4549 | 5.4549 | 5.4549
| Electricity system flexibility | Supply side flexibility | Electricity storage connection capacity | GW | Falling Behind | Electricity | Liquid Air | 0.005 | 0.005 | 0.005 | 0.005 | 0.005 | 0.005 | 0.205 | 0.2549 | 0.3549 | 0.3549 | 0.4549 | 0.4549 | 0.4549 | 0.4549 | 0.4549 | 0.4549 | 0.4549 | 0.4549 | 0.4549 | 0.4549 | 0.4549 | 0.4549 | 0.4549 | 0.4549 | 0.4549 | 0.4549 | 0.4549
| Electricity system flexibility | Supply side flexibility | Electricity storage connection capacity | GW | Ten Year Forecast | Electricity | Liquid Air | 2024: 0.005; 2025: 0.005; 2026: 0.005; 2027: 0.005; 2028: 0.005; 2029: 0.005; 2030: 0.2549; 2031: 0.2549; 2032: 0.9549; 2033: 0.9549; 2034: 1.2549; 2035: 1.3549
| Electricity system flexibility | Supply side flexibility | Electricity storage connection capacity | GW | Electric Engagement | Electricity | Compressed Air | 0.003294 | 0.003294 | 0.003294 | 0.003294 | 0.003294 | 0.003294 | 0.003294 | 0.003294 | 0.003294 | 0.003294 | 0.12329 | 0.12329 | 0.12329 | 0.62329 | 1.1233 | 1.6233 | 2.1233 | 2.6233 | 3.1233 | 3.6233 | 4.1233 | 4.6233 | 5.1233 | 5.6233 | 6.1233 | 6.1233 | 6.1233
| Electricity system flexibility | Supply side flexibility | Electricity storage connection capacity | GW | Hydrogen Evolution | Electricity | Compressed Air | 0.003294 | 0.003294 | 0.003294 | 0.003294 | 0.003294 | 0.003294 | 0.003294 | 0.003294 | 0.003294 | 0.003294 | 0.003294 | 0.003294 | 0.003294 | 0.003294 | 0.003294 | 0.003294 | 0.003294 | 0.50329 | 1.0033 | 1.5033 | 2.0033 | 2.5033 | 3.0033 | 3.5033 | 4.0033 | 4.0033 | 4.0033
| Electricity system flexibility | Supply side flexibility | Electricity storage connection capacity | GW | Holistic Transition | Electricity | Compressed Air | 0.003294 | 0.003294 | 0.003294 | 0.003294 | 0.003294 | 0.003294 | 0.003294 | 0.003294 | 0.003294 | 0.003294 | 0.003294 | 0.003294 | 0.003294 | 0.003294 | 0.50329 | 1.0033 | 1.5033 | 2.0033 | 2.5033 | 3.0033 | 3.5033 | 4.0033 | 4.0033 | 4.0033 | 4.0033 | 4.0033 | 4.0033
| Electricity system flexibility | Supply side flexibility | Electricity storage connection capacity | GW | Falling Behind | Electricity | Compressed Air | 0.003294 | 0.003294 | 0.003294 | 0.003294 | 0.003294 | 0.003294 | 0.003294 | 0.003294 | 0.003294 | 0.003294 | 0.003294 | 0.003294 | 0.003294 | 0.003294 | 0.003294 | 0.003294 | 0.003294 | 0.003294 | 0.003294 | 0.003294 | 0.003294 | 0.003294 | 0.003294 | 0.003294 | 0.003294 | 0.003294 | 0.003294
| Electricity system flexibility | Supply side flexibility | Electricity storage connection capacity | GW | Ten Year Forecast | Electricity | Compressed Air | 2024: 0.003294; 2025: 0.003294; 2026: 0.003294; 2027: 0.003294; 2028: 0.003294; 2029: 0.003294; 2030: 0.003294; 2031: 0.003294; 2032: 0.003294; 2033: 0.003294; 2034: 0.003294; 2035: 0.003294
| Electricity system flexibility | Supply side flexibility | Electricity storage connection capacity | GW | Electric Engagement | Electricity | Battery | 6.7779 | 12.869 | 16.2477 | 19.5392 | 22.1599 | 23.54 | 25.2082 | 27.2661 | 28.604 | 30.0846 | 31.3734 | 32.5973 | 33.5194 | 34.4348 | 34.8135 | 35.2104 | 35.6062 | 35.9934 | 36.4001 | 36.8265 | 37.2724 | 37.738 | 38.223 | 38.8132 | 39.3375 | 39.8815 | 40.4449
| Electricity system flexibility | Supply side flexibility | Electricity storage connection capacity | GW | Hydrogen Evolution | Electricity | Battery | 6.7779 | 9.8005 | 12.6253 | 15.6635 | 17.7304 | 18.5701 | 20.5198 | 21.0766 | 21.8295 | 22.8852 | 23.337 | 24.7585 | 26.3021 | 26.5545 | 27.1594 | 27.7537 | 28.3032 | 28.9419 | 29.4544 | 29.9459 | 30.4913 | 30.5905 | 30.7792 | 30.8863 | 30.9973 | 31.1122 | 31.2286
| Electricity system flexibility | Supply side flexibility | Electricity storage connection capacity | GW | Holistic Transition | Electricity | Battery | 6.7779 | 10.3868 | 14.5893 | 17.3759 | 21.1424 | 22.357 | 23.1693 | 24.3838 | 26.0356 | 27.1217 | 28.5475 | 29.8402 | 31.0739 | 31.9973 | 32.9258 | 33.7816 | 34.6522 | 35.5196 | 35.8683 | 36.2337 | 36.6159 | 37.015 | 37.5163 | 37.9489 | 38.3982 | 38.8644 | 39.3474
| Electricity system flexibility | Supply side flexibility | Electricity storage connection capacity | GW | Falling Behind | Electricity | Battery | 6.7779 | 8.448 | 9.9198 | 11.4063 | 14.3521 | 16.298 | 19.9495 | 20.4328 | 20.8581 | 21.1942 | 22.2988 | 22.6558 | 23.5566 | 23.9764 | 24.4639 | 24.9426 | 25.3183 | 25.7629 | 26.1283 | 26.3919 | 26.6146 | 26.8596 | 26.906 | 26.9539 | 27.2033 | 27.3397 | 27.3922
| Electricity system flexibility | Supply side flexibility | Electricity storage connection capacity | GW | Ten Year Forecast | Electricity | Battery | 2024: 6.7779; 2025: 8.7452; 2026: 11.1244; 2027: 13.5063; 2028: 16.3189; 2029: 19.2846; 2030: 24.3963; 2031: 25.0779; 2032: 26.7152; 2033: 28.7808; 2034: 29.4834; 2035: 29.9307
| Electricity system flexibility | Supply side flexibility | Electricity storage connection capacity | GW | Electric Engagement | Electricity | Pumped Hydro | 2.744 | 2.744 | 2.744 | 2.744 | 2.744 | 2.744 | 3.344 | 3.554 | 4.5039 | 5.7999 | 5.7999 | 5.7999 | 5.7999 | 5.7999 | 5.7999 | 5.7999 | 5.7999 | 5.7999 | 5.7999 | 5.7999 | 5.7999 | 5.7999 | 5.7999 | 5.7999 | 5.7999 | 5.7999 | 5.7999
| Electricity system flexibility | Supply side flexibility | Electricity storage connection capacity | GW | Hydrogen Evolution | Electricity | Pumped Hydro | 2.744 | 2.744 | 2.744 | 2.744 | 2.744 | 2.744 | 2.744 | 3.344 | 4.104 | 5.7999 | 5.7999 | 5.7999 | 5.7999 | 5.7999 | 5.7999 | 5.7999 | 5.7999 | 5.7999 | 5.7999 | 5.7999 | 5.7999 | 5.7999 | 5.7999 | 5.7999 | 5.7999 | 5.7999 | 5.7999
| Electricity system flexibility | Supply side flexibility | Electricity storage connection capacity | GW | Holistic Transition | Electricity | Pumped Hydro | 2.744 | 2.744 | 2.744 | 2.744 | 2.744 | 2.744 | 4.1439 | 4.8439 | 5.4439 | 7.0399 | 7.0399 | 7.0399 | 7.0399 | 7.0399 | 7.0399 | 7.0399 | 7.0399 | 7.0399 | 7.0399 | 7.0399 | 7.0399 | 7.0399 | 7.0399 | 7.0399 | 7.0399 | 7.0399 | 7.0399
| Electricity system flexibility | Supply side flexibility | Electricity storage connection capacity | GW | Falling Behind | Electricity | Pumped Hydro | 2.744 | 2.744 | 2.744 | 2.744 | 2.744 | 2.744 | 2.744 | 2.744 | 2.744 | 2.744 | 2.744 | 2.744 | 2.744 | 2.744 | 2.744 | 2.744 | 2.8439 | 2.8439 | 2.8439 | 2.8439 | 2.8439 | 2.8439 | 2.8439 | 2.8439 | 2.8439 | 2.8439 | 2.8439
| Electricity system flexibility | Supply side flexibility | Electricity storage connection capacity | GW | Ten Year Forecast | Electricity | Pumped Hydro | 2024: 2.744; 2025: 2.744; 2026: 2.744; 2027: 2.744; 2028: 2.744; 2029: 2.744; 2030: 2.744; 2031: 3.344; 2032: 4.104; 2033: 5.7999; 2034: 5.7999; 2035: 5.7999
| Electricity system flexibility | Supply side flexibility | Electricity storage energy storage potential | GWh | Electric Engagement | Electricity | Liquid Air | 0.015 | 0.015 | 0.015 | 0.015 | 1.215 | 1.9144 | 2.3144 | 3.1144 | 5.1144 | 7.1144 | 9.1144 | 11.1144 | 12.7144 | 14.3144 | 15.9144 | 17.5144 | 19.1144 | 19.1144 | 19.1144 | 19.1144 | 19.1144 | 19.1144 | 19.1144 | 19.1144 | 19.1144 | 19.1144 | 19.1144
| Electricity system flexibility | Supply side flexibility | Electricity storage energy storage potential | GWh | Hydrogen Evolution | Electricity | Liquid Air | 0.015 | 0.015 | 0.015 | 0.015 | 0.015 | 1.215 | 1.5144 | 2.3144 | 3.5144 | 4.3144 | 5.5144 | 7.1144 | 9.9144 | 10.7144 | 12.3144 | 13.9144 | 13.9144 | 13.9144 | 13.9144 | 13.9144 | 13.9144 | 13.9144 | 13.9144 | 13.9144 | 13.9144 | 13.9144 | 13.9144
| Electricity system flexibility | Supply side flexibility | Electricity storage energy storage potential | GWh | Holistic Transition | Electricity | Liquid Air | 0.035 | 0.035 | 0.035 | 1.235 | 1.5344 | 2.3344 | 5.1344 | 7.1344 | 9.1344 | 11.1344 | 12.7344 | 14.3344 | 17.5344 | 19.1344 | 20.7344 | 22.3344 | 22.3344 | 22.3344 | 22.3344 | 22.3344 | 22.3344 | 22.3344 | 22.3344 | 22.3344 | 22.3344 | 22.3344 | 22.3344
| Electricity system flexibility | Supply side flexibility | Electricity storage energy storage potential | GWh | Falling Behind | Electricity | Liquid Air | 0.015 | 0.015 | 0.015 | 0.015 | 0.015 | 0.015 | 1.215 | 1.5144 | 1.9144 | 4.3144 | 4.7144 | 4.7144 | 5.5144 | 7.1144 | 9.5144 | 10.3144 | 11.9144 | 13.5144 | 15.1144 | 15.1144 | 15.1144 | 15.1144 | 15.1144 | 15.1144 | 15.1144 | 15.1144 | 15.1144
| Electricity system flexibility | Supply side flexibility | Electricity storage energy storage potential | GWh | Ten Year Forecast | Electricity | Liquid Air | 2024: 0.015; 2025: 0.015; 2026: 0.015; 2027: 0.015; 2028: 0.015; 2029: 0.015; 2030: 1.5144; 2031: 1.5144; 2032: 3.9144; 2033: 3.9144; 2034: 4.7144; 2035: 4.7144
| Electricity system flexibility | Supply side flexibility | Electricity storage energy storage potential | GWh | Electric Engagement | Electricity | Compressed Air | 0.013176 | 0.013176 | 0.013176 | 0.013176 | 0.013176 | 0.013176 | 0.013176 | 0.013176 | 0.013176 | 0.013176 | 0.61318 | 0.61318 | 0.61318 | 1.1132 | 1.6132 | 2.1132 | 2.6132 | 3.1132 | 3.6132 | 4.1132 | 4.6132 | 5.1132 | 5.6132 | 6.1132 | 6.6132 | 6.6132 | 6.6132
| Electricity system flexibility | Supply side flexibility | Electricity storage energy storage potential | GWh | Hydrogen Evolution | Electricity | Compressed Air | 0.013176 | 0.013176 | 0.013176 | 0.013176 | 0.013176 | 0.013176 | 0.013176 | 0.013176 | 0.013176 | 0.013176 | 0.013176 | 0.013176 | 0.013176 | 0.013176 | 0.013176 | 0.013176 | 0.013176 | 0.51318 | 1.0132 | 1.5132 | 2.0132 | 2.5132 | 3.0132 | 3.5132 | 4.0132 | 4.0132 | 4.0132
| Electricity system flexibility | Supply side flexibility | Electricity storage energy storage potential | GWh | Holistic Transition | Electricity | Compressed Air | 0.013176 | 0.013176 | 0.013176 | 0.013176 | 0.013176 | 0.013176 | 0.013176 | 0.013176 | 0.013176 | 0.013176 | 0.013176 | 0.013176 | 0.013176 | 0.013176 | 0.51318 | 1.0132 | 1.5132 | 2.0132 | 2.5132 | 3.0132 | 3.5132 | 4.0132 | 4.0132 | 4.0132 | 4.0132 | 4.0132 | 4.0132
| Electricity system flexibility | Supply side flexibility | Electricity storage energy storage potential | GWh | Falling Behind | Electricity | Compressed Air | 0.013176 | 0.013176 | 0.013176 | 0.013176 | 0.013176 | 0.013176 | 0.013176 | 0.013176 | 0.013176 | 0.013176 | 0.013176 | 0.013176 | 0.013176 | 0.013176 | 0.013176 | 0.013176 | 0.013176 | 0.013176 | 0.013176 | 0.013176 | 0.013176 | 0.013176 | 0.013176 | 0.013176 | 0.013176 | 0.013176 | 0.013176
| Electricity system flexibility | Supply side flexibility | Electricity storage energy storage potential | GWh | Ten Year Forecast | Electricity | Compressed Air | 2024: 0.013176; 2025: 0.013176; 2026: 0.013176; 2027: 0.013176; 2028: 0.013176; 2029: 0.013176; 2030: 0.013176; 2031: 0.013176; 2032: 0.013176; 2033: 0.013176; 2034: 0.013176; 2035: 0.013176
| Electricity system flexibility | Supply side flexibility | Electricity storage energy storage potential | GWh | Electric Engagement | Electricity | Battery | 8.7928 | 17.3978 | 21.9945 | 29.084 | 32.9418 | 34.7861 | 36.4434 | 38.8087 | 40.5833 | 42.7002 | 44.3506 | 45.8909 | 47.076 | 48.3217 | 49.0237 | 49.7627 | 50.5231 | 51.2977 | 52.1116 | 52.9646 | 53.8569 | 54.7883 | 55.759 | 56.9398 | 57.9889 | 59.0771 | 60.2046
| Electricity system flexibility | Supply side flexibility | Electricity storage energy storage potential | GWh | Hydrogen Evolution | Electricity | Battery | 8.7928 | 14.1613 | 17.3107 | 20.9714 | 24.1862 | 26.0295 | 28.6054 | 29.1654 | 29.9069 | 30.9627 | 31.5138 | 32.9429 | 36.1005 | 36.353 | 37.03 | 37.7151 | 38.3946 | 39.117 | 39.7172 | 40.9002 | 41.541 | 41.7397 | 42.1171 | 42.3314 | 42.5534 | 42.7833 | 43.0209
| Electricity system flexibility | Supply side flexibility | Electricity storage energy storage potential | GWh | Holistic Transition | Electricity | Battery | 8.7928 | 14.2657 | 19.3058 | 24.5221 | 31.1932 | 32.7615 | 33.7186 | 35.8137 | 37.6453 | 39.0269 | 41.04 | 43.2611 | 44.8536 | 46.0488 | 47.3194 | 48.4684 | 49.64 | 50.8396 | 51.5371 | 52.2683 | 53.0331 | 53.8315 | 54.8345 | 55.7001 | 56.5993 | 57.5321 | 58.4984
| Electricity system flexibility | Supply side flexibility | Electricity storage energy storage potential | GWh | Falling Behind | Electricity | Battery | 8.7928 | 11.4516 | 13.1956 | 15.249 | 19.2081 | 21.7347 | 30.3791 | 31.9123 | 32.7378 | 33.1938 | 34.2985 | 34.6079 | 35.6114 | 36.5581 | 36.9679 | 37.6167 | 37.8373 | 37.971 | 38.3769 | 38.6824 | 38.9486 | 40.0385 | 40.1314 | 40.2273 | 40.3262 | 40.5991 | 40.704
| Electricity system flexibility | Supply side flexibility | Electricity storage energy storage potential | GWh | Ten Year Forecast | Electricity | Battery | 2024: 8.7928; 2025: 11.7788; 2026: 14.4955; 2027: 17.5941; 2028: 21.7157; 2029: 27.1762; 2030: 34.4407; 2031: 35.6884; 2032: 38.109; 2033: 40.1936; 2034: 41.129; 2035: 39.2123
| Electricity system flexibility | Supply side flexibility | Electricity storage energy storage potential | GWh | Electric Engagement | Electricity | Pumped Hydro | 28.004 | 28.004 | 28.004 | 28.004 | 28.004 | 28.004 | 37.004 | 41.624 | 60.4233 | 88.9353 | 88.9353 | 88.9353 | 88.9353 | 88.9353 | 88.9353 | 88.9353 | 88.9353 | 88.9353 | 88.9353 | 88.9353 | 88.9353 | 88.9353 | 88.9353 | 88.9353 | 88.9353 | 88.9353 | 88.9353
| Electricity system flexibility | Supply side flexibility | Electricity storage energy storage potential | GWh | Hydrogen Evolution | Electricity | Pumped Hydro | 28.004 | 28.004 | 28.004 | 28.004 | 28.004 | 28.004 | 28.004 | 37.004 | 53.724 | 88.9353 | 88.9353 | 88.9353 | 88.9353 | 88.9353 | 88.9353 | 88.9353 | 88.9353 | 88.9353 | 88.9353 | 88.9353 | 88.9353 | 88.9353 | 88.9353 | 88.9353 | 88.9353 | 88.9353 | 88.9353
| Electricity system flexibility | Supply side flexibility | Electricity storage energy storage potential | GWh | Holistic Transition | Electricity | Pumped Hydro | 28.004 | 28.004 | 28.004 | 28.004 | 28.004 | 28.004 | 53.1033 | 70.9033 | 85.3033 | 119.8153 | 119.8153 | 119.8153 | 119.8153 | 119.8153 | 119.8153 | 119.8153 | 119.8153 | 119.8153 | 119.8153 | 119.8153 | 119.8153 | 119.8153 | 119.8153 | 119.8153 | 119.8153 | 119.8153 | 119.8153
| Electricity system flexibility | Supply side flexibility | Electricity storage energy storage potential | GWh | Falling Behind | Electricity | Pumped Hydro | 28.004 | 28.004 | 28.004 | 28.004 | 28.004 | 28.004 | 28.004 | 28.004 | 28.004 | 28.004 | 28.004 | 28.004 | 28.004 | 28.004 | 28.004 | 28.004 | 28.7033 | 28.7033 | 28.7033 | 28.7033 | 28.7033 | 28.7033 | 28.7033 | 28.7033 | 28.7033 | 28.7033 | 28.7033
| Electricity system flexibility | Supply side flexibility | Electricity storage energy storage potential | GWh | Ten Year Forecast | Electricity | Pumped Hydro | 2024: 28.004; 2025: 28.004; 2026: 28.004; 2027: 28.004; 2028: 28.004; 2029: 28.004; 2030: 28.004; 2031: 37.004; 2032: 53.724; 2033: 88.9353; 2034: 88.9353; 2035: 88.9353
| Electricity system flexibility | Supply side flexibility | Interconnectors | TWh | Electric Engagement | Electricity | Netflows | 4.7223 | 30.5827 | 28.6069 | 21.5439 | 24.1654 | 12.6481 | -3.101 | -22.418 | -29.3264 | -35.533 | -45.9153 | -47.8262 | -54.4 | -57.4597 | -55.4487 | -60.272 | -51.4586 | -43.0423 | -35.1587 | -31.8946 | -30.1703 | -23.3357 | -21.7447 | -9.8034 | -5.3629 | -9.9508 | -5.6451
| Electricity system flexibility | Supply side flexibility | Interconnectors | TWh | Hydrogen Evolution | Electricity | Netflows | 4.7223 | 32.6835 | 29.9183 | 20.1092 | 24.5336 | 14.5681 | 3.8666 | -17.5732 | -24.7299 | -29.6833 | -40.7819 | -62.1955 | -64.7797 | -62.0239 | -54.0633 | -54.8394 | -49.5334 | -37.1911 | -26.3475 | -10.416 | -5.2666 | -7.0741 | 10.6632 | 13.5641 | 20.4425 | 23.1735 | 27.2539
| Electricity system flexibility | Supply side flexibility | Interconnectors | TWh | Holistic Transition | Electricity | Netflows | 4.7223 | 29.0143 | 26.8909 | 20.8668 | 30.523 | 15.9309 | -3.2167 | -17.7239 | -42.2613 | -57.027 | -77.5022 | -81.2357 | -69.7111 | -65.973 | -58.8119 | -60.9419 | -48.962 | -46.4724 | -44.4304 | -37.8903 | -33.6225 | -27.342 | -29.0669 | -20.1903 | -20.9394 | -18.8904 | -17.8248
| Electricity system flexibility | Supply side flexibility | Interconnectors | TWh | Falling Behind | Electricity | Netflows | 4.7223 | 39.6213 | 35.6062 | 29.197 | 20.0055 | 11.3901 | -5.8773 | -25.5804 | -31.3104 | -36.0173 | -37.0349 | -40.646 | -52.0566 | -62.4538 | -76.8125 | -75.9581 | -65.3214 | -65.6939 | -83.0814 | -80.1327 | -80.6709 | -87.6607 | -89.8527 | -85.2793 | -84.0017 | -80.3089 | -77.0916
| Electricity system flexibility | Supply side flexibility | Interconnectors | TWh | Ten Year Forecast | Electricity | Netflows | 2024: 4.7223; 2025: 32.7271; 2026: 29.1549; 2027: 14.2668; 2028: 11.8851; 2029: -3.2605; 2030: -23.8179; 2031: -36.4959; 2032: -50.3687; 2033: -57.5665; 2034: -70.7279; 2035: -71.8139
| Electricity system flexibility | Supply side flexibility | Interconnectors | TWh | Electric Engagement | Electricity | Import | 19.1954 | 45.3426 | 47.425 | 43.0124 | 50.2904 | 44.077 | 36.9963 | 39.7431 | 39.586 | 41.431 | 40.6365 | 41.2585 | 43.7492 | 42.4072 | 47.8074 | 45.6253 | 52.4069 | 55.8388 | 57.0135 | 59.8776 | 59.5624 | 62.1531 | 60.7111 | 65.3974 | 66.0382 | 61.8918 | 63.8075
| Electricity system flexibility | Supply side flexibility | Interconnectors | TWh | Hydrogen Evolution | Electricity | Import | 19.1954 | 46.6456 | 47.9317 | 42.0014 | 47.1722 | 45.5204 | 40.0938 | 30.4484 | 26.98 | 27.8693 | 35.2994 | 31.29 | 31.3674 | 31.1454 | 34.1813 | 35.3304 | 34.2818 | 40.6381 | 44.6985 | 52.5326 | 56.9352 | 55.1045 | 63.9599 | 66.1985 | 69.6456 | 70.4721 | 74.902
| Electricity system flexibility | Supply side flexibility | Interconnectors | TWh | Holistic Transition | Electricity | Import | 19.1954 | 44.4826 | 46.4403 | 42.4631 | 53.4801 | 45.6548 | 35.6544 | 29.8173 | 33.7306 | 29.0312 | 28.0977 | 27.5556 | 32.5659 | 33.5896 | 35.0205 | 38.0274 | 38.6326 | 38.7708 | 45.7497 | 47.4612 | 50.0652 | 50.7153 | 49.16 | 51.9291 | 50.3569 | 51.6334 | 51.0595
| Electricity system flexibility | Supply side flexibility | Interconnectors | TWh | Falling Behind | Electricity | Import | 19.1954 | 50.5592 | 49.3343 | 45.4654 | 42.1055 | 37.646 | 29.5074 | 22.5858 | 20.9803 | 19.6435 | 22.6539 | 21.1707 | 22.8686 | 22.7342 | 17.4784 | 18.8649 | 21.3252 | 22.1628 | 16.5999 | 17.4398 | 18.0383 | 15.5968 | 14.8531 | 16.6003 | 16.3593 | 17.5837 | 19.1356
| Electricity system flexibility | Supply side flexibility | Interconnectors | TWh | Ten Year Forecast | Electricity | Import | 2024: 19.1954; 2025: 45.6608; 2026: 45.4588; 2027: 37.7493; 2028: 38.2063; 2029: 34.4824; 2030: 22.9425; 2031: 19.5176; 2032: 16.1666; 2033: 16.9468; 2034: 21.6539; 2035: 21.2449
| Electricity system flexibility | Supply side flexibility | Interconnectors | TWh | Electric Engagement | Electricity | Export | -14.4731 | -14.7599 | -18.8181 | -21.4685 | -26.125 | -31.4289 | -40.0973 | -62.1611 | -68.9124 | -76.964 | -86.5518 | -89.0847 | -98.1492 | -99.8669 | -103.256 | -105.897 | -103.865 | -98.8812 | -92.1722 | -91.7722 | -89.7326 | -85.4888 | -82.4557 | -75.2008 | -71.4011 | -71.8426 | -69.4526
| Electricity system flexibility | Supply side flexibility | Interconnectors | TWh | Hydrogen Evolution | Electricity | Export | -14.4731 | -13.9622 | -18.0134 | -21.8921 | -22.6386 | -30.9523 | -36.2272 | -48.0216 | -51.7099 | -57.5526 | -76.0813 | -93.4855 | -96.1471 | -93.1693 | -88.2446 | -90.1698 | -83.8152 | -77.8292 | -71.046 | -62.9486 | -62.2018 | -62.1786 | -53.2967 | -52.6343 | -49.2032 | -47.2987 | -47.648
| Electricity system flexibility | Supply side flexibility | Interconnectors | TWh | Holistic Transition | Electricity | Export | -14.4731 | -15.4684 | -19.5494 | -21.5963 | -22.9572 | -29.7239 | -38.8711 | -47.5412 | -75.9918 | -86.0582 | -105.6 | -108.791 | -102.277 | -99.5626 | -93.8324 | -98.9693 | -87.5947 | -85.2432 | -90.1801 | -85.3515 | -83.6876 | -78.0572 | -78.2269 | -72.1194 | -71.2963 | -70.5237 | -68.8843
| Electricity system flexibility | Supply side flexibility | Interconnectors | TWh | Falling Behind | Electricity | Export | -14.4731 | -10.9379 | -13.7281 | -16.2684 | -22.1 | -26.2559 | -35.3847 | -48.1662 | -52.2906 | -55.6608 | -59.6888 | -61.8167 | -74.9252 | -85.1881 | -94.2909 | -94.823 | -86.6465 | -87.8567 | -99.6813 | -97.5726 | -98.7093 | -103.258 | -104.706 | -101.88 | -100.361 | -97.8925 | -96.2271
| Electricity system flexibility | Supply side flexibility | Interconnectors | TWh | Ten Year Forecast | Electricity | Export | 2024: -14.4731; 2025: -12.9337; 2026: -16.3039; 2027: -23.4826; 2028: -26.3212; 2029: -37.7429; 2030: -46.7604; 2031: -56.0135; 2032: -66.5352; 2033: -74.5133; 2034: -92.3818; 2035: -93.0588
| Electricity system flexibility | Supply side flexibility | Dispatchable electricity supply capacity | GW | Electric Engagement | Hydrogen | Hydrogen generation | 0 | 0 | 0 | 0 | 0 | 0 | 0 | 0.013029 | 0.022344 | 0.21 | 0.40696 | 0.99582 | 1.2138 | 1.4413 | 2.0808 | 4.3255 | 8.5981 | 13.1835 | 14.6894 | 17.8209 | 21.1821 | 24.979 | 25.4201 | 26.4201 | 27.5201 | 27.5201 | 27.5201
| Electricity system flexibility | Supply side flexibility | Dispatchable electricity supply capacity | GW | Hydrogen Evolution | Hydrogen | Hydrogen generation | 0 | 0 | 0 | 0 | 0 | 0.022905 | 0.047338 | 1.4094 | 2.4237 | 3.387 | 5.6532 | 7.0715 | 9.9319 | 11.7529 | 15.9386 | 17.2028 | 17.818 | 19.363 | 21.811 | 22.983 | 26.193 | 28.1522 | 28.4891 | 28.7689 | 29.0186 | 29.342 | 29.9632
| Electricity system flexibility | Supply side flexibility | Dispatchable electricity supply capacity | GW | Holistic Transition | Hydrogen | Hydrogen generation | 0 | 0 | 0 | 0 | 0 | 0.053293 | 0.14468 | 0.25435 | 1.0057 | 1.3551 | 1.9709 | 2.5674 | 3.0994 | 3.6302 | 4.0584 | 4.3711 | 5.8476 | 9.3556 | 12.6894 | 17.647 | 20.7137 | 22.8576 | 23.0748 | 24.2702 | 24.4378 | 24.9753 | 26.0819
| Electricity system flexibility | Supply side flexibility | Dispatchable electricity supply capacity | GW | Falling Behind | Hydrogen | Hydrogen generation | 0 | 0 | 0 | 0 | 0 | 0 | 0 | 0 | 0 | 0 | 0 | 0 | 0 | 0 | 0 | 0 | 0 | 0 | 0 | 0 | 0 | 0 | 0 | 0 | 0 | 0 | 0
| Electricity system flexibility | Supply side flexibility | Dispatchable electricity supply capacity | GW | Ten Year Forecast | Hydrogen | Hydrogen generation | 2024: 0; 2025: 0; 2026: 0; 2027: 0; 2028: 0; 2029: 0; 2030: 0; 2031: 0.382; 2032: 0.382; 2033: 0.382; 2034: 0.382; 2035: 0.382
| Electricity system flexibility | Supply side flexibility | Dispatchable electricity supply capacity | GW | Electric Engagement | Gas | CCS Gas | 0 | 0 | 0 | 0 | 0 | 0 | 0 | 3.197 | 6.277 | 6.277 | 6.277 | 7.183 | 12.69 | 15.377 | 19.515 | 20.715 | 23.295 | 23.295 | 25.145 | 26.645 | 26.645 | 26.645 | 26.645 | 26.645 | 26.645 | 26.645 | 26.645
| Electricity system flexibility | Supply side flexibility | Dispatchable electricity supply capacity | GW | Hydrogen Evolution | Gas | CCS Gas | 0 | 0 | 0 | 0 | 0 | 0.86 | 1.347 | 2.607 | 4.457 | 5.367 | 8.123 | 9.449 | 12.358 | 14.539 | 14.539 | 14.539 | 17.739 | 18.939 | 21.139 | 22.339 | 23.839 | 23.839 | 23.839 | 23.839 | 25.219 | 25.219 | 25.219
| Electricity system flexibility | Supply side flexibility | Dispatchable electricity supply capacity | GW | Holistic Transition | Gas | CCS Gas | 0 | 0 | 0 | 0 | 0 | 0.86 | 0.86 | 2.68 | 5.79 | 6.277 | 6.277 | 8.093 | 11.6 | 14.725 | 14.725 | 14.725 | 19.625 | 21.005 | 22.205 | 22.205 | 22.205 | 22.205 | 22.205 | 22.205 | 22.205 | 22.205 | 22.205
| Electricity system flexibility | Supply side flexibility | Dispatchable electricity supply capacity | GW | Falling Behind | Gas | CCS Gas | 0 | 0 | 0 | 0 | 0 | 0 | 0 | 0.86 | 0.86 | 2.31 | 2.31 | 3.216 | 3.216 | 4.126 | 4.126 | 4.126 | 4.613 | 5.1 | 8.3 | 9.906 | 12.106 | 12.106 | 12.106 | 12.106 | 15.216 | 15.614 | 16.814
| Electricity system flexibility | Supply side flexibility | Dispatchable electricity supply capacity | GW | Ten Year Forecast | Gas | CCS Gas | 2024: 0; 2025: 0; 2026: 0; 2027: 0; 2028: 0; 2029: 0
| Electricity system flexibility | Supply side flexibility | Dispatchable electricity supply capacity | GW | Electric Engagement | Gas | Gas generation | 39.312 | 39.0859 | 40.3172 | 40.9636 | 40.9214 | 38.5424 | 35.2947 | 35.1544 | 33.1331 | 32.1553 | 24.1037 | 19.9694 | 17.1128 | 15.4937 | 14.228 | 12.3865 | 10.3096 | 9.6291 | 9.3786 | 8.5251 | 8.079 | 8.0017 | 7.9152 | 7.0555 | 7.0458 | 6.3565 | 6.3468
| Electricity system flexibility | Supply side flexibility | Dispatchable electricity supply capacity | GW | Hydrogen Evolution | Gas | Gas generation | 39.312 | 39.0966 | 40.3387 | 40.8058 | 41.1192 | 39.171 | 36.0152 | 32.481 | 31.2667 | 29.2012 | 24.5002 | 23.8338 | 18.7953 | 18.2783 | 17.8673 | 17.506 | 16.2914 | 15.8339 | 15.5027 | 15.0972 | 15.0345 | 14.2048 | 12.491 | 12.4783 | 12.4656 | 11.7612 | 10.556
| Electricity system flexibility | Supply side flexibility | Dispatchable electricity supply capacity | GW | Holistic Transition | Gas | Gas generation | 39.312 | 38.9844 | 40.086 | 40.0679 | 38.5079 | 36.107 | 31.1805 | 29.812 | 25.9779 | 24.9123 | 19.2764 | 14.7277 | 13.7417 | 12.6417 | 11.7717 | 10.2777 | 8.5677 | 8.2677 | 7.3177 | 5.8227 | 5.4517 | 4.5317 | 3.6267 | 2.7767 | 1.8797 | 1.2 | 0
| Electricity system flexibility | Supply side flexibility | Dispatchable electricity supply capacity | GW | Falling Behind | Gas | Gas generation | 39.312 | 39.4593 | 40.8753 | 41.4796 | 42.0012 | 43.97 | 46.3018 | 47.4094 | 48.0792 | 48.1025 | 48.0653 | 47.9568 | 47.7847 | 47.6693 | 47.5997 | 47.5331 | 47.1538 | 46.864 | 47.0698 | 47.9851 | 47.9274 | 48.7366 | 48.6519 | 49.7769 | 46.6881 | 46.9922 | 45.2126
| Electricity system flexibility | Supply side flexibility | Dispatchable electricity supply capacity | GW | Ten Year Forecast | Gas | Gas generation | 2024: 39.312; 2025: 39.0956; 2026: 40.3367; 2027: 40.5028; 2028: 40.6653; 2029: 39.3961; 2030: 36.4431; 2031: 36.6896; 2032: 36.1221; 2033: 34.9346; 2034: 33.0163; 2035: 32.3781
| Electricity system flexibility | Supply side flexibility | Dispatchable electricity supply capacity | GW | Electric Engagement | Bioresources | Biomass | 4.2562 | 4.2574 | 4.2586 | 3.8639 | 3.9298 | 3.3559 | 3.307 | 1.4031 | 1.4043 | 1.3188 | 1.3199 | 1.245 | 1.2461 | 1.2022 | 1.2034 | 1.1595 | 1.1606 | 1.117 | 1.1184 | 1.0748 | 1.0762 | 1.033 | 1.0348 | 1.0366 | 1.0388 | 1.041 | 1.0433
| Electricity system flexibility | Supply side flexibility | Dispatchable electricity supply capacity | GW | Hydrogen Evolution | Bioresources | Biomass | 4.2562 | 4.2571 | 4.2579 | 3.8628 | 3.9384 | 3.3642 | 3.325 | 1.4207 | 1.4215 | 1.3406 | 1.3413 | 1.2711 | 1.2718 | 1.2324 | 1.2331 | 1.1938 | 1.1943 | 1.1548 | 1.1554 | 1.1156 | 1.1159 | 1.1161 | 1.1162 | 1.1163 | 1.1163 | 1.1163 | 1.1163
| Electricity system flexibility | Supply side flexibility | Dispatchable electricity supply capacity | GW | Holistic Transition | Bioresources | Biomass | 4.2562 | 4.2574 | 4.2586 | 3.8639 | 3.7798 | 3.1459 | 3.097 | 1.1931 | 1.1943 | 1.1088 | 1.1099 | 1.035 | 1.0361 | 0.99223 | 0.99335 | 0.94947 | 0.95059 | 0.90698 | 0.90839 | 0.86481 | 0.86624 | 0.82299 | 0.82477 | 0.82659 | 0.82876 | 0.83099 | 0.83327
| Electricity system flexibility | Supply side flexibility | Dispatchable electricity supply capacity | GW | Falling Behind | Bioresources | Biomass | 4.2562 | 4.2638 | 4.2696 | 4.2735 | 4.4254 | 4.4854 | 4.4854 | 4.4854 | 4.4854 | 4.4854 | 4.4854 | 4.4854 | 4.4854 | 4.4854 | 4.4854 | 4.4854 | 4.4854 | 4.4854 | 4.4854 | 4.4854 | 4.4854 | 4.4854 | 4.4854 | 4.4854 | 4.4854 | 4.4854 | 4.4854
| Electricity system flexibility | Supply side flexibility | Dispatchable electricity supply capacity | GW | Ten Year Forecast | Bioresources | Biomass | 2024: 4.2562; 2025: 4.2571; 2026: 4.2579; 2027: 3.8628; 2028: 3.7884; 2029: 3.7892; 2030: 3.75; 2031: 3.7507; 2032: 3.7515; 2033: 3.6706; 2034: 3.6713; 2035: 3.6721
| Electricity system flexibility | Supply side flexibility | Dispatchable electricity supply capacity | GW | Electric Engagement | Bioresources | CCS Biomass | 0 | 0 | 0 | 0 | 0 | 0 | 0.6 | 1.8 | 2.84 | 3.89 | 4.17 | 4.17 | 4.17 | 4.17 | 4.17 | 4.17 | 4.17 | 4.17 | 4.17 | 4.17 | 4.17 | 4.17 | 4.17 | 4.17 | 4.17 | 4.17 | 4.17
| Electricity system flexibility | Supply side flexibility | Dispatchable electricity supply capacity | GW | Hydrogen Evolution | Bioresources | CCS Biomass | 0 | 0 | 0 | 0 | 0 | 0.6 | 0.6 | 1.2 | 1.2 | 1.2 | 1.2 | 1.2 | 1.2 | 1.2 | 1.2 | 1.2 | 1.2 | 1.2 | 1.2 | 1.2 | 1.2 | 1.2 | 1.2 | 1.2 | 1.2 | 1.2 | 1.2
| Electricity system flexibility | Supply side flexibility | Dispatchable electricity supply capacity | GW | Holistic Transition | Bioresources | CCS Biomass | 0 | 0 | 0 | 0 | 0 | 0 | 0.6 | 1.2 | 1.93 | 2.54 | 2.54 | 2.662 | 2.662 | 2.662 | 2.662 | 2.662 | 2.662 | 2.662 | 2.662 | 2.662 | 2.662 | 2.662 | 2.662 | 2.662 | 2.662 | 2.662 | 2.662
| Electricity system flexibility | Supply side flexibility | Dispatchable electricity supply capacity | GW | Falling Behind | Bioresources | CCS Biomass | 0 | 0 | 0 | 0 | 0 | 0 | 0 | 0.6 | 0.6 | 0.6 | 0.6 | 0.6 | 0.6 | 0.6 | 0.6 | 0.6 | 0.6 | 0.6 | 0.6 | 0.6 | 0.6 | 0.6 | 0.6 | 0.6 | 0.6 | 0.6 | 0.6
| Electricity system flexibility | Supply side flexibility | Dispatchable electricity supply capacity | GW | Ten Year Forecast | Bioresources | CCS Biomass | 2024: 0; 2025: 0; 2026: 0; 2027: 0; 2028: 0; 2029: 0; 2030: 0.6; 2031: 0.6; 2032: 0.6; 2033: 0.6; 2034: 0.6; 2035: 0.6
| Electricity system flexibility | Demand side flexibility | Demand side response | GW | Electric Engagement | Electricity | Residential Appliance DSR impact at peak | -0.34 | -0.45 | -0.6 | -0.7 | -0.9 | -1.2 | -1.8 | -2.15 | -2.25 | -2.4 | -2.6 | -2.85 | -3 | -3.2 | -3.45 | -3.8 | -4 | -4.2 | -4.4 | -4.6 | -4.8 | -5 | -5.2 | -5.35 | -5.4 | -5.5 | -5.6
| Electricity system flexibility | Demand side flexibility | Demand side response | GW | Hydrogen Evolution | Electricity | Residential Appliance DSR impact at peak | -0.34 | -0.4 | -0.45 | -0.39 | -0.47 | -0.8 | -0.9 | -0.9 | -0.99 | -1.07 | -1 | -1 | -1 | -1.1 | -1.2 | -1.2 | -1.3 | -1.3 | -1.4 | -1.4 | -1.4 | -1.3 | -1.3 | -1.3 | -1.3 | -1.4 | -1.4
| Electricity system flexibility | Demand side flexibility | Demand side response | GW | Holistic Transition | Electricity | Residential Appliance DSR impact at peak | -0.34 | -0.5 | -0.8 | -0.9 | -1.1 | -1.7 | -3 | -3.3 | -3.4 | -3.4 | -3.4 | -3.5 | -3.6 | -3.6 | -3.7 | -3.8 | -4 | -4.25 | -4.4 | -4.8 | -5 | -5.3 | -5.6 | -5.7 | -5.9 | -6.25 | -6.3
| Electricity system flexibility | Demand side flexibility | Demand side response | GW | Falling Behind | Electricity | Residential Appliance DSR impact at peak | -0.34 | -0.3 | -0.3 | -0.3 | -0.3 | -0.3 | -0.4 | -0.5 | -0.5 | -0.5 | -0.5 | -0.55 | -0.6 | -0.6 | -0.6 | -0.6 | -0.6 | -0.6 | -0.6 | -0.6 | -0.6 | -0.6 | -0.6 | -0.6 | -0.6 | -0.6 | -0.6
| Electricity system flexibility | Demand side flexibility | Demand side response | GW | Ten Year Forecast | Electricity | Residential Appliance DSR impact at peak | 2024: -0.34; 2025: -0.39; 2026: -0.47; 2027: -0.58; 2028: -0.7; 2029: -0.96; 2030: -1.09; 2031: -1.17; 2032: -1.29; 2033: -1.48; 2034: -1.56; 2035: -1.64
| Electricity system flexibility | Demand side flexibility | Demand side response | GW | Electric Engagement | Electricity | I&C DSR impact at peak | -0.8 | -1.04 | -1.15 | -1.25 | -1.35 | -1.45 | -1.6 | -1.59 | -1.7 | -1.85 | -1.9 | -2 | -2 | -2.2 | -2.35 | -2.6 | -2.7 | -2.85 | -2.9 | -3 | -3.2 | -3.2 | -3.4 | -3.6 | -3.6 | -3.7 | -3.8
| Electricity system flexibility | Demand side flexibility | Demand side response | GW | Hydrogen Evolution | Electricity | I&C DSR impact at peak | -0.8 | -0.9 | -1 | -1.1 | -1.21 | -1.25 | -1.3 | -1.38 | -1.5 | -1.64 | -1.72 | -1.85 | -1.87 | -1.94 | -2.02 | -2.12 | -2.24 | -2.32 | -2.32 | -2.32 | -2.39 | -2.35 | -2.38 | -2.52 | -2.51 | -2.46 | -2.4
| Electricity system flexibility | Demand side flexibility | Demand side response | GW | Holistic Transition | Electricity | I&C DSR impact at peak | -0.8 | -1.06 | -1.18 | -1.33 | -1.4 | -1.5 | -1.7 | -1.75 | -1.8 | -1.85 | -1.9 | -2 | -2.1 | -2.2 | -2.44 | -2.61 | -2.72 | -2.93 | -3.07 | -3.08 | -3.21 | -3.35 | -3.38 | -3.63 | -3.75 | -3.8 | -3.9
| Electricity system flexibility | Demand side flexibility | Demand side response | GW | Falling Behind | Electricity | I&C DSR impact at peak | -0.8 | -0.9 | -0.95 | -0.95 | -1 | -1 | -1.2 | -1.25 | -1.25 | -1.25 | -1.25 | -1.25 | -1.3 | -1.3 | -1.3 | -1.3 | -1.3 | -1.3 | -1.3 | -1.3 | -1.3 | -1.35 | -1.45 | -1.5 | -1.55 | -1.55 | -1.6
| Electricity system flexibility | Demand side flexibility | Demand side response | GW | Ten Year Forecast | Electricity | I&C DSR impact at peak | 2024: -0.81; 2025: -0.93; 2026: -1.13; 2027: -1.27; 2028: -1.28; 2029: -1.33; 2030: -1.35; 2031: -1.45; 2032: -1.63; 2033: -1.65; 2034: -1.71; 2035: -1.75
| Electricity system flexibility | Demand side flexibility | Demand side response | GW | Electric Engagement | Electricity | Smart charging impact at peak | -0.24949 | -0.4769 | -0.6506 | -0.826 | -1.1192 | -1.5478 | -1.9338 | -2.4669 | -3.0256 | -3.5652 | -4.2597 | -4.7865 | -5.2379 | -5.5668 | -5.9596 | -6.3951 | -6.5862 | -6.8611 | -7.1393 | -7.3522 | -7.5106 | -7.6054 | -7.784 | -7.7094 | -7.7661 | -7.7131 | -7.667
| Electricity system flexibility | Demand side flexibility | Demand side response | GW | Hydrogen Evolution | Electricity | Smart charging impact at peak | -0.24977 | -0.37006 | -0.53984 | -0.70964 | -0.79461 | -1.1124 | -1.3858 | -1.6974 | -2.1143 | -2.5976 | -3.0181 | -3.4552 | -3.7797 | -4.0302 | -4.2609 | -4.4444 | -4.5762 | -4.7025 | -4.8232 | -4.8467 | -4.9199 | -5.1137 | -5.2024 | -5.2593 | -5.3304 | -5.4194 | -5.4473
| Electricity system flexibility | Demand side flexibility | Demand side response | GW | Holistic Transition | Electricity | Smart charging impact at peak | -0.24816 | -0.48474 | -0.76183 | -1.0401 | -1.535 | -2.1625 | -2.742 | -3.3591 | -3.9868 | -4.6845 | -5.4214 | -6.1695 | -6.7445 | -7.3782 | -7.8482 | -8.4232 | -8.8722 | -9.3731 | -9.7156 | -9.839 | -10.0768 | -10.2593 | -10.4156 | -10.4388 | -10.3044 | -10.2503 | -10.09
| Electricity system flexibility | Demand side flexibility | Demand side response | GW | Falling Behind | Electricity | Smart charging impact at peak | -0.24841 | -0.29639 | -0.33172 | -0.4213 | -0.47276 | -0.58933 | -0.77313 | -0.82753 | -1.0503 | -1.2387 | -1.3957 | -1.5334 | -1.7541 | -2.002 | -2.2484 | -2.4676 | -2.6717 | -2.9195 | -3.0368 | -3.2405 | -3.2762 | -3.5499 | -3.882 | -4.0655 | -4.3355 | -4.5983 | -4.7775
| Electricity system flexibility | Demand side flexibility | Demand side response | GW | Ten Year Forecast | Electricity | Smart charging impact at peak | 2024: -0.24946; 2025: -0.3482; 2026: -0.51952; 2027: -0.55872; 2028: -0.77642; 2029: -1.0826; 2030: -1.2907; 2031: -1.704; 2032: -2.0264; 2033: -2.4474; 2034: -2.8419; 2035: -3.2996
| Electricity system flexibility | Demand side flexibility | Vehicle to Grid | GW | Electric Engagement | Electricity | V2G potential at peak | 0 | -0.019591 | -0.049257 | -0.11049 | -0.21272 | -0.39294 | -0.70135 | -1.1918 | -1.9294 | -2.9847 | -4.4492 | -6.3292 | -8.6976 | -11.3941 | -14.2335 | -17.0225 | -19.4837 | -21.5588 | -23.2119 | -24.0532 | -24.1057 | -24.1789 | -24.2449 | -24.2773 | -24.297 | -24.313 | -24.3275
| Electricity system flexibility | Demand side flexibility | Vehicle to Grid | GW | Hydrogen Evolution | Electricity | V2G potential at peak | 0 | 0 | 0 | 0 | -0.010262 | -0.017836 | -0.037606 | -0.06752 | -0.11636 | -0.19047 | -0.30078 | -0.46008 | -0.68091 | -0.97678 | -1.3641 | -1.8588 | -2.4719 | -3.228 | -4.1256 | -5.1522 | -6.2569 | -7.3231 | -8.3937 | -9.3647 | -10.2073 | -10.9144 | -11.4708
| Electricity system flexibility | Demand side flexibility | Vehicle to Grid | GW | Holistic Transition | Electricity | V2G potential at peak | 0 | -0.033827 | -0.081607 | -0.17812 | -0.35816 | -0.66132 | -1.1861 | -2.0357 | -3.3376 | -5.2941 | -8.0917 | -11.7885 | -16.2886 | -21.2664 | -26.3865 | -31.2065 | -35.3154 | -38.5815 | -39.8867 | -40.1319 | -40.29 | -40.4211 | -40.513 | -40.5395 | -40.5616 | -40.5806 | -40.5974
| Electricity system flexibility | Demand side flexibility | Vehicle to Grid | GW | Falling Behind | Electricity | V2G potential at peak | 0 | 0 | 0 | 0 | 0 | 0 | 0 | 0 | 0 | -0.018025 | -0.028108 | -0.053083 | -0.087242 | -0.13801 | -0.20476 | -0.29722 | -0.42625 | -0.59644 | -0.8129 | -1.0866 | -1.4285 | -1.852 | -2.3392 | -2.8762 | -3.4982 | -4.2029 | -4.2786
| Electricity system flexibility | Demand side flexibility | Vehicle to Grid | GW | Ten Year Forecast | Electricity | V2G potential at peak | 2024: 0; 2025: -0.015807; 2026: -0.055368; 2027: -0.11769; 2028: -0.22569; 2029: -0.40601; 2030: -0.71035; 2031: -1.1935; 2032: -1.9273; 2033: -3.0225; 2034: -4.61; 2035: -6.7362
| Electricity system flexibility | Demand side flexibility | Vehicle to Grid | GW | Electric Engagement | Electricity | V2G maximum potential | 0 | -0.03919 | -0.098536 | -0.22102 | -0.42552 | -0.78605 | -1.403 | -2.3842 | -3.8596 | -5.9706 | -8.9002 | -12.661 | -17.3989 | -22.7932 | -28.4731 | -34.0524 | -38.9757 | -43.127 | -46.4339 | -48.1169 | -48.2219 | -48.3682 | -48.5004 | -48.5651 | -48.6044 | -48.6365 | -48.6654
| Electricity system flexibility | Demand side flexibility | Vehicle to Grid | GW | Hydrogen Evolution | Electricity | V2G maximum potential | 0 | 0 | 0 | 0 | -0.020529 | -0.035679 | -0.075228 | -0.13507 | -0.23278 | -0.38102 | -0.60169 | -0.92036 | -1.3621 | -1.954 | -2.7288 | -3.7185 | -4.9448 | -6.4574 | -8.253 | -10.3066 | -12.5165 | -14.6493 | -16.7911 | -18.7334 | -20.4189 | -21.8335 | -22.9465
| Electricity system flexibility | Demand side flexibility | Vehicle to Grid | GW | Holistic Transition | Electricity | V2G maximum potential | 0 | -0.067669 | -0.16325 | -0.35632 | -0.71647 | -1.3229 | -2.3727 | -4.0723 | -6.6767 | -10.5905 | -16.1868 | -23.5821 | -32.5842 | -42.5421 | -52.7844 | -62.4265 | -70.646 | -77.1797 | -79.7906 | -80.2811 | -80.5975 | -80.8596 | -81.0435 | -81.0964 | -81.1406 | -81.1786 | -81.2123
| Electricity system flexibility | Demand side flexibility | Vehicle to Grid | GW | Falling Behind | Electricity | V2G maximum potential | 0 | 0 | 0 | 0 | 0 | 0 | 0 | 0 | 0 | -0.036057 | -0.056228 | -0.10619 | -0.17452 | -0.27608 | -0.4096 | -0.59457 | -0.85268 | -1.1931 | -1.6261 | -2.1737 | -2.8577 | -3.7048 | -4.6794 | -5.7537 | -6.9979 | -8.4076 | -8.559
| Electricity system flexibility | Demand side flexibility | Vehicle to Grid | GW | Ten Year Forecast | Electricity | V2G maximum potential | 2024: 0; 2025: -0.031621; 2026: -0.11076; 2027: -0.23543; 2028: -0.45147; 2029: -0.81219; 2030: -1.421; 2031: -2.3876; 2032: -3.8554; 2033: -6.0463; 2034: -9.222; 2035: -13.4753
| Electricity system flexibility | Demand side flexibility | Demand side response | GW | Electric Engagement | Electricity | Residential peak reduction - storage heater flex | -6.854 | -5.228 | -5.238 | -5.238 | -5.233 | -5.232 | -5.232 | -5.235 | -5.224 | -5.204 | -5.164 | -5.095 | -5.719 | -6.332 | -6.928 | -7.498 | -8.038 | -8.584 | -9.254 | -9.875 | -10.45 | -10.928 | -11.342 | -11.695 | -11.953 | -12.194 | -12.446
| Electricity system flexibility | Demand side flexibility | Demand side response | GW | Hydrogen Evolution | Electricity | Residential peak reduction - storage heater flex | -6.854 | -5.226 | -5.236 | -5.235 | -5.228 | -5.222 | -5.219 | -5.224 | -5.216 | -5.2 | -5.165 | -5.098 | -5.459 | -5.821 | -6.182 | -6.544 | -6.9 | -7.223 | -7.633 | -8.03 | -8.386 | -8.671 | -8.914 | -9.122 | -9.279 | -9.394 | -9.527
| Electricity system flexibility | Demand side flexibility | Demand side response | GW | Holistic Transition | Electricity | Residential peak reduction - storage heater flex | -6.854 | -5.229 | -5.239 | -5.239 | -5.233 | -5.231 | -5.233 | -5.234 | -5.223 | -5.2 | -5.159 | -5.089 | -5.091 | -5.091 | -5.089 | -5.081 | -5.066 | -5.056 | -5.086 | -5.077 | -5.038 | -4.969 | -4.888 | -4.813 | -4.734 | -4.666 | -4.62
| Electricity system flexibility | Demand side flexibility | Demand side response | GW | Falling Behind | Electricity | Residential peak reduction - storage heater flex | -6.854 | -5.95 | -5.915 | -5.865 | -5.805 | -5.74 | -5.674 | -5.644 | -5.616 | -5.599 | -5.588 | -5.582 | -5.595 | -5.624 | -5.664 | -5.713 | -5.768 | -5.803 | -5.864 | -5.853 | -5.844 | -5.84 | -5.821 | -5.79 | -5.766 | -5.746 | -5.735
| Electricity system flexibility | Demand side flexibility | Demand side response | GW | Ten Year Forecast | Electricity | Residential peak reduction - storage heater flex | 2024: -6.854; 2025: -5.719; 2026: -5.685; 2027: -5.647; 2028: -5.599; 2029: -5.55; 2030: -5.498; 2031: -5.469; 2032: -5.414; 2033: -5.34; 2034: -5.233; 2035: -5.104
| Electricity system flexibility | Demand side flexibility | Demand side response | GW | Electric Engagement | Electricity | Residential peak reduction - hybrid heat pump flex | -0.001 | -0.001 | -0.002 | -0.003 | -0.003 | -0.004 | -0.007 | -0.009 | -0.013 | -0.018 | -0.024 | -0.03 | -0.04 | -0.05 | -0.06 | -0.07 | -0.08 | -0.089 | -0.097 | -0.104 | -0.111 | -0.111 | -0.112 | -0.112 | -0.112 | -0.112 | -0.113
| Electricity system flexibility | Demand side flexibility | Demand side response | GW | Hydrogen Evolution | Electricity | Residential peak reduction - hybrid heat pump flex | -0.001 | -0.001 | -0.002 | -0.003 | -0.003 | -0.004 | -0.007 | -0.009 | -0.014 | -0.023 | -0.043 | -0.071 | -0.163 | -0.255 | -0.347 | -0.438 | -0.528 | -0.612 | -0.683 | -0.751 | -0.816 | -0.868 | -0.915 | -0.955 | -0.985 | -1.002 | -1.018
| Electricity system flexibility | Demand side flexibility | Demand side response | GW | Holistic Transition | Electricity | Residential peak reduction - hybrid heat pump flex | -0.001 | -0.001 | -0.002 | -0.004 | -0.005 | -0.007 | -0.014 | -0.017 | -0.024 | -0.034 | -0.045 | -0.06 | -0.077 | -0.095 | -0.112 | -0.128 | -0.143 | -0.157 | -0.17 | -0.18 | -0.19 | -0.191 | -0.191 | -0.191 | -0.192 | -0.192 | -0.192
| Electricity system flexibility | Demand side flexibility | Demand side response | GW | Falling Behind | Electricity | Residential peak reduction - hybrid heat pump flex | -0.001 | 0 | 0 | 0 | 0 | -0.001 | -0.001 | -0.001 | -0.001 | -0.001 | -0.001 | -0.001 | -0.001 | -0.002 | -0.002 | -0.003 | -0.003 | -0.004 | -0.005 | -0.005 | -0.005 | -0.005 | -0.005 | -0.006 | -0.006 | -0.006 | -0.006
| Electricity system flexibility | Demand side flexibility | Demand side response | GW | Ten Year Forecast | Electricity | Residential peak reduction - hybrid heat pump flex | 2024: -0.001; 2025: -0.001; 2026: -0.002; 2027: -0.003; 2028: -0.003; 2029: -0.004; 2030: -0.004; 2031: -0.004; 2032: -0.005; 2033: -0.005; 2034: -0.005; 2035: -0.006
| Electricity system flexibility | Demand side flexibility | Demand side response | GW | Electric Engagement | Electricity | Residential peak reduction - thermal storage flex | -0.098 | -0.113 | -0.133 | -0.16 | -0.224 | -0.313 | -0.445 | -0.597 | -0.746 | -0.923 | -1.123 | -1.337 | -1.556 | -1.778 | -2 | -2.221 | -2.437 | -2.63 | -2.817 | -2.985 | -3.146 | -3.289 | -3.418 | -3.541 | -3.646 | -3.747 | -3.845
| Electricity system flexibility | Demand side flexibility | Demand side response | GW | Hydrogen Evolution | Electricity | Residential peak reduction - thermal storage flex | -0.098 | -0.113 | -0.133 | -0.16 | -0.224 | -0.313 | -0.445 | -0.597 | -0.744 | -0.893 | -1.076 | -1.271 | -1.419 | -1.568 | -1.719 | -1.873 | -2.026 | -2.167 | -2.297 | -2.42 | -2.535 | -2.635 | -2.725 | -2.81 | -2.888 | -2.958 | -3.026
| Electricity system flexibility | Demand side flexibility | Demand side response | GW | Holistic Transition | Electricity | Residential peak reduction - thermal storage flex | -0.098 | -0.11 | -0.153 | -0.206 | -0.31 | -0.477 | -0.742 | -1.029 | -1.324 | -1.681 | -2.062 | -2.465 | -2.843 | -3.225 | -3.602 | -3.968 | -4.318 | -4.632 | -4.951 | -5.225 | -5.486 | -5.719 | -5.924 | -6.125 | -6.288 | -6.439 | -6.578
| Electricity system flexibility | Demand side flexibility | Demand side response | GW | Falling Behind | Electricity | Residential peak reduction - thermal storage flex | -0.098 | -0.016 | -0.019 | -0.022 | -0.029 | -0.037 | -0.045 | -0.053 | -0.065 | -0.079 | -0.093 | -0.108 | -0.134 | -0.165 | -0.198 | -0.236 | -0.278 | -0.316 | -0.356 | -0.394 | -0.432 | -0.471 | -0.501 | -0.527 | -0.551 | -0.576 | -0.6
| Electricity system flexibility | Demand side flexibility | Demand side response | GW | Ten Year Forecast | Electricity | Residential peak reduction - thermal storage flex | 2024: -0.098; 2025: -0.117; 2026: -0.135; 2027: -0.159; 2028: -0.209; 2029: -0.27; 2030: -0.34; 2031: -0.421; 2032: -0.499; 2033: -0.584; 2034: -0.676; 2035: -0.785
| Electricity system flexibility | Demand side flexibility | Demand side response | GW | Electric Engagement | Electricity | Residential peak reduction - district heating flex | -0.068 | -0.141 | -0.206 | -0.274 | -0.341 | -0.406 | -0.48 | -0.563 | -0.662 | -0.779 | -0.891 | -0.999 | -1.398 | -1.753 | -2.072 | -2.372 | -2.668 | -3.08 | -3.343 | -3.544 | -3.71 | -3.829 | -3.991 | -4.133 | -4.25 | -4.359 | -4.461
| Electricity system flexibility | Demand side flexibility | Demand side response | GW | Hydrogen Evolution | Electricity | Residential peak reduction - district heating flex | -0.068 | -0.155 | -0.199 | -0.247 | -0.294 | -0.345 | -0.408 | -0.464 | -0.521 | -0.583 | -0.645 | -0.712 | -0.957 | -1.183 | -1.389 | -1.576 | -1.745 | -1.949 | -2.09 | -2.211 | -2.317 | -2.395 | -2.467 | -2.537 | -2.593 | -2.635 | -2.67
| Electricity system flexibility | Demand side flexibility | Demand side response | GW | Holistic Transition | Electricity | Residential peak reduction - district heating flex | -0.068 | -0.14 | -0.202 | -0.267 | -0.327 | -0.386 | -0.452 | -0.531 | -0.623 | -0.724 | -0.822 | -0.919 | -1.345 | -1.717 | -2.056 | -2.38 | -2.695 | -3.145 | -3.443 | -3.687 | -3.887 | -4.033 | -4.25 | -4.44 | -4.599 | -4.748 | -4.882
| Electricity system flexibility | Demand side flexibility | Demand side response | GW | Falling Behind | Electricity | Residential peak reduction - district heating flex | -0.068 | -0.145 | -0.196 | -0.256 | -0.318 | -0.387 | -0.461 | -0.53 | -0.607 | -0.691 | -0.783 | -0.887 | -0.924 | -0.972 | -1.044 | -1.171 | -1.378 | -1.614 | -1.815 | -1.978 | -2.115 | -2.222 | -2.293 | -2.349 | -2.392 | -2.422 | -2.438
| Electricity system flexibility | Demand side flexibility | Demand side response | GW | Ten Year Forecast | Electricity | Residential peak reduction - district heating flex | 2024: -0.068; 2025: -0.152; 2026: -0.228; 2027: -0.31; 2028: -0.392; 2029: -0.476; 2030: -0.562; 2031: -0.632; 2032: -0.707; 2033: -0.79; 2034: -0.882; 2035: -0.981
| Electricity system flexibility | Demand side flexibility | Demand | GW | Electric Engagement | Electricity | Unconstrained peak electricity demand for heat | 13.763 | 12.463 | 12.793 | 13.194 | 13.805 | 14.625 | 15.868 | 17.35 | 18.942 | 20.889 | 22.895 | 24.92 | 29.889 | 34.839 | 39.767 | 44.666 | 49.511 | 53.965 | 58.16 | 61.963 | 65.513 | 68.488 | 71.227 | 73.854 | 76.116 | 78.305 | 80.494
| Electricity system flexibility | Demand side flexibility | Demand | GW | Hydrogen Evolution | Electricity | Unconstrained peak electricity demand for heat | 13.763 | 12.493 | 12.765 | 13.09 | 13.597 | 14.281 | 15.405 | 16.775 | 18.113 | 19.708 | 21.494 | 23.324 | 26.994 | 30.71 | 34.485 | 38.328 | 42.204 | 45.577 | 48.763 | 51.834 | 54.707 | 57.049 | 59.147 | 61.074 | 62.796 | 64.296 | 65.809
| Electricity system flexibility | Demand side flexibility | Demand | GW | Holistic Transition | Electricity | Unconstrained peak electricity demand for heat | 13.763 | 12.443 | 12.767 | 13.137 | 13.665 | 14.398 | 15.479 | 16.784 | 18.205 | 19.941 | 21.761 | 23.687 | 27.64 | 31.555 | 35.449 | 39.295 | 43.089 | 46.546 | 49.749 | 52.58 | 55.155 | 57.283 | 59.261 | 61.18 | 62.828 | 64.432 | 65.976
| Electricity system flexibility | Demand side flexibility | Demand | GW | Falling Behind | Electricity | Unconstrained peak electricity demand for heat | 13.763 | 13.284 | 13.509 | 13.766 | 14.121 | 14.547 | 15.032 | 15.599 | 16.317 | 17.104 | 17.973 | 18.863 | 19.677 | 20.535 | 21.473 | 22.623 | 24.334 | 26.996 | 29.471 | 31.514 | 33.292 | 34.836 | 36.042 | 37.061 | 38.029 | 38.964 | 39.867
| Electricity system flexibility | Demand side flexibility | Demand | GW | Ten Year Forecast | Electricity | Unconstrained peak electricity demand for heat | 2024: 13.763; 2025: 13.04; 2026: 13.347; 2027: 13.73; 2028: 14.235; 2029: 14.875; 2030: 7.01; 2031: 7.23; 2032: 7.427; 2033: 7.623; 2034: 7.816; 2035: 8.016
| Electricity system flexibility | Demand side flexibility | Demand side response | GW | Electric Engagement | Electricity | Non-residential peak reduction - storage heater flex | -0.049 | -0.058 | -0.067 | -0.075 | -0.083 | -0.092 | -0.101 | -0.109 | -0.117 | -0.126 | -0.134 | -0.142 | -0.35 | -0.557 | -0.756 | -0.954 | -1.148 | -1.314 | -1.48 | -1.642 | -1.796 | -1.937 | -2.063 | -2.201 | -2.333 | -2.462 | -2.589
| Electricity system flexibility | Demand side flexibility | Demand side response | GW | Hydrogen Evolution | Electricity | Non-residential peak reduction - storage heater flex | -0.049 | -0.058 | -0.067 | -0.075 | -0.083 | -0.092 | -0.102 | -0.11 | -0.116 | -0.122 | -0.127 | -0.133 | -0.288 | -0.443 | -0.598 | -0.753 | -0.905 | -1.04 | -1.177 | -1.311 | -1.442 | -1.551 | -1.661 | -1.761 | -1.856 | -1.947 | -2.038
| Electricity system flexibility | Demand side flexibility | Demand side response | GW | Holistic Transition | Electricity | Non-residential peak reduction - storage heater flex | -0.049 | -0.058 | -0.067 | -0.075 | -0.083 | -0.092 | -0.1 | -0.108 | -0.117 | -0.125 | -0.134 | -0.142 | -0.343 | -0.536 | -0.729 | -0.911 | -1.089 | -1.243 | -1.398 | -1.546 | -1.685 | -1.809 | -1.921 | -2.041 | -2.156 | -2.268 | -2.377
| Electricity system flexibility | Demand side flexibility | Demand side response | GW | Falling Behind | Electricity | Non-residential peak reduction - storage heater flex | -0.049 | -0.063 | -0.072 | -0.082 | -0.091 | -0.1 | -0.11 | -0.119 | -0.129 | -0.138 | -0.147 | -0.156 | -0.167 | -0.177 | -0.185 | -0.189 | -0.19 | -0.191 | -0.192 | -0.192 | -0.192 | -0.191 | -0.19 | -0.189 | -0.187 | -0.187 | -0.186
| Electricity system flexibility | Demand side flexibility | Demand side response | GW | Ten Year Forecast | Electricity | Non-residential peak reduction - storage heater flex | 2024: -0.049; 2025: -0.063; 2026: -0.072; 2027: -0.082; 2028: -0.091; 2029: -0.1; 2030: -0.11; 2031: -0.119; 2032: -0.129; 2033: -0.138; 2034: -0.147; 2035: -0.155
| Electricity system flexibility | Demand side flexibility | Demand side response | GW | Electric Engagement | Electricity | Non-residential peak reduction - hybrid heat pump flex | 0 | 0 | 0 | -0.001 | -0.003 | -0.006 | -0.012 | -0.017 | -0.023 | -0.029 | -0.035 | -0.04 | -0.042 | -0.043 | -0.045 | -0.046 | -0.047 | -0.048 | -0.049 | -0.05 | -0.05 | -0.05 | -0.05 | -0.05 | -0.05 | -0.05 | -0.05
| Electricity system flexibility | Demand side flexibility | Demand side response | GW | Hydrogen Evolution | Electricity | Non-residential peak reduction - hybrid heat pump flex | 0 | 0 | 0 | -0.001 | -0.002 | -0.005 | -0.013 | -0.018 | -0.029 | -0.041 | -0.053 | -0.066 | -0.078 | -0.09 | -0.1 | -0.11 | -0.121 | -0.132 | -0.143 | -0.151 | -0.158 | -0.162 | -0.167 | -0.171 | -0.174 | -0.177 | -0.179
| Electricity system flexibility | Demand side flexibility | Demand side response | GW | Holistic Transition | Electricity | Non-residential peak reduction - hybrid heat pump flex | 0 | 0 | 0 | -0.001 | -0.003 | -0.006 | -0.013 | -0.017 | -0.022 | -0.027 | -0.032 | -0.037 | -0.038 | -0.04 | -0.041 | -0.042 | -0.043 | -0.044 | -0.045 | -0.045 | -0.045 | -0.045 | -0.045 | -0.044 | -0.044 | -0.044 | -0.043
| Electricity system flexibility | Demand side flexibility | Demand side response | GW | Falling Behind | Electricity | Non-residential peak reduction - hybrid heat pump flex | 0 | 0 | 0 | -0.001 | -0.002 | -0.004 | -0.008 | -0.011 | -0.015 | -0.018 | -0.021 | -0.025 | -0.025 | -0.026 | -0.026 | -0.026 | -0.027 | -0.027 | -0.028 | -0.028 | -0.028 | -0.028 | -0.028 | -0.028 | -0.028 | -0.028 | -0.028
| Electricity system flexibility | Demand side flexibility | Demand side response | GW | Ten Year Forecast | Electricity | Non-residential peak reduction - hybrid heat pump flex | 2024: 0; 2025: 0; 2026: 0; 2027: -0.001; 2028: -0.002; 2029: -0.005; 2030: -0.01; 2031: -0.013; 2032: -0.017; 2033: -0.021; 2034: -0.026; 2035: -0.031
| Electricity system flexibility | Demand side flexibility | Demand side response | GW | Electric Engagement | Electricity | Non-residential peak reduction - thermal storage flex | -0.011 | -0.03 | -0.038 | -0.046 | -0.065 | -0.086 | -0.111 | -0.137 | -0.165 | -0.196 | -0.228 | -0.261 | -0.296 | -0.33 | -0.363 | -0.396 | -0.428 | -0.46 | -0.492 | -0.52 | -0.547 | -0.572 | -0.596 | -0.622 | -0.647 | -0.672 | -0.696
| Electricity system flexibility | Demand side flexibility | Demand side response | GW | Hydrogen Evolution | Electricity | Non-residential peak reduction - thermal storage flex | -0.011 | -0.03 | -0.038 | -0.046 | -0.066 | -0.088 | -0.117 | -0.145 | -0.167 | -0.19 | -0.213 | -0.238 | -0.267 | -0.296 | -0.325 | -0.353 | -0.381 | -0.41 | -0.438 | -0.463 | -0.488 | -0.511 | -0.534 | -0.556 | -0.578 | -0.599 | -0.619
| Electricity system flexibility | Demand side flexibility | Demand side response | GW | Holistic Transition | Electricity | Non-residential peak reduction - thermal storage flex | -0.011 | -0.029 | -0.037 | -0.045 | -0.063 | -0.084 | -0.109 | -0.134 | -0.159 | -0.185 | -0.213 | -0.242 | -0.274 | -0.305 | -0.335 | -0.365 | -0.394 | -0.423 | -0.452 | -0.475 | -0.498 | -0.518 | -0.537 | -0.559 | -0.58 | -0.601 | -0.621
| Electricity system flexibility | Demand side flexibility | Demand side response | GW | Falling Behind | Electricity | Non-residential peak reduction - thermal storage flex | -0.011 | -0.031 | -0.039 | -0.046 | -0.059 | -0.074 | -0.089 | -0.106 | -0.123 | -0.142 | -0.168 | -0.195 | -0.213 | -0.231 | -0.249 | -0.266 | -0.283 | -0.302 | -0.32 | -0.336 | -0.352 | -0.367 | -0.382 | -0.398 | -0.414 | -0.43 | -0.446
| Electricity system flexibility | Demand side flexibility | Demand side response | GW | Ten Year Forecast | Electricity | Non-residential peak reduction - thermal storage flex | 2024: -0.011; 2025: -0.018; 2026: -0.022; 2027: -0.026; 2028: -0.034; 2029: -0.043; 2030: -0.052; 2031: -0.062; 2032: -0.073; 2033: -0.084; 2034: -0.098; 2035: -0.112
| Electricity system flexibility | Demand side flexibility | Demand side response | GW | Electric Engagement | Electricity | Non-residential peak reduction - district heating flex | -0.045 | -0.079 | -0.117 | -0.162 | -0.229 | -0.311 | -0.404 | -0.49 | -0.528 | -0.563 | -0.597 | -0.632 | -0.711 | -0.778 | -0.842 | -0.894 | -0.937 | -1.015 | -1.089 | -1.129 | -1.163 | -1.189 | -1.231 | -1.277 | -1.323 | -1.368 | -1.413
| Electricity system flexibility | Demand side flexibility | Demand side response | GW | Hydrogen Evolution | Electricity | Non-residential peak reduction - district heating flex | -0.045 | -0.085 | -0.11 | -0.136 | -0.169 | -0.204 | -0.247 | -0.281 | -0.318 | -0.355 | -0.392 | -0.431 | -0.472 | -0.507 | -0.537 | -0.561 | -0.579 | -0.612 | -0.643 | -0.669 | -0.693 | -0.713 | -0.734 | -0.752 | -0.769 | -0.784 | -0.799
| Electricity system flexibility | Demand side flexibility | Demand side response | GW | Holistic Transition | Electricity | Non-residential peak reduction - district heating flex | -0.045 | -0.078 | -0.114 | -0.157 | -0.221 | -0.299 | -0.386 | -0.468 | -0.505 | -0.54 | -0.573 | -0.607 | -0.668 | -0.724 | -0.768 | -0.811 | -0.845 | -0.913 | -0.973 | -1.014 | -1.049 | -1.077 | -1.127 | -1.184 | -1.242 | -1.3 | -1.359
| Electricity system flexibility | Demand side flexibility | Demand side response | GW | Falling Behind | Electricity | Non-residential peak reduction - district heating flex | -0.045 | -0.077 | -0.106 | -0.139 | -0.182 | -0.234 | -0.297 | -0.366 | -0.438 | -0.511 | -0.593 | -0.681 | -0.696 | -0.708 | -0.718 | -0.724 | -0.731 | -0.726 | -0.721 | -0.709 | -0.695 | -0.68 | -0.664 | -0.647 | -0.629 | -0.605 | -0.581
| Electricity system flexibility | Demand side flexibility | Demand side response | GW | Ten Year Forecast | Electricity | Non-residential peak reduction - district heating flex | 2024: -0.045; 2025: -0.078; 2026: -0.123; 2027: -0.179; 2028: -0.256; 2029: -0.34; 2030: -0.43; 2031: -0.505; 2032: -0.582; 2033: -0.659; 2034: -0.748; 2035: -0.842
| Electricity system flexibility | Demand side flexibility | Electrolysis (installed electric capacity) | GW | Ten Year Forecast | Electricity | Grid-connected electrolysis capacity (installed electric capacity) | 2024: 0.01; 2025: 0.02; 2026: 0.03; 2027: 0.07; 2028: 0.33; 2029: 0.53; 2030: 0.53; 2031: 0.91; 2032: 1.44; 2033: 2.04; 2034: 2.36; 2035: 2.55
| Electricity system flexibility | Demand side flexibility | Electrolysis (installed electric capacity) | GW | Hydrogen Evolution | Electricity | Grid-connected electrolysis capacity (installed electric capacity) | 0.02 | 0.02 | 0.07 | 0.1 | 0.37 | 0.46 | 0.8 | 0.8 | 2.96 | 4.14 | 6.77 | 11.82 | 15.23 | 15.63 | 16.62 | 18.54 | 19.37 | 23.34 | 25.3 | 28.27 | 32.38 | 33.22 | 34.25 | 35.8 | 36.15 | 37.89 | 38.78
| Electricity system flexibility | Demand side flexibility | Electrolysis (installed electric capacity) | GW | Holistic Transition | Electricity | Grid-connected electrolysis capacity (installed electric capacity) | 0.01 | 0.02 | 0.04 | 0.09 | 0.57 | 0.67 | 0.77 | 1.11 | 1.15 | 1.38 | 1.57 | 2.12 | 3.11 | 4.03 | 4.98 | 5.6 | 6.82 | 7.2 | 8.02 | 9.1 | 9.53 | 10.97 | 12.65 | 13.39 | 14.63 | 15.46 | 15.66
| Electricity system flexibility | Demand side flexibility | Electrolysis (installed electric capacity) | GW | Falling Behind | Electricity | Grid-connected electrolysis capacity (installed electric capacity) | 0.01 | 0.02 | 0.04 | 0.05 | 0.07 | 0.11 | 0.11 | 0.11 | 0.11 | 0.16 | 0.26 | 0.37 | 0.48 | 0.95 | 0.95 | 0.96 | 1.54 | 1.55 | 1.56 | 1.64 | 1.84 | 2.29 | 2.31 | 3.04 | 3.16 | 3.8 | 3.83
| Electricity system flexibility | Demand side flexibility | Electrolysis (installed electric capacity) | GW | Electric Engagement | Electricity | Grid-connected electrolysis capacity (installed electric capacity) | 0.02 | 0.02 | 0.03 | 0.05 | 0.23 | 0.4 | 0.78 | 1.08 | 1.11 | 1.13 | 1.19 | 1.51 | 2.29 | 5.16 | 6.4 | 7.17 | 8.23 | 9.24 | 10.73 | 12.31 | 12.36 | 12.5 | 12.61 | 13.51 | 14.25 | 14.66 | 14.71
| Electricity system flexibility | Demand side flexibility | Electrolysis (installed electric capacity) | GW | Electric Engagement | Electricity | Nuclear-connected electrolysis capacity (installed electric capacity) | 0 | 0 | 0 | 0 | 0 | 0 | 0 | 0 | 0 | 0 | 0 | 0 | 0 | 0 | 0 | 0 | 0 | 0 | 0 | 0 | 0 | 0 | 0 | 0 | 0 | 0 | 0
| Electricity system flexibility | Demand side flexibility | Electrolysis (installed electric capacity) | GW | Hydrogen Evolution | Electricity | Nuclear-connected electrolysis capacity (installed electric capacity) | 0 | 0 | 0 | 0 | 0 | 0 | 0 | 0 | 0 | 0 | 0 | 0 | 0 | 0 | 0 | 0 | 0 | 0.03 | 0.03 | 0.03 | 0.03 | 0.49 | 1.55 | 1.59 | 2.23 | 2.28 | 2.4
| Electricity system flexibility | Demand side flexibility | Electrolysis (installed electric capacity) | GW | Holistic Transition | Electricity | Nuclear-connected electrolysis capacity (installed electric capacity) | 0 | 0 | 0 | 0 | 0 | 0 | 0 | 0 | 0 | 0 | 0 | 0 | 0 | 0 | 0 | 0 | 0 | 0 | 0 | 0 | 0 | 0 | 0 | 0 | 0 | 0 | 0
| Electricity system flexibility | Demand side flexibility | Electrolysis (installed electric capacity) | GW | Falling Behind | Electricity | Nuclear-connected electrolysis capacity (installed electric capacity) | 0 | 0 | 0 | 0 | 0 | 0 | 0 | 0 | 0 | 0 | 0 | 0 | 0 | 0 | 0 | 0 | 0 | 0 | 0 | 0 | 0 | 0 | 0 | 0 | 0 | 0 | 0
| Electricity system flexibility | Demand side flexibility | Electrolysis (installed electric capacity) | GW | Ten Year Forecast | Electricity | Nuclear-connected electrolysis capacity (installed electric capacity) | 2024: 0; 2025: 0; 2026: 0; 2027: 0; 2028: 0; 2029: 0
| Electricity system flexibility | Demand side flexibility | Total consumer led flexibility | GW | Electric Engagement | Electricity | Combined flexibility capacity from all consumer led sources | -8.5155 | -7.6365 | -8.2509 | -8.8455 | -9.7629 | -11.0407 | -12.8271 | -14.5557 | -16.3829 | -18.6379 | -21.4048 | -24.5017 | -29.0474 | -33.9819 | -39.059 | -44.2687 | -48.5528 | -52.6899 | -56.2722 | -58.8544 | -60.5893 | -61.8893 | -63.432 | -64.5677 | -65.3771 | -66.1901 | -67.0075
| Electricity system flexibility | Demand side flexibility | Total consumer led flexibility | GW | Hydrogen Evolution | Electricity | Combined flexibility capacity from all consumer led sources | -8.5158 | -7.3381 | -7.7748 | -8.1026 | -8.5539 | -9.4532 | -10.1814 | -10.8929 | -11.8457 | -12.905 | -13.7528 | -14.7853 | -16.4336 | -18.21 | -20.042 | -21.8313 | -23.7731 | -25.6955 | -27.7728 | -29.7248 | -31.8018 | -33.5928 | -35.3932 | -37.108 | -38.4696 | -39.6898 | -40.594
| Electricity system flexibility | Demand side flexibility | Total consumer led flexibility | GW | Holistic Transition | Electricity | Combined flexibility capacity from all consumer led sources | -8.5142 | -7.7236 | -8.6374 | -9.4422 | -10.6381 | -12.6058 | -15.6771 | -17.9828 | -20.5214 | -23.7446 | -27.853 | -33.019 | -39.4121 | -46.1777 | -53.1067 | -59.7258 | -65.5005 | -70.7476 | -73.5902 | -75.0999 | -76.4548 | -77.6914 | -78.7916 | -79.7053 | -80.3509 | -81.1389 | -81.5594
| Electricity system flexibility | Demand side flexibility | Total consumer led flexibility | GW | Falling Behind | Electricity | Combined flexibility capacity from all consumer led sources | -8.5144 | -7.7784 | -7.9287 | -8.0823 | -8.2588 | -8.4663 | -9.0581 | -9.4075 | -9.7943 | -10.1857 | -10.5678 | -11.0214 | -11.4964 | -11.945 | -12.4392 | -12.9928 | -13.656 | -14.3989 | -15.0507 | -15.7221 | -16.2678 | -17.1559 | -18.1552 | -18.9757 | -19.9567 | -20.9512 | -21.2761
| Electricity system flexibility | Demand side flexibility | Total consumer led flexibility | GW | Ten Year Forecast | Electricity | Combined flexibility capacity from all consumer led sources | 2024: -8.5255; 2025: -7.832; 2026: -8.4419; 2027: -8.9334; 2028: -9.5681; 2029: -10.5666; 2030: -11.4471; 2031: -12.7425; 2032: -14.2997; 2033: -16.2209; 2034: -18.5369; 2035: -21.4418

## ES1
ES1: Electricity supply data table
Return to: Main Menu
Return to: Data table contents
| Notes: | Data table includes multiple variables as indicated in "Variable" column.
Carbon intensity represent the case where no generation output is adjusted to overcome network or operability constraints. The real world values will be higher.
If a row is zero for any scenario it has been omitted.
|  | Connection | Pathway | Variable | Category | Type | SubType | 2024 | 2025 | 2026 | 2027 | 2028 | 2029 | 2030 | 2031 | 2032 | 2033 | 2034 | 2035 | 2036 | 2037 | 2038 | 2039 | 2040 | 2041 | 2042 | 2043 | 2044 | 2045 | 2046 | 2047 | 2048 | 2049 | 2050
|  | Distributed | Falling Behind | Capacity (MW) | Base Load | Biomass | Biomass | 763.817 | 771.4552 | 777.2411 | 781.1273 | 783.0801 | 783.0801 | 783.0801 | 783.0801 | 783.0801 | 783.0801 | 783.0801 | 783.0801 | 783.0801 | 783.0801 | 783.0801 | 783.0801 | 783.0801 | 783.0801 | 783.0801 | 783.0801 | 783.0801 | 783.0801 | 783.0801 | 783.0801 | 783.0801 | 783.0801 | 783.0801
|  | Distributed | Falling Behind | Capacity (MW) | Base Load | Biomass | Biomass CHP | 34.35 | 34.35 | 34.35 | 34.35 | 34.35 | 34.35 | 34.35 | 34.35 | 34.35 | 34.35 | 34.35 | 34.35 | 34.35 | 34.35 | 34.35 | 34.35 | 34.35 | 34.35 | 34.35 | 34.35 | 34.35 | 34.35 | 34.35 | 34.35 | 34.35 | 34.35 | 34.35
|  | Distributed | Falling Behind | Capacity (MW) | Base Load | Waste | Waste | 2875.668 | 2912.067 | 2913.576 | 2911.574 | 2907.615 | 2887.262 | 2854.411 | 2813.762 | 2760.632 | 2697.212 | 2638.312 | 2604.733 | 2527.776 | 2439.243 | 2392.457 | 2340.99 | 2292.489 | 2253.056 | 2191.358 | 2128.035 | 2050.974 | 2007.409 | 1950.582 | 1881.452 | 1813.761 | 1732.108 | 1639.928
|  | Distributed | Falling Behind | Capacity (MW) | Base Load | Waste | Waste CHP | 263.6981 | 325.8381 | 381.9579 | 432.6175 | 478.909 | 521.5113 | 556.6816 | 585.9229 | 605.822 | 626.4271 | 652.4082 | 676.4382 | 696.8829 | 716.1351 | 735.3981 | 733.7451 | 732.7309 | 732.5742 | 731.65 | 730.0695 | 726.7265 | 721.7923 | 717.4518 | 713.3664 | 710.2583 | 708.5365 | 707.2117
|  | Distributed | Falling Behind | Capacity (MW) | Dispatchable | Gas | CCGT | 1820.32 | 1706.788 | 1717.232 | 1674.632 | 1685.076 | 1642.476 | 1599.876 | 1652.92 | 1652.92 | 1652.92 | 1652.92 | 1652.92 | 1652.92 | 1652.92 | 1652.92 | 1652.92 | 1652.92 | 1652.92 | 1652.92 | 1652.92 | 1652.92 | 1652.92 | 1652.92 | 1652.92 | 1652.92 | 1652.92 | 1652.92
|  | Distributed | Falling Behind | Capacity (MW) | Dispatchable | Gas | Gas CHP | 1781.395 | 1807.805 | 1817.825 | 1827.846 | 1827.866 | 1822.144 | 1816.148 | 1809.851 | 1803.222 | 1796.223 | 1788.812 | 1780.936 | 1772.533 | 1763.529 | 1753.831 | 1743.323 | 1731.857 | 1719.244 | 1705.226 | 1689.454 | 1671.425 | 1650.389 | 1625.141 | 1593.576 | 1551.483 | 1488.333 | 1362.012
|  | Distributed | Falling Behind | Capacity (MW) | Dispatchable | Gas | Gas Reciprocating Engines | 2544.465 | 2778.833 | 3098.399 | 3408.239 | 3714.98 | 4012.179 | 4280.52 | 4511.375 | 4687.825 | 4718.073 | 4688.342 | 4587.657 | 4423.994 | 4317.624 | 4257.72 | 4201.567 | 4178.752 | 4140.557 | 4085.417 | 4011.439 | 3971.817 | 3892.047 | 3832.574 | 3769.135 | 3692.459 | 3629.66 | 3597.41
|  | Distributed | Falling Behind | Capacity (MW) | Dispatchable | Other Thermal | Diesel | 1305.32 | 1268.669 | 1199.13 | 1078.541 | 894.0179 | 636.0295 | 426.4326 | 260.5124 | 148.5998 | 91 | 91 | 0 | 0 | 0 | 0 | 0 | 0 | 0 | 0 | 0 | 0 | 0 | 0 | 0 | 0 | 0 | 0
|  | Distributed | Falling Behind | Capacity (MW) | Renewable | Hydro | Hydro | 324.267 | 325.1922 | 326.086 | 326.9504 | 327.7875 | 328.5988 | 329.3858 | 330.1501 | 330.8928 | 331.6151 | 332.3182 | 333.0031 | 333.6705 | 334.3216 | 334.9569 | 335.5772 | 336.1833 | 336.7758 | 337.3553 | 337.9223 | 338.4774 | 339.021 | 339.5536 | 340.0757 | 340.5876 | 341.0898 | 341.5826
|  | Distributed | Falling Behind | Capacity (MW) | Renewable | Offshore Wind | Offshore Wind | 681.2 | 681.2 | 681.2 | 681.2 | 681.2 | 681.2 | 681.2 | 681.2 | 681.2 | 681.2 | 681.2 | 681.2 | 681.2 | 681.2 | 681.2 | 681.2 | 681.2 | 681.2 | 681.2 | 681.2 | 681.2 | 681.2 | 681.2 | 681.2 | 681.2 | 681.2 | 681.2
|  | Distributed | Falling Behind | Capacity (MW) | Renewable | Onshore Wind | Onshore Wind | 5436.147 | 5463.328 | 5490.644 | 5518.098 | 5545.688 | 5573.417 | 5650.38 | 5801.128 | 5976.564 | 6152.141 | 6278.763 | 6405.526 | 6532.433 | 6659.483 | 6786.678 | 6914.018 | 7041.503 | 7169.135 | 7296.914 | 7424.84 | 7552.916 | 7681.141 | 7809.516 | 7938.042 | 8066.72 | 8195.55 | 8324.533
|  | Distributed | Falling Behind | Capacity (MW) | Renewable | Other Renewable | Marine | 47.058 | 47.058 | 47.058 | 47.058 | 47.058 | 47.058 | 47.058 | 47.058 | 47.058 | 47.058 | 47.058 | 47.058 | 47.058 | 47.058 | 47.058 | 47.058 | 47.058 | 47.058 | 47.058 | 47.058 | 47.058 | 47.058 | 47.058 | 47.058 | 47.058 | 47.058 | 47.058
|  | Distributed | Falling Behind | Capacity (MW) | Renewable | Solar PV | Solar PV | 11515.78 | 11936.71 | 12163.97 | 12415.09 | 12689.94 | 13090.78 | 13514.78 | 14214.78 | 15064.78 | 15893.6 | 17006.24 | 17748 | 18148 | 18148 | 18148 | 18448 | 19148 | 19848 | 20448 | 21048 | 21748 | 22548 | 23348 | 24248 | 25148 | 25798 | 26398
|  | Distributed | Falling Behind | Capacity (MW) | Storage | Battery | Battery | 3648.298 | 4336.636 | 4796.441 | 5395.931 | 6245.085 | 6997.075 | 7874.875 | 7934.175 | 7934.175 | 8033.975 | 8821.075 | 8850.975 | 9420.666 | 9807.496 | 9990.917 | 10123.92 | 10242.21 | 10298.01 | 10353.01 | 10384.56 | 10384.56 | 10384.56 | 10384.56 | 10384.56 | 10384.56 | 10384.56 | 10384.56
|  | Distributed | Falling Behind | Capacity (MW) | Storage | Long Duration Energy Storage | Compressed Air | 3.294 | 3.294 | 3.294 | 3.294 | 3.294 | 3.294 | 3.294 | 3.294 | 3.294 | 3.294 | 3.294 | 3.294 | 3.294 | 3.294 | 3.294 | 3.294 | 3.294 | 3.294 | 3.294 | 3.294 | 3.294 | 3.294 | 3.294 | 3.294 | 3.294 | 3.294 | 3.294
|  | Distributed | Falling Behind | Capacity (MW) | Storage | Long Duration Energy Storage | Liquid Air | 5 | 5 | 5 | 5 | 5 | 5 | 5 | 5 | 105 | 105 | 205 | 205 | 205 | 205 | 205 | 205 | 205 | 205 | 205 | 205 | 205 | 205 | 205 | 205 | 205 | 205 | 205
|  | Distributed | Falling Behind | Capacity (MW) | Storage | Long Duration Energy Storage | Pumped Hydro | 0 | 0 | 0 | 0 | 0 | 0 | 0 | 0 | 0 | 0 | 0 | 0 | 0 | 0 | 0 | 0 | 99.9 | 99.9 | 99.9 | 99.9 | 99.9 | 99.9 | 99.9 | 99.9 | 99.9 | 99.9 | 99.9
|  | Distributed | Electric Engagement | Capacity (MW) | Base Load | Biomass | Biomass | 763.817 | 763.817 | 763.817 | 763.817 | 678.597 | 678.597 | 628.597 | 628.597 | 628.597 | 541.997 | 541.997 | 465.997 | 465.997 | 420.997 | 420.997 | 375.997 | 375.997 | 330.997 | 330.997 | 285.997 | 285.997 | 240.997 | 240.997 | 240.997 | 240.997 | 240.997 | 240.997
|  | Distributed | Electric Engagement | Capacity (MW) | Base Load | Biomass | Biomass CHP | 34.35 | 35.584 | 36.8146 | 38.0433 | 39.1761 | 40.3035 | 41.4266 | 42.5462 | 43.6633 | 44.7788 | 45.8932 | 47.0075 | 48.1221 | 49.2378 | 50.3551 | 51.4745 | 52.5965 | 53.9847 | 55.3888 | 56.8097 | 58.2477 | 59.9947 | 61.7759 | 63.5923 | 65.7627 | 67.9903 | 70.2766
|  | Distributed | Electric Engagement | Capacity (MW) | Base Load | Waste | Waste | 2875.668 | 2884.286 | 2902.348 | 2919.746 | 2936.601 | 2953.023 | 2935.694 | 2895.541 | 2824.863 | 2776.057 | 2739.534 | 2712.202 | 2653.495 | 2584.004 | 2517.035 | 2469.223 | 2426.379 | 2375.231 | 2308.785 | 2243.974 | 2171.89 | 2119.764 | 2027.003 | 1893.649 | 1723.765 | 1614.892 | 1560.731
|  | Distributed | Electric Engagement | Capacity (MW) | Base Load | Waste | Waste CHP | 263.6981 | 329.723 | 400.7087 | 471.6508 | 542.6031 | 613.5661 | 678.2522 | 691.844 | 701.394 | 713.2302 | 728.8257 | 749.1938 | 767.7986 | 784.2098 | 800.4712 | 811.8917 | 817.0302 | 816.3614 | 816.1566 | 818.8541 | 823.17 | 827.0483 | 830.3242 | 833.4046 | 837.6113 | 841.7314 | 844.8562
|  | Distributed | Electric Engagement | Capacity (MW) | Dispatchable | Gas | CCGT | 1820.32 | 1820.32 | 1767.32 | 1767.32 | 1440.788 | 1387.788 | 1387.788 | 1387.788 | 1334.788 | 1334.788 | 1228.788 | 1228.788 | 0 | 0 | 0 | 0 | 0 | 0 | 0 | 0 | 0 | 0 | 0 | 0 | 0 | 0 | 0
|  | Distributed | Electric Engagement | Capacity (MW) | Dispatchable | Gas | Gas CHP | 1781.395 | 1758.105 | 1748.425 | 1738.744 | 1729.064 | 1696.159 | 1661.705 | 1560.956 | 1451.861 | 1334.126 | 1207.277 | 1073.916 | 932.0098 | 810.0607 | 696.0492 | 594.0439 | 507.2447 | 429.5747 | 360.9103 | 287.4555 | 212.3625 | 134.9745 | 48.521 | 38.8408 | 29.1606 | 19.4804 | 9.8003
|  | Distributed | Electric Engagement | Capacity (MW) | Dispatchable | Gas | Gas Reciprocating Engines | 2544.465 | 2725.568 | 2943.613 | 3149.666 | 3338.646 | 3505.578 | 3526.327 | 3486.658 | 3394.465 | 3120.739 | 2690.962 | 2188.99 | 1689.089 | 1291.957 | 1010.234 | 764.7376 | 484.7216 | 181.8428 | 0 | 0 | 0 | 0 | 0 | 0 | 0 | 0 | 0
|  | Distributed | Electric Engagement | Capacity (MW) | Dispatchable | Hydrogen | Hydrogen CHP | 0 | 0 | 0 | 0 | 0 | 0 | 0 | 13.0294 | 22.3438 | 32.4676 | 43.4454 | 55.0331 | 67.4216 | 77.9403 | 87.7152 | 96.3653 | 103.5907 | 109.9608 | 115.4871 | 121.4622 | 127.5908 | 133.9345 | 141.1275 | 141.1275 | 141.1275 | 141.1275 | 141.1275
|  | Distributed | Electric Engagement | Capacity (MW) | Dispatchable | Hydrogen | Hydrogen Peaking | 0 | 0 | 0 | 0 | 0 | 0 | 0 | 0 | 0 | 177.5283 | 363.5104 | 558.7916 | 764.3507 | 981.3297 | 1211.072 | 1455.174 | 1715.549 | 1994.522 | 2294.954 | 2620.423 | 2975.48 | 3366.042 | 3800 | 4800 | 4800 | 4800 | 4800
|  | Distributed | Electric Engagement | Capacity (MW) | Dispatchable | Other Thermal | Diesel | 1305.32 | 1209.467 | 1107.389 | 971.2019 | 678.8597 | 427.1339 | 280.3274 | 194.3243 | 0 | 0 | 0 | 0 | 0 | 0 | 0 | 0 | 0 | 0 | 0 | 0 | 0 | 0 | 0 | 0 | 0 | 0 | 0
|  | Distributed | Electric Engagement | Capacity (MW) | Renewable | Hydro | Hydro | 324.267 | 333.2988 | 344.2139 | 355.4528 | 367.0264 | 378.9456 | 391.2216 | 401.9099 | 412.8618 | 424.0846 | 435.5859 | 447.3732 | 457.2174 | 467.2538 | 477.4868 | 487.9209 | 498.5606 | 506.9176 | 515.3936 | 523.9907 | 532.7113 | 541.5575 | 550.5317 | 559.6362 | 568.8732 | 578.2451 | 587.7542
|  | Distributed | Electric Engagement | Capacity (MW) | Renewable | Offshore Wind | Offshore Wind | 681.2 | 739.7 | 739.7 | 739.7 | 739.7 | 739.7 | 739.7 | 739.7 | 739.7 | 739.7 | 739.7 | 739.7 | 739.7 | 739.7 | 739.7 | 739.7 | 739.7 | 739.7 | 739.7 | 739.7 | 739.7 | 739.7 | 739.7 | 739.7 | 739.7 | 739.7 | 739.7
|  | Distributed | Electric Engagement | Capacity (MW) | Renewable | Onshore Wind | Onshore Wind | 5436.147 | 5751.444 | 6228.813 | 6745.805 | 7339.436 | 8003.655 | 8727.985 | 9337.178 | 9981.704 | 10663.61 | 11385.07 | 12086.01 | 12819.15 | 13586.05 | 14388.35 | 15227.76 | 16106.06 | 16944.61 | 17775.48 | 18594.2 | 19440.23 | 20276.16 | 20661.41 | 20756.01 | 20850.6 | 20935.74 | 20935.74
|  | Distributed | Electric Engagement | Capacity (MW) | Renewable | Other Renewable | Geothermal CHP | 0 | 0 | 4 | 11 | 11 | 11 | 11 | 11 | 11 | 11 | 11 | 11 | 11 | 11 | 11 | 11 | 11 | 11 | 11 | 11 | 11 | 11 | 11 | 11 | 11 | 11 | 11
|  | Distributed | Electric Engagement | Capacity (MW) | Renewable | Other Renewable | Marine | 47.058 | 62.058 | 90.558 | 124.558 | 144.558 | 169.558 | 189.558 | 199.558 | 209.558 | 244.558 | 264.558 | 274.558 | 284.558 | 294.558 | 304.558 | 314.558 | 324.558 | 334.558 | 344.558 | 354.558 | 354.558 | 354.558 | 354.558 | 354.558 | 354.558 | 354.558 | 354.558
|  | Distributed | Electric Engagement | Capacity (MW) | Renewable | Solar PV | Solar PV | 11515.78 | 12184.67 | 13500.64 | 14815.78 | 16315.78 | 17965.78 | 20165.78 | 21565.78 | 23065.78 | 24394.6 | 26057.24 | 27099 | 27899 | 28199 | 28499 | 29399 | 30299 | 31199 | 32099 | 32999 | 33699 | 34399 | 34899 | 35699 | 36399 | 37099 | 37949
|  | Distributed | Electric Engagement | Capacity (MW) | Storage | Battery | Battery | 3648.298 | 6341.031 | 7238.834 | 8378.573 | 9503.176 | 10134.86 | 10387.21 | 11479.27 | 11863.57 | 12333.26 | 12620.69 | 12804.11 | 12937.11 | 13055.4 | 13111.2 | 13166.2 | 13197.75 | 13197.75 | 13197.75 | 13197.75 | 13197.75 | 13197.75 | 13197.75 | 13197.75 | 13197.75 | 13197.75 | 13197.75
|  | Distributed | Electric Engagement | Capacity (MW) | Storage | Long Duration Energy Storage | Compressed Air | 3.294 | 3.294 | 3.294 | 3.294 | 3.294 | 3.294 | 3.294 | 3.294 | 3.294 | 3.294 | 123.294 | 123.294 | 123.294 | 123.294 | 123.294 | 123.294 | 123.294 | 123.294 | 123.294 | 123.294 | 123.294 | 123.294 | 123.294 | 123.294 | 123.294 | 123.294 | 123.294
|  | Distributed | Electric Engagement | Capacity (MW) | Storage | Long Duration Energy Storage | Liquid Air | 5 | 5 | 5 | 5 | 5 | 105 | 205 | 205 | 305 | 405 | 505 | 605 | 605 | 605 | 605 | 605 | 605 | 605 | 605 | 605 | 605 | 605 | 605 | 605 | 605 | 605 | 605
|  | Distributed | Electric Engagement | Capacity (MW) | Storage | Long Duration Energy Storage | Pumped Hydro | 0 | 0 | 0 | 0 | 0 | 0 | 0 | 0 | 99.9 | 99.9 | 99.9 | 99.9 | 99.9 | 99.9 | 99.9 | 99.9 | 99.9 | 99.9 | 99.9 | 99.9 | 99.9 | 99.9 | 99.9 | 99.9 | 99.9 | 99.9 | 99.9
|  | Distributed | Holistic Transition | Capacity (MW) | Base Load | Biomass | Biomass | 763.817 | 763.817 | 763.817 | 763.817 | 678.597 | 678.597 | 628.597 | 628.597 | 628.597 | 541.997 | 541.997 | 465.997 | 465.997 | 420.997 | 420.997 | 375.997 | 375.997 | 330.997 | 330.997 | 285.997 | 285.997 | 240.997 | 240.997 | 240.997 | 240.997 | 240.997 | 240.997
|  | Distributed | Holistic Transition | Capacity (MW) | Base Load | Biomass | Biomass CHP | 34.35 | 35.584 | 36.8146 | 38.0433 | 39.1761 | 40.3035 | 41.4266 | 42.5462 | 43.6633 | 44.7788 | 45.8932 | 47.0075 | 48.1221 | 49.2378 | 50.3551 | 51.4745 | 52.5965 | 53.9847 | 55.3888 | 56.8097 | 58.2477 | 59.9947 | 61.7759 | 63.5923 | 65.7627 | 67.9903 | 70.2766
|  | Distributed | Holistic Transition | Capacity (MW) | Base Load | Waste | Waste | 2875.668 | 2884.889 | 2903.635 | 2921.805 | 2939.53 | 2956.927 | 2940.69 | 2901.758 | 2832.44 | 2785.148 | 2749.11 | 2721.785 | 2663.612 | 2594.676 | 2527.727 | 2479.927 | 2437.089 | 2386.556 | 2321.37 | 2257.535 | 2186.446 | 2135.334 | 2043.605 | 1910.967 | 1741.808 | 1633.669 | 1580.251
|  | Distributed | Holistic Transition | Capacity (MW) | Base Load | Waste | Waste CHP | 263.6981 | 335.0307 | 413.8242 | 492.5739 | 571.334 | 650.1048 | 722.5986 | 743.9981 | 761.3558 | 780.9997 | 804.403 | 831.0788 | 855.9913 | 877.7103 | 899.2794 | 914.7576 | 922.7039 | 924.8428 | 924.9457 | 927.9509 | 932.5746 | 936.7606 | 940.3442 | 943.7324 | 948.2468 | 952.6746 | 956.1071
|  | Distributed | Holistic Transition | Capacity (MW) | Dispatchable | Gas | CCGT | 1820.32 | 1820.32 | 1767.32 | 1767.32 | 1714.32 | 1714.32 | 0 | 0 | 0 | 0 | 0 | 0 | 0 | 0 | 0 | 0 | 0 | 0 | 0 | 0 | 0 | 0 | 0 | 0 | 0 | 0 | 0
|  | Distributed | Holistic Transition | Capacity (MW) | Dispatchable | Gas | Gas CHP | 1781.395 | 1688.628 | 1659.471 | 1625.314 | 1591.156 | 1556.999 | 1456.597 | 1337.946 | 1191.922 | 1000.275 | 717.3831 | 0 | 0 | 0 | 0 | 0 | 0 | 0 | 0 | 0 | 0 | 0 | 0 | 0 | 0 | 0 | 0
|  | Distributed | Holistic Transition | Capacity (MW) | Dispatchable | Gas | Gas Reciprocating Engines | 2544.465 | 2693.608 | 2801.353 | 2857.38 | 2914.527 | 2972.818 | 2939.988 | 2850.128 | 2606.332 | 2030.364 | 727.3819 | 0 | 0 | 0 | 0 | 0 | 0 | 0 | 0 | 0 | 0 | 0 | 0 | 0 | 0 | 0 | 0
|  | Distributed | Holistic Transition | Capacity (MW) | Dispatchable | Hydrogen | Hydrogen CHP | 0 | 0 | 0 | 0 | 0 | 53.2931 | 144.6808 | 254.346 | 391.4275 | 574.2029 | 848.3659 | 985.051 | 985.051 | 986.0373 | 987.0235 | 988.0097 | 988.9959 | 989.9822 | 990.9684 | 991.9546 | 992.9408 | 993.9271 | 994.9133 | 995.8995 | 996.8857 | 997.872 | 998.8582
|  | Distributed | Holistic Transition | Capacity (MW) | Dispatchable | Hydrogen | Hydrogen Peaking | 0 | 0 | 0 | 0 | 0 | 0 | 0 | 0 | 232.3225 | 398.8947 | 740.5549 | 1200.331 | 1732.303 | 2262.204 | 2689.337 | 3001.059 | 3276.556 | 3586.572 | 3919.451 | 4276.064 | 4541.761 | 4784.708 | 5000.884 | 5195.282 | 5361.918 | 5498.426 | 5604.036
|  | Distributed | Holistic Transition | Capacity (MW) | Dispatchable | Other Thermal | Diesel | 1305.32 | 952.3195 | 549.3195 | 549.3195 | 549.3195 | 549.3195 | 549.3195 | 0 | 0 | 0 | 0 | 0 | 0 | 0 | 0 | 0 | 0 | 0 | 0 | 0 | 0 | 0 | 0 | 0 | 0 | 0 | 0
|  | Distributed | Holistic Transition | Capacity (MW) | Renewable | Hydro | Hydro | 324.267 | 327.6242 | 330.9818 | 334.3417 | 337.7052 | 341.0738 | 344.4488 | 347.8313 | 351.2226 | 354.6235 | 358.035 | 361.4581 | 364.8936 | 368.3422 | 371.8047 | 375.2819 | 378.7743 | 382.2827 | 385.8076 | 389.3495 | 392.9092 | 396.4871 | 400.0836 | 403.6994 | 407.3349 | 410.9905 | 414.6667
|  | Distributed | Holistic Transition | Capacity (MW) | Renewable | Offshore Wind | Offshore Wind | 681.2 | 739.7 | 739.7 | 739.7 | 739.7 | 739.7 | 739.7 | 739.7 | 739.7 | 739.7 | 739.7 | 739.7 | 739.7 | 739.7 | 739.7 | 739.7 | 739.7 | 739.7 | 739.7 | 739.7 | 739.7 | 739.7 | 739.7 | 739.7 | 739.7 | 739.7 | 739.7
|  | Distributed | Holistic Transition | Capacity (MW) | Renewable | Onshore Wind | Onshore Wind | 5436.147 | 5743.615 | 6202.018 | 6703.583 | 7277.083 | 7922.276 | 8626.108 | 9207.875 | 9822.383 | 10471.52 | 11157.29 | 11759.04 | 12335.39 | 12955.57 | 13539.23 | 14174.71 | 14936.35 | 15666.89 | 16392 | 17108.12 | 17846.84 | 18578.23 | 18949.85 | 19089.74 | 19230.43 | 19364.37 | 19431.05
|  | Distributed | Holistic Transition | Capacity (MW) | Renewable | Other Renewable | Geothermal CHP | 0 | 0 | 4 | 11 | 11 | 11 | 11 | 11 | 11 | 11 | 11 | 11 | 11 | 11 | 11 | 11 | 11 | 11 | 11 | 11 | 11 | 11 | 11 | 11 | 11 | 11 | 11
|  | Distributed | Holistic Transition | Capacity (MW) | Renewable | Other Renewable | Marine | 47.058 | 62.058 | 90.558 | 124.558 | 144.558 | 169.558 | 189.558 | 199.558 | 209.558 | 244.558 | 264.558 | 274.558 | 284.558 | 294.558 | 304.558 | 314.558 | 324.558 | 334.558 | 344.558 | 354.558 | 354.558 | 354.558 | 354.558 | 354.558 | 354.558 | 354.558 | 354.558
|  | Distributed | Holistic Transition | Capacity (MW) | Renewable | Solar PV | Solar PV | 11515.78 | 13226.09 | 14837.27 | 16465.78 | 18115.78 | 19765.78 | 21415.78 | 23415.78 | 25615.78 | 27644.6 | 29757.24 | 30950.48 | 31950.48 | 32550.48 | 33050.48 | 34292.93 | 35864.25 | 37348.89 | 38634.61 | 40075.14 | 41264.54 | 41803.63 | 41803.63 | 41803.63 | 41903.63 | 42003.63 | 42453.63
|  | Distributed | Holistic Transition | Capacity (MW) | Storage | Battery | Battery | 3648.298 | 4917.786 | 6539.115 | 7621.615 | 8325.245 | 8788.175 | 9158.321 | 9458.321 | 10155.42 | 10254.82 | 10724.51 | 11011.94 | 11195.36 | 11328.36 | 11446.65 | 11502.45 | 11557.45 | 11589 | 11589 | 11589 | 11589 | 11589 | 11589 | 11589 | 11589 | 11589 | 11589
|  | Distributed | Holistic Transition | Capacity (MW) | Storage | Long Duration Energy Storage | Compressed Air | 3.294 | 3.294 | 3.294 | 3.294 | 3.294 | 3.294 | 3.294 | 3.294 | 3.294 | 3.294 | 3.294 | 3.294 | 3.294 | 3.294 | 3.294 | 3.294 | 3.294 | 3.294 | 3.294 | 3.294 | 3.294 | 3.294 | 3.294 | 3.294 | 3.294 | 3.294 | 3.294
|  | Distributed | Holistic Transition | Capacity (MW) | Storage | Long Duration Energy Storage | Liquid Air | 5 | 5 | 5 | 5 | 5 | 205 | 305 | 405 | 505 | 605 | 605 | 605 | 605 | 605 | 605 | 605 | 605 | 605 | 605 | 605 | 605 | 605 | 605 | 605 | 605 | 605 | 605
|  | Distributed | Holistic Transition | Capacity (MW) | Storage | Long Duration Energy Storage | Pumped Hydro | 0 | 0 | 0 | 0 | 0 | 0 | 99.9 | 99.9 | 99.9 | 99.9 | 99.9 | 99.9 | 99.9 | 99.9 | 99.9 | 99.9 | 99.9 | 99.9 | 99.9 | 99.9 | 99.9 | 99.9 | 99.9 | 99.9 | 99.9 | 99.9 | 99.9
|  | Distributed | Hydrogen Evolution | Capacity (MW) | Base Load | Biomass | Biomass | 763.817 | 763.817 | 763.817 | 763.817 | 688.597 | 688.597 | 648.597 | 648.597 | 648.597 | 566.997 | 566.997 | 495.997 | 495.997 | 455.997 | 455.997 | 415.997 | 415.997 | 375.997 | 375.997 | 335.997 | 335.997 | 335.997 | 335.997 | 335.997 | 335.997 | 335.997 | 335.997
|  | Distributed | Hydrogen Evolution | Capacity (MW) | Base Load | Biomass | Biomass CHP | 34.35 | 35.2405 | 36.1069 | 36.9508 | 37.774 | 38.5778 | 39.3634 | 40.132 | 40.8848 | 41.6226 | 42.3463 | 43.0568 | 43.7549 | 44.4411 | 45.1163 | 45.7808 | 46.321 | 46.8487 | 47.3645 | 47.6322 | 47.8853 | 48.1243 | 48.2297 | 48.3215 | 48.3215 | 48.3215 | 48.3215
|  | Distributed | Hydrogen Evolution | Capacity (MW) | Base Load | Waste | Waste | 2875.668 | 2873.031 | 2868.792 | 2863.349 | 2859.58 | 2853.737 | 2828.215 | 2768.569 | 2693.153 | 2616.797 | 2551.23 | 2504.709 | 2434.688 | 2347.467 | 2283.722 | 2236.825 | 2186.419 | 2132.907 | 2065.499 | 1993.897 | 1906.645 | 1847.103 | 1775.644 | 1643.415 | 1509.708 | 1392.523 | 1301.091
|  | Distributed | Hydrogen Evolution | Capacity (MW) | Base Load | Waste | Waste CHP | 263.6981 | 320.362 | 379.5251 | 438.6877 | 500.3501 | 562.0125 | 616.3712 | 618.9434 | 615.5176 | 613.6513 | 616.9654 | 630.3025 | 634.807 | 635.306 | 639.9527 | 641.8123 | 637.5949 | 627.2815 | 620.3015 | 616.3051 | 613.9622 | 611.7168 | 608.9043 | 604.6934 | 601.6087 | 599.1917 | 596.1756
|  | Distributed | Hydrogen Evolution | Capacity (MW) | Dispatchable | Gas | CCGT | 1820.32 | 1820.32 | 1767.32 | 1767.32 | 1440.788 | 1387.788 | 1387.788 | 1387.788 | 1334.788 | 1334.788 | 1228.788 | 1228.788 | 0 | 0 | 0 | 0 | 0 | 0 | 0 | 0 | 0 | 0 | 0 | 0 | 0 | 0 | 0
|  | Distributed | Hydrogen Evolution | Capacity (MW) | Dispatchable | Gas | Gas CHP | 1781.395 | 1768.825 | 1769.865 | 1770.905 | 1771.945 | 1749.76 | 1712.262 | 1620.62 | 1516.518 | 1404.018 | 1288.742 | 1171.362 | 1047.534 | 927.7168 | 808.4163 | 692.5764 | 558.0043 | 413.3992 | 264.0006 | 88.5502 | 75.8262 | 63.1023 | 50.3783 | 37.6544 | 24.9304 | 12.2065 | 0
|  | Distributed | Hydrogen Evolution | Capacity (MW) | Dispatchable | Gas | Gas Reciprocating Engines | 2544.465 | 2725.568 | 2943.613 | 3149.666 | 3338.646 | 3505.578 | 3526.327 | 3486.658 | 3394.465 | 3120.739 | 2690.962 | 2188.99 | 1689.089 | 1291.957 | 1010.234 | 764.7376 | 484.7216 | 181.8428 | 0 | 0 | 0 | 0 | 0 | 0 | 0 | 0 | 0
|  | Distributed | Hydrogen Evolution | Capacity (MW) | Dispatchable | Hydrogen | Hydrogen CHP | 0 | 0 | 0 | 0 | 0 | 22.9055 | 47.338 | 137.3596 | 241.7124 | 354.9799 | 471.2471 | 589.5302 | 714.8593 | 835.9005 | 956.6331 | 1073.786 | 1209.042 | 1353.95 | 1501.969 | 1674.008 | 1684.04 | 1693.224 | 1700.141 | 1704.949 | 1709.605 | 1713.037 | 1734.227
|  | Distributed | Hydrogen Evolution | Capacity (MW) | Dispatchable | Hydrogen | Hydrogen Peaking | 0 | 0 | 0 | 0 | 0 | 0 | 0 | 890 | 1200 | 2050 | 3000 | 3700 | 4535 | 5035 | 5600 | 5850 | 6330 | 7130 | 8030 | 9030 | 9430 | 9780 | 10110 | 10385 | 10630 | 10850 | 11050
|  | Distributed | Hydrogen Evolution | Capacity (MW) | Dispatchable | Other Thermal | Diesel | 1305.32 | 1209.467 | 1107.389 | 971.2019 | 678.8597 | 427.1339 | 280.3274 | 194.3243 | 0 | 0 | 0 | 0 | 0 | 0 | 0 | 0 | 0 | 0 | 0 | 0 | 0 | 0 | 0 | 0 | 0 | 0 | 0
|  | Distributed | Hydrogen Evolution | Capacity (MW) | Renewable | Hydro | Hydro | 324.267 | 327.6242 | 330.9818 | 334.3417 | 337.7052 | 341.0738 | 344.4488 | 347.8313 | 351.2226 | 354.6235 | 358.035 | 361.4581 | 364.8936 | 368.3422 | 371.8047 | 375.2819 | 378.7743 | 382.2827 | 385.8076 | 389.3495 | 392.9092 | 396.4871 | 400.0836 | 403.6994 | 407.3349 | 410.9905 | 414.6667
|  | Distributed | Hydrogen Evolution | Capacity (MW) | Renewable | Offshore Wind | Offshore Wind | 681.2 | 681.2 | 681.2 | 681.2 | 681.2 | 681.2 | 681.2 | 681.2 | 681.2 | 681.2 | 681.2 | 681.2 | 681.2 | 681.2 | 681.2 | 681.2 | 681.2 | 681.2 | 681.2 | 681.2 | 681.2 | 681.2 | 681.2 | 681.2 | 681.2 | 681.2 | 681.2
|  | Distributed | Hydrogen Evolution | Capacity (MW) | Renewable | Onshore Wind | Onshore Wind | 5436.147 | 5653.593 | 5893.871 | 6218.033 | 6560.025 | 6986.427 | 7454.518 | 7720.886 | 7990.189 | 8262.484 | 8537.832 | 8816.293 | 9097.931 | 9382.807 | 9670.988 | 9962.538 | 10257.53 | 10556.02 | 10858.09 | 11163.81 | 11473.25 | 11786.49 | 12103.59 | 12424.65 | 12749.73 | 13078.92 | 13412.3
|  | Distributed | Hydrogen Evolution | Capacity (MW) | Renewable | Other Renewable | Geothermal CHP | 0 | 0 | 0 | 3 | 3 | 3 | 3 | 3 | 3 | 3 | 3 | 3 | 3 | 3 | 3 | 3 | 3 | 3 | 3 | 3 | 3 | 3 | 3 | 3 | 3 | 3 | 3
|  | Distributed | Hydrogen Evolution | Capacity (MW) | Renewable | Other Renewable | Marine | 47.058 | 59.258 | 59.258 | 69.258 | 70.258 | 85.258 | 85.258 | 90.258 | 114.258 | 124.258 | 124.258 | 124.258 | 124.258 | 124.258 | 124.258 | 124.258 | 124.258 | 124.258 | 124.258 | 124.258 | 124.258 | 124.258 | 124.258 | 124.258 | 124.258 | 124.258 | 124.258
|  | Distributed | Hydrogen Evolution | Capacity (MW) | Renewable | Solar PV | Solar PV | 11515.78 | 12184.67 | 13500.64 | 14815.78 | 16315.78 | 17965.78 | 20165.78 | 21565.78 | 23065.78 | 24394.6 | 26057.24 | 27099 | 27899 | 28199 | 28499 | 29399 | 30299 | 31199 | 32099 | 32999 | 33699 | 34399 | 34899 | 35699 | 36399 | 37099 | 37949
|  | Distributed | Hydrogen Evolution | Capacity (MW) | Storage | Battery | Battery | 3648.298 | 4633.867 | 6001.006 | 7458.696 | 7973.046 | 8326.776 | 8761.934 | 8764.122 | 8964.122 | 9461.222 | 9560.622 | 10030.31 | 10317.74 | 10501.16 | 10634.16 | 10752.45 | 10808.25 | 10863.25 | 10894.8 | 10894.8 | 10894.8 | 10894.8 | 10894.8 | 10894.8 | 10894.8 | 10894.8 | 10894.8
|  | Distributed | Hydrogen Evolution | Capacity (MW) | Storage | Long Duration Energy Storage | Compressed Air | 3.294 | 3.294 | 3.294 | 3.294 | 3.294 | 3.294 | 3.294 | 3.294 | 3.294 | 3.294 | 3.294 | 3.294 | 3.294 | 3.294 | 3.294 | 3.294 | 3.294 | 3.294 | 3.294 | 3.294 | 3.294 | 3.294 | 3.294 | 3.294 | 3.294 | 3.294 | 3.294
|  | Distributed | Hydrogen Evolution | Capacity (MW) | Storage | Long Duration Energy Storage | Liquid Air | 5 | 5 | 5 | 5 | 5 | 5 | 5 | 5 | 105 | 105 | 205 | 205 | 305 | 305 | 305 | 305 | 305 | 305 | 305 | 305 | 305 | 305 | 305 | 305 | 305 | 305 | 305
|  | Distributed | Hydrogen Evolution | Capacity (MW) | Storage | Long Duration Energy Storage | Pumped Hydro | 0 | 0 | 0 | 0 | 0 | 0 | 0 | 0 | 0 | 99.9 | 99.9 | 99.9 | 99.9 | 99.9 | 99.9 | 99.9 | 99.9 | 99.9 | 99.9 | 99.9 | 99.9 | 99.9 | 99.9 | 99.9 | 99.9 | 99.9 | 99.9
|  | Distributed | Ten Year Forecast | Capacity (MW) | Base Load | Biomass | Biomass | 2024: 763.817; 2025: 763.817; 2026: 763.817; 2027: 763.817; 2028: 688.597; 2029: 688.597; 2030: 648.597; 2031: 648.597; 2032: 648.597; 2033: 566.997; 2034: 566.997; 2035: 566.997
|  | Distributed | Ten Year Forecast | Capacity (MW) | Base Load | Biomass | Biomass CHP | 2024: 34.35; 2025: 35.2405; 2026: 36.1069; 2027: 36.9508; 2028: 37.774; 2029: 38.5778; 2030: 39.3634; 2031: 40.132; 2032: 40.8848; 2033: 41.6226; 2034: 42.3463; 2035: 43.0701
|  | Distributed | Ten Year Forecast | Capacity (MW) | Base Load | Waste | Waste | 2024: 2875.668; 2025: 2873.031; 2026: 2868.792; 2027: 2863.349; 2028: 2859.58; 2029: 2853.737; 2030: 2828.215; 2031: 2768.569; 2032: 2693.153; 2033: 2616.797; 2034: 2551.23; 2035: 2485.664
|  | Distributed | Ten Year Forecast | Capacity (MW) | Base Load | Waste | Waste CHP | 2024: 263.6981; 2025: 325.0169; 2026: 389.3348; 2027: 452.6522; 2028: 518.9694; 2029: 585.2867; 2030: 644.3001; 2031: 585.5136; 2032: 579.117; 2033: 574.2628; 2034: 574.5723; 2035: 574.8817
|  | Distributed | Ten Year Forecast | Capacity (MW) | Dispatchable | Gas | CCGT | 2024: 1820.32; 2025: 1820.32; 2026: 1767.32; 2027: 1767.32; 2028: 1440.788; 2029: 1387.788; 2030: 1387.788; 2031: 1387.788; 2032: 1334.788; 2033: 1334.788; 2034: 1228.788; 2035: 1122.788
|  | Distributed | Ten Year Forecast | Capacity (MW) | Dispatchable | Gas | Gas CHP | 2024: 1781.395; 2025: 1767.84; 2026: 1767.894; 2027: 1767.949; 2028: 1768.004; 2029: 1744.833; 2030: 1720.114; 2031: 1641.25; 2032: 1549.927; 2033: 1450.206; 2034: 1347.708; 2035: 1245.211
|  | Distributed | Ten Year Forecast | Capacity (MW) | Dispatchable | Gas | Gas Reciprocating Engines | 2024: 2544.465; 2025: 2725.568; 2026: 2943.613; 2027: 3149.666; 2028: 3338.646; 2029: 3505.578; 2030: 3526.327; 2031: 3486.658; 2032: 3394.465; 2033: 3120.739; 2034: 2690.962; 2035: 2261.186
|  | Distributed | Ten Year Forecast | Capacity (MW) | Dispatchable | Other Thermal | Diesel | 2024: 1305.32; 2025: 1209.467; 2026: 1107.389; 2027: 971.2019; 2028: 678.8597; 2029: 427.1339; 2030: 280.3274; 2031: 194.3243; 2032: 0; 2033: 0; 2034: 0; 2035: 0
|  | Distributed | Ten Year Forecast | Capacity (MW) | Renewable | Hydro | Hydro | 2024: 324.267; 2025: 327.6242; 2026: 330.9818; 2027: 334.3417; 2028: 337.7052; 2029: 341.0738; 2030: 344.4488; 2031: 347.8313; 2032: 351.2226; 2033: 354.6235; 2034: 358.035; 2035: 361.4466
|  | Distributed | Ten Year Forecast | Capacity (MW) | Renewable | Offshore Wind | Offshore Wind | 2024: 681.2; 2025: 681.2; 2026: 681.2; 2027: 681.2; 2028: 681.2; 2029: 681.2; 2030: 681.2; 2031: 681.2; 2032: 681.2; 2033: 681.2; 2034: 681.2; 2035: 681.2
|  | Distributed | Ten Year Forecast | Capacity (MW) | Renewable | Onshore Wind | Onshore Wind | 2024: 5436.147; 2025: 5653.593; 2026: 5893.871; 2027: 6218.033; 2028: 6560.025; 2029: 6986.427; 2030: 7454.518; 2031: 7720.886; 2032: 7990.189; 2033: 8262.484; 2034: 8537.832; 2035: 8813.18
|  | Distributed | Ten Year Forecast | Capacity (MW) | Renewable | Other Renewable | Geothermal CHP | 2024: 0; 2025: 0; 2026: 0; 2027: 3; 2028: 3; 2029: 3; 2030: 3; 2031: 3; 2032: 3; 2033: 3; 2034: 3; 2035: 3
|  | Distributed | Ten Year Forecast | Capacity (MW) | Renewable | Other Renewable | Marine | 2024: 47.058; 2025: 59.258; 2026: 59.258; 2027: 69.258; 2028: 70.258; 2029: 85.258; 2030: 85.258; 2031: 90.258; 2032: 114.258; 2033: 124.258; 2034: 124.258; 2035: 124.258
|  | Distributed | Ten Year Forecast | Capacity (MW) | Renewable | Solar PV | Solar PV | 2024: 11515.78; 2025: 11936.71; 2026: 12163.97; 2027: 12415.09; 2028: 12689.94; 2029: 13090.78; 2030: 13514.78; 2031: 14214.78; 2032: 15064.78; 2033: 15893.6; 2034: 17006.24; 2035: 18118.87
|  | Distributed | Ten Year Forecast | Capacity (MW) | Storage | Battery | Battery | 2024: 3648.298; 2025: 4633.867; 2026: 6001.006; 2027: 7458.696; 2028: 7973.046; 2029: 8326.776; 2030: 8763.934; 2031: 8766.122; 2032: 8966.122; 2033: 9463.222; 2034: 9562.622; 2035: 9662.022
|  | Distributed | Ten Year Forecast | Capacity (MW) | Storage | Long Duration Energy Storage | Compressed Air | 2024: 3.294; 2025: 3.294; 2026: 3.294; 2027: 3.294; 2028: 3.294; 2029: 3.294; 2030: 3.294; 2031: 3.294; 2032: 3.294; 2033: 3.294; 2034: 3.294; 2035: 3.294
|  | Distributed | Ten Year Forecast | Capacity (MW) | Storage | Long Duration Energy Storage | Liquid Air | 2024: 5; 2025: 5; 2026: 5; 2027: 5; 2028: 5; 2029: 5; 2030: 5; 2031: 5; 2032: 105; 2033: 105; 2034: 205; 2035: 305
|  | Distributed | Ten Year Forecast | Capacity (MW) | Storage | Long Duration Energy Storage | Pumped Hydro | 2024: 0; 2025: 0; 2026: 0; 2027: 0; 2028: 0; 2029: 0; 2030: 0; 2031: 0; 2032: 0; 2033: 99.9; 2034: 99.9; 2035: 99.9
|  | Distributed - Micro | Falling Behind | Capacity (MW) | Renewable | Hydro | Hydro | 196.3987 | 196.3987 | 196.3987 | 196.3987 | 196.3987 | 196.3987 | 196.3987 | 196.3987 | 196.3987 | 196.3987 | 196.3987 | 196.3987 | 196.3987 | 196.3987 | 196.3987 | 196.3987 | 196.3987 | 196.3987 | 196.3987 | 196.3987 | 196.3987 | 196.3987 | 196.3987 | 196.3987 | 196.3987 | 196.3987 | 196.3987
|  | Distributed - Micro | Falling Behind | Capacity (MW) | Renewable | Onshore Wind | Onshore Wind | 567.7538 | 571.3147 | 574.8756 | 578.4365 | 581.9974 | 585.5583 | 589.1192 | 592.6801 | 596.241 | 599.8019 | 603.3628 | 606.9238 | 610.4847 | 614.0456 | 617.6065 | 621.1674 | 624.7283 | 628.2892 | 631.8501 | 635.411 | 638.9719 | 642.5328 | 646.0937 | 649.6546 | 653.2155 | 656.7764 | 660.3373
|  | Distributed - Micro | Falling Behind | Capacity (MW) | Renewable | Solar PV | Solar PV | 7109.907 | 7576.371 | 8042.834 | 8509.298 | 8975.762 | 9442.225 | 9908.689 | 10375.15 | 10841.62 | 11308.08 | 11774.54 | 12241.01 | 12707.47 | 13173.94 | 13640.4 | 14106.86 | 14573.33 | 15039.79 | 15506.25 | 15972.72 | 16439.18 | 16905.65 | 17372.11 | 17838.57 | 18305.04 | 18771.5 | 19237.96
|  | Distributed - Micro | Falling Behind | Capacity (MW) | Storage | Battery | Battery | 190.5171 | 217.6053 | 232.4989 | 249.1916 | 322.0599 | 349.448 | 371.1385 | 395.1281 | 420.5171 | 447.5053 | 475.893 | 505.8799 | 537.2663 | 570.2519 | 605.6365 | 641.5209 | 679.0046 | 717.9876 | 758.3701 | 800.3518 | 843.7329 | 888.7134 | 935.0932 | 983.0723 | 1032.451 | 1083.329 | 1135.806
|  | Distributed - Micro | Electric Engagement | Capacity (MW) | Renewable | Hydro | Hydro | 196.3987 | 196.3987 | 196.3987 | 196.3987 | 196.3987 | 196.3987 | 196.3987 | 196.3987 | 196.3987 | 196.3987 | 196.3987 | 196.3987 | 196.3987 | 196.3987 | 196.3987 | 196.3987 | 196.3987 | 196.3987 | 196.3987 | 196.3987 | 196.3987 | 196.3987 | 196.3987 | 196.3987 | 196.3987 | 196.3987 | 196.3987
|  | Distributed - Micro | Electric Engagement | Capacity (MW) | Renewable | Onshore Wind | Onshore Wind | 567.7538 | 596.7335 | 625.7132 | 654.6929 | 683.6726 | 712.6524 | 741.6321 | 770.6118 | 799.5915 | 828.5712 | 857.5509 | 886.5306 | 915.5104 | 944.4901 | 973.4698 | 1002.449 | 1031.429 | 1060.409 | 1089.389 | 1118.368 | 1147.348 | 1176.328 | 1205.307 | 1234.287 | 1263.267 | 1292.247 | 1321.226
|  | Distributed - Micro | Electric Engagement | Capacity (MW) | Renewable | Solar PV | Solar PV | 7109.907 | 8294.392 | 9478.876 | 10663.36 | 11847.85 | 13032.33 | 14216.81 | 15401.3 | 16585.78 | 17770.27 | 18954.75 | 20139.24 | 21323.72 | 22508.21 | 23692.69 | 24877.18 | 26061.66 | 27246.15 | 28430.63 | 29615.12 | 30799.6 | 31984.09 | 33168.57 | 34353.05 | 35537.54 | 36722.02 | 37906.51
|  | Distributed - Micro | Electric Engagement | Capacity (MW) | Storage | Battery | Battery | 190.5171 | 362.2424 | 465.7974 | 640.1215 | 771.0645 | 919.5 | 1085.328 | 1272.546 | 1482.155 | 1710.656 | 1958.048 | 2225.332 | 2510.508 | 2814.576 | 3137.535 | 3479.386 | 3843.628 | 4230.859 | 4637.582 | 5063.897 | 5509.803 | 5975.4 | 6460.489 | 6965.17 | 7489.442 | 8033.405 | 8596.86
|  | Distributed - Micro | Holistic Transition | Capacity (MW) | Renewable | Hydro | Hydro | 196.3987 | 196.3987 | 196.3987 | 196.3987 | 196.3987 | 196.3987 | 196.3987 | 196.3987 | 196.3987 | 196.3987 | 196.3987 | 196.3987 | 196.3987 | 196.3987 | 196.3987 | 196.3987 | 196.3987 | 196.3987 | 196.3987 | 196.3987 | 196.3987 | 196.3987 | 196.3987 | 196.3987 | 196.3987 | 196.3987 | 196.3987
|  | Distributed - Micro | Holistic Transition | Capacity (MW) | Renewable | Onshore Wind | Onshore Wind | 567.7538 | 586.1644 | 604.5751 | 622.9857 | 641.3964 | 659.807 | 678.2176 | 696.6283 | 715.0389 | 733.4496 | 751.8602 | 770.2708 | 788.6815 | 807.0921 | 825.5028 | 843.9134 | 862.3241 | 880.7347 | 899.1453 | 917.556 | 935.9666 | 954.3773 | 972.7879 | 991.1985 | 1009.609 | 1028.02 | 1046.43
|  | Distributed - Micro | Holistic Transition | Capacity (MW) | Renewable | Solar PV | Solar PV | 7109.907 | 8109.472 | 9109.037 | 10108.6 | 11108.17 | 12107.73 | 13107.3 | 14106.86 | 15106.43 | 16105.99 | 17105.56 | 18105.12 | 19104.69 | 20104.25 | 21103.82 | 22103.38 | 23102.95 | 24102.51 | 25102.08 | 26101.64 | 27101.21 | 28100.77 | 29100.34 | 30099.91 | 31099.47 | 32099.04 | 33098.6
|  | Distributed - Micro | Holistic Transition | Capacity (MW) | Storage | Battery | Battery | 190.5171 | 249.9912 | 386.6318 | 491.3862 | 631.4253 | 833.0376 | 975.2757 | 1135.706 | 1315.428 | 1511.243 | 1723.25 | 1951.551 | 2196.844 | 2457.531 | 2734.31 | 3027.383 | 3339.547 | 3671.403 | 4020.051 | 4385.492 | 4767.726 | 5166.752 | 5582.571 | 6015.183 | 6464.488 | 6930.685 | 7413.675
|  | Distributed - Micro | Hydrogen Evolution | Capacity (MW) | Renewable | Hydro | Hydro | 196.3987 | 196.3987 | 196.3987 | 196.3987 | 196.3987 | 196.3987 | 196.3987 | 196.3987 | 196.3987 | 196.3987 | 196.3987 | 196.3987 | 196.3987 | 196.3987 | 196.3987 | 196.3987 | 196.3987 | 196.3987 | 196.3987 | 196.3987 | 196.3987 | 196.3987 | 196.3987 | 196.3987 | 196.3987 | 196.3987 | 196.3987
|  | Distributed - Micro | Hydrogen Evolution | Capacity (MW) | Renewable | Onshore Wind | Onshore Wind | 567.7538 | 574.4343 | 578.5255 | 582.6168 | 587.7309 | 592.8449 | 598.1 | 603.0731 | 608.1871 | 613.3012 | 618.4153 | 623.5293 | 629.6662 | 635.8031 | 641.94 | 648.0768 | 654.2137 | 661.3734 | 668.5331 | 675.6928 | 682.8525 | 690.0122 | 698.1947 | 706.3772 | 714.5597 | 722.7422 | 730.9247
|  | Distributed - Micro | Hydrogen Evolution | Capacity (MW) | Renewable | Solar PV | Solar PV | 7109.907 | 7760.217 | 8410.526 | 9060.836 | 9711.146 | 10361.46 | 11011.76 | 11662.07 | 12312.38 | 12962.69 | 13613 | 14263.31 | 14913.62 | 15563.93 | 16214.24 | 16864.55 | 17514.86 | 18165.17 | 18815.48 | 19465.79 | 20116.1 | 20766.41 | 21416.72 | 22067.03 | 22717.34 | 23367.65 | 24017.96
|  | Distributed - Micro | Hydrogen Evolution | Capacity (MW) | Storage | Battery | Battery | 190.5171 | 223.7027 | 246.7926 | 329.0568 | 368.9395 | 404.9238 | 444.4067 | 488.3875 | 536.9664 | 589.4436 | 645.919 | 706.1928 | 770.3649 | 839.4348 | 911.4035 | 987.3704 | 1067.136 | 1150.799 | 1238.361 | 1329.921 | 1425.28 | 1524.537 | 1627.692 | 1734.745 | 1845.797 | 1960.647 | 2077.127
|  | Distributed - Micro | Ten Year Forecast | Capacity (MW) | Renewable | Hydro | Hydro | 2024: 196.3987; 2025: 196.3987; 2026: 196.3987; 2027: 196.3987; 2028: 196.3987; 2029: 196.3987; 2030: 196.3987; 2031: 196.3987; 2032: 196.3987; 2033: 196.3987; 2034: 196.3987; 2035: 196.3987
|  | Distributed - Micro | Ten Year Forecast | Capacity (MW) | Renewable | Onshore Wind | Onshore Wind | 2024: 567.7538; 2025: 572.1373; 2026: 576.5208; 2027: 580.9042; 2028: 585.2877; 2029: 589.6712; 2030: 594.0547; 2031: 598.4382; 2032: 602.8217; 2033: 607.2052; 2034: 611.5886; 2035: 615.9721
|  | Distributed - Micro | Ten Year Forecast | Capacity (MW) | Renewable | Solar PV | Solar PV | 2024: 7109.907; 2025: 7615.401; 2026: 8120.896; 2027: 8626.39; 2028: 9131.884; 2029: 9637.379; 2030: 10142.87; 2031: 10648.37; 2032: 11153.86; 2033: 11659.36; 2034: 12164.85; 2035: 12670.34
|  | Distributed - Micro | Ten Year Forecast | Capacity (MW) | Storage | Battery | Battery | 2024: 190.5171; 2025: 217.6053; 2026: 232.4989; 2027: 249.1916; 2028: 323.5592; 2029: 349.448; 2030: 531.1689; 2031: 735.58; 2032: 963.8807; 2033: 1212.173; 2034: 1480.656; 2035: 1749.139
|  | Transmission | Falling Behind | Capacity (MW) | Base Load | Biomass | Biomass | 3403 | 3403 | 3403 | 3403 | 3553 | 3613 | 3613 | 3613 | 3613 | 3613 | 3613 | 3613 | 3613 | 3613 | 3613 | 3613 | 3613 | 3613 | 3613 | 3613 | 3613 | 3613 | 3613 | 3613 | 3613 | 3613 | 3613
|  | Transmission | Falling Behind | Capacity (MW) | Base Load | Biomass | Biomass CHP | 55 | 55 | 55 | 55 | 55 | 55 | 55 | 55 | 55 | 55 | 55 | 55 | 55 | 55 | 55 | 55 | 55 | 55 | 55 | 55 | 55 | 55 | 55 | 55 | 55 | 55 | 55
|  | Transmission | Falling Behind | Capacity (MW) | Base Load | CCS Biomass | CCS Biomass | 0 | 0 | 0 | 0 | 0 | 0 | 0 | 600 | 600 | 600 | 600 | 600 | 600 | 600 | 600 | 600 | 600 | 600 | 600 | 600 | 600 | 600 | 600 | 600 | 600 | 600 | 600
|  | Transmission | Falling Behind | Capacity (MW) | Base Load | Nuclear | Nuclear - Large | 6076 | 6076 | 6076 | 3710 | 3710 | 3710 | 3710 | 2900 | 4570 | 4570 | 4570 | 4570 | 4570 | 4570 | 4570 | 4570 | 4570 | 3340 | 5010 | 5010 | 5010 | 5010 | 6680 | 6680 | 6680 | 6680 | 6680
|  | Transmission | Falling Behind | Capacity (MW) | Base Load | Nuclear | Nuclear - Small | 0 | 0 | 0 | 0 | 0 | 0 | 0 | 0 | 0 | 0 | 0 | 0 | 0 | 0 | 0 | 0 | 0 | 470 | 470 | 470 | 1410 | 1410 | 1410 | 1410 | 1880 | 2350 | 3760
|  | Transmission | Falling Behind | Capacity (MW) | Base Load | Waste | Waste | 62 | 62 | 62 | 62 | 62 | 145 | 239.9 | 239.9 | 239.9 | 239.9 | 239.9 | 239.9 | 239.9 | 239.9 | 239.9 | 239.9 | 239.9 | 239.9 | 239.9 | 239.9 | 239.9 | 239.9 | 239.9 | 239.9 | 239.9 | 239.9 | 239.9
|  | Transmission | Falling Behind | Capacity (MW) | Dispatchable | CCS Gas | CCS Gas | 0 | 0 | 0 | 0 | 0 | 0 | 0 | 860 | 860 | 2310 | 2310 | 3216 | 3216 | 4126 | 4126 | 4126 | 4613 | 5100 | 8300 | 9906 | 12106 | 12106 | 12106 | 12106 | 15216 | 15614 | 16814
|  | Transmission | Falling Behind | Capacity (MW) | Dispatchable | Gas | CCGT | 29033 | 29033 | 29033 | 28993 | 28993 | 30073 | 31482.9 | 31482.9 | 31482.9 | 31482.9 | 31482.9 | 31482.9 | 31482.9 | 31482.9 | 31482.9 | 31482.9 | 31137.9 | 30898.9 | 30898.9 | 31903.9 | 31903.9 | 32813.9 | 32813.9 | 32813.9 | 31061.9 | 30641.9 | 30240.9
|  | Transmission | Falling Behind | Capacity (MW) | Dispatchable | Gas | Gas CCGT CHP | 2040.34 | 2040.34 | 1920.34 | 1937.34 | 1937.34 | 1937.34 | 1937.34 | 1937.34 | 1937.34 | 1937.34 | 1937.34 | 1937.34 | 1937.34 | 1937.34 | 1937.34 | 1937.34 | 1937.34 | 1937.34 | 1937.34 | 1937.34 | 1937.34 | 1937.34 | 1937.34 | 1937.34 | 719.34 | 719.34 | 719.34
|  | Transmission | Falling Behind | Capacity (MW) | Dispatchable | Gas | Gas Reciprocating Engines | 291 | 291 | 291 | 640.99 | 740.88 | 1380.88 | 1522.98 | 1522.98 | 1522.98 | 1522.98 | 1522.98 | 1522.98 | 1522.98 | 1522.98 | 1522.98 | 1522.98 | 1522.98 | 1522.98 | 1522.98 | 1522.98 | 1522.98 | 1522.98 | 1522.98 | 1522.98 | 1522.98 | 1522.98 | 1522.98
|  | Transmission | Falling Behind | Capacity (MW) | Dispatchable | Gas | OCGT | 1801.53 | 1801.53 | 2997.53 | 2997.53 | 3102.03 | 3102.03 | 3662.02 | 4492.02 | 4992.02 | 4992.02 | 4992.02 | 4992.02 | 4992.02 | 4992.02 | 4992.02 | 4992.02 | 4992.02 | 4992.02 | 5267.02 | 5267.02 | 5267.02 | 5267.02 | 5267.02 | 6487.02 | 6487.02 | 7337.02 | 6117.02
|  | Transmission | Falling Behind | Capacity (MW) | Dispatchable | Other Thermal | Diesel | 102.5 | 102.5 | 102.5 | 102.5 | 102.5 | 102.5 | 102.5 | 102.5 | 102.5 | 102.5 | 102.5 | 102.5 | 102.5 | 102.5 | 102.5 | 102.5 | 102.5 | 102.5 | 102.5 | 102.5 | 102.5 | 102.5 | 102.5 | 102.5 | 102.5 | 102.5 | 102.5
|  | Transmission | Falling Behind | Capacity (MW) | Dispatchable | Other Thermal | Fuel Oil | 212.3 | 212.3 | 212.3 | 212.3 | 212.3 | 212.3 | 212.3 | 212.3 | 212.3 | 212.3 | 212.3 | 212.3 | 212.3 | 212.3 | 212.3 | 212.3 | 212.3 | 212.3 | 212.3 | 212.3 | 212.3 | 212.3 | 212.3 | 212.3 | 212.3 | 212.3 | 212.3
|  | Transmission | Falling Behind | Capacity (MW) | Interconnectors | Interconnectors | Interconnectors | 9800 | 10300 | 10300 | 10300 | 10300 | 10300 | 11700 | 11700 | 11700 | 11700 | 12950 | 12950 | 15100 | 16500 | 16500 | 16500 | 16500 | 16500 | 16500 | 16500 | 16500 | 16500 | 16500 | 16500 | 16500 | 16500 | 16500
|  | Transmission | Falling Behind | Capacity (MW) | Renewable | Hydro | Hydro | 1341.8 | 1341.8 | 1341.8 | 1348.26 | 1348.26 | 1348.26 | 1348.26 | 1348.26 | 1348.26 | 1366.76 | 1366.76 | 1366.76 | 1366.76 | 1366.76 | 1366.76 | 1366.76 | 1366.76 | 1366.76 | 1366.76 | 1366.76 | 1366.76 | 1366.76 | 1366.76 | 1366.76 | 1366.76 | 1366.76 | 1366.76
|  | Transmission | Falling Behind | Capacity (MW) | Renewable | Offshore Wind | Offshore Wind | 14771.5 | 15880.5 | 15880.5 | 21512.5 | 25757.75 | 27967.75 | 35056.75 | 45236.75 | 47815.75 | 49801.75 | 51851.75 | 54301.75 | 57201.75 | 62951.75 | 69279.75 | 73739.75 | 73739.75 | 76239.75 | 76989.75 | 77389.75 | 77789.75 | 77789.75 | 77789.75 | 77789.75 | 79089.75 | 79389.75 | 79689.75
|  | Transmission | Falling Behind | Capacity (MW) | Renewable | Onshore Wind | Onshore Wind | 8550 | 8600 | 8600 | 9116.43 | 10274.13 | 11780.82 | 14866.79 | 17333.29 | 21688.89 | 23595.49 | 24480.09 | 24875.19 | 25266.39 | 25591.19 | 25690.19 | 25790.99 | 25790.99 | 25848.59 | 26181.39 | 26181.39 | 26491.99 | 26491.99 | 26756.99 | 26756.99 | 27156.99 | 27156.99 | 27422.99
|  | Transmission | Falling Behind | Capacity (MW) | Renewable | Other Renewable | Marine | 14.9 | 14.9 | 14.9 | 14.9 | 14.9 | 71 | 297 | 297 | 337 | 409.8 | 409.8 | 409.8 | 409.8 | 409.8 | 409.8 | 409.8 | 409.8 | 409.8 | 539.8 | 539.8 | 539.8 | 539.8 | 539.8 | 539.8 | 539.8 | 539.8 | 539.8
|  | Transmission | Falling Behind | Capacity (MW) | Renewable | Solar PV | Solar PV | 162.8 | 162.8 | 682.365 | 2861.765 | 4245.265 | 5507.66 | 9136.82 | 11018.62 | 11205.32 | 11302.82 | 11302.82 | 11322.82 | 11322.82 | 11322.82 | 11322.82 | 11322.82 | 11550.82 | 12250.82 | 13970.72 | 13970.72 | 13970.72 | 15185.62 | 15185.62 | 17124.62 | 17124.62 | 17124.62 | 17124.62
|  | Transmission | Falling Behind | Capacity (MW) | Storage | Battery | Battery | 2939.08 | 3893.76 | 4890.86 | 5761.16 | 7784.96 | 8951.45 | 11703.45 | 12103.45 | 12503.45 | 12712.75 | 13001.85 | 13298.95 | 13598.65 | 13598.65 | 13867.35 | 14177.15 | 14397.05 | 14746.95 | 15016.95 | 15206.95 | 15386.31 | 15586.31 | 15586.31 | 15586.31 | 15786.31 | 15871.81 | 15871.81
|  | Transmission | Falling Behind | Capacity (MW) | Storage | Long Duration Energy Storage | Liquid Air | 0 | 0 | 0 | 0 | 0 | 0 | 200 | 249.9 | 249.9 | 249.9 | 249.9 | 249.9 | 249.9 | 249.9 | 249.9 | 249.9 | 249.9 | 249.9 | 249.9 | 249.9 | 249.9 | 249.9 | 249.9 | 249.9 | 249.9 | 249.9 | 249.9
|  | Transmission | Falling Behind | Capacity (MW) | Storage | Long Duration Energy Storage | Pumped Hydro | 2744 | 2744 | 2744 | 2744 | 2744 | 2744 | 2744 | 2744 | 2744 | 2744 | 2744 | 2744 | 2744 | 2744 | 2744 | 2744 | 2744 | 2744 | 2744 | 2744 | 2744 | 2744 | 2744 | 2744 | 2744 | 2744 | 2744
|  | Transmission | Electric Engagement | Capacity (MW) | Base Load | Biomass | Biomass | 3403 | 3403 | 3403 | 3007 | 3157 | 2582 | 2582 | 677 | 677 | 677 | 677 | 677 | 677 | 677 | 677 | 677 | 677 | 677 | 677 | 677 | 677 | 677 | 677 | 677 | 677 | 677 | 677
|  | Transmission | Electric Engagement | Capacity (MW) | Base Load | Biomass | Biomass CHP | 55 | 55 | 55 | 55 | 55 | 55 | 55 | 55 | 55 | 55 | 55 | 55 | 55 | 55 | 55 | 55 | 55 | 55 | 55 | 55 | 55 | 55 | 55 | 55 | 55 | 55 | 55
|  | Transmission | Electric Engagement | Capacity (MW) | Base Load | CCS Biomass | CCS Biomass | 0 | 0 | 0 | 0 | 0 | 0 | 600 | 1800 | 2840 | 3890 | 4170 | 4170 | 4170 | 4170 | 4170 | 4170 | 4170 | 4170 | 4170 | 4170 | 4170 | 4170 | 4170 | 4170 | 4170 | 4170 | 4170
|  | Transmission | Electric Engagement | Capacity (MW) | Base Load | Nuclear | Nuclear - Large | 6076 | 6076 | 6076 | 4868 | 3710 | 3710 | 4130 | 4570 | 4570 | 4570 | 4570 | 4570 | 4570 | 6180 | 6180 | 7910 | 7910 | 7910 | 7910 | 7910 | 7910 | 7910 | 7910 | 7910 | 7910 | 8850 | 8850
|  | Transmission | Electric Engagement | Capacity (MW) | Base Load | Nuclear | Nuclear - Small | 0 | 0 | 0 | 0 | 0 | 0 | 0 | 0 | 0 | 0 | 470 | 940 | 1410 | 1880 | 2820 | 3290 | 3290 | 4230 | 5170 | 6110 | 7050 | 7990 | 8930 | 9870 | 10810 | 11960 | 12710
|  | Transmission | Electric Engagement | Capacity (MW) | Base Load | Waste | Waste | 62 | 62 | 62 | 62 | 62 | 107 | 239.9 | 239.9 | 239.9 | 239.9 | 239.9 | 239.9 | 239.9 | 239.9 | 239.9 | 239.9 | 239.9 | 239.9 | 239.9 | 239.9 | 239.9 | 239.9 | 239.9 | 239.9 | 239.9 | 239.9 | 239.9
|  | Transmission | Electric Engagement | Capacity (MW) | Dispatchable | CCS Gas | CCS Gas | 0 | 0 | 0 | 0 | 0 | 0 | 0 | 3197 | 6277 | 6277 | 6277 | 7183 | 12690 | 15377 | 19515 | 20715 | 23295 | 23295 | 25145 | 26645 | 26645 | 26645 | 26645 | 26645 | 26645 | 26645 | 26645
|  | Transmission | Electric Engagement | Capacity (MW) | Dispatchable | Gas | CCGT | 29033 | 28632 | 28632 | 28592 | 28247 | 25787 | 22253 | 22253 | 22253 | 22253 | 14864 | 11459 | 10572 | 9472 | 8612 | 7118 | 5408 | 5408 | 5408 | 5408 | 5378 | 5378 | 5378 | 4528 | 4528 | 4390 | 4390
|  | Transmission | Electric Engagement | Capacity (MW) | Dispatchable | Gas | Gas CCGT CHP | 2040.34 | 2057.34 | 1937.34 | 1937.34 | 1937.34 | 1937.34 | 1937.34 | 1937.34 | 719.34 | 273.04 | 273.04 | 226.04 | 226.04 | 226.04 | 226.04 | 226.04 | 226.04 | 226.04 | 226.04 | 226.04 | 184.04 | 184.04 | 184.04 | 184.04 | 184.04 | 0 | 0
|  | Transmission | Electric Engagement | Capacity (MW) | Dispatchable | Gas | Gas Reciprocating Engines | 291 | 291 | 291 | 781 | 1231 | 1231 | 1231 | 1231 | 1231 | 1231 | 1231 | 1231 | 1231 | 1231 | 1221 | 1221 | 1221 | 1221 | 1221 | 1031 | 1031 | 1031 | 1031 | 1031 | 1031 | 750 | 750
|  | Transmission | Electric Engagement | Capacity (MW) | Dispatchable | Gas | OCGT | 1801.53 | 1801.53 | 2997.53 | 2997.53 | 2997.53 | 2997.53 | 3297.53 | 3297.63 | 2748.63 | 2608.63 | 2608.63 | 2561.63 | 2462.63 | 2462.63 | 2462.63 | 2462.63 | 2462.63 | 2162.64 | 2162.64 | 1572.64 | 1273.64 | 1273.64 | 1273.64 | 1273.64 | 1273.64 | 1197 | 1197
|  | Transmission | Electric Engagement | Capacity (MW) | Dispatchable | Hydrogen | Hydrogen | 0 | 0 | 0 | 0 | 0 | 0 | 0 | 0 | 0 | 0 | 0 | 0 | 0 | 0 | 0 | 1592 | 4397 | 7497 | 8697 | 11497 | 14497 | 17897 | 17897 | 17897 | 18997 | 18997 | 18997
|  | Transmission | Electric Engagement | Capacity (MW) | Dispatchable | Hydrogen | Hydrogen Peaking | 0 | 0 | 0 | 0 | 0 | 0 | 0 | 0 | 0 | 0 | 0 | 382 | 382 | 382 | 782 | 1182 | 2382 | 3582 | 3582 | 3582 | 3582 | 3582 | 3582 | 3582 | 3582 | 3582 | 3582
|  | Transmission | Electric Engagement | Capacity (MW) | Dispatchable | Other Thermal | Diesel | 102.5 | 102.5 | 102.5 | 102.5 | 102.5 | 102.5 | 102.5 | 102.5 | 102.5 | 102.5 | 102.5 | 102.5 | 102.5 | 102.5 | 102.5 | 61.5 | 61.5 | 61.5 | 61.5 | 61.5 | 61.5 | 61.5 | 61.5 | 61.5 | 61.5 | 61.5 | 61.5
|  | Transmission | Electric Engagement | Capacity (MW) | Dispatchable | Other Thermal | Fuel Oil | 212.3 | 212.3 | 212.3 | 212.3 | 212.3 | 212.3 | 212.3 | 212.3 | 212.3 | 190 | 140 | 140 | 140 | 140 | 140 | 140 | 140 | 140 | 140 | 140 | 140 | 140 | 140 | 140 | 140 | 0 | 0
|  | Transmission | Electric Engagement | Capacity (MW) | Interconnectors | Interconnectors | Interconnectors | 9800 | 10300 | 10300 | 10300 | 11700 | 11700 | 12450 | 16900 | 17600 | 19400 | 20600 | 20600 | 22000 | 22000 | 23400 | 23400 | 24400 | 24400 | 24400 | 24400 | 24400 | 24400 | 24400 | 24400 | 24400 | 24400 | 24400
|  | Transmission | Electric Engagement | Capacity (MW) | Renewable | Hydro | Hydro | 1341.8 | 1341.8 | 1348.26 | 1348.26 | 1348.26 | 1348.26 | 1348.26 | 1348.26 | 1366.76 | 1366.76 | 1366.76 | 1366.76 | 1366.76 | 1366.76 | 1366.76 | 1366.76 | 1366.76 | 1366.76 | 1366.76 | 1366.76 | 1366.76 | 1366.76 | 1366.76 | 1366.76 | 1366.76 | 1366.76 | 1366.76
|  | Transmission | Electric Engagement | Capacity (MW) | Renewable | Offshore Wind | Offshore Wind | 14771.5 | 15880.5 | 22228.5 | 22934.5 | 29573.75 | 41093.75 | 47083.75 | 50333.75 | 56171.75 | 61971.75 | 61971.75 | 66779.75 | 74507.75 | 80467.75 | 83825.75 | 89225.75 | 91275.75 | 92325.75 | 94325.75 | 94325.75 | 95325.75 | 95625.75 | 95625.75 | 95625.75 | 95625.75 | 95625.75 | 95625.75
|  | Transmission | Electric Engagement | Capacity (MW) | Renewable | Onshore Wind | Onshore Wind | 8550 | 8600 | 9718.02 | 11279.62 | 13491.72 | 15807.52 | 19493.52 | 21760.72 | 23605.22 | 24439.82 | 24772.22 | 25603.22 | 25844.02 | 25943.02 | 25943.02 | 27332.02 | 27332.02 | 27332.02 | 27658.62 | 27658.62 | 27658.62 | 27658.62 | 28058.62 | 28058.62 | 28058.62 | 28058.62 | 28458.62
|  | Transmission | Electric Engagement | Capacity (MW) | Renewable | Other Renewable | Marine | 14.9 | 14.9 | 14.9 | 14.9 | 54.9 | 88 | 359.8 | 409.8 | 409.8 | 409.8 | 409.8 | 1409.8 | 1409.8 | 1409.8 | 1409.8 | 1409.8 | 1409.8 | 1909.8 | 1909.8 | 1909.8 | 2409.8 | 2409.8 | 2409.8 | 2409.8 | 2409.8 | 2409.8 | 3909.8
|  | Transmission | Electric Engagement | Capacity (MW) | Renewable | Solar PV | Solar PV | 162.8 | 229.7 | 2742.975 | 4528.26 | 8599.925 | 11720.62 | 12434.82 | 14064.82 | 14244.82 | 14244.82 | 14289.82 | 14819.72 | 14819.72 | 18582.72 | 18834.72 | 20458.72 | 20458.72 | 20458.72 | 20458.72 | 20458.72 | 20458.72 | 25057.62 | 25057.62 | 25057.62 | 25057.62 | 25057.62 | 25057.62
|  | Transmission | Electric Engagement | Capacity (MW) | Storage | Battery | Battery | 2939.08 | 6165.76 | 8543.05 | 10520.55 | 11885.65 | 12485.65 | 13735.65 | 14514.25 | 15258.31 | 16040.71 | 16794.71 | 17567.81 | 18071.81 | 18564.81 | 18564.81 | 18564.81 | 18564.81 | 18564.81 | 18564.81 | 18564.81 | 18564.81 | 18564.81 | 18564.81 | 18650.31 | 18650.31 | 18650.31 | 18650.31
|  | Transmission | Electric Engagement | Capacity (MW) | Storage | Long Duration Energy Storage | Compressed Air | 0 | 0 | 0 | 0 | 0 | 0 | 0 | 0 | 0 | 0 | 0 | 0 | 0 | 500 | 1000 | 1500 | 2000 | 2500 | 3000 | 3500 | 4000 | 4500 | 5000 | 5500 | 6000 | 6000 | 6000
|  | Transmission | Electric Engagement | Capacity (MW) | Storage | Long Duration Energy Storage | Liquid Air | 0 | 0 | 0 | 0 | 200 | 249.9 | 249.9 | 449.9 | 849.9 | 1249.9 | 1649.9 | 2049.9 | 2449.9 | 2849.9 | 3249.9 | 3649.9 | 4049.9 | 4049.9 | 4049.9 | 4049.9 | 4049.9 | 4049.9 | 4049.9 | 4049.9 | 4049.9 | 4049.9 | 4049.9
|  | Transmission | Electric Engagement | Capacity (MW) | Storage | Long Duration Energy Storage | Pumped Hydro | 2744 | 2744 | 2744 | 2744 | 2744 | 2744 | 3344 | 3554 | 4404 | 5700 | 5700 | 5700 | 5700 | 5700 | 5700 | 5700 | 5700 | 5700 | 5700 | 5700 | 5700 | 5700 | 5700 | 5700 | 5700 | 5700 | 5700
|  | Transmission | Holistic Transition | Capacity (MW) | Base Load | Biomass | Biomass | 3403 | 3403 | 3403 | 3007 | 3007 | 2372 | 2372 | 467 | 467 | 467 | 467 | 467 | 467 | 467 | 467 | 467 | 467 | 467 | 467 | 467 | 467 | 467 | 467 | 467 | 467 | 467 | 467
|  | Transmission | Holistic Transition | Capacity (MW) | Base Load | Biomass | Biomass CHP | 55 | 55 | 55 | 55 | 55 | 55 | 55 | 55 | 55 | 55 | 55 | 55 | 55 | 55 | 55 | 55 | 55 | 55 | 55 | 55 | 55 | 55 | 55 | 55 | 55 | 55 | 55
|  | Transmission | Holistic Transition | Capacity (MW) | Base Load | CCS Biomass | CCS Biomass | 0 | 0 | 0 | 0 | 0 | 0 | 600 | 1200 | 1930 | 2540 | 2540 | 2662 | 2662 | 2662 | 2662 | 2662 | 2662 | 2662 | 2662 | 2662 | 2662 | 2662 | 2662 | 2662 | 2662 | 2662 | 2662
|  | Transmission | Holistic Transition | Capacity (MW) | Base Load | Nuclear | Nuclear - Large | 6076 | 6076 | 6076 | 3710 | 3710 | 3710 | 2900 | 4570 | 4570 | 4570 | 4570 | 4570 | 3340 | 3340 | 5010 | 6680 | 6680 | 6680 | 6680 | 6680 | 6680 | 6680 | 6680 | 6680 | 6680 | 6680 | 6680
|  | Transmission | Holistic Transition | Capacity (MW) | Base Load | Nuclear | Nuclear - Small | 0 | 0 | 0 | 0 | 0 | 0 | 0 | 0 | 0 | 0 | 470 | 470 | 940 | 1880 | 2350 | 3290 | 3290 | 3290 | 3760 | 4230 | 4700 | 5170 | 5640 | 6110 | 6580 | 7050 | 7520
|  | Transmission | Holistic Transition | Capacity (MW) | Base Load | Waste | Waste | 62 | 62 | 62 | 62 | 62 | 62 | 62 | 62 | 62 | 62 | 62 | 62 | 62 | 62 | 62 | 62 | 62 | 62 | 62 | 62 | 62 | 62 | 62 | 62 | 62 | 62 | 62
|  | Transmission | Holistic Transition | Capacity (MW) | Dispatchable | CCS Gas | CCS Gas | 0 | 0 | 0 | 0 | 0 | 860 | 860 | 2680 | 5790 | 6277 | 6277 | 8093 | 11600 | 14725 | 14725 | 14725 | 19625 | 21005 | 22205 | 22205 | 22205 | 22205 | 22205 | 22205 | 22205 | 22205 | 22205
|  | Transmission | Holistic Transition | Capacity (MW) | Dispatchable | Gas | CCGT | 29033 | 28632 | 28632 | 28592 | 26872 | 24447 | 20568 | 20148 | 18519 | 18519 | 14469 | 11459 | 10572 | 9472 | 8612 | 7118 | 5408 | 5408 | 4458 | 3743 | 3713 | 2793 | 1888 | 1038 | 1038 | 900 | 0
|  | Transmission | Holistic Transition | Capacity (MW) | Dispatchable | Gas | Gas CCGT CHP | 2040.34 | 2057.34 | 1937.34 | 1937.34 | 1937.34 | 1937.34 | 1937.34 | 1937.34 | 431.04 | 273.04 | 273.04 | 226.04 | 226.04 | 226.04 | 226.04 | 226.04 | 226.04 | 226.04 | 226.04 | 226.04 | 184.04 | 184.04 | 184.04 | 184.04 | 184.04 | 0 | 0
|  | Transmission | Holistic Transition | Capacity (MW) | Dispatchable | Gas | Gas Reciprocating Engines | 291 | 291 | 291 | 291 | 481 | 481 | 481 | 481 | 481 | 481 | 481 | 481 | 481 | 481 | 471 | 471 | 471 | 471 | 471 | 281 | 281 | 281 | 281 | 281 | 281 | 0 | 0
|  | Transmission | Holistic Transition | Capacity (MW) | Dispatchable | Gas | OCGT | 1801.53 | 1801.53 | 2997.53 | 2997.53 | 2997.53 | 2997.53 | 3797.53 | 3057.63 | 2748.63 | 2608.63 | 2608.63 | 2561.63 | 2462.63 | 2462.63 | 2462.63 | 2462.63 | 2462.63 | 2162.64 | 2162.64 | 1572.64 | 1273.64 | 1273.64 | 1273.64 | 1273.64 | 376.64 | 300 | 0
|  | Transmission | Holistic Transition | Capacity (MW) | Dispatchable | Hydrogen | Hydrogen | 0 | 0 | 0 | 0 | 0 | 0 | 0 | 0 | 0 | 0 | 0 | 0 | 0 | 0 | 0 | 0 | 0 | 2597 | 4997 | 9597 | 12397 | 14297 | 14297 | 15297 | 15297 | 15297 | 15897
|  | Transmission | Holistic Transition | Capacity (MW) | Dispatchable | Hydrogen | Hydrogen Peaking | 0 | 0 | 0 | 0 | 0 | 0 | 0 | 0 | 382 | 382 | 382 | 382 | 382 | 382 | 382 | 382 | 1582 | 2182 | 2782 | 2782 | 2782 | 2782 | 2782 | 2782 | 2782 | 3182 | 3582
|  | Transmission | Holistic Transition | Capacity (MW) | Dispatchable | Other Thermal | Diesel | 102.5 | 102.5 | 102.5 | 102.5 | 102.5 | 102.5 | 102.5 | 102.5 | 102.5 | 102.5 | 102.5 | 102.5 | 102.5 | 102.5 | 102.5 | 61.5 | 61.5 | 61.5 | 61.5 | 61.5 | 61.5 | 61.5 | 61.5 | 61.5 | 61.5 | 0 | 0
|  | Transmission | Holistic Transition | Capacity (MW) | Dispatchable | Other Thermal | Fuel Oil | 212.3 | 212.3 | 212.3 | 212.3 | 212.3 | 212.3 | 212.3 | 212.3 | 212.3 | 190 | 140 | 140 | 140 | 140 | 140 | 140 | 140 | 140 | 140 | 140 | 140 | 140 | 140 | 140 | 140 | 0 | 0
|  | Transmission | Holistic Transition | Capacity (MW) | Interconnectors | Interconnectors | Interconnectors | 9800 | 10300 | 10300 | 10300 | 11700 | 11700 | 11700 | 11700 | 16900 | 16900 | 19400 | 19400 | 19400 | 19400 | 19400 | 20800 | 20800 | 20800 | 21800 | 21800 | 21800 | 21800 | 21800 | 21800 | 21800 | 21800 | 21800
|  | Transmission | Holistic Transition | Capacity (MW) | Renewable | Hydro | Hydro | 1341.8 | 1341.8 | 1348.26 | 1348.26 | 1348.26 | 1348.26 | 1348.26 | 1366.76 | 1366.76 | 1366.76 | 1366.76 | 1366.76 | 1366.76 | 1366.76 | 1366.76 | 1366.76 | 1366.76 | 1366.76 | 1366.76 | 1366.76 | 1366.76 | 1366.76 | 1366.76 | 1366.76 | 1366.76 | 1366.76 | 1366.76
|  | Transmission | Holistic Transition | Capacity (MW) | Renewable | Offshore Wind | Offshore Wind | 14771.5 | 15880.5 | 22228.5 | 22934.5 | 26779.75 | 39943.75 | 45723.75 | 53443.75 | 64001.75 | 72976.75 | 80096.75 | 85404.75 | 86904.75 | 88454.75 | 88454.75 | 90454.75 | 92454.75 | 94754.75 | 94754.75 | 95754.75 | 96762.75 | 98082.75 | 99582.75 | 99882.75 | 101190.8 | 102190.8 | 103190.8
|  | Transmission | Holistic Transition | Capacity (MW) | Renewable | Onshore Wind | Onshore Wind | 8550 | 9086.43 | 10136.63 | 11974.52 | 13495.22 | 16468.82 | 20513.02 | 22900.62 | 23887.22 | 24282.32 | 24673.52 | 25827.12 | 25926.12 | 25926.12 | 25926.12 | 26160.32 | 26160.32 | 26160.32 | 26325.32 | 26325.32 | 26325.32 | 26325.32 | 26725.32 | 26725.32 | 26725.32 | 26725.32 | 26975.32
|  | Transmission | Holistic Transition | Capacity (MW) | Renewable | Other Renewable | Marine | 14.9 | 14.9 | 14.9 | 14.9 | 14.9 | 71 | 154 | 309.8 | 309.8 | 309.8 | 309.8 | 309.8 | 309.8 | 309.8 | 309.8 | 309.8 | 309.8 | 1309.8 | 1309.8 | 1309.8 | 1309.8 | 1309.8 | 1309.8 | 1309.8 | 1309.8 | 1309.8 | 1309.8
|  | Transmission | Holistic Transition | Capacity (MW) | Renewable | Solar PV | Solar PV | 162.8 | 704.68 | 2966.46 | 4749.125 | 7733.92 | 10834.52 | 12129.82 | 12699.82 | 12699.82 | 12744.82 | 12744.82 | 12744.82 | 12744.82 | 12744.82 | 12744.82 | 12744.82 | 18744.82 | 18744.82 | 18744.82 | 18744.82 | 18744.82 | 21486.52 | 21486.52 | 21486.52 | 21486.52 | 21486.52 | 21486.52
|  | Transmission | Holistic Transition | Capacity (MW) | Storage | Battery | Battery | 2939.08 | 5219.06 | 7663.55 | 9262.85 | 12185.75 | 12735.75 | 13035.75 | 13789.75 | 14564.75 | 15355.65 | 16099.71 | 16876.71 | 17681.71 | 18211.41 | 18744.81 | 19251.81 | 19755.21 | 20259.21 | 20259.21 | 20259.21 | 20259.21 | 20259.21 | 20344.71 | 20344.71 | 20344.71 | 20344.71 | 20344.71
|  | Transmission | Holistic Transition | Capacity (MW) | Storage | Long Duration Energy Storage | Compressed Air | 0 | 0 | 0 | 0 | 0 | 0 | 0 | 0 | 0 | 0 | 0 | 0 | 0 | 0 | 500 | 1000 | 1500 | 2000 | 2500 | 3000 | 3500 | 4000 | 4000 | 4000 | 4000 | 4000 | 4000
|  | Transmission | Holistic Transition | Capacity (MW) | Storage | Long Duration Energy Storage | Liquid Air | 0 | 0 | 0 | 200 | 249.9 | 249.9 | 849.9 | 1249.9 | 1649.9 | 2049.9 | 2449.9 | 2849.9 | 3649.9 | 4049.9 | 4449.9 | 4849.9 | 4849.9 | 4849.9 | 4849.9 | 4849.9 | 4849.9 | 4849.9 | 4849.9 | 4849.9 | 4849.9 | 4849.9 | 4849.9
|  | Transmission | Holistic Transition | Capacity (MW) | Storage | Long Duration Energy Storage | Pumped Hydro | 2744 | 2744 | 2744 | 2744 | 2744 | 2744 | 4044 | 4744 | 5344 | 6940 | 6940 | 6940 | 6940 | 6940 | 6940 | 6940 | 6940 | 6940 | 6940 | 6940 | 6940 | 6940 | 6940 | 6940 | 6940 | 6940 | 6940
|  | Transmission | Hydrogen Evolution | Capacity (MW) | Base Load | Biomass | Biomass | 3403 | 3403 | 3403 | 3007 | 3157 | 2582 | 2582 | 677 | 677 | 677 | 677 | 677 | 677 | 677 | 677 | 677 | 677 | 677 | 677 | 677 | 677 | 677 | 677 | 677 | 677 | 677 | 677
|  | Transmission | Hydrogen Evolution | Capacity (MW) | Base Load | Biomass | Biomass CHP | 55 | 55 | 55 | 55 | 55 | 55 | 55 | 55 | 55 | 55 | 55 | 55 | 55 | 55 | 55 | 55 | 55 | 55 | 55 | 55 | 55 | 55 | 55 | 55 | 55 | 55 | 55
|  | Transmission | Hydrogen Evolution | Capacity (MW) | Base Load | CCS Biomass | CCS Biomass | 0 | 0 | 0 | 0 | 0 | 600 | 600 | 1200 | 1200 | 1200 | 1200 | 1200 | 1200 | 1200 | 1200 | 1200 | 1200 | 1200 | 1200 | 1200 | 1200 | 1200 | 1200 | 1200 | 1200 | 1200 | 1200
|  | Transmission | Hydrogen Evolution | Capacity (MW) | Base Load | Nuclear | Nuclear - Large | 6076 | 6076 | 6076 | 4868 | 3710 | 2460 | 2900 | 4570 | 4570 | 4570 | 4570 | 4570 | 3340 | 3340 | 3340 | 5010 | 5010 | 5010 | 5010 | 5010 | 5010 | 6680 | 6680 | 6680 | 6680 | 6680 | 6680
|  | Transmission | Hydrogen Evolution | Capacity (MW) | Base Load | Nuclear | Nuclear - Small | 0 | 0 | 0 | 0 | 0 | 0 | 0 | 0 | 0 | 0 | 470 | 470 | 470 | 470 | 470 | 470 | 940 | 1410 | 1410 | 1880 | 2350 | 2820 | 2820 | 2820 | 3760 | 4230 | 4230
|  | Transmission | Hydrogen Evolution | Capacity (MW) | Base Load | Waste | Waste | 62 | 62 | 62 | 62 | 62 | 145 | 239.9 | 239.9 | 239.9 | 239.9 | 239.9 | 239.9 | 239.9 | 239.9 | 239.9 | 239.9 | 239.9 | 239.9 | 239.9 | 239.9 | 239.9 | 239.9 | 239.9 | 239.9 | 239.9 | 239.9 | 239.9
|  | Transmission | Hydrogen Evolution | Capacity (MW) | Dispatchable | CCS Gas | CCS Gas | 0 | 0 | 0 | 0 | 0 | 860 | 1347 | 2607 | 4457 | 5367 | 8123 | 9449 | 12358 | 14539 | 14539 | 14539 | 17739 | 18939 | 21139 | 22339 | 23839 | 23839 | 23839 | 23839 | 25219 | 25219 | 25219
|  | Transmission | Hydrogen Evolution | Capacity (MW) | Dispatchable | Gas | CCGT | 29033 | 28632 | 28632 | 28592 | 28592 | 26552 | 23113 | 21118 | 19753 | 18519 | 14469 | 14469 | 11382 | 11382 | 11382 | 11382 | 10582 | 10572 | 10572 | 10572 | 10552 | 10401 | 8841 | 8841 | 8841 | 8703 | 7810
|  | Transmission | Hydrogen Evolution | Capacity (MW) | Dispatchable | Gas | Gas CCGT CHP | 2040.34 | 2057.34 | 1937.34 | 1937.34 | 1937.34 | 1937.34 | 1937.34 | 719.34 | 719.34 | 414.04 | 414.04 | 414.04 | 414.04 | 414.04 | 414.04 | 414.04 | 414.04 | 414.04 | 414.04 | 414.04 | 384.04 | 337.04 | 196.04 | 196.04 | 196.04 | 0 | 0
|  | Transmission | Hydrogen Evolution | Capacity (MW) | Dispatchable | Gas | Gas Reciprocating Engines | 291 | 291 | 291 | 591 | 1041 | 1041 | 1041 | 1041 | 1041 | 1041 | 1041 | 1041 | 1041 | 1041 | 1031 | 1031 | 1031 | 1031 | 1031 | 1031 | 1031 | 1031 | 1031 | 1031 | 1031 | 750 | 750
|  | Transmission | Hydrogen Evolution | Capacity (MW) | Dispatchable | Gas | OCGT | 1801.53 | 1801.53 | 2997.53 | 2997.53 | 2997.53 | 2997.53 | 3297.53 | 3107.63 | 3507.63 | 3367.63 | 3367.63 | 3320.63 | 3221.63 | 3221.63 | 3221.63 | 3221.63 | 3221.63 | 3221.63 | 3221.63 | 2991.63 | 2991.63 | 2372.63 | 2372.63 | 2372.63 | 2372.63 | 2295.99 | 1996
|  | Transmission | Hydrogen Evolution | Capacity (MW) | Dispatchable | Hydrogen | Hydrogen | 0 | 0 | 0 | 0 | 0 | 0 | 0 | 0 | 0 | 0 | 600 | 1200 | 3100 | 3700 | 6800 | 7697 | 7697 | 8297 | 9697 | 9697 | 12497 | 14097 | 14097 | 14097 | 14097 | 14097 | 14097
|  | Transmission | Hydrogen Evolution | Capacity (MW) | Dispatchable | Hydrogen | Hydrogen Peaking | 0 | 0 | 0 | 0 | 0 | 0 | 0 | 382 | 982 | 982 | 1582 | 1582 | 1582 | 2182 | 2582 | 2582 | 2582 | 2582 | 2582 | 2582 | 2582 | 2582 | 2582 | 2582 | 2582 | 2682 | 3082
|  | Transmission | Hydrogen Evolution | Capacity (MW) | Dispatchable | Other Thermal | Diesel | 102.5 | 102.5 | 102.5 | 102.5 | 102.5 | 102.5 | 102.5 | 102.5 | 102.5 | 102.5 | 102.5 | 102.5 | 102.5 | 102.5 | 102.5 | 81.5 | 81.5 | 81.5 | 81.5 | 81.5 | 81.5 | 81.5 | 81.5 | 81.5 | 81.5 | 61.5 | 61.5
|  | Transmission | Hydrogen Evolution | Capacity (MW) | Dispatchable | Other Thermal | Fuel Oil | 212.3 | 212.3 | 212.3 | 212.3 | 212.3 | 212.3 | 212.3 | 212.3 | 212.3 | 212.3 | 162.3 | 140 | 140 | 140 | 140 | 140 | 140 | 140 | 140 | 140 | 140 | 140 | 140 | 140 | 140 | 0 | 0
|  | Transmission | Hydrogen Evolution | Capacity (MW) | Interconnectors | Interconnectors | Interconnectors | 9800 | 10300 | 10300 | 10300 | 10300 | 11700 | 11700 | 11700 | 11700 | 12950 | 16500 | 17900 | 17900 | 17900 | 17900 | 17900 | 17900 | 17900 | 17900 | 17900 | 17900 | 17900 | 17900 | 17900 | 17900 | 17900 | 17900
|  | Transmission | Hydrogen Evolution | Capacity (MW) | Renewable | Hydro | Hydro | 1341.8 | 1341.8 | 1348.26 | 1348.26 | 1348.26 | 1348.26 | 1348.26 | 1348.26 | 1366.76 | 1366.76 | 1366.76 | 1366.76 | 1366.76 | 1366.76 | 1366.76 | 1366.76 | 1366.76 | 1366.76 | 1366.76 | 1366.76 | 1366.76 | 1366.76 | 1366.76 | 1366.76 | 1366.76 | 1366.76 | 1366.76
|  | Transmission | Hydrogen Evolution | Capacity (MW) | Renewable | Offshore Wind | Offshore Wind | 14771.5 | 15880.5 | 21780.5 | 22934.5 | 26779.75 | 31867.75 | 41636.75 | 52132.75 | 58401.75 | 62011.75 | 62411.75 | 76484.75 | 84684.75 | 84684.75 | 86084.75 | 88084.75 | 91292.75 | 91692.75 | 93242.75 | 93242.75 | 94642.75 | 94942.75 | 94942.75 | 94942.75 | 94942.75 | 94942.75 | 94942.75
|  | Transmission | Hydrogen Evolution | Capacity (MW) | Renewable | Onshore Wind | Onshore Wind | 8550 | 8600 | 9579.33 | 11115.12 | 13426.89 | 15505.19 | 19220.09 | 22469.89 | 24256.69 | 25091.29 | 25543.99 | 26374.99 | 26926.39 | 27025.39 | 28025.39 | 28025.39 | 28025.39 | 28025.39 | 28025.39 | 28025.39 | 28290.39 | 28290.39 | 28690.39 | 28690.39 | 28981.59 | 28981.59 | 29281.49
|  | Transmission | Hydrogen Evolution | Capacity (MW) | Renewable | Other Renewable | Marine | 14.9 | 14.9 | 14.9 | 14.9 | 54.9 | 214 | 409.8 | 409.8 | 409.8 | 409.8 | 409.8 | 409.8 | 409.8 | 409.8 | 409.8 | 409.8 | 409.8 | 409.8 | 409.8 | 409.8 | 409.8 | 409.8 | 409.8 | 409.8 | 409.8 | 409.8 | 409.8
|  | Transmission | Hydrogen Evolution | Capacity (MW) | Renewable | Solar PV | Solar PV | 162.8 | 229.7 | 1682.075 | 3476.36 | 7750.425 | 10112.22 | 12168.82 | 13695.32 | 13855.32 | 13875.32 | 13875.32 | 14374.82 | 14874.82 | 18669.72 | 19169.72 | 20674.12 | 20674.12 | 20674.12 | 20674.12 | 20674.12 | 20674.12 | 25236.02 | 25236.02 | 25236.02 | 25236.02 | 25236.02 | 25236.02
|  | Transmission | Hydrogen Evolution | Capacity (MW) | Storage | Battery | Battery | 2939.08 | 4942.96 | 6377.46 | 7875.745 | 9388.445 | 9838.445 | 11313.45 | 11824.05 | 12328.45 | 12834.55 | 13130.45 | 14021.95 | 15213.95 | 15213.95 | 15613.85 | 16013.85 | 16427.85 | 16927.85 | 17321.21 | 17721.21 | 18171.21 | 18171.21 | 18256.71 | 18256.71 | 18256.71 | 18256.71 | 18256.71
|  | Transmission | Hydrogen Evolution | Capacity (MW) | Storage | Long Duration Energy Storage | Compressed Air | 0 | 0 | 0 | 0 | 0 | 0 | 0 | 0 | 0 | 0 | 0 | 0 | 0 | 0 | 0 | 0 | 0 | 500 | 1000 | 1500 | 2000 | 2500 | 3000 | 3500 | 4000 | 4000 | 4000
|  | Transmission | Hydrogen Evolution | Capacity (MW) | Storage | Long Duration Energy Storage | Liquid Air | 0 | 0 | 0 | 0 | 0 | 200 | 249.9 | 449.9 | 649.9 | 849.9 | 1049.9 | 1449.9 | 2049.9 | 2249.9 | 2649.9 | 3049.9 | 3049.9 | 3049.9 | 3049.9 | 3049.9 | 3049.9 | 3049.9 | 3049.9 | 3049.9 | 3049.9 | 3049.9 | 3049.9
|  | Transmission | Hydrogen Evolution | Capacity (MW) | Storage | Long Duration Energy Storage | Pumped Hydro | 2744 | 2744 | 2744 | 2744 | 2744 | 2744 | 2744 | 3344 | 4104 | 5700 | 5700 | 5700 | 5700 | 5700 | 5700 | 5700 | 5700 | 5700 | 5700 | 5700 | 5700 | 5700 | 5700 | 5700 | 5700 | 5700 | 5700
|  | Transmission | Ten Year Forecast | Capacity (MW) | Base Load | Biomass | Biomass | 2024: 3403; 2025: 3403; 2026: 3403; 2027: 3007; 2028: 3007; 2029: 3007; 2030: 3007; 2031: 3007; 2032: 3007; 2033: 3007; 2034: 3007; 2035: 3007
|  | Transmission | Ten Year Forecast | Capacity (MW) | Base Load | Biomass | Biomass CHP | 2024: 55; 2025: 55; 2026: 55; 2027: 55; 2028: 55; 2029: 55; 2030: 55; 2031: 55; 2032: 55; 2033: 55; 2034: 55; 2035: 55
|  | Transmission | Ten Year Forecast | Capacity (MW) | Base Load | CCS Biomass | CCS Biomass | 2024: 0; 2025: 0; 2026: 0; 2027: 0; 2028: 0; 2029: 0; 2030: 600; 2031: 600; 2032: 600; 2033: 600; 2034: 600; 2035: 600
|  | Transmission | Ten Year Forecast | Capacity (MW) | Base Load | Nuclear | Nuclear - Large | 2024: 6076; 2025: 6076; 2026: 6076; 2027: 3710; 2028: 3710; 2029: 3710; 2030: 2900; 2031: 4570; 2032: 4570; 2033: 4570; 2034: 4570; 2035: 4570
|  | Transmission | Ten Year Forecast | Capacity (MW) | Base Load | Waste | Waste | 2024: 62; 2025: 62; 2026: 62; 2027: 62; 2028: 62; 2029: 62; 2030: 62; 2031: 62; 2032: 62; 2033: 62; 2034: 62; 2035: 62
|  | Transmission | Ten Year Forecast | Capacity (MW) | Dispatchable | CCS Gas | CCS Gas | 2024: 0; 2025: 0; 2026: 0; 2027: 0; 2028: 0; 2029: 0; 2030: 860; 2031: 2257; 2032: 5000; 2033: 5000; 2034: 5000; 2035: 5906
|  | Transmission | Ten Year Forecast | Capacity (MW) | Dispatchable | Gas | CCGT | 2024: 29033; 2025: 28632; 2026: 28632; 2027: 28592; 2028: 28592; 2029: 26782; 2030: 23343; 2031: 22528; 2032: 21163; 2033: 19929; 2034: 18649; 2035: 18649
|  | Transmission | Ten Year Forecast | Capacity (MW) | Dispatchable | Gas | Gas CCGT CHP | 2024: 2040.34; 2025: 2057.34; 2026: 1937.34; 2027: 1937.34; 2028: 1937.34; 2029: 1937.34; 2030: 1937.34; 2031: 3117.34; 2032: 3651.34; 2033: 4071.34; 2034: 4071.34; 2035: 4071.34
|  | Transmission | Ten Year Forecast | Capacity (MW) | Dispatchable | Gas | Gas Reciprocating Engines | 2024: 291; 2025: 291; 2026: 291; 2027: 291; 2028: 591; 2029: 1041; 2030: 1231; 2031: 1231; 2032: 1231; 2033: 1231; 2034: 1231; 2035: 1231
|  | Transmission | Ten Year Forecast | Capacity (MW) | Dispatchable | Gas | OCGT | 2024: 1801.53; 2025: 1801.53; 2026: 2997.53; 2027: 2997.53; 2028: 2997.53; 2029: 2997.53; 2030: 3297.53; 2031: 3297.53; 2032: 3797.53; 2033: 3797.53; 2034: 3797.53; 2035: 3797.53
|  | Transmission | Ten Year Forecast | Capacity (MW) | Dispatchable | Hydrogen | Hydrogen Peaking | 2024: 0; 2025: 0; 2026: 0; 2027: 0; 2028: 0; 2029: 0; 2030: 0; 2031: 382; 2032: 382; 2033: 382; 2034: 382; 2035: 382
|  | Transmission | Ten Year Forecast | Capacity (MW) | Dispatchable | Other Thermal | Diesel | 2024: 102.5; 2025: 102.5; 2026: 102.5; 2027: 102.5; 2028: 102.5; 2029: 102.5; 2030: 102.5; 2031: 102.5; 2032: 102.5; 2033: 102.5; 2034: 102.5; 2035: 102.5
|  | Transmission | Ten Year Forecast | Capacity (MW) | Dispatchable | Other Thermal | Fuel Oil | 2024: 212.3; 2025: 212.3; 2026: 212.3; 2027: 212.3; 2028: 212.3; 2029: 212.3; 2030: 212.3; 2031: 212.3; 2032: 212.3; 2033: 212.3; 2034: 212.3; 2035: 212.3
|  | Transmission | Ten Year Forecast | Capacity (MW) | Interconnectors | Interconnectors | Interconnectors | 2024: 9800; 2025: 10300; 2026: 10300; 2027: 10300; 2028: 10300; 2029: 11700; 2030: 11700; 2031: 11700; 2032: 12450; 2033: 13700; 2034: 16900; 2035: 16900
|  | Transmission | Ten Year Forecast | Capacity (MW) | Renewable | Hydro | Hydro | 2024: 1341.8; 2025: 1341.8; 2026: 1348.26; 2027: 1348.26; 2028: 1348.26; 2029: 1348.26; 2030: 1348.26; 2031: 1348.26; 2032: 1366.76; 2033: 1366.76; 2034: 1366.76; 2035: 1366.76
|  | Transmission | Ten Year Forecast | Capacity (MW) | Renewable | Offshore Wind | Offshore Wind | 2024: 14771.5; 2025: 15880.5; 2026: 20580.5; 2027: 22486.5; 2028: 26779.75; 2029: 31467.75; 2030: 40136.75; 2031: 49532.75; 2032: 56801.75; 2033: 60311.75; 2034: 60311.75; 2035: 60811.75
|  | Transmission | Ten Year Forecast | Capacity (MW) | Renewable | Onshore Wind | Onshore Wind | 2024: 8550; 2025: 8600; 2026: 9768.83; 2027: 11389.62; 2028: 13676.29; 2029: 16975.09; 2030: 20612.19; 2031: 23912.19; 2032: 25698.99; 2033: 26533.59; 2034: 26986.29; 2035: 27817.29
|  | Transmission | Ten Year Forecast | Capacity (MW) | Renewable | Other Renewable | Marine | 2024: 14.9; 2025: 14.9; 2026: 14.9; 2027: 14.9; 2028: 14.9; 2029: 28; 2030: 309.8; 2031: 309.8; 2032: 309.8; 2033: 309.8; 2034: 309.8; 2035: 309.8
|  | Transmission | Ten Year Forecast | Capacity (MW) | Renewable | Solar PV | Solar PV | 2024: 162.8; 2025: 395.67; 2026: 2689.43; 2027: 4500.725; 2028: 9113.52; 2029: 10910.32; 2030: 12649.92; 2031: 14427.32; 2032: 15604.32; 2033: 15604.32; 2034: 15789.32; 2035: 15834.32
|  | Transmission | Ten Year Forecast | Capacity (MW) | Storage | Battery | Battery | 2024: 2939.08; 2025: 3893.76; 2026: 4890.86; 2027: 5798.46; 2028: 8022.26; 2029: 10608.35; 2030: 15101.15; 2031: 15576.15; 2032: 16785.15; 2033: 18105.41; 2034: 18440.11; 2035: 18519.49
|  | Transmission | Ten Year Forecast | Capacity (MW) | Storage | Long Duration Energy Storage | Liquid Air | 2024: 0; 2025: 0; 2026: 0; 2027: 0; 2028: 0; 2029: 0; 2030: 249.9; 2031: 249.9; 2032: 849.9; 2033: 849.9; 2034: 1049.9; 2035: 1049.9
|  | Transmission | Ten Year Forecast | Capacity (MW) | Storage | Long Duration Energy Storage | Pumped Hydro | 2024: 2744; 2025: 2744; 2026: 2744; 2027: 2744; 2028: 2744; 2029: 2744; 2030: 2744; 2031: 3344; 2032: 4104; 2033: 5700; 2034: 5700; 2035: 5700
|  | Non-Networked | Electric Engagement | Capacity (MW) | Renewable | Solar PV | Solar PV | 0 | 0 | 0 | 0 | 0 | 0 | 0 | 0 | 0 | 0 | 0 | 12.82 | 12.82 | 24.38 | 24.38 | 24.38 | 24.38 | 35.32 | 35.65 | 45.78 | 45.78 | 45.78 | 45.78 | 45.78 | 45.78 | 55.43 | 55.6
|  | Non-Networked | Hydrogen Evolution | Capacity (MW) | Renewable | Offshore Wind | Offshore Wind | 0 | 0 | 0 | 0 | 0 | 8.49 | 8.49 | 8.49 | 8.49 | 8.49 | 8.49 | 319.09 | 322.71 | 626.32 | 929.93 | 929.93 | 934.4 | 1224.29 | 1224.29 | 1224.29 | 1224.29 | 1224.29 | 1224.29 | 1224.29 | 1224.29 | 1224.29 | 1224.29
|  | Non-Networked | Holistic Transition | Capacity (MW) | Renewable | Offshore Wind | Offshore Wind | 0 | 0 | 0 | 0 | 0 | 25.94 | 25.94 | 122.84 | 122.84 | 122.84 | 122.84 | 122.84 | 157.27 | 319.39 | 371.77 | 371.77 | 371.77 | 371.77 | 371.77 | 371.77 | 371.77 | 371.77 | 371.77 | 371.77 | 424.21 | 442.91 | 442.91
|  | Non-Networked | Falling Behind | Capacity (MW) | Renewable | Solar PV | Solar PV | 0 | 0 | 0 | 0 | 0 | 0 | 0 | 0 | 0 | 0 | 0 | 0 | 0 | 0 | 0 | 0 | 0 | 0 | 0 | 0 | 11.87 | 11.87 | 11.87 | 11.87 | 11.87 | 11.87 | 11.87
|  | Non-Networked | Ten Year Forecast | Capacity (MW) | Renewable | Offshore Wind | Offshore Wind | 2024: 0; 2025: 0; 2026: 0; 2027: 0; 2028: 0; 2029: 0; 2030: 0; 2031: 0; 2032: 2.71; 2033: 2.71; 2034: 66.03; 2035: 142.11
|  | Distributed | Falling Behind | Consumption (TWh) | Storage | Long Duration Energy Storage | Compressed Air | 0.000339 | 0.000601 | 0.0006 | 0.000845 | 0.001158 | 0.00173 | 0.002312 | 0.004288 | 0.005505 | 0.006163 | 0.006116 | 0.005869 | 0.005757 | 0.006141 | 0.006706 | 0.006734 | 0.00656 | 0.006451 | 0.006635 | 0.006462 | 0.006311 | 0.006147 | 0.005948 | 0.005988 | 0.005933 | 0.005541 | 0.005819
|  | Distributed | Falling Behind | Consumption (TWh) | Storage | Long Duration Energy Storage | Liquid Air | 0.000419 | 0.000782 | 0.000725 | 0.001094 | 0.001544 | 0.002244 | 0.002979 | 0.005688 | 0.15477 | 0.16929 | 0.33219 | 0.31924 | 0.32515 | 0.33214 | 0.37194 | 0.37364 | 0.36061 | 0.35217 | 0.36201 | 0.32473 | 0.32303 | 0.31149 | 0.2952 | 0.28912 | 0.26798 | 0.25903 | 0.26316
|  | Distributed | Falling Behind | Consumption (TWh) | Storage | Long Duration Energy Storage | Pumped Hydro | 0 | 0 | 0 | 0 | 0 | 0 | 0 | 0 | 0 | 0 | 0 | 0 | 0 | 0 | 0 | 0 | 0.19425 | 0.19266 | 0.20028 | 0.18815 | 0.1936 | 0.18071 | 0.17974 | 0.1762 | 0.16995 | 0.16814 | 0.17553
|  | Distributed | Electric Engagement | Consumption (TWh) | Storage | Battery | Battery | 0.43885 | 1.2355 | 1.781 | 2.8835 | 3.8413 | 6.8534 | 8.6333 | 10.1559 | 13.9876 | 14.1723 | 14.9306 | 15.4075 | 15.2938 | 15.7611 | 14.1939 | 15.7957 | 16.1579 | 13.7172 | 14.6555 | 12.0894 | 12.3474 | 11.7267 | 11.4616 | 10.7693 | 9.2717 | 10.0304 | 10.033
|  | Distributed | Electric Engagement | Consumption (TWh) | Storage | Long Duration Energy Storage | Compressed Air | 0.000339 | 0.000835 | 0.001564 | 0.002333 | 0.003179 | 0.004936 | 0.006971 | 0.007166 | 0.007824 | 0.00765 | 0.25626 | 0.2567 | 0.25963 | 0.2543 | 0.237 | 0.25797 | 0.26309 | 0.23811 | 0.24306 | 0.22326 | 0.22556 | 0.22578 | 0.22464 | 0.21448 | 0.20351 | 0.21363 | 0.22775
|  | Distributed | Electric Engagement | Consumption (TWh) | Storage | Long Duration Energy Storage | Liquid Air | 0.000419 | 0.000902 | 0.001685 | 0.002943 | 0.003878 | 0.1365 | 0.36246 | 0.37876 | 0.62606 | 0.81017 | 0.9524 | 1.1565 | 1.1459 | 1.125 | 0.98048 | 1.1021 | 1.0837 | 0.89839 | 0.96807 | 0.81795 | 0.80072 | 0.75889 | 0.73541 | 0.59927 | 0.53235 | 0.56338 | 0.57318
|  | Distributed | Electric Engagement | Consumption (TWh) | Storage | Long Duration Energy Storage | Pumped Hydro | 0 | 0 | 0 | 0 | 0 | 0 | 0 | 0 | 0.2412 | 0.24075 | 0.22894 | 0.2297 | 0.22828 | 0.21526 | 0.21391 | 0.21929 | 0.22323 | 0.20836 | 0.19814 | 0.18549 | 0.19088 | 0.18846 | 0.18406 | 0.1827 | 0.169 | 0.16381 | 0.17414
|  | Distributed | Holistic Transition | Consumption (TWh) | Storage | Battery | Battery | 0.43885 | 1.044 | 1.7948 | 2.8515 | 3.0343 | 5.7353 | 7.6614 | 10.8802 | 12.8878 | 15.2181 | 19.0969 | 19.8972 | 17.6295 | 16.818 | 15.324 | 15.3598 | 15.8591 | 15.2511 | 14.5109 | 13.2506 | 12.9491 | 12.0674 | 11.2649 | 10.97 | 9.8911 | 9.9995 | 10.3244
|  | Distributed | Holistic Transition | Consumption (TWh) | Storage | Long Duration Energy Storage | Compressed Air | 0.000339 | 0.000894 | 0.001828 | 0.0027 | 0.002967 | 0.004804 | 0.006755 | 0.007834 | 0.007996 | 0.008854 | 0.009638 | 0.009331 | 0.008807 | 0.008118 | 0.008107 | 0.00757 | 0.008225 | 0.008422 | 0.007937 | 0.007822 | 0.007636 | 0.007236 | 0.007128 | 0.00681 | 0.006511 | 0.006318 | 0.006758
|  | Distributed | Holistic Transition | Consumption (TWh) | Storage | Long Duration Energy Storage | Liquid Air | 0.000419 | 0.000965 | 0.001985 | 0.003405 | 0.003779 | 0.26268 | 0.53426 | 0.81834 | 1.0881 | 1.4045 | 1.5842 | 1.5683 | 1.3511 | 1.2405 | 1.1165 | 1.1173 | 1.1657 | 1.0687 | 1.0072 | 0.95104 | 0.89421 | 0.90969 | 0.84934 | 0.8104 | 0.72235 | 0.73488 | 0.76304
|  | Distributed | Holistic Transition | Consumption (TWh) | Storage | Long Duration Energy Storage | Pumped Hydro | 0 | 0 | 0 | 0 | 0 | 0 | 0.22075 | 0.24656 | 0.24301 | 0.25404 | 0.27135 | 0.26405 | 0.25853 | 0.23573 | 0.22087 | 0.22402 | 0.22464 | 0.23564 | 0.21442 | 0.20807 | 0.20564 | 0.21029 | 0.205 | 0.18823 | 0.19069 | 0.18575 | 0.19206
|  | Distributed | Hydrogen Evolution | Consumption (TWh) | Storage | Battery | Battery | 0.43885 | 0.93669 | 1.4335 | 2.5485 | 2.9827 | 4.529 | 6.271 | 10.5899 | 11.2797 | 11.7862 | 11.3297 | 12.61 | 12.6272 | 12.3242 | 11.2179 | 10.8209 | 11.025 | 9.621 | 8.1102 | 7.0967 | 5.776 | 5.1269 | 4.8796 | 4.2276 | 3.7715 | 3.5159 | 3.1575
|  | Distributed | Hydrogen Evolution | Consumption (TWh) | Storage | Long Duration Energy Storage | Compressed Air | 0.000339 | 0.000815 | 0.001544 | 0.002251 | 0.002775 | 0.003996 | 0.00609 | 0.007764 | 0.008054 | 0.00813 | 0.007315 | 0.007354 | 0.007014 | 0.006646 | 0.006342 | 0.006738 | 0.006526 | 0.005759 | 0.005554 | 0.004954 | 0.004236 | 0.00415 | 0.003739 | 0.003493 | 0.003402 | 0.002987 | 0.002996
|  | Distributed | Hydrogen Evolution | Consumption (TWh) | Storage | Long Duration Energy Storage | Liquid Air | 0.000419 | 0.000883 | 0.001565 | 0.00281 | 0.003488 | 0.005156 | 0.007377 | 0.010319 | 0.22267 | 0.21627 | 0.39553 | 0.39419 | 0.56514 | 0.54728 | 0.48924 | 0.50533 | 0.50372 | 0.42547 | 0.36498 | 0.29819 | 0.23424 | 0.24506 | 0.18704 | 0.17963 | 0.16628 | 0.13242 | 0.16361
|  | Distributed | Hydrogen Evolution | Consumption (TWh) | Storage | Long Duration Energy Storage | Pumped Hydro | 0 | 0 | 0 | 0 | 0 | 0 | 0 | 0 | 0 | 0.24857 | 0.24557 | 0.23248 | 0.22955 | 0.23275 | 0.20748 | 0.21705 | 0.20833 | 0.18333 | 0.18266 | 0.16831 | 0.14439 | 0.14354 | 0.12185 | 0.11423 | 0.11606 | 0.11413 | 0.11303
|  | Distributed | Ten Year Forecast | Consumption (TWh) | Storage | Battery | Battery | 2024: 0.43885; 2025: 0.74584; 2026: 0.99733; 2027: 1.8354; 2028: 2.2904; 2029: 3.2951; 2030: 5.2116; 2031: 9.1442; 2032: 10.4497; 2033: 11.1592; 2034: 10.4917; 2035: 9.7912
|  | Distributed | Ten Year Forecast | Consumption (TWh) | Storage | Long Duration Energy Storage | Compressed Air | 2024: 0.000339; 2025: 0.000579; 2026: 0.000734; 2027: 0.001491; 2028: 0.001635; 2029: 0.002333; 2030: 0.003913; 2031: 0.005359; 2032: 0.005848; 2033: 0.005937; 2034: 0.005496; 2035: 0.004938
|  | Distributed | Ten Year Forecast | Consumption (TWh) | Storage | Long Duration Energy Storage | Liquid Air | 2024: 0.000419; 2025: 0.000731; 2026: 0.000943; 2027: 0.001989; 2028: 0.002161; 2029: 0.003148; 2030: 0.004621; 2031: 0.007284; 2032: 0.16624; 2033: 0.16506; 2034: 0.30136; 2035: 0.39815
|  | Distributed | Ten Year Forecast | Consumption (TWh) | Storage | Long Duration Energy Storage | Pumped Hydro | 2024: 0; 2025: 0; 2026: 0; 2027: 0; 2028: 0; 2029: 0; 2030: 0; 2031: 0; 2032: 0; 2033: 0.18497; 2034: 0.17825; 2035: 0.1574
|  | Distributed - Micro | Falling Behind | Consumption (TWh) | Storage | Battery | Battery | 0.02094 | 0.031228 | 0.031956 | 0.037844 | 0.065671 | 0.099057 | 0.12521 | 0.27992 | 0.41123 | 0.4902 | 0.49369 | 0.53 | 0.60057 | 0.65258 | 0.76333 | 0.82406 | 0.83935 | 0.87321 | 0.92659 | 0.89438 | 0.9454 | 0.91213 | 0.9299 | 0.93186 | 0.91807 | 0.94998 | 1.0077
|  | Distributed - Micro | Electric Engagement | Consumption (TWh) | Storage | Battery | Battery | 0.02094 | 0.064209 | 0.10348 | 0.2046 | 0.27602 | 0.56914 | 0.84138 | 1.1176 | 1.7592 | 2.0354 | 2.431 | 2.846 | 3.2016 | 3.6884 | 3.7521 | 4.5858 | 5.1878 | 4.9741 | 5.7964 | 5.3979 | 6.0396 | 6.3368 | 6.7022 | 6.975 | 6.6367 | 7.5815 | 8.2365
|  | Distributed - Micro | Holistic Transition | Consumption (TWh) | Storage | Battery | Battery | 0.02094 | 0.047106 | 0.097226 | 0.17006 | 0.20949 | 0.50299 | 0.80176 | 1.3321 | 1.7427 | 2.3575 | 3.1938 | 3.6708 | 3.6548 | 3.9027 | 3.9957 | 4.4115 | 5.0517 | 5.3423 | 5.5975 | 5.6934 | 6.1077 | 6.1496 | 6.398 | 6.6611 | 6.6995 | 7.2087 | 7.9909
|  | Distributed - Micro | Hydrogen Evolution | Consumption (TWh) | Storage | Battery | Battery | 0.02094 | 0.040916 | 0.054224 | 0.10405 | 0.12956 | 0.20434 | 0.30291 | 0.57252 | 0.65755 | 0.71737 | 0.74598 | 0.87025 | 0.92899 | 0.96579 | 0.95948 | 1.01 | 1.1214 | 1.0733 | 1.0057 | 0.96919 | 0.89138 | 0.86273 | 0.90934 | 0.86128 | 0.85792 | 0.86425 | 0.8383
|  | Distributed - Micro | Ten Year Forecast | Consumption (TWh) | Storage | Battery | Battery | 2024: 0.02094; 2025: 0.031653; 2026: 0.035224; 2027: 0.057587; 2028: 0.086679; 2029: 0.12838; 2030: 0.33007; 2031: 0.80111; 2032: 1.1899; 2033: 1.5209; 2034: 1.7543; 2035: 1.9333
|  | Transmission | Falling Behind | Consumption (TWh) | Storage | Battery | Battery | 0.41102 | 0.75225 | 0.91824 | 1.2086 | 2.0434 | 3.2042 | 5.282 | 10.8386 | 14.3439 | 16.6074 | 16.5436 | 16.9053 | 17.8403 | 18.5513 | 20.4084 | 21.1646 | 21.092 | 20.9527 | 21.4847 | 20.2576 | 20.4351 | 19.4242 | 18.7233 | 18.2254 | 17.4839 | 17.1011 | 17.2953
|  | Transmission | Falling Behind | Consumption (TWh) | Storage | Long Duration Energy Storage | Liquid Air | 0 | 0 | 0 | 0 | 0 | 0 | 0.057253 | 0.31206 | 0.44637 | 0.49534 | 0.4998 | 0.47867 | 0.46662 | 0.48563 | 0.54129 | 0.54391 | 0.52438 | 0.51791 | 0.53644 | 0.50182 | 0.4998 | 0.4874 | 0.47325 | 0.47383 | 0.45261 | 0.43097 | 0.45368
|  | Transmission | Falling Behind | Consumption (TWh) | Storage | Long Duration Energy Storage | Pumped Hydro | 0.59241 | 1.0289 | 1.0807 | 1.3117 | 1.699 | 2.0943 | 2.6167 | 4.0758 | 4.995 | 5.6036 | 5.5381 | 5.359 | 5.4569 | 5.5981 | 5.6902 | 5.9402 | 5.7371 | 5.6282 | 5.8071 | 5.6408 | 5.8192 | 5.6604 | 5.3806 | 5.5246 | 5.3808 | 5.2461 | 5.5099
|  | Transmission | Electric Engagement | Consumption (TWh) | Storage | Battery | Battery | 0.41102 | 1.2401 | 2.5757 | 4.9475 | 6.6703 | 10.8435 | 14.8453 | 17.0747 | 21.3804 | 22.1561 | 23.2321 | 25.099 | 25.4515 | 26.2381 | 24.4409 | 26.4496 | 27.03 | 23.8155 | 25.1307 | 21.257 | 21.7041 | 21.7687 | 20.9215 | 20.5309 | 18.0418 | 18.9765 | 19.6511
|  | Transmission | Electric Engagement | Consumption (TWh) | Storage | Long Duration Energy Storage | Compressed Air | 0 | 0 | 0 | 0 | 0 | 0 | 0 | 0 | 0 | 0 | 0 | 0 | 0 | 1.5385 | 3.0726 | 4.7615 | 6.3674 | 7.5888 | 8.8493 | 9.7254 | 10.8561 | 12.3742 | 13.6847 | 14.0034 | 15.1994 | 15.0572 | 15.8747
|  | Transmission | Electric Engagement | Consumption (TWh) | Storage | Long Duration Energy Storage | Liquid Air | 0 | 0 | 0 | 0 | 0.060984 | 0.36079 | 0.56982 | 1.0418 | 2.0292 | 3.1151 | 3.769 | 4.6852 | 5.5901 | 6.3092 | 6.6755 | 8.2949 | 9.092 | 7.9581 | 8.1751 | 7.3756 | 7.3614 | 7.3782 | 7.3079 | 6.59 | 6.1028 | 6.349 | 6.5919
|  | Transmission | Electric Engagement | Consumption (TWh) | Storage | Long Duration Energy Storage | Pumped Hydro | 0.59241 | 1.7803 | 2.4185 | 3.3109 | 3.8229 | 5.2055 | 6.8901 | 8.661 | 10.0568 | 12.1315 | 14.6697 | 14.9111 | 14.8242 | 14.5348 | 14.1013 | 14.7502 | 15.1038 | 14.4367 | 13.7616 | 13.1139 | 13.313 | 13.3522 | 13.2213 | 12.9278 | 12.4637 | 12.4852 | 13.2603
|  | Transmission | Holistic Transition | Consumption (TWh) | Storage | Battery | Battery | 0.41102 | 1.211 | 2.4355 | 4.2491 | 5.7007 | 10.7707 | 14.4981 | 19.5746 | 22.1796 | 26.9466 | 32.2903 | 34.2415 | 32.2992 | 31.9966 | 31.1448 | 31.217 | 33.4167 | 34.1816 | 32.0763 | 30.8709 | 30.5724 | 28.3602 | 27.4857 | 26.4278 | 24.6479 | 24.456 | 25.0997
|  | Transmission | Holistic Transition | Consumption (TWh) | Storage | Long Duration Energy Storage | Compressed Air | 0 | 0 | 0 | 0 | 0 | 0 | 0 | 0 | 0 | 0 | 0 | 0 | 0 | 0 | 1.69 | 3.2326 | 5.054 | 6.624 | 7.9681 | 9.5175 | 10.7023 | 11.8994 | 11.9021 | 11.1743 | 11.2173 | 11.2361 | 11.3903
|  | Transmission | Holistic Transition | Consumption (TWh) | Storage | Long Duration Energy Storage | Liquid Air | 0 | 0 | 0 | 0.033258 | 0.21524 | 0.39003 | 1.7676 | 3.1866 | 4.2803 | 5.5726 | 7.2363 | 8.2554 | 9.4599 | 9.8961 | 10.2523 | 10.9576 | 11.5657 | 11.4154 | 10.6504 | 10.4178 | 9.767 | 9.7523 | 9.6429 | 9.2134 | 8.7598 | 8.8442 | 9.1901
|  | Transmission | Holistic Transition | Consumption (TWh) | Storage | Long Duration Energy Storage | Pumped Hydro | 0.59241 | 1.9515 | 2.6455 | 3.531 | 3.6589 | 5.1239 | 9.2982 | 11.1324 | 13.2592 | 17.8449 | 21.5092 | 21.3916 | 20.3791 | 19.6282 | 19.5352 | 18.4992 | 19.8332 | 20.0917 | 18.771 | 19.0326 | 19.171 | 18.2041 | 18.5855 | 17.312 | 17.177 | 17.3202 | 17.2117
|  | Transmission | Hydrogen Evolution | Consumption (TWh) | Storage | Battery | Battery | 0.41102 | 1.2518 | 2.0544 | 3.2358 | 4.3255 | 6.7428 | 10.6799 | 16.9381 | 18.4283 | 19.4254 | 18.2105 | 20.2298 | 21.5184 | 20.8936 | 19.8717 | 19.6978 | 19.9611 | 18.0637 | 17.1916 | 15.4505 | 12.8381 | 11.577 | 11.2546 | 9.7972 | 9.2627 | 8.727 | 7.9796
|  | Transmission | Hydrogen Evolution | Consumption (TWh) | Storage | Long Duration Energy Storage | Compressed Air | 0 | 0 | 0 | 0 | 0 | 0 | 0 | 0 | 0 | 0 | 0 | 0 | 0 | 0 | 0 | 0 | 0 | 1.2854 | 2.6982 | 3.4951 | 4.0405 | 5.2152 | 5.3815 | 6.3528 | 7.2166 | 6.1225 | 6.7208
|  | Transmission | Hydrogen Evolution | Consumption (TWh) | Storage | Long Duration Energy Storage | Liquid Air | 0 | 0 | 0 | 0 | 0 | 0.067219 | 0.43019 | 1.1001 | 1.6908 | 2.1551 | 2.5358 | 3.3846 | 4.5894 | 4.7834 | 5.2549 | 6.3053 | 6.1931 | 5.3623 | 4.9129 | 4.3336 | 3.6858 | 3.7764 | 3.071 | 2.9877 | 2.8462 | 2.4205 | 2.7088
|  | Transmission | Hydrogen Evolution | Consumption (TWh) | Storage | Long Duration Energy Storage | Pumped Hydro | 0.59241 | 1.7763 | 2.3984 | 3.2371 | 3.4623 | 4.4193 | 5.6475 | 7.3685 | 9.5481 | 12.5503 | 15.3074 | 15.1977 | 15.1286 | 14.788 | 13.9691 | 14.1684 | 13.8959 | 12.4521 | 12.516 | 11.3312 | 10.3024 | 10.1034 | 9.0607 | 8.982 | 8.9776 | 8.5716 | 8.7281
|  | Transmission | Ten Year Forecast | Consumption (TWh) | Storage | Battery | Battery | 2024: 0.41102; 2025: 0.76577; 2026: 0.99441; 2027: 1.7136; 2028: 2.7394; 2029: 5.2406; 2030: 11.3021; 2031: 18.574; 2032: 21.411; 2033: 24.0983; 2034: 23.0968; 2035: 21.8726
|  | Transmission | Ten Year Forecast | Consumption (TWh) | Storage | Long Duration Energy Storage | Liquid Air | 2024: 0; 2025: 0; 2026: 0; 2027: 0; 2028: 0; 2029: 0; 2030: 0.1148; 2031: 0.43514; 2032: 1.4512; 2033: 1.6398; 2034: 1.8724; 2035: 1.6741
|  | Transmission | Ten Year Forecast | Consumption (TWh) | Storage | Long Duration Energy Storage | Pumped Hydro | 2024: 0.59241; 2025: 1.0044; 2026: 1.3162; 2027: 1.8208; 2028: 2.0399; 2029: 2.56; 2030: 3.7203; 2031: 5.4427; 2032: 7.474; 2033: 9.9043; 2034: 11.5521; 2035: 10.5286
|  | Transmission | Falling Behind | Import (TWh) | Interconnectors | Interconnectors | Interconnectors | 19.1954 | 50.5592 | 49.3343 | 45.4654 | 42.1055 | 37.646 | 29.5074 | 22.5858 | 20.9803 | 19.6435 | 22.6539 | 21.1707 | 22.8686 | 22.7342 | 17.4784 | 18.8649 | 21.3252 | 22.1628 | 16.5999 | 17.4398 | 18.0383 | 15.5968 | 14.8531 | 16.6003 | 16.3593 | 17.5837 | 19.1356
|  | Transmission | Electric Engagement | Import (TWh) | Interconnectors | Interconnectors | Interconnectors | 19.1954 | 45.3426 | 47.425 | 43.0124 | 50.2904 | 44.077 | 36.9963 | 39.7431 | 39.586 | 41.431 | 40.6365 | 41.2585 | 43.7492 | 42.4072 | 47.8074 | 45.6253 | 52.4069 | 55.8388 | 57.0135 | 59.8776 | 59.5624 | 62.1531 | 60.7111 | 65.3974 | 66.0382 | 61.8918 | 63.8075
|  | Transmission | Holistic Transition | Import (TWh) | Interconnectors | Interconnectors | Interconnectors | 19.1954 | 44.4826 | 46.4403 | 42.4631 | 53.4801 | 45.6548 | 35.6544 | 29.8173 | 33.7306 | 29.0312 | 28.0977 | 27.5556 | 32.5659 | 33.5896 | 35.0205 | 38.0274 | 38.6326 | 38.7708 | 45.7497 | 47.4612 | 50.0652 | 50.7153 | 49.16 | 51.9291 | 50.3569 | 51.6334 | 51.0595
|  | Transmission | Hydrogen Evolution | Import (TWh) | Interconnectors | Interconnectors | Interconnectors | 19.1954 | 46.6456 | 47.9317 | 42.0014 | 47.1722 | 45.5204 | 40.0938 | 30.4484 | 26.98 | 27.8693 | 35.2994 | 31.29 | 31.3674 | 31.1454 | 34.1813 | 35.3304 | 34.2818 | 40.6381 | 44.6985 | 52.5326 | 56.9352 | 55.1045 | 63.9599 | 66.1985 | 69.6456 | 70.4721 | 74.902
|  | Transmission | Ten Year Forecast | Import (TWh) | Interconnectors | Interconnectors | Interconnectors | 2024: 19.1954; 2025: 45.6608; 2026: 45.4588; 2027: 37.7493; 2028: 38.2063; 2029: 34.4824; 2030: 22.9425; 2031: 19.5176; 2032: 16.1666; 2033: 16.9468; 2034: 21.6539; 2035: 21.2449
|  | Both | Falling Behind | CO2 Intensity of Generation (gCO2/kWh) | Emissions | Emissions | Emissions | 117.8536 | 71.1212 | 71.2082 | 80.1417 | 86.1255 | 79.606 | 79.8568 | 41.9258 | 33.2835 | 25.0472 | 23.8451 | 23.2087 | 25.2452 | 23.4418 | 28.4973 | 29.78 | 25.2694 | 29.1983 | 30.7023 | 27.7389 | 24.4794 | 33.7754 | 33.3528 | 35.1082 | 30.8217 | 29.8661 | 26.278
|  | Both | Electric Engagement | CO2 Intensity of Generation (gCO2/kWh) | Emissions | Emissions | Emissions | 117.8536 | 52.7952 | 42.5402 | 31.8787 | 33.4159 | 27.0049 | 5.6008 | -24.8863 | -39.782 | -44.5251 | -42.1569 | -42.607 | -41.7381 | -39.9834 | -41.2616 | -41.1393 | -43.3269 | -42.1134 | -42.1457 | -40.5015 | -39.7184 | -39.1113 | -38.5724 | -38.7697 | -38.1195 | -37.0389 | -36.6666
|  | Both | Holistic Transition | CO2 Intensity of Generation (gCO2/kWh) | Emissions | Emissions | Emissions | 117.8536 | 51.1199 | 40.6212 | 31.5635 | 37.72 | 27.6763 | 4.1005 | -12.5654 | -26.4141 | -32.4513 | -30.5279 | -30.2247 | -30.3199 | -30.0068 | -29.2487 | -28.3836 | -28.8579 | -28.1728 | -28.6581 | -27.8555 | -27.0926 | -27.0215 | -26.4086 | -26.6064 | -26.3776 | -25.6155 | -25.4488
|  | Both | Hydrogen Evolution | CO2 Intensity of Generation (gCO2/kWh) | Emissions | Emissions | Emissions | 117.8536 | 54.1286 | 46.6897 | 37.7849 | 42.5013 | 24.0998 | 9.305 | -10.556 | -12.9224 | -12.6055 | -12.214 | -12.165 | -12.5046 | -11.9024 | -11.7014 | -11.2148 | -11.3174 | -10.9131 | -10.4299 | -9.2572 | -8.3335 | -8.8121 | -8.8526 | -7.6602 | -7.9125 | -7.2806 | -7.2192
|  | Both | Ten Year Forecast | CO2 Intensity of Generation (gCO2/kWh) | Emissions | Emissions | Emissions | 2024: 117.8536; 2025: 57.5195; 2026: 57.7621; 2027: 60.188; 2028: 71.3834; 2029: 63.4283; 2030: 35.7471; 2031: 23.1579; 2032: 25.91; 2033: 19.8705; 2034: 23.288; 2035: 23.0705
|  | Transmission | Falling Behind | Netflows (TWh) | Interconnectors | Interconnectors | Interconnectors | 4.7223 | 39.6213 | 35.6062 | 29.197 | 20.0055 | 11.3901 | -5.8773 | -25.5804 | -31.3104 | -36.0173 | -37.0349 | -40.646 | -52.0566 | -62.4538 | -76.8125 | -75.9581 | -65.3214 | -65.6939 | -83.0814 | -80.1327 | -80.6709 | -87.6607 | -89.8527 | -85.2793 | -84.0017 | -80.3089 | -77.0916
|  | Transmission | Electric Engagement | Netflows (TWh) | Interconnectors | Interconnectors | Interconnectors | 4.7223 | 30.5827 | 28.6069 | 21.5439 | 24.1654 | 12.6481 | -3.101 | -22.418 | -29.3264 | -35.533 | -45.9153 | -47.8262 | -54.4 | -57.4597 | -55.4487 | -60.272 | -51.4586 | -43.0423 | -35.1587 | -31.8946 | -30.1703 | -23.3357 | -21.7447 | -9.8034 | -5.3629 | -9.9508 | -5.6451
|  | Transmission | Holistic Transition | Netflows (TWh) | Interconnectors | Interconnectors | Interconnectors | 4.7223 | 29.0143 | 26.8909 | 20.8668 | 30.523 | 15.9309 | -3.2167 | -17.7239 | -42.2613 | -57.027 | -77.5022 | -81.2357 | -69.7111 | -65.973 | -58.8119 | -60.9419 | -48.962 | -46.4724 | -44.4304 | -37.8903 | -33.6225 | -27.342 | -29.0669 | -20.1903 | -20.9394 | -18.8904 | -17.8248
|  | Transmission | Hydrogen Evolution | Netflows (TWh) | Interconnectors | Interconnectors | Interconnectors | 4.7223 | 32.6835 | 29.9183 | 20.1092 | 24.5336 | 14.5681 | 3.8666 | -17.5732 | -24.7299 | -29.6833 | -40.7819 | -62.1955 | -64.7797 | -62.0239 | -54.0633 | -54.8394 | -49.5334 | -37.1911 | -26.3475 | -10.416 | -5.2666 | -7.0741 | 10.6632 | 13.5641 | 20.4425 | 23.1735 | 27.2539
|  | Transmission | Ten Year Forecast | Netflows (TWh) | Interconnectors | Interconnectors | Interconnectors | 2024: 4.7223; 2025: 32.7271; 2026: 29.1549; 2027: 14.2668; 2028: 11.8851; 2029: -3.2605; 2030: -23.8179; 2031: -36.4959; 2032: -50.3687; 2033: -57.5665; 2034: -70.7279; 2035: -71.8139
|  | Both | Falling Behind | CO2 Intensity of Generation excluding BECCS (gCO2/kWh) | Emissions | Emissions | Emissions | 117.8536 | 71.1212 | 71.2082 | 80.1417 | 86.1255 | 79.606 | 79.8568 | 54.42 | 42.7188 | 33.0586 | 31.7319 | 31.0311 | 32.9597 | 30.4106 | 34.8762 | 35.7136 | 31.3756 | 34.8912 | 35.8784 | 33.0667 | 29.7549 | 38.7794 | 38.1919 | 40.1562 | 35.7119 | 34.504 | 30.9135
|  | Both | Electric Engagement | CO2 Intensity of Generation excluding BECCS (gCO2/kWh) | Emissions | Emissions | Emissions | 117.8536 | 52.7952 | 42.5402 | 31.8787 | 33.4159 | 27.0049 | 15.5694 | 10.4932 | 9.2719 | 11.1553 | 12.28 | 9.8628 | 7.3138 | 5.2882 | 4.2669 | 3.4559 | 2.0881 | 1.9647 | 1.8281 | 1.967 | 1.7333 | 1.7645 | 1.8606 | 1.6357 | 1.5793 | 1.5476 | 1.4649
|  | Both | Holistic Transition | CO2 Intensity of Generation excluding BECCS (gCO2/kWh) | Emissions | Emissions | Emissions | 117.8536 | 51.1199 | 40.6212 | 31.5635 | 37.72 | 27.6763 | 14.2997 | 11.2379 | 6.8567 | 6.4637 | 6.201 | 5.6423 | 5.1 | 4.245 | 4.2557 | 3.5604 | 1.9601 | 1.9169 | 1.7613 | 1.8643 | 1.9031 | 1.6385 | 1.5303 | 1.3696 | 1.3811 | 1.2499 | 1.2278
|  | Both | Hydrogen Evolution | CO2 Intensity of Generation excluding BECCS (gCO2/kWh) | Emissions | Emissions | Emissions | 117.8536 | 54.1286 | 46.6897 | 37.7849 | 42.5013 | 36.5623 | 24.0106 | 14.3551 | 9.2412 | 8.0461 | 7.0122 | 5.1814 | 3.6801 | 3.4957 | 3.4224 | 3.0246 | 2.6428 | 2.8592 | 2.9139 | 3.6037 | 3.9078 | 3.4223 | 3.1048 | 4.0744 | 3.6662 | 4.3544 | 4.3153
|  | Both | Ten Year Forecast | CO2 Intensity of Generation excluding BECCS (gCO2/kWh) | Emissions | Emissions | Emissions | 2024: 117.8536; 2025: 57.5195; 2026: 57.7621; 2027: 60.188; 2028: 71.3834; 2029: 63.4283; 2030: 49.4068; 2031: 34.5348; 2032: 33.7102; 2033: 26.8525; 2034: 30.3687; 2035: 30.1851
|  | Distributed | Falling Behind | Storage Capacity (GWh) | Storage | Battery | Battery | 4.1585 | 4.9448 | 5.4346 | 6.0341 | 7.2423 | 8.0242 | 9.0818 | 9.1411 | 9.1411 | 9.2409 | 10.028 | 10.0579 | 10.6352 | 11.1215 | 11.3049 | 11.4379 | 11.5712 | 11.627 | 11.682 | 11.7135 | 11.7135 | 11.7135 | 11.7135 | 11.7135 | 11.7135 | 11.7135 | 11.7135
|  | Distributed | Falling Behind | Storage Capacity (GWh) | Storage | Long Duration Energy Storage | Compressed Air | 0.013176 | 0.013176 | 0.013176 | 0.013176 | 0.013176 | 0.013176 | 0.013176 | 0.013176 | 0.013176 | 0.013176 | 0.013176 | 0.013176 | 0.013176 | 0.013176 | 0.013176 | 0.013176 | 0.013176 | 0.013176 | 0.013176 | 0.013176 | 0.013176 | 0.013176 | 0.013176 | 0.013176 | 0.013176 | 0.013176 | 0.013176
|  | Distributed | Falling Behind | Storage Capacity (GWh) | Storage | Long Duration Energy Storage | Liquid Air | 0.015 | 0.015 | 0.015 | 0.015 | 0.015 | 0.015 | 0.015 | 0.015 | 0.415 | 0.415 | 0.815 | 0.815 | 0.815 | 0.815 | 0.815 | 0.815 | 0.815 | 0.815 | 0.815 | 0.815 | 0.815 | 0.815 | 0.815 | 0.815 | 0.815 | 0.815 | 0.815
|  | Distributed | Falling Behind | Storage Capacity (GWh) | Storage | Long Duration Energy Storage | Pumped Hydro | 0 | 0 | 0 | 0 | 0 | 0 | 0 | 0 | 0 | 0 | 0 | 0 | 0 | 0 | 0 | 0 | 0.6993 | 0.6993 | 0.6993 | 0.6993 | 0.6993 | 0.6993 | 0.6993 | 0.6993 | 0.6993 | 0.6993 | 0.6993
|  | Distributed | Electric Engagement | Storage Capacity (GWh) | Storage | Battery | Battery | 4.1585 | 7.0852 | 8.2484 | 9.4434 | 11.4353 | 12.5312 | 12.7725 | 13.8646 | 14.4283 | 14.9055 | 15.193 | 15.3764 | 15.4869 | 15.6427 | 15.6985 | 15.7535 | 15.785 | 15.785 | 15.785 | 15.785 | 15.785 | 15.785 | 15.785 | 15.785 | 15.785 | 15.785 | 15.785
|  | Distributed | Electric Engagement | Storage Capacity (GWh) | Storage | Long Duration Energy Storage | Compressed Air | 0.013176 | 0.013176 | 0.013176 | 0.013176 | 0.013176 | 0.013176 | 0.013176 | 0.013176 | 0.013176 | 0.013176 | 0.61318 | 0.61318 | 0.61318 | 0.61318 | 0.61318 | 0.61318 | 0.61318 | 0.61318 | 0.61318 | 0.61318 | 0.61318 | 0.61318 | 0.61318 | 0.61318 | 0.61318 | 0.61318 | 0.61318
|  | Distributed | Electric Engagement | Storage Capacity (GWh) | Storage | Long Duration Energy Storage | Liquid Air | 0.015 | 0.015 | 0.015 | 0.015 | 0.015 | 0.415 | 0.815 | 0.815 | 1.215 | 1.615 | 2.015 | 2.415 | 2.415 | 2.415 | 2.415 | 2.415 | 2.415 | 2.415 | 2.415 | 2.415 | 2.415 | 2.415 | 2.415 | 2.415 | 2.415 | 2.415 | 2.415
|  | Distributed | Electric Engagement | Storage Capacity (GWh) | Storage | Long Duration Energy Storage | Pumped Hydro | 0 | 0 | 0 | 0 | 0 | 0 | 0 | 0 | 0.6993 | 0.6993 | 0.6993 | 0.6993 | 0.6993 | 0.6993 | 0.6993 | 0.6993 | 0.6993 | 0.6993 | 0.6993 | 0.6993 | 0.6993 | 0.6993 | 0.6993 | 0.6993 | 0.6993 | 0.6993 | 0.6993
|  | Distributed | Holistic Transition | Storage Capacity (GWh) | Storage | Battery | Battery | 4.1585 | 5.6692 | 7.3458 | 8.688 | 9.5713 | 10.3879 | 10.7605 | 11.0605 | 11.7576 | 11.9564 | 12.4337 | 12.7212 | 12.9046 | 13.0486 | 13.1819 | 13.2377 | 13.2927 | 13.3242 | 13.3242 | 13.3242 | 13.3242 | 13.3242 | 13.3242 | 13.3242 | 13.3242 | 13.3242 | 13.3242
|  | Distributed | Holistic Transition | Storage Capacity (GWh) | Storage | Long Duration Energy Storage | Compressed Air | 0.013176 | 0.013176 | 0.013176 | 0.013176 | 0.013176 | 0.013176 | 0.013176 | 0.013176 | 0.013176 | 0.013176 | 0.013176 | 0.013176 | 0.013176 | 0.013176 | 0.013176 | 0.013176 | 0.013176 | 0.013176 | 0.013176 | 0.013176 | 0.013176 | 0.013176 | 0.013176 | 0.013176 | 0.013176 | 0.013176 | 0.013176
|  | Distributed | Holistic Transition | Storage Capacity (GWh) | Storage | Long Duration Energy Storage | Liquid Air | 0.035 | 0.035 | 0.035 | 0.035 | 0.035 | 0.835 | 1.235 | 1.635 | 2.035 | 2.435 | 2.435 | 2.435 | 2.435 | 2.435 | 2.435 | 2.435 | 2.435 | 2.435 | 2.435 | 2.435 | 2.435 | 2.435 | 2.435 | 2.435 | 2.435 | 2.435 | 2.435
|  | Distributed | Holistic Transition | Storage Capacity (GWh) | Storage | Long Duration Energy Storage | Pumped Hydro | 0 | 0 | 0 | 0 | 0 | 0 | 0.6993 | 0.6993 | 0.6993 | 0.6993 | 0.6993 | 0.6993 | 0.6993 | 0.6993 | 0.6993 | 0.6993 | 0.6993 | 0.6993 | 0.6993 | 0.6993 | 0.6993 | 0.6993 | 0.6993 | 0.6993 | 0.6993 | 0.6993 | 0.6993
|  | Distributed | Hydrogen Evolution | Storage Capacity (GWh) | Storage | Battery | Battery | 4.1585 | 5.2721 | 6.7345 | 8.3419 | 8.9816 | 9.689 | 10.1254 | 10.1308 | 10.3308 | 10.8279 | 11.0267 | 11.504 | 11.7914 | 11.9749 | 12.1079 | 12.2411 | 12.2969 | 12.3519 | 12.3835 | 12.3835 | 12.3835 | 12.3835 | 12.3835 | 12.3835 | 12.3835 | 12.3835 | 12.3835
|  | Distributed | Hydrogen Evolution | Storage Capacity (GWh) | Storage | Long Duration Energy Storage | Compressed Air | 0.013176 | 0.013176 | 0.013176 | 0.013176 | 0.013176 | 0.013176 | 0.013176 | 0.013176 | 0.013176 | 0.013176 | 0.013176 | 0.013176 | 0.013176 | 0.013176 | 0.013176 | 0.013176 | 0.013176 | 0.013176 | 0.013176 | 0.013176 | 0.013176 | 0.013176 | 0.013176 | 0.013176 | 0.013176 | 0.013176 | 0.013176
|  | Distributed | Hydrogen Evolution | Storage Capacity (GWh) | Storage | Long Duration Energy Storage | Liquid Air | 0.015 | 0.015 | 0.015 | 0.015 | 0.015 | 0.015 | 0.015 | 0.015 | 0.415 | 0.415 | 0.815 | 0.815 | 1.215 | 1.215 | 1.215 | 1.215 | 1.215 | 1.215 | 1.215 | 1.215 | 1.215 | 1.215 | 1.215 | 1.215 | 1.215 | 1.215 | 1.215
|  | Distributed | Hydrogen Evolution | Storage Capacity (GWh) | Storage | Long Duration Energy Storage | Pumped Hydro | 0 | 0 | 0 | 0 | 0 | 0 | 0 | 0 | 0 | 0.6993 | 0.6993 | 0.6993 | 0.6993 | 0.6993 | 0.6993 | 0.6993 | 0.6993 | 0.6993 | 0.6993 | 0.6993 | 0.6993 | 0.6993 | 0.6993 | 0.6993 | 0.6993 | 0.6993 | 0.6993
|  | Distributed | Ten Year Forecast | Storage Capacity (GWh) | Storage | Battery | Battery | 2024: 4.1585; 2025: 5.2721; 2026: 6.7345; 2027: 8.3419; 2028: 8.9126; 2029: 9.2588; 2030: 9.6115; 2031: 10.0192; 2032: 10.4226; 2033: 10.7425; 2034: 10.7825; 2035: 9.6897
|  | Distributed | Ten Year Forecast | Storage Capacity (GWh) | Storage | Long Duration Energy Storage | Compressed Air | 2024: 0.013176; 2025: 0.013176; 2026: 0.013176; 2027: 0.013176; 2028: 0.013176; 2029: 0.013176; 2030: 0.013176; 2031: 0.013176; 2032: 0.013176; 2033: 0.013176; 2034: 0.013176; 2035: 0.013176
|  | Distributed | Ten Year Forecast | Storage Capacity (GWh) | Storage | Long Duration Energy Storage | Liquid Air | 2024: 0.015; 2025: 0.015; 2026: 0.015; 2027: 0.015; 2028: 0.015; 2029: 0.015; 2030: 0.015; 2031: 0.015; 2032: 0.015; 2033: 0.015; 2034: 0.015; 2035: 0.015
|  | Distributed | Ten Year Forecast | Storage Capacity (GWh) | Storage | Long Duration Energy Storage | Pumped Hydro | 2024: 0; 2025: 0; 2026: 0; 2027: 0; 2028: 0; 2029: 0; 2030: 0; 2031: 0; 2032: 0; 2033: 0.6993; 2034: 0.6993; 2035: 0.6993
|  | Distributed - Micro | Falling Behind | Storage Capacity (GWh) | Storage | Battery | Battery | 0.19843 | 0.22547 | 0.24034 | 0.25713 | 0.32994 | 0.36227 | 0.38404 | 0.40799 | 0.43344 | 0.46038 | 0.48883 | 0.51878 | 0.55022 | 0.58317 | 0.61857 | 0.65451 | 0.69196 | 0.76985 | 0.85075 | 0.93464 | 1.0215 | 1.1114 | 1.2043 | 1.3002 | 1.3991 | 1.501 | 1.6059
|  | Distributed - Micro | Electric Engagement | Storage Capacity (GWh) | Storage | Battery | Battery | 0.19843 | 0.37023 | 0.47869 | 0.65315 | 0.7841 | 0.93255 | 1.0985 | 1.4731 | 1.8925 | 2.3497 | 2.8447 | 3.3785 | 3.9491 | 4.5575 | 5.2037 | 5.8877 | 6.6165 | 7.3911 | 8.205 | 9.058 | 9.9503 | 10.8817 | 11.8524 | 12.8622 | 13.9113 | 14.9995 | 16.127
|  | Distributed - Micro | Holistic Transition | Storage Capacity (GWh) | Storage | Battery | Battery | 0.19843 | 0.25787 | 0.39457 | 0.50432 | 0.64436 | 0.84609 | 1.1306 | 1.4517 | 1.8111 | 2.203 | 2.6273 | 3.084 | 3.574 | 4.0955 | 4.6494 | 5.2357 | 5.8604 | 6.5244 | 7.222 | 7.9531 | 8.7179 | 9.5163 | 10.3483 | 11.2139 | 12.1131 | 13.0459 | 14.0123
|  | Distributed - Micro | Hydrogen Evolution | Storage Capacity (GWh) | Storage | Battery | Battery | 0.19843 | 0.23162 | 0.25467 | 0.33697 | 0.38183 | 0.41777 | 0.45732 | 0.50129 | 0.54991 | 0.60243 | 0.65886 | 0.71918 | 0.7834 | 0.85247 | 0.99651 | 1.1484 | 1.308 | 1.4754 | 1.6507 | 1.8337 | 2.0246 | 2.2232 | 2.4297 | 2.6439 | 2.8659 | 3.0958 | 3.3334
|  | Distributed - Micro | Ten Year Forecast | Storage Capacity (GWh) | Storage | Battery | Battery | 2024: 0.19843; 2025: 0.22547; 2026: 0.24034; 2027: 0.25713; 2028: 0.32994; 2029: 0.36227; 2030: 0.68631; 2031: 1.0514; 2032: 1.4595; 2033: 1.9039; 2034: 2.3846; 2035: 1.4813
|  | Transmission | Falling Behind | Storage Capacity (GWh) | Storage | Battery | Battery | 4.4358 | 6.2813 | 7.5207 | 8.9578 | 11.6359 | 13.3482 | 20.9132 | 22.3632 | 23.1632 | 23.4925 | 23.7816 | 24.0312 | 24.4259 | 24.8535 | 25.0445 | 25.5243 | 25.5742 | 25.5742 | 25.8442 | 26.0342 | 26.2136 | 27.2136 | 27.2136 | 27.2136 | 27.2136 | 27.3846 | 27.3846
|  | Transmission | Falling Behind | Storage Capacity (GWh) | Storage | Long Duration Energy Storage | Liquid Air | 0 | 0 | 0 | 0 | 0 | 0 | 1.2 | 1.4994 | 1.4994 | 3.8994 | 3.8994 | 3.8994 | 4.6994 | 6.2994 | 8.6994 | 9.4994 | 11.0994 | 12.6994 | 14.2994 | 14.2994 | 14.2994 | 14.2994 | 14.2994 | 14.2994 | 14.2994 | 14.2994 | 14.2994
|  | Transmission | Falling Behind | Storage Capacity (GWh) | Storage | Long Duration Energy Storage | Pumped Hydro | 28.004 | 28.004 | 28.004 | 28.004 | 28.004 | 28.004 | 28.004 | 28.004 | 28.004 | 28.004 | 28.004 | 28.004 | 28.004 | 28.004 | 28.004 | 28.004 | 28.004 | 28.004 | 28.004 | 28.004 | 28.004 | 28.004 | 28.004 | 28.004 | 28.004 | 28.004 | 28.004
|  | Transmission | Electric Engagement | Storage Capacity (GWh) | Storage | Battery | Battery | 4.4358 | 9.9423 | 13.2674 | 18.9874 | 20.7224 | 21.3224 | 22.5724 | 23.471 | 24.2626 | 25.445 | 26.313 | 27.1361 | 27.6401 | 28.1216 | 28.1216 | 28.1216 | 28.1216 | 28.1216 | 28.1216 | 28.1216 | 28.1216 | 28.1216 | 28.1216 | 28.2926 | 28.2926 | 28.2926 | 28.2926
|  | Transmission | Electric Engagement | Storage Capacity (GWh) | Storage | Long Duration Energy Storage | Compressed Air | 0 | 0 | 0 | 0 | 0 | 0 | 0 | 0 | 0 | 0 | 0 | 0 | 0 | 0.5 | 1 | 1.5 | 2 | 2.5 | 3 | 3.5 | 4 | 4.5 | 5 | 5.5 | 6 | 6 | 6
|  | Transmission | Electric Engagement | Storage Capacity (GWh) | Storage | Long Duration Energy Storage | Liquid Air | 0 | 0 | 0 | 0 | 1.2 | 1.4994 | 1.4994 | 2.2994 | 3.8994 | 5.4994 | 7.0994 | 8.6994 | 10.2994 | 11.8994 | 13.4994 | 15.0994 | 16.6994 | 16.6994 | 16.6994 | 16.6994 | 16.6994 | 16.6994 | 16.6994 | 16.6994 | 16.6994 | 16.6994 | 16.6994
|  | Transmission | Electric Engagement | Storage Capacity (GWh) | Storage | Long Duration Energy Storage | Pumped Hydro | 28.004 | 28.004 | 28.004 | 28.004 | 28.004 | 28.004 | 37.004 | 41.624 | 59.724 | 88.236 | 88.236 | 88.236 | 88.236 | 88.236 | 88.236 | 88.236 | 88.236 | 88.236 | 88.236 | 88.236 | 88.236 | 88.236 | 88.236 | 88.236 | 88.236 | 88.236 | 88.236
|  | Transmission | Holistic Transition | Storage Capacity (GWh) | Storage | Battery | Battery | 4.4358 | 8.3386 | 11.5654 | 15.3297 | 20.9775 | 21.5275 | 21.8275 | 23.3015 | 24.0765 | 24.8674 | 25.979 | 27.456 | 28.375 | 28.9047 | 29.4881 | 29.9951 | 30.487 | 30.991 | 30.991 | 30.991 | 30.991 | 30.991 | 31.162 | 31.162 | 31.162 | 31.162 | 31.162
|  | Transmission | Holistic Transition | Storage Capacity (GWh) | Storage | Long Duration Energy Storage | Compressed Air | 0 | 0 | 0 | 0 | 0 | 0 | 0 | 0 | 0 | 0 | 0 | 0 | 0 | 0 | 0.5 | 1 | 1.5 | 2 | 2.5 | 3 | 3.5 | 4 | 4 | 4 | 4 | 4 | 4
|  | Transmission | Holistic Transition | Storage Capacity (GWh) | Storage | Long Duration Energy Storage | Liquid Air | 0 | 0 | 0 | 1.2 | 1.4994 | 1.4994 | 3.8994 | 5.4994 | 7.0994 | 8.6994 | 10.2994 | 11.8994 | 15.0994 | 16.6994 | 18.2994 | 19.8994 | 19.8994 | 19.8994 | 19.8994 | 19.8994 | 19.8994 | 19.8994 | 19.8994 | 19.8994 | 19.8994 | 19.8994 | 19.8994
|  | Transmission | Holistic Transition | Storage Capacity (GWh) | Storage | Long Duration Energy Storage | Pumped Hydro | 28.004 | 28.004 | 28.004 | 28.004 | 28.004 | 28.004 | 52.404 | 70.204 | 84.604 | 119.116 | 119.116 | 119.116 | 119.116 | 119.116 | 119.116 | 119.116 | 119.116 | 119.116 | 119.116 | 119.116 | 119.116 | 119.116 | 119.116 | 119.116 | 119.116 | 119.116 | 119.116
|  | Transmission | Hydrogen Evolution | Storage Capacity (GWh) | Storage | Battery | Battery | 4.4358 | 8.6576 | 10.3215 | 12.2926 | 14.8227 | 15.9227 | 18.0227 | 18.5333 | 19.0262 | 19.5323 | 19.8282 | 20.7197 | 23.5257 | 23.5257 | 23.9256 | 24.3256 | 24.7896 | 25.2896 | 25.683 | 26.683 | 27.133 | 27.133 | 27.304 | 27.304 | 27.304 | 27.304 | 27.304
|  | Transmission | Hydrogen Evolution | Storage Capacity (GWh) | Storage | Long Duration Energy Storage | Compressed Air | 0 | 0 | 0 | 0 | 0 | 0 | 0 | 0 | 0 | 0 | 0 | 0 | 0 | 0 | 0 | 0 | 0 | 0.5 | 1 | 1.5 | 2 | 2.5 | 3 | 3.5 | 4 | 4 | 4
|  | Transmission | Hydrogen Evolution | Storage Capacity (GWh) | Storage | Long Duration Energy Storage | Liquid Air | 0 | 0 | 0 | 0 | 0 | 1.2 | 1.4994 | 2.2994 | 3.0994 | 3.8994 | 4.6994 | 6.2994 | 8.6994 | 9.4994 | 11.0994 | 12.6994 | 12.6994 | 12.6994 | 12.6994 | 12.6994 | 12.6994 | 12.6994 | 12.6994 | 12.6994 | 12.6994 | 12.6994 | 12.6994
|  | Transmission | Hydrogen Evolution | Storage Capacity (GWh) | Storage | Long Duration Energy Storage | Pumped Hydro | 28.004 | 28.004 | 28.004 | 28.004 | 28.004 | 28.004 | 28.004 | 37.004 | 53.724 | 88.236 | 88.236 | 88.236 | 88.236 | 88.236 | 88.236 | 88.236 | 88.236 | 88.236 | 88.236 | 88.236 | 88.236 | 88.236 | 88.236 | 88.236 | 88.236 | 88.236 | 88.236
|  | Transmission | Ten Year Forecast | Storage Capacity (GWh) | Storage | Battery | Battery | 4.4358 | 6.2813 | 7.5207 | 8.9951 | 12.4732 | 17.5551 | 24.1429 | 24.6179 | 26.2269 | 27.5472 | 27.9619 | 28.0412 | 0 | 0 | 0 | 0 | 0 | 0 | 0 | 0 | 0 | 0 | 0 | 0 | 0 | 0 | 0
|  | Transmission | Ten Year Forecast | Storage Capacity (GWh) | Storage | Long Duration Energy Storage | Liquid Air | 2024: 0; 2025: 0; 2026: 0; 2027: 0; 2028: 0; 2029: 0; 2030: 1.4994; 2031: 1.4994; 2032: 3.8994; 2033: 3.8994; 2034: 4.6994; 2035: 4.6994
|  | Transmission | Ten Year Forecast | Storage Capacity (GWh) | Storage | Long Duration Energy Storage | Pumped Hydro | 2024: 28.004; 2025: 28.004; 2026: 28.004; 2027: 28.004; 2028: 28.004; 2029: 28.004; 2030: 28.004; 2031: 37.004; 2032: 53.724; 2033: 88.236; 2034: 88.236; 2035: 88.236
|  | Transmission | Falling Behind | Demand Reduction (TWh) | Demand | DSR | DSR | 0.044974 | 0.038061 | 0.072005 | 0.22038 | 0.18366 | 0.22755 | 0.31111 | 0.13884 | 0.16113 | 0.14391 | 0.12554 | 0.13101 | 0.15363 | 0.11444 | 0.085142 | 0.076354 | 0.079123 | 0.064079 | 0.068767 | 0.067486 | 0.066154 | 0.086962 | 0.1035 | 0.10878 | 0.09994 | 0.1869 | 0.16242
|  | Transmission | Electric Engagement | Demand Reduction (TWh) | Demand | DSR | DSR | 0.044974 | 0.062702 | 0.075659 | 0.053251 | 0.077206 | 0.063855 | 0.061237 | 0.064319 | 0.055333 | 0.069274 | 0.071495 | 0.049886 | 0.047659 | 0.046806 | 0.056346 | 0.052911 | 0.062444 | 0.041967 | 0.068046 | 0.071739 | 0.066993 | 0.06395 | 0.048533 | 0.046432 | 0.086112 | 0.058743 | 0.040204
|  | Transmission | Holistic Transition | Demand Reduction (TWh) | Demand | DSR | DSR | 0.044974 | 0.06294 | 0.073779 | 0.05515 | 0.078892 | 0.066964 | 0.058702 | 0.072283 | 0.071699 | 0.051393 | 0.062592 | 0.056576 | 0.047758 | 0.052439 | 0.058895 | 0.074738 | 0.055506 | 0.067015 | 0.057737 | 0.050558 | 0.038039 | 0.069846 | 0.05322 | 0.07293 | 0.059645 | 0.071803 | 0.056009
|  | Transmission | Hydrogen Evolution | Demand Reduction (TWh) | Demand | DSR | DSR | 0.044974 | 0.054542 | 0.068991 | 0.056464 | 0.072925 | 0.054494 | 0.059498 | 0.074 | 0.065414 | 0.04996 | 0.06878 | 0.060525 | 0.04181 | 0.045451 | 0.049499 | 0.060421 | 0.061439 | 0.059115 | 0.082977 | 0.068894 | 0.060033 | 0.087298 | 0.059792 | 0.089816 | 0.05813 | 0.063594 | 0.083945
|  | Transmission | Ten Year Forecast | Demand Reduction (TWh) | Demand | DSR | DSR | 2024: 0.044974; 2025: 0; 2026: 0; 2027: 0.004512; 2028: 0.005019; 2029: 0.008056; 2030: 0.018603; 2031: 0.026142; 2032: 0.019144; 2033: 0.011318; 2034: 0.008709; 2035: 0.016916
|  | Transmission | Falling Behind | Export (TWh) | Interconnectors | Interconnectors | Interconnectors | -14.4731 | -10.9379 | -13.7281 | -16.2684 | -22.1 | -26.2559 | -35.3847 | -48.1662 | -52.2906 | -55.6608 | -59.6888 | -61.8167 | -74.9252 | -85.1881 | -94.2909 | -94.823 | -86.6465 | -87.8567 | -99.6813 | -97.5726 | -98.7093 | -103.258 | -104.706 | -101.88 | -100.361 | -97.8925 | -96.2271
|  | Transmission | Electric Engagement | Export (TWh) | Interconnectors | Interconnectors | Interconnectors | -14.4731 | -14.7599 | -18.8181 | -21.4685 | -26.125 | -31.4289 | -40.0973 | -62.1611 | -68.9124 | -76.964 | -86.5518 | -89.0847 | -98.1492 | -99.8669 | -103.256 | -105.897 | -103.865 | -98.8812 | -92.1722 | -91.7722 | -89.7326 | -85.4888 | -82.4557 | -75.2008 | -71.4011 | -71.8426 | -69.4526
|  | Transmission | Holistic Transition | Export (TWh) | Interconnectors | Interconnectors | Interconnectors | -14.4731 | -15.4684 | -19.5494 | -21.5963 | -22.9572 | -29.7239 | -38.8711 | -47.5412 | -75.9918 | -86.0582 | -105.6 | -108.791 | -102.277 | -99.5626 | -93.8324 | -98.9693 | -87.5947 | -85.2432 | -90.1801 | -85.3515 | -83.6876 | -78.0572 | -78.2269 | -72.1194 | -71.2963 | -70.5237 | -68.8843
|  | Transmission | Hydrogen Evolution | Export (TWh) | Interconnectors | Interconnectors | Interconnectors | -14.4731 | -13.9622 | -18.0134 | -21.8921 | -22.6386 | -30.9523 | -36.2272 | -48.0216 | -51.7099 | -57.5526 | -76.0813 | -93.4855 | -96.1471 | -93.1693 | -88.2446 | -90.1698 | -83.8152 | -77.8292 | -71.046 | -62.9486 | -62.2018 | -62.1786 | -53.2967 | -52.6343 | -49.2032 | -47.2987 | -47.648
|  | Transmission | Ten Year Forecast | Export (TWh) | Interconnectors | Interconnectors | Interconnectors | 2024: -14.4731; 2025: -12.9337; 2026: -16.3039; 2027: -23.4826; 2028: -26.3212; 2029: -37.7429; 2030: -46.7604; 2031: -56.0135; 2032: -66.5352; 2033: -74.5133; 2034: -92.3818; 2035: -93.0588
|  | Distributed | Falling Behind | Generation (TWh) | Base Load | Biomass | Biomass | 2.2546 | 2.9842 | 3.486 | 2.7387 | 1.0194 | 0.80864 | 0.70908 | 0.1717 | 0.17977 | 0.53097 | 0.25919 | 0.1523 | 0.19841 | 0.17648 | 0.19924 | 0.22678 | 0.23128 | 0.13868 | 0.13014 | 0.10303 | 0.11102 | 0.2278 | 0.19264 | 0.24863 | 0.27226 | 0.2646 | 0.17141
|  | Distributed | Falling Behind | Generation (TWh) | Base Load | Biomass | Biomass CHP | 0.00158 | 0.001305 | 0 | 0.000275 | 0.000172 | 0 | 0.001065 | 0 | 0 | 0.000632 | 0 | 0 | 0 | 0 | 0 | 0 | 0 | 0 | 0 | 0 | 0 | 0.000275 | 0 | 0.000172 | 0 | 0 | 0
|  | Distributed | Falling Behind | Generation (TWh) | Base Load | Waste | Waste | 21.354 | 21.2603 | 21.4114 | 21.0877 | 20.3354 | 19.7786 | 18.7396 | 15.6597 | 13.8622 | 12.7352 | 12.4455 | 12.852 | 12.6208 | 11.9451 | 10.7365 | 10.1262 | 10.4541 | 10.4512 | 9.917 | 9.6181 | 9.618 | 9.3996 | 9.2634 | 8.8943 | 8.6747 | 8.4094 | 7.4341
|  | Distributed | Falling Behind | Generation (TWh) | Base Load | Waste | Waste CHP | 2.2815 | 2.7382 | 3.26 | 3.678 | 3.9977 | 4.3024 | 4.5439 | 4.5344 | 4.5412 | 4.6015 | 4.8007 | 5.008 | 5.2344 | 5.3091 | 5.325 | 5.2885 | 5.3465 | 5.369 | 5.3294 | 5.333 | 5.3515 | 5.3132 | 5.2729 | 5.2569 | 5.2544 | 5.231 | 5.1771
|  | Distributed | Falling Behind | Generation (TWh) | Dispatchable | Gas | CCGT | 0.73468 | 0.4389 | 0.64843 | 0.83458 | 1.2011 | 1.0355 | 1.029 | 0.84145 | 0.68288 | 0.54609 | 0.51745 | 0.62209 | 0.75822 | 0.84949 | 1.1172 | 1.2024 | 0.99201 | 1.223 | 1.4952 | 1.2624 | 1.0992 | 1.7119 | 1.7493 | 1.8768 | 1.9901 | 1.7891 | 1.7266
|  | Distributed | Falling Behind | Generation (TWh) | Dispatchable | Gas | Gas CHP | 0.78239 | 0.79182 | 0.79621 | 0.8006 | 0.8028 | 0.7981 | 0.79547 | 0.79271 | 0.79197 | 0.78675 | 0.7835 | 0.78706 | 0.7785 | 0.7809 | 0.76818 | 0.81854 | 0.79021 | 0.77174 | 0.75264 | 0.74507 | 0.73409 | 0.8063 | 0.85459 | 0.81936 | 0.81541 | 0.74925 | 0.64013
|  | Distributed | Falling Behind | Generation (TWh) | Dispatchable | Gas | Gas Reciprocating Engines | 0 | 0 | 0 | 0 | 0 | 0 | 0 | 0 | 0 | 0 | 0 | 0 | 0 | 0.007333 | 0 | 0.071701 | 0.012317 | 0 | 0 | 0 | 0 | 0.15832 | 0.21955 | 0.23953 | 0.21694 | 0.10232 | 0.044082
|  | Distributed | Falling Behind | Generation (TWh) | Dispatchable | Other Thermal | Diesel | 0 | 0 | 0 | 0 | 0 | 0 | 0 | 0 | 0 | 0 | 0 | 0 | 0 | 0 | 0 | 0 | 0 | 0 | 0 | 0 | 0 | 0 | 0 | 0 | 0 | 0 | 0
|  | Distributed | Falling Behind | Generation (TWh) | Renewable | Hydro | Hydro | 1.7067 | 1.7067 | 1.7111 | 1.7151 | 1.7228 | 1.7169 | 1.7151 | 1.6797 | 1.653 | 1.6399 | 1.6393 | 1.644 | 1.6565 | 1.6375 | 1.5863 | 1.6142 | 1.6678 | 1.653 | 1.6637 | 1.6663 | 1.6725 | 1.6802 | 1.6827 | 1.7147 | 1.719 | 1.7118 | 1.7028
|  | Distributed | Falling Behind | Generation (TWh) | Renewable | Offshore Wind | Offshore Wind | 2.6519 | 2.6465 | 2.6465 | 2.6465 | 2.6519 | 2.6465 | 2.4647 | 2.0788 | 1.8425 | 1.7377 | 1.7812 | 1.7866 | 1.7396 | 1.7012 | 1.589 | 1.5776 | 1.6186 | 1.6435 | 1.6586 | 1.73 | 1.738 | 1.8453 | 1.8744 | 1.9327 | 2.0115 | 2.0347 | 2.0035
|  | Distributed | Falling Behind | Generation (TWh) | Renewable | Onshore Wind | Onshore Wind | 14.1914 | 14.2622 | 14.3304 | 14.3988 | 14.4849 | 14.5367 | 14.2724 | 13.6839 | 13.503 | 13.5967 | 14.0748 | 14.3274 | 13.8407 | 12.9386 | 11.7985 | 12.0189 | 12.7876 | 12.9948 | 13.8261 | 14.783 | 15.2724 | 16.4074 | 17.1373 | 17.9311 | 18.5632 | 18.8351 | 19.2321
|  | Distributed | Falling Behind | Generation (TWh) | Renewable | Other Renewable | Marine | 0.078544 | 0.078544 | 0.078544 | 0.078504 | 0.078412 | 0.077796 | 0.076753 | 0.070575 | 0.065616 | 0.063737 | 0.065615 | 0.065362 | 0.063995 | 0.063303 | 0.06108 | 0.060335 | 0.061704 | 0.061687 | 0.061921 | 0.064442 | 0.064581 | 0.065932 | 0.066736 | 0.068104 | 0.068488 | 0.068279 | 0.068088
|  | Distributed | Falling Behind | Generation (TWh) | Renewable | Solar PV | Solar PV | 11.9728 | 12.3638 | 12.5947 | 12.8504 | 13.1629 | 13.5333 | 13.6377 | 13.5101 | 13.5477 | 13.8024 | 15.0223 | 15.5656 | 15.7261 | 15.4941 | 15.065 | 15.1838 | 15.9557 | 16.592 | 17.0404 | 17.912 | 18.6369 | 19.7328 | 20.5912 | 21.6162 | 22.796 | 23.3375 | 23.7975
|  | Distributed | Falling Behind | Generation (TWh) | Storage | Battery | Battery | 0.37306 | 0.58355 | 0.61619 | 0.76133 | 1.2082 | 1.7998 | 2.4236 | 4.9434 | 6.7901 | 7.6255 | 7.9561 | 8.055 | 9.1098 | 9.711 | 10.9186 | 11.2212 | 10.9613 | 10.7448 | 10.7248 | 9.7187 | 9.6831 | 8.7773 | 8.3636 | 7.8597 | 7.2261 | 7.0754 | 7.1125
|  | Distributed | Falling Behind | Generation (TWh) | Storage | Long Duration Energy Storage | Compressed Air | 0.000204 | 0.00036 | 0.00036 | 0.000507 | 0.000695 | 0.001038 | 0.001379 | 0.002581 | 0.003303 | 0.003703 | 0.003664 | 0.003523 | 0.003457 | 0.003679 | 0.004026 | 0.004038 | 0.003936 | 0.003874 | 0.003977 | 0.003876 | 0.003781 | 0.003695 | 0.003561 | 0.003601 | 0.00356 | 0.00332 | 0.003497
|  | Distributed | Falling Behind | Generation (TWh) | Storage | Long Duration Energy Storage | Liquid Air | 0.00023 | 0.00043 | 0.000399 | 0.000602 | 0.000849 | 0.001234 | 0.001628 | 0.003139 | 0.084925 | 0.093158 | 0.18246 | 0.17588 | 0.17895 | 0.18227 | 0.20498 | 0.20509 | 0.19834 | 0.1941 | 0.1987 | 0.17867 | 0.17778 | 0.17114 | 0.16243 | 0.15894 | 0.14739 | 0.14288 | 0.14433
|  | Distributed | Falling Behind | Generation (TWh) | Storage | Long Duration Energy Storage | Pumped Hydro | 0 | 0 | 0 | 0 | 0 | 0 | 0 | 0 | 0 | 0 | 0 | 0 | 0 | 0 | 0 | 0 | 0.14568 | 0.14432 | 0.15039 | 0.14146 | 0.14472 | 0.13567 | 0.1348 | 0.13215 | 0.12746 | 0.12626 | 0.1315
|  | Distributed | Electric Engagement | Generation (TWh) | Base Load | Biomass | Biomass | 2.2546 | 5.3512 | 4.7601 | 4.0473 | 2.9316 | 2.7396 | 1.7171 | 1.6198 | 1.0669 | 0.64856 | 0.6366 | 0.59374 | 0.48098 | 0.43204 | 0.3098 | 0.27943 | 0.31727 | 0.34946 | 0.23899 | 0.21125 | 0.22112 | 0.13804 | 0.14856 | 0.21547 | 0.21977 | 0.16216 | 0.087999
|  | Distributed | Electric Engagement | Generation (TWh) | Base Load | Biomass | Biomass CHP | 0.00158 | 0.21652 | 0.16751 | 0.097496 | 0.080286 | 0.057399 | 0.041344 | 0.039103 | 0.027988 | 0.01734 | 0.027988 | 0.025901 | 0.020019 | 0.019104 | 0.015963 | 0.01081 | 0.00142 | 0.005129 | 0.005428 | 0.005624 | 0.005475 | 0.00258 | 0.002656 | 0.004642 | 0.005327 | 0.004079 | 0.001616
|  | Distributed | Electric Engagement | Generation (TWh) | Base Load | Waste | Waste | 21.354 | 21.0468 | 20.439 | 17.8654 | 16.6154 | 15.1152 | 10.8274 | 10.0966 | 8.2333 | 7.2546 | 7.3038 | 7.6278 | 6.6636 | 5.8071 | 4.7443 | 4.7929 | 5.1411 | 5.2986 | 5.329 | 5.0843 | 5.1634 | 5.06 | 4.7586 | 4.7075 | 3.867 | 3.556 | 3.6635
|  | Distributed | Electric Engagement | Generation (TWh) | Base Load | Waste | Waste CHP | 2.2815 | 2.8221 | 3.3515 | 3.7541 | 4.2094 | 4.5655 | 4.6338 | 4.6772 | 4.5794 | 4.5382 | 4.6379 | 4.8067 | 4.8185 | 4.8418 | 4.8421 | 4.9359 | 5.0609 | 5.1109 | 5.0972 | 5.1074 | 5.1797 | 5.2005 | 5.2003 | 5.2773 | 5.243 | 5.2484 | 5.3251
|  | Distributed | Electric Engagement | Generation (TWh) | Dispatchable | Gas | CCGT | 0.73468 | 0.37839 | 0.39834 | 0.3187 | 0.40015 | 0.34669 | 0.25971 | 0.30087 | 0.28612 | 0.32143 | 0.56207 | 0.94178 | 0 | 0 | 0 | 0 | 0 | 0 | 0 | 0 | 0 | 0 | 0 | 0 | 0 | 0 | 0
|  | Distributed | Electric Engagement | Generation (TWh) | Dispatchable | Gas | Gas CHP | 0.78239 | 0.77005 | 0.76581 | 0.76157 | 0.7594 | 0.74292 | 0.72783 | 0.6837 | 0.63766 | 0.58435 | 0.52879 | 0.47037 | 0.40934 | 0.35481 | 0.30487 | 0.26019 | 0.22278 | 0.18815 | 0.15808 | 0.1259 | 0.09327 | 0.059119 | 0.021252 | 0.017012 | 0.014137 | 0.008532 | 0.004293
|  | Distributed | Electric Engagement | Generation (TWh) | Dispatchable | Gas | Gas Reciprocating Engines | 0 | 0 | 0 | 0 | 0 | 0 | 0 | 0 | 0 | 0 | 0 | 0 | 0 | 0 | 0 | 0 | 0 | 0 | 0 | 0 | 0 | 0 | 0 | 0 | 0 | 0 | 0
|  | Distributed | Electric Engagement | Generation (TWh) | Dispatchable | Hydrogen | Hydrogen CHP | 0 | 0 | 0 | 0 | 0 | 0 | 0 | 0.034899 | 0.052568 | 0.064954 | 0.11326 | 0.20704 | 0.19364 | 0.35745 | 0.36041 | 0.25769 | 0.18978 | 0.16632 | 0.18687 | 0.17855 | 0.17176 | 0.15214 | 0.17001 | 0.16911 | 0.16638 | 0.15713 | 0.14955
|  | Distributed | Electric Engagement | Generation (TWh) | Dispatchable | Hydrogen | Hydrogen Peaking | 0 | 0 | 0 | 0 | 0 | 0 | 0 | 0 | 0 | 0.098523 | 0.24011 | 0.79941 | 0.79489 | 3.4757 | 3.3197 | 1.7566 | 0.94138 | 0.60418 | 0.88879 | 0.84631 | 0.72807 | 0.57549 | 0.49867 | 0.86697 | 0.98838 | 0.99831 | 1.0461
|  | Distributed | Electric Engagement | Generation (TWh) | Dispatchable | Other Thermal | Diesel | 0 | 0 | 0 | 0 | 0 | 0 | 0 | 0 | 0 | 0 | 0 | 0 | 0 | 0 | 0 | 0 | 0 | 0 | 0 | 0 | 0 | 0 | 0 | 0 | 0 | 0 | 0
|  | Distributed | Electric Engagement | Generation (TWh) | Renewable | Hydro | Hydro | 1.7067 | 1.7492 | 1.8052 | 1.8604 | 1.9126 | 1.9277 | 1.944 | 2.0205 | 2.0285 | 2.0939 | 2.1436 | 2.2123 | 2.2641 | 2.2995 | 2.3118 | 2.3647 | 2.4478 | 2.4807 | 2.5155 | 2.6177 | 2.632 | 2.6709 | 2.7279 | 2.7891 | 2.8955 | 2.908 | 2.9194
|  | Distributed | Electric Engagement | Generation (TWh) | Renewable | Offshore Wind | Offshore Wind | 2.6519 | 2.8738 | 2.8738 | 2.8738 | 2.8797 | 2.8738 | 2.1673 | 2.1356 | 1.8595 | 1.8856 | 1.8854 | 1.8314 | 1.8409 | 1.8192 | 1.9077 | 1.7783 | 1.7639 | 1.9082 | 1.8468 | 1.9974 | 1.9921 | 1.9741 | 2.0101 | 2.0429 | 2.2039 | 2.1159 | 2.077
|  | Distributed | Electric Engagement | Generation (TWh) | Renewable | Onshore Wind | Onshore Wind | 14.1914 | 15.016 | 16.2624 | 17.6122 | 19.17 | 20.8752 | 20.3494 | 21.6003 | 22.3444 | 23.8938 | 25.4722 | 26.9057 | 28.5826 | 30.2135 | 32.5438 | 33.7952 | 34.7585 | 37.8868 | 39.4179 | 42.6796 | 44.8426 | 46.8843 | 48.0291 | 48.8078 | 49.9001 | 49.4159 | 49.4603
|  | Distributed | Electric Engagement | Generation (TWh) | Renewable | Other Renewable | Geothermal CHP | 0 | 0 | 0.034312 | 0.091685 | 0.087073 | 0.079277 | 0.066682 | 0.06633 | 0.063734 | 0.06295 | 0.063965 | 0.061292 | 0.062216 | 0.06061 | 0.06292 | 0.050672 | 0.051381 | 0.050635 | 0.048741 | 0.049346 | 0.047696 | 0.048796 | 0.04818 | 0.049368 | 0.048807 | 0.046849 | 0.045749
|  | Distributed | Electric Engagement | Generation (TWh) | Renewable | Other Renewable | Marine | 0.078544 | 0.10358 | 0.15115 | 0.2079 | 0.24128 | 0.28301 | 0.28874 | 0.29838 | 0.28879 | 0.3358 | 0.36028 | 0.37279 | 0.38342 | 0.39346 | 0.41812 | 0.41195 | 0.42656 | 0.45996 | 0.46887 | 0.5007 | 0.49898 | 0.50466 | 0.50207 | 0.51317 | 0.52242 | 0.51605 | 0.51186
|  | Distributed | Electric Engagement | Generation (TWh) | Renewable | Solar PV | Solar PV | 11.9728 | 12.6204 | 13.9756 | 15.3279 | 16.904 | 18.5404 | 18.7166 | 19.3773 | 19.6552 | 20.639 | 21.6471 | 22.423 | 23.1599 | 23.3737 | 24.2996 | 24.2131 | 25.1618 | 26.5425 | 26.9753 | 28.8009 | 29.2318 | 30.057 | 30.3041 | 31.3305 | 32.4817 | 32.8896 | 33.0943
|  | Distributed | Electric Engagement | Generation (TWh) | Storage | Battery | Battery | 0.37306 | 1.0522 | 1.5102 | 2.455 | 3.2654 | 5.8201 | 7.3332 | 8.6385 | 11.8904 | 12.0457 | 12.6938 | 13.0976 | 12.9989 | 13.4003 | 12.0647 | 13.4289 | 13.7356 | 11.6559 | 12.4632 | 10.2727 | 10.4972 | 9.9722 | 9.7407 | 9.1574 | 7.8817 | 8.5251 | 8.5304
|  | Distributed | Electric Engagement | Generation (TWh) | Storage | Long Duration Energy Storage | Compressed Air | 0.000204 | 0.000501 | 0.000938 | 0.0014 | 0.001908 | 0.002962 | 0.004174 | 0.004308 | 0.004694 | 0.004591 | 0.15375 | 0.15415 | 0.15551 | 0.15272 | 0.14234 | 0.15465 | 0.15785 | 0.14289 | 0.14581 | 0.1338 | 0.13553 | 0.13543 | 0.13472 | 0.12876 | 0.1221 | 0.12807 | 0.13676
|  | Distributed | Electric Engagement | Generation (TWh) | Storage | Long Duration Energy Storage | Liquid Air | 0.00023 | 0.000496 | 0.000927 | 0.001619 | 0.002123 | 0.074887 | 0.19874 | 0.20873 | 0.34413 | 0.44473 | 0.52429 | 0.63501 | 0.6307 | 0.61915 | 0.53953 | 0.6059 | 0.59606 | 0.49324 | 0.53332 | 0.44939 | 0.44016 | 0.41812 | 0.40523 | 0.32885 | 0.29279 | 0.30986 | 0.31525
|  | Distributed | Electric Engagement | Generation (TWh) | Storage | Long Duration Energy Storage | Pumped Hydro | 0 | 0 | 0 | 0 | 0 | 0 | 0 | 0 | 0.1809 | 0.18031 | 0.17196 | 0.1721 | 0.17124 | 0.16159 | 0.16043 | 0.16447 | 0.16742 | 0.1563 | 0.14857 | 0.13935 | 0.14292 | 0.14134 | 0.13829 | 0.13677 | 0.12675 | 0.12293 | 0.13053
|  | Distributed | Holistic Transition | Generation (TWh) | Base Load | Biomass | Biomass | 2.2546 | 5.33 | 4.7168 | 3.978 | 2.7817 | 2.7786 | 1.6873 | 1.4644 | 1.3714 | 0.99041 | 1.0773 | 0.83826 | 0.86331 | 0.69661 | 0.62735 | 0.56126 | 0.43144 | 0.39242 | 0.30706 | 0.2557 | 0.2253 | 0.17811 | 0.23325 | 0.19684 | 0.18285 | 0.16465 | 0.1218
|  | Distributed | Holistic Transition | Generation (TWh) | Base Load | Biomass | Biomass CHP | 0.00158 | 0.21389 | 0.16362 | 0.097516 | 0.08131 | 0.058504 | 0.040221 | 0.040206 | 0.029556 | 0.021718 | 0.020285 | 0.02158 | 0.024694 | 0.020783 | 0.027343 | 0.024862 | 0.007416 | 0.007018 | 0.008585 | 0.007953 | 0.008388 | 0.007619 | 0.006116 | 0.012655 | 0.004012 | 0.006187 | 0.008082
|  | Distributed | Holistic Transition | Generation (TWh) | Base Load | Waste | Waste | 21.354 | 20.991 | 20.2645 | 17.7486 | 16.9915 | 15.4158 | 10.9451 | 9.1064 | 8.4038 | 7.1096 | 7.1888 | 7.6402 | 7.7592 | 7.7888 | 6.4187 | 6.1587 | 5.096 | 5.032 | 5.1686 | 4.6923 | 4.9998 | 4.5796 | 4.1379 | 4.5537 | 3.727 | 3.3992 | 3.1042
|  | Distributed | Holistic Transition | Generation (TWh) | Base Load | Waste | Waste CHP | 2.2815 | 2.8682 | 3.4506 | 3.918 | 4.4767 | 4.8788 | 4.9392 | 4.9377 | 5.0318 | 4.9992 | 5.1672 | 5.3862 | 5.5832 | 5.7692 | 5.7547 | 5.818 | 5.7228 | 5.7367 | 5.7774 | 5.7182 | 5.8407 | 5.8286 | 5.7884 | 5.956 | 5.909 | 5.8816 | 5.87
|  | Distributed | Holistic Transition | Generation (TWh) | Dispatchable | Gas | CCGT | 0.73468 | 0.36065 | 0.37313 | 0.29549 | 0.49387 | 0.42275 | 0 | 0 | 0 | 0 | 0 | 0 | 0 | 0 | 0 | 0 | 0 | 0 | 0 | 0 | 0 | 0 | 0 | 0 | 0 | 0 | 0
|  | Distributed | Holistic Transition | Generation (TWh) | Dispatchable | Gas | Gas CHP | 0.78239 | 0.73962 | 0.72685 | 0.71189 | 0.69884 | 0.68197 | 0.63799 | 0.58602 | 0.52349 | 0.43812 | 0.31421 | 0 | 0 | 0 | 0 | 0 | 0 | 0 | 0 | 0 | 0 | 0 | 0 | 0 | 0 | 0 | 0
|  | Distributed | Holistic Transition | Generation (TWh) | Dispatchable | Gas | Gas Reciprocating Engines | 0 | 0 | 0 | 0 | 0 | 0 | 0 | 0 | 0 | 0 | 0 | 0 | 0 | 0 | 0 | 0 | 0 | 0 | 0 | 0 | 0 | 0 | 0 | 0 | 0 | 0 | 0
|  | Distributed | Holistic Transition | Generation (TWh) | Dispatchable | Hydrogen | Hydrogen CHP | 0 | 0 | 0 | 0 | 0 | 0.1354 | 0.54301 | 0.87038 | 0.59666 | 1.0383 | 1.8089 | 2.0743 | 1.6389 | 1.9767 | 2.2369 | 1.5871 | 1.4695 | 1.2547 | 0.98219 | 0.91445 | 0.82907 | 0.87196 | 0.99435 | 1.1014 | 1.0978 | 1.1256 | 1.0331
|  | Distributed | Holistic Transition | Generation (TWh) | Dispatchable | Hydrogen | Hydrogen Peaking | 0 | 0 | 0 | 0 | 0 | 0 | 0 | 0 | 0.050308 | 0.036942 | 0.13334 | 0.18818 | 0.31211 | 0.56652 | 1.6132 | 1.113 | 1.5883 | 0.95856 | 0.57424 | 0.58605 | 0.57006 | 0.63081 | 0.75478 | 0.90929 | 1.1128 | 0.84351 | 1.1367
|  | Distributed | Holistic Transition | Generation (TWh) | Dispatchable | Other Thermal | Diesel | 0 | 0 | 0 | 0 | 0 | 0 | 0 | 0 | 0 | 0 | 0 | 0 | 0 | 0 | 0 | 0 | 0 | 0 | 0 | 0 | 0 | 0 | 0 | 0 | 0 | 0 | 0
|  | Distributed | Holistic Transition | Generation (TWh) | Renewable | Hydro | Hydro | 1.7067 | 1.7195 | 1.735 | 1.749 | 1.765 | 1.7396 | 1.719 | 1.6963 | 1.6914 | 1.6448 | 1.6319 | 1.6662 | 1.7169 | 1.7345 | 1.7431 | 1.7722 | 1.8219 | 1.7979 | 1.8512 | 1.8646 | 1.8879 | 1.9049 | 1.9478 | 1.9918 | 2.0299 | 2.0187 | 2.0322
|  | Distributed | Holistic Transition | Generation (TWh) | Renewable | Offshore Wind | Offshore Wind | 2.6519 | 2.8738 | 2.8738 | 2.8738 | 2.8797 | 2.8738 | 2.1717 | 1.8577 | 1.8081 | 1.5822 | 1.3697 | 1.3542 | 1.4968 | 1.5702 | 1.6642 | 1.6766 | 1.6458 | 1.648 | 1.6907 | 1.7978 | 1.8302 | 1.8828 | 1.9086 | 1.937 | 2.0136 | 2.006 | 1.9773
|  | Distributed | Holistic Transition | Generation (TWh) | Renewable | Onshore Wind | Onshore Wind | 14.1914 | 14.9939 | 16.187 | 17.4922 | 19.0071 | 20.663 | 20.1206 | 20.4622 | 21.6209 | 22.3301 | 22.898 | 23.7985 | 26.1176 | 27.5938 | 29.3374 | 30.7042 | 32.3717 | 34.0389 | 35.0841 | 37.528 | 39.5921 | 41.6161 | 42.9695 | 43.6086 | 44.708 | 44.6388 | 44.9258
|  | Distributed | Holistic Transition | Generation (TWh) | Renewable | Other Renewable | Geothermal CHP | 0 | 0 | 0.03426 | 0.091487 | 0.089023 | 0.080608 | 0.067595 | 0.059935 | 0.058872 | 0.051876 | 0.048873 | 0.049049 | 0.054516 | 0.053361 | 0.053222 | 0.047542 | 0.043197 | 0.044253 | 0.044407 | 0.045001 | 0.047707 | 0.046475 | 0.044638 | 0.044484 | 0.042988 | 0.043846 | 0.041261
|  | Distributed | Holistic Transition | Generation (TWh) | Renewable | Other Renewable | Marine | 0.078544 | 0.10358 | 0.15115 | 0.2079 | 0.24128 | 0.28301 | 0.28801 | 0.27466 | 0.27803 | 0.29955 | 0.29454 | 0.30511 | 0.34079 | 0.36145 | 0.39466 | 0.40561 | 0.41384 | 0.42768 | 0.44665 | 0.47595 | 0.48505 | 0.49704 | 0.49862 | 0.50177 | 0.50612 | 0.50399 | 0.49938
|  | Distributed | Holistic Transition | Generation (TWh) | Renewable | Solar PV | Solar PV | 11.9728 | 13.6984 | 15.358 | 17.0295 | 18.7682 | 20.3952 | 19.8535 | 20.2079 | 21.2946 | 21.7855 | 21.574 | 22.4719 | 24.6868 | 25.6325 | 26.7694 | 27.6384 | 28.8196 | 30.1326 | 31.3041 | 33.4606 | 34.7055 | 35.4882 | 35.4664 | 35.6401 | 36.1481 | 36.6069 | 36.1836
|  | Distributed | Holistic Transition | Generation (TWh) | Storage | Battery | Battery | 0.37306 | 0.88944 | 1.5224 | 2.4274 | 2.5794 | 4.8707 | 6.5122 | 9.2494 | 10.9554 | 12.942 | 16.2283 | 16.9109 | 14.9859 | 14.3004 | 13.0245 | 13.0592 | 13.4816 | 12.9629 | 12.3373 | 11.2625 | 11.0094 | 10.2584 | 9.5729 | 9.3286 | 8.4083 | 8.4983 | 8.7788
|  | Distributed | Holistic Transition | Generation (TWh) | Storage | Long Duration Energy Storage | Compressed Air | 0.000204 | 0.000537 | 0.001097 | 0.00162 | 0.00178 | 0.002882 | 0.004052 | 0.004701 | 0.004798 | 0.005319 | 0.005777 | 0.005595 | 0.005287 | 0.004871 | 0.004869 | 0.004537 | 0.004935 | 0.005048 | 0.004767 | 0.004688 | 0.004582 | 0.004347 | 0.004282 | 0.00408 | 0.003907 | 0.003796 | 0.00405
|  | Distributed | Holistic Transition | Generation (TWh) | Storage | Long Duration Energy Storage | Liquid Air | 0.00023 | 0.000531 | 0.001092 | 0.001873 | 0.002079 | 0.14408 | 0.29367 | 0.44986 | 0.59828 | 0.77349 | 0.87008 | 0.86195 | 0.74336 | 0.68259 | 0.61285 | 0.6157 | 0.64114 | 0.5872 | 0.55459 | 0.52292 | 0.49109 | 0.50121 | 0.46626 | 0.4466 | 0.3973 | 0.40358 | 0.42028
|  | Distributed | Holistic Transition | Generation (TWh) | Storage | Long Duration Energy Storage | Pumped Hydro | 0 | 0 | 0 | 0 | 0 | 0 | 0.16571 | 0.18477 | 0.18226 | 0.19088 | 0.20316 | 0.19815 | 0.19378 | 0.1768 | 0.16562 | 0.16804 | 0.16848 | 0.17695 | 0.16059 | 0.15599 | 0.15422 | 0.15778 | 0.1538 | 0.14111 | 0.14302 | 0.13936 | 0.14399
|  | Distributed | Hydrogen Evolution | Generation (TWh) | Base Load | Biomass | Biomass | 2.2546 | 5.3681 | 4.911 | 4.2506 | 3.0038 | 2.6783 | 2.2121 | 1.8228 | 1.6515 | 1.3246 | 1.3049 | 1.0121 | 0.91699 | 0.78426 | 0.7805 | 0.55571 | 0.53758 | 0.50166 | 0.45026 | 0.42265 | 0.39097 | 0.35633 | 0.4094 | 0.44654 | 0.42116 | 0.56369 | 0.52195
|  | Distributed | Hydrogen Evolution | Generation (TWh) | Base Load | Biomass | Biomass CHP | 0.00158 | 0.2179 | 0.171 | 0.10233 | 0.083939 | 0.061917 | 0.048264 | 0.040654 | 0.030126 | 0.022684 | 0.015838 | 0.011405 | 0.008357 | 0.008088 | 0.008364 | 0.006409 | 0.000648 | 0.002951 | 0.002084 | 0.000857 | 0.001245 | 0.001444 | 0.003665 | 0.001063 | 0.005799 | 0.009761 | 0.019329
|  | Distributed | Hydrogen Evolution | Generation (TWh) | Base Load | Waste | Waste | 21.354 | 21.0194 | 20.6043 | 18.621 | 17.1536 | 16.1199 | 13.5436 | 10.7948 | 9.8134 | 8.8842 | 9.3184 | 8.6522 | 8.5361 | 8.3976 | 8.0406 | 6.2172 | 5.8572 | 7.1809 | 6.1096 | 5.5511 | 5.289 | 4.9179 | 7.7563 | 6.2092 | 5.5727 | 5.6388 | 4.1961
|  | Distributed | Hydrogen Evolution | Generation (TWh) | Base Load | Waste | Waste CHP | 2.2815 | 2.7459 | 3.2035 | 3.5633 | 3.9644 | 4.3168 | 4.4824 | 4.2734 | 4.2252 | 4.1078 | 4.2072 | 4.2252 | 4.2782 | 4.2612 | 4.3108 | 4.1433 | 4.0859 | 4.2295 | 4.0581 | 3.9882 | 3.9588 | 3.9312 | 4.3208 | 4.1747 | 4.1386 | 4.1994 | 4.0153
|  | Distributed | Hydrogen Evolution | Generation (TWh) | Dispatchable | Gas | CCGT | 0.73468 | 0.3612 | 0.44648 | 0.42597 | 0.492 | 0.46559 | 0.3953 | 0.38018 | 0.2731 | 0.23161 | 0.24366 | 0.25543 | 0 | 0 | 0 | 0 | 0 | 0 | 0 | 0 | 0 | 0 | 0 | 0 | 0 | 0 | 0
|  | Distributed | Hydrogen Evolution | Generation (TWh) | Dispatchable | Gas | Gas CHP | 0.78239 | 0.77475 | 0.7752 | 0.77566 | 0.77824 | 0.7664 | 0.74997 | 0.70983 | 0.66605 | 0.61496 | 0.56447 | 0.51306 | 0.46008 | 0.40634 | 0.35409 | 0.30335 | 0.24507 | 0.18107 | 0.11563 | 0.038785 | 0.034816 | 0.028958 | 0.022066 | 0.016493 | 0.010949 | 0.005903 | 0
|  | Distributed | Hydrogen Evolution | Generation (TWh) | Dispatchable | Gas | Gas Reciprocating Engines | 0 | 0 | 0 | 0 | 0 | 0 | 0 | 0 | 0 | 0 | 0 | 0 | 0 | 0 | 0 | 0 | 0 | 0 | 0 | 0 | 0 | 0 | 0 | 0 | 0 | 0 | 0
|  | Distributed | Hydrogen Evolution | Generation (TWh) | Dispatchable | Hydrogen | Hydrogen CHP | 0 | 0 | 0 | 0 | 0 | 0.079518 | 0.020959 | 0.5023 | 0.95332 | 1.1895 | 1.5618 | 2.2385 | 2.7476 | 2.9672 | 3.0272 | 3.6062 | 3.3074 | 3.6534 | 4.0723 | 4.304 | 4.0241 | 3.6097 | 4.0489 | 4.4158 | 4.1113 | 4.1834 | 4.0422
|  | Distributed | Hydrogen Evolution | Generation (TWh) | Dispatchable | Hydrogen | Hydrogen Peaking | 0 | 0 | 0 | 0 | 0 | 0 | 0 | 1.2113 | 1.8584 | 2.6053 | 2.0197 | 4.0288 | 5.9064 | 5.7741 | 3.447 | 5.8855 | 4.6356 | 3.2395 | 4.2029 | 5.7004 | 4.2197 | 4.1528 | 1.2754 | 4.0443 | 4.2655 | 4.8396 | 5.3367
|  | Distributed | Hydrogen Evolution | Generation (TWh) | Dispatchable | Other Thermal | Diesel | 0 | 0 | 0 | 0 | 0 | 0 | 0 | 0 | 0 | 0 | 0 | 0 | 0 | 0 | 0 | 0 | 0 | 0 | 0 | 0 | 0 | 0 | 0 | 0 | 0 | 0 | 0
|  | Distributed | Hydrogen Evolution | Generation (TWh) | Renewable | Hydro | Hydro | 1.7067 | 1.7194 | 1.7369 | 1.7495 | 1.7653 | 1.7661 | 1.7532 | 1.6932 | 1.6999 | 1.7062 | 1.762 | 1.7663 | 1.7994 | 1.8318 | 1.8409 | 1.8689 | 1.9055 | 1.9434 | 1.9598 | 2.0016 | 2.0247 | 2.0389 | 2.0599 | 2.0976 | 2.1237 | 2.1422 | 2.1537
|  | Distributed | Hydrogen Evolution | Generation (TWh) | Renewable | Offshore Wind | Offshore Wind | 2.6519 | 2.6465 | 2.6465 | 2.6465 | 2.6519 | 2.6465 | 2.1705 | 1.7165 | 1.6707 | 1.6559 | 1.7265 | 1.6754 | 1.6968 | 1.7481 | 1.8331 | 1.875 | 1.8573 | 1.9725 | 2.0426 | 2.1478 | 2.2635 | 2.3195 | 2.3439 | 2.4211 | 2.4866 | 2.4838 | 2.544
|  | Distributed | Hydrogen Evolution | Generation (TWh) | Renewable | Onshore Wind | Onshore Wind | 14.1914 | 14.7589 | 15.3828 | 16.2252 | 17.1343 | 18.2221 | 17.9126 | 17.1804 | 17.586 | 18.2323 | 18.916 | 17.4902 | 18.3682 | 19.613 | 21.1717 | 22.1841 | 22.618 | 24.2413 | 25.5562 | 27.0132 | 28.4279 | 29.4067 | 30.4407 | 31.5039 | 32.6668 | 33.5629 | 34.4821
|  | Distributed | Hydrogen Evolution | Generation (TWh) | Renewable | Other Renewable | Geothermal CHP | 0 | 0 | 0 | 0.025389 | 0.024891 | 0.0234 | 0.020616 | 0.017676 | 0.01659 | 0.0159 | 0.017142 | 0.016692 | 0.016581 | 0.016395 | 0.016242 | 0.01761 | 0.017427 | 0.01869 | 0.018465 | 0.019713 | 0.020214 | 0.019545 | 0.021063 | 0.020655 | 0.021102 | 0.021264 | 0.020976
|  | Distributed | Hydrogen Evolution | Generation (TWh) | Renewable | Other Renewable | Marine | 0.078544 | 0.098907 | 0.098907 | 0.1156 | 0.11727 | 0.1423 | 0.12888 | 0.11707 | 0.14576 | 0.16206 | 0.1659 | 0.16112 | 0.16059 | 0.16275 | 0.16787 | 0.16966 | 0.16801 | 0.1755 | 0.17918 | 0.18428 | 0.18913 | 0.19041 | 0.19245 | 0.19323 | 0.19545 | 0.19619 | 0.19981
|  | Distributed | Hydrogen Evolution | Generation (TWh) | Renewable | Solar PV | Solar PV | 11.9728 | 12.6204 | 13.9765 | 15.3288 | 16.9098 | 18.5447 | 19.1365 | 18.1484 | 19.3016 | 20.3153 | 21.7915 | 21.9395 | 23.016 | 23.3553 | 24.0411 | 25.1254 | 25.9576 | 27.6772 | 29.1787 | 30.7687 | 32.0836 | 32.9166 | 33.6805 | 34.8878 | 36.016 | 36.8032 | 37.842
|  | Distributed | Hydrogen Evolution | Generation (TWh) | Storage | Battery | Battery | 0.37306 | 0.79818 | 1.2155 | 2.1695 | 2.5355 | 3.8456 | 5.3348 | 8.9981 | 9.5886 | 10.0156 | 9.6345 | 10.717 | 10.7329 | 10.48 | 9.5356 | 9.1991 | 9.3721 | 8.1751 | 6.8979 | 6.034 | 4.9086 | 4.3587 | 4.1476 | 3.5943 | 3.2061 | 2.9846 | 2.6884
|  | Distributed | Hydrogen Evolution | Generation (TWh) | Storage | Long Duration Energy Storage | Compressed Air | 0.000204 | 0.000489 | 0.000926 | 0.001351 | 0.001665 | 0.002397 | 0.003655 | 0.004657 | 0.004833 | 0.004872 | 0.004395 | 0.004405 | 0.004216 | 0.003986 | 0.003801 | 0.004047 | 0.003916 | 0.003449 | 0.003339 | 0.002976 | 0.002534 | 0.002493 | 0.002243 | 0.002096 | 0.002041 | 0.001792 | 0.001798
|  | Distributed | Hydrogen Evolution | Generation (TWh) | Storage | Long Duration Energy Storage | Liquid Air | 0.00023 | 0.000486 | 0.000861 | 0.001546 | 0.001918 | 0.002836 | 0.004067 | 0.005665 | 0.12227 | 0.11893 | 0.21736 | 0.21639 | 0.31104 | 0.30101 | 0.26922 | 0.2778 | 0.27705 | 0.2334 | 0.20135 | 0.16401 | 0.12883 | 0.13478 | 0.10287 | 0.098797 | 0.091452 | 0.07283 | 0.089987
|  | Distributed | Hydrogen Evolution | Generation (TWh) | Storage | Long Duration Energy Storage | Pumped Hydro | 0 | 0 | 0 | 0 | 0 | 0 | 0 | 0 | 0 | 0.18678 | 0.18383 | 0.17449 | 0.17183 | 0.17478 | 0.15559 | 0.16281 | 0.15624 | 0.13732 | 0.13717 | 0.12623 | 0.10814 | 0.1078 | 0.091037 | 0.086025 | 0.087044 | 0.085323 | 0.085044
|  | Distributed | Ten Year Forecast | Generation (TWh) | Base Load | Biomass | Biomass | 2024: 2.2546; 2025: 4.827; 2026: 4.0928; 2027: 2.2758; 2028: 1.6906; 2029: 1.3862; 2030: 1.1192; 2031: 0.8295; 2032: 0.58421; 2033: 0.34503; 2034: 0.29985; 2035: 0.19722
|  | Distributed | Ten Year Forecast | Generation (TWh) | Base Load | Biomass | Biomass CHP | 2024: 0.00158; 2025: 0.001374; 2026: 0; 2027: 0.000148; 2028: 0.000529; 2029: 0.000502; 2030: 0.001653; 2031: 0.001645; 2032: 0.001104; 2033: 0.000624; 2034: 0.000254; 2035: 0.001507
|  | Distributed | Ten Year Forecast | Generation (TWh) | Base Load | Waste | Waste | 2024: 21.354; 2025: 21.081; 2026: 20.9636; 2027: 19.76; 2028: 19.4416; 2029: 18.4888; 2030: 16.2779; 2031: 14.0813; 2032: 12.6484; 2033: 11.7283; 2034: 11.9788; 2035: 12.57
|  | Distributed | Ten Year Forecast | Generation (TWh) | Base Load | Waste | Waste CHP | 2024: 2.2815; 2025: 2.7883; 2026: 3.3248; 2027: 3.7758; 2028: 4.3088; 2029: 4.7483; 2030: 5.0379; 2031: 4.417; 2032: 4.276; 2033: 4.1619; 2034: 4.2305; 2035: 4.3009
|  | Distributed | Ten Year Forecast | Generation (TWh) | Dispatchable | Gas | CCGT | 2024: 0.73468; 2025: 0.43379; 2026: 0.61214; 2027: 0.65477; 2028: 0.85447; 2029: 0.71542; 2030: 0.72113; 2031: 0.72016; 2032: 0.38411; 2033: 0.30956; 2034: 0.40384; 2035: 0.44957
|  | Distributed | Ten Year Forecast | Generation (TWh) | Dispatchable | Gas | Gas CHP | 2024: 0.78239; 2025: 0.77431; 2026: 0.77434; 2027: 0.77436; 2028: 0.77651; 2029: 0.76424; 2030: 0.75514; 2031: 0.72609; 2032: 0.68073; 2033: 0.63519; 2034: 0.59642; 2035: 0.57346
|  | Distributed | Ten Year Forecast | Generation (TWh) | Dispatchable | Gas | Gas Reciprocating Engines | 2024: 0; 2025: 0; 2026: 0; 2027: 0; 2028: 0; 2029: 0; 2030: 0; 2031: 0; 2032: 0; 2033: 0; 2034: 0; 2035: 0.043396
|  | Distributed | Ten Year Forecast | Generation (TWh) | Dispatchable | Other Thermal | Diesel | 2024: 0; 2025: 0; 2026: 0; 2027: 0; 2028: 0; 2029: 0; 2030: 0; 2031: 0; 2032: 0; 2033: 0; 2034: 0; 2035: 0
|  | Distributed | Ten Year Forecast | Generation (TWh) | Renewable | Hydro | Hydro | 2024: 1.7067; 2025: 1.7192; 2026: 1.7371; 2027: 1.7479; 2028: 1.7714; 2029: 1.7735; 2030: 1.7636; 2031: 1.7224; 2032: 1.7045; 2033: 1.7094; 2034: 1.7694; 2035: 1.7973
|  | Distributed | Ten Year Forecast | Generation (TWh) | Renewable | Offshore Wind | Offshore Wind | 2024: 2.6519; 2025: 2.6465; 2026: 2.6465; 2027: 2.6465; 2028: 2.6519; 2029: 2.6465; 2030: 2.2222; 2031: 1.7994; 2032: 1.706; 2033: 1.678; 2034: 1.7581; 2035: 1.8387
|  | Distributed | Ten Year Forecast | Generation (TWh) | Renewable | Onshore Wind | Onshore Wind | 2024: 14.1914; 2025: 14.7589; 2026: 15.3828; 2027: 16.2252; 2028: 17.1343; 2029: 18.2215; 2030: 18.053; 2031: 17.1351; 2032: 17.2286; 2033: 17.8753; 2034: 17.8948; 2035: 18.8679
|  | Distributed | Ten Year Forecast | Generation (TWh) | Renewable | Other Renewable | Geothermal CHP | 2024: 0; 2025: 0; 2026: 0; 2027: 0.025701; 2028: 0.025293; 2029: 0.024433; 2030: 0.021723; 2031: 0.019476; 2032: 0.018318; 2033: 0.017649; 2034: 0.018474; 2035: 0.019155
|  | Distributed | Ten Year Forecast | Generation (TWh) | Renewable | Other Renewable | Marine | 2024: 0.078544; 2025: 0.098907; 2026: 0.098907; 2027: 0.1156; 2028: 0.11727; 2029: 0.1423; 2030: 0.13083; 2031: 0.12307; 2032: 0.15129; 2033: 0.16437; 2034: 0.16924; 2035: 0.17269
|  | Distributed | Ten Year Forecast | Generation (TWh) | Renewable | Solar PV | Solar PV | 2024: 11.9728; 2025: 12.3638; 2026: 12.5943; 2027: 12.8478; 2028: 13.1612; 2029: 13.5299; 2030: 13.1679; 2031: 12.7337; 2032: 13.1769; 2033: 13.7779; 2034: 14.86; 2035: 16.176
|  | Distributed | Ten Year Forecast | Generation (TWh) | Storage | Battery | Battery | 2024: 0.37306; 2025: 0.63442; 2026: 0.84623; 2027: 1.5633; 2028: 1.947; 2029: 2.7966; 2030: 4.4326; 2031: 7.7708; 2032: 8.8831; 2033: 9.4826; 2034: 8.9221; 2035: 8.3285
|  | Distributed | Ten Year Forecast | Generation (TWh) | Storage | Long Duration Energy Storage | Compressed Air | 2024: 0.000204; 2025: 0.000348; 2026: 0.000441; 2027: 0.000894; 2028: 0.000973; 2029: 0.001408; 2030: 0.002353; 2031: 0.003211; 2032: 0.003509; 2033: 0.003556; 2034: 0.003304; 2035: 0.002971
|  | Distributed | Ten Year Forecast | Generation (TWh) | Storage | Long Duration Energy Storage | Liquid Air | 2024: 0.00023; 2025: 0.000402; 2026: 0.000519; 2027: 0.001094; 2028: 0.001179; 2029: 0.001741; 2030: 0.002546; 2031: 0.004001; 2032: 0.09123; 2033: 0.090575; 2034: 0.16576; 2035: 0.21939
|  | Distributed | Ten Year Forecast | Generation (TWh) | Storage | Long Duration Energy Storage | Pumped Hydro | 2024: 0; 2025: 0; 2026: 0; 2027: 0; 2028: 0; 2029: 0; 2030: 0; 2031: 0; 2032: 0; 2033: 0.13849; 2034: 0.13392; 2035: 0.11805
|  | Distributed - Micro | Falling Behind | Generation (TWh) | Renewable | Hydro | Hydro | 1.0337 | 1.0308 | 1.0306 | 1.0302 | 1.0325 | 1.026 | 1.0227 | 1.0016 | 0.98728 | 0.97172 | 0.97321 | 0.97259 | 0.97747 | 0.96508 | 0.93228 | 0.94712 | 0.97568 | 0.96518 | 0.97242 | 0.97647 | 0.97363 | 0.97528 | 0.97861 | 0.99331 | 0.99495 | 0.99111 | 0.98672
|  | Distributed - Micro | Falling Behind | Generation (TWh) | Renewable | Onshore Wind | Onshore Wind | 0.97888 | 0.98444 | 0.99058 | 0.99672 | 1.0034 | 1.009 | 0.8702 | 0.63721 | 0.51617 | 0.46005 | 0.48455 | 0.48754 | 0.46964 | 0.45194 | 0.39484 | 0.38824 | 0.41231 | 0.42354 | 0.43014 | 0.46764 | 0.4732 | 0.51845 | 0.53679 | 0.56939 | 0.59194 | 0.61195 | 0.60313
|  | Distributed - Micro | Falling Behind | Generation (TWh) | Renewable | Solar PV | Solar PV | 7.2756 | 7.7316 | 8.2077 | 8.6837 | 9.1849 | 9.6357 | 9.8305 | 9.647 | 9.5597 | 9.6223 | 10.2013 | 10.549 | 10.848 | 11.077 | 11.1575 | 11.4654 | 11.9971 | 12.4298 | 12.778 | 13.4331 | 13.9444 | 14.6672 | 15.1949 | 15.7893 | 16.4778 | 16.8884 | 17.2645
|  | Distributed - Micro | Falling Behind | Generation (TWh) | Storage | Battery | Battery | 0.017801 | 0.026608 | 0.027084 | 0.032124 | 0.055983 | 0.08404 | 0.1066 | 0.23777 | 0.34957 | 0.41677 | 0.4196 | 0.4506 | 0.51057 | 0.55462 | 0.64863 | 0.70075 | 0.7135 | 0.74217 | 0.78774 | 0.76005 | 0.8035 | 0.77568 | 0.79044 | 0.79212 | 0.78039 | 0.80732 | 0.85681
|  | Distributed - Micro | Electric Engagement | Generation (TWh) | Renewable | Hydro | Hydro | 1.0337 | 1.0307 | 1.0299 | 1.0279 | 1.0239 | 0.99993 | 0.97959 | 0.99184 | 0.97459 | 0.9685 | 0.96766 | 0.97445 | 0.97981 | 0.97205 | 0.9583 | 0.95989 | 0.96251 | 0.96685 | 0.96282 | 0.98291 | 0.97406 | 0.97546 | 0.98051 | 0.98523 | 1.0023 | 0.99464 | 0.98249
|  | Distributed - Micro | Electric Engagement | Generation (TWh) | Renewable | Onshore Wind | Onshore Wind | 0.97888 | 1.0282 | 1.0782 | 1.1281 | 1.1787 | 1.228 | 0.69648 | 0.69741 | 0.59708 | 0.62523 | 0.65531 | 0.64703 | 0.65913 | 0.66402 | 0.74211 | 0.68083 | 0.69493 | 0.81884 | 0.77694 | 0.93101 | 0.95348 | 0.95364 | 1.0534 | 1.0786 | 1.2636 | 1.2102 | 1.1834
|  | Distributed - Micro | Electric Engagement | Generation (TWh) | Renewable | Solar PV | Solar PV | 7.2756 | 8.4644 | 9.6731 | 10.8819 | 12.1239 | 13.2994 | 12.7498 | 13.4542 | 13.8121 | 14.7255 | 15.484 | 16.4142 | 17.5136 | 18.5438 | 20.1019 | 20.5405 | 21.6573 | 23.1803 | 23.9527 | 25.9171 | 26.8827 | 28.1701 | 29.1142 | 30.4869 | 32.1021 | 33.0033 | 33.6326
|  | Distributed - Micro | Electric Engagement | Generation (TWh) | Storage | Battery | Battery | 0.017801 | 0.054674 | 0.087749 | 0.17415 | 0.23464 | 0.48339 | 0.71485 | 0.95018 | 1.4952 | 1.7298 | 2.0665 | 2.4192 | 2.7203 | 3.1361 | 3.1887 | 3.8985 | 4.4098 | 4.2261 | 4.929 | 4.5866 | 5.1326 | 5.3892 | 5.6961 | 5.9298 | 5.6412 | 6.4454 | 7.0001
|  | Distributed - Micro | Holistic Transition | Generation (TWh) | Renewable | Hydro | Hydro | 1.0337 | 1.0308 | 1.0297 | 1.0276 | 1.0273 | 1.0058 | 0.98331 | 0.96013 | 0.94951 | 0.91435 | 0.90522 | 0.91356 | 0.93319 | 0.93649 | 0.92664 | 0.93003 | 0.94598 | 0.93054 | 0.94792 | 0.94572 | 0.95773 | 0.95161 | 0.96486 | 0.97833 | 0.98405 | 0.97379 | 0.9664
|  | Distributed - Micro | Holistic Transition | Generation (TWh) | Renewable | Onshore Wind | Onshore Wind | 0.97888 | 1.01 | 1.0418 | 1.0735 | 1.1059 | 1.1369 | 0.64464 | 0.4997 | 0.47873 | 0.38306 | 0.31656 | 0.32621 | 0.39025 | 0.42029 | 0.47392 | 0.49284 | 0.47741 | 0.48194 | 0.52788 | 0.57651 | 0.6081 | 0.65901 | 0.72274 | 0.737 | 0.80467 | 0.78566 | 0.80005
|  | Distributed - Micro | Holistic Transition | Generation (TWh) | Renewable | Solar PV | Solar PV | 7.2756 | 8.2757 | 9.2957 | 10.3157 | 11.367 | 12.3559 | 11.7783 | 11.8517 | 12.309 | 12.4438 | 12.1953 | 12.9189 | 14.5166 | 15.5934 | 16.8213 | 17.6401 | 18.4436 | 19.2856 | 20.2727 | 21.6887 | 22.7211 | 23.7908 | 24.7625 | 25.7646 | 27.081 | 28.257 | 28.6222
|  | Distributed - Micro | Holistic Transition | Generation (TWh) | Storage | Battery | Battery | 0.017801 | 0.040135 | 0.082469 | 0.14474 | 0.17808 | 0.42719 | 0.6814 | 1.1323 | 1.4813 | 2.0048 | 2.7139 | 3.1197 | 3.1068 | 3.3179 | 3.3948 | 3.7515 | 4.2941 | 4.5393 | 4.7599 | 4.8374 | 5.1931 | 5.228 | 5.4351 | 5.6655 | 5.6947 | 6.1244 | 6.7956
|  | Distributed - Micro | Hydrogen Evolution | Generation (TWh) | Renewable | Hydro | Hydro | 1.0337 | 1.0307 | 1.0306 | 1.0276 | 1.0271 | 1.0177 | 1.0048 | 0.95963 | 0.95547 | 0.953 | 0.96782 | 0.96318 | 0.97486 | 0.9832 | 0.98194 | 0.98076 | 0.99459 | 1.0019 | 1.0003 | 1.011 | 1.016 | 1.0132 | 1.0154 | 1.0227 | 1.03 | 1.0263 | 1.0244
|  | Distributed - Micro | Hydrogen Evolution | Generation (TWh) | Renewable | Onshore Wind | Onshore Wind | 0.97888 | 0.98982 | 0.99687 | 1.0039 | 1.0133 | 1.0215 | 1.3688 | 0.43586 | 0.40967 | 0.41368 | 0.46271 | 0.44466 | 0.44949 | 0.46795 | 0.51877 | 0.53255 | 0.54494 | 0.63847 | 0.66397 | 0.75589 | 0.85323 | 0.90164 | 0.93968 | 1.0003 | 1.0539 | 1.077 | 1.1175
|  | Distributed - Micro | Hydrogen Evolution | Generation (TWh) | Renewable | Solar PV | Solar PV | 7.2756 | 7.9192 | 8.5829 | 9.2465 | 9.9374 | 10.5738 | 10.1622 | 9.5773 | 10.0734 | 10.5623 | 11.2272 | 11.4277 | 12.255 | 12.8609 | 13.6092 | 14.3549 | 14.9796 | 16.0598 | 17.0102 | 18.095 | 19.091 | 19.8422 | 20.6443 | 21.5071 | 22.4567 | 23.1592 | 23.8958
|  | Distributed - Micro | Hydrogen Evolution | Generation (TWh) | Storage | Battery | Battery | 0.017801 | 0.034874 | 0.045977 | 0.088573 | 0.11014 | 0.17352 | 0.25761 | 0.48654 | 0.55895 | 0.60967 | 0.63425 | 0.73966 | 0.78966 | 0.8211 | 0.81534 | 0.85872 | 0.95323 | 0.9119 | 0.85529 | 0.82393 | 0.75755 | 0.73328 | 0.77267 | 0.73231 | 0.7292 | 0.73391 | 0.71319
|  | Distributed - Micro | Ten Year Forecast | Generation (TWh) | Renewable | Hydro | Hydro | 2024: 1.0337; 2025: 1.0306; 2026: 1.0308; 2027: 1.0269; 2028: 1.0306; 2029: 1.0212; 2030: 1.0076; 2031: 0.9785; 2032: 0.956; 2033: 0.95421; 2034: 0.97248; 2035: 0.97785
|  | Distributed - Micro | Ten Year Forecast | Generation (TWh) | Renewable | Onshore Wind | Onshore Wind | 2024: 0.97888; 2025: 0.98586; 2026: 0.99341; 2027: 1.001; 2028: 1.0091; 2029: 1.0159; 2030: 0.68398; 2031: 0.4856; 2032: 0.44495; 2033: 0.43067; 2034: 0.48195; 2035: 0.51876
|  | Distributed - Micro | Ten Year Forecast | Generation (TWh) | Renewable | Solar PV | Solar PV | 2024: 7.2756; 2025: 7.7715; 2026: 8.2873; 2027: 8.8032; 2028: 9.3447; 2029: 9.8349; 2030: 9.6728; 2031: 9.3368; 2032: 9.5868; 2033: 9.9204; 2034: 10.4555; 2035: 11.1334
|  | Distributed - Micro | Ten Year Forecast | Generation (TWh) | Storage | Battery | Battery | 2024: 0.017801; 2025: 0.026932; 2026: 0.0299; 2027: 0.049064; 2028: 0.073684; 2029: 0.10897; 2030: 0.28048; 2031: 0.6808; 2032: 1.0114; 2033: 1.2923; 2034: 1.4914; 2035: 1.6446
|  | Transmission | Falling Behind | Generation (TWh) | Base Load | Biomass | Biomass | 9.9839 | 12.6429 | 14.5692 | 11.7374 | 4.1517 | 3.627 | 3.0524 | 0.6128 | 0.72319 | 2.3156 | 1.1143 | 0.73514 | 0.89099 | 0.77203 | 0.87454 | 0.99661 | 1.0366 | 0.59689 | 0.57962 | 0.4216 | 0.50249 | 0.96171 | 0.86082 | 1.0801 | 1.204 | 1.2424 | 0.70672
|  | Transmission | Falling Behind | Generation (TWh) | Base Load | Biomass | Biomass CHP | 0.17322 | 0.22268 | 0.26166 | 0.20816 | 0.070647 | 0.058251 | 0.051049 | 0.009818 | 0.011182 | 0.038829 | 0.016333 | 0.010546 | 0.013805 | 0.011055 | 0.013695 | 0.015439 | 0.015878 | 0.009244 | 0.00869 | 0.005775 | 0.00792 | 0.014434 | 0.012815 | 0.01628 | 0.017498 | 0.018571 | 0.011715
|  | Transmission | Falling Behind | Generation (TWh) | Base Load | CCS Biomass | CCS Biomass | 0 | 0 | 0 | 0 | 0 | 0 | 0 | 4.208 | 3.45 | 3.3176 | 3.1768 | 3.2249 | 3.292 | 3.0438 | 2.868 | 2.8392 | 2.9371 | 2.947 | 2.9805 | 2.9383 | 2.8716 | 2.8306 | 2.9963 | 2.934 | 2.9163 | 2.9671 | 2.9421
|  | Transmission | Falling Behind | Generation (TWh) | Base Load | Nuclear | Nuclear - Large | 42.6028 | 43.8026 | 42.3446 | 38.6066 | 26.0809 | 26.6442 | 25.541 | 25.3624 | 26.0565 | 30.0397 | 31.5583 | 30.502 | 31.5467 | 31.8154 | 31.3386 | 30.3215 | 30.6109 | 22.193 | 34.1516 | 34.3771 | 35.6753 | 32.7872 | 44.3605 | 43.3438 | 45.7127 | 44.2496 | 45.3133
|  | Transmission | Falling Behind | Generation (TWh) | Base Load | Nuclear | Nuclear - Small | 0 | 0 | 0 | 0 | 0 | 0 | 0 | 0 | 0 | 0 | 0 | 0 | 0 | 0 | 0 | 0 | 0 | 3.4484 | 3.1271 | 3.0179 | 9.5099 | 9.9119 | 9.3422 | 9.448 | 12.5347 | 16.1021 | 24.362
|  | Transmission | Falling Behind | Generation (TWh) | Base Load | Waste | Waste | 0.46042 | 0.43101 | 0.44399 | 0.43394 | 0.43462 | 0.69776 | 1.139 | 1.3306 | 1.2107 | 1.1467 | 1.1301 | 1.1435 | 1.2403 | 1.1274 | 1.0738 | 1.0172 | 1.0834 | 1.1157 | 1.0954 | 1.1263 | 1.0999 | 1.1215 | 1.1441 | 1.1477 | 1.1652 | 1.1265 | 1.087
|  | Transmission | Falling Behind | Generation (TWh) | Dispatchable | CCS Gas | CCS Gas | 0 | 0 | 0 | 0 | 0 | 0 | 0 | 1.748 | 4.2987 | 8.4157 | 10.3352 | 12.8832 | 15.0671 | 18.5676 | 17.4283 | 17.6953 | 19.7795 | 22.3409 | 33.4733 | 42.1527 | 51.2929 | 52.8355 | 53.5072 | 52.5641 | 63.4151 | 67.3415 | 68.4401
|  | Transmission | Falling Behind | Generation (TWh) | Dispatchable | Gas | CCGT | 81.6738 | 43.5382 | 45.659 | 54.0508 | 61.482 | 59.6649 | 64.6268 | 51.6772 | 41.2041 | 34.5313 | 34.5562 | 35.65 | 37.7776 | 36.4757 | 44.6687 | 45.9136 | 40.0863 | 45.7717 | 50.5733 | 47.3355 | 42.2791 | 57.0295 | 57.2666 | 61.3194 | 54.9068 | 51.3911 | 48.8175
|  | Transmission | Falling Behind | Generation (TWh) | Dispatchable | Gas | Gas CCGT CHP | 9.9993 | 10.0283 | 9.4454 | 9.6852 | 9.7242 | 9.6301 | 9.6937 | 9.6191 | 9.575 | 9.5499 | 9.4476 | 9.4121 | 9.5969 | 9.6677 | 9.6618 | 9.6578 | 9.5529 | 9.6765 | 9.725 | 9.6696 | 9.5984 | 9.8232 | 9.946 | 9.865 | 3.5177 | 3.501 | 3.5436
|  | Transmission | Falling Behind | Generation (TWh) | Dispatchable | Gas | Gas Reciprocating Engines | 0 | 0 | 0 | 0 | 0.003846 | 0 | 0.025344 | 0.018479 | 0.018119 | 0.034802 | 0.009421 | 0.055302 | 0.008388 | 0.03165 | 0 | 0.10037 | 0.070892 | 0.10348 | 0.064349 | 0.12234 | 0.072495 | 0.17458 | 0.20082 | 0.22662 | 0.24762 | 0.23509 | 0.08299
|  | Transmission | Falling Behind | Generation (TWh) | Dispatchable | Gas | OCGT | 0 | 0 | 0 | 0 | 0.004001 | 0 | 0.010364 | 0.007308 | 0.013573 | 0.045784 | 0 | 0.095023 | 0.023549 | 0.047219 | 0 | 0.25059 | 0.12623 | 0.21441 | 0.15176 | 0.29059 | 0.071491 | 0.42294 | 0.55892 | 0.61615 | 0.66131 | 0.71648 | 0.23914
|  | Transmission | Falling Behind | Generation (TWh) | Dispatchable | Other Thermal | Diesel | 0 | 0 | 0 | 0 | 0 | 0 | 0 | 0 | 0 | 0 | 0 | 0 | 0 | 0 | 0 | 0 | 0 | 0 | 0 | 0 | 0 | 0.00082 | 0.001618 | 0.000675 | 0.002182 | 0.002563 | 0
|  | Transmission | Falling Behind | Generation (TWh) | Dispatchable | Other Thermal | Fuel Oil | 0 | 0 | 0 | 0 | 0 | 0 | 0 | 0 | 0 | 0 | 0 | 0 | 0 | 0 | 0 | 0 | 0 | 0 | 0 | 0 | 0 | 0.003244 | 0.003835 | 0.004855 | 0.005732 | 0.004683 | 0
|  | Transmission | Falling Behind | Generation (TWh) | Renewable | Hydro | Hydro | 0.7492 | 0.74589 | 0.74548 | 0.74568 | 0.74931 | 0.74556 | 0.74573 | 0.74563 | 0.7492 | 0.74568 | 0.74568 | 0.74575 | 0.74913 | 0.74568 | 0.74568 | 0.74568 | 0.7492 | 0.74568 | 0.74568 | 0.74568 | 0.7492 | 0.74568 | 0.74568 | 0.74568 | 0.7492 | 0.74568 | 0.74568
|  | Transmission | Falling Behind | Generation (TWh) | Renewable | Offshore Wind | Offshore Wind | 56.2515 | 58.1332 | 61.1154 | 67.3583 | 92.7982 | 106.3858 | 118.8741 | 160.4247 | 184.5021 | 196.2143 | 200.1971 | 209.48 | 222.1348 | 240.5958 | 265.2986 | 276.502 | 281.7249 | 292.389 | 295.0909 | 296.7483 | 298.049 | 296.4101 | 295.6143 | 295.3979 | 299.1553 | 300.9033 | 301.5186
|  | Transmission | Falling Behind | Generation (TWh) | Renewable | Onshore Wind | Onshore Wind | 17.3826 | 18.0838 | 18.0737 | 18.8852 | 21.5858 | 24.511 | 31.3744 | 35.2606 | 42.9637 | 48.13 | 52.3319 | 53.6162 | 52.2725 | 50.9104 | 49.1134 | 48.8414 | 49.5098 | 49.5519 | 49.0728 | 49.6719 | 50.0775 | 50.8543 | 51.5125 | 51.3258 | 52.2977 | 52.4338 | 52.8339
|  | Transmission | Falling Behind | Generation (TWh) | Renewable | Other Renewable | Marine | 0.024869 | 0.024869 | 0.024869 | 0.024869 | 0.024869 | 0.058933 | 0.42723 | 0.49572 | 0.56248 | 0.68399 | 0.68399 | 0.68399 | 0.68399 | 0.68399 | 0.68399 | 0.68399 | 0.68399 | 0.68399 | 0.90097 | 0.82857 | 0.83124 | 0.83426 | 0.83703 | 0.84058 | 0.8433 | 0.84737 | 0.8461
|  | Transmission | Falling Behind | Generation (TWh) | Renewable | Solar PV | Solar PV | 0.16884 | 0.16829 | 0.31203 | 1.5154 | 3.309 | 4.589 | 7.3389 | 9.6312 | 9.6958 | 9.4081 | 9.5726 | 9.5429 | 9.4937 | 9.3524 | 9.08 | 9.0353 | 9.3509 | 10.0123 | 11.491 | 11.6722 | 11.7651 | 13.1677 | 13.2952 | 15.2445 | 15.5115 | 15.4739 | 15.4492
|  | Transmission | Falling Behind | Generation (TWh) | Storage | Battery | Battery | 0.3494 | 0.64175 | 0.77831 | 1.0279 | 1.7419 | 2.7184 | 4.4985 | 9.2053 | 12.1935 | 14.1194 | 14.0617 | 14.3764 | 15.1652 | 15.7654 | 17.3549 | 17.9857 | 17.9299 | 17.8147 | 18.2607 | 17.2222 | 17.3669 | 16.5153 | 15.9136 | 15.496 | 14.8628 | 14.5376 | 14.7022
|  | Transmission | Falling Behind | Generation (TWh) | Storage | Long Duration Energy Storage | Liquid Air | 0 | 0 | 0 | 0 | 0 | 0 | 0.030889 | 0.17223 | 0.2455 | 0.27294 | 0.27439 | 0.26402 | 0.25654 | 0.26644 | 0.29846 | 0.2984 | 0.28841 | 0.28557 | 0.29432 | 0.27661 | 0.27431 | 0.26803 | 0.26054 | 0.26035 | 0.24893 | 0.23758 | 0.24898
|  | Transmission | Falling Behind | Generation (TWh) | Storage | Long Duration Energy Storage | Pumped Hydro | 0.43917 | 0.7626 | 0.80079 | 0.96932 | 1.257 | 1.5531 | 1.9315 | 3.0246 | 3.6972 | 4.1448 | 4.103 | 3.9708 | 4.0377 | 4.1412 | 4.2144 | 4.3915 | 4.2464 | 4.1657 | 4.2971 | 4.1719 | 4.3006 | 4.1928 | 3.9728 | 4.0917 | 3.9799 | 3.8784 | 4.0743
|  | Transmission | Electric Engagement | Generation (TWh) | Base Load | Biomass | Biomass | 9.9839 | 23.7087 | 20.9639 | 16.3244 | 12.7176 | 11.2701 | 7.0789 | 1.7012 | 1.145 | 0.77436 | 0.77936 | 0.89746 | 0.74013 | 0.70779 | 0.47355 | 0.54317 | 0.55329 | 0.70645 | 0.521 | 0.48639 | 0.49895 | 0.38094 | 0.42913 | 0.59297 | 0.62343 | 0.44369 | 0.25804
|  | Transmission | Electric Engagement | Generation (TWh) | Base Load | Biomass | Biomass CHP | 0.17322 | 0.43268 | 0.37809 | 0.32617 | 0.25695 | 0.2486 | 0.16842 | 0.15708 | 0.10225 | 0.070586 | 0.071689 | 0.076942 | 0.063245 | 0.062062 | 0.042482 | 0.046805 | 0.04664 | 0.062188 | 0.045375 | 0.04576 | 0.04906 | 0.034705 | 0.03543 | 0.053854 | 0.05555 | 0.04092 | 0.021395
|  | Transmission | Electric Engagement | Generation (TWh) | Base Load | CCS Biomass | CCS Biomass | 0 | 0 | 0 | 0 | 0 | 0 | 3.4032 | 13.6558 | 20.9012 | 25.3339 | 26.7401 | 26.8231 | 27.8278 | 27.4599 | 29.2591 | 29.9987 | 31.395 | 30.556 | 32.6806 | 31.9106 | 31.9313 | 32.1739 | 31.9065 | 31.3398 | 31.2444 | 31.9727 | 32.5925
|  | Transmission | Electric Engagement | Generation (TWh) | Base Load | Nuclear | Nuclear - Large | 42.6028 | 43.9251 | 42.2665 | 40.6713 | 31.6193 | 26.2444 | 32.6464 | 30.524 | 29.4669 | 31.4744 | 29.6613 | 31.4178 | 31.5385 | 41.7059 | 40.3577 | 50.4924 | 53.0165 | 51.071 | 53.0382 | 52.7588 | 54.5181 | 52.4205 | 53.1135 | 51.3436 | 52.4481 | 59.5482 | 58.7378
|  | Transmission | Electric Engagement | Generation (TWh) | Base Load | Nuclear | Nuclear - Small | 0 | 0 | 0 | 0 | 0 | 0 | 0 | 0 | 0 | 0 | 3.1792 | 5.8034 | 9.0866 | 12.3249 | 19.1626 | 22.0986 | 23.363 | 28.9105 | 35.003 | 42.8463 | 45.0582 | 52.4724 | 59.8175 | 64.7768 | 69.1446 | 79.5586 | 84.6972
|  | Transmission | Electric Engagement | Generation (TWh) | Base Load | Waste | Waste | 0.46042 | 0.43377 | 0.42815 | 0.37167 | 0.35402 | 0.36576 | 0.60897 | 0.81038 | 0.72872 | 0.6427 | 0.66042 | 0.68068 | 0.59134 | 0.52159 | 0.45412 | 0.47532 | 0.50904 | 0.54785 | 0.56451 | 0.55739 | 0.56342 | 0.54992 | 0.54146 | 0.58962 | 0.55338 | 0.54835 | 0.55503
|  | Transmission | Electric Engagement | Generation (TWh) | Dispatchable | CCS Gas | CCS Gas | 0 | 0 | 0 | 0 | 0 | 0 | 0 | 8.3608 | 17.5388 | 17.9926 | 19.7216 | 23.5752 | 35.6775 | 38.815 | 45.4568 | 44.5242 | 45.8607 | 44.8522 | 45.808 | 48.0915 | 52.4361 | 50.5203 | 52.6608 | 50.2707 | 49.9134 | 50.1518 | 49.7136
|  | Transmission | Electric Engagement | Generation (TWh) | Dispatchable | Gas | CCGT | 81.6738 | 33.2093 | 28.6742 | 23.4331 | 25.1906 | 22.7249 | 15.2994 | 11.6209 | 10.8614 | 12.3862 | 16.4269 | 12.0533 | 9.6752 | 6.2366 | 4.804 | 3.8196 | 1.0112 | 1.2614 | 1.0402 | 1.0842 | 0.96118 | 0.72062 | 0.55422 | 0.66051 | 0.66023 | 0.33275 | 0.22592
|  | Transmission | Electric Engagement | Generation (TWh) | Dispatchable | Gas | Gas CCGT CHP | 9.9993 | 10.039 | 9.4718 | 9.5673 | 9.5791 | 9.4797 | 9.5357 | 9.5181 | 3.468 | 1.3289 | 1.3185 | 1.0993 | 1.1005 | 1.0934 | 1.1004 | 1.0969 | 1.1004 | 1.0973 | 1.0922 | 1.1 | 0.8986 | 0.89604 | 0.88769 | 0.90068 | 0.89623 | 0 | 0
|  | Transmission | Electric Engagement | Generation (TWh) | Dispatchable | Gas | Gas Reciprocating Engines | 0 | 0 | 0 | 0 | 0 | 0 | 0 | 0 | 0 | 0 | 0 | 0.038616 | 0 | 0 | 0 | 0 | 0 | 0 | 0.024111 | 0 | 0 | 0 | 0 | 0 | 0.049488 | 0 | 0.007828
|  | Transmission | Electric Engagement | Generation (TWh) | Dispatchable | Gas | OCGT | 0 | 0 | 0 | 0 | 0 | 0 | 0 | 0 | 0 | 0 | 0 | 0.028977 | 0 | 0 | 0 | 0 | 0 | 0 | 0.039081 | 0 | 0 | 0 | 0 | 0 | 0.048835 | 0 | 0
|  | Transmission | Electric Engagement | Generation (TWh) | Dispatchable | Hydrogen | Hydrogen | 0 | 0 | 0 | 0 | 0 | 0 | 0 | 0 | 0 | 0 | 0 | 0 | 0 | 0 | 0 | 3.3049 | 5.4111 | 6.9955 | 8.8412 | 10.1334 | 10.8994 | 9.7771 | 11.0577 | 11.5264 | 11.869 | 11.0008 | 9.83
|  | Transmission | Electric Engagement | Generation (TWh) | Dispatchable | Hydrogen | Hydrogen Peaking | 0 | 0 | 0 | 0 | 0 | 0 | 0 | 0 | 0 | 0 | 0 | 0.29732 | 0.4351 | 1.2696 | 2.2033 | 1.5245 | 1.5456 | 1.3878 | 1.5315 | 1.2618 | 0.90926 | 0.61649 | 0.47362 | 0.63866 | 0.63887 | 0.52187 | 0.6836
|  | Transmission | Electric Engagement | Generation (TWh) | Dispatchable | Other Thermal | Diesel | 0 | 0 | 0 | 0 | 0 | 0 | 0 | 0 | 0 | 0 | 0 | 0 | 0 | 0 | 0 | 0 | 0 | 0 | 0 | 0 | 0 | 0 | 0 | 0 | 0.002175 | 0 | 0
|  | Transmission | Electric Engagement | Generation (TWh) | Dispatchable | Other Thermal | Fuel Oil | 0 | 0 | 0 | 0 | 0 | 0 | 0 | 0 | 0 | 0 | 0 | 0 | 0 | 0 | 0 | 0 | 0 | 0 | 0 | 0 | 0 | 0 | 0 | 0 | 0.00672 | 0 | 0
|  | Transmission | Electric Engagement | Generation (TWh) | Renewable | Hydro | Hydro | 0.7492 | 0.74576 | 0.7456 | 0.7457 | 0.74933 | 0.74554 | 0.74573 | 0.74564 | 0.7492 | 0.74568 | 0.74568 | 0.74589 | 0.74899 | 0.74568 | 0.74568 | 0.74568 | 0.7492 | 0.74585 | 0.74551 | 0.74568 | 0.7492 | 0.74568 | 0.74889 | 0.74248 | 0.7492 | 0.74582 | 0.74555
|  | Transmission | Electric Engagement | Generation (TWh) | Renewable | Offshore Wind | Offshore Wind | 56.2515 | 58.1332 | 69.1203 | 89.1623 | 102.9496 | 132.0732 | 175.4376 | 199.5521 | 214.2977 | 231.1827 | 246.9534 | 265.557 | 292.8622 | 318.4149 | 331.7493 | 353.4593 | 360.387 | 365.6291 | 372.386 | 371.8555 | 375.4509 | 372.3004 | 371.1415 | 370.015 | 369.5508 | 367.5231 | 366.5449
|  | Transmission | Electric Engagement | Generation (TWh) | Renewable | Onshore Wind | Onshore Wind | 17.3826 | 18.0838 | 19.3772 | 23.5292 | 27.3433 | 32.9306 | 39.1071 | 45.4709 | 49.2643 | 52.9256 | 54.3238 | 54.8628 | 55.24 | 54.0269 | 54.081 | 56.055 | 55.1581 | 56.0058 | 54.4827 | 55.2887 | 54.8239 | 54.1001 | 55.7685 | 54.8842 | 56.1678 | 55.1072 | 55.1094
|  | Transmission | Electric Engagement | Generation (TWh) | Renewable | Other Renewable | Marine | 0.024869 | 0.024869 | 0.024869 | 0.024869 | 0.08086 | 0.13609 | 0.49092 | 0.62101 | 0.68399 | 0.68399 | 0.68399 | 2.1269 | 2.1355 | 2.133 | 2.148 | 2.1265 | 2.1238 | 2.9733 | 2.803 | 2.8592 | 3.6203 | 3.6159 | 3.6179 | 3.635 | 3.6841 | 3.6529 | 6.1509
|  | Transmission | Electric Engagement | Generation (TWh) | Renewable | Solar PV | Solar PV | 0.16884 | 0.1757 | 1.0572 | 3.383 | 4.9884 | 8.341 | 10.0023 | 10.6029 | 11.1962 | 11.1752 | 11.1213 | 11.5558 | 11.7619 | 15.2451 | 15.9731 | 16.971 | 17.0694 | 17.3794 | 17.2146 | 17.8755 | 17.8952 | 22.429 | 22.219 | 22.5395 | 22.8814 | 22.6043 | 22.535
|  | Transmission | Electric Engagement | Generation (TWh) | Storage | Battery | Battery | 0.3494 | 1.0587 | 2.185 | 4.2146 | 5.6711 | 9.2083 | 12.6103 | 14.5243 | 18.1751 | 18.8305 | 19.7533 | 21.3337 | 21.6343 | 22.3087 | 20.7725 | 22.4887 | 22.9778 | 20.2385 | 21.3699 | 18.0675 | 18.4498 | 18.5085 | 17.7836 | 17.4543 | 15.337 | 16.1278 | 16.7089
|  | Transmission | Electric Engagement | Generation (TWh) | Storage | Long Duration Energy Storage | Compressed Air | 0 | 0 | 0 | 0 | 0 | 0 | 0 | 0 | 0 | 0 | 0 | 0 | 0 | 0.92312 | 1.8411 | 2.8593 | 3.8204 | 4.5299 | 5.333 | 5.8132 | 6.5173 | 7.4431 | 8.2076 | 8.4053 | 9.1196 | 9.036 | 9.5232
|  | Transmission | Electric Engagement | Generation (TWh) | Storage | Long Duration Energy Storage | Liquid Air | 0 | 0 | 0 | 0 | 0.033541 | 0.19844 | 0.31285 | 0.57352 | 1.1161 | 1.7103 | 2.0759 | 2.5756 | 3.072 | 3.4716 | 3.6695 | 4.562 | 4.9993 | 4.366 | 4.5072 | 4.0535 | 4.0522 | 4.0576 | 4.0174 | 3.6264 | 3.3565 | 3.4956 | 3.6218
|  | Transmission | Electric Engagement | Generation (TWh) | Storage | Long Duration Energy Storage | Pumped Hydro | 0.43917 | 1.3184 | 1.791 | 2.4516 | 2.8193 | 3.8552 | 5.0915 | 6.4364 | 7.4758 | 9.0121 | 10.9555 | 11.1034 | 11.0468 | 10.8563 | 10.4988 | 11.0105 | 11.2603 | 10.7385 | 10.2832 | 9.7578 | 9.9307 | 9.9665 | 9.8613 | 9.6342 | 9.2914 | 9.3135 | 9.8832
|  | Transmission | Holistic Transition | Generation (TWh) | Base Load | Biomass | Biomass | 9.9839 | 23.6158 | 20.7451 | 16.0863 | 11.8595 | 10.716 | 6.3869 | 1.0487 | 1.0241 | 0.82917 | 0.89961 | 0.89843 | 0.89144 | 0.76769 | 0.7048 | 0.73867 | 0.54295 | 0.55016 | 0.47535 | 0.41158 | 0.37697 | 0.34877 | 0.48491 | 0.37203 | 0.35297 | 0.31035 | 0.24126
|  | Transmission | Holistic Transition | Generation (TWh) | Base Load | Biomass | Biomass CHP | 0.17322 | 0.42928 | 0.37305 | 0.32049 | 0.23676 | 0.25 | 0.16518 | 0.14409 | 0.13362 | 0.11357 | 0.12249 | 0.11472 | 0.1171 | 0.10565 | 0.092627 | 0.093561 | 0.06886 | 0.074121 | 0.0578 | 0.055474 | 0.0506 | 0.04466 | 0.057478 | 0.04917 | 0.047025 | 0.041085 | 0.031845
|  | Transmission | Holistic Transition | Generation (TWh) | Base Load | CCS Biomass | CCS Biomass | 0 | 0 | 0 | 0 | 0 | 0 | 3.4032 | 9.1115 | 14.7835 | 19.5404 | 19.5322 | 20.1534 | 20.5529 | 20.0676 | 20.3554 | 20.1813 | 20.2599 | 19.6863 | 20.9939 | 20.3931 | 20.3956 | 20.6338 | 20.5536 | 20.1672 | 20.0684 | 20.4765 | 20.66
|  | Transmission | Holistic Transition | Generation (TWh) | Base Load | Nuclear | Nuclear - Large | 42.6028 | 43.8684 | 42.2559 | 38.4307 | 25.8975 | 26.2758 | 30.6737 | 25.2355 | 29.2367 | 31.0648 | 29.5793 | 30.9957 | 22.7101 | 23.0661 | 33.0898 | 44.2497 | 43.4252 | 42.8578 | 43.6752 | 43.8173 | 44.6009 | 41.6087 | 44.9638 | 43.5806 | 45.063 | 45.4385 | 43.3434
|  | Transmission | Holistic Transition | Generation (TWh) | Base Load | Nuclear | Nuclear - Small | 0 | 0 | 0 | 0 | 0 | 0 | 0 | 0 | 0 | 0 | 3.3883 | 3.0731 | 6.0737 | 12.7367 | 15.3048 | 22.4063 | 23.2513 | 22.4891 | 25.1619 | 26.7413 | 30.6166 | 34.609 | 37.3835 | 40.0074 | 45.3395 | 46.9188 | 50.178
|  | Transmission | Holistic Transition | Generation (TWh) | Base Load | Waste | Waste | 0.46042 | 0.43298 | 0.42373 | 0.36323 | 0.36264 | 0.3265 | 0.22826 | 0.19009 | 0.18607 | 0.15563 | 0.16952 | 0.17385 | 0.18425 | 0.17723 | 0.16582 | 0.15117 | 0.13183 | 0.12728 | 0.14342 | 0.13184 | 0.14105 | 0.1412 | 0.12627 | 0.1415 | 0.13591 | 0.12867 | 0.12544
|  | Transmission | Holistic Transition | Generation (TWh) | Dispatchable | CCS Gas | CCS Gas | 0 | 0 | 0 | 0 | 0 | 1.027 | 2.5785 | 6.7361 | 14.7876 | 14.8134 | 13.8738 | 16.5822 | 25.7635 | 32.2149 | 31.2756 | 29.7142 | 38.3272 | 40.5427 | 40.0506 | 42.1211 | 42.7128 | 42.4004 | 44.5887 | 41.5261 | 41.1942 | 41.621 | 42.3809
|  | Transmission | Holistic Transition | Generation (TWh) | Dispatchable | Gas | CCGT | 81.6738 | 32.2428 | 27.5462 | 23.1404 | 27.642 | 22.5674 | 13.808 | 12.5247 | 8.8339 | 8.0826 | 9.3764 | 7.9932 | 7.4364 | 5.0694 | 5.1418 | 4.386 | 1.3025 | 1.2715 | 0.97623 | 1.0759 | 0.99402 | 0.61836 | 0.38596 | 0.25615 | 0.1473 | 0.15331 | 0
|  | Transmission | Holistic Transition | Generation (TWh) | Dispatchable | Gas | Gas CCGT CHP | 9.9993 | 10.0375 | 9.4687 | 9.5661 | 9.5775 | 9.482 | 9.5433 | 9.5278 | 2.0823 | 1.3263 | 1.3187 | 1.0978 | 1.1005 | 1.0938 | 1.1003 | 1.0978 | 1.099 | 1.0982 | 1.0936 | 1.1 | 0.89918 | 0.89496 | 0.8874 | 0.90044 | 0.89482 | 0 | 0
|  | Transmission | Holistic Transition | Generation (TWh) | Dispatchable | Gas | Gas Reciprocating Engines | 0 | 0 | 0 | 0 | 0 | 0 | 0 | 0.002756 | 0 | 0 | 0 | 0.011063 | 0 | 0.002996 | 0 | 0 | 0 | 0 | 0.015843 | 0 | 0 | 0 | 0.003653 | 0.003653 | 0.003653 | 0 | 0
|  | Transmission | Holistic Transition | Generation (TWh) | Dispatchable | Gas | OCGT | 0 | 0 | 0 | 0 | 0 | 0 | 0 | 0 | 0 | 0 | 0 | 0 | 0 | 0 | 0 | 0 | 0 | 0 | 0.032861 | 0 | 0 | 0 | 0.014457 | 0.015005 | 0.004896 | 0.0024 | 0
|  | Transmission | Holistic Transition | Generation (TWh) | Dispatchable | Hydrogen | Hydrogen | 0 | 0 | 0 | 0 | 0 | 0 | 0 | 0 | 0 | 0 | 0 | 0 | 0 | 0 | 0 | 0 | 0 | 1.8984 | 2.5946 | 3.8503 | 3.8995 | 4.8893 | 6.528 | 7.9176 | 8.0416 | 8.8919 | 7.5719
|  | Transmission | Holistic Transition | Generation (TWh) | Dispatchable | Hydrogen | Hydrogen Peaking | 0 | 0 | 0 | 0 | 0 | 0 | 0 | 0 | 0.076698 | 0.097983 | 0.14017 | 0.19057 | 0.096211 | 0.12331 | 0.332 | 0.17821 | 0.83383 | 0.58567 | 0.64159 | 0.44522 | 0.38385 | 0.32779 | 0.53339 | 0.42386 | 0.55872 | 0.66349 | 0.66317
|  | Transmission | Holistic Transition | Generation (TWh) | Dispatchable | Other Thermal | Diesel | 0 | 0 | 0 | 0 | 0 | 0 | 0 | 0 | 0 | 0 | 0 | 0 | 0 | 0 | 0 | 0 | 0 | 0 | 0.000431 | 0 | 0 | 0 | 0.000533 | 0 | 0.0008 | 0 | 0
|  | Transmission | Holistic Transition | Generation (TWh) | Dispatchable | Other Thermal | Fuel Oil | 0 | 0 | 0 | 0 | 0 | 0 | 0 | 0 | 0 | 0 | 0 | 0 | 0 | 0 | 0 | 0 | 0 | 0 | 0.00098 | 0 | 0 | 0 | 0.001502 | 0.000509 | 0.001624 | 0 | 0
|  | Transmission | Holistic Transition | Generation (TWh) | Renewable | Hydro | Hydro | 0.7492 | 0.7458 | 0.74557 | 0.7457 | 0.7493 | 0.74556 | 0.74575 | 0.74561 | 0.7492 | 0.74568 | 0.74568 | 0.74568 | 0.7492 | 0.74568 | 0.74568 | 0.74568 | 0.7492 | 0.74568 | 0.74568 | 0.74568 | 0.7492 | 0.74568 | 0.74601 | 0.74535 | 0.7492 | 0.74568 | 0.74568
|  | Transmission | Holistic Transition | Generation (TWh) | Renewable | Offshore Wind | Offshore Wind | 56.2515 | 58.1332 | 69.1203 | 89.1623 | 96.8726 | 123.1661 | 168.2296 | 208.841 | 241.6006 | 284.16 | 320.1145 | 340.4683 | 342.5912 | 348.9604 | 349.7573 | 357.8571 | 365.0062 | 374.3123 | 372.74 | 375.1399 | 378.5856 | 379.5044 | 383.9103 | 383.764 | 386.4336 | 389.9303 | 393.5293
|  | Transmission | Holistic Transition | Generation (TWh) | Renewable | Onshore Wind | Onshore Wind | 17.3826 | 18.8701 | 20.6046 | 24.9334 | 28.644 | 33.7106 | 40.9149 | 46.7427 | 50.7084 | 51.4947 | 51.2131 | 52.41 | 53.7735 | 52.3073 | 52.1403 | 52.1972 | 51.6064 | 51.2256 | 49.722 | 49.3103 | 48.8455 | 49.4357 | 50.7903 | 49.985 | 49.8276 | 49.0781 | 49.6849
|  | Transmission | Holistic Transition | Generation (TWh) | Renewable | Other Renewable | Marine | 0.024869 | 0.024869 | 0.024869 | 0.024869 | 0.024869 | 0.058933 | 0.22279 | 0.33693 | 0.51708 | 0.51708 | 0.51708 | 0.51708 | 0.51708 | 0.51708 | 0.51708 | 0.51708 | 0.51708 | 2.1862 | 2.1862 | 2.1862 | 2.1862 | 2.1862 | 2.1009 | 2.0991 | 2.1025 | 2.1055 | 2.0998
|  | Transmission | Holistic Transition | Generation (TWh) | Renewable | Solar PV | Solar PV | 0.16884 | 0.52358 | 1.2779 | 3.5286 | 5.0875 | 7.4415 | 9.2994 | 9.4675 | 9.3859 | 8.866 | 8.276 | 8.3619 | 9.0227 | 9.2166 | 9.3752 | 9.2637 | 14.0334 | 14.1734 | 14.2734 | 14.7233 | 14.8216 | 17.7606 | 17.7465 | 18.0901 | 18.1341 | 18.6123 | 18.4876
|  | Transmission | Holistic Transition | Generation (TWh) | Storage | Battery | Battery | 0.3494 | 1.0332 | 2.0665 | 3.6191 | 4.8487 | 9.1464 | 12.3257 | 16.639 | 18.8545 | 22.9183 | 27.4381 | 29.1051 | 27.454 | 27.2059 | 26.4672 | 26.5456 | 28.407 | 29.052 | 27.2728 | 26.2351 | 25.9905 | 24.115 | 23.3586 | 22.4724 | 20.9528 | 20.7862 | 21.3403
|  | Transmission | Holistic Transition | Generation (TWh) | Storage | Long Duration Energy Storage | Compressed Air | 0 | 0 | 0 | 0 | 0 | 0 | 0 | 0 | 0 | 0 | 0 | 0 | 0 | 0 | 1.0092 | 1.9444 | 3.0324 | 3.9602 | 4.795 | 5.6953 | 6.418 | 7.1583 | 7.1284 | 6.7174 | 6.7304 | 6.7299 | 6.8459
|  | Transmission | Holistic Transition | Generation (TWh) | Storage | Long Duration Energy Storage | Liquid Air | 0 | 0 | 0 | 0.018292 | 0.11838 | 0.21452 | 0.97255 | 1.7522 | 2.3542 | 3.0723 | 3.9726 | 4.5326 | 5.1994 | 5.4481 | 5.6262 | 6.0372 | 6.3612 | 6.269 | 5.8672 | 5.723 | 5.373 | 5.3693 | 5.3001 | 5.0709 | 4.8179 | 4.8579 | 5.0611
|  | Transmission | Holistic Transition | Generation (TWh) | Storage | Long Duration Energy Storage | Pumped Hydro | 0.43917 | 1.4448 | 1.9592 | 2.6158 | 2.7078 | 3.7843 | 6.9097 | 8.2675 | 9.8697 | 13.3199 | 16.0226 | 15.9436 | 15.2122 | 14.6731 | 14.5408 | 13.8385 | 14.7987 | 14.9651 | 14.0335 | 14.1774 | 14.3089 | 13.6015 | 13.8588 | 12.9245 | 12.8173 | 12.919 | 12.8518
|  | Transmission | Hydrogen Evolution | Generation (TWh) | Base Load | Biomass | Biomass | 9.9839 | 23.8755 | 21.6548 | 17.1837 | 12.8762 | 10.6425 | 8.8235 | 1.842 | 1.7287 | 1.5453 | 1.5257 | 1.4052 | 1.252 | 1.1629 | 1.1396 | 0.94578 | 0.87411 | 0.95615 | 0.82575 | 0.86169 | 0.77816 | 0.73474 | 0.85789 | 0.88189 | 0.8666 | 1.0939 | 1.0808
|  | Transmission | Hydrogen Evolution | Generation (TWh) | Base Load | Biomass | Biomass CHP | 0.17322 | 0.43407 | 0.39003 | 0.34146 | 0.25558 | 0.22843 | 0.20921 | 0.17279 | 0.1559 | 0.14553 | 0.14048 | 0.12842 | 0.11513 | 0.10951 | 0.10567 | 0.0847 | 0.078045 | 0.083275 | 0.07524 | 0.078485 | 0.072224 | 0.065253 | 0.076632 | 0.082214 | 0.080491 | 0.10265 | 0.096745
|  | Transmission | Hydrogen Evolution | Generation (TWh) | Base Load | CCS Biomass | CCS Biomass | 0 | 0 | 0 | 0 | 0 | 3.3978 | 4.509 | 9.1763 | 9.2775 | 9.2487 | 9.1039 | 9.2487 | 9.0643 | 9.1939 | 9.1039 | 9.0315 | 8.9034 | 9.2487 | 9.1039 | 9.4107 | 9.2775 | 9.3035 | 9.1039 | 9.0119 | 9.2051 | 9.4195 | 9.1831
|  | Transmission | Hydrogen Evolution | Generation (TWh) | Base Load | Nuclear | Nuclear - Large | 42.6028 | 43.8384 | 42.2858 | 40.8842 | 31.7253 | 23.8335 | 24.5987 | 25.3614 | 29.5166 | 31.3353 | 29.9375 | 31.3778 | 23.2606 | 23.3377 | 22.2555 | 33.3759 | 34.2891 | 35.6305 | 31.1801 | 35.7004 | 34.7758 | 43.1874 | 43.61 | 47.4648 | 44.6109 | 46.9629 | 44.8498
|  | Transmission | Hydrogen Evolution | Generation (TWh) | Base Load | Nuclear | Nuclear - Small | 0 | 0 | 0 | 0 | 0 | 0 | 0 | 0 | 0 | 0 | 3.4407 | 3.0877 | 3.0359 | 3.3514 | 2.9549 | 3.0127 | 6.4607 | 9.6559 | 9.4425 | 12.1649 | 15.7812 | 19.1254 | 18.1269 | 18.9181 | 24.8848 | 28.8847 | 28.3264
|  | Transmission | Hydrogen Evolution | Generation (TWh) | Base Load | Waste | Waste | 0.46042 | 0.43517 | 0.43772 | 0.38864 | 0.37401 | 0.58317 | 0.82115 | 0.94428 | 0.88508 | 0.81954 | 0.87643 | 0.82349 | 0.8895 | 0.83592 | 0.83963 | 0.67927 | 0.63944 | 0.82315 | 0.70784 | 0.71296 | 0.61994 | 0.63277 | 1.0471 | 0.92729 | 0.89971 | 0.9314 | 0.77096
|  | Transmission | Hydrogen Evolution | Generation (TWh) | Dispatchable | CCS Gas | CCS Gas | 0 | 0 | 0 | 0 | 0 | 2.842 | 5.2671 | 9.1425 | 16.0738 | 19.1775 | 29.2851 | 33.8927 | 43.2089 | 50.7613 | 50.8721 | 52.2246 | 63.9267 | 66.3641 | 78.3751 | 81.369 | 87.6442 | 90.4212 | 83.1076 | 90.683 | 93.1944 | 96.0863 | 94.1989
|  | Transmission | Hydrogen Evolution | Generation (TWh) | Dispatchable | Gas | CCGT | 81.6738 | 33.8895 | 31.2261 | 27.227 | 31.4328 | 29.1229 | 21.5923 | 14.7205 | 10.6285 | 9.2382 | 8.0235 | 5.8998 | 3.1217 | 2.9112 | 2.9584 | 2.4004 | 1.2271 | 1.5743 | 2.1832 | 2.249 | 2.7972 | 2.3864 | 2.7915 | 3.1281 | 3.0918 | 4.4189 | 4.392
|  | Transmission | Hydrogen Evolution | Generation (TWh) | Dispatchable | Gas | Gas CCGT CHP | 9.9993 | 10.0388 | 9.4819 | 9.5938 | 9.6066 | 9.5137 | 9.5937 | 3.4791 | 3.4702 | 2.0099 | 2.0085 | 2.0164 | 2.0303 | 2.006 | 2.0091 | 2.0103 | 2.0244 | 2.0235 | 2.006 | 2.0088 | 1.8739 | 1.6425 | 0.94562 | 0.95905 | 0.95317 | 0 | 0
|  | Transmission | Hydrogen Evolution | Generation (TWh) | Dispatchable | Gas | Gas Reciprocating Engines | 0 | 0 | 0 | 0 | 0 | 0 | 0 | 0 | 0 | 0 | 0 | 0 | 0 | 0 | 0 | 0 | 0 | 0 | 0 | 0 | 0.021932 | 0.022682 | 0 | 0 | 0 | 0.036 | 0.14912
|  | Transmission | Hydrogen Evolution | Generation (TWh) | Dispatchable | Gas | OCGT | 0 | 0 | 0 | 0 | 0 | 0 | 0 | 0 | 0 | 0 | 0 | 0 | 0 | 0 | 0 | 0 | 0 | 0 | 0 | 0 | 0.060932 | 0.045598 | 0 | 0 | 0 | 0.11021 | 0.34224
|  | Transmission | Hydrogen Evolution | Generation (TWh) | Dispatchable | Hydrogen | Hydrogen | 0 | 0 | 0 | 0 | 0 | 0 | 0 | 0 | 0 | 0 | 1.6404 | 3.7499 | 10.0308 | 11.0273 | 17.0351 | 20.6585 | 16.2175 | 17.5017 | 19.6994 | 19.4687 | 22.5465 | 22.033 | 25.2548 | 28.6975 | 26.1538 | 27.1392 | 24.3914
|  | Transmission | Hydrogen Evolution | Generation (TWh) | Dispatchable | Hydrogen | Hydrogen Peaking | 0 | 0 | 0 | 0 | 0 | 0 | 0 | 0.17909 | 1.9221 | 1.7444 | 1.9863 | 2.6644 | 2.663 | 3.18 | 3.0869 | 3.1829 | 2.4535 | 2.0806 | 2.0305 | 2.1251 | 1.661 | 1.4995 | 0.80913 | 1.5221 | 1.4771 | 1.716 | 1.9499
|  | Transmission | Hydrogen Evolution | Generation (TWh) | Dispatchable | Other Thermal | Diesel | 0 | 0 | 0 | 0 | 0 | 0 | 0 | 0 | 0 | 0 | 0 | 0 | 0 | 0 | 0 | 0 | 0 | 0 | 0 | 0 | 0.001712 | 0.001262 | 0 | 0 | 0 | 0.002952 | 0.009533
|  | Transmission | Hydrogen Evolution | Generation (TWh) | Dispatchable | Other Thermal | Fuel Oil | 0 | 0 | 0 | 0 | 0 | 0 | 0 | 0 | 0 | 0 | 0 | 0 | 0 | 0 | 0 | 0 | 0 | 0 | 0 | 0 | 0.00294 | 0.00308 | 0 | 0 | 0 | 0 | 0
|  | Transmission | Hydrogen Evolution | Generation (TWh) | Renewable | Hydro | Hydro | 0.7492 | 0.74578 | 0.74558 | 0.74581 | 0.74934 | 0.74541 | 0.7458 | 0.74556 | 0.7492 | 0.74568 | 0.74568 | 0.7457 | 0.74922 | 0.74564 | 0.74589 | 0.74548 | 0.7492 | 0.74568 | 0.74568 | 0.74585 | 0.74903 | 0.74568 | 0.74589 | 0.74548 | 0.7492 | 0.74589 | 0.74548
|  | Transmission | Hydrogen Evolution | Generation (TWh) | Renewable | Offshore Wind | Offshore Wind | 56.2515 | 58.1332 | 68.2871 | 88.5194 | 96.8726 | 112.6217 | 140.3791 | 194.692 | 216.7422 | 238.167 | 247.8005 | 302.0136 | 333.2718 | 335.3231 | 341.5874 | 349.9645 | 359.5448 | 364.7373 | 371.2486 | 371.1747 | 377.9697 | 377.5795 | 377.6349 | 378.2511 | 379.3847 | 378.9796 | 380.0937
|  | Transmission | Hydrogen Evolution | Generation (TWh) | Renewable | Onshore Wind | Onshore Wind | 17.3826 | 18.0838 | 19.2638 | 23.0975 | 26.9334 | 32.5161 | 38.3152 | 45.1058 | 49.6014 | 53.0576 | 54.9115 | 52.8263 | 54.7738 | 54.9751 | 58.2129 | 58.1712 | 58.2505 | 59.7781 | 58.459 | 59.9178 | 61.5368 | 62.0208 | 63.5992 | 64.0349 | 65.0315 | 65.593 | 67.018
|  | Transmission | Hydrogen Evolution | Generation (TWh) | Renewable | Other Renewable | Marine | 0.024869 | 0.024869 | 0.024869 | 0.024869 | 0.08086 | 0.29441 | 0.49307 | 0.68399 | 0.68399 | 0.68399 | 0.68399 | 0.68399 | 0.68399 | 0.68399 | 0.68399 | 0.68399 | 0.68399 | 0.68399 | 0.68399 | 0.65973 | 0.66372 | 0.66647 | 0.66713 | 0.66914 | 0.66997 | 0.66962 | 0.67451
|  | Transmission | Hydrogen Evolution | Generation (TWh) | Renewable | Solar PV | Solar PV | 0.16884 | 0.1757 | 0.86435 | 2.3128 | 3.9479 | 7.5205 | 9.1121 | 9.7649 | 10.8342 | 10.7352 | 11.0286 | 11.1546 | 11.9415 | 15.287 | 15.98 | 17.6323 | 17.681 | 18.2509 | 18.6143 | 19.1207 | 19.5776 | 24.2352 | 24.586 | 24.9051 | 25.2455 | 25.2796 | 25.3146
|  | Transmission | Hydrogen Evolution | Generation (TWh) | Storage | Battery | Battery | 0.3494 | 1.0681 | 1.7423 | 2.7564 | 3.6782 | 5.7251 | 9.0852 | 14.3918 | 15.6656 | 16.5099 | 15.4838 | 17.1947 | 18.2907 | 17.7653 | 16.8885 | 16.7489 | 16.9686 | 15.3496 | 14.6204 | 13.1366 | 10.9098 | 9.8427 | 9.5649 | 8.3308 | 7.8741 | 7.4159 | 6.786
|  | Transmission | Hydrogen Evolution | Generation (TWh) | Storage | Long Duration Energy Storage | Compressed Air | 0 | 0 | 0 | 0 | 0 | 0 | 0 | 0 | 0 | 0 | 0 | 0 | 0 | 0 | 0 | 0 | 0 | 0.76881 | 1.6213 | 2.0887 | 2.4292 | 3.1325 | 3.2276 | 3.813 | 4.33 | 3.6757 | 4.0303
|  | Transmission | Hydrogen Evolution | Generation (TWh) | Storage | Long Duration Energy Storage | Liquid Air | 0 | 0 | 0 | 0 | 0 | 0.036971 | 0.23733 | 0.60434 | 0.92997 | 1.1851 | 1.3949 | 1.8591 | 2.5231 | 2.6343 | 2.8892 | 3.4658 | 3.4062 | 2.9414 | 2.7099 | 2.3811 | 2.0297 | 2.0769 | 1.6889 | 1.6434 | 1.5654 | 1.3314 | 1.4898
|  | Transmission | Hydrogen Evolution | Generation (TWh) | Storage | Long Duration Energy Storage | Pumped Hydro | 0.43917 | 1.3149 | 1.778 | 2.4056 | 2.555 | 3.2622 | 4.1804 | 5.4508 | 7.091 | 9.3317 | 11.4247 | 11.3096 | 11.2883 | 11.042 | 10.4194 | 10.5594 | 10.3613 | 9.27 | 9.3433 | 8.431 | 7.6852 | 7.5396 | 6.7403 | 6.7061 | 6.6915 | 6.3839 | 6.5088
|  | Transmission | Ten Year Forecast | Generation (TWh) | Base Load | Biomass | Biomass | 2024: 9.9839; 2025: 21.2529; 2026: 17.9309; 2027: 9.6162; 2028: 7.1618; 2029: 6.0894; 2030: 5.3083; 2031: 3.8079; 2032: 2.6112; 2033: 1.7346; 2034: 1.6185; 2035: 1.1786
|  | Transmission | Ten Year Forecast | Generation (TWh) | Base Load | Biomass | Biomass CHP | 2024: 0.17322; 2025: 0.38247; 2026: 0.32018; 2027: 0.17995; 2028: 0.1459; 2029: 0.12141; 2030: 0.10648; 2031: 0.076859; 2032: 0.051755; 2033: 0.035677; 2034: 0.031618; 2035: 0.022197
|  | Transmission | Ten Year Forecast | Generation (TWh) | Base Load | CCS Biomass | CCS Biomass | 2024: 0; 2025: 0; 2026: 0; 2027: 0; 2028: 0; 2029: 0; 2030: 4.4773; 2031: 4.2018; 2032: 3.1805; 2033: 3.1543; 2034: 3.2171; 2035: 3.2334
|  | Transmission | Ten Year Forecast | Generation (TWh) | Base Load | Nuclear | Nuclear - Large | 2024: 42.6028; 2025: 43.7963; 2026: 42.3139; 2027: 38.7614; 2028: 26.0312; 2029: 26.5476; 2030: 31.1231; 2031: 26.1313; 2032: 30.0773; 2033: 31.5287; 2034: 30.5402; 2035: 31.6947
|  | Transmission | Ten Year Forecast | Generation (TWh) | Base Load | Waste | Waste | 2024: 0.46042; 2025: 0.43677; 2026: 0.44323; 2027: 0.41277; 2028: 0.42206; 2029: 0.39314; 2030: 0.35455; 2031: 0.3098; 2032: 0.29036; 2033: 0.27486; 2034: 0.29938; 2035: 0.30495
|  | Transmission | Ten Year Forecast | Generation (TWh) | Dispatchable | CCS Gas | CCS Gas | 2024: 0; 2025: 0; 2026: 0; 2027: 0; 2028: 0; 2029: 0; 2030: 2.1708; 2031: 5.739; 2032: 12.6542; 2033: 18.2819; 2034: 19.1831; 2035: 23.1425
|  | Transmission | Ten Year Forecast | Generation (TWh) | Dispatchable | Gas | CCGT | 2024: 81.6738; 2025: 35.8841; 2026: 38.1542; 2027: 43.2647; 2028: 53.2438; 2029: 51.6782; 2030: 44.6339; 2031: 34.2155; 2032: 31.3784; 2033: 26.1321; 2034: 30.7311; 2035: 30.5603
|  | Transmission | Ten Year Forecast | Generation (TWh) | Dispatchable | Gas | Gas CCGT CHP | 2024: 9.9993; 2025: 10.0491; 2026: 9.5188; 2027: 9.6394; 2028: 9.6965; 2029: 9.5953; 2030: 9.6539; 2031: 9.6288; 2032: 8.6443; 2033: 8.108; 2034: 8.5929; 2035: 8.1323
|  | Transmission | Ten Year Forecast | Generation (TWh) | Dispatchable | Gas | Gas Reciprocating Engines | 2024: 0; 2025: 0; 2026: 0; 2027: 0; 2028: 0.003475; 2029: 0; 2030: 0.039913; 2031: 0.025581; 2032: 0.024584; 2033: 0.019379; 2034: 0.016785; 2035: 0.077873
|  | Transmission | Ten Year Forecast | Generation (TWh) | Dispatchable | Gas | OCGT | 2024: 0; 2025: 0; 2026: 0; 2027: 0; 2028: 0.000891; 2029: 0; 2030: 0.066499; 2031: 0.062573; 2032: 0.041303; 2033: 0.050132; 2034: 0.029003; 2035: 0.20015
|  | Transmission | Ten Year Forecast | Generation (TWh) | Dispatchable | Hydrogen | Hydrogen Peaking | 2024: 0; 2025: 0; 2026: 0; 2027: 0; 2028: 0; 2029: 0; 2030: 0; 2031: 0.54683; 2032: 0.90711; 2033: 0.8873; 2034: 0.65628; 2035: 0.9419
|  | Transmission | Ten Year Forecast | Generation (TWh) | Dispatchable | Other Thermal | Diesel | 2024: 0; 2025: 0; 2026: 0; 2027: 0; 2028: 0; 2029: 0; 2030: 0; 2031: 0; 2032: 0; 2033: 0; 2034: 0; 2035: 0
|  | Transmission | Ten Year Forecast | Generation (TWh) | Dispatchable | Other Thermal | Fuel Oil | 2024: 0; 2025: 0; 2026: 0; 2027: 0; 2028: 0; 2029: 0; 2030: 0; 2031: 0; 2032: 0; 2033: 0; 2034: 0; 2035: 0
|  | Transmission | Ten Year Forecast | Generation (TWh) | Renewable | Hydro | Hydro | 2024: 0.7492; 2025: 0.74577; 2026: 0.74559; 2027: 0.74568; 2028: 0.74939; 2029: 0.74548; 2030: 0.74578; 2031: 0.74558; 2032: 0.7492; 2033: 0.74568; 2034: 0.74568; 2035: 0.76471
|  | Transmission | Ten Year Forecast | Generation (TWh) | Renewable | Offshore Wind | Offshore Wind | 2024: 56.2515; 2025: 58.1332; 2026: 64.5569; 2027: 86.3064; 2028: 96.2289; 2029: 114.2339; 2030: 138.403; 2031: 183.6479; 2032: 209.4494; 2033: 230.6111; 2034: 237.5015; 2035: 239.6277
|  | Transmission | Ten Year Forecast | Generation (TWh) | Renewable | Onshore Wind | Onshore Wind | 2024: 17.3826; 2025: 18.0838; 2026: 19.4627; 2027: 23.7903; 2028: 27.8444; 2029: 34.6005; 2030: 41.7518; 2031: 47.9187; 2032: 51.9282; 2033: 55.5722; 2034: 56.3292; 2035: 58.0194
|  | Transmission | Ten Year Forecast | Generation (TWh) | Renewable | Other Renewable | Marine | 2024: 0.024869; 2025: 0.024869; 2026: 0.024869; 2027: 0.024869; 2028: 0.024869; 2029: 0.041329; 2030: 0.28495; 2031: 0.51708; 2032: 0.51708; 2033: 0.51708; 2034: 0.51708; 2035: 0.51708
|  | Transmission | Ten Year Forecast | Generation (TWh) | Renewable | Solar PV | Solar PV | 2024: 0.16884; 2025: 0.2219; 2026: 1.157; 2027: 3.3225; 2028: 5.0925; 2029: 9.075; 2030: 10.9422; 2031: 11.1723; 2032: 12.1294; 2033: 12.7521; 2034: 13.0513; 2035: 13.4487
|  | Transmission | Ten Year Forecast | Generation (TWh) | Storage | Battery | Battery | 2024: 0.3494; 2025: 0.65225; 2026: 0.84406; 2027: 1.4608; 2028: 2.3303; 2029: 4.4492; 2030: 9.6143; 2031: 15.783; 2032: 18.2011; 2033: 20.4759; 2034: 19.644; 2035: 18.5935
|  | Transmission | Ten Year Forecast | Generation (TWh) | Storage | Long Duration Energy Storage | Liquid Air | 2024: 0; 2025: 0; 2026: 0; 2027: 0; 2028: 0; 2029: 0; 2030: 0.063239; 2031: 0.23923; 2032: 0.79816; 2033: 0.89855; 2034: 1.0331; 2035: 0.92076
|  | Transmission | Ten Year Forecast | Generation (TWh) | Storage | Long Duration Energy Storage | Pumped Hydro | 2024: 0.43917; 2025: 0.74398; 2026: 0.97525; 2027: 1.3479; 2028: 1.5004; 2029: 1.9035; 2030: 2.7543; 2031: 4.0342; 2032: 5.5507; 2033: 7.3433; 2034: 8.6439; 2035: 7.8506
|  | Non-Networked | Electric Engagement | Generation (TWh) | Renewable | Solar PV | Solar PV | 0 | 0 | 0 | 0 | 0 | 0 | 0 | 0 | 0 | 0 | 0 | 0.01 | 0.01 | 0.02 | 0.02 | 0.02 | 0.02 | 0.03 | 0.03 | 0.04 | 0.04 | 0.04 | 0.04 | 0.04 | 0.04 | 0.05 | 0.05
|  | Non-Networked | Hydrogen Evolution | Generation (TWh) | Renewable | Offshore Wind | Offshore Wind | 0 | 0 | 0 | 0 | 0 | 0.03 | 0.01 | 0.01 | 0.02 | 0.02 | 0.03 | 1.26 | 1.27 | 2.48 | 3.69 | 3.69 | 3.68 | 4.87 | 4.87 | 2.49 | 2.49 | 2.49 | 3.3 | 3.3 | 2.22 | 2.22 | 2.21
|  | Non-Networked | Holistic Transition | Generation (TWh) | Renewable | Offshore Wind | Offshore Wind | 0 | 0 | 0 | 0 | 0 | 0.08 | 0.01 | 0.48 | 0.01 | 0.01 | 0.01 | 0.12 | 0.62 | 1.26 | 1.47 | 0.43 | 0.69 | 0.59 | 0.62 | 1.37 | 1.34 | 0.81 | 1.34 | 1.35 | 1.62 | 1.69 | 1.68
|  | Non-Networked | Falling Behind | Generation (TWh) | Renewable | Solar PV | Solar PV | 0 | 0 | 0 | 0 | 0 | 0 | 0 | 0 | 0 | 0 | 0 | 0 | 0 | 0 | 0 | 0 | 0 | 0 | 0 | 0 | 0.01 | 0.01 | 0.01 | 0.01 | 0.01 | 0.01 | 0.01
|  | Non-Networked | Ten Year Forecast | Generation (TWh) | Renewable | Offshore Wind | Offshore Wind | 2024: 0; 2025: 0; 2026: 0; 2027: 0; 2028: 0; 2029: 0; 2030: 0; 2031: 0; 2032: 0.01; 2033: 0.01; 2034: 0.26; 2035: 0.56
|  | Transmission | Ten Year Forecast | Capacity (MW) | Storage | Long Duration Energy Storage | Compressed Air | 2024: 0; 2025: 0; 2026: 0; 2027: 0; 2028: 0; 2029: 0; 2030: 0; 2031: 0; 2032: 0; 2033: 0; 2034: 0; 2035: 0
|  | Transmission | Falling Behind | Capacity (MW) | Storage | Long Duration Energy Storage | Compressed Air | 0 | 0 | 0 | 0 | 0 | 0 | 0 | 0 | 0 | 0 | 0 | 0 | 0 | 0 | 0 | 0 | 0 | 0 | 0 | 0 | 0 | 0 | 0 | 0 | 0 | 0 | 0
|  | Transmission | Ten Year Forecast | Storage Capacity (GWh) | Storage | Long Duration Energy Storage | Compressed Air | 2024: 0; 2025: 0; 2026: 0; 2027: 0; 2028: 0; 2029: 0; 2030: 0; 2031: 0; 2032: 0; 2033: 0; 2034: 0; 2035: 0
|  | Transmission | Falling Behind | Storage Capacity (GWh) | Storage | Long Duration Energy Storage | Compressed Air | 0 | 0 | 0 | 0 | 0 | 0 | 0 | 0 | 0 | 0 | 0 | 0 | 0 | 0 | 0 | 0 | 0 | 0 | 0 | 0 | 0 | 0 | 0 | 0 | 0 | 0 | 0
|  | Transmission | Ten Year Forecast | Generation (TWh) | Storage | Long Duration Energy Storage | Compressed Air | 2024: 0; 2025: 0; 2026: 0; 2027: 0; 2028: 0; 2029: 0; 2030: 0; 2031: 0; 2032: 0; 2033: 0; 2034: 0; 2035: 0
|  | Transmission | Falling Behind | Generation (TWh) | Storage | Long Duration Energy Storage | Compressed Air | 0 | 0 | 0 | 0 | 0 | 0 | 0 | 0 | 0 | 0 | 0 | 0 | 0 | 0 | 0 | 0 | 0 | 0 | 0 | 0 | 0 | 0 | 0 | 0 | 0 | 0 | 0
|  | Both | Falling Behind | Curtailment including DACCS (TWh) | Renewable |  |  | 0 | 0 | 0.010766 | 0.017314 | 0.12795 | 0.33487 | 2.3498 | 8.4655 | 13.7566 | 16.9934 | 16.3575 | 18.0397 | 23.4687 | 32.353 | 41.5691 | 43.696 | 42.9457 | 42.5661 | 44.3196 | 42.7185 | 43.9975 | 42.5447 | 42.7425 | 42.5577 | 44.0805 | 42.9562 | 44.2123
|  | Both | Electric Engagement | Curtailment including DACCS (TWh) | Renewable |  |  | 0 | 0 | 0.073351 | 0.28043 | 0.71239 | 2.1056 | 12.1575 | 15.6678 | 21.4781 | 22.5342 | 24.0607 | 26.6063 | 27.713 | 31.5514 | 29.3727 | 34.6732 | 38.1211 | 31.8507 | 36.7551 | 31.5929 | 33.351 | 36.9292 | 36.7322 | 36.2233 | 32.8254 | 35.49 | 38.1065
|  | Both | Holistic Transition | Curtailment including DACCS (TWh) | Renewable |  |  | 0 | 0 | 0.096476 | 0.3283 | 0.5789 | 2.2094 | 12.4091 | 19.8014 | 24.0356 | 29.2257 | 36.4498 | 40.1963 | 35.4715 | 38.0755 | 36.4788 | 37.6373 | 42.1326 | 41.0519 | 44.1474 | 42.6721 | 43.3393 | 44.5894 | 44.2384 | 44.4316 | 45.6506 | 44.3754 | 45.8573
|  | Both | Hydrogen Evolution | Curtailment including DACCS (TWh) | Renewable |  |  | 0 | 0 | 0.06 | 0.24 | 0.5 | 1.48 | 9.2 | 18.83 | 22.07 | 23.21 | 22.99 | 33.99 | 33.19 | 34.05 | 31.39 | 30.36 | 32.01 | 25.77 | 24.84 | 20.52 | 16.62 | 16.18 | 14.15 | 11.34 | 9.02 | 7.18 | 4.54
|  | Both | Ten Year Forecast | Curtailment including DACCS (TWh) | Renewable |  |  | 2024: 0; 2025: 0; 2026: 0.028304; 2027: 0.19574; 2028: 0.43039; 2029: 1.2516; 2030: 7.3708; 2031: 16.6774; 2032: 21.1019; 2033: 22.1186; 2034: 24.7352; 2035: 23.6538
|  | Both | Falling Behind | Demand (TWh) | Demand | DACCS | DACCS electrical demand | 0 | 0 | 0 | 0 | 0 | 0 | 0 | 0 | 0 | 0 | 0 | 0 | 0 | 0 | 0 | 0 | 0 | 0 | 0 | 0 | 0 | 0 | 0 | 0 | 0 | 0 | 0
|  | Both | Electric Engagement | Demand (TWh) | Demand | DACCS | DACCS electrical demand | 0 | 0 | 0 | 0 | 0 | 0 | 0 | 0 | 0 | 0.28176 | 0.54802 | 0.82589 | 1.6034 | 2.5705 | 3.6261 | 4.7134 | 5.9496 | 7.6548 | 8.937 | 10.0343 | 11.0402 | 12.0173 | 13.3257 | 14.5698 | 15.8047 | 16.9897 | 17.8284
|  | Both | Holistic Transition | Demand (TWh) | Demand | DACCS | DACCS electrical demand | 0 | 0 | 0 | 0 | 0 | 0 | 0 | 0 | 0 | 0.28176 | 0.54802 | 0.82589 | 1.6034 | 2.5705 | 3.6261 | 4.7134 | 5.9496 | 7.6548 | 8.937 | 10.0343 | 11.0402 | 12.0173 | 13.3257 | 14.5698 | 15.8047 | 16.9897 | 17.8284
|  | Both | Hydrogen Evolution | Demand (TWh) | Demand | DACCS | DACCS electrical demand | 0 | 0 | 0 | 0 | 0 | 0 | 0 | 0 | 0 | 0.06 | 0.11 | 0.23 | 0.44 | 0.78 | 1.07 | 1.46 | 1.87 | 2.37 | 2.87 | 3.37 | 3.85 | 4.28 | 4.79 | 5.27 | 5.76 | 6.28 | 6.77
|  | Both | Ten Year Forecast | Demand (TWh) | Demand | DACCS | DACCS electrical demand | 2024: 0; 2025: 0; 2026: 0; 2027: 0; 2028: 0; 2029: 0; 2030: 0; 2031: 0; 2032: 0; 2033: 0; 2034: 0; 2035: 0
|  | Both | Holistic Transition | Curtailment (TWh) | Renewable | Offshore Wind | Offshore Wind | 0 | 0 | 0 | 0 | 0 | 0 | 0.70205 | 1.1565 | 1.3383 | 1.6142 | 2.2529 | 3.5659 | 3.0954 | 5.7594 | 6.3242 | 6.9705 | 8.9214 | 8.9825 | 10.5121 | 11.8726 | 13.0347 | 16.6708 | 18.1502 | 19.5581 | 23.0182 | 23.0949 | 23.7585
|  | Both | Holistic Transition | Curtailment (TWh) | Renewable | Onshore Wind | Onshore Wind | 0 | 0 | 0.082437 | 0.19175 | 0.29451 | 1.2513 | 5.9155 | 9.3004 | 10.8959 | 13.2061 | 15.8228 | 18.0053 | 16.7872 | 18.4646 | 18.3615 | 19.2537 | 20.32 | 20.8627 | 23.6447 | 23.4461 | 23.8688 | 23.0168 | 22.4279 | 22.9744 | 22.4746 | 23.5727 | 23.5837
|  | Both | Holistic Transition | Curtailment (TWh) | Renewable | Solar PV | Solar PV | 0 | 0 | 0.014039 | 0.13655 | 0.28439 | 0.95815 | 5.7915 | 9.3445 | 11.8013 | 14.6872 | 18.9221 | 19.451 | 17.1924 | 16.422 | 15.4192 | 16.1265 | 18.8408 | 18.8615 | 18.9276 | 17.3878 | 17.4761 | 16.9191 | 16.9859 | 16.4689 | 15.9625 | 14.6975 | 16.3434
|  | Both | Electric Engagement | Curtailment (TWh) | Renewable | Offshore Wind | Offshore Wind | 0 | 0 | 0 | 0 | 0 | 0 | 0.70652 | 0.84968 | 1.2853 | 1.2353 | 1.2386 | 2.0484 | 2.303 | 4.5577 | 5.0466 | 6.3086 | 8.4575 | 7.2025 | 8.9749 | 9.3548 | 10.662 | 14.4374 | 15.5603 | 16.654 | 17.6237 | 19.073 | 20.0901
|  | Both | Electric Engagement | Curtailment (TWh) | Renewable | Onshore Wind | Onshore Wind | 0 | 0 | 0.066478 | 0.19262 | 0.41203 | 1.117 | 5.678 | 7.3177 | 9.6709 | 10.4701 | 11.0198 | 12.3417 | 13.8143 | 15.7591 | 15.5749 | 18.133 | 20.5032 | 18.4936 | 21.8283 | 19.7153 | 20.4449 | 21.228 | 20.4906 | 20.8377 | 18.6439 | 20.4244 | 21.564
|  | Both | Electric Engagement | Curtailment (TWh) | Renewable | Solar PV | Solar PV | 0 | 0 | 0.006873 | 0.087815 | 0.30035 | 0.98856 | 5.773 | 7.5004 | 10.5219 | 11.1106 | 12.3503 | 13.0421 | 13.1991 | 13.8051 | 12.3772 | 14.945 | 15.11 | 13.8094 | 14.8888 | 12.5572 | 13.2844 | 13.2812 | 14.007 | 13.3014 | 12.3625 | 12.9824 | 14.2808
|  | Both | Hydrogen Evolution | Curtailment (TWh) | Renewable | Offshore Wind | Offshore Wind | 0 | 0 | 0 | 0 | 0 | 0 | 0.47596 | 1.1928 | 1.5158 | 1.4972 | 1.4895 | 5.1004 | 4.7104 | 5.6814 | 5.4976 | 5.4335 | 6.881 | 5.6781 | 5.7118 | 5.6805 | 4.9618 | 5.9343 | 5.8546 | 5.1612 | 4.5971 | 4.37 | 3.1957
|  | Both | Hydrogen Evolution | Curtailment (TWh) | Renewable | Onshore Wind | Onshore Wind | 0 | 0 | 0.051534 | 0.17641 | 0.30667 | 0.71153 | 4.6636 | 8.4955 | 10.343 | 11.0223 | 10.9291 | 16.6434 | 16.9941 | 16.6037 | 15.0511 | 14.827 | 15.1718 | 12.6176 | 13.3911 | 11.2093 | 9.7101 | 8.9274 | 8.2338 | 7.5216 | 7.0808 | 6.368 | 5.6871
|  | Both | Hydrogen Evolution | Curtailment (TWh) | Renewable | Solar PV | Solar PV | 0 | 0 | 0.00509 | 0.062293 | 0.19243 | 0.77264 | 4.0603 | 9.1415 | 10.2138 | 10.7469 | 10.6859 | 12.4669 | 11.9244 | 12.5534 | 11.9077 | 11.5645 | 11.8225 | 9.841 | 8.6004 | 6.9933 | 5.7974 | 5.6061 | 4.8511 | 3.9308 | 3.1077 | 2.7198 | 2.4275
|  | Both | Falling Behind | Curtailment (TWh) | Renewable | Offshore Wind | Offshore Wind | 0 | 0 | 0 | 0 | 0 | 0 | 0.19271 | 0.84588 | 1.3988 | 1.5586 | 1.287 | 2.067 | 3.6727 | 8.3955 | 12.7817 | 13.8472 | 14.0395 | 13.4247 | 14.101 | 13.9609 | 14.8647 | 15.8871 | 16.6538 | 16.8119 | 19.0031 | 17.9986 | 18.6848
|  | Both | Falling Behind | Curtailment (TWh) | Renewable | Onshore Wind | Onshore Wind | 0 | 0 | 0.010096 | 0.011688 | 0.080118 | 0.18236 | 1.2767 | 4.4632 | 7.1302 | 8.9251 | 8.9087 | 9.4213 | 12.6563 | 16.3232 | 20.0637 | 20.7302 | 19.8549 | 20.018 | 20.3933 | 19.5569 | 19.9317 | 18.2344 | 17.8924 | 17.5884 | 17.5027 | 17.3311 | 17.6331
|  | Both | Falling Behind | Curtailment (TWh) | Renewable | Solar PV | Solar PV | 0 | 0 | 0.00067 | 0.005626 | 0.047828 | 0.15251 | 0.88035 | 3.1565 | 5.2276 | 6.5097 | 6.1618 | 6.5515 | 7.1398 | 7.6344 | 8.7237 | 9.1186 | 9.0513 | 9.1234 | 9.8253 | 9.2007 | 9.2011 | 8.4233 | 8.1963 | 8.1574 | 7.5746 | 7.6265 | 7.8945
|  | Both | Ten Year Forecast | Curtailment (TWh) | Renewable | Offshore Wind | Offshore Wind | 2024: 0; 2025: 0; 2026: 0; 2027: 0; 2028: 0; 2029: 0.010413; 2030: 0.48064; 2031: 1.5909; 2032: 2.0624; 2033: 1.9384; 2034: 3.0754; 2035: 3.131
|  | Both | Ten Year Forecast | Curtailment (TWh) | Renewable | Onshore Wind | Onshore Wind | 2024: 0; 2025: 0; 2026: 0.02385; 2027: 0.12695; 2028: 0.27086; 2029: 0.72883; 2030: 4.3673; 2031: 9.496; 2032: 12.0821; 2033: 12.5893; 2034: 14.2531; 2035: 13.7197
|  | Both | Ten Year Forecast | Curtailment (TWh) | Renewable | Solar PV | Solar PV | 2024: 0; 2025: 0; 2026: 0.004454; 2027: 0.06879; 2028: 0.15953; 2029: 0.51232; 2030: 2.5228; 2031: 5.5905; 2032: 6.9574; 2033: 7.591; 2034: 7.4067; 2035: 6.8031
|  | Distributed | Falling Behind | Consumption (TWh) | Storage | Battery | Battery | 0.43885 | 0.68484 | 0.72718 | 0.89629 | 1.4177 | 2.1216 | 2.8467 | 5.8202 | 7.9876 | 8.9711 | 9.3589 | 9.4714 | 10.717 | 11.4276 | 12.8397 | 13.2047 | 12.8944 | 12.6358 | 12.6201 | 11.4315 | 11.3936 | 10.3236 | 9.8406 | 9.2437 | 8.5005 | 8.3219 | 8.3682

## ES2
ES2: European electricity supply data table
Return to: Main Menu
Return to: Data table contents
Notes: | This data sets out our electricity installed capacity and annual demand assumptions for European countries as included in our pan-European dispatch model.
We worked with Energy Exemplar and Baringa to develop the two European scenarios. This included the co-creation of a set of modelling assumptions to align with the FES framework.
Where possible we have replicated the format of our ES1 (Great Britain) data table.
Data table includes multiple variables as indicated in "Variable" column.
If a row is zero for any scenario it has been omitted.
The Demand Total subtype includes all load categories, including domestic load, battery load, electrolysis load, electric vehicle (EV) load and losses.
This data reflects what was utilised in our market modelling for FES25. Since the conclusion of our analysis, we were provided with updated demand for SEM as the original demand level was understated. Subsequent analysis showed that the impact of the updated SEM demand on GB is negligible. For updated SEM demands, please contact us at the FES mailbox.
| Country | EU Scenario | FES Pathway Alignment | Variable | Category | Type | SubType | 2024 | 2025 | 2026 | 2027 | 2028 | 2029 | 2030 | 2031 | 2032 | 2033 | 2034 | 2035 | 2036 | 2037 | 2038 | 2039 | 2040 | 2041 | 2042 | 2043 | 2044 | 2045 | 2046 | 2047 | 2048 | 2049 | 2050
| Austria | EU Green | Holistic Transition, Electric Engagement | Capacity (MW) | Storage | Storage | Battery | 150 | 150 | 350 | 550 | 800 | 1000 | 1200 | 1250 | 1300 | 1300 | 1350 | 1400 | 1450 | 1500 | 1550 | 1600 | 1650 | 1650 | 1650 | 1700 | 1700 | 1700 | 1750 | 1850 | 1900 | 2000 | 2050
| Austria | EU Green | Holistic Transition, Electric Engagement | Capacity (MW) | Renewable | Biomass | Biomass | 410 | 410 | 410 | 410 | 410 | 410 | 0 | 0 | 0 | 0 | 0 | 0 | 0 | 0 | 0 | 0 | 0 | 0 | 0 | 0 | 0 | 0 | 0 | 0 | 0 | 0 | 0
| Austria | EU Green | Holistic Transition, Electric Engagement | Capacity (MW) | Low Carbon | CCS | Biomass CCS | 0 | 0 | 0 | 0 | 0 | 0 | 0 | 0 | 0 | 0 | 0 | 0 | 0 | 0 | 0 | 0 | 0 | 0 | 0 | 0 | 0 | 0 | 0 | 0 | 200 | 200 | 200
| Austria | EU Green | Holistic Transition, Electric Engagement | Capacity (MW) | Thermal | Gas | Fossil Gas | 4320.9 | 4295.9 | 4067.9 | 3889.9 | 3775.9 | 3550.9 | 3378.9 | 3727.2 | 3841.2 | 3812.2 | 3812.2 | 3926.2 | 3876.2 | 3876.2 | 3732.2 | 3674.2 | 3726 | 3726 | 3840 | 3954 | 3954 | 4068 | 3954 | 3954 | 3840 | 3840 | 3726
| Austria | EU Green | Holistic Transition, Electric Engagement | Capacity (MW) | Thermal | Other Thermal | Fossil Oil | 164 | 164 | 164 | 164 | 164 | 164 | 164 | 164 | 164 | 164 | 164 | 164 | 164 | 164 | 164 | 164 | 0 | 0 | 0 | 0 | 0 | 0 | 0 | 0 | 0 | 0 | 0
| Austria | EU Green | Holistic Transition, Electric Engagement | Capacity (MW) | Low Carbon | Low Carbon | Hydrogen | 0 | 0 | 0 | 0 | 0 | 0 | 0 | 300 | 1300 | 1800 | 2400 | 3400 | 4000 | 4500 | 5600 | 6100 | 6600 | 6600 | 6500 | 6500 | 6400 | 6300 | 6400 | 6400 | 6500 | 6500 | 6600
| Austria | EU Green | Holistic Transition, Electric Engagement | Capacity (MW) | Renewable | Other Renewables | Other RES | 0 | 0 | 0 | 0 | 0 | 0 | 293 | 293 | 293 | 293 | 293 | 293 | 293 | 293 | 293 | 293 | 293 | 293 | 293 | 293 | 293 | 293 | 293 | 293 | 293 | 293 | 293
| Austria | EU Green | Holistic Transition, Electric Engagement | Capacity (MW) | Storage | Storage | Pumped Hydro | 4239.8 | 4239.8 | 4239.8 | 4239.8 | 4239.8 | 4239.8 | 4239.8 | 4239.8 | 4239.8 | 4239.8 | 4239.8 | 4239.8 | 4239.8 | 4239.8 | 4239.8 | 4239.8 | 4239.8 | 4239.8 | 4239.8 | 4239.8 | 4239.8 | 4239.8 | 4239.8 | 4239.8 | 4239.8 | 4239.8 | 4239.8
| Austria | EU Green | Holistic Transition, Electric Engagement | Capacity (MW) | Renewable | Hydro | Run-of-river Hydro | 8403.2 | 8433.6 | 8464 | 8494.4 | 8524.8 | 8555.2 | 8585.6 | 8624.9 | 8664.2 | 8703.5 | 8742.8 | 8782.1 | 8821.4 | 8860.7 | 8900 | 8939.3 | 8978.8 | 8978.8 | 8978.8 | 8978.8 | 8978.8 | 8978.8 | 8978.8 | 8978.8 | 8978.8 | 8978.8 | 8978.8
| Austria | EU Green | Holistic Transition, Electric Engagement | Capacity (MW) | Renewable | Solar | Solar PV | 7243 | 8243 | 10586 | 12929 | 15272 | 17615 | 19958 | 22809 | 25659 | 28509 | 31359 | 34209 | 35241 | 36273 | 37305 | 38337 | 39369 | 42040 | 44711 | 47382 | 50053 | 52724 | 55395 | 58066 | 60738 | 63409 | 66080
| Austria | EU Green | Holistic Transition, Electric Engagement | Capacity (MW) | Renewable | Onshore Wind | Wind Onshore | 4144 | 4494 | 5590 | 6686 | 7783 | 8879 | 9976 | 10880 | 11784 | 12688 | 13592 | 14496 | 15064 | 15632 | 16200 | 16768 | 17336 | 17904 | 18472 | 19040 | 19608 | 20176 | 20744 | 21312 | 21880 | 22448 | 23016
| Austria | EU Green | Holistic Transition, Electric Engagement | Capacity (MW) | Low Carbon | CCS | CCS Gas | 0 | 0 | 0 | 0 | 0 | 0 | 0 | 0 | 0 | 0 | 500 | 500 | 500 | 500 | 500 | 500 | 500 | 500 | 500 | 500 | 500 | 500 | 500 | 500 | 1000 | 1000 | 1000
| Austria | EU Central | Falling Behind, 10YF | Capacity (MW) | Storage | Storage | Battery | 150 | 150 | 250 | 350 | 450 | 550 | 650 | 750 | 800 | 850 | 900 | 950 | 1000 | 1050 | 1100 | 1200 | 1250 | 1250 | 1300 | 1300 | 1300 | 1350 | 1400 | 1500 | 1550 | 1650 | 1700
| Austria | EU Central | Falling Behind, 10YF | Capacity (MW) | Renewable | Biomass | Biomass | 410 | 410 | 410 | 410 | 410 | 410 | 0 | 0 | 0 | 0 | 0 | 0 | 0 | 0 | 0 | 0 | 0 | 0 | 0 | 0 | 0 | 0 | 0 | 0 | 0 | 0 | 0
| Austria | EU Central | Falling Behind, 10YF | Capacity (MW) | Low Carbon | CCS | Biomass CCS | 0 | 0 | 0 | 0 | 0 | 0 | 0 | 0 | 0 | 0 | 0 | 0 | 0 | 0 | 0 | 0 | 0 | 0 | 0 | 0 | 0 | 0 | 0 | 0 | 0 | 0 | 0
| Austria | EU Central | Falling Behind, 10YF | Capacity (MW) | Thermal | Gas | Fossil Gas | 3258.9 | 3155.9 | 3155.9 | 3205.9 | 3205.9 | 2980.9 | 2580.9 | 2131.2 | 2131.2 | 2102.2 | 2102.2 | 2102.2 | 2052.2 | 2052.2 | 1652.2 | 824.2 | 420 | 420 | 420 | 420 | 420 | 420 | 420 | 420 | 420 | 420 | 420
| Austria | EU Central | Falling Behind, 10YF | Capacity (MW) | Thermal | Other Thermal | Fossil Oil | 164 | 164 | 164 | 164 | 164 | 164 | 164 | 164 | 164 | 164 | 164 | 164 | 164 | 164 | 164 | 164 | 0 | 0 | 0 | 0 | 0 | 0 | 0 | 0 | 0 | 0 | 0
| Austria | EU Central | Falling Behind, 10YF | Capacity (MW) | Low Carbon | Low Carbon | Hydrogen | 0 | 0 | 0 | 0 | 0 | 0 | 0 | 0 | 0 | 0 | 0 | 0 | 0 | 100 | 100 | 100 | 200 | 600 | 800 | 1200 | 1900 | 2000 | 2000 | 2000 | 2000 | 2000 | 2000
| Austria | EU Central | Falling Behind, 10YF | Capacity (MW) | Renewable | Other Renewables | Other RES | 0 | 0 | 0 | 0 | 0 | 0 | 293 | 293 | 293 | 293 | 293 | 293 | 293 | 293 | 293 | 293 | 293 | 293 | 293 | 293 | 293 | 293 | 293 | 293 | 293 | 293 | 293
| Austria | EU Central | Falling Behind, 10YF | Capacity (MW) | Storage | Storage | Pumped Hydro | 4239.8 | 4239.8 | 4239.8 | 4239.8 | 4239.8 | 4239.8 | 4239.8 | 4239.8 | 4239.8 | 4239.8 | 4239.8 | 4239.8 | 4239.8 | 4239.8 | 4239.8 | 4239.8 | 4239.8 | 4239.8 | 4239.8 | 4239.8 | 4239.8 | 4239.8 | 4239.8 | 4239.8 | 4239.8 | 4239.8 | 4239.8
| Austria | EU Central | Falling Behind, 10YF | Capacity (MW) | Renewable | Hydro | Run-of-river Hydro | 8403.2 | 8433.6 | 8464 | 8494.4 | 8524.8 | 8555.2 | 8585.6 | 8624.9 | 8664.2 | 8703.5 | 8742.8 | 8782.1 | 8821.4 | 8860.7 | 8900 | 8939.3 | 8978.8 | 8978.8 | 8978.8 | 8978.8 | 8978.8 | 8978.8 | 8978.8 | 8978.8 | 8978.8 | 8978.8 | 8978.8
| Austria | EU Central | Falling Behind, 10YF | Capacity (MW) | Renewable | Solar | Solar PV | 7243 | 8243 | 8889 | 9534 | 10179 | 10825 | 11470 | 11606 | 11742 | 11878 | 12014 | 12150 | 13164 | 14178 | 15192 | 16206 | 17220 | 17501 | 17782 | 18063 | 18344 | 18625 | 18906 | 19187 | 19468 | 19749 | 20030
| Austria | EU Central | Falling Behind, 10YF | Capacity (MW) | Renewable | Onshore Wind | Wind Onshore | 4144 | 4494 | 5329 | 6164 | 7000 | 7835 | 8708 | 9248 | 9788 | 10328 | 10868 | 11408 | 12272 | 13136 | 14000 | 14864 | 15728 | 16172 | 16616 | 17060 | 17504 | 17948 | 18392 | 18836 | 19280 | 19724 | 20168
| Austria | EU Central | Falling Behind, 10YF | Capacity (MW) | Low Carbon | CCS | CCS Gas | 0 | 0 | 0 | 0 | 0 | 0 | 0 | 0 | 0 | 0 | 0 | 0 | 0 | 0 | 0 | 0 | 0 | 0 | 0 | 0 | 0 | 0 | 0 | 0 | 0 | 0 | 500
| Austria | EU Blue | Hydrogen Evolution | Capacity (MW) | Storage | Storage | Battery | 150 | 150 | 250 | 350 | 450 | 550 | 650 | 700 | 750 | 850 | 900 | 950 | 1000 | 1050 | 1150 | 1200 | 1250 | 1250 | 1300 | 1300 | 1350 | 1350 | 1450 | 1500 | 1600 | 1650 | 1750
| Austria | EU Blue | Hydrogen Evolution | Capacity (MW) | Renewable | Biomass | Biomass | 410 | 410 | 410 | 410 | 410 | 410 | 0 | 0 | 0 | 0 | 0 | 0 | 0 | 0 | 0 | 0 | 0 | 0 | 0 | 0 | 0 | 0 | 0 | 0 | 0 | 0 | 0
| Austria | EU Blue | Hydrogen Evolution | Capacity (MW) | Low Carbon | CCS | Biomass CCS | 0 | 0 | 0 | 0 | 0 | 0 | 0 | 0 | 0 | 0 | 0 | 0 | 0 | 0 | 0 | 0 | 0 | 0 | 0 | 0 | 0 | 0 | 0 | 0 | 200 | 200 | 200
| Austria | EU Blue | Hydrogen Evolution | Capacity (MW) | Thermal | Gas | Fossil Gas | 4284.9 | 4295.9 | 4295.9 | 4231.9 | 4117.9 | 4120.9 | 4062.9 | 3727.2 | 3385.2 | 3128.2 | 2786.2 | 2444.2 | 2280.2 | 2166.2 | 2108.2 | 1964.2 | 1788 | 1446 | 1104 | 762 | 420 | 0 | 0 | 0 | 0 | 0 | 0
| Austria | EU Blue | Hydrogen Evolution | Capacity (MW) | Thermal | Other Thermal | Fossil Oil | 164 | 164 | 164 | 164 | 164 | 164 | 164 | 164 | 164 | 164 | 164 | 164 | 164 | 164 | 164 | 164 | 0 | 0 | 0 | 0 | 0 | 0 | 0 | 0 | 0 | 0 | 0
| Austria | EU Blue | Hydrogen Evolution | Capacity (MW) | Low Carbon | Low Carbon | Hydrogen | 0 | 0 | 0 | 0 | 0 | 0 | 0 | 0 | 0 | 0 | 0 | 0 | 0 | 0 | 0 | 0 | 0 | 0 | 500 | 500 | 500 | 500 | 1000 | 1000 | 1000 | 1000 | 1000
| Austria | EU Blue | Hydrogen Evolution | Capacity (MW) | Renewable | Other Renewables | Other RES | 0 | 0 | 0 | 0 | 0 | 0 | 293 | 293 | 293 | 293 | 293 | 293 | 293 | 293 | 293 | 293 | 293 | 293 | 293 | 293 | 293 | 293 | 293 | 293 | 293 | 293 | 293
| Austria | EU Blue | Hydrogen Evolution | Capacity (MW) | Storage | Storage | Pumped Hydro | 4239.8 | 4239.8 | 4239.8 | 4239.8 | 4239.8 | 4239.8 | 4239.8 | 4239.8 | 4239.8 | 4239.8 | 4239.8 | 4239.8 | 4239.8 | 4239.8 | 4239.8 | 4239.8 | 4239.8 | 4239.8 | 4239.8 | 4239.8 | 4239.8 | 4239.8 | 4239.8 | 4239.8 | 4239.8 | 4239.8 | 4239.8
| Austria | EU Blue | Hydrogen Evolution | Capacity (MW) | Renewable | Hydro | Run-of-river Hydro | 8403.2 | 8433.6 | 8464 | 8494.4 | 8524.8 | 8555.2 | 8585.6 | 8624.9 | 8664.2 | 8703.5 | 8742.8 | 8782.1 | 8821.4 | 8860.7 | 8900 | 8939.3 | 8978.8 | 8978.8 | 8978.8 | 8978.8 | 8978.8 | 8978.8 | 8978.8 | 8978.8 | 8978.8 | 8978.8 | 8978.8
| Austria | EU Blue | Hydrogen Evolution | Capacity (MW) | Renewable | Solar | Solar PV | 7243 | 8243 | 10875 | 13507 | 16139 | 18770 | 21402 | 23604 | 25806 | 28008 | 30211 | 32413 | 33445 | 34477 | 35509 | 36541 | 37573 | 38986 | 40399 | 41813 | 43226 | 44640 | 46051 | 47462 | 48874 | 50285 | 51697
| Austria | EU Blue | Hydrogen Evolution | Capacity (MW) | Renewable | Onshore Wind | Wind Onshore | 4144 | 4494 | 5446 | 6399 | 7351 | 8304 | 9257 | 10161 | 11065 | 11969 | 12873 | 13777 | 14345 | 14913 | 15481 | 16049 | 16617 | 17185 | 17753 | 18321 | 18889 | 19457 | 19883 | 20309 | 20735 | 21161 | 21587
| Austria | EU Blue | Hydrogen Evolution | Capacity (MW) | Low Carbon | CCS | CCS Gas | 0 | 0 | 0 | 0 | 0 | 0 | 0 | 0 | 0 | 0 | 0 | 0 | 0 | 0 | 0 | 0 | 0 | 0 | 0 | 0 | 0 | 0 | 0 | 0 | 0 | 0 | 0
| Austria | EU Green | Holistic Transition | Demand (TWh) | Demand | Demand | Demand Total (TWh) | 69.5 | 72.3 | 76.1 | 80.6 | 85 | 89 | 91.9 | 99.1 | 107.5 | 114.7 | 122.5 | 131.1 | 136.8 | 141.1 | 145.7 | 150.6 | 153.2 | 153.9 | 155.2 | 156.2 | 157.6 | 157.7 | 158.4 | 159.2 | 160.1 | 160.4 | 160.8
| Austria | EU Green | Electric Engagement | Demand (TWh) | Demand | Demand | Demand Total (TWh) | 69.5 | 72.3 | 76.1 | 80.6 | 85 | 89.1 | 91.9 | 99.3 | 107.4 | 114.7 | 122.4 | 131 | 136.8 | 141.1 | 145.6 | 150.6 | 153.1 | 153.8 | 155.2 | 156.2 | 157.5 | 157.7 | 158.4 | 159.2 | 160.2 | 160.4 | 160.8
| Austria | EU Blue | Hydrogen Evolution | Demand (TWh) | Demand | Demand | Demand Total (TWh) | 69.5 | 72.3 | 76 | 80.6 | 85 | 88.7 | 91.2 | 97.1 | 103.3 | 109 | 114.8 | 120.4 | 123.7 | 126.4 | 129.9 | 132.6 | 134.3 | 134.8 | 135.8 | 138 | 138.9 | 137.6 | 137.9 | 138.4 | 139.1 | 140.3 | 140.9
| Austria | EU Central | Falling Behind | Demand (TWh) | Demand | Demand | Demand Total (TWh) | 69.5309 | 71.9269 | 74.7342 | 77.9701 | 81.5664 | 84.3718 | 87.2041 | 89.9094 | 92.7906 | 95.258 | 97.7894 | 100.3774 | 103.733 | 106.62 | 109.73 | 113.1385 | 116.0812 | 117.8974 | 122.8398 | 124.2959 | 125.7734 | 126.9829 | 127.7351 | 128.3463 | 129.2249 | 129.5032 | 129.609
| Austria | EU Central | 10YF | Demand (TWh) | Demand | Demand | Demand Total (TWh) | 2024: 69.5261; 2025: 71.9302; 2026: 74.7911; 2027: 78.0432; 2028: 81.6185; 2029: 84.3007; 2030: 87.4058; 2031: 90.0905; 2032: 92.9755; 2033: 95.3374; 2034: 97.8135; 2035: 100.3473
| Belgium | EU Green | Holistic Transition, Electric Engagement | Capacity (MW) | Storage | Storage | Battery | 650 | 950 | 1250 | 1550 | 1900 | 2200 | 2500 | 2550 | 2600 | 2600 | 2650 | 2700 | 2850 | 2950 | 3100 | 3200 | 3350 | 3500 | 3700 | 3850 | 4050 | 4200 | 4450 | 4700 | 4950 | 5200 | 5450
| Belgium | EU Green | Holistic Transition, Electric Engagement | Capacity (MW) | Renewable | Biomass | Biomass | 668 | 668 | 668 | 668 | 668 | 668 | 0 | 0 | 0 | 0 | 0 | 0 | 0 | 0 | 0 | 0 | 0 | 0 | 0 | 0 | 0 | 0 | 0 | 0 | 0 | 0 | 0
| Belgium | EU Green | Holistic Transition, Electric Engagement | Capacity (MW) | Low Carbon | CCS | Biomass CCS | 0 | 0 | 0 | 0 | 0 | 0 | 0 | 0 | 0 | 0 | 0 | 0 | 0 | 200 | 200 | 400 | 400 | 600 | 600 | 800 | 800 | 1000 | 1000 | 1200 | 1200 | 1400 | 1600
| Belgium | EU Green | Holistic Transition, Electric Engagement | Capacity (MW) | Thermal | Gas | Fossil Gas | 7217.2 | 7252.2 | 7302.2 | 7752.2 | 8109.2 | 8559.2 | 8855.2 | 8870.2 | 8470.2 | 8070.2 | 7670.2 | 7394 | 7278 | 7278 | 7150 | 7410 | 7221 | 7186 | 7186 | 7186 | 7186 | 7143 | 6343 | 5543 | 4743 | 3900 | 3100
| Belgium | EU Green | Holistic Transition, Electric Engagement | Capacity (MW) | Thermal | Other Thermal | Fossil Oil | 322 | 322 | 272 | 272 | 272 | 222 | 150 | 150 | 150 | 150 | 150 | 150 | 150 | 150 | 150 | 150 | 150 | 150 | 150 | 150 | 150 | 150 | 150 | 150 | 150 | 150 | 150
| Belgium | EU Green | Holistic Transition, Electric Engagement | Capacity (MW) | Low Carbon | Low Carbon | Hydrogen | 0 | 0 | 0 | 0 | 0 | 0 | 0 | 100 | 200 | 400 | 500 | 700 | 1400 | 1600 | 1800 | 2000 | 2100 | 2400 | 2600 | 2800 | 3500 | 3600 | 3900 | 4200 | 4500 | 4800 | 5100
| Belgium | EU Green | Holistic Transition, Electric Engagement | Capacity (MW) | Low Carbon | Nuclear | Nuclear | 3929 | 3484 | 2077 | 2077 | 2077 | 2077 | 2077 | 2077 | 2077 | 2077 | 2077 | 2077 | 2077 | 2077 | 2077 | 2077 | 2077 | 2077 | 2077 | 2077 | 2077 | 2077 | 0 | 0 | 0 | 0 | 0
| Belgium | EU Green | Holistic Transition, Electric Engagement | Capacity (MW) | Renewable | Other Renewables | Other RES | 0 | 0 | 0 | 0 | 0 | 0 | 452 | 452 | 452 | 452 | 452 | 452 | 452 | 452 | 452 | 452 | 452 | 452 | 452 | 452 | 452 | 452 | 452 | 452 | 452 | 452 | 452
| Belgium | EU Green | Holistic Transition, Electric Engagement | Capacity (MW) | Storage | Storage | Pumped Hydro | 1164 | 1164 | 1164 | 1164 | 1164 | 1164 | 1164 | 1164 | 1164 | 1164 | 1164 | 1164 | 1164 | 1164 | 1164 | 1164 | 1164 | 1164 | 1164 | 1164 | 1164 | 1164 | 1164 | 1164 | 1164 | 1164 | 1164
| Belgium | EU Green | Holistic Transition, Electric Engagement | Capacity (MW) | Renewable | Hydro | Run-of-river Hydro | 177 | 177 | 177 | 177 | 177 | 177 | 177 | 177 | 177 | 177 | 177 | 177 | 177 | 177 | 177 | 177 | 177 | 177 | 177 | 177 | 177 | 177 | 177 | 177 | 177 | 177 | 177
| Belgium | EU Green | Holistic Transition, Electric Engagement | Capacity (MW) | Renewable | Solar | Solar PV | 10205 | 10566 | 12941 | 15316 | 17691 | 20066 | 22441 | 25074 | 27707 | 30341 | 32974 | 35607 | 39195 | 42783 | 46371 | 49959 | 53547 | 55547 | 57547 | 59547 | 61547 | 63547 | 65547 | 67547 | 69547 | 71547 | 73547
| Belgium | EU Green | Holistic Transition, Electric Engagement | Capacity (MW) | Renewable | Waste | Waste | 310.1 | 310.1 | 310.1 | 310.1 | 310.1 | 310.1 | 0 | 0 | 0 | 0 | 0 | 0 | 0 | 0 | 0 | 0 | 0 | 0 | 0 | 0 | 0 | 0 | 0 | 0 | 0 | 0 | 0
| Belgium | EU Green | Holistic Transition, Electric Engagement | Capacity (MW) | Renewable | Offshore Wind | Wind Offshore | 2254 | 2254 | 2961 | 3669 | 4376 | 5083 | 5791 | 6231 | 6671 | 7111 | 7551 | 7991 | 7991 | 7991 | 7991 | 7991 | 7991 | 7991 | 7991 | 7991 | 7991 | 7991 | 7991 | 7991 | 7991 | 7991 | 7991
| Belgium | EU Green | Holistic Transition, Electric Engagement | Capacity (MW) | Renewable | Onshore Wind | Wind Onshore | 3226 | 3505 | 4017 | 4529 | 5041 | 5554 | 6066 | 6612 | 7158 | 7704 | 8250 | 8796 | 9372 | 9948 | 10524 | 11100 | 11676 | 12166 | 12656 | 13146 | 13636 | 14126 | 14616 | 15106 | 15596 | 16086 | 16576
| Belgium | EU Green | Holistic Transition, Electric Engagement | Capacity (MW) | Low Carbon | CCS | CCS Gas | 0 | 0 | 0 | 0 | 0 | 0 | 0 | 0 | 0 | 0 | 0 | 0 | 500 | 500 | 1000 | 1000 | 1000 | 1500 | 1500 | 2000 | 2000 | 2500 | 2500 | 3000 | 3000 | 3500 | 4000
| Belgium | EU Central | Falling Behind, 10YF | Capacity (MW) | Storage | Storage | Battery | 650 | 950 | 1050 | 1100 | 1100 | 1450 | 1600 | 1700 | 1800 | 1850 | 1950 | 2000 | 2200 | 2350 | 2450 | 2600 | 2750 | 3000 | 3200 | 3450 | 3700 | 3900 | 4150 | 4400 | 4650 | 4900 | 5150
| Belgium | EU Central | Falling Behind, 10YF | Capacity (MW) | Renewable | Biomass | Biomass | 668 | 668 | 668 | 668 | 668 | 668 | 0 | 0 | 0 | 0 | 0 | 0 | 0 | 0 | 0 | 0 | 0 | 0 | 0 | 0 | 0 | 0 | 0 | 0 | 0 | 0 | 0
| Belgium | EU Central | Falling Behind, 10YF | Capacity (MW) | Low Carbon | CCS | Biomass CCS | 0 | 0 | 0 | 0 | 0 | 0 | 0 | 0 | 0 | 0 | 0 | 0 | 0 | 0 | 0 | 0 | 0 | 0 | 0 | 0 | 0 | 0 | 0 | 0 | 0 | 0 | 0
| Belgium | EU Central | Falling Behind, 10YF | Capacity (MW) | Thermal | Gas | Fossil Gas | 7202.2 | 7252.2 | 9302.2 | 9752.2 | 10109.2 | 10959.2 | 11301.8 | 10870.2 | 10870.2 | 10470.2 | 9670.2 | 9394 | 9278 | 9278 | 9550 | 9010 | 7221 | 6790.2 | 6786 | 6786 | 6786 | 6743 | 6743 | 5943 | 5943 | 5500 | 3900
| Belgium | EU Central | Falling Behind, 10YF | Capacity (MW) | Thermal | Other Thermal | Fossil Oil | 322 | 322 | 272 | 272 | 272 | 222 | 150 | 150 | 150 | 150 | 150 | 150 | 150 | 150 | 150 | 150 | 150 | 150 | 150 | 150 | 150 | 150 | 150 | 150 | 150 | 150 | 150
| Belgium | EU Central | Falling Behind, 10YF | Capacity (MW) | Low Carbon | Low Carbon | Hydrogen | 0 | 0 | 0 | 0 | 0 | 0 | 0 | 200 | 300 | 500 | 600 | 800 | 1100 | 1400 | 2200 | 2500 | 2800 | 3200 | 3700 | 4100 | 4600 | 5000 | 5500 | 5900 | 6400 | 6800 | 7300
| Belgium | EU Central | Falling Behind, 10YF | Capacity (MW) | Low Carbon | Nuclear | Nuclear | 3929 | 3484 | 2077 | 2077 | 2077 | 2077 | 2077 | 2077 | 2077 | 2077 | 2077 | 2077 | 0 | 0 | 0 | 0 | 0 | 0 | 0 | 0 | 0 | 0 | 0 | 0 | 0 | 0 | 0
| Belgium | EU Central | Falling Behind, 10YF | Capacity (MW) | Renewable | Other Renewables | Other RES | 0 | 0 | 0 | 0 | 0 | 0 | 452 | 452 | 452 | 452 | 452 | 452 | 452 | 452 | 452 | 452 | 452 | 452 | 452 | 452 | 452 | 452 | 452 | 452 | 452 | 452 | 452
| Belgium | EU Central | Falling Behind, 10YF | Capacity (MW) | Storage | Storage | Pumped Hydro | 1164 | 1164 | 1164 | 1164 | 1164 | 1164 | 1164 | 1164 | 1164 | 1164 | 1164 | 1164 | 1164 | 1164 | 1164 | 1164 | 1164 | 1164 | 1164 | 1164 | 1164 | 1164 | 1164 | 1164 | 1164 | 1164 | 1164
| Belgium | EU Central | Falling Behind, 10YF | Capacity (MW) | Renewable | Hydro | Run-of-river Hydro | 177 | 177 | 177 | 177 | 177 | 177 | 177 | 177 | 177 | 177 | 177 | 177 | 177 | 177 | 177 | 177 | 177 | 177 | 177 | 177 | 177 | 177 | 177 | 177 | 177 | 177 | 177
| Belgium | EU Central | Falling Behind, 10YF | Capacity (MW) | Renewable | Solar | Solar PV | 10205 | 10566 | 10766 | 10966 | 11166 | 11366 | 11666 | 11442 | 11518 | 11594 | 11670 | 11746 | 12520 | 13294 | 14068 | 14842 | 15616 | 16079 | 16542 | 17005 | 17468 | 17931 | 18394 | 18857 | 19320 | 19783 | 20246
| Belgium | EU Central | Falling Behind, 10YF | Capacity (MW) | Renewable | Waste | Waste | 310.1 | 310.1 | 310.1 | 310.1 | 310.1 | 310.1 | 0 | 0 | 0 | 0 | 0 | 0 | 0 | 0 | 0 | 0 | 0 | 0 | 0 | 0 | 0 | 0 | 0 | 0 | 0 | 0 | 0
| Belgium | EU Central | Falling Behind, 10YF | Capacity (MW) | Renewable | Offshore Wind | Wind Offshore | 2254 | 2254 | 2354 | 2554 | 2654 | 4991 | 5091 | 5091 | 6491 | 6491 | 6491 | 6491 | 6491 | 6491 | 6491 | 6491 | 6491 | 6591 | 6691 | 6791 | 6891 | 6991 | 7191 | 7291 | 7391 | 7491 | 7591
| Belgium | EU Central | Falling Behind, 10YF | Capacity (MW) | Renewable | Onshore Wind | Wind Onshore | 3226 | 3505 | 3769 | 4033 | 4297 | 4561 | 4825 | 4923 | 5021 | 5119 | 5217 | 5315 | 6164 | 7012 | 7861 | 8709 | 9558 | 9920 | 10281 | 10643 | 11005 | 11366 | 11728 | 12090 | 12451 | 12813 | 13175
| Belgium | EU Central | Falling Behind, 10YF | Capacity (MW) | Low Carbon | CCS | CCS Gas | 0 | 0 | 0 | 0 | 0 | 0 | 0 | 0 | 0 | 0 | 0 | 0 | 0 | 0 | 500 | 500 | 1000 | 1000 | 1000 | 1000 | 1500 | 1500 | 2000 | 2000 | 2000 | 2500 | 2500
| Belgium | EU Blue | Hydrogen Evolution | Capacity (MW) | Storage | Storage | Battery | 650 | 950 | 1100 | 1200 | 1350 | 1450 | 1600 | 1700 | 1750 | 1850 | 1900 | 2000 | 2150 | 2300 | 2450 | 2600 | 2750 | 3000 | 3200 | 3450 | 3650 | 3900 | 4150 | 4400 | 4650 | 4900 | 5150
| Belgium | EU Blue | Hydrogen Evolution | Capacity (MW) | Renewable | Biomass | Biomass | 668 | 668 | 668 | 668 | 668 | 668 | 0 | 0 | 0 | 0 | 0 | 0 | 0 | 0 | 0 | 0 | 0 | 0 | 0 | 0 | 0 | 0 | 0 | 0 | 0 | 0 | 0
| Belgium | EU Blue | Hydrogen Evolution | Capacity (MW) | Low Carbon | CCS | Biomass CCS | 0 | 0 | 0 | 0 | 0 | 0 | 0 | 0 | 0 | 0 | 0 | 0 | 0 | 200 | 200 | 400 | 400 | 600 | 600 | 800 | 800 | 1000 | 1000 | 1200 | 1200 | 1400 | 1600
| Belgium | EU Blue | Hydrogen Evolution | Capacity (MW) | Thermal | Gas | Fossil Gas | 7202.2 | 7252.2 | 8152.2 | 8552.2 | 9709.2 | 10159.2 | 10855.2 | 10470.2 | 10070.2 | 9670.2 | 9270.2 | 8594 | 8478 | 7678 | 7150 | 7010 | 6421 | 6386 | 6386 | 6386 | 6386 | 6343 | 5543 | 4743 | 3943 | 3100 | 2700
| Belgium | EU Blue | Hydrogen Evolution | Capacity (MW) | Thermal | Other Thermal | Fossil Oil | 322 | 322 | 272 | 272 | 272 | 222 | 150 | 150 | 150 | 150 | 150 | 150 | 150 | 150 | 150 | 150 | 150 | 150 | 150 | 150 | 150 | 150 | 150 | 150 | 150 | 150 | 150
| Belgium | EU Blue | Hydrogen Evolution | Capacity (MW) | Low Carbon | Low Carbon | Hydrogen | 0 | 0 | 0 | 0 | 0 | 0 | 0 | 200 | 500 | 700 | 1400 | 1600 | 1900 | 2700 | 3000 | 3800 | 4600 | 4800 | 4900 | 5000 | 5600 | 5700 | 6100 | 6900 | 7200 | 8000 | 8900
| Belgium | EU Blue | Hydrogen Evolution | Capacity (MW) | Low Carbon | Nuclear | Nuclear | 3929 | 3484 | 2077 | 2077 | 2077 | 2077 | 2077 | 2077 | 2077 | 2077 | 2077 | 2077 | 0 | 0 | 0 | 0 | 0 | 0 | 0 | 0 | 0 | 0 | 0 | 0 | 0 | 0 | 0
| Belgium | EU Blue | Hydrogen Evolution | Capacity (MW) | Renewable | Other Renewables | Other RES | 0 | 0 | 0 | 0 | 0 | 0 | 452 | 452 | 452 | 452 | 452 | 452 | 452 | 452 | 452 | 452 | 452 | 452 | 452 | 452 | 452 | 452 | 452 | 452 | 452 | 452 | 452
| Belgium | EU Blue | Hydrogen Evolution | Capacity (MW) | Storage | Storage | Pumped Hydro | 1164 | 1164 | 1164 | 1164 | 1164 | 1164 | 1164 | 1164 | 1164 | 1164 | 1164 | 1164 | 1164 | 1164 | 1164 | 1164 | 1164 | 1164 | 1164 | 1164 | 1164 | 1164 | 1164 | 1164 | 1164 | 1164 | 1164
| Belgium | EU Blue | Hydrogen Evolution | Capacity (MW) | Renewable | Hydro | Run-of-river Hydro | 177 | 177 | 177 | 177 | 177 | 177 | 177 | 177 | 177 | 177 | 177 | 177 | 177 | 177 | 177 | 177 | 177 | 177 | 177 | 177 | 177 | 177 | 177 | 177 | 177 | 177 | 177
| Belgium | EU Blue | Hydrogen Evolution | Capacity (MW) | Renewable | Solar | Solar PV | 10205 | 10566 | 12739 | 14912 | 17085 | 19258 | 21431 | 23642 | 25853 | 28065 | 30276 | 32487 | 34827 | 37167 | 39507 | 41847 | 44187 | 46187 | 48187 | 50187 | 52187 | 54187 | 56187 | 58187 | 60187 | 62187 | 64187
| Belgium | EU Blue | Hydrogen Evolution | Capacity (MW) | Renewable | Waste | Waste | 310.1 | 310.1 | 310.1 | 310.1 | 310.1 | 310.1 | 0 | 0 | 0 | 0 | 0 | 0 | 0 | 0 | 0 | 0 | 0 | 0 | 0 | 0 | 0 | 0 | 0 | 0 | 0 | 0 | 0
| Belgium | EU Blue | Hydrogen Evolution | Capacity (MW) | Renewable | Offshore Wind | Wind Offshore | 2254 | 2254 | 2681 | 3109 | 3536 | 3963 | 4391 | 5111 | 5831 | 6551 | 7271 | 7991 | 7991 | 7991 | 7991 | 7991 | 7991 | 7991 | 7991 | 7991 | 7991 | 7991 | 7991 | 7991 | 7991 | 7991 | 7991
| Belgium | EU Blue | Hydrogen Evolution | Capacity (MW) | Renewable | Onshore Wind | Wind Onshore | 3226 | 3505 | 4017 | 4529 | 5041 | 5554 | 6066 | 6612 | 7158 | 7704 | 8250 | 8796 | 9372 | 9948 | 10524 | 11100 | 11676 | 11840 | 12004 | 12168 | 12332 | 12496 | 12660 | 12824 | 12988 | 13152 | 13316
| Belgium | EU Blue | Hydrogen Evolution | Capacity (MW) | Low Carbon | CCS | CCS Gas | 0 | 0 | 0 | 0 | 0 | 0 | 0 | 0 | 0 | 0 | 0 | 0 | 0 | 0 | 0 | 0 | 0 | 0 | 0 | 0 | 0 | 0 | 0 | 0 | 0 | 0 | 0
| Belgium | EU Green | Holistic Transition | Demand (TWh) | Demand | Demand | Demand Total (TWh) | 91.2 | 95.1 | 99.9 | 105 | 111.1 | 116.3 | 119.2 | 123.9 | 129.5 | 134.2 | 140 | 147.3 | 155.6 | 162.5 | 169.8 | 176.8 | 180 | 182.5 | 186.5 | 189.5 | 193 | 195.2 | 198 | 200.7 | 204.4 | 206.5 | 207
| Belgium | EU Green | Electric Engagement | Demand (TWh) | Demand | Demand | Demand Total (TWh) | 91.2 | 95.1 | 99.9 | 104.9 | 111.1 | 116.3 | 119.2 | 124.1 | 129.5 | 134.3 | 139.5 | 147.1 | 155.5 | 162.6 | 169.8 | 176.8 | 180 | 182.5 | 186.4 | 189.5 | 193 | 195.2 | 198 | 200.8 | 204.5 | 206.4 | 206.9
| Belgium | EU Blue | Hydrogen Evolution | Demand (TWh) | Demand | Demand | Demand Total (TWh) | 91.2 | 95.1 | 99.7 | 104.7 | 110.8 | 115.8 | 117.7 | 121 | 124.9 | 127.8 | 131.4 | 134.4 | 141.2 | 147.2 | 153.5 | 159.5 | 162.9 | 166.3 | 170.5 | 174.4 | 178.3 | 181.4 | 184.3 | 187.3 | 190.8 | 195.2 | 195.6
| Belgium | EU Central | Falling Behind | Demand (TWh) | Demand | Demand | Demand Total (TWh) | 91.2267 | 94.796 | 98.6502 | 103.2827 | 108.9758 | 113.8978 | 118.0023 | 121.6782 | 125.9438 | 129.2837 | 132.8235 | 136.2924 | 140.2242 | 143.5241 | 147.5893 | 150.825 | 154.1589 | 156.3303 | 160.5181 | 162.6137 | 164.4608 | 170.1611 | 171.9173 | 174.0982 | 176.4598 | 177.709 | 178.8855
| Belgium | EU Central | 10YF | Demand (TWh) | Demand | Demand | Demand Total (TWh) | 2024: 91.2326; 2025: 94.8018; 2026: 98.6799; 2027: 103.404; 2028: 109.0322; 2029: 113.9262; 2030: 118.1239; 2031: 121.7945; 2032: 125.9456; 2033: 129.3367; 2034: 132.8488; 2035: 136.2509
| Czech Republic | EU Green | Holistic Transition, Electric Engagement | Capacity (MW) | Storage | Storage | Battery | 650 | 950 | 1450 | 1950 | 2400 | 2900 | 3400 | 3600 | 3850 | 4050 | 4300 | 4500 | 4550 | 4600 | 4700 | 4750 | 4800 | 4850 | 4900 | 4900 | 4950 | 5000 | 5100 | 5200 | 5350 | 5450 | 5550
| Czech Republic | EU Green | Holistic Transition, Electric Engagement | Capacity (MW) | Renewable | Biomass | Biomass | 820 | 820 | 820 | 820 | 615 | 615 | 410 | 410 | 410 | 410 | 410 | 410 | 410 | 410 | 410 | 410 | 410 | 410 | 410 | 410 | 410 | 410 | 410 | 410 | 410 | 410 | 410
| Czech Republic | EU Green | Holistic Transition, Electric Engagement | Capacity (MW) | Low Carbon | CCS | Biomass CCS | 0 | 0 | 0 | 0 | 0 | 0 | 0 | 0 | 0 | 0 | 0 | 0 | 0 | 0 | 0 | 0 | 0 | 0 | 0 | 0 | 0 | 0 | 0 | 0 | 200 | 200 | 200
| Czech Republic | EU Green | Holistic Transition, Electric Engagement | Capacity (MW) | Thermal | Coal | Coal | 7222 | 6457 | 6283 | 5698 | 4249 | 2775 | 2104 | 0 | 0 | 0 | 0 | 0 | 0 | 0 | 0 | 0 | 0 | 0 | 0 | 0 | 0 | 0 | 0 | 0 | 0 | 0 | 0
| Czech Republic | EU Green | Holistic Transition, Electric Engagement | Capacity (MW) | Thermal | Gas | Fossil Gas | 2037 | 1937 | 2237 | 2537 | 2647 | 2947 | 3247 | 4147 | 4447 | 5047 | 5647 | 6247 | 6247 | 6247 | 6247 | 6547 | 6547 | 6600 | 6600 | 6600 | 6900 | 6900 | 6600 | 6000 | 5700 | 5100 | 4800
| Czech Republic | EU Green | Holistic Transition, Electric Engagement | Capacity (MW) | Low Carbon | Low Carbon | Hydrogen | 0 | 0 | 0 | 0 | 0 | 0 | 0 | 300 | 1300 | 1800 | 2300 | 3300 | 3500 | 3700 | 4400 | 4600 | 4800 | 4700 | 4700 | 4700 | 4600 | 4600 | 4600 | 4600 | 4700 | 4700 | 4700
| Czech Republic | EU Green | Holistic Transition, Electric Engagement | Capacity (MW) | Low Carbon | Nuclear | Nuclear | 3936 | 3936 | 3936 | 3936 | 3936 | 3936 | 3936 | 3936 | 3936 | 3936 | 3936 | 3466 | 3466 | 4666 | 4196 | 4196 | 5656 | 5656 | 5656 | 5656 | 5656 | 5656 | 5656 | 5656 | 5656 | 5656 | 5656
| Czech Republic | EU Green | Holistic Transition, Electric Engagement | Capacity (MW) | Storage | Storage | Pumped Hydro | 1680 | 1680 | 1680 | 1680 | 1680 | 1680 | 1680 | 1680 | 1680 | 1680 | 1680 | 1680 | 1680 | 1680 | 1680 | 1680 | 1680 | 1680 | 1680 | 1680 | 1680 | 1680 | 1680 | 1680 | 1680 | 1680 | 1680
| Czech Republic | EU Green | Holistic Transition, Electric Engagement | Capacity (MW) | Renewable | Hydro | Run-of-river Hydro | 1091 | 1091 | 1091 | 1091 | 1091 | 1091 | 1091 | 1091 | 1091 | 1091 | 1091 | 1091 | 1091 | 1091 | 1091 | 1091 | 1091 | 1091 | 1091 | 1091 | 1091 | 1091 | 1091 | 1091 | 1091 | 1091 | 1091
| Czech Republic | EU Green | Holistic Transition, Electric Engagement | Capacity (MW) | Renewable | Solar | Solar PV | 4137 | 5159 | 5701 | 6243 | 6786 | 7328 | 7870 | 8746 | 9623 | 10499 | 11375 | 12251 | 13285 | 14319 | 15353 | 16387 | 17420 | 18188 | 18956 | 19724 | 20492 | 21260 | 21516 | 21772 | 22028 | 22284 | 22540
| Czech Republic | EU Green | Holistic Transition, Electric Engagement | Capacity (MW) | Renewable | Onshore Wind | Wind Onshore | 478 | 617 | 796 | 974 | 1153 | 1331 | 1509 | 1807 | 2105 | 2403 | 2701 | 2999 | 3199 | 3399 | 3599 | 3799 | 3999 | 4535 | 5071 | 5607 | 6143 | 6679 | 7215 | 7751 | 8287 | 8823 | 9359
| Czech Republic | EU Green | Holistic Transition, Electric Engagement | Capacity (MW) | Low Carbon | CCS | CCS Gas | 0 | 0 | 0 | 0 | 0 | 0 | 0 | 0 | 0 | 0 | 500 | 500 | 500 | 500 | 500 | 500 | 500 | 500 | 500 | 500 | 500 | 500 | 500 | 500 | 500 | 500 | 500
| Czech Republic | EU Central | Falling Behind, 10YF | Capacity (MW) | Storage | Storage | Battery | 650 | 950 | 1300 | 1700 | 2100 | 2450 | 2850 | 3100 | 3350 | 3600 | 3850 | 4100 | 4150 | 4150 | 4200 | 4250 | 4300 | 4450 | 4550 | 4700 | 4800 | 4950 | 5050 | 5150 | 5300 | 5400 | 5500
| Czech Republic | EU Central | Falling Behind, 10YF | Capacity (MW) | Renewable | Biomass | Biomass | 820 | 820 | 820 | 820 | 820 | 820 | 1025 | 1025 | 1025 | 1025 | 1025 | 1025 | 1025 | 1025 | 1025 | 1025 | 1025 | 1025 | 1025 | 1025 | 1025 | 1025 | 1025 | 1025 | 1025 | 1025 | 1025
| Czech Republic | EU Central | Falling Behind, 10YF | Capacity (MW) | Low Carbon | CCS | Biomass CCS | 0 | 0 | 0 | 0 | 0 | 0 | 0 | 0 | 0 | 0 | 0 | 0 | 0 | 0 | 0 | 0 | 0 | 0 | 0 | 0 | 0 | 0 | 0 | 0 | 200 | 200 | 200
| Czech Republic | EU Central | Falling Behind, 10YF | Capacity (MW) | Thermal | Coal | Coal | 7638 | 6665 | 6283 | 6114 | 5506 | 5298 | 4176 | 3415 | 3415 | 1393 | 0 | 0 | 0 | 0 | 0 | 0 | 0 | 0 | 0 | 0 | 0 | 0 | 0 | 0 | 0 | 0 | 0
| Czech Republic | EU Central | Falling Behind, 10YF | Capacity (MW) | Thermal | Gas | Fossil Gas | 1437 | 1037 | 1037 | 1037 | 1037 | 1037 | 1037 | 1037 | 1037 | 847 | 847 | 847 | 847 | 847 | 847 | 847 | 847 | 0 | 0 | 0 | 0 | 0 | 0 | 0 | 0 | 0 | 0
| Czech Republic | EU Central | Falling Behind, 10YF | Capacity (MW) | Low Carbon | Low Carbon | Hydrogen | 0 | 0 | 0 | 0 | 0 | 0 | 0 | 0 | 0 | 0 | 0 | 0 | 0 | 0 | 0 | 0 | 0 | 0 | 0 | 0 | 0 | 0 | 0 | 0 | 0 | 0 | 0
| Czech Republic | EU Central | Falling Behind, 10YF | Capacity (MW) | Low Carbon | Nuclear | Nuclear | 3936 | 3936 | 3936 | 3936 | 3936 | 3936 | 3936 | 3936 | 3936 | 3936 | 3936 | 3466 | 3466 | 4666 | 4196 | 4196 | 5656 | 5656 | 5656 | 5656 | 5656 | 5656 | 5656 | 5656 | 5656 | 5656 | 5656
| Czech Republic | EU Central | Falling Behind, 10YF | Capacity (MW) | Storage | Storage | Pumped Hydro | 1680 | 1680 | 1680 | 1680 | 1680 | 1680 | 1680 | 1680 | 1680 | 1680 | 1680 | 1680 | 1680 | 1680 | 1680 | 1680 | 1680 | 1680 | 1680 | 1680 | 1680 | 1680 | 1680 | 1680 | 1680 | 1680 | 1680
| Czech Republic | EU Central | Falling Behind, 10YF | Capacity (MW) | Renewable | Hydro | Run-of-river Hydro | 1091 | 1091 | 1091 | 1091 | 1091 | 1091 | 1091 | 1091 | 1091 | 1091 | 1091 | 1091 | 1091 | 1091 | 1091 | 1091 | 1091 | 1091 | 1091 | 1091 | 1091 | 1091 | 1091 | 1091 | 1091 | 1091 | 1091
| Czech Republic | EU Central | Falling Behind, 10YF | Capacity (MW) | Renewable | Solar | Solar PV | 4137 | 5159 | 6151 | 7387 | 8623 | 9859 | 10810 | 11111 | 11408 | 11706 | 12003 | 12300 | 12599 | 12897 | 13195 | 13494 | 14300 | 15268 | 15806 | 16343 | 16880 | 17417 | 18120 | 18823 | 19527 | 20230 | 20933
| Czech Republic | EU Central | Falling Behind, 10YF | Capacity (MW) | Renewable | Onshore Wind | Wind Onshore | 478 | 617 | 758 | 898 | 1038 | 1178 | 1318 | 1642 | 1966 | 2290 | 2614 | 2938 | 3450 | 3962 | 4474 | 4986 | 5498 | 5946 | 6394 | 6842 | 7290 | 7738 | 8186 | 8634 | 9082 | 9530 | 9978
| Czech Republic | EU Central | Falling Behind, 10YF | Capacity (MW) | Low Carbon | CCS | CCS Gas | 0 | 0 | 0 | 0 | 0 | 0 | 0 | 0 | 0 | 0 | 0 | 0 | 0 | 0 | 0 | 0 | 0 | 0 | 0 | 0 | 0 | 0 | 0 | 0 | 0 | 0 | 0
| Czech Republic | EU Blue | Hydrogen Evolution | Capacity (MW) | Storage | Storage | Battery | 650 | 950 | 1350 | 1700 | 2100 | 2450 | 2850 | 3100 | 3350 | 3600 | 3850 | 4100 | 4150 | 4200 | 4200 | 4250 | 4300 | 4450 | 4550 | 4700 | 4800 | 4950 | 5050 | 5150 | 5300 | 5400 | 5500
| Czech Republic | EU Blue | Hydrogen Evolution | Capacity (MW) | Renewable | Biomass | Biomass | 820 | 820 | 820 | 820 | 615 | 615 | 410 | 410 | 410 | 410 | 410 | 410 | 410 | 410 | 410 | 410 | 410 | 410 | 410 | 410 | 410 | 410 | 410 | 410 | 410 | 410 | 410
| Czech Republic | EU Blue | Hydrogen Evolution | Capacity (MW) | Low Carbon | CCS | Biomass CCS | 0 | 0 | 0 | 0 | 0 | 0 | 0 | 0 | 0 | 0 | 0 | 0 | 0 | 0 | 0 | 0 | 0 | 0 | 0 | 0 | 0 | 0 | 0 | 0 | 200 | 200 | 200
| Czech Republic | EU Blue | Hydrogen Evolution | Capacity (MW) | Thermal | Coal | Coal | 7638 | 6665 | 6283 | 6114 | 5506 | 5298 | 4176 | 3415 | 3415 | 1393 | 0 | 0 | 0 | 0 | 0 | 0 | 0 | 0 | 0 | 0 | 0 | 0 | 0 | 0 | 0 | 0 | 0
| Czech Republic | EU Blue | Hydrogen Evolution | Capacity (MW) | Thermal | Gas | Fossil Gas | 2037 | 1937 | 1937 | 1937 | 1937 | 1937 | 1937 | 2237 | 2537 | 2947 | 3247 | 3547 | 3547 | 3547 | 3247 | 3247 | 3247 | 3300 | 3300 | 3300 | 3300 | 3300 | 3000 | 2700 | 2700 | 2400 | 2400
| Czech Republic | EU Blue | Hydrogen Evolution | Capacity (MW) | Low Carbon | Low Carbon | Hydrogen | 0 | 0 | 0 | 0 | 0 | 0 | 0 | 0 | 0 | 0 | 0 | 0 | 0 | 0 | 0 | 0 | 500 | 500 | 500 | 500 | 500 | 500 | 500 | 500 | 500 | 500 | 500
| Czech Republic | EU Blue | Hydrogen Evolution | Capacity (MW) | Low Carbon | Nuclear | Nuclear | 3936 | 3936 | 3936 | 3936 | 3936 | 3936 | 3936 | 3936 | 3936 | 3936 | 3936 | 3466 | 3466 | 4666 | 4196 | 4196 | 5656 | 5656 | 5656 | 5656 | 5656 | 5656 | 5656 | 5656 | 5656 | 5656 | 5656
| Czech Republic | EU Blue | Hydrogen Evolution | Capacity (MW) | Storage | Storage | Pumped Hydro | 1680 | 1680 | 1680 | 1680 | 1680 | 1680 | 1680 | 1680 | 1680 | 1680 | 1680 | 1680 | 1680 | 1680 | 1680 | 1680 | 1680 | 1680 | 1680 | 1680 | 1680 | 1680 | 1680 | 1680 | 1680 | 1680 | 1680
| Czech Republic | EU Blue | Hydrogen Evolution | Capacity (MW) | Renewable | Hydro | Run-of-river Hydro | 1091 | 1091 | 1091 | 1091 | 1091 | 1091 | 1091 | 1091 | 1091 | 1091 | 1091 | 1091 | 1091 | 1091 | 1091 | 1091 | 1091 | 1091 | 1091 | 1091 | 1091 | 1091 | 1091 | 1091 | 1091 | 1091 | 1091
| Czech Republic | EU Blue | Hydrogen Evolution | Capacity (MW) | Renewable | Solar | Solar PV | 4137 | 5159 | 5701 | 6243 | 6786 | 7328 | 7870 | 8588 | 9307 | 10025 | 10743 | 11461 | 11558 | 11655 | 11752 | 11849 | 11946 | 11946 | 11946 | 11946 | 11946 | 11946 | 11946 | 11946 | 11946 | 11946 | 11946
| Czech Republic | EU Blue | Hydrogen Evolution | Capacity (MW) | Renewable | Onshore Wind | Wind Onshore | 478 | 617 | 796 | 974 | 1153 | 1331 | 1509 | 1807 | 2105 | 2403 | 2701 | 2999 | 3199 | 3399 | 3599 | 3799 | 3999 | 4535 | 5071 | 5607 | 6143 | 6679 | 7081 | 7483 | 7885 | 8287 | 8689
| Czech Republic | EU Blue | Hydrogen Evolution | Capacity (MW) | Low Carbon | CCS | CCS Gas | 0 | 0 | 0 | 0 | 0 | 0 | 0 | 0 | 0 | 0 | 0 | 0 | 0 | 0 | 0 | 0 | 0 | 0 | 0 | 0 | 0 | 0 | 0 | 0 | 0 | 0 | 0
| Czech Republic | EU Green | Holistic Transition | Demand (TWh) | Demand | Demand | Demand Total (TWh) | 69.5 | 70.3 | 71.8 | 73.2 | 74.7 | 76 | 76.8 | 80.6 | 85.6 | 89.6 | 94.7 | 99.5 | 102.4 | 104.3 | 106 | 107.7 | 110.1 | 111.4 | 112.7 | 114.3 | 116.3 | 117.5 | 119.6 | 121 | 123.2 | 124.4 | 126
| Czech Republic | EU Green | Electric Engagement | Demand (TWh) | Demand | Demand | Demand Total (TWh) | 69.5 | 70.3 | 71.8 | 73.2 | 74.7 | 76 | 76.7 | 80.6 | 85.6 | 89.6 | 94.6 | 99.5 | 102.4 | 104.2 | 105.9 | 107.7 | 110.1 | 111.3 | 112.7 | 114.2 | 116.4 | 117.4 | 119.6 | 121 | 123.1 | 124.5 | 126
| Czech Republic | EU Blue | Hydrogen Evolution | Demand (TWh) | Demand | Demand | Demand Total (TWh) | 69.5 | 70.3 | 71.7 | 73.1 | 74.7 | 75.9 | 76.7 | 78.2 | 80.4 | 81.7 | 83.9 | 85.8 | 85.1 | 83.4 | 81.6 | 79.6 | 80.9 | 81.3 | 81.9 | 82.6 | 83.5 | 83.9 | 85.2 | 85.6 | 86.8 | 88 | 88.8
| Czech Republic | EU Central | Falling Behind | Demand (TWh) | Demand | Demand | Demand Total (TWh) | 69.5021 | 70.1888 | 71.6814 | 73.071 | 74.9852 | 76.2856 | 77.9817 | 79.4386 | 81.1998 | 82.6641 | 84.6742 | 86.518 | 88.7662 | 90.5834 | 93.1755 | 95.7025 | 97.9971 | 99.9945 | 102.7782 | 105.0794 | 107.6408 | 110.7439 | 113.2019 | 115.7382 | 118.946 | 121.4201 | 123.9231
| Czech Republic | EU Central | 10YF | Demand (TWh) | Demand | Demand | Demand Total (TWh) | 2024: 69.5049; 2025: 70.1973; 2026: 71.684; 2027: 73.0814; 2028: 74.9831; 2029: 76.2918; 2030: 78.061; 2031: 79.4829; 2032: 81.2097; 2033: 82.6997; 2034: 84.7324; 2035: 86.5319
| Denmark | EU Green | Holistic Transition, Electric Engagement | Capacity (MW) | Storage | Storage | Battery | 150 | 150 | 200 | 300 | 300 | 400 | 450 | 450 | 450 | 500 | 500 | 500 | 500 | 600 | 600 | 700 | 700 | 700 | 700 | 750 | 750 | 750 | 750 | 750 | 750 | 750 | 750
| Denmark | EU Green | Holistic Transition, Electric Engagement | Capacity (MW) | Renewable | Biomass | Biomass | 2534 | 2478 | 2478 | 2478 | 2478 | 2478 | 2329 | 2216 | 2216 | 2216 | 1799.5 | 1799.5 | 1799.5 | 1799.5 | 1799.5 | 1799.5 | 1799.5 | 1799.5 | 1799.5 | 1799.5 | 1799.5 | 1799.5 | 1799.5 | 1799.5 | 1799.5 | 1799.5 | 1799.5
| Denmark | EU Green | Holistic Transition, Electric Engagement | Capacity (MW) | Low Carbon | CCS | Biomass CCS | 0 | 0 | 0 | 0 | 0 | 0 | 0 | 0 | 0 | 200 | 200 | 400 | 400 | 400 | 400 | 600 | 600 | 600 | 600 | 800 | 1000 | 1000 | 1000 | 1000 | 1000 | 1000 | 1200
| Denmark | EU Green | Holistic Transition, Electric Engagement | Capacity (MW) | Thermal | Coal | Coal | 1189 | 812 | 812 | 812 | 812 | 407 | 0 | 0 | 0 | 0 | 0 | 0 | 0 | 0 | 0 | 0 | 0 | 0 | 0 | 0 | 0 | 0 | 0 | 0 | 0 | 0 | 0
| Denmark | EU Green | Holistic Transition, Electric Engagement | Capacity (MW) | Thermal | Gas | Fossil Gas | 1871 | 1394 | 1333 | 1383 | 1141 | 1241 | 1741 | 1741 | 1741 | 1741 | 1741 | 1741 | 1741 | 1741 | 1741 | 1741 | 1041 | 1041 | 984 | 927 | 813 | 685 | 685 | 685 | 685 | 621 | 621
| Denmark | EU Green | Holistic Transition, Electric Engagement | Capacity (MW) | Thermal | Other Thermal | Fossil Oil | 715 | 765 | 765 | 815 | 815 | 865 | 865 | 865 | 865 | 865 | 865 | 865 | 865 | 865 | 865 | 865 | 865 | 200 | 200 | 200 | 200 | 200 | 200 | 200 | 200 | 200 | 200
| Denmark | EU Green | Holistic Transition, Electric Engagement | Capacity (MW) | Low Carbon | Low Carbon | Hydrogen | 0 | 0 | 0 | 0 | 0 | 0 | 0 | 400 | 900 | 1200 | 1600 | 1800 | 2200 | 2400 | 2700 | 3000 | 3300 | 3200 | 3100 | 3100 | 3100 | 3000 | 3100 | 3100 | 3100 | 3100 | 3200
| Denmark | EU Green | Holistic Transition, Electric Engagement | Capacity (MW) | Renewable | Solar | Solar PV | 3323 | 3955 | 5492 | 7029 | 8566 | 10102 | 11639 | 12874 | 14108 | 15344 | 16578 | 17813 | 18366 | 18919 | 19472 | 20025 | 20579 | 21465 | 22351 | 23237 | 24123 | 25009 | 25423 | 25837 | 26251 | 26665 | 27079
| Denmark | EU Green | Holistic Transition, Electric Engagement | Capacity (MW) | Renewable | Offshore Wind | Wind Offshore | 2656 | 2656 | 2975 | 3294 | 3613 | 3932 | 4251 | 6351 | 8452 | 10552 | 12653 | 14753 | 14753 | 14753 | 14753 | 14753 | 14753 | 14753 | 14753 | 14753 | 14753 | 14753 | 14753 | 14753 | 14753 | 14753 | 14753
| Denmark | EU Green | Holistic Transition, Electric Engagement | Capacity (MW) | Renewable | Onshore Wind | Wind Onshore | 5704 | 5921 | 5921 | 5921 | 5922 | 5922 | 5922 | 6608 | 7294 | 7980 | 8666 | 9352 | 9752 | 10152 | 10552 | 10952 | 11352 | 11752 | 12152 | 12552 | 12952 | 13352 | 13608 | 13864 | 14120 | 14376 | 14632
| Denmark | EU Green | Holistic Transition, Electric Engagement | Capacity (MW) | Low Carbon | CCS | CCS Gas | 0 | 0 | 0 | 0 | 0 | 0 | 0 | 0 | 0 | 0 | 0 | 0 | 0 | 0 | 0 | 0 | 0 | 0 | 0 | 0 | 0 | 0 | 0 | 0 | 0 | 0 | 0
| Denmark | EU Central | Falling Behind, 10YF | Capacity (MW) | Storage | Storage | Battery | 150 | 150 | 200 | 250 | 300 | 350 | 400 | 400 | 400 | 400 | 400 | 400 | 450 | 450 | 500 | 550 | 600 | 600 | 600 | 650 | 650 | 650 | 650 | 650 | 650 | 650 | 700
| Denmark | EU Central | Falling Behind, 10YF | Capacity (MW) | Renewable | Biomass | Biomass | 2534 | 2478 | 2478 | 2478 | 2478 | 2478 | 2329 | 2216 | 2216 | 2216 | 1799.5 | 1799.5 | 1799.5 | 1799.5 | 1799.5 | 1799.5 | 1799.5 | 1799.5 | 1799.5 | 1799.5 | 1799.5 | 1799.5 | 1799.5 | 1799.5 | 1799.5 | 1799.5 | 1799.5
| Denmark | EU Central | Falling Behind, 10YF | Capacity (MW) | Low Carbon | CCS | Biomass CCS | 0 | 0 | 0 | 0 | 0 | 0 | 0 | 0 | 0 | 0 | 0 | 0 | 0 | 0 | 0 | 0 | 0 | 0 | 0 | 0 | 0 | 0 | 0 | 0 | 0 | 0 | 0
| Denmark | EU Central | Falling Behind, 10YF | Capacity (MW) | Thermal | Coal | Coal | 1189 | 812 | 812 | 812 | 812 | 407 | 0 | 0 | 0 | 0 | 0 | 0 | 0 | 0 | 0 | 0 | 0 | 0 | 0 | 0 | 0 | 0 | 0 | 0 | 0 | 0 | 0
| Denmark | EU Central | Falling Behind, 10YF | Capacity (MW) | Thermal | Gas | Fossil Gas | 1130 | 938 | 934 | 984 | 913 | 1013 | 1264 | 1264 | 1264 | 1264 | 1264 | 1264 | 1264 | 1264 | 1264 | 1264 | 564 | 564 | 564 | 564 | 564 | 621 | 621 | 621 | 621 | 621 | 621
| Denmark | EU Central | Falling Behind, 10YF | Capacity (MW) | Thermal | Other Thermal | Fossil Oil | 715 | 765 | 765 | 815 | 815 | 865 | 865 | 865 | 865 | 865 | 865 | 865 | 865 | 865 | 865 | 865 | 865 | 200 | 200 | 200 | 200 | 200 | 200 | 200 | 200 | 200 | 200
| Denmark | EU Central | Falling Behind, 10YF | Capacity (MW) | Low Carbon | Low Carbon | Hydrogen | 0 | 0 | 0 | 0 | 0 | 0 | 0 | 300 | 600 | 800 | 1100 | 1400 | 1700 | 2000 | 2400 | 2600 | 3000 | 3000 | 3100 | 3200 | 3200 | 3300 | 3300 | 3400 | 3400 | 3500 | 3500
| Denmark | EU Central | Falling Behind, 10YF | Capacity (MW) | Renewable | Solar | Solar PV | 3323 | 3955 | 5203 | 6451 | 7699 | 8947 | 10195 | 10491 | 10787 | 11083 | 11379 | 11675 | 12655 | 13635 | 14615 | 15595 | 16575 | 17124 | 17673 | 18222 | 18771 | 19320 | 19870 | 20418 | 20968 | 21516 | 22066
| Denmark | EU Central | Falling Behind, 10YF | Capacity (MW) | Renewable | Offshore Wind | Wind Offshore | 2656 | 2656 | 2656 | 2656 | 4251 | 4251 | 4751 | 4951 | 6151 | 7551 | 8151 | 9151 | 9451 | 9751 | 10001 | 10251 | 10501 | 10651 | 10801 | 10951 | 11101 | 11251 | 11451 | 11651 | 12051 | 12401 | 12751
| Denmark | EU Central | Falling Behind, 10YF | Capacity (MW) | Renewable | Onshore Wind | Wind Onshore | 5704 | 5921 | 6207 | 6493 | 6779 | 7065 | 7351 | 7401 | 7451 | 7466 | 7481 | 7536 | 7853 | 7965 | 8157 | 8329 | 8561 | 9471 | 9681 | 9891 | 10101 | 10311 | 10521 | 10731 | 10941 | 11151 | 11361
| Denmark | EU Central | Falling Behind, 10YF | Capacity (MW) | Low Carbon | CCS | CCS Gas | 0 | 0 | 0 | 0 | 0 | 0 | 0 | 0 | 0 | 0 | 0 | 0 | 0 | 0 | 0 | 0 | 0 | 0 | 0 | 0 | 0 | 0 | 0 | 0 | 0 | 0 | 0
| Denmark | EU Blue | Hydrogen Evolution | Capacity (MW) | Storage | Storage | Battery | 150 | 150 | 200 | 250 | 300 | 350 | 400 | 400 | 400 | 400 | 400 | 400 | 450 | 450 | 550 | 550 | 600 | 600 | 600 | 650 | 650 | 650 | 650 | 650 | 700 | 700 | 700
| Denmark | EU Blue | Hydrogen Evolution | Capacity (MW) | Renewable | Biomass | Biomass | 2810 | 2570 | 2524 | 2524 | 2570 | 3214 | 3893 | 3780 | 3780 | 3780 | 3363.5 | 3409.5 | 3409.5 | 3409.5 | 3455.5 | 3455.5 | 3501.5 | 3593.5 | 3685.5 | 3777.5 | 3869.5 | 4007.5 | 4007.5 | 4007.5 | 4007.5 | 4007.5 | 4007.5
| Denmark | EU Blue | Hydrogen Evolution | Capacity (MW) | Low Carbon | CCS | Biomass CCS | 0 | 0 | 0 | 0 | 0 | 0 | 0 | 0 | 0 | 200 | 200 | 400 | 400 | 400 | 400 | 600 | 600 | 600 | 600 | 800 | 1000 | 1000 | 1000 | 1000 | 1000 | 1000 | 1200
| Denmark | EU Blue | Hydrogen Evolution | Capacity (MW) | Thermal | Coal | Coal | 1189 | 812 | 812 | 812 | 812 | 407 | 0 | 0 | 0 | 0 | 0 | 0 | 0 | 0 | 0 | 0 | 0 | 0 | 0 | 0 | 0 | 0 | 0 | 0 | 0 | 0 | 0
| Denmark | EU Blue | Hydrogen Evolution | Capacity (MW) | Thermal | Gas | Fossil Gas | 1871 | 1394 | 1333 | 1383 | 1141 | 1056 | 1556 | 1556 | 1556 | 1556 | 1556 | 1556 | 1556 | 1556 | 1556 | 1556 | 856 | 856 | 799 | 685 | 628 | 621 | 621 | 621 | 621 | 621 | 621
| Denmark | EU Blue | Hydrogen Evolution | Capacity (MW) | Thermal | Other Thermal | Fossil Oil | 715 | 765 | 765 | 815 | 815 | 865 | 865 | 865 | 865 | 865 | 865 | 865 | 865 | 865 | 865 | 865 | 865 | 200 | 200 | 200 | 200 | 200 | 200 | 200 | 200 | 200 | 200
| Denmark | EU Blue | Hydrogen Evolution | Capacity (MW) | Low Carbon | Low Carbon | Hydrogen | 0 | 0 | 0 | 0 | 0 | 100 | 100 | 500 | 900 | 1300 | 1800 | 2300 | 2600 | 3100 | 3600 | 3900 | 4400 | 4400 | 4400 | 4400 | 4400 | 4400 | 4500 | 4600 | 4600 | 4600 | 4800
| Denmark | EU Blue | Hydrogen Evolution | Capacity (MW) | Renewable | Solar | Solar PV | 3323 | 3955 | 6728 | 9501 | 12274 | 15046 | 17819 | 18386 | 18952 | 19520 | 20086 | 20653 | 20920 | 21187 | 21454 | 21721 | 21989 | 22611 | 23233 | 23855 | 24477 | 25099 | 25495 | 25891 | 26287 | 26683 | 27079
| Denmark | EU Blue | Hydrogen Evolution | Capacity (MW) | Renewable | Offshore Wind | Wind Offshore | 2656 | 2656 | 2975 | 3294 | 3613 | 3932 | 4251 | 6351 | 8452 | 10552 | 12653 | 14753 | 14753 | 14753 | 14753 | 14753 | 14753 | 14753 | 14753 | 14753 | 14753 | 14753 | 14753 | 14753 | 14753 | 14753 | 14753
| Denmark | EU Blue | Hydrogen Evolution | Capacity (MW) | Renewable | Onshore Wind | Wind Onshore | 5704 | 5921 | 5921 | 5921 | 5922 | 5922 | 5922 | 6608 | 7294 | 7980 | 8666 | 9352 | 9752 | 10152 | 10552 | 10952 | 11352 | 11752 | 12152 | 12552 | 12952 | 13352 | 13730 | 14108 | 14486 | 14864 | 15242
| Denmark | EU Blue | Hydrogen Evolution | Capacity (MW) | Low Carbon | CCS | CCS Gas | 0 | 0 | 0 | 0 | 0 | 0 | 0 | 0 | 0 | 0 | 0 | 0 | 0 | 0 | 0 | 0 | 0 | 0 | 0 | 0 | 0 | 0 | 0 | 0 | 0 | 0 | 0
| Denmark | EU Green | Holistic Transition | Demand (TWh) | Demand | Demand | Demand Total (TWh) | 37.4 | 39.2 | 41.5 | 44.2 | 46.8 | 49.2 | 49.7 | 53.4 | 57.5 | 61.2 | 65.3 | 69.1 | 72.5 | 75.3 | 78.4 | 81.4 | 85.1 | 85.5 | 86.1 | 86.7 | 87.3 | 87.3 | 87.3 | 87.3 | 87.4 | 87.1 | 87.5
| Denmark | EU Green | Electric Engagement | Demand (TWh) | Demand | Demand | Demand Total (TWh) | 37.4 | 39.2 | 41.5 | 44.2 | 46.8 | 49.2 | 49.7 | 53.4 | 57.5 | 61.3 | 65.3 | 69.1 | 72.5 | 75.3 | 78.4 | 81.4 | 85.2 | 85.5 | 86.1 | 86.6 | 87.3 | 87.3 | 87.3 | 87.3 | 87.4 | 87.1 | 87.5
| Denmark | EU Blue | Hydrogen Evolution | Demand (TWh) | Demand | Demand | Demand Total (TWh) | 37.4 | 39.2 | 42.5 | 46.1 | 49.8 | 53.1 | 54.6 | 59.7 | 65.1 | 69.9 | 75 | 89.9 | 97.1 | 106.3 | 111.3 | 116.7 | 128.9 | 130.7 | 132.2 | 134.1 | 137.9 | 141.4 | 140.9 | 142.5 | 142.5 | 153.6 | 154.6
| Denmark | EU Central | Falling Behind | Demand (TWh) | Demand | Demand | Demand Total (TWh) | 37.38 | 39.3722 | 40.7741 | 43.2066 | 45.673 | 47.7162 | 50.5844 | 53.9197 | 57.688 | 61.0256 | 64.6768 | 67.8127 | 72.0969 | 77.6354 | 102.6937 | 112.482 | 100.367 | 103.655 | 117.6635 | 119.5517 | 117.3057 | 143.2869 | 146.2008 | 148.2147 | 150.4028 | 151.8705 | 153.4869
| Denmark | EU Central | 10YF | Demand (TWh) | Demand | Demand | Demand Total (TWh) | 2024: 37.3804; 2025: 39.3739; 2026: 40.7746; 2027: 43.2097; 2028: 45.6809; 2029: 47.7297; 2030: 50.5934; 2031: 53.9151; 2032: 57.6957; 2033: 61.0348; 2034: 64.6785; 2035: 67.807
| Finland | EU Green | Holistic Transition, Electric Engagement | Capacity (MW) | Storage | Storage | Battery | 200 | 200 | 250 | 300 | 350 | 400 | 450 | 500 | 600 | 650 | 750 | 800 | 850 | 950 | 1000 | 1100 | 1150 | 1150 | 1150 | 1200 | 1200 | 1200 | 1200 | 1200 | 1200 | 1200 | 1200
| Finland | EU Green | Holistic Transition, Electric Engagement | Capacity (MW) | Renewable | Biomass | Biomass | 3762 | 3762 | 3762 | 3758 | 3686 | 3686 | 5226 | 5226 | 5150 | 5185 | 5185 | 5185 | 5185 | 5185 | 5105 | 5163 | 5174 | 5064 | 4954 | 4959 | 4849 | 4739 | 4774 | 4824 | 4818 | 4818 | 4818
| Finland | EU Green | Holistic Transition, Electric Engagement | Capacity (MW) | Low Carbon | CCS | Biomass CCS | 0 | 0 | 0 | 0 | 0 | 0 | 0 | 0 | 0 | 0 | 0 | 0 | 0 | 200 | 200 | 200 | 400 | 400 | 400 | 600 | 600 | 800 | 800 | 1000 | 1000 | 1200 | 1200
| Finland | EU Green | Holistic Transition, Electric Engagement | Capacity (MW) | Thermal | Gas | CCGT CHP | 0 | 0 | 0 | 0 | 0 | 0 | 0 | 0 | 0 | 0 | 0 | 0 | 0 | 0 | 0 | 0 | 0 | 0 | 0 | 0 | 0 | 0 | 0 | 0 | 0 | 0 | 0
| Finland | EU Green | Holistic Transition, Electric Engagement | Capacity (MW) | Low Carbon | Low Carbon | Hydrogen | 0 | 0 | 0 | 0 | 0 | 0 | 0 | 300 | 900 | 1500 | 2100 | 2700 | 3400 | 3900 | 4600 | 5300 | 5900 | 5800 | 5800 | 5700 | 5600 | 5500 | 5600 | 5600 | 5700 | 5700 | 5800
| Finland | EU Green | Holistic Transition, Electric Engagement | Capacity (MW) | Low Carbon | Nuclear | Nuclear | 4394 | 4394 | 4394 | 4394 | 4394 | 4394 | 4394 | 4394 | 4394 | 4394 | 4394 | 4394 | 4394 | 4394 | 4394 | 4394 | 4394 | 4394 | 4394 | 4394 | 4394 | 4394 | 4394 | 4394 | 4394 | 4394 | 4394
| Finland | EU Green | Holistic Transition, Electric Engagement | Capacity (MW) | Renewable | Hydro | Run-of-river Hydro | 3212.3 | 3216.4 | 3220.5 | 3224.6 | 3228.7 | 3232.8 | 3236.6 | 3236.6 | 3236.6 | 3236.6 | 3236.6 | 3236.6 | 3236.6 | 3236.6 | 3236.6 | 3236.6 | 3236.6 | 3236.6 | 3236.6 | 3236.6 | 3236.6 | 3236.6 | 3236.6 | 3236.6 | 3236.6 | 3236.6 | 3236.6
| Finland | EU Green | Holistic Transition, Electric Engagement | Capacity (MW) | Renewable | Solar | Solar PV | 767 | 1018 | 2528 | 4038 | 5548 | 7057 | 8567 | 10039 | 11510 | 12982 | 14454 | 15926 | 17398 | 18871 | 20344 | 21817 | 23290 | 25212 | 27134 | 29055 | 30977 | 32899 | 34835 | 36770 | 38706 | 40642 | 42577
| Finland | EU Green | Holistic Transition, Electric Engagement | Capacity (MW) | Renewable | Offshore Wind | Wind Offshore | 42 | 42 | 42 | 42 | 42 | 42 | 42 | 382 | 722 | 1062 | 1402 | 1742 | 3392 | 5042 | 6692 | 8342 | 9992 | 9992 | 9992 | 9992 | 9992 | 9992 | 9992 | 9992 | 9992 | 9992 | 9992
| Finland | EU Green | Holistic Transition, Electric Engagement | Capacity (MW) | Renewable | Onshore Wind | Wind Onshore | 7413 | 8969 | 10055 | 11142 | 12228 | 13315 | 14401 | 15401 | 16401 | 17401 | 18401 | 19401 | 20401 | 21401 | 22401 | 23401 | 24401 | 25401 | 26401 | 27401 | 28401 | 29401 | 30401 | 31401 | 32401 | 33401 | 34401
| Finland | EU Green | Holistic Transition, Electric Engagement | Capacity (MW) | Low Carbon | CCS | CCS Gas | 0 | 0 | 0 | 0 | 0 | 0 | 0 | 0 | 0 | 0 | 0 | 0 | 0 | 0 | 0 | 0 | 0 | 0 | 0 | 0 | 0 | 0 | 0 | 0 | 0 | 0 | 0
| Finland | EU Central | Falling Behind, 10YF | Capacity (MW) | Storage | Storage | Battery | 200 | 200 | 250 | 300 | 300 | 350 | 400 | 450 | 550 | 600 | 650 | 700 | 750 | 850 | 900 | 950 | 1050 | 1050 | 1050 | 1050 | 1050 | 1050 | 1050 | 1050 | 1100 | 1100 | 1100
| Finland | EU Central | Falling Behind, 10YF | Capacity (MW) | Renewable | Biomass | Biomass | 3762 | 3762 | 3762 | 3758 | 3796 | 3796 | 3576 | 3576 | 3610 | 3645 | 3645 | 3645 | 3645 | 3535 | 3565 | 3513 | 3524 | 3414 | 3304 | 3309 | 3199 | 3199 | 3234 | 3174 | 3168 | 3168 | 3168
| Finland | EU Central | Falling Behind, 10YF | Capacity (MW) | Low Carbon | CCS | Biomass CCS | 0 | 0 | 0 | 0 | 0 | 0 | 0 | 0 | 0 | 0 | 0 | 0 | 0 | 0 | 0 | 0 | 0 | 0 | 0 | 0 | 0 | 0 | 0 | 0 | 0 | 0 | 0
| Finland | EU Central | Falling Behind, 10YF | Capacity (MW) | Low Carbon | Low Carbon | Hydrogen | 0 | 0 | 0 | 0 | 0 | 0 | 0 | 0 | 0 | 0 | 0 | 0 | 0 | 0 | 0 | 0 | 0 | 0 | 0 | 0 | 0 | 200 | 200 | 300 | 400 | 500 | 600
| Finland | EU Central | Falling Behind, 10YF | Capacity (MW) | Thermal | Other Thermal | Fossil Peat | 507 | 507 | 507 | 409 | 409 | 409 | 0 | 0 | 0 | 0 | 0 | 0 | 0 | 0 | 0 | 0 | 0 | 0 | 0 | 0 | 0 | 0 | 0 | 0 | 0 | 0 | 0
| Finland | EU Central | Falling Behind, 10YF | Capacity (MW) | Renewable | Other Renewables | Other RES | 94 | 94 | 94 | 94 | 94 | 94 | 94 | 94 | 94 | 94 | 94 | 94 | 94 | 94 | 94 | 94 | 0 | 0 | 0 | 0 | 0 | 0 | 0 | 0 | 0 | 0 | 0
| Finland | EU Central | Falling Behind, 10YF | Capacity (MW) | Renewable | Waste | Waste | 81 | 81 | 81 | 81 | 81 | 81 | 81 | 81 | 81 | 81 | 81 | 81 | 81 | 81 | 81 | 81 | 81 | 81 | 81 | 81 | 81 | 81 | 81 | 81 | 81 | 81 | 81
| Finland | EU Central | Falling Behind, 10YF | Capacity (MW) | Thermal | Coal | Coal | 521 | 521 | 521 | 521 | 521 | 521 | 0 | 0 | 0 | 0 | 0 | 0 | 0 | 0 | 0 | 0 | 0 | 0 | 0 | 0 | 0 | 0 | 0 | 0 | 0 | 0 | 0
| Finland | EU Central | Falling Behind, 10YF | Capacity (MW) | Thermal | Gas | Fossil Gas | 1680 | 1730 | 1730 | 1780 | 1830 | 1830 | 958 | 958 | 958 | 958 | 958 | 958 | 908 | 908 | 908 | 908 | 908 | 745 | 745 | 745 | 745 | 745 | 695 | 695 | 210 | 210 | 100
| Finland | EU Central | Falling Behind, 10YF | Capacity (MW) | Low Carbon | Nuclear | Nuclear | 4394 | 4394 | 4394 | 4394 | 4394 | 4394 | 4394 | 4394 | 4394 | 4394 | 4394 | 5594 | 5594 | 5594 | 5594 | 5594 | 5594 | 5594 | 5594 | 5594 | 5594 | 5594 | 5594 | 5594 | 5594 | 5594 | 5594
| Finland | EU Central | Falling Behind, 10YF | Capacity (MW) | Renewable | Hydro | Run-of-river Hydro | 3212.3 | 3216.4 | 3220.5 | 3224.6 | 3228.7 | 3232.8 | 3236.6 | 3236.6 | 3236.6 | 3236.6 | 3236.6 | 3236.6 | 3236.6 | 3236.6 | 3236.6 | 3236.6 | 3236.6 | 3236.6 | 3236.6 | 3236.6 | 3236.6 | 3236.6 | 3236.6 | 3236.6 | 3236.6 | 3236.6 | 3236.6
| Finland | EU Central | Falling Behind, 10YF | Capacity (MW) | Renewable | Solar | Solar PV | 767 | 1018 | 1092 | 1166 | 1240 | 1314 | 1388 | 1408 | 1428 | 1448 | 1468 | 1488 | 1752 | 2016 | 2280 | 2544 | 2808 | 3095 | 3381 | 3667 | 3953 | 4239 | 4525 | 4811 | 5097 | 5383 | 5669
| Finland | EU Central | Falling Behind, 10YF | Capacity (MW) | Renewable | Offshore Wind | Wind Offshore | 42 | 42 | 42 | 42 | 42 | 42 | 42 | 42 | 1342 | 1442 | 1592 | 1742 | 1742 | 1742 | 1742 | 1742 | 1742 | 1742 | 1742 | 1742 | 1742 | 1742 | 1742 | 1742 | 1742 | 1742 | 1742
| Finland | EU Central | Falling Behind, 10YF | Capacity (MW) | Renewable | Onshore Wind | Wind Onshore | 7413 | 8969 | 9269 | 9923 | 10931 | 11939 | 12947 | 14947 | 16947 | 17947 | 18947 | 18947 | 20097 | 21247 | 22397 | 23547 | 23697 | 24416 | 25135 | 25853 | 26572 | 27291 | 28010 | 28728 | 29447 | 30166 | 30885
| Finland | EU Central | Falling Behind, 10YF | Capacity (MW) | Low Carbon | CCS | CCS Gas | 0 | 0 | 0 | 0 | 0 | 0 | 0 | 0 | 0 | 0 | 0 | 0 | 0 | 0 | 0 | 0 | 0 | 0 | 0 | 0 | 0 | 0 | 0 | 0 | 0 | 0 | 0
| Finland | EU Blue | Hydrogen Evolution | Capacity (MW) | Storage | Storage | Battery | 200 | 200 | 250 | 300 | 300 | 350 | 400 | 450 | 500 | 600 | 650 | 700 | 750 | 850 | 900 | 1000 | 1050 | 1050 | 1050 | 1050 | 1050 | 1050 | 1050 | 1050 | 1100 | 1100 | 1100
| Finland | EU Blue | Hydrogen Evolution | Capacity (MW) | Renewable | Biomass | Biomass | 3762 | 3762 | 3762 | 3758 | 3686 | 3686 | 5226 | 5226 | 5150 | 5185 | 5185 | 5185 | 5185 | 5185 | 5105 | 5163 | 5174 | 5064 | 4954 | 4959 | 4849 | 4739 | 4774 | 4824 | 4818 | 4818 | 4818
| Finland | EU Blue | Hydrogen Evolution | Capacity (MW) | Low Carbon | CCS | Biomass CCS | 0 | 0 | 0 | 0 | 0 | 0 | 0 | 0 | 0 | 0 | 0 | 0 | 0 | 200 | 200 | 200 | 400 | 400 | 400 | 600 | 600 | 800 | 800 | 1000 | 1000 | 1200 | 1200
| Finland | EU Blue | Hydrogen Evolution | Capacity (MW) | Thermal | Gas | CCGT CHP | 0 | 0 | 0 | 0 | 0 | 0 | 0 | 0 | 0 | 0 | 0 | 0 | 0 | 0 | 0 | 0 | 0 | 0 | 0 | 0 | 0 | 0 | 0 | 0 | 0 | 0 | 0
| Finland | EU Blue | Hydrogen Evolution | Capacity (MW) | Low Carbon | Low Carbon | Hydrogen | 0 | 0 | 0 | 0 | 0 | 0 | 0 | 600 | 1100 | 1700 | 2200 | 2800 | 3200 | 3600 | 4000 | 4500 | 4900 | 4900 | 4900 | 4900 | 4900 | 4900 | 5000 | 5100 | 5200 | 5400 | 5500
| Finland | EU Blue | Hydrogen Evolution | Capacity (MW) | Low Carbon | Nuclear | Nuclear | 4394 | 4394 | 4394 | 4394 | 4394 | 4394 | 4394 | 4394 | 4394 | 4394 | 4394 | 4394 | 4394 | 4394 | 4394 | 4394 | 4394 | 4394 | 4394 | 4394 | 4394 | 4394 | 4394 | 4394 | 4394 | 4394 | 4394
| Finland | EU Blue | Hydrogen Evolution | Capacity (MW) | Renewable | Hydro | Run-of-river Hydro | 3212.3 | 3216.4 | 3220.5 | 3224.6 | 3228.7 | 3232.8 | 3236.6 | 3236.6 | 3236.6 | 3236.6 | 3236.6 | 3236.6 | 3236.6 | 3236.6 | 3236.6 | 3236.6 | 3236.6 | 3236.6 | 3236.6 | 3236.6 | 3236.6 | 3236.6 | 3236.6 | 3236.6 | 3236.6 | 3236.6 | 3236.6
| Finland | EU Blue | Hydrogen Evolution | Capacity (MW) | Renewable | Solar | Solar PV | 767 | 1018 | 2655 | 4291 | 5927 | 7563 | 9199 | 10581 | 11963 | 13345 | 14726 | 16108 | 17581 | 19054 | 20527 | 22000 | 23473 | 25386 | 27300 | 29214 | 31128 | 33041 | 34963 | 36885 | 38806 | 40728 | 42650
| Finland | EU Blue | Hydrogen Evolution | Capacity (MW) | Renewable | Offshore Wind | Wind Offshore | 42 | 42 | 42 | 42 | 42 | 42 | 42 | 382 | 722 | 1062 | 1402 | 1742 | 3392 | 5042 | 6692 | 8342 | 9992 | 9992 | 9992 | 9992 | 9992 | 9992 | 9992 | 9992 | 9992 | 9992 | 9992
| Finland | EU Blue | Hydrogen Evolution | Capacity (MW) | Renewable | Onshore Wind | Wind Onshore | 7413 | 8969 | 9765 | 10560 | 11356 | 12151 | 12947 | 13947 | 14947 | 15947 | 16947 | 17947 | 18947 | 19947 | 20947 | 21947 | 22947 | 23947 | 24947 | 25947 | 26947 | 27947 | 28947 | 29947 | 30947 | 31947 | 32947
| Finland | EU Blue | Hydrogen Evolution | Capacity (MW) | Low Carbon | CCS | CCS Gas | 0 | 0 | 0 | 0 | 0 | 0 | 0 | 0 | 0 | 0 | 0 | 0 | 0 | 0 | 0 | 0 | 0 | 0 | 0 | 0 | 0 | 0 | 0 | 0 | 0 | 0 | 0
| Finland | EU Green | Holistic Transition | Demand (TWh) | Demand | Demand | Demand Total (TWh) | 76.7 | 78.8 | 81.4 | 84.1 | 86.9 | 89.2 | 92.2 | 102.8 | 112.9 | 121.8 | 131.3 | 140.8 | 152.4 | 162.1 | 170.6 | 179.2 | 185.7 | 188.6 | 192.1 | 195.5 | 199.6 | 202.4 | 205.8 | 209 | 213.2 | 215.9 | 219.2
| Finland | EU Green | Electric Engagement | Demand (TWh) | Demand | Demand | Demand Total (TWh) | 76.7 | 78.8 | 81.4 | 84.1 | 86.9 | 89.2 | 92.2 | 102.8 | 112.9 | 121.8 | 131.2 | 140.3 | 152.2 | 162.1 | 170.6 | 179.6 | 185.8 | 188.7 | 192.1 | 195.5 | 199.8 | 202.5 | 205.9 | 209 | 213.1 | 215.8 | 219.3
| Finland | EU Blue | Hydrogen Evolution | Demand (TWh) | Demand | Demand | Demand Total (TWh) | 76.7 | 78.9 | 82.6 | 86.1 | 89 | 91.9 | 95.7 | 104.1 | 113.8 | 123 | 130.9 | 134.8 | 142.1 | 148.5 | 155.9 | 162.2 | 173.5 | 178.1 | 183.8 | 189.5 | 196.2 | 198.2 | 201.7 | 205.2 | 209.2 | 211 | 216.8
| Finland | EU Central | Falling Behind | Demand (TWh) | Demand | Demand | Demand Total (TWh) | 76.7374 | 78.9484 | 81.5588 | 84.7717 | 87.9399 | 91.0653 | 94.55 | 97.5748 | 102.4847 | 106.4376 | 111.3085 | 111.604 | 115.4245 | 118.8876 | 122.6163 | 125.8302 | 132.3744 | 135.4946 | 139.1188 | 142.5396 | 144.9225 | 146.5395 | 150.9516 | 154.0959 | 159.5293 | 162.1882 | 164.8818
| Finland | EU Central | 10YF | Demand (TWh) | Demand | Demand | Demand Total (TWh) | 2024: 76.7338; 2025: 78.941; 2026: 81.5585; 2027: 84.7568; 2028: 87.966; 2029: 91.0677; 2030: 94.5401; 2031: 97.5699; 2032: 102.4809; 2033: 106.514; 2034: 111.5426; 2035: 112.0046
| France | EU Green | Holistic Transition, Electric Engagement | Capacity (MW) | Storage | Storage | Battery | 900 | 1250 | 1900 | 2500 | 3150 | 3750 | 4400 | 4550 | 4650 | 4800 | 4900 | 5050 | 5500 | 5900 | 6350 | 6750 | 7200 | 7500 | 7850 | 8150 | 8500 | 8800 | 9050 | 9300 | 9500 | 9750 | 10000
| France | EU Green | Holistic Transition, Electric Engagement | Capacity (MW) | Renewable | Biomass | Biomass | 1400 | 1400 | 2000 | 2600 | 3200 | 3800 | 4400 | 4400 | 4400 | 4400 | 4400 | 4400 | 4400 | 4400 | 4400 | 4400 | 4400 | 4400 | 4400 | 4400 | 4400 | 4400 | 4400 | 4400 | 4400 | 4400 | 4400
| France | EU Green | Holistic Transition, Electric Engagement | Capacity (MW) | Low Carbon | CCS | Biomass CCS | 0 | 0 | 0 | 0 | 0 | 0 | 0 | 200 | 400 | 600 | 800 | 1000 | 1200 | 1200 | 1400 | 1400 | 1600 | 1800 | 2000 | 2200 | 2400 | 2600 | 2600 | 2600 | 2600 | 2600 | 2600
| France | EU Green | Holistic Transition, Electric Engagement | Capacity (MW) | Thermal | Coal | Coal | 1755 | 1160 | 0 | 0 | 0 | 0 | 0 | 0 | 0 | 0 | 0 | 0 | 0 | 0 | 0 | 0 | 0 | 0 | 0 | 0 | 0 | 0 | 0 | 0 | 0 | 0 | 0
| France | EU Green | Holistic Transition, Electric Engagement | Capacity (MW) | Thermal | Gas | Fossil Gas | 11650 | 11350 | 11050 | 10400 | 9906 | 9556 | 8856 | 9531 | 9131 | 9280 | 9253 | 9257 | 7984 | 7133 | 6135 | 5267.5 | 4265 | 5465 | 8400 | 11900 | 15250 | 18600 | 18600 | 18600 | 18600 | 18600 | 18600
| France | EU Green | Holistic Transition, Electric Engagement | Capacity (MW) | Thermal | Other Thermal | Fossil Oil | 1640 | 1640 | 1506 | 1381 | 1381 | 1381 | 1041 | 1041 | 1041 | 1041 | 1041 | 1041 | 1041 | 912 | 552 | 370 | 0 | 0 | 0 | 0 | 0 | 0 | 0 | 0 | 0 | 0 | 0
| France | EU Green | Holistic Transition, Electric Engagement | Capacity (MW) | Low Carbon | Low Carbon | Hydrogen | 0 | 0 | 0 | 0 | 0 | 0 | 0 | 500 | 1900 | 2700 | 4200 | 5600 | 5700 | 5700 | 5700 | 5800 | 5800 | 8000 | 8300 | 8300 | 8300 | 8300 | 8300 | 8300 | 8300 | 8300 | 8300
| France | EU Green | Holistic Transition, Electric Engagement | Capacity (MW) | Renewable | Marine | Marine | 240 | 240 | 240 | 240 | 240 | 240 | 240 | 240 | 240 | 240 | 240 | 240 | 240 | 240 | 240 | 240 | 240 | 240 | 240 | 240 | 240 | 240 | 240 | 240 | 240 | 240 | 240
| France | EU Green | Holistic Transition, Electric Engagement | Capacity (MW) | Low Carbon | Nuclear | Nuclear | 61370 | 63020 | 63020 | 63020 | 63020 | 63020 | 63020 | 63020 | 63020 | 63020 | 60320 | 57610 | 55610 | 54490 | 54490 | 51550 | 51550 | 49040 | 49830 | 47105 | 48330 | 47195 | 45865 | 45070 | 43735 | 45000 | 44395
| France | EU Green | Holistic Transition, Electric Engagement | Capacity (MW) | Storage | Storage | Pumped Hydro | 5101 | 5101 | 5101 | 5101 | 5101 | 5101 | 5101 | 5101 | 5101 | 5101 | 5101 | 5101 | 5101 | 5101 | 5101 | 5101 | 5101 | 5101 | 5101 | 5101 | 5101 | 5101 | 5101 | 5101 | 5101 | 5101 | 5101
| France | EU Green | Holistic Transition, Electric Engagement | Capacity (MW) | Renewable | Hydro | Run-of-river Hydro | 21025.8 | 21429.4 | 21833 | 22236.6 | 22640.2 | 23043.8 | 23447 | 23447 | 23447 | 23447 | 23447 | 23447 | 23447 | 23447 | 23447 | 23447 | 23447 | 23447 | 23447 | 23447 | 23447 | 23447 | 23447 | 23447 | 23447 | 23447 | 23447
| France | EU Green | Holistic Transition, Electric Engagement | Capacity (MW) | Renewable | Solar | Solar PV | 20747 | 23662 | 30519 | 37377 | 44234 | 51092 | 57949 | 67296 | 76643 | 85989 | 95336 | 104683 | 117142 | 129601 | 142060 | 154519 | 166978 | 170971 | 174964 | 178957 | 182950 | 186943 | 190936 | 194929 | 198922 | 202915 | 206908
| France | EU Green | Holistic Transition, Electric Engagement | Capacity (MW) | Renewable | Waste | Waste | 55 | 55 | 55 | 55 | 55 | 55 | 0 | 0 | 0 | 0 | 0 | 0 | 0 | 0 | 0 | 0 | 0 | 0 | 0 | 0 | 0 | 0 | 0 | 0 | 0 | 0 | 0
| France | EU Green | Holistic Transition, Electric Engagement | Capacity (MW) | Renewable | Offshore Wind | Wind Offshore | 1499 | 1559 | 3145 | 4731 | 6318 | 7904 | 9490 | 11991 | 14492 | 16993 | 19494 | 21995 | 25371 | 28747 | 32123 | 35499 | 38875 | 42066 | 45258 | 48449 | 51641 | 54832 | 55994 | 57155 | 58317 | 59479 | 60640
| France | EU Green | Holistic Transition, Electric Engagement | Capacity (MW) | Renewable | Onshore Wind | Wind Onshore | 22864 | 24882 | 28278 | 31674 | 35070 | 38466 | 41862 | 43488 | 45114 | 46740 | 48366 | 49992 | 51494 | 52996 | 54498 | 56000 | 57502 | 59004 | 60506 | 62008 | 63510 | 65012 | 66514 | 68016 | 69518 | 71020 | 72522
| France | EU Green | Holistic Transition, Electric Engagement | Capacity (MW) | Low Carbon | CCS | CCS Gas | 0 | 0 | 0 | 0 | 0 | 0 | 0 | 0 | 500 | 500 | 500 | 500 | 500 | 500 | 500 | 500 | 500 | 1000 | 1500 | 2000 | 3000 | 3500 | 4000 | 4500 | 5000 | 5500 | 6000
| France | EU Central | Falling Behind, 10YF | Capacity (MW) | Storage | Storage | Battery | 900 | 1250 | 1700 | 2150 | 2650 | 3200 | 3850 | 4100 | 4300 | 4500 | 4750 | 4950 | 5300 | 5700 | 6150 | 6550 | 7000 | 7300 | 7650 | 7950 | 8250 | 8550 | 8750 | 9000 | 9250 | 9450 | 9700
| France | EU Central | Falling Behind, 10YF | Capacity (MW) | Renewable | Biomass | Biomass | 1400 | 1400 | 3150 | 3150 | 3150 | 3150 | 3150 | 3150 | 3150 | 3150 | 3150 | 3150 | 3150 | 3150 | 3150 | 3150 | 3150 | 3150 | 3150 | 3150 | 3150 | 3150 | 3150 | 3150 | 3150 | 3150 | 3150
| France | EU Central | Falling Behind, 10YF | Capacity (MW) | Low Carbon | CCS | Biomass CCS | 0 | 0 | 0 | 0 | 0 | 0 | 0 | 0 | 0 | 0 | 0 | 0 | 0 | 0 | 0 | 0 | 0 | 0 | 0 | 0 | 0 | 200 | 200 | 200 | 200 | 200 | 200
| France | EU Central | Falling Behind, 10YF | Capacity (MW) | Thermal | Coal | Coal | 1755 | 1755 | 1160 | 0 | 0 | 0 | 0 | 0 | 0 | 0 | 0 | 0 | 0 | 0 | 0 | 0 | 0 | 0 | 0 | 0 | 0 | 0 | 0 | 0 | 0 | 0 | 0
| France | EU Central | Falling Behind, 10YF | Capacity (MW) | Thermal | Gas | Fossil Gas | 11650 | 11350 | 11450 | 11200 | 10900 | 10756 | 10456 | 9931 | 9531 | 9131 | 9451 | 9068.1 | 9285 | 9285 | 8885 | 8764.9 | 8748.7 | 8384.4 | 7397.5 | 7415.9 | 6881 | 5681 | 5265.7 | 4296 | 3496 | 2696 | 2696
| France | EU Central | Falling Behind, 10YF | Capacity (MW) | Thermal | Other Thermal | Fossil Oil | 1640 | 1640 | 1506 | 1381 | 1381 | 1381 | 1041 | 1041 | 1041 | 1041 | 1041 | 1041 | 1041 | 912 | 552 | 370 | 0 | 0 | 0 | 0 | 0 | 0 | 0 | 0 | 0 | 0 | 0
| France | EU Central | Falling Behind, 10YF | Capacity (MW) | Low Carbon | Low Carbon | Hydrogen | 0 | 0 | 0 | 0 | 0 | 0 | 0 | 0 | 0 | 0 | 0 | 0 | 900 | 1700 | 2600 | 3500 | 4300 | 5200 | 6000 | 7000 | 8000 | 8900 | 12100 | 15400 | 18800 | 22000 | 25300
| France | EU Central | Falling Behind, 10YF | Capacity (MW) | Renewable | Marine | Marine | 240 | 240 | 240 | 240 | 240 | 240 | 240 | 240 | 240 | 240 | 240 | 240 | 240 | 240 | 240 | 240 | 240 | 240 | 240 | 240 | 240 | 240 | 240 | 240 | 240 | 240 | 240
| France | EU Central | Falling Behind, 10YF | Capacity (MW) | Low Carbon | Nuclear | Nuclear | 61370 | 63020 | 63020 | 63020 | 63020 | 63020 | 63020 | 63020 | 63020 | 60320 | 60320 | 57610 | 55610 | 54490 | 53580 | 53380 | 51550 | 49040 | 48230 | 47105 | 44445 | 42395 | 41065 | 41870 | 40535 | 40200 | 39595
| France | EU Central | Falling Behind, 10YF | Capacity (MW) | Renewable | Other Renewables | Other RES | 0 | 300 | 500 | 800 | 1100 | 1300 | 1600 | 1500 | 1400 | 1400 | 1300 | 1200 | 1100 | 1000 | 1000 | 900 | 800 | 800 | 800 | 800 | 800 | 800 | 800 | 800 | 800 | 800 | 800
| France | EU Central | Falling Behind, 10YF | Capacity (MW) | Storage | Storage | Pumped Hydro | 5101 | 5101 | 5101 | 5101 | 5101 | 5101 | 5101 | 5101 | 5101 | 5101 | 5101 | 5101 | 5101 | 5101 | 5101 | 5101 | 5101 | 5101 | 5101 | 5101 | 5101 | 5101 | 5101 | 5101 | 5101 | 5101 | 5101
| France | EU Central | Falling Behind, 10YF | Capacity (MW) | Renewable | Hydro | Run-of-river Hydro | 21025.8 | 21429.4 | 21833 | 22236.6 | 22640.2 | 23043.8 | 23447 | 23447 | 23447 | 23447 | 23447 | 23447 | 23447 | 23447 | 23447 | 23447 | 23447 | 23447 | 23447 | 23447 | 23447 | 23447 | 23447 | 23447 | 23447 | 23447 | 23447
| France | EU Central | Falling Behind, 10YF | Capacity (MW) | Renewable | Solar | Solar PV | 20747 | 23662 | 28032 | 32651 | 37518 | 42634 | 47997 | 51231 | 54465 | 57699 | 60933 | 64167 | 67919 | 71671 | 75423 | 79175 | 82927 | 85509 | 88091 | 90673 | 93255 | 95837 | 97919 | 100001 | 102083 | 104165 | 106247
| France | EU Central | Falling Behind, 10YF | Capacity (MW) | Renewable | Waste | Waste | 55 | 55 | 55 | 55 | 55 | 55 | 0 | 0 | 0 | 0 | 0 | 0 | 0 | 0 | 0 | 0 | 0 | 0 | 0 | 0 | 0 | 0 | 0 | 0 | 0 | 0 | 0
| France | EU Central | Falling Behind, 10YF | Capacity (MW) | Renewable | Offshore Wind | Wind Offshore | 1499 | 1559 | 2505 | 3101 | 3101 | 3801 | 3801 | 4101 | 5326 | 7886 | 9086 | 11886 | 14186 | 16486 | 18686 | 20986 | 23286 | 25486 | 27686 | 29786 | 31986 | 34186 | 36286 | 38386 | 40486 | 42586 | 44686
| France | EU Central | Falling Behind, 10YF | Capacity (MW) | Renewable | Onshore Wind | Wind Onshore | 22864 | 24882 | 27045 | 29289 | 31613 | 34017 | 36502 | 38424 | 40346 | 42268 | 44190 | 46112 | 48374 | 50636 | 52898 | 55160 | 57422 | 58634 | 59846 | 61058 | 62270 | 63482 | 64544 | 65606 | 66668 | 67730 | 68792
| France | EU Central | Falling Behind, 10YF | Capacity (MW) | Low Carbon | CCS | CCS Gas | 0 | 0 | 0 | 0 | 0 | 0 | 0 | 0 | 0 | 0 | 0 | 0 | 0 | 0 | 0 | 0 | 0 | 500 | 500 | 1000 | 1000 | 1000 | 1500 | 1500 | 1500 | 2000 | 2000
| France | EU Blue | Hydrogen Evolution | Capacity (MW) | Storage | Storage | Battery | 900 | 1250 | 1750 | 2300 | 2800 | 3350 | 3850 | 4050 | 4300 | 4500 | 4750 | 4950 | 5350 | 5750 | 6200 | 6600 | 7000 | 7300 | 7600 | 7950 | 8250 | 8550 | 8800 | 9000 | 9250 | 9450 | 9700
| France | EU Blue | Hydrogen Evolution | Capacity (MW) | Renewable | Biomass | Biomass | 1400 | 1400 | 1950 | 2500 | 3050 | 3550 | 4100 | 4100 | 4100 | 4100 | 4100 | 4100 | 4100 | 4100 | 4100 | 4100 | 4100 | 4100 | 4100 | 4100 | 4100 | 4100 | 4100 | 4100 | 4100 | 4100 | 4100
| France | EU Blue | Hydrogen Evolution | Capacity (MW) | Low Carbon | CCS | Biomass CCS | 0 | 0 | 0 | 0 | 0 | 0 | 0 | 200 | 200 | 400 | 600 | 800 | 800 | 1000 | 1000 | 1200 | 1200 | 1400 | 1600 | 2000 | 2200 | 2400 | 2400 | 2400 | 2400 | 2400 | 2400
| France | EU Blue | Hydrogen Evolution | Capacity (MW) | Thermal | Coal | Coal | 1755 | 1755 | 1160 | 0 | 0 | 0 | 0 | 0 | 0 | 0 | 0 | 0 | 0 | 0 | 0 | 0 | 0 | 0 | 0 | 0 | 0 | 0 | 0 | 0 | 0 | 0 | 0
| France | EU Blue | Hydrogen Evolution | Capacity (MW) | Thermal | Gas | Fossil Gas | 11650 | 11350 | 11450 | 11200 | 10900 | 10756 | 10456 | 10331 | 9931 | 9931 | 9531 | 9285 | 9285 | 9285 | 8885 | 8852.5 | 8687 | 8224 | 7411 | 6881 | 6081 | 5681 | 4696 | 3896 | 2696 | 1846 | 900
| France | EU Blue | Hydrogen Evolution | Capacity (MW) | Thermal | Other Thermal | Fossil Oil | 1640 | 1640 | 1506 | 1381 | 1381 | 1381 | 1041 | 1041 | 1041 | 1041 | 1041 | 1041 | 1041 | 912 | 552 | 370 | 0 | 0 | 0 | 0 | 0 | 0 | 0 | 0 | 0 | 0 | 0
| France | EU Blue | Hydrogen Evolution | Capacity (MW) | Low Carbon | Low Carbon | Hydrogen | 0 | 0 | 0 | 0 | 0 | 0 | 0 | 1400 | 2700 | 4100 | 5500 | 6800 | 7300 | 7800 | 8300 | 8800 | 9300 | 9300 | 9300 | 9300 | 9300 | 9300 | 9800 | 10300 | 10800 | 11300 | 11800
| France | EU Blue | Hydrogen Evolution | Capacity (MW) | Renewable | Marine | Marine | 240 | 240 | 240 | 240 | 240 | 240 | 240 | 240 | 240 | 240 | 240 | 240 | 240 | 240 | 240 | 240 | 240 | 240 | 240 | 240 | 240 | 240 | 240 | 240 | 240 | 240 | 240
| France | EU Blue | Hydrogen Evolution | Capacity (MW) | Low Carbon | Nuclear | Nuclear | 61370 | 63020 | 63020 | 63020 | 63020 | 63020 | 63020 | 63020 | 63020 | 60320 | 60320 | 57610 | 55610 | 54490 | 53580 | 53380 | 51550 | 49040 | 48230 | 47105 | 44445 | 42395 | 41065 | 41870 | 40535 | 40200 | 39595
| France | EU Blue | Hydrogen Evolution | Capacity (MW) | Low Carbon | Nuclear | Other RES | 0 | 300 | 500 | 800 | 1100 | 1300 | 1600 | 1500 | 1400 | 1400 | 1300 | 1200 | 1100 | 1000 | 1000 | 900 | 800 | 800 | 800 | 800 | 800 | 800 | 800 | 800 | 800 | 800 | 800
| France | EU Blue | Hydrogen Evolution | Capacity (MW) | Storage | Storage | Pumped Hydro | 5101 | 5101 | 5101 | 5101 | 5101 | 5101 | 5101 | 5101 | 5101 | 5101 | 5101 | 5101 | 5101 | 5101 | 5101 | 5101 | 5101 | 5101 | 5101 | 5101 | 5101 | 5101 | 5101 | 5101 | 5101 | 5101 | 5101
| France | EU Blue | Hydrogen Evolution | Capacity (MW) | Renewable | Hydro | Run-of-river Hydro | 21025.8 | 21429.4 | 21833 | 22236.6 | 22640.2 | 23043.8 | 23447 | 23447 | 23447 | 23447 | 23447 | 23447 | 23447 | 23447 | 23447 | 23447 | 23447 | 23447 | 23447 | 23447 | 23447 | 23447 | 23447 | 23447 | 23447 | 23447 | 23447
| France | EU Blue | Hydrogen Evolution | Capacity (MW) | Renewable | Solar | Solar PV | 20747 | 23662 | 29982 | 36302 | 42623 | 48943 | 55264 | 62218 | 69173 | 76128 | 83083 | 90037 | 95810 | 101583 | 107356 | 113129 | 118902 | 122895 | 126888 | 130881 | 134874 | 138867 | 142860 | 146853 | 150846 | 154839 | 158832
| France | EU Blue | Hydrogen Evolution | Capacity (MW) | Renewable | Waste | Waste | 55 | 55 | 55 | 55 | 55 | 55 | 0 | 0 | 0 | 0 | 0 | 0 | 0 | 0 | 0 | 0 | 0 | 0 | 0 | 0 | 0 | 0 | 0 | 0 | 0 | 0 | 0
| France | EU Blue | Hydrogen Evolution | Capacity (MW) | Renewable | Offshore Wind | Wind Offshore | 1499 | 1559 | 3627 | 5694 | 7762 | 9829 | 11897 | 13916 | 15936 | 17956 | 19975 | 21995 | 25371 | 28747 | 32123 | 35499 | 38875 | 42251 | 45627 | 49003 | 52379 | 55755 | 56487 | 57219 | 57951 | 58683 | 59415
| France | EU Blue | Hydrogen Evolution | Capacity (MW) | Renewable | Onshore Wind | Wind Onshore | 22864 | 24882 | 27139 | 29397 | 31655 | 33913 | 36171 | 37797 | 39423 | 41049 | 42675 | 44301 | 45803 | 47305 | 48807 | 50309 | 51811 | 53313 | 54815 | 56317 | 57819 | 59321 | 60823 | 62325 | 63827 | 65329 | 66831
| France | EU Blue | Hydrogen Evolution | Capacity (MW) | Low Carbon | CCS | CCS Gas | 0 | 0 | 0 | 0 | 0 | 0 | 0 | 0 | 0 | 0 | 0 | 0 | 0 | 0 | 0 | 0 | 0 | 0 | 0 | 0 | 0 | 0 | 0 | 0 | 0 | 0 | 0
| France | EU Green | Holistic Transition | Demand (TWh) | Demand | Demand | Demand Total (TWh) | 465.1 | 477.8 | 489.9 | 503.9 | 521.8 | 537.5 | 546.8 | 573.8 | 596.4 | 619 | 648.3 | 671.6 | 694.4 | 712.4 | 733.1 | 744.9 | 757.1 | 768.3 | 784.6 | 798.1 | 818 | 828.3 | 831.5 | 842.5 | 848.8 | 851.4 | 852.8
| France | EU Green | Electric Engagement | Demand (TWh) | Demand | Demand | Demand Total (TWh) | 465.1 | 477.7 | 489.8 | 503.8 | 521.8 | 537.6 | 547.1 | 572.7 | 595.3 | 617.9 | 649 | 671.9 | 694.9 | 712.7 | 733.3 | 745.2 | 757.2 | 768 | 784.8 | 798.2 | 817.8 | 828.7 | 831.8 | 842.6 | 848.8 | 851.5 | 852.8
| France | EU Blue | Hydrogen Evolution | Demand (TWh) | Demand | Demand | Demand Total (TWh) | 465.1 | 477 | 490.6 | 504.7 | 523.1 | 539.8 | 545 | 573.5 | 598.9 | 613.1 | 632.8 | 646.9 | 660.5 | 678.7 | 694.4 | 713.4 | 724.8 | 728.8 | 734.5 | 738.6 | 747 | 747.9 | 749.7 | 753.8 | 756.8 | 771.5 | 773.1
| France | EU Central | Falling Behind | Demand (TWh) | Demand | Demand | Demand Total (TWh) | 465.1072 | 476.2419 | 486.704 | 496.916 | 510.7772 | 521.3172 | 533.7718 | 544.4349 | 554.6339 | 562.9272 | 573.4805 | 583.2383 | 598.2548 | 617.0333 | 651.6771 | 667.0588 | 680.9641 | 695.0437 | 726.5389 | 739.5495 | 744.2411 | 793.146 | 804.1299 | 813.9154 | 826.5896 | 831.3192 | 836.7394
| France | EU Central | 10YF | Demand (TWh) | Demand | Demand | Demand Total (TWh) | 2024: 465.1163; 2025: 476.1509; 2026: 486.8605; 2027: 497.0973; 2028: 510.9265; 2029: 522.0092; 2030: 533.7441; 2031: 544.6522; 2032: 556.1478; 2033: 565.1637; 2034: 575.4852; 2035: 584.161
| Germany | EU Green | Holistic Transition, Electric Engagement | Capacity (MW) | Storage | Storage | Battery | 9150 | 12300 | 17300 | 22250 | 27250 | 32200 | 37200 | 38450 | 39700 | 41000 | 42250 | 43500 | 44450 | 45400 | 46300 | 47250 | 48200 | 48800 | 49450 | 50050 | 50700 | 51300 | 51850 | 52400 | 52950 | 53500 | 54050
| Germany | EU Green | Holistic Transition, Electric Engagement | Capacity (MW) | Renewable | Biomass | Biomass | 9148.4 | 9232.9 | 9416.9 | 9600.9 | 9738.9 | 10060.9 | 10120 | 10120 | 10120 | 10120 | 10120 | 10074 | 9844 | 9568 | 9338 | 9062 | 8786 | 8786 | 8786 | 8786 | 8740 | 8740 | 8694 | 8648 | 8556 | 8510 | 8464
| Germany | EU Green | Holistic Transition, Electric Engagement | Capacity (MW) | Low Carbon | CCS | Biomass CCS | 0 | 0 | 0 | 0 | 0 | 0 | 0 | 0 | 0 | 0 | 0 | 0 | 400 | 600 | 1000 | 1200 | 1600 | 2200 | 2800 | 3400 | 4000 | 4600 | 5000 | 5200 | 5600 | 6000 | 6200
| Germany | EU Green | Holistic Transition, Electric Engagement | Capacity (MW) | Thermal | Coal | Coal | 25559.9 | 24611.9 | 24400.6 | 23918.6 | 20166.6 | 16839.6 | 11222.6 | 10378.6 | 5837.6 | 5714.6 | 0 | 0 | 0 | 0 | 0 | 0 | 0 | 0 | 0 | 0 | 0 | 0 | 0 | 0 | 0 | 0 | 0
| Germany | EU Green | Holistic Transition, Electric Engagement | Capacity (MW) | Thermal | Gas | Fossil Gas | 32098.7 | 31771.2 | 34812.5 | 37693.5 | 40510.5 | 43271.9 | 46355.1 | 46755.1 | 46682 | 47482 | 47686 | 48584.1 | 45665.1 | 43257.1 | 40217.1 | 37620.1 | 34963 | 34732 | 34046 | 33703.5 | 33795.3 | 33600 | 32800 | 32400 | 32000 | 31600 | 30800
| Germany | EU Green | Holistic Transition, Electric Engagement | Capacity (MW) | Thermal | Other Thermal | Fossil Oil | 1974.2 | 2024.2 | 2124.2 | 2081.7 | 2181.7 | 1997.7 | 857.1 | 857.1 | 857.1 | 857.1 | 760 | 760 | 710 | 710 | 710 | 650 | 650 | 600 | 550 | 500 | 450 | 400 | 350 | 300 | 250 | 200 | 150
| Germany | EU Green | Holistic Transition, Electric Engagement | Capacity (MW) | Low Carbon | Low Carbon | Hydrogen | 0 | 0 | 0 | 0 | 0 | 0 | 0 | 5300 | 11700 | 17300 | 22900 | 28300 | 33800 | 38800 | 44400 | 49700 | 54900 | 54600 | 54300 | 53600 | 53100 | 52800 | 53200 | 53700 | 54200 | 55000 | 55500
| Germany | EU Green | Holistic Transition, Electric Engagement | Capacity (MW) | Renewable | Other Renewables | Other RES | 2400.8 | 2400.8 | 2400.8 | 2400.8 | 2400.8 | 2400.8 | 1060 | 1060 | 1060 | 835 | 835 | 835 | 835 | 835 | 835 | 835 | 721 | 556 | 556 | 500 | 500 | 500 | 500 | 500 | 500 | 500 | 500
| Germany | EU Green | Holistic Transition, Electric Engagement | Capacity (MW) | Storage | Storage | Pumped Hydro | 9716.3 | 9716.3 | 9716.3 | 9716.3 | 9716.3 | 9716.3 | 9716.3 | 9716.3 | 9716.3 | 9716.3 | 9716.3 | 9716.3 | 9716.3 | 9716.3 | 9716.3 | 9716.3 | 10016.3 | 10016.3 | 10016.3 | 10016.3 | 10016.3 | 10016.3 | 10016.3 | 10016.3 | 10016.3 | 10016.3 | 10016.3
| Germany | EU Green | Holistic Transition, Electric Engagement | Capacity (MW) | Renewable | Hydro | Run-of-river Hydro | 5457.6 | 5559.8 | 5662 | 5764.2 | 5866.4 | 5968.6 | 6070.8 | 6070.9 | 6071 | 6071.1 | 6071.2 | 6071.3 | 6071.4 | 6071.5 | 6071.6 | 6071.7 | 6071.8 | 6071.8 | 6071.8 | 6071.8 | 6071.8 | 6071.8 | 6071.8 | 6071.8 | 6071.8 | 6071.8 | 6071.8
| Germany | EU Green | Holistic Transition, Electric Engagement | Capacity (MW) | Renewable | Solar | Solar PV | 90831 | 101057 | 119454 | 137852 | 156249 | 174646 | 193044 | 210089 | 227134 | 244180 | 261225 | 278270 | 287653 | 297035 | 306417 | 315799 | 325181 | 330669 | 336156 | 341644 | 347131 | 352619 | 358106 | 363594 | 369081 | 374569 | 380056
| Germany | EU Green | Holistic Transition, Electric Engagement | Capacity (MW) | Renewable | Waste | Waste | 1900.2 | 1900.2 | 1900.2 | 1900.2 | 1900.2 | 1900.2 | 1600 | 1600 | 1600 | 1600 | 1600 | 1600 | 1600 | 1600 | 1600 | 1600 | 1600 | 1600 | 1600 | 1600 | 1600 | 1600 | 1600 | 1600 | 1600 | 1600 | 1600
| Germany | EU Green | Holistic Transition, Electric Engagement | Capacity (MW) | Renewable | Offshore Wind | Wind Offshore | 8851 | 9850 | 12994 | 16139 | 19283 | 22428 | 25572 | 28458 | 31344 | 34230 | 37116 | 40002 | 45802 | 51602 | 57402 | 63202 | 69002 | 71202 | 73402 | 75602 | 77802 | 80002 | 80002 | 80002 | 80002 | 80002 | 80002
| Germany | EU Green | Holistic Transition, Electric Engagement | Capacity (MW) | Renewable | Onshore Wind | Wind Onshore | 61943 | 64654 | 72501 | 80348 | 88196 | 96043 | 103891 | 110183 | 116476 | 122769 | 129061 | 135354 | 143354 | 151354 | 159354 | 167354 | 175354 | 181036 | 186718 | 192400 | 198082 | 203764 | 209010 | 214256 | 219502 | 224748 | 229994
| Germany | EU Green | Holistic Transition, Electric Engagement | Capacity (MW) | Low Carbon | CCS | CCS Gas | 0 | 0 | 0 | 500 | 500 | 500 | 1000 | 1000 | 1500 | 1500 | 1500 | 2000 | 3000 | 4000 | 4500 | 5500 | 6500 | 7500 | 8000 | 9000 | 10000 | 10500 | 10500 | 10500 | 10500 | 10500 | 10500
| Germany | EU Central | Falling Behind, 10YF | Capacity (MW) | Storage | Storage | Battery | 9150 | 12300 | 15900 | 17150 | 18800 | 20400 | 21950 | 23100 | 24300 | 25450 | 26600 | 27800 | 29100 | 30450 | 31800 | 33150 | 34500 | 35850 | 37250 | 38650 | 40050 | 41450 | 42800 | 44200 | 45550 | 46950 | 48300
| Germany | EU Central | Falling Behind, 10YF | Capacity (MW) | Renewable | Biomass | Biomass | 10712.4 | 10842.9 | 10750.9 | 10704.9 | 10612.9 | 10704.9 | 10488 | 10442 | 10350 | 10258 | 10212 | 10166 | 10074 | 10028 | 9936 | 9890 | 9798 | 9752 | 9660 | 9614 | 9430 | 9154 | 9016 | 8970 | 8832 | 8234 | 7590
| Germany | EU Central | Falling Behind, 10YF | Capacity (MW) | Low Carbon | CCS | Biomass CCS | 0 | 0 | 0 | 0 | 0 | 0 | 0 | 0 | 0 | 0 | 0 | 0 | 0 | 0 | 0 | 0 | 0 | 0 | 0 | 0 | 0 | 0 | 400 | 800 | 1000 | 1400 | 1800
| Germany | EU Central | Falling Behind, 10YF | Capacity (MW) | Thermal | Coal | Coal | 25559.9 | 24611.9 | 24400.6 | 23918.6 | 19874.6 | 16547.6 | 12400.6 | 11622.6 | 8027.6 | 8027.6 | 7492 | 4964 | 4122 | 3279 | 0 | 0 | 0 | 0 | 0 | 0 | 0 | 0 | 0 | 0 | 0 | 0 | 0
| Germany | EU Central | Falling Behind, 10YF | Capacity (MW) | Thermal | Gas | Fossil Gas | 31944 | 31885.6 | 31436.4 | 31102.5 | 30772.9 | 33354.9 | 38044.4 | 43155.1 | 45917.8 | 48677.7 | 51212.9 | 49742.2 | 49969.1 | 52453.6 | 52725.1 | 42197.1 | 44774.9 | 44315.2 | 44229.3 | 40525.1 | 40100.9 | 39990.2 | 39296 | 38789.6 | 38389.6 | 38107.1 | 35706.5
| Germany | EU Central | Falling Behind, 10YF | Capacity (MW) | Thermal | Other Thermal | Fossil Oil | 1974.2 | 2024.2 | 2124.2 | 2081.7 | 2181.7 | 1997.7 | 857.1 | 857.1 | 857.1 | 857.1 | 760 | 760 | 710 | 710 | 710 | 650 | 650 | 600 | 550 | 500 | 450 | 400 | 350 | 300 | 250 | 200 | 150
| Germany | EU Central | Falling Behind, 10YF | Capacity (MW) | Low Carbon | Low Carbon | Hydrogen | 0 | 0 | 0 | 0 | 0 | 0 | 0 | 300 | 500 | 800 | 1100 | 1300 | 4300 | 7400 | 10500 | 23500 | 26500 | 26900 | 27300 | 27700 | 28100 | 28400 | 32000 | 35600 | 39100 | 42700 | 46300
| Germany | EU Central | Falling Behind, 10YF | Capacity (MW) | Renewable | Other Renewables | Other RES | 2400.8 | 2400.8 | 2400.8 | 2400.8 | 2400.8 | 2400.8 | 1060 | 1060 | 1060 | 835 | 835 | 835 | 835 | 835 | 835 | 835 | 721 | 556 | 556 | 500 | 500 | 500 | 500 | 500 | 500 | 500 | 500
| Germany | EU Central | Falling Behind, 10YF | Capacity (MW) | Storage | Storage | Pumped Hydro | 9716.3 | 9716.3 | 9716.3 | 9716.3 | 9716.3 | 9716.3 | 9716.3 | 9716.3 | 9716.3 | 9716.3 | 9716.3 | 9716.3 | 9716.3 | 9716.3 | 9716.3 | 9716.3 | 10016.3 | 10016.3 | 10016.3 | 10016.3 | 10016.3 | 10016.3 | 10016.3 | 10016.3 | 10016.3 | 10016.3 | 10016.3
| Germany | EU Central | Falling Behind, 10YF | Capacity (MW) | Renewable | Hydro | Run-of-river Hydro | 5457.6 | 5559.8 | 5662 | 5764.2 | 5866.4 | 5968.6 | 6070.8 | 6070.9 | 6071 | 6071.1 | 6071.2 | 6071.3 | 6071.4 | 6071.5 | 6071.6 | 6071.7 | 6071.8 | 6071.8 | 6071.8 | 6071.8 | 6071.8 | 6071.8 | 6071.8 | 6071.8 | 6071.8 | 6071.8 | 6071.8
| Germany | EU Central | Falling Behind, 10YF | Capacity (MW) | Renewable | Solar | Solar PV | 90831 | 101057 | 114249 | 128757 | 143264 | 157605 | 171765 | 175863 | 179960 | 184058 | 188155 | 192253 | 198827 | 205401 | 211975 | 218549 | 225123 | 230949 | 236775 | 242601 | 248426 | 254252 | 260078 | 265903 | 271729 | 277555 | 283380
| Germany | EU Central | Falling Behind, 10YF | Capacity (MW) | Renewable | Waste | Waste | 1900.2 | 1900.2 | 1900.2 | 1900.2 | 1900.2 | 1900.2 | 1600 | 1600 | 1600 | 1600 | 1600 | 1600 | 1600 | 1600 | 1600 | 1600 | 1600 | 1600 | 1600 | 1600 | 1600 | 1600 | 1600 | 1600 | 1600 | 1600 | 1600
| Germany | EU Central | Falling Behind, 10YF | Capacity (MW) | Renewable | Offshore Wind | Wind Offshore | 8851 | 9850 | 11496 | 12882 | 13972 | 16622 | 22822 | 26822 | 29572 | 33322 | 34304 | 35323 | 38823 | 42223 | 45723 | 49123 | 52623 | 56023 | 59423 | 62923 | 66323 | 69723 | 71523 | 73323 | 75223 | 77023 | 78823
| Germany | EU Central | Falling Behind, 10YF | Capacity (MW) | Renewable | Onshore Wind | Wind Onshore | 61943 | 64654 | 67988 | 71749 | 75627 | 80106 | 84872 | 89050 | 93229 | 97407 | 101586 | 105764 | 110824 | 115884 | 120944 | 126004 | 131064 | 135274 | 139484 | 143694 | 147904 | 152114 | 156324 | 160534 | 164744 | 168954 | 173164
| Germany | EU Central | Falling Behind, 10YF | Capacity (MW) | Low Carbon | CCS | CCS Gas | 0 | 0 | 0 | 0 | 0 | 0 | 0 | 0 | 0 | 0 | 0 | 0 | 500 | 1000 | 1500 | 2000 | 2000 | 3000 | 3500 | 4000 | 4500 | 5000 | 5000 | 5500 | 6000 | 6000 | 6000
| Germany | EU Blue | Hydrogen Evolution | Capacity (MW) | Storage | Storage | Battery | 9150 | 12300 | 14150 | 15950 | 17800 | 19600 | 21450 | 22600 | 23750 | 24900 | 26050 | 27200 | 28550 | 29850 | 31200 | 32500 | 33850 | 35250 | 36600 | 38000 | 39350 | 40750 | 42100 | 43500 | 44850 | 46250 | 47600
| Germany | EU Blue | Hydrogen Evolution | Capacity (MW) | Renewable | Biomass | Biomass | 9148.4 | 9232.9 | 9416.9 | 9600.9 | 9784.9 | 10106.9 | 10166 | 10166 | 10166 | 10166 | 10166 | 10166 | 10166 | 10166 | 10166 | 10166 | 10166 | 10028 | 9890 | 9752 | 9614 | 9476 | 9154 | 8832 | 8510 | 8188 | 7866
| Germany | EU Blue | Hydrogen Evolution | Capacity (MW) | Low Carbon | CCS | Biomass CCS | 0 | 0 | 0 | 0 | 0 | 0 | 0 | 0 | 0 | 0 | 0 | 0 | 0 | 200 | 200 | 200 | 400 | 1000 | 1600 | 2200 | 2800 | 3400 | 3800 | 4000 | 4400 | 4800 | 5000
| Germany | EU Blue | Hydrogen Evolution | Capacity (MW) | Thermal | Coal | Coal | 25559.9 | 24611.9 | 24400.6 | 23918.6 | 20166.6 | 16839.6 | 12692.6 | 11848.6 | 8150.6 | 8027.6 | 7492 | 4964 | 4122 | 3279 | 0 | 0 | 0 | 0 | 0 | 0 | 0 | 0 | 0 | 0 | 0 | 0 | 0
| Germany | EU Blue | Hydrogen Evolution | Capacity (MW) | Thermal | Gas | Fossil Gas | 31891.2 | 32171.2 | 33212.5 | 34493.5 | 35310.5 | 36471.9 | 37955.1 | 37955.1 | 37882 | 38282 | 38086 | 38584.1 | 33665.1 | 28857.1 | 24291.1 | 19372.1 | 15021 | 13916 | 13038 | 11966.9 | 10900.9 | 9931.9 | 9317.6 | 8389.6 | 7589.6 | 6889.6 | 6435.2
| Germany | EU Blue | Hydrogen Evolution | Capacity (MW) | Thermal | Other Thermal | Fossil Oil | 1974.2 | 2024.2 | 2124.2 | 2081.7 | 2181.7 | 1997.7 | 857.1 | 857.1 | 857.1 | 857.1 | 760 | 760 | 710 | 710 | 710 | 650 | 650 | 600 | 550 | 500 | 450 | 400 | 350 | 300 | 250 | 200 | 150
| Germany | EU Blue | Hydrogen Evolution | Capacity (MW) | Low Carbon | Low Carbon | Hydrogen | 0 | 0 | 0 | 0 | 0 | 0 | 0 | 7300 | 14600 | 21900 | 29200 | 36500 | 43300 | 50000 | 56800 | 63600 | 70400 | 71900 | 72900 | 73900 | 75400 | 76400 | 77400 | 77900 | 78900 | 79900 | 80400
| Germany | EU Blue | Hydrogen Evolution | Capacity (MW) | Renewable | Other Renewables | Other RES | 2400.8 | 2400.8 | 2400.8 | 2400.8 | 2400.8 | 2400.8 | 1060 | 1060 | 1060 | 835 | 835 | 835 | 835 | 835 | 835 | 835 | 721 | 556 | 556 | 500 | 500 | 500 | 500 | 500 | 500 | 500 | 500
| Germany | EU Blue | Hydrogen Evolution | Capacity (MW) | Storage | Storage | Pumped Hydro | 9716.3 | 9716.3 | 9716.3 | 9716.3 | 9716.3 | 9716.3 | 9716.3 | 9716.3 | 9716.3 | 9716.3 | 9716.3 | 9716.3 | 9716.3 | 9716.3 | 9716.3 | 9716.3 | 10016.3 | 10016.3 | 10016.3 | 10016.3 | 10016.3 | 10016.3 | 10016.3 | 10016.3 | 10016.3 | 10016.3 | 10016.3
| Germany | EU Blue | Hydrogen Evolution | Capacity (MW) | Renewable | Hydro | Run-of-river Hydro | 5457.6 | 5559.8 | 5662 | 5764.2 | 5866.4 | 5968.6 | 6070.8 | 6070.9 | 6071 | 6071.1 | 6071.2 | 6071.3 | 6071.4 | 6071.5 | 6071.6 | 6071.7 | 6071.8 | 6071.8 | 6071.8 | 6071.8 | 6071.8 | 6071.8 | 6071.8 | 6071.8 | 6071.8 | 6071.8 | 6071.8
| Germany | EU Blue | Hydrogen Evolution | Capacity (MW) | Renewable | Solar | Solar PV | 90831 | 101057 | 116913 | 132769 | 148625 | 164482 | 180338 | 194297 | 208256 | 222216 | 236175 | 250134 | 259517 | 268899 | 278281 | 287663 | 297045 | 302533 | 308020 | 313508 | 318995 | 324483 | 329970 | 335458 | 340945 | 346433 | 351921
| Germany | EU Blue | Hydrogen Evolution | Capacity (MW) | Renewable | Waste | Waste | 1900.2 | 1900.2 | 1900.2 | 1900.2 | 1900.2 | 1900.2 | 1600 | 1600 | 1600 | 1600 | 1600 | 1600 | 1600 | 1600 | 1600 | 1600 | 1600 | 1600 | 1600 | 1600 | 1600 | 1600 | 1600 | 1600 | 1600 | 1600 | 1600
| Germany | EU Blue | Hydrogen Evolution | Capacity (MW) | Renewable | Offshore Wind | Wind Offshore | 8851 | 9850 | 12245 | 14640 | 17034 | 19429 | 21824 | 24710 | 27596 | 30482 | 33368 | 36254 | 41404 | 46554 | 51704 | 56854 | 62004 | 63654 | 65304 | 66954 | 68604 | 70254 | 70254 | 70254 | 70254 | 70254 | 70254
| Germany | EU Blue | Hydrogen Evolution | Capacity (MW) | Renewable | Onshore Wind | Wind Onshore | 61943 | 64654 | 69164 | 73674 | 78184 | 82695 | 87205 | 95063 | 102921 | 110779 | 118637 | 126495 | 134495 | 142495 | 150495 | 158495 | 166495 | 172177 | 177859 | 183541 | 189223 | 194905 | 198647 | 202389 | 206131 | 209873 | 213615
| Germany | EU Blue | Hydrogen Evolution | Capacity (MW) | Low Carbon | CCS | CCS Gas | 0 | 0 | 0 | 0 | 0 | 0 | 0 | 0 | 0 | 0 | 0 | 0 | 0 | 0 | 0 | 0 | 0 | 0 | 0 | 0 | 0 | 0 | 0 | 0 | 0 | 0 | 0
| Germany | EU Green | Holistic Transition | Demand (TWh) | Demand | Demand | Demand Total (TWh) | 541.7 | 554.8 | 572.9 | 594.1 | 618.3 | 642.4 | 671.4 | 728.2 | 792.3 | 850.6 | 920.7 | 1000.1 | 1040.7 | 1074.3 | 1130.5 | 1164.5 | 1173.1 | 1211.6 | 1253.3 | 1291.3 | 1332.3 | 1364.8 | 1369 | 1375.5 | 1383.3 | 1383.6 | 1385.3
| Germany | EU Green | Electric Engagement | Demand (TWh) | Demand | Demand | Demand Total (TWh) | 541.7 | 554.7 | 572.8 | 594.2 | 618.5 | 642.5 | 671.5 | 729.2 | 792.4 | 849.3 | 920.2 | 999.8 | 1040.9 | 1074.6 | 1130.5 | 1164.6 | 1174.2 | 1211.2 | 1253.2 | 1291.4 | 1332.2 | 1364.7 | 1368.9 | 1375.4 | 1383.7 | 1383.6 | 1385.7
| Germany | EU Blue | Hydrogen Evolution | Demand (TWh) | Demand | Demand | Demand Total (TWh) | 541.8 | 554.7 | 570.8 | 590 | 611.8 | 631.6 | 654.6 | 697.3 | 746.4 | 789.7 | 839.5 | 889 | 921.4 | 962.5 | 999.9 | 1043.9 | 1121.2 | 1144.3 | 1159.9 | 1174.3 | 1200.4 | 1207.4 | 1209.1 | 1215.8 | 1221 | 1287.4 | 1292.3
| Germany | EU Central | Falling Behind | Demand (TWh) | Demand | Demand | Demand Total (TWh) | 541.9808 | 553.4421 | 566.9075 | 586.748 | 609.4856 | 630.3962 | 656.4446 | 680.2642 | 709.9596 | 736.3493 | 765.3208 | 796.5136 | 833.6059 | 870.466 | 939.3608 | 985.6786 | 978.2005 | 1006.974 | 1059.234 | 1082.87 | 1094.945 | 1174.014 | 1206.639 | 1226.107 | 1248.175 | 1261.573 | 1274.613
| Germany | EU Central | 10YF | Demand (TWh) | Demand | Demand | Demand Total (TWh) | 2024: 541.9801; 2025: 553.5353; 2026: 567.0988; 2027: 587.2044; 2028: 609.7145; 2029: 630.1904; 2030: 657.1588; 2031: 680.6305; 2032: 709.9997; 2033: 735.8804; 2034: 767.1403; 2035: 796.9635
| Italy | EU Green | Holistic Transition, Electric Engagement | Capacity (MW) | Storage | Storage | Battery | 5050 | 6250 | 7000 | 7850 | 8650 | 9500 | 10250 | 11250 | 12200 | 13150 | 14100 | 15100 | 15900 | 16700 | 17550 | 18350 | 19150 | 19850 | 20550 | 21300 | 22000 | 22700 | 23300 | 23950 | 24500 | 25150 | 25750
| Italy | EU Green | Holistic Transition, Electric Engagement | Capacity (MW) | Renewable | Biomass | Biomass | 4123 | 4123 | 3950 | 3747 | 3544 | 3371 | 3166 | 3156 | 3156 | 3146 | 3126 | 3106 | 3066 | 3026 | 2996 | 2956 | 2926 | 2916 | 2906 | 2886 | 2886 | 2876 | 2856 | 2846 | 2836 | 2826 | 2803
| Italy | EU Green | Holistic Transition, Electric Engagement | Capacity (MW) | Low Carbon | CCS | Biomass CCS | 0 | 0 | 0 | 0 | 0 | 0 | 0 | 0 | 0 | 0 | 0 | 0 | 0 | 0 | 0 | 0 | 0 | 0 | 0 | 0 | 0 | 0 | 200 | 200 | 800 | 800 | 1000
| Italy | EU Green | Holistic Transition, Electric Engagement | Capacity (MW) | Thermal | Coal | Coal | 3589 | 2379 | 534 | 534 | 267 | 0 | 0 | 0 | 0 | 0 | 0 | 0 | 0 | 0 | 0 | 0 | 0 | 0 | 0 | 0 | 0 | 0 | 0 | 0 | 0 | 0 | 0
| Italy | EU Green | Holistic Transition, Electric Engagement | Capacity (MW) | Thermal | Gas | Fossil Gas | 47917 | 47274 | 47135 | 47559 | 47028 | 46753 | 47236 | 47862 | 48310 | 48889 | 50388 | 51805 | 46819 | 43618 | 40774 | 37441 | 34971 | 32621 | 31078 | 29054 | 26673 | 25444 | 22670 | 19167 | 16464 | 13867 | 11067
| Italy | EU Green | Holistic Transition, Electric Engagement | Capacity (MW) | Thermal | Other Thermal | Fossil Oil | 946 | 946 | 946 | 946 | 946 | 946 | 0 | 0 | 0 | 0 | 0 | 0 | 0 | 0 | 0 | 0 | 0 | 0 | 0 | 0 | 0 | 0 | 0 | 0 | 0 | 0 | 0
| Italy | EU Green | Holistic Transition, Electric Engagement | Capacity (MW) | Renewable | Other Renewables | Geothermal | 764 | 764 | 764 | 764 | 764 | 764 | 0 | 0 | 0 | 0 | 0 | 0 | 0 | 0 | 0 | 0 | 0 | 0 | 0 | 0 | 0 | 0 | 0 | 0 | 0 | 0 | 0
| Italy | EU Green | Holistic Transition, Electric Engagement | Capacity (MW) | Low Carbon | Low Carbon | Hydrogen | 0 | 0 | 0 | 0 | 0 | 0 | 0 | 0 | 0 | 0 | 0 | 0 | 700 | 1300 | 2600 | 3200 | 3900 | 3900 | 4000 | 4100 | 4200 | 4300 | 4300 | 4900 | 5400 | 5400 | 5400
| Italy | EU Green | Holistic Transition, Electric Engagement | Capacity (MW) | Storage | Storage | Pumped Hydro | 7420 | 7520 | 7520 | 7620 | 7720 | 7820 | 7920 | 7920 | 7920 | 8120 | 8120 | 8120 | 8120 | 8120 | 8120 | 8120 | 8120 | 8120 | 8120 | 8120 | 8120 | 8120 | 8120 | 8120 | 8120 | 8120 | 8120
| Italy | EU Green | Holistic Transition, Electric Engagement | Capacity (MW) | Renewable | Hydro | Run-of-river Hydro | 15248.8 | 15356.4 | 15464 | 15571.6 | 15679.2 | 15786.8 | 15894.8 | 16004.8 | 16114.8 | 16224.8 | 16334.8 | 16444.8 | 16554.8 | 16664.8 | 16774.8 | 16884.8 | 16995 | 16995 | 16995 | 16995 | 16995 | 16995 | 16995 | 16995 | 16995 | 16995 | 16995
| Italy | EU Green | Holistic Transition, Electric Engagement | Capacity (MW) | Renewable | Solar | Solar PV | 32571 | 36164 | 44992 | 53820 | 62649 | 71475 | 80305 | 88637 | 96970 | 105306 | 113640 | 121973 | 125413 | 128852 | 132296 | 135735 | 139176 | 144791 | 150405 | 156020 | 161636 | 167250 | 171565 | 175883 | 180201 | 184518 | 188836
| Italy | EU Green | Holistic Transition, Electric Engagement | Capacity (MW) | Renewable | Waste | Waste | 452.6 | 452.6 | 452.6 | 452.6 | 452.6 | 452.6 | 0 | 0 | 0 | 0 | 0 | 0 | 0 | 0 | 0 | 0 | 0 | 0 | 0 | 0 | 0 | 0 | 0 | 0 | 0 | 0 | 0
| Italy | EU Green | Holistic Transition, Electric Engagement | Capacity (MW) | Renewable | Offshore Wind | Wind Offshore | 30 | 30 | 416 | 803 | 1189 | 1576 | 1962 | 2100 | 2238 | 2376 | 2514 | 2652 | 2867 | 3081 | 3296 | 3511 | 3725 | 4008 | 4292 | 4575 | 4858 | 5141 | 5243 | 5345 | 5447 | 5549 | 5651
| Italy | EU Green | Holistic Transition, Electric Engagement | Capacity (MW) | Renewable | Onshore Wind | Wind Onshore | 12608 | 13047 | 15314 | 17581 | 19851 | 22117 | 24386 | 26312 | 28238 | 30164 | 32090 | 34016 | 35889 | 37761 | 39634 | 41507 | 43379 | 45681 | 47983 | 50285 | 52587 | 54889 | 56442 | 57996 | 59549 | 61103 | 62656
| Italy | EU Green | Holistic Transition, Electric Engagement | Capacity (MW) | Low Carbon | CCS | CCS Gas | 0 | 0 | 0 | 0 | 0 | 0 | 0 | 0 | 0 | 0 | 0 | 0 | 0 | 0 | 0 | 0 | 0 | 0 | 0 | 0 | 0 | 0 | 1000 | 1500 | 2000 | 2000 | 2500
| Italy | EU Central | Falling Behind, 10YF | Capacity (MW) | Storage | Storage | Battery | 5050 | 6250 | 6500 | 6650 | 7800 | 8900 | 9750 | 10700 | 11400 | 12250 | 13000 | 13700 | 14500 | 15150 | 16000 | 16700 | 17350 | 18100 | 18750 | 19400 | 20050 | 20650 | 21300 | 21750 | 22400 | 22950 | 23400
| Italy | EU Central | Falling Behind, 10YF | Capacity (MW) | Renewable | Biomass | Biomass | 4123 | 4123 | 4123 | 4123 | 4123 | 4123 | 4121 | 4121 | 4121 | 4121 | 4121 | 4121 | 4121 | 4121 | 4121 | 4121 | 4121 | 4121 | 4121 | 4121 | 4121 | 4121 | 4121 | 4121 | 4121 | 4121 | 4121
| Italy | EU Central | Falling Behind, 10YF | Capacity (MW) | Low Carbon | CCS | Biomass CCS | 0 | 0 | 0 | 0 | 0 | 0 | 0 | 0 | 0 | 0 | 0 | 0 | 0 | 0 | 0 | 0 | 0 | 0 | 0 | 0 | 0 | 0 | 0 | 0 | 0 | 0 | 0
| Italy | EU Central | Falling Behind, 10YF | Capacity (MW) | Thermal | Coal | Coal | 3589 | 2379 | 534 | 534 | 267 | 0 | 0 | 0 | 0 | 0 | 0 | 0 | 0 | 0 | 0 | 0 | 0 | 0 | 0 | 0 | 0 | 0 | 0 | 0 | 0 | 0 | 0
| Italy | EU Central | Falling Behind, 10YF | Capacity (MW) | Thermal | Gas | Fossil Gas | 50023 | 48422 | 48050.5 | 48455 | 49331 | 49886 | 50620 | 50120 | 50180.4 | 49608 | 48044 | 47026.5 | 43921.1 | 44688.6 | 44587.6 | 44595.7 | 44492.2 | 44101.6 | 43757 | 44611 | 44104 | 39158 | 35409 | 32745 | 29188 | 25934 | 24234
| Italy | EU Central | Falling Behind, 10YF | Capacity (MW) | Thermal | Other Thermal | Fossil Oil | 946 | 946 | 946 | 946 | 946 | 946 | 0 | 0 | 0 | 0 | 0 | 0 | 0 | 0 | 0 | 0 | 0 | 0 | 0 | 0 | 0 | 0 | 0 | 0 | 0 | 0 | 0
| Italy | EU Central | Falling Behind, 10YF | Capacity (MW) | Renewable | Other Renewables | Geothermal | 764 | 764 | 764 | 764 | 764 | 764 | 0 | 0 | 0 | 0 | 0 | 0 | 0 | 0 | 0 | 0 | 0 | 0 | 0 | 0 | 0 | 0 | 0 | 0 | 0 | 0 | 0
| Italy | EU Central | Falling Behind, 10YF | Capacity (MW) | Low Carbon | Low Carbon | Hydrogen | 0 | 0 | 0 | 0 | 0 | 0 | 0 | 0 | 0 | 0 | 0 | 0 | 0 | 0 | 0 | 0 | 0 | 0 | 0 | 0 | 0 | 0 | 0 | 0 | 0 | 0 | 0
| Italy | EU Central | Falling Behind, 10YF | Capacity (MW) | Storage | Storage | Pumped Hydro | 7420 | 7520 | 7520 | 7620 | 7720 | 7820 | 7920 | 7920 | 7920 | 8120 | 8120 | 8120 | 8120 | 8120 | 8120 | 8120 | 8120 | 8120 | 8120 | 8120 | 8120 | 8120 | 8120 | 8120 | 8120 | 8120 | 8120
| Italy | EU Central | Falling Behind, 10YF | Capacity (MW) | Renewable | Other Renewables | Other RES | 2253 | 2253 | 2253 | 2253 | 2253 | 1709 | 1573 | 1333 | 1333 | 1152 | 1152 | 1152 | 1152 | 1152 | 1152 | 1152 | 1152 | 1152 | 1152 | 1152 | 1152 | 1152 | 0 | 0 | 0 | 0 | 0
| Italy | EU Central | Falling Behind, 10YF | Capacity (MW) | Renewable | Hydro | Run-of-river Hydro | 15248.8 | 15356.4 | 15464 | 15571.6 | 15679.2 | 15786.8 | 15894.8 | 16004.8 | 16114.8 | 16224.8 | 16334.8 | 16444.8 | 16554.8 | 16664.8 | 16774.8 | 16884.8 | 16995 | 16995 | 16995 | 16995 | 16995 | 16995 | 16995 | 16995 | 16995 | 16995 | 16995
| Italy | EU Central | Falling Behind, 10YF | Capacity (MW) | Renewable | Solar | Solar PV | 32571 | 36164 | 42064 | 48962 | 55310 | 61653 | 68045 | 70893 | 73765 | 76616 | 79465 | 82310 | 87109 | 91899 | 96696 | 101487 | 106272 | 110015 | 113750 | 117495 | 121235 | 124954 | 128716 | 132468 | 136220 | 139978 | 143740
| Italy | EU Central | Falling Behind, 10YF | Capacity (MW) | Renewable | Waste | Waste | 452.6 | 452.6 | 452.6 | 452.6 | 452.6 | 452.6 | 0 | 0 | 0 | 0 | 0 | 0 | 0 | 0 | 0 | 0 | 0 | 0 | 0 | 0 | 0 | 0 | 0 | 0 | 0 | 0 | 0
| Italy | EU Central | Falling Behind, 10YF | Capacity (MW) | Renewable | Offshore Wind | Wind Offshore | 30 | 30 | 130 | 480 | 931 | 1280 | 1630 | 2230 | 2530 | 3130 | 3430 | 4030 | 4830 | 5530 | 6430 | 7130 | 7930 | 8230 | 8430 | 8730 | 8930 | 9230 | 9530 | 9730 | 10030 | 10230 | 10530
| Italy | EU Central | Falling Behind, 10YF | Capacity (MW) | Renewable | Onshore Wind | Wind Onshore | 12608 | 13047 | 14469 | 15895 | 17319 | 18744 | 20167 | 21098 | 22027 | 22957 | 23887 | 24816 | 27014 | 29211 | 31406 | 33603 | 35800 | 37364 | 38928 | 40492 | 42057 | 43622 | 45208 | 46794 | 48382 | 49969 | 51557
| Italy | EU Central | Falling Behind, 10YF | Capacity (MW) | Low Carbon | CCS | CCS Gas | 0 | 0 | 0 | 0 | 0 | 0 | 0 | 0 | 0 | 0 | 0 | 0 | 0 | 0 | 0 | 0 | 0 | 0 | 0 | 0 | 0 | 0 | 0 | 500 | 500 | 500 | 1000
| Italy | EU Blue | Hydrogen Evolution | Capacity (MW) | Storage | Storage | Battery | 5050 | 6250 | 6950 | 7700 | 8300 | 9050 | 9750 | 10500 | 11350 | 12150 | 13000 | 13750 | 14400 | 15100 | 16000 | 16700 | 17350 | 18050 | 18700 | 19300 | 19950 | 20650 | 21200 | 21750 | 22300 | 22850 | 23400
| Italy | EU Blue | Hydrogen Evolution | Capacity (MW) | Renewable | Biomass | Biomass | 4123 | 4123 | 4153 | 4173 | 4193 | 4223 | 4241 | 4241 | 4241 | 4241 | 4241 | 4241 | 4221 | 4191 | 4171 | 4151 | 4121 | 4121 | 4121 | 4121 | 4121 | 4121 | 4121 | 4121 | 4121 | 4121 | 4121
| Italy | EU Blue | Hydrogen Evolution | Capacity (MW) | Low Carbon | CCS | Biomass CCS | 0 | 0 | 0 | 0 | 0 | 0 | 0 | 0 | 0 | 0 | 0 | 0 | 0 | 0 | 0 | 0 | 0 | 0 | 0 | 0 | 0 | 0 | 200 | 200 | 800 | 800 | 1000
| Italy | EU Blue | Hydrogen Evolution | Capacity (MW) | Thermal | Coal | Coal | 3589 | 2379 | 534 | 534 | 267 | 0 | 0 | 0 | 0 | 0 | 0 | 0 | 0 | 0 | 0 | 0 | 0 | 0 | 0 | 0 | 0 | 0 | 0 | 0 | 0 | 0 | 0
| Italy | EU Blue | Hydrogen Evolution | Capacity (MW) | Thermal | Gas | Fossil Gas | 47989 | 47218 | 47029 | 46907 | 45723 | 45728 | 46236 | 45262 | 44157 | 43139 | 41466 | 39723 | 38206 | 36290 | 34680 | 33023 | 30240 | 28281 | 26776 | 25255 | 23477 | 22310 | 20330 | 18965 | 16808 | 15493 | 13819
| Italy | EU Blue | Hydrogen Evolution | Capacity (MW) | Thermal | Other Thermal | Fossil Oil | 946 | 946 | 946 | 946 | 946 | 946 | 0 | 0 | 0 | 0 | 0 | 0 | 0 | 0 | 0 | 0 | 0 | 0 | 0 | 0 | 0 | 0 | 0 | 0 | 0 | 0 | 0
| Italy | EU Blue | Hydrogen Evolution | Capacity (MW) | Renewable | Other Renewables | Geothermal | 764 | 764 | 764 | 764 | 764 | 764 | 0 | 0 | 0 | 0 | 0 | 0 | 0 | 0 | 0 | 0 | 0 | 0 | 0 | 0 | 0 | 0 | 0 | 0 | 0 | 0 | 0
| Italy | EU Blue | Hydrogen Evolution | Capacity (MW) | Low Carbon | Low Carbon | Hydrogen | 0 | 0 | 0 | 0 | 0 | 0 | 0 | 0 | 0 | 0 | 0 | 0 | 0 | 0 | 500 | 500 | 500 | 500 | 1000 | 1000 | 1000 | 1500 | 1800 | 2100 | 2400 | 2700 | 3000
| Italy | EU Blue | Hydrogen Evolution | Capacity (MW) | Storage | Storage | Pumped Hydro | 7420 | 7520 | 7520 | 7620 | 7720 | 7820 | 7920 | 7920 | 7920 | 8120 | 8120 | 8120 | 8120 | 8120 | 8120 | 8120 | 8120 | 8120 | 8120 | 8120 | 8120 | 8120 | 8120 | 8120 | 8120 | 8120 | 8120
| Italy | EU Blue | Hydrogen Evolution | Capacity (MW) | Renewable | Hydro | Run-of-river Hydro | 15248.8 | 15356.4 | 15464 | 15571.6 | 15679.2 | 15786.8 | 15894.8 | 16004.8 | 16114.8 | 16224.8 | 16334.8 | 16444.8 | 16554.8 | 16664.8 | 16774.8 | 16884.8 | 16995 | 16995 | 16995 | 16995 | 16995 | 16995 | 16995 | 16995 | 16995 | 16995 | 16995
| Italy | EU Blue | Hydrogen Evolution | Capacity (MW) | Renewable | Solar | Solar PV | 32571 | 36164 | 45262 | 54359 | 63458 | 72555 | 81652 | 89228 | 96805 | 104383 | 111959 | 119535 | 122804 | 126074 | 129343 | 132612 | 135881 | 140085 | 144292 | 148498 | 152703 | 156908 | 160285 | 163664 | 167039 | 170418 | 173796
| Italy | EU Blue | Hydrogen Evolution | Capacity (MW) | Renewable | Waste | Waste | 452.6 | 452.6 | 452.6 | 452.6 | 452.6 | 452.6 | 0 | 0 | 0 | 0 | 0 | 0 | 0 | 0 | 0 | 0 | 0 | 0 | 0 | 0 | 0 | 0 | 0 | 0 | 0 | 0 | 0
| Italy | EU Blue | Hydrogen Evolution | Capacity (MW) | Renewable | Offshore Wind | Wind Offshore | 30 | 30 | 540 | 1051 | 1561 | 2072 | 2582 | 2762 | 2942 | 3122 | 3302 | 3482 | 3584 | 3686 | 3788 | 3890 | 3992 | 4268 | 4544 | 4820 | 5096 | 5372 | 5372 | 5372 | 5372 | 5372 | 5372
| Italy | EU Blue | Hydrogen Evolution | Capacity (MW) | Renewable | Onshore Wind | Wind Onshore | 12608 | 13047 | 15340 | 17634 | 19929 | 22222 | 24516 | 26482 | 28448 | 30414 | 32380 | 34346 | 35922 | 37498 | 39074 | 40650 | 42226 | 44118 | 46010 | 47902 | 49794 | 51686 | 52782 | 53878 | 54974 | 56070 | 57166
| Italy | EU Blue | Hydrogen Evolution | Capacity (MW) | Low Carbon | CCS | CCS Gas | 0 | 0 | 0 | 0 | 0 | 0 | 0 | 0 | 0 | 0 | 0 | 0 | 0 | 0 | 0 | 0 | 0 | 0 | 0 | 0 | 0 | 0 | 0 | 0 | 0 | 0 | 0
| Italy | EU Green | Holistic Transition | Demand (TWh) | Demand | Demand | Demand Total (TWh) | 312.3 | 317.8 | 325.8 | 335.1 | 345.8 | 354.2 | 386 | 403.3 | 422 | 437.5 | 455 | 472.5 | 483.7 | 491.3 | 503.9 | 514.3 | 521.2 | 532.4 | 545.9 | 559.1 | 570 | 578.4 | 586.4 | 595.8 | 605.7 | 611.9 | 615.7
| Italy | EU Green | Electric Engagement | Demand (TWh) | Demand | Demand | Demand Total (TWh) | 312.3 | 317.8 | 325.8 | 335.1 | 345.8 | 354.2 | 386 | 403.3 | 422 | 437.5 | 455 | 472.3 | 483.7 | 491.2 | 503.9 | 514.4 | 521.4 | 532.6 | 546 | 559.1 | 570 | 578.6 | 586.5 | 595.9 | 605.7 | 611.8 | 615.9
| Italy | EU Blue | Hydrogen Evolution | Demand (TWh) | Demand | Demand | Demand Total (TWh) | 312.3 | 317.8 | 325.8 | 335.2 | 346.1 | 354.5 | 386.6 | 402.6 | 420.1 | 434.4 | 450.6 | 466.7 | 473.4 | 476.1 | 482 | 486.9 | 498.1 | 507.1 | 516.2 | 540.7 | 549.9 | 556.1 | 562.2 | 569 | 576.8 | 581.7 | 586.1
| Italy | EU Central | Falling Behind | Demand (TWh) | Demand | Demand | Demand Total (TWh) | 312.3865 | 317.2186 | 322.5525 | 329.8671 | 339.0399 | 346.3087 | 352.3548 | 359.3525 | 367.6769 | 374.5816 | 383.7648 | 393.478 | 407.132 | 418.2006 | 428.2607 | 440.4879 | 455.5874 | 465.8015 | 501.7255 | 514.1348 | 528.2574 | 540.9724 | 551.6216 | 562.2608 | 574.5495 | 581.9479 | 590.1593
| Italy | EU Central | 10YF | Demand (TWh) | Demand | Demand | Demand Total (TWh) | 2024: 312.3921; 2025: 317.2513; 2026: 322.5334; 2027: 329.9148; 2028: 339.0564; 2029: 346.3596; 2030: 352.7656; 2031: 359.5524; 2032: 368.0479; 2033: 375.1471; 2034: 384.4407; 2035: 393.9368
| Netherlands | EU Green | Holistic Transition, Electric Engagement | Capacity (MW) | Storage | Storage | Battery | 600 | 750 | 1700 | 2700 | 3650 | 4650 | 5600 | 5800 | 6050 | 6250 | 6500 | 6700 | 6750 | 6800 | 6850 | 6900 | 6950 | 7100 | 7250 | 7400 | 7550 | 7700 | 7800 | 7850 | 7950 | 8000 | 8100
| Netherlands | EU Green | Holistic Transition, Electric Engagement | Capacity (MW) | Renewable | Biomass | Biomass | 1294 | 1294 | 1717 | 2140 | 2563 | 2986 | 3384 | 3384 | 3384 | 3384 | 3384 | 3384 | 3384 | 3384 | 3384 | 3384 | 3384 | 3384 | 3384 | 3384 | 3384 | 3384 | 3384 | 3384 | 3384 | 3384 | 3384
| Netherlands | EU Green | Holistic Transition, Electric Engagement | Capacity (MW) | Low Carbon | CCS | Biomass CCS | 0 | 0 | 0 | 0 | 0 | 0 | 0 | 0 | 0 | 0 | 0 | 0 | 0 | 200 | 200 | 200 | 400 | 400 | 600 | 800 | 800 | 1000 | 1000 | 1000 | 1000 | 1000 | 1000
| Netherlands | EU Green | Holistic Transition, Electric Engagement | Capacity (MW) | Thermal | Coal | Coal | 3450 | 3450 | 3450 | 3450 | 3450 | 3450 | 0 | 0 | 0 | 0 | 0 | 0 | 0 | 0 | 0 | 0 | 0 | 0 | 0 | 0 | 0 | 0 | 0 | 0 | 0 | 0 | 0
| Netherlands | EU Green | Holistic Transition, Electric Engagement | Capacity (MW) | Thermal | Gas | Fossil Gas | 17934 | 17638 | 18578 | 19434 | 20034 | 21034 | 22034 | 18770 | 17120 | 15450 | 14260 | 12850 | 12125 | 11629 | 11125 | 10500 | 9807 | 10185 | 10585 | 11370 | 11744 | 12472 | 12072 | 12072 | 11672 | 11672 | 11672
| Netherlands | EU Green | Holistic Transition, Electric Engagement | Capacity (MW) | Low Carbon | Low Carbon | Hydrogen | 0 | 0 | 0 | 0 | 0 | 0 | 0 | 3400 | 5600 | 6800 | 8500 | 9900 | 10800 | 12100 | 13600 | 14500 | 15800 | 16500 | 17200 | 18300 | 18900 | 19400 | 19600 | 19800 | 19900 | 20100 | 20200
| Netherlands | EU Green | Holistic Transition, Electric Engagement | Capacity (MW) | Low Carbon | Nuclear | Nuclear | 485 | 485 | 485 | 485 | 485 | 485 | 485 | 485 | 485 | 485 | 485 | 485 | 485 | 485 | 485 | 485 | 2085 | 2085 | 2085 | 2085 | 1600 | 1600 | 1600 | 1600 | 1600 | 1600 | 1600
| Netherlands | EU Green | Holistic Transition, Electric Engagement | Capacity (MW) | Renewable | Solar | Solar PV | 27060 | 29580 | 34240 | 38900 | 43559 | 48219 | 52879 | 55686 | 58494 | 61302 | 64109 | 66917 | 68217 | 69518 | 70819 | 72119 | 73420 | 76737 | 80053 | 83370 | 86687 | 90004 | 93321 | 96638 | 99955 | 103272 | 106589
| Netherlands | EU Green | Holistic Transition, Electric Engagement | Capacity (MW) | Renewable | Waste | Waste | 780 | 780 | 780 | 780 | 780 | 780 | 780 | 780 | 780 | 780 | 780 | 780 | 780 | 780 | 780 | 780 | 780 | 780 | 780 | 780 | 780 | 780 | 780 | 780 | 780 | 780 | 780
| Netherlands | EU Green | Holistic Transition, Electric Engagement | Capacity (MW) | Renewable | Offshore Wind | Wind Offshore | 4729 | 4729 | 6467 | 8205 | 9943 | 11682 | 13420 | 16336 | 19252 | 22168 | 25084 | 28000 | 29400 | 30800 | 32200 | 33600 | 35000 | 38837 | 42674 | 46511 | 50349 | 54186 | 55990 | 57794 | 59598 | 61403 | 63207
| Netherlands | EU Green | Holistic Transition, Electric Engagement | Capacity (MW) | Renewable | Onshore Wind | Wind Onshore | 7071 | 7221 | 7334 | 7447 | 7559 | 7672 | 7785 | 7785 | 7785 | 7785 | 7785 | 7785 | 7785 | 7785 | 7785 | 7785 | 7785 | 7785 | 7785 | 7785 | 7785 | 7785 | 7785 | 7785 | 7785 | 7785 | 7785
| Netherlands | EU Green | Holistic Transition, Electric Engagement | Capacity (MW) | Low Carbon | CCS | CCS Gas | 0 | 0 | 0 | 500 | 500 | 500 | 1000 | 500 | 500 | 500 | 500 | 1000 | 1000 | 1000 | 1500 | 1500 | 1500 | 2000 | 2500 | 2500 | 3000 | 3000 | 3500 | 3500 | 3500 | 4000 | 4000
| Netherlands | EU Central | Falling Behind, 10YF | Capacity (MW) | Storage | Storage | Battery | 600 | 750 | 1000 | 1400 | 1750 | 2250 | 2950 | 3250 | 3700 | 4100 | 4550 | 4850 | 5050 | 5250 | 5450 | 5650 | 5850 | 6000 | 6150 | 6300 | 6450 | 6600 | 6700 | 6750 | 6850 | 6900 | 7000
| Netherlands | EU Central | Falling Behind, 10YF | Capacity (MW) | Renewable | Biomass | Biomass | 1294 | 1294 | 1294 | 1294 | 1294 | 1294 | 2820 | 2820 | 2820 | 2820 | 2820 | 2820 | 2820 | 2820 | 2820 | 2820 | 2820 | 2820 | 2820 | 2820 | 2820 | 2820 | 2820 | 2820 | 2820 | 2820 | 2820
| Netherlands | EU Central | Falling Behind, 10YF | Capacity (MW) | Low Carbon | CCS | Biomass CCS | 0 | 0 | 0 | 0 | 0 | 0 | 0 | 0 | 0 | 0 | 0 | 0 | 0 | 0 | 0 | 0 | 0 | 200 | 200 | 400 | 400 | 600 | 600 | 600 | 600 | 600 | 600
| Netherlands | EU Central | Falling Behind, 10YF | Capacity (MW) | Thermal | Coal | Coal | 3450 | 3450 | 3450 | 3450 | 3450 | 3450 | 0 | 0 | 0 | 0 | 0 | 0 | 0 | 0 | 0 | 0 | 0 | 0 | 0 | 0 | 0 | 0 | 0 | 0 | 0 | 0 | 0
| Netherlands | EU Central | Falling Behind, 10YF | Capacity (MW) | Thermal | Gas | Fossil Gas | 17934 | 17638 | 17378 | 16634 | 16034 | 15834 | 15634 | 15570 | 15520 | 15450 | 15060 | 15060 | 14610 | 13810 | 13810 | 11690 | 10386 | 9564 | 8346 | 7911 | 7911 | 7911 | 6794 | 5994 | 5194 | 5050 | 4650
| Netherlands | EU Central | Falling Behind, 10YF | Capacity (MW) | Low Carbon | Low Carbon | Hydrogen | 0 | 0 | 0 | 0 | 0 | 0 | 0 | 0 | 0 | 0 | 0 | 0 | 1000 | 2000 | 3000 | 3900 | 4900 | 5700 | 6400 | 7300 | 8200 | 8900 | 9300 | 9600 | 10000 | 10100 | 10400
| Netherlands | EU Central | Falling Behind, 10YF | Capacity (MW) | Low Carbon | Nuclear | Nuclear | 485 | 485 | 485 | 485 | 485 | 485 | 485 | 485 | 485 | 485 | 485 | 485 | 485 | 485 | 485 | 485 | 485 | 485 | 485 | 485 | 0 | 0 | 0 | 0 | 0 | 0 | 0
| Netherlands | EU Central | Falling Behind, 10YF | Capacity (MW) | Renewable | Solar | Solar PV | 27060 | 29580 | 31400 | 33080 | 34620 | 36020 | 37280 | 37280 | 37280 | 37280 | 37280 | 37280 | 37280 | 37280 | 37280 | 37280 | 37280 | 37380 | 37480 | 37580 | 37680 | 37780 | 37880 | 37980 | 38080 | 38180 | 38280
| Netherlands | EU Central | Falling Behind, 10YF | Capacity (MW) | Renewable | Waste | Waste | 780 | 780 | 780 | 780 | 780 | 780 | 780 | 780 | 780 | 780 | 780 | 780 | 780 | 780 | 780 | 780 | 780 | 780 | 780 | 780 | 780 | 780 | 780 | 780 | 780 | 780 | 780
| Netherlands | EU Central | Falling Behind, 10YF | Capacity (MW) | Renewable | Offshore Wind | Wind Offshore | 4729 | 4729 | 5489 | 6059 | 6249 | 7749 | 10249 | 11683 | 15637 | 19531 | 22135 | 22720 | 23800 | 24600 | 25300 | 26100 | 26800 | 28100 | 29500 | 30900 | 32200 | 33500 | 34900 | 36300 | 37600 | 38900 | 40300
| Netherlands | EU Central | Falling Behind, 10YF | Capacity (MW) | Renewable | Onshore Wind | Wind Onshore | 7071 | 7221 | 7221 | 7221 | 7221 | 7221 | 7221 | 7221 | 7221 | 7221 | 7221 | 7221 | 7221 | 7221 | 7221 | 7221 | 7221 | 7221 | 7221 | 7221 | 7221 | 7221 | 7221 | 7221 | 7221 | 7221 | 7221
| Netherlands | EU Central | Falling Behind, 10YF | Capacity (MW) | Low Carbon | CCS | CCS Gas | 0 | 0 | 0 | 0 | 0 | 0 | 0 | 0 | 0 | 0 | 0 | 0 | 0 | 0 | 500 | 500 | 500 | 1000 | 1000 | 1000 | 1000 | 1000 | 1000 | 1500 | 1500 | 1500 | 1500
| Netherlands | EU Blue | Hydrogen Evolution | Capacity (MW) | Storage | Storage | Battery | 600 | 750 | 1200 | 1650 | 2050 | 2500 | 2950 | 3350 | 3700 | 4100 | 4450 | 4850 | 5050 | 5250 | 5450 | 5650 | 5850 | 6000 | 6150 | 6300 | 6450 | 6600 | 6700 | 6750 | 6850 | 6900 | 7000
| Netherlands | EU Blue | Hydrogen Evolution | Capacity (MW) | Renewable | Biomass | Biomass | 1294 | 1294 | 1717 | 2140 | 2563 | 2986 | 3384 | 3384 | 3384 | 3384 | 3384 | 3384 | 3384 | 3384 | 3384 | 3384 | 3384 | 3384 | 3384 | 3384 | 3384 | 3384 | 3384 | 3384 | 3384 | 3384 | 3384
| Netherlands | EU Blue | Hydrogen Evolution | Capacity (MW) | Low Carbon | CCS | Biomass CCS | 0 | 0 | 0 | 0 | 0 | 0 | 0 | 0 | 0 | 0 | 0 | 0 | 0 | 0 | 0 | 0 | 0 | 200 | 200 | 400 | 600 | 600 | 600 | 600 | 600 | 600 | 600
| Netherlands | EU Blue | Hydrogen Evolution | Capacity (MW) | Thermal | Coal | Coal | 3450 | 3450 | 3450 | 3450 | 3450 | 3450 | 0 | 0 | 0 | 0 | 0 | 0 | 0 | 0 | 0 | 0 | 0 | 0 | 0 | 0 | 0 | 0 | 0 | 0 | 0 | 0 | 0
| Netherlands | EU Blue | Hydrogen Evolution | Capacity (MW) | Thermal | Gas | Fossil Gas | 17934 | 17638 | 17378 | 16634 | 16434 | 16234 | 15634 | 15570 | 15520 | 15450 | 15460 | 15060 | 14210 | 13410 | 12210 | 11290 | 10386 | 9964 | 9546 | 9111 | 8711 | 7911 | 7194 | 6794 | 5994 | 5450 | 4650
| Netherlands | EU Blue | Hydrogen Evolution | Capacity (MW) | Low Carbon | Low Carbon | Hydrogen | 0 | 0 | 0 | 0 | 0 | 0 | 0 | 1800 | 3600 | 5400 | 7300 | 8600 | 10400 | 12200 | 14000 | 15800 | 17700 | 18200 | 18700 | 19200 | 19200 | 19700 | 19800 | 20000 | 20100 | 20300 | 20500
| Netherlands | EU Blue | Hydrogen Evolution | Capacity (MW) | Low Carbon | Nuclear | Nuclear | 485 | 485 | 485 | 485 | 485 | 485 | 485 | 485 | 485 | 485 | 485 | 485 | 485 | 485 | 485 | 485 | 485 | 485 | 485 | 485 | 0 | 0 | 0 | 0 | 0 | 0 | 0
| Netherlands | EU Blue | Hydrogen Evolution | Capacity (MW) | Renewable | Solar | Solar PV | 27060 | 29580 | 33538 | 37496 | 41455 | 45413 | 49371 | 52179 | 54986 | 57794 | 60601 | 63409 | 64710 | 66010 | 67311 | 68611 | 69912 | 72093 | 74273 | 76454 | 78635 | 80815 | 82996 | 85177 | 87357 | 89538 | 91719
| Netherlands | EU Blue | Hydrogen Evolution | Capacity (MW) | Renewable | Waste | Waste | 780 | 780 | 780 | 780 | 780 | 780 | 780 | 780 | 780 | 780 | 780 | 780 | 780 | 780 | 780 | 780 | 780 | 780 | 780 | 780 | 780 | 780 | 780 | 780 | 780 | 780 | 780
| Netherlands | EU Blue | Hydrogen Evolution | Capacity (MW) | Renewable | Offshore Wind | Wind Offshore | 4729 | 4729 | 6467 | 8205 | 9943 | 11682 | 13420 | 15280 | 17140 | 19000 | 20860 | 22720 | 24196 | 25672 | 27148 | 28624 | 30100 | 32476 | 34852 | 37228 | 39604 | 41980 | 42818 | 43656 | 44494 | 45332 | 46170
| Netherlands | EU Blue | Hydrogen Evolution | Capacity (MW) | Renewable | Onshore Wind | Wind Onshore | 7071 | 7221 | 7194 | 7167 | 7139 | 7112 | 7085 | 7085 | 7085 | 7085 | 7085 | 7085 | 7085 | 7085 | 7085 | 7085 | 7085 | 7085 | 7085 | 7085 | 7085 | 7085 | 7085 | 7085 | 7085 | 7085 | 7085
| Netherlands | EU Blue | Hydrogen Evolution | Capacity (MW) | Low Carbon | CCS | CCS Gas | 0 | 0 | 0 | 0 | 0 | 0 | 0 | 0 | 0 | 0 | 0 | 0 | 0 | 0 | 0 | 0 | 0 | 0 | 0 | 0 | 0 | 0 | 0 | 0 | 0 | 0 | 0
| Netherlands | EU Green | Holistic Transition | Demand (TWh) | Demand | Demand | Demand Total (TWh) | 122 | 123.8 | 128.8 | 134.4 | 140.9 | 147 | 149.9 | 168.2 | 188.2 | 204.9 | 221.7 | 237.4 | 250.3 | 261.5 | 273.8 | 284.9 | 289.6 | 305.8 | 321.5 | 339.2 | 359 | 377.3 | 387.6 | 395 | 402.8 | 412.7 | 416
| Netherlands | EU Green | Electric Engagement | Demand (TWh) | Demand | Demand | Demand Total (TWh) | 122 | 123.8 | 128.8 | 134.4 | 140.9 | 147.1 | 149.8 | 168.5 | 187.9 | 204.2 | 219.6 | 236.6 | 250.4 | 261.9 | 273.9 | 285.2 | 290.3 | 306 | 322.8 | 340 | 359.7 | 378.5 | 388.6 | 396.1 | 403 | 414 | 416.6
| Netherlands | EU Blue | Hydrogen Evolution | Demand (TWh) | Demand | Demand | Demand Total (TWh) | 122 | 123.8 | 129.3 | 135.4 | 142.3 | 148.8 | 151.1 | 163.8 | 179.1 | 189 | 202.9 | 213.8 | 219.9 | 230 | 239.1 | 246.5 | 253.2 | 263.2 | 274.7 | 282.9 | 291.7 | 303.6 | 308 | 314.5 | 315.4 | 336.2 | 338.6
| Netherlands | EU Central | Falling Behind | Demand (TWh) | Demand | Demand | Demand Total (TWh) | 122.002 | 124.0422 | 126.8051 | 131.8012 | 137.3595 | 142.5188 | 148.7209 | 153.5635 | 159.4663 | 164.5099 | 170.0363 | 175.5102 | 181.5544 | 188.4021 | 202.0334 | 207.0143 | 212.5027 | 219.1995 | 238.579 | 243.4512 | 243.3408 | 278.1282 | 284.1205 | 289.6614 | 295.5306 | 299.8183 | 304.2684
| Netherlands | EU Central | 10YF | Demand (TWh) | Demand | Demand | Demand Total (TWh) | 2024: 122.0035; 2025: 124.0445; 2026: 126.8154; 2027: 131.7667; 2028: 137.3935; 2029: 142.5474; 2030: 148.8068; 2031: 153.5881; 2032: 159.4753; 2033: 164.4902; 2034: 170.5548; 2035: 175.1315
| Norway | EU Green | Holistic Transition, Electric Engagement | Capacity (MW) | Storage | Storage | Battery | 350 | 400 | 450 | 450 | 650 | 650 | 700 | 800 | 850 | 1000 | 1050 | 1150 | 1200 | 1300 | 1450 | 1550 | 1600 | 1600 | 1600 | 1600 | 1600 | 1600 | 1600 | 1600 | 1600 | 1600 | 1600
| Norway | EU Green | Holistic Transition, Electric Engagement | Capacity (MW) | Renewable | Biomass | Biomass | 0 | 0 | 0 | 0 | 0 | 0 | 0 | 0 | 0 | 0 | 0 | 0 | 0 | 0 | 0 | 0 | 0 | 0 | 0 | 0 | 0 | 0 | 0 | 0 | 0 | 0 | 0
| Norway | EU Green | Holistic Transition, Electric Engagement | Capacity (MW) | Low Carbon | CCS | Biomass CCS | 0 | 0 | 0 | 0 | 0 | 0 | 0 | 0 | 0 | 0 | 0 | 0 | 0 | 0 | 0 | 0 | 400 | 400 | 1000 | 1000 | 1000 | 1400 | 1400 | 1400 | 1400 | 2400 | 2400
| Norway | EU Green | Holistic Transition, Electric Engagement | Capacity (MW) | Low Carbon | Low Carbon | Hydrogen | 0 | 0 | 0 | 0 | 0 | 0 | 0 | 1200 | 2400 | 3600 | 4800 | 6100 | 6100 | 6100 | 6100 | 6100 | 6100 | 6100 | 6100 | 6100 | 6100 | 6100 | 6100 | 6100 | 6100 | 6100 | 6100
| Norway | EU Green | Holistic Transition, Electric Engagement | Capacity (MW) | Renewable | Hydro | Run-of-river Hydro | 32323.7 | 32496.6 | 33254.9 | 33996.4 | 34722.8 | 35436.4 | 36462 | 36635.4 | 36808.8 | 36982.2 | 37155.6 | 37329 | 37440.6 | 37552.2 | 37663.8 | 37775.4 | 37887 | 37998.6 | 38110.2 | 38221.8 | 38333.4 | 38445 | 38556.2 | 38667.4 | 38778.6 | 38889.8 | 39001
| Norway | EU Green | Holistic Transition, Electric Engagement | Capacity (MW) | Renewable | Solar | Solar PV | 629 | 683 | 683 | 683 | 683 | 683 | 683 | 820 | 958 | 1096 | 1234 | 1371 | 1371 | 1371 | 1371 | 1371 | 1371 | 1371 | 1371 | 1371 | 1371 | 1371 | 1371 | 1371 | 1371 | 1371 | 1371
| Norway | EU Green | Holistic Transition, Electric Engagement | Capacity (MW) | Renewable | Offshore Wind | Wind Offshore | 0 | 0 | 200 | 400 | 600 | 800 | 1000 | 1000 | 1000 | 1000 | 1000 | 1000 | 2042 | 3084 | 4126 | 5168 | 6210 | 6497 | 6785 | 7072 | 7361 | 7648 | 7650 | 7652 | 7654 | 7656 | 7658
| Norway | EU Green | Holistic Transition, Electric Engagement | Capacity (MW) | Renewable | Onshore Wind | Wind Onshore | 5404 | 5404 | 5360 | 5316 | 5272 | 5228 | 5184 | 5280 | 5376 | 5472 | 5568 | 5664 | 5768 | 5872 | 5976 | 6080 | 6184 | 6286 | 6388 | 6490 | 6592 | 6694 | 6792 | 6890 | 6988 | 7086 | 7184
| Norway | EU Green | Holistic Transition, Electric Engagement | Capacity (MW) | Low Carbon | CCS | CCS Gas | 0 | 0 | 0 | 0 | 0 | 0 | 0 | 0 | 0 | 0 | 0 | 0 | 0 | 0 | 0 | 0 | 0 | 0 | 0 | 0 | 0 | 0 | 0 | 0 | 0 | 0 | 0
| Norway | EU Central | Falling Behind, 10YF | Capacity (MW) | Storage | Storage | Battery | 350 | 400 | 400 | 500 | 500 | 500 | 650 | 650 | 800 | 900 | 1000 | 1000 | 1100 | 1300 | 1350 | 1400 | 1550 | 1550 | 1550 | 1550 | 1550 | 1550 | 1550 | 1550 | 1550 | 1550 | 1550
| Norway | EU Central | Falling Behind, 10YF | Capacity (MW) | Renewable | Biomass | Biomass | 0 | 0 | 0 | 0 | 0 | 0 | 0 | 0 | 0 | 0 | 0 | 0 | 0 | 0 | 0 | 0 | 0 | 0 | 0 | 0 | 0 | 0 | 0 | 0 | 0 | 0 | 0
| Norway | EU Central | Falling Behind, 10YF | Capacity (MW) | Low Carbon | CCS | Biomass CCS | 0 | 0 | 0 | 0 | 0 | 0 | 0 | 0 | 0 | 0 | 0 | 0 | 0 | 0 | 0 | 0 | 0 | 0 | 0 | 200 | 200 | 200 | 200 | 200 | 200 | 200 | 200
| Norway | EU Central | Falling Behind, 10YF | Capacity (MW) | Low Carbon | Low Carbon | Hydrogen | 0 | 0 | 0 | 0 | 0 | 0 | 0 | 0 | 0 | 0 | 0 | 0 | 300 | 700 | 1500 | 1800 | 2100 | 2400 | 3200 | 3600 | 3900 | 4200 | 4300 | 4500 | 4600 | 4800 | 4900
| Norway | EU Central | Falling Behind, 10YF | Capacity (MW) | Thermal | Gas | Fossil Gas | 0 | 0 | 0 | 0 | 0 | 0 | 0 | 0 | 0 | 0 | 0 | 0 | 0 | 0 | 0 | 0 | 0 | 50 | 100 | 150 | 200 | 300 | 350 | 400 | 450 | 500 | 550
| Norway | EU Central | Falling Behind, 10YF | Capacity (MW) | Renewable | Hydro | Run-of-river Hydro | 32323.7 | 32496.6 | 33254.9 | 33996.4 | 34722.8 | 35436.4 | 36462 | 36635.4 | 36808.8 | 36982.2 | 37155.6 | 37329 | 37440.6 | 37552.2 | 37663.8 | 37775.4 | 37887 | 37998.6 | 38110.2 | 38221.8 | 38333.4 | 38445 | 38556.2 | 38667.4 | 38778.6 | 38889.8 | 39001
| Norway | EU Central | Falling Behind, 10YF | Capacity (MW) | Storage | Storage | Pumped Hydro | 340 | 340 | 340 | 340 | 340 | 340 | 340 | 340 | 340 | 340 | 340 | 340 | 340 | 340 | 340 | 340 | 340 | 340 | 340 | 340 | 340 | 340 | 340 | 340 | 340 | 340 | 340
| Norway | EU Central | Falling Behind, 10YF | Capacity (MW) | Renewable | Solar | Solar PV | 629 | 683 | 725 | 767 | 809 | 851 | 893 | 947 | 1000 | 1055 | 1108 | 1163 | 1328 | 1495 | 1661 | 1827 | 1992 | 2041 | 2089 | 2137 | 2185 | 2233 | 2280 | 2329 | 2376 | 2425 | 2473
| Norway | EU Central | Falling Behind, 10YF | Capacity (MW) | Renewable | Other Renewables | Other RES | 0 | 0 | 100 | 100 | 100 | 200 | 200 | 200 | 200 | 200 | 200 | 200 | 200 | 200 | 200 | 200 | 200 | 200 | 200 | 200 | 200 | 200 | 200 | 200 | 200 | 200 | 200
| Norway | EU Central | Falling Behind, 10YF | Capacity (MW) | Renewable | Offshore Wind | Wind Offshore | 0 | 0 | 0 | 0 | 0 | 0 | 0 | 0 | 1500 | 2250 | 3000 | 4200 | 5200 | 6000 | 7600 | 9000 | 10200 | 10900 | 11500 | 12000 | 12600 | 13300 | 13900 | 14500 | 15100 | 15700 | 16200
| Norway | EU Central | Falling Behind, 10YF | Capacity (MW) | Renewable | Onshore Wind | Wind Onshore | 5404 | 5404 | 5504 | 5604 | 5704 | 5804 | 5804 | 5854 | 5874 | 6404 | 6834 | 7674 | 8214 | 8884 | 9281 | 10004 | 10707 | 11000 | 11254 | 11523 | 11827 | 12131 | 12404 | 12614 | 12912 | 13210 | 13505
| Norway | EU Central | Falling Behind, 10YF | Capacity (MW) | Low Carbon | CCS | CCS Gas | 0 | 0 | 0 | 0 | 0 | 0 | 0 | 0 | 0 | 0 | 0 | 0 | 0 | 0 | 0 | 0 | 0 | 0 | 0 | 0 | 0 | 0 | 0 | 0 | 0 | 0 | 0
| Norway | EU Blue | Hydrogen Evolution | Capacity (MW) | Storage | Storage | Battery | 350 | 400 | 400 | 450 | 600 | 650 | 650 | 700 | 750 | 900 | 950 | 1000 | 1100 | 1200 | 1350 | 1450 | 1550 | 1550 | 1550 | 1550 | 1550 | 1550 | 1550 | 1550 | 1550 | 1550 | 1550
| Norway | EU Blue | Hydrogen Evolution | Capacity (MW) | Renewable | Biomass | Biomass | 0 | 0 | 0 | 0 | 0 | 0 | 0 | 0 | 0 | 0 | 0 | 0 | 0 | 0 | 0 | 0 | 0 | 0 | 0 | 0 | 0 | 0 | 0 | 0 | 0 | 0 | 0
| Norway | EU Blue | Hydrogen Evolution | Capacity (MW) | Low Carbon | CCS | Biomass CCS | 0 | 0 | 0 | 0 | 0 | 0 | 0 | 0 | 0 | 0 | 0 | 0 | 0 | 0 | 0 | 0 | 400 | 400 | 1000 | 1000 | 1000 | 1400 | 1400 | 1400 | 1400 | 2400 | 2400
| Norway | EU Blue | Hydrogen Evolution | Capacity (MW) | Low Carbon | Low Carbon | Hydrogen | 0 | 0 | 0 | 0 | 0 | 0 | 0 | 1100 | 2200 | 3300 | 4400 | 5500 | 5500 | 5500 | 5500 | 5500 | 5500 | 5500 | 5500 | 5500 | 5500 | 5500 | 5500 | 5500 | 5500 | 5500 | 5500
| Norway | EU Blue | Hydrogen Evolution | Capacity (MW) | Renewable | Hydro | Run-of-river Hydro | 32323.7 | 32496.6 | 33254.9 | 33996.4 | 34722.8 | 35436.4 | 36462 | 36635.4 | 36808.8 | 36982.2 | 37155.6 | 37329 | 37440.6 | 37552.2 | 37663.8 | 37775.4 | 37887 | 37998.6 | 38110.2 | 38221.8 | 38333.4 | 38445 | 38556.2 | 38667.4 | 38778.6 | 38889.8 | 39001
| Norway | EU Blue | Hydrogen Evolution | Capacity (MW) | Renewable | Solar | Solar PV | 629 | 683 | 877 | 1071 | 1265 | 1459 | 1653 | 1653 | 1653 | 1653 | 1653 | 1653 | 1653 | 1653 | 1653 | 1653 | 1653 | 1653 | 1653 | 1653 | 1653 | 1653 | 1653 | 1653 | 1653 | 1653 | 1653
| Norway | EU Blue | Hydrogen Evolution | Capacity (MW) | Renewable | Offshore Wind | Wind Offshore | 0 | 0 | 200 | 400 | 600 | 800 | 1000 | 1400 | 1800 | 2200 | 2600 | 3000 | 4426 | 5850 | 7276 | 8701 | 10127 | 11188 | 12249 | 13310 | 14371 | 15433 | 15433 | 15433 | 15433 | 15433 | 15433
| Norway | EU Blue | Hydrogen Evolution | Capacity (MW) | Renewable | Onshore Wind | Wind Onshore | 5404 | 5404 | 5485 | 5564 | 5645 | 5725 | 5805 | 5901 | 5997 | 6093 | 6189 | 6285 | 6389 | 6493 | 6597 | 6701 | 6805 | 6907 | 7009 | 7111 | 7213 | 7315 | 7413 | 7511 | 7609 | 7707 | 7805
| Norway | EU Blue | Hydrogen Evolution | Capacity (MW) | Low Carbon | CCS | CCS Gas | 0 | 0 | 0 | 0 | 0 | 0 | 0 | 0 | 0 | 0 | 0 | 0 | 0 | 0 | 0 | 0 | 0 | 0 | 0 | 0 | 0 | 0 | 0 | 0 | 0 | 0 | 0
| Norway | EU Green | Holistic Transition | Demand (TWh) | Demand | Demand | Demand Total (TWh) | 142.7 | 145.1 | 148.6 | 152.2 | 157.2 | 161.2 | 161.2 | 169.3 | 178 | 185.8 | 194.3 | 202.9 | 204.4 | 204.4 | 205 | 205.9 | 209.1 | 209.4 | 210.1 | 211.3 | 212.9 | 213.8 | 214.6 | 215.4 | 216.8 | 216.8 | 218.3
| Norway | EU Green | Electric Engagement | Demand (TWh) | Demand | Demand | Demand Total (TWh) | 142.7 | 145.1 | 148.6 | 152.2 | 157.2 | 161.2 | 161.3 | 169.3 | 178 | 185.7 | 194.1 | 201.8 | 204.7 | 204.6 | 205.2 | 206.2 | 209.2 | 209.4 | 210.5 | 211.2 | 213 | 213.9 | 214.6 | 215.5 | 216.9 | 216.8 | 218.3
| Norway | EU Blue | Hydrogen Evolution | Demand (TWh) | Demand | Demand | Demand Total (TWh) | 142.7 | 145.1 | 148.5 | 152.1 | 157.2 | 161.3 | 161.2 | 167.9 | 175.1 | 181.6 | 188.9 | 197.4 | 202.7 | 206.4 | 209 | 212.2 | 222.2 | 229.7 | 232.9 | 233.3 | 235.8 | 264.6 | 264.6 | 264.4 | 263.9 | 266.8 | 270.4
| Norway | EU Central | Falling Behind | Demand (TWh) | Demand | Demand | Demand Total (TWh) | 142.6912 | 145.1543 | 147.8502 | 150.9949 | 155.4473 | 158.9933 | 163.3536 | 166.9462 | 171.3095 | 174.4296 | 177.9642 | 183.1841 | 187.5492 | 192.4875 | 203.3671 | 209.0056 | 215.3497 | 220.1087 | 227.2266 | 230.6859 | 234.5802 | 249.8551 | 254.6976 | 259.187 | 264.5499 | 266.4155 | 272.4718
| Norway | EU Central | 10YF | Demand (TWh) | Demand | Demand | Demand Total (TWh) | 2024: 142.696; 2025: 145.1512; 2026: 147.8609; 2027: 151.0203; 2028: 155.4673; 2029: 159.0473; 2030: 163.5314; 2031: 166.9891; 2032: 171.3027; 2033: 174.3882; 2034: 177.9316; 2035: 183.3717
| Poland | EU Green | Holistic Transition, Electric Engagement | Capacity (MW) | Storage | Storage | Battery | 250 | 450 | 1150 | 1900 | 2600 | 3350 | 4050 | 4350 | 4700 | 5000 | 5350 | 5650 | 5850 | 6050 | 6300 | 6500 | 6700 | 6900 | 7100 | 7350 | 7550 | 7750 | 8050 | 8400 | 8700 | 9050 | 9350
| Poland | EU Green | Holistic Transition, Electric Engagement | Capacity (MW) | Renewable | Biomass | Biomass | 661.7 | 661.7 | 880 | 1098.3 | 1316.7 | 1535 | 1746.6 | 1746.6 | 1746.6 | 1746.6 | 1746.6 | 1746.6 | 1746.6 | 1746.6 | 1746.6 | 1746.6 | 1746.6 | 1746.6 | 1746.6 | 1746.6 | 1746.6 | 1746.6 | 1746.6 | 1746.6 | 1746.6 | 1746.6 | 1746.6
| Poland | EU Green | Holistic Transition, Electric Engagement | Capacity (MW) | Low Carbon | CCS | Biomass CCS | 0 | 0 | 0 | 0 | 0 | 0 | 0 | 0 | 0 | 0 | 0 | 0 | 0 | 0 | 0 | 0 | 0 | 0 | 200 | 200 | 400 | 400 | 600 | 800 | 1000 | 1200 | 1400
| Poland | EU Green | Holistic Transition, Electric Engagement | Capacity (MW) | Thermal | Coal | Coal | 24223.1 | 22395.8 | 22170.8 | 21257.8 | 19118.8 | 17872.8 | 15220.8 | 14045.8 | 13803.8 | 13561.8 | 12165.3 | 10936.5 | 8241.2 | 5599.1 | 2868.7 | 2684.7 | 2684.7 | 1693.9 | 764.6 | 651.6 | 545.6 | 436.2 | 436.2 | 436.2 | 436.2 | 436.2 | 436.2
| Poland | EU Green | Holistic Transition, Electric Engagement | Capacity (MW) | Thermal | Gas | Fossil Gas | 4339.4 | 5309.4 | 5827.4 | 6328.4 | 6896.4 | 7414.4 | 7964 | 9036 | 9907 | 10811 | 11682 | 12568 | 13104 | 13640 | 14079 | 14615 | 15128 | 14458 | 13855 | 13185 | 12582 | 11979 | 11577 | 11242 | 10907 | 10572 | 10237
| Poland | EU Green | Holistic Transition, Electric Engagement | Capacity (MW) | Thermal | Other Thermal | Fossil Oil | 358.9 | 358.9 | 358.9 | 358.9 | 358.9 | 358.9 | 0 | 0 | 0 | 0 | 0 | 0 | 0 | 0 | 0 | 0 | 0 | 0 | 0 | 0 | 0 | 0 | 0 | 0 | 0 | 0 | 0
| Poland | EU Green | Holistic Transition, Electric Engagement | Capacity (MW) | Low Carbon | Low Carbon | Hydrogen | 0 | 0 | 0 | 0 | 0 | 0 | 0 | 300 | 900 | 1500 | 2100 | 2600 | 3900 | 5500 | 6800 | 8600 | 9800 | 9700 | 9600 | 9500 | 9300 | 9200 | 9300 | 9400 | 9500 | 9600 | 9700
| Poland | EU Green | Holistic Transition, Electric Engagement | Capacity (MW) | Low Carbon | Nuclear | Nuclear | 0 | 0 | 0 | 0 | 0 | 0 | 0 | 0 | 0 | 0 | 0 | 1100 | 2200 | 2200 | 3300 | 4400 | 4400 | 5500 | 5500 | 6600 | 6600 | 7700 | 7700 | 7700 | 8800 | 8800 | 9900
| Poland | EU Green | Holistic Transition, Electric Engagement | Capacity (MW) | Storage | Storage | Pumped Hydro | 1859 | 1859 | 1859 | 1859 | 1859 | 1859 | 1859 | 1859 | 1859 | 1859 | 1859 | 1859 | 1859 | 1859 | 1859 | 1859 | 1859 | 1859 | 1859 | 1859 | 1859 | 1859 | 1859 | 1859 | 1859 | 1859 | 1859
| Poland | EU Green | Holistic Transition, Electric Engagement | Capacity (MW) | Renewable | Hydro | Run-of-river Hydro | 604 | 604 | 604 | 604 | 604 | 604 | 604 | 604 | 604 | 604 | 604 | 604 | 604 | 604 | 604 | 604 | 604 | 604 | 604 | 604 | 604 | 604 | 604 | 604 | 604 | 604 | 604
| Poland | EU Green | Holistic Transition, Electric Engagement | Capacity (MW) | Renewable | Solar | Solar PV | 19135 | 21397 | 23710 | 26023 | 28337 | 30650 | 32963 | 33631 | 34299 | 34967 | 35635 | 36303 | 38618 | 40933 | 43247 | 45562 | 47877 | 48541 | 49205 | 49869 | 50533 | 51197 | 51861 | 52525 | 53189 | 53853 | 54517
| Poland | EU Green | Holistic Transition, Electric Engagement | Capacity (MW) | Renewable | Offshore Wind | Wind Offshore | 0 | 0 | 1630 | 3260 | 4890 | 6520 | 8150 | 9770 | 11390 | 13010 | 14630 | 16250 | 16790 | 17330 | 17870 | 18410 | 18950 | 18950 | 18950 | 18950 | 18950 | 18950 | 18950 | 18950 | 18950 | 18950 | 18950
| Poland | EU Green | Holistic Transition, Electric Engagement | Capacity (MW) | Renewable | Onshore Wind | Wind Onshore | 9983 | 10651 | 13095 | 15540 | 17984 | 20428 | 22872 | 24064 | 25256 | 26448 | 27640 | 28832 | 28986 | 29139 | 29293 | 29446 | 29600 | 30373 | 31146 | 31919 | 32692 | 33465 | 33465 | 33465 | 33465 | 33465 | 33465
| Poland | EU Green | Holistic Transition, Electric Engagement | Capacity (MW) | Low Carbon | CCS | CCS Gas | 0 | 0 | 0 | 0 | 0 | 0 | 0 | 0 | 0 | 0 | 0 | 500 | 500 | 500 | 500 | 500 | 500 | 1000 | 1000 | 1500 | 1500 | 1500 | 2000 | 2000 | 2500 | 2500 | 2500
| Poland | EU Central | Falling Behind, 10YF | Capacity (MW) | Storage | Storage | Battery | 250 | 450 | 1300 | 2200 | 2950 | 3500 | 3900 | 4050 | 4200 | 4400 | 4550 | 4700 | 4750 | 4800 | 4850 | 4900 | 4950 | 5000 | 5050 | 5100 | 5150 | 5200 | 5350 | 5500 | 5650 | 5800 | 6050
| Poland | EU Central | Falling Behind, 10YF | Capacity (MW) | Renewable | Biomass | Biomass | 661.7 | 661.7 | 880 | 880 | 880 | 880 | 1091.7 | 1091.7 | 1091.7 | 1091.7 | 1091.7 | 1091.7 | 1091.7 | 1091.7 | 1091.7 | 1091.7 | 1091.7 | 1091.7 | 1091.7 | 1091.7 | 1091.7 | 1091.7 | 1091.7 | 1091.7 | 1091.7 | 1091.7 | 1091.7
| Poland | EU Central | Falling Behind, 10YF | Capacity (MW) | Low Carbon | CCS | Biomass CCS | 0 | 0 | 0 | 0 | 0 | 0 | 0 | 0 | 0 | 0 | 0 | 0 | 0 | 0 | 0 | 0 | 0 | 0 | 0 | 0 | 0 | 0 | 0 | 0 | 0 | 0 | 0
| Poland | EU Central | Falling Behind, 10YF | Capacity (MW) | Thermal | Coal | Coal | 24814.9 | 24589.9 | 23193.9 | 21614.9 | 21397.6 | 20290.6 | 18100.6 | 15542.6 | 15193 | 14444.8 | 13337.5 | 10860.3 | 9849.5 | 8731.7 | 8277.8 | 8037.6 | 7414.5 | 7414.5 | 6848.5 | 6282.5 | 5956.5 | 5008.2 | 4625.2 | 3505.2 | 3505.2 | 1525.2 | 620.2
| Poland | EU Central | Falling Behind, 10YF | Capacity (MW) | Thermal | Gas | Fossil Gas | 4339.4 | 5309.4 | 6564.4 | 8003.4 | 8236.4 | 8821.4 | 9907 | 10979 | 11984 | 13022 | 13954.4 | 14710 | 15715 | 16385 | 17323 | 18194 | 19039 | 19843 | 20580 | 21451 | 21853 | 22054 | 22054 | 21183 | 20647 | 20513 | 19240
| Poland | EU Central | Falling Behind, 10YF | Capacity (MW) | Thermal | Other Thermal | Fossil Oil | 358.9 | 358.9 | 358.9 | 358.9 | 358.9 | 358.9 | 0 | 0 | 0 | 0 | 0 | 0 | 0 | 0 | 0 | 0 | 0 | 0 | 0 | 0 | 0 | 0 | 0 | 0 | 0 | 0 | 0
| Poland | EU Central | Falling Behind, 10YF | Capacity (MW) | Low Carbon | Low Carbon | Hydrogen | 0 | 0 | 0 | 0 | 0 | 0 | 0 | 0 | 0 | 0 | 0 | 0 | 0 | 0 | 0 | 0 | 0 | 0 | 0 | 0 | 0 | 0 | 300 | 600 | 900 | 1200 | 1400
| Poland | EU Central | Falling Behind, 10YF | Capacity (MW) | Low Carbon | Nuclear | Nuclear | 0 | 0 | 0 | 0 | 0 | 0 | 0 | 0 | 0 | 0 | 0 | 0 | 0 | 1100 | 2200 | 2200 | 2200 | 3300 | 4400 | 4400 | 4400 | 5500 | 7700 | 7700 | 7700 | 7700 | 7700
| Poland | EU Central | Falling Behind, 10YF | Capacity (MW) | Storage | Storage | Pumped Hydro | 1859 | 1859 | 1859 | 1859 | 1859 | 1859 | 1859 | 1859 | 1859 | 1859 | 1859 | 1859 | 1859 | 1859 | 1859 | 1859 | 1859 | 1859 | 1859 | 1859 | 1859 | 1859 | 1859 | 1859 | 1859 | 1859 | 1859
| Poland | EU Central | Falling Behind, 10YF | Capacity (MW) | Renewable | Hydro | Run-of-river Hydro | 604 | 604 | 604 | 604 | 604 | 604 | 604 | 604 | 604 | 604 | 604 | 604 | 604 | 604 | 604 | 604 | 604 | 604 | 604 | 604 | 604 | 604 | 604 | 604 | 604 | 604 | 604
| Poland | EU Central | Falling Behind, 10YF | Capacity (MW) | Renewable | Solar | Solar PV | 19135 | 21397 | 23732 | 25668 | 27286 | 28531 | 29775 | 30171 | 30567 | 30963 | 31359 | 31755 | 33075 | 34395 | 35715 | 37035 | 38355 | 39929 | 41502 | 43076 | 44650 | 46223 | 47737 | 49250 | 50764 | 52278 | 53791
| Poland | EU Central | Falling Behind, 10YF | Capacity (MW) | Renewable | Offshore Wind | Wind Offshore | 0 | 0 | 380 | 1510 | 4080 | 4580 | 5080 | 6380 | 7780 | 9080 | 10480 | 11130 | 11880 | 12530 | 13280 | 13280 | 13380 | 13580 | 13880 | 14080 | 14280 | 14480 | 14780 | 14980 | 15180 | 15480 | 15680
| Poland | EU Central | Falling Behind, 10YF | Capacity (MW) | Renewable | Onshore Wind | Wind Onshore | 9983 | 10651 | 11415 | 12274 | 13229 | 14279 | 15425 | 16713 | 18001 | 19288 | 20576 | 21864 | 23018 | 24173 | 25328 | 26482 | 27637 | 28538 | 29438 | 30339 | 31240 | 32141 | 33041 | 33942 | 34843 | 35743 | 36644
| Poland | EU Central | Falling Behind, 10YF | Capacity (MW) | Low Carbon | CCS | CCS Gas | 0 | 0 | 0 | 0 | 0 | 0 | 0 | 0 | 0 | 0 | 0 | 0 | 0 | 0 | 0 | 0 | 0 | 0 | 0 | 500 | 500 | 500 | 1000 | 1000 | 1000 | 1000 | 1500
| Poland | EU Blue | Hydrogen Evolution | Capacity (MW) | Storage | Storage | Battery | 250 | 450 | 1150 | 1850 | 2500 | 3200 | 3900 | 4050 | 4200 | 4400 | 4550 | 4700 | 4750 | 4800 | 4850 | 4900 | 4950 | 5000 | 5050 | 5100 | 5150 | 5200 | 5350 | 5550 | 5700 | 5900 | 6050
| Poland | EU Blue | Hydrogen Evolution | Capacity (MW) | Renewable | Biomass | Biomass | 661.7 | 661.7 | 880 | 1098.3 | 1316.7 | 1535 | 1746.6 | 1746.6 | 1746.6 | 1746.6 | 1746.6 | 1746.6 | 1746.6 | 1746.6 | 1746.6 | 1746.6 | 1746.6 | 1746.6 | 1746.6 | 1746.6 | 1746.6 | 1746.6 | 1746.6 | 1746.6 | 1746.6 | 1746.6 | 1746.6
| Poland | EU Blue | Hydrogen Evolution | Capacity (MW) | Low Carbon | CCS | Biomass CCS | 0 | 0 | 0 | 0 | 0 | 0 | 0 | 0 | 0 | 0 | 0 | 0 | 0 | 0 | 0 | 0 | 0 | 0 | 200 | 200 | 400 | 400 | 600 | 800 | 1000 | 1200 | 1400
| Poland | EU Blue | Hydrogen Evolution | Capacity (MW) | Thermal | Coal | Coal | 24814.9 | 24589.9 | 23193.9 | 21614.9 | 21397.6 | 20290.6 | 18100.6 | 15542.6 | 15193 | 14444.8 | 13337.5 | 10860.3 | 9849.5 | 8731.7 | 8277.8 | 8037.6 | 7302.9 | 7302.9 | 6736.9 | 6170.9 | 5634.9 | 4686.6 | 4303.6 | 3393.6 | 3393.6 | 1413.6 | 508.6
| Poland | EU Blue | Hydrogen Evolution | Capacity (MW) | Thermal | Gas | Fossil Gas | 4406.4 | 5309.4 | 5827.4 | 6328.4 | 6896.4 | 7414.4 | 7964 | 7830 | 7696 | 7528 | 7394 | 7273 | 7139 | 7072 | 6938 | 6871 | 6778 | 6443 | 6041 | 5706 | 5371 | 5036 | 4835 | 4701 | 4567 | 4366 | 4232
| Poland | EU Blue | Hydrogen Evolution | Capacity (MW) | Thermal | Other Thermal | Fossil Oil | 358.9 | 358.9 | 358.9 | 358.9 | 358.9 | 358.9 | 0 | 0 | 0 | 0 | 0 | 0 | 0 | 0 | 0 | 0 | 0 | 0 | 0 | 0 | 0 | 0 | 0 | 0 | 0 | 0 | 0
| Poland | EU Blue | Hydrogen Evolution | Capacity (MW) | Low Carbon | Low Carbon | Hydrogen | 0 | 0 | 0 | 0 | 0 | 0 | 0 | 0 | 0 | 0 | 0 | 0 | 500 | 1000 | 1500 | 2500 | 3000 | 3000 | 3000 | 3000 | 3000 | 3000 | 3800 | 4500 | 5300 | 6100 | 6800
| Poland | EU Blue | Hydrogen Evolution | Capacity (MW) | Low Carbon | Nuclear | Nuclear | 0 | 0 | 0 | 0 | 0 | 0 | 0 | 0 | 0 | 0 | 0 | 0 | 0 | 1100 | 1100 | 2200 | 2200 | 3300 | 3300 | 4400 | 5500 | 5500 | 6600 | 6600 | 6600 | 6600 | 7700
| Poland | EU Blue | Hydrogen Evolution | Capacity (MW) | Storage | Storage | Pumped Hydro | 1859 | 1859 | 1859 | 1859 | 1859 | 1859 | 1859 | 1859 | 1859 | 1859 | 1859 | 1859 | 1859 | 1859 | 1859 | 1859 | 1859 | 1859 | 1859 | 1859 | 1859 | 1859 | 1859 | 1859 | 1859 | 1859 | 1859
| Poland | EU Blue | Hydrogen Evolution | Capacity (MW) | Renewable | Hydro | Run-of-river Hydro | 604 | 604 | 604 | 604 | 604 | 604 | 604 | 604 | 604 | 604 | 604 | 604 | 604 | 604 | 604 | 604 | 604 | 604 | 604 | 604 | 604 | 604 | 604 | 604 | 604 | 604 | 604
| Poland | EU Blue | Hydrogen Evolution | Capacity (MW) | Renewable | Solar | Solar PV | 19135 | 21397 | 22664 | 23931 | 25198 | 26465 | 27732 | 28400 | 29068 | 29736 | 30404 | 31072 | 33387 | 35702 | 38016 | 40331 | 42646 | 43310 | 43974 | 44638 | 45302 | 45966 | 46630 | 47294 | 47958 | 48622 | 49286
| Poland | EU Blue | Hydrogen Evolution | Capacity (MW) | Renewable | Offshore Wind | Wind Offshore | 0 | 0 | 1762 | 3524 | 5286 | 7048 | 8810 | 9980 | 11150 | 12319 | 13489 | 14659 | 15049 | 15439 | 15830 | 16220 | 16610 | 16610 | 16610 | 16610 | 16610 | 16610 | 16610 | 16610 | 16610 | 16610 | 16610
| Poland | EU Blue | Hydrogen Evolution | Capacity (MW) | Renewable | Onshore Wind | Wind Onshore | 9983 | 10651 | 12465 | 14279 | 16093 | 17907 | 19721 | 21147 | 22573 | 23999 | 25425 | 26851 | 27185 | 27519 | 27853 | 28187 | 28521 | 29255 | 29989 | 30723 | 31457 | 32191 | 32191 | 32191 | 32191 | 32191 | 32191
| Poland | EU Blue | Hydrogen Evolution | Capacity (MW) | Low Carbon | CCS | CCS Gas | 0 | 0 | 0 | 0 | 0 | 0 | 0 | 0 | 0 | 0 | 0 | 0 | 0 | 0 | 0 | 0 | 0 | 0 | 0 | 0 | 0 | 0 | 0 | 0 | 0 | 0 | 0
| Poland | EU Green | Holistic Transition | Demand (TWh) | Demand | Demand | Demand Total (TWh) | 161.4 | 167 | 174.1 | 181.6 | 189.3 | 196 | 205.4 | 215.9 | 221.4 | 228 | 238.2 | 244.1 | 252.2 | 254.9 | 256.9 | 261.3 | 265.9 | 268.1 | 275.3 | 277.4 | 279.8 | 282.8 | 285.9 | 286.8 | 292.8 | 294.3 | 297.2
| Poland | EU Green | Electric Engagement | Demand (TWh) | Demand | Demand | Demand Total (TWh) | 161.4 | 167 | 174.1 | 181.6 | 189.3 | 196 | 205.5 | 215.9 | 221.5 | 228.1 | 238.1 | 244.1 | 252.1 | 254.9 | 256.8 | 261.3 | 265.9 | 268.2 | 275.2 | 277.4 | 279.8 | 282.8 | 285.9 | 286.8 | 292.9 | 294.4 | 297.3
| Poland | EU Blue | Hydrogen Evolution | Demand (TWh) | Demand | Demand | Demand Total (TWh) | 161.3 | 167 | 173.9 | 181.2 | 188.9 | 195.4 | 204.8 | 213.2 | 216.2 | 218.4 | 224.7 | 226.1 | 229.5 | 230.5 | 231.1 | 235.8 | 243.5 | 247.2 | 253.3 | 256.6 | 259.2 | 263.8 | 267.1 | 267.5 | 273.4 | 280.7 | 283.6
| Poland | EU Central | Falling Behind | Demand (TWh) | Demand | Demand | Demand Total (TWh) | 161.3035 | 166.8454 | 174.0923 | 181.3068 | 188.736 | 194.4113 | 201.1946 | 207.2751 | 212.481 | 216.727 | 221.7586 | 227.3345 | 233.9659 | 240.0386 | 251.5303 | 260.1566 | 262.3131 | 268.2846 | 278.328 | 284.3354 | 289.7396 | 300.8901 | 307.1013 | 313.5005 | 320.5964 | 326.2162 | 332.7284
| Poland | EU Central | 10YF | Demand (TWh) | Demand | Demand | Demand Total (TWh) | 2024: 161.2981; 2025: 166.8688; 2026: 174.1182; 2027: 181.2956; 2028: 188.7144; 2029: 194.4698; 2030: 201.2947; 2031: 207.3234; 2032: 212.4348; 2033: 216.7752; 2034: 221.7705; 2035: 227.2906
| Portugal | EU Green | Holistic Transition, Electric Engagement | Capacity (MW) | Storage | Storage | Battery | 0 | 50 | 150 | 250 | 350 | 450 | 550 | 650 | 750 | 850 | 950 | 1050 | 1200 | 1400 | 1550 | 1750 | 1900 | 1950 | 1950 | 2000 | 2000 | 2050 | 2050 | 2050 | 2050 | 2050 | 2050
| Portugal | EU Green | Holistic Transition, Electric Engagement | Capacity (MW) | Renewable | Biomass | Biomass | 700 | 1000 | 1100 | 1100 | 1100 | 1100 | 1100 | 1100 | 1100 | 1100 | 1200 | 1200 | 1200 | 1200 | 1300 | 1300 | 1300 | 1300 | 1300 | 1300 | 1300 | 1300 | 1300 | 1300 | 1300 | 1300 | 1300
| Portugal | EU Green | Holistic Transition, Electric Engagement | Capacity (MW) | Low Carbon | CCS | Biomass CCS | 0 | 0 | 0 | 0 | 0 | 0 | 0 | 0 | 0 | 0 | 0 | 0 | 0 | 0 | 0 | 0 | 0 | 0 | 0 | 0 | 0 | 200 | 200 | 200 | 400 | 400 | 400
| Portugal | EU Green | Holistic Transition, Electric Engagement | Capacity (MW) | Thermal | Gas | Fossil Gas | 4016 | 4016 | 4016 | 4016 | 4016 | 4016 | 3686 | 3686 | 3273 | 3273 | 3273 | 2860 | 2860 | 2860 | 2442 | 2360 | 2254 | 2254 | 2254 | 2254 | 2254 | 2254 | 1924 | 1532 | 810 | 392 | 0
| Portugal | EU Green | Holistic Transition, Electric Engagement | Capacity (MW) | Low Carbon | Low Carbon | Hydrogen | 0 | 0 | 0 | 0 | 0 | 0 | 0 | 1400 | 2800 | 4200 | 5600 | 7000 | 6900 | 6900 | 7300 | 7300 | 7200 | 7100 | 7000 | 6900 | 6700 | 6600 | 6600 | 6600 | 6700 | 6700 | 6700
| Portugal | EU Green | Holistic Transition, Electric Engagement | Capacity (MW) | Storage | Storage | Pumped Hydro | 2821 | 2821 | 2821 | 2821 | 2821 | 2821 | 2821 | 2821 | 2821 | 2821 | 2821 | 2821 | 2821 | 2821 | 2821 | 2821 | 2821 | 2821 | 2821 | 2821 | 2821 | 2821 | 2821 | 2821 | 2821 | 2821 | 2821
| Portugal | EU Green | Holistic Transition, Electric Engagement | Capacity (MW) | Renewable | Hydro | Run-of-river Hydro | 4434.1 | 4454.8 | 4475.5 | 4496.2 | 4516.9 | 4537.6 | 4558.6 | 4558.6 | 4558.6 | 4558.6 | 4558.6 | 4558.6 | 4558.6 | 4558.6 | 4558.6 | 4558.6 | 4558.6 | 4558.6 | 4558.6 | 4558.6 | 4558.6 | 4558.6 | 4558.6 | 4558.6 | 4558.6 | 4558.6 | 4558.6
| Portugal | EU Green | Holistic Transition, Electric Engagement | Capacity (MW) | Renewable | Solar | Solar PV | 4910 | 5435 | 6250 | 7066 | 7881 | 8696 | 9512 | 10072 | 10631 | 11191 | 11751 | 12311 | 13000 | 13689 | 14378 | 15068 | 15757 | 16503 | 17249 | 17995 | 18741 | 19487 | 19734 | 19981 | 20227 | 20474 | 20721
| Portugal | EU Green | Holistic Transition, Electric Engagement | Capacity (MW) | Renewable | Offshore Wind | Wind Offshore | 52 | 61 | 449 | 837 | 1224 | 1612 | 2000 | 2476 | 2952 | 3428 | 3904 | 4380 | 4910 | 5440 | 5970 | 6500 | 7030 | 7132 | 7234 | 7336 | 7438 | 7540 | 7640 | 7740 | 7840 | 7940 | 8040
| Portugal | EU Green | Holistic Transition, Electric Engagement | Capacity (MW) | Renewable | Onshore Wind | Wind Onshore | 5400 | 5750 | 6457 | 7164 | 7871 | 8578 | 9285 | 9758 | 10231 | 10705 | 11178 | 11651 | 11902 | 12153 | 12404 | 12655 | 12906 | 13448 | 13990 | 14532 | 15074 | 15616 | 16158 | 16700 | 17242 | 17784 | 18326
| Portugal | EU Green | Holistic Transition, Electric Engagement | Capacity (MW) | Low Carbon | CCS | CCS Gas | 0 | 0 | 0 | 0 | 0 | 0 | 0 | 0 | 0 | 0 | 0 | 0 | 500 | 500 | 1000 | 1000 | 1500 | 1500 | 1500 | 1500 | 2000 | 2000 | 2000 | 2000 | 2000 | 2000 | 2000
| Portugal | EU Central | Falling Behind, 10YF | Capacity (MW) | Storage | Storage | Battery | 0 | 50 | 150 | 200 | 300 | 350 | 400 | 500 | 550 | 600 | 600 | 650 | 700 | 800 | 950 | 1050 | 1150 | 1300 | 1350 | 1450 | 1550 | 1650 | 1700 | 1750 | 1800 | 1850 | 1900
| Portugal | EU Central | Falling Behind, 10YF | Capacity (MW) | Renewable | Biomass | Biomass | 700 | 1000 | 1000 | 1000 | 1000 | 1000 | 1000 | 1100 | 1100 | 1100 | 1100 | 1300 | 1300 | 1300 | 1300 | 1400 | 1400 | 1400 | 1400 | 1400 | 1400 | 1400 | 1400 | 1400 | 1400 | 1400 | 1400
| Portugal | EU Central | Falling Behind, 10YF | Capacity (MW) | Low Carbon | CCS | Biomass CCS | 0 | 0 | 0 | 0 | 0 | 0 | 0 | 0 | 0 | 0 | 0 | 0 | 0 | 0 | 0 | 0 | 0 | 0 | 0 | 0 | 0 | 0 | 0 | 0 | 0 | 0 | 0
| Portugal | EU Central | Falling Behind, 10YF | Capacity (MW) | Thermal | Gas | Fossil Gas | 4016 | 4016 | 4016 | 4016 | 4016 | 4016 | 4016 | 4016 | 4016 | 4016 | 4016 | 4016 | 4016 | 4016 | 4016 | 4016 | 4016 | 2604.9 | 2584 | 2584 | 2584 | 2584 | 392 | 392 | 392 | 392 | 392
| Portugal | EU Central | Falling Behind, 10YF | Capacity (MW) | Low Carbon | Low Carbon | Hydrogen | 0 | 0 | 0 | 0 | 0 | 0 | 0 | 0 | 0 | 0 | 0 | 0 | 100 | 100 | 100 | 200 | 200 | 600 | 1000 | 1400 | 1800 | 2200 | 2600 | 3000 | 3400 | 3800 | 4200
| Portugal | EU Central | Falling Behind, 10YF | Capacity (MW) | Storage | Storage | Pumped Hydro | 2821 | 2821 | 2821 | 2821 | 2821 | 2821 | 2821 | 2821 | 2821 | 2821 | 2821 | 2821 | 2821 | 2821 | 2821 | 2821 | 2821 | 2821 | 2821 | 2821 | 2821 | 2821 | 2821 | 2821 | 2821 | 2821 | 2821
| Portugal | EU Central | Falling Behind, 10YF | Capacity (MW) | Renewable | Hydro | Run-of-river Hydro | 4434.1 | 4454.8 | 4475.5 | 4496.2 | 4516.9 | 4537.6 | 4558.6 | 4558.6 | 4558.6 | 4558.6 | 4558.6 | 4558.6 | 4558.6 | 4558.6 | 4558.6 | 4558.6 | 4558.6 | 4558.6 | 4558.6 | 4558.6 | 4558.6 | 4558.6 | 4558.6 | 4558.6 | 4558.6 | 4558.6 | 4558.6
| Portugal | EU Central | Falling Behind, 10YF | Capacity (MW) | Renewable | Solar | Solar PV | 4910 | 5435 | 6363 | 7306 | 8249 | 9192 | 10135 | 10645 | 11155 | 11665 | 12175 | 12685 | 12990 | 13295 | 13600 | 13905 | 14261 | 14751 | 15241 | 15731 | 16220 | 16710 | 17200 | 17689 | 18179 | 18669 | 19159
| Portugal | EU Central | Falling Behind, 10YF | Capacity (MW) | Renewable | Offshore Wind | Wind Offshore | 52 | 61 | 61 | 61 | 61 | 353 | 521 | 647 | 774 | 900 | 900 | 900 | 900 | 900 | 900 | 900 | 900 | 900 | 1000 | 1000 | 1100 | 1100 | 1100 | 1200 | 1200 | 1300 | 1300
| Portugal | EU Central | Falling Behind, 10YF | Capacity (MW) | Renewable | Onshore Wind | Wind Onshore | 5400 | 5750 | 6100 | 6450 | 6800 | 7150 | 7500 | 7900 | 8350 | 8850 | 9350 | 9850 | 10350 | 10850 | 11350 | 11800 | 12250 | 12700 | 13125 | 13525 | 13900 | 14250 | 14575 | 14875 | 15150 | 15400 | 15625
| Portugal | EU Central | Falling Behind, 10YF | Capacity (MW) | Low Carbon | CCS | CCS Gas | 0 | 0 | 0 | 0 | 0 | 0 | 0 | 0 | 0 | 0 | 0 | 0 | 0 | 0 | 0 | 0 | 0 | 0 | 0 | 0 | 0 | 0 | 0 | 0 | 0 | 0 | 0
| Portugal | EU Blue | Hydrogen Evolution | Capacity (MW) | Storage | Storage | Battery | 0 | 50 | 100 | 200 | 250 | 350 | 400 | 450 | 500 | 550 | 600 | 650 | 750 | 850 | 950 | 1050 | 1150 | 1250 | 1350 | 1450 | 1550 | 1650 | 1700 | 1750 | 1800 | 1850 | 1900
| Portugal | EU Blue | Hydrogen Evolution | Capacity (MW) | Renewable | Biomass | Biomass | 700 | 1000 | 1000 | 1000 | 1000 | 1000 | 1000 | 1100 | 1200 | 1200 | 1300 | 1300 | 1300 | 1300 | 1300 | 1400 | 1400 | 1400 | 1400 | 1400 | 1400 | 1400 | 1400 | 1400 | 1400 | 1400 | 1400
| Portugal | EU Blue | Hydrogen Evolution | Capacity (MW) | Low Carbon | CCS | Biomass CCS | 0 | 0 | 0 | 0 | 0 | 0 | 0 | 0 | 0 | 0 | 0 | 0 | 0 | 0 | 0 | 0 | 0 | 0 | 0 | 0 | 0 | 200 | 200 | 200 | 400 | 400 | 400
| Portugal | EU Blue | Hydrogen Evolution | Capacity (MW) | Thermal | Gas | Fossil Gas | 4016 | 4016 | 4016 | 4016 | 4016 | 4016 | 4016 | 4016 | 3603 | 3603 | 3603 | 3603 | 3190 | 3166 | 3084 | 3002 | 3002 | 2584 | 2584 | 2584 | 2584 | 2584 | 2254 | 1532 | 1202 | 784 | 392
| Portugal | EU Blue | Hydrogen Evolution | Capacity (MW) | Low Carbon | Low Carbon | Hydrogen | 0 | 0 | 0 | 0 | 0 | 0 | 0 | 1400 | 2800 | 4200 | 5600 | 7000 | 7200 | 7800 | 8000 | 8100 | 8800 | 9400 | 10000 | 11100 | 11700 | 12300 | 13100 | 13300 | 13600 | 13900 | 14200
| Portugal | EU Blue | Hydrogen Evolution | Capacity (MW) | Storage | Storage | Pumped Hydro | 2821 | 2821 | 2821 | 2821 | 2821 | 2821 | 2821 | 2821 | 2821 | 2821 | 2821 | 2821 | 2821 | 2821 | 2821 | 2821 | 2821 | 2821 | 2821 | 2821 | 2821 | 2821 | 2821 | 2821 | 2821 | 2821 | 2821
| Portugal | EU Blue | Hydrogen Evolution | Capacity (MW) | Renewable | Hydro | Run-of-river Hydro | 4434.1 | 4454.8 | 4475.5 | 4496.2 | 4516.9 | 4537.6 | 4558.6 | 4558.6 | 4558.6 | 4558.6 | 4558.6 | 4558.6 | 4558.6 | 4558.6 | 4558.6 | 4558.6 | 4558.6 | 4558.6 | 4558.6 | 4558.6 | 4558.6 | 4558.6 | 4558.6 | 4558.6 | 4558.6 | 4558.6 | 4558.6
| Portugal | EU Blue | Hydrogen Evolution | Capacity (MW) | Renewable | Solar | Solar PV | 4910 | 5435 | 6173 | 6912 | 7651 | 8390 | 9129 | 9688 | 10248 | 10808 | 11368 | 11927 | 12617 | 13306 | 13995 | 14684 | 15374 | 16120 | 16866 | 17612 | 18358 | 19104 | 19762 | 20420 | 21079 | 21737 | 22395
| Portugal | EU Blue | Hydrogen Evolution | Capacity (MW) | Renewable | Offshore Wind | Wind Offshore | 52 | 61 | 449 | 837 | 1224 | 1612 | 2000 | 2476 | 2952 | 3428 | 3904 | 4380 | 4910 | 5440 | 5970 | 6500 | 7030 | 7436 | 7842 | 8248 | 8654 | 9060 | 9257 | 9453 | 9650 | 9847 | 10044
| Portugal | EU Blue | Hydrogen Evolution | Capacity (MW) | Renewable | Onshore Wind | Wind Onshore | 5400 | 5750 | 6295 | 6840 | 7385 | 7930 | 8475 | 8519 | 8563 | 8607 | 8651 | 8695 | 8741 | 8787 | 8833 | 8879 | 8925 | 9467 | 10009 | 10551 | 11093 | 11635 | 12177 | 12719 | 13261 | 13803 | 14345
| Portugal | EU Blue | Hydrogen Evolution | Capacity (MW) | Low Carbon | CCS | CCS Gas | 0 | 0 | 0 | 0 | 0 | 0 | 0 | 0 | 0 | 0 | 0 | 0 | 0 | 0 | 0 | 0 | 0 | 0 | 0 | 0 | 0 | 0 | 0 | 0 | 0 | 0 | 0
| Portugal | EU Green | Holistic Transition | Demand (TWh) | Demand | Demand | Demand Total (TWh) | 55.3 | 57.3 | 60.1 | 63.1 | 65.7 | 67.8 | 74.9 | 82.7 | 91.6 | 100.9 | 110.2 | 117.2 | 122 | 124.8 | 128.1 | 130.4 | 133.5 | 134.3 | 135.5 | 136.9 | 138.4 | 138.9 | 139.3 | 139.8 | 140 | 139 | 139
| Portugal | EU Green | Electric Engagement | Demand (TWh) | Demand | Demand | Demand Total (TWh) | 55.4 | 57.3 | 60.1 | 63.1 | 65.7 | 67.8 | 74.9 | 82.5 | 91.7 | 100.9 | 110.3 | 117.3 | 121.9 | 124.4 | 128 | 130.4 | 133.5 | 134.3 | 135.5 | 136.9 | 138.4 | 138.8 | 139.3 | 139.8 | 140 | 139 | 139.2
| Portugal | EU Blue | Hydrogen Evolution | Demand (TWh) | Demand | Demand | Demand Total (TWh) | 55.3 | 57.5 | 59.7 | 62.1 | 64.5 | 66.8 | 73 | 83.4 | 94.4 | 106.3 | 117.2 | 123.2 | 126.9 | 129.7 | 131 | 132.6 | 135.3 | 136.3 | 137.8 | 139.9 | 141.9 | 144.2 | 145.2 | 146.2 | 147.1 | 147.4 | 147.8
| Portugal | EU Central | Falling Behind | Demand (TWh) | Demand | Demand | Demand Total (TWh) | 55.3397 | 56.9922 | 58.5974 | 60.093 | 61.6448 | 63.227 | 65.1065 | 65.9809 | 67.9411 | 69.2393 | 71.1262 | 72.3027 | 73.8777 | 75.7664 | 78.7233 | 80.2813 | 81.9058 | 83.9492 | 88.253 | 90.5399 | 91.4931 | 96.4707 | 98.3983 | 99.7621 | 102.1633 | 103.2062 | 104.9063
| Portugal | EU Central | 10YF | Demand (TWh) | Demand | Demand | Demand Total (TWh) | 2024: 55.341; 2025: 56.9478; 2026: 58.5942; 2027: 60.1352; 2028: 61.695; 2029: 63.2733; 2030: 65.1439; 2031: 66.0313; 2032: 67.9155; 2033: 69.3078; 2034: 71.1839; 2035: 72.3399
| SEM | EU Green | Holistic Transition, Electric Engagement | Capacity (MW) | Storage | Storage | Battery | 921.6 | 1271.6 | 1271.6 | 1271.6 | 1221.6 | 1221.6 | 1221.6 | 1371.6 | 1571.6 | 1721.6 | 1921.6 | 2071.6 | 2071.6 | 2071.6 | 2121.6 | 2121.6 | 2121.6 | 2121.6 | 2121.6 | 2121.6 | 2121.6 | 2121.6 | 2121.6 | 2121.6 | 2121.6 | 2121.6 | 2121.6
| SEM | EU Green | Holistic Transition, Electric Engagement | Capacity (MW) | Low Carbon | CCS | Biomass CCS | 0 | 0 | 0 | 0 | 0 | 0 | 0 | 0 | 0 | 0 | 0 | 0 | 0 | 200 | 200 | 200 | 400 | 400 | 400 | 400 | 600 | 600 | 600 | 600 | 800 | 800 | 1000
| SEM | EU Green | Holistic Transition, Electric Engagement | Capacity (MW) | Thermal | Coal | Coal | 855 | 0 | 0 | 0 | 0 | 0 | 0 | 0 | 0 | 0 | 0 | 0 | 0 | 0 | 0 | 0 | 0 | 0 | 0 | 0 | 0 | 0 | 0 | 0 | 0 | 0 | 0
| SEM | EU Green | Holistic Transition, Electric Engagement | Capacity (MW) | Thermal | Other Thermal | Fossil Peat | 118 | 118 | 118 | 118 | 118 | 118 | 0 | 0 | 0 | 0 | 0 | 0 | 0 | 0 | 0 | 0 | 0 | 0 | 0 | 0 | 0 | 0 | 0 | 0 | 0 | 0 | 0
| SEM | EU Green | Holistic Transition, Electric Engagement | Capacity (MW) | Thermal | Gas | Fossil Gas | 5145.1 | 5758.6 | 5908.6 | 6058.6 | 6158.6 | 6308.6 | 6326.6 | 6726.6 | 6726.6 | 6933.6 | 6933.6 | 7149.6 | 6960.6 | 6960.6 | 6760.6 | 6560.6 | 6667.5 | 6667.5 | 6667.5 | 6689 | 6739 | 6675 | 6450 | 6050 | 5850 | 5650 | 5250
| SEM | EU Green | Holistic Transition, Electric Engagement | Capacity (MW) | Thermal | Other Thermal | Fossil Oil | 1515.7 | 1653.7 | 1588.7 | 1588.7 | 1588.7 | 1588.7 | 1588.7 | 1411.7 | 751.7 | 631.7 | 477.7 | 557.7 | 607.7 | 657.7 | 707.7 | 757.7 | 691.7 | 691.7 | 741.7 | 741.7 | 741.7 | 734 | 734 | 734 | 734 | 700 | 700
| SEM | EU Green | Holistic Transition, Electric Engagement | Capacity (MW) | Low Carbon | Low Carbon | Hydrogen | 0 | 0 | 0 | 0 | 0 | 0 | 0 | 200 | 500 | 1300 | 1600 | 1900 | 2200 | 2500 | 3300 | 3600 | 3900 | 4200 | 4400 | 4700 | 5400 | 5600 | 5900 | 6300 | 6600 | 6900 | 7300
| SEM | EU Green | Holistic Transition, Electric Engagement | Capacity (MW) | Storage | Storage | Pumped Hydro | 292 | 292 | 292 | 292 | 292 | 292 | 292 | 292 | 292 | 292 | 292 | 292 | 292 | 292 | 292 | 292 | 292 | 292 | 292 | 292 | 292 | 292 | 292 | 292 | 292 | 292 | 292
| SEM | EU Green | Holistic Transition, Electric Engagement | Capacity (MW) | Renewable | Hydro | Run-of-river Hydro | 216 | 216 | 216 | 216 | 216 | 216 | 216 | 216 | 216 | 216 | 216 | 216 | 216 | 216 | 216 | 216 | 216 | 216 | 216 | 216 | 216 | 216 | 216 | 216 | 216 | 216 | 216
| SEM | EU Green | Holistic Transition, Electric Engagement | Capacity (MW) | Renewable | Solar | Solar PV | 1334 | 1696 | 2296 | 2897 | 3497 | 4096 | 4697 | 5159 | 5621 | 6083 | 6545 | 7007 | 7407 | 7807 | 8207 | 8607 | 9007 | 9407 | 9807 | 10207 | 10607 | 11007 | 11007 | 11007 | 11007 | 11007 | 11007
| SEM | EU Green | Holistic Transition, Electric Engagement | Capacity (MW) | Renewable | Waste | Waste | 102.8 | 102.8 | 102.8 | 102.8 | 102.8 | 102.8 | 0 | 0 | 0 | 0 | 0 | 0 | 0 | 0 | 0 | 0 | 0 | 0 | 0 | 0 | 0 | 0 | 0 | 0 | 0 | 0 | 0
| SEM | EU Green | Holistic Transition, Electric Engagement | Capacity (MW) | Renewable | Offshore Wind | Wind Offshore | 21 | 21 | 815 | 1609 | 2403 | 3196 | 3990 | 4992 | 5994 | 6994 | 7996 | 8998 | 9998 | 10999 | 11999 | 13000 | 14000 | 15000 | 16000 | 17000 | 18000 | 18999 | 19077 | 19154 | 19231 | 19309 | 19386
| SEM | EU Green | Holistic Transition, Electric Engagement | Capacity (MW) | Renewable | Onshore Wind | Wind Onshore | 5471 | 6639 | 7110 | 7583 | 8054 | 8527 | 8998 | 9497 | 9997 | 10497 | 10995 | 11495 | 11997 | 12498 | 13000 | 13501 | 14003 | 14502 | 15000 | 15499 | 15997 | 16496 | 16496 | 16496 | 16496 | 16496 | 16496
| SEM | EU Green | Holistic Transition, Electric Engagement | Capacity (MW) | Low Carbon | CCS | CCS Gas | 0 | 0 | 0 | 0 | 0 | 0 | 0 | 0 | 0 | 0 | 0 | 0 | 0 | 500 | 500 | 500 | 500 | 500 | 500 | 500 | 500 | 1000 | 1000 | 1000 | 1000 | 1000 | 1000
| SEM | EU Central | Falling Behind, 10YF | Capacity (MW) | Storage | Storage | Battery | 921.6 | 1271.6 | 1321.6 | 1371.6 | 1421.6 | 1521.6 | 1571.6 | 1621.6 | 1621.6 | 1671.6 | 1721.6 | 1771.6 | 1821.6 | 1871.6 | 1921.6 | 1971.6 | 2021.6 | 2021.6 | 2021.6 | 2021.6 | 2021.6 | 2021.6 | 2021.6 | 2021.6 | 2021.6 | 2021.6 | 2021.6
| SEM | EU Central | Falling Behind, 10YF | Capacity (MW) | Low Carbon | CCS | Biomass CCS | 0 | 0 | 0 | 0 | 0 | 0 | 0 | 0 | 0 | 0 | 0 | 0 | 0 | 0 | 0 | 0 | 0 | 0 | 0 | 0 | 0 | 0 | 0 | 0 | 0 | 0 | 200
| SEM | EU Central | Falling Behind, 10YF | Capacity (MW) | Thermal | Coal | Coal | 855 | 0 | 0 | 0 | 0 | 0 | 0 | 0 | 0 | 0 | 0 | 0 | 0 | 0 | 0 | 0 | 0 | 0 | 0 | 0 | 0 | 0 | 0 | 0 | 0 | 0 | 0
| SEM | EU Central | Falling Behind, 10YF | Capacity (MW) | Thermal | Gas | Fossil Gas | 5125.4 | 5758.6 | 6308.6 | 6458.6 | 6358.6 | 6308.6 | 6326.6 | 6926.6 | 7326.6 | 7733.6 | 8733.6 | 9353.7 | 8791.7 | 9960.6 | 8960.6 | 9960.6 | 10467.6 | 10267.5 | 8867.5 | 9067.5 | 8467.5 | 8473.1 | 6603.5 | 5403.5 | 5403.5 | 5403.5 | 4603.5
| SEM | EU Central | Falling Behind, 10YF | Capacity (MW) | Thermal | Other Thermal | Fossil Oil | 1515.7 | 1653.7 | 1588.7 | 1588.7 | 1588.7 | 1588.7 | 1588.7 | 1411.7 | 751.7 | 631.7 | 477.7 | 557.7 | 607.7 | 657.7 | 707.7 | 757.7 | 691.7 | 691.7 | 741.7 | 741.7 | 741.7 | 734 | 734 | 734 | 734 | 700 | 700
| SEM | EU Central | Falling Behind, 10YF | Capacity (MW) | Thermal | Other Thermal | Fossil Peat | 118 | 118 | 118 | 118 | 118 | 118 | 0 | 0 | 0 | 0 | 0 | 0 | 0 | 0 | 0 | 0 | 0 | 0 | 0 | 0 | 0 | 0 | 0 | 0 | 0 | 0 | 0
| SEM | EU Central | Falling Behind, 10YF | Capacity (MW) | Low Carbon | Low Carbon | Hydrogen | 0 | 0 | 0 | 0 | 0 | 0 | 0 | 0 | 0 | 0 | 0 | 0 | 0 | 0 | 0 | 0 | 0 | 300 | 600 | 900 | 1200 | 1500 | 1800 | 2200 | 2600 | 2900 | 3300
| SEM | EU Central | Falling Behind, 10YF | Capacity (MW) | Storage | Storage | Pumped Hydro | 292 | 292 | 292 | 292 | 292 | 292 | 292 | 292 | 292 | 292 | 292 | 292 | 292 | 292 | 292 | 292 | 292 | 292 | 292 | 292 | 292 | 292 | 292 | 292 | 292 | 292 | 292
| SEM | EU Central | Falling Behind, 10YF | Capacity (MW) | Renewable | Hydro | Run-of-river Hydro | 216 | 216 | 216 | 216 | 216 | 216 | 216 | 216 | 216 | 216 | 216 | 216 | 216 | 216 | 216 | 216 | 216 | 216 | 216 | 216 | 216 | 216 | 216 | 216 | 216 | 216 | 216
| SEM | EU Central | Falling Behind, 10YF | Capacity (MW) | Renewable | Solar | Solar PV | 1334 | 1696 | 2032 | 2358 | 2667 | 2967 | 3200 | 3480 | 3760 | 4040 | 4320 | 4600 | 4800 | 5000 | 5200 | 5400 | 5600 | 5790 | 5980 | 6169 | 6359 | 6549 | 6744 | 6933 | 7121 | 7309 | 7497
| SEM | EU Central | Falling Behind, 10YF | Capacity (MW) | Renewable | Waste | Waste | 102.8 | 102.8 | 102.8 | 102.8 | 102.8 | 102.8 | 0 | 0 | 0 | 0 | 0 | 0 | 0 | 0 | 0 | 0 | 0 | 0 | 0 | 0 | 0 | 0 | 0 | 0 | 0 | 0 | 0
| SEM | EU Central | Falling Behind, 10YF | Capacity (MW) | Renewable | Offshore Wind | Wind Offshore | 21 | 21 | 21 | 21 | 21 | 584 | 864 | 1528 | 2611 | 3694 | 4778 | 5468 | 5668 | 5868 | 6068 | 6268 | 6469 | 6768 | 7069 | 7468 | 7769 | 8068 | 8168 | 8268 | 8468 | 8568 | 8668
| SEM | EU Central | Falling Behind, 10YF | Capacity (MW) | Renewable | Onshore Wind | Wind Onshore | 5471 | 6639 | 7309 | 7695 | 7796 | 7812 | 8028 | 8229 | 8429 | 8625 | 8773 | 8924 | 9280 | 9637 | 9992 | 10349 | 10704 | 10706 | 10709 | 10737 | 10764 | 10792 | 10937 | 11151 | 11366 | 11580 | 11795
| SEM | EU Central | Falling Behind, 10YF | Capacity (MW) | Low Carbon | CCS | CCS Gas | 0 | 0 | 0 | 0 | 0 | 0 | 0 | 0 | 0 | 0 | 0 | 0 | 0 | 0 | 0 | 0 | 0 | 0 | 0 | 0 | 0 | 0 | 0 | 0 | 0 | 0 | 0
| SEM | EU Blue | Hydrogen Evolution | Capacity (MW) | Storage | Storage | Battery | 921.6 | 1271.6 | 1171.6 | 1071.6 | 971.6 | 871.6 | 771.6 | 921.6 | 1121.6 | 1271.6 | 1471.6 | 1621.6 | 1671.6 | 1721.6 | 1721.6 | 1771.6 | 1821.6 | 1821.6 | 1821.6 | 1821.6 | 1821.6 | 1821.6 | 1821.6 | 1821.6 | 1821.6 | 1821.6 | 1821.6
| SEM | EU Blue | Hydrogen Evolution | Capacity (MW) | Low Carbon | CCS | Biomass CCS | 0 | 0 | 0 | 0 | 0 | 0 | 0 | 0 | 0 | 0 | 0 | 0 | 0 | 0 | 0 | 0 | 0 | 0 | 0 | 200 | 200 | 200 | 200 | 400 | 600 | 600 | 800
| SEM | EU Blue | Hydrogen Evolution | Capacity (MW) | Thermal | Coal | Coal | 855 | 0 | 0 | 0 | 0 | 0 | 0 | 0 | 0 | 0 | 0 | 0 | 0 | 0 | 0 | 0 | 0 | 0 | 0 | 0 | 0 | 0 | 0 | 0 | 0 | 0 | 0
| SEM | EU Blue | Hydrogen Evolution | Capacity (MW) | Thermal | Other Thermal | Fossil Peat | 118 | 118 | 118 | 118 | 118 | 118 | 0 | 0 | 0 | 0 | 0 | 0 | 0 | 0 | 0 | 0 | 0 | 0 | 0 | 0 | 0 | 0 | 0 | 0 | 0 | 0 | 0
| SEM | EU Blue | Hydrogen Evolution | Capacity (MW) | Thermal | Gas | Fossil Gas | 5145.1 | 5758.6 | 5908.6 | 6058.6 | 6158.6 | 6308.6 | 6326.6 | 6326.6 | 6326.6 | 6333.6 | 6133.6 | 6149.6 | 5960.6 | 5960.6 | 5760.6 | 5760.6 | 5867.5 | 5667.5 | 5467.5 | 5267.5 | 5267.5 | 5003.5 | 4403.5 | 4003.5 | 3403.5 | 2803.5 | 2403.5
| SEM | EU Blue | Hydrogen Evolution | Capacity (MW) | Thermal | Other Thermal | Fossil Oil | 1515.7 | 1653.7 | 1588.7 | 1588.7 | 1588.7 | 1588.7 | 1588.7 | 1411.7 | 751.7 | 631.7 | 477.7 | 557.7 | 607.7 | 657.7 | 707.7 | 757.7 | 691.7 | 691.7 | 741.7 | 741.7 | 741.7 | 734 | 734 | 734 | 734 | 700 | 700
| SEM | EU Blue | Hydrogen Evolution | Capacity (MW) | Low Carbon | Low Carbon | Hydrogen | 0 | 0 | 0 | 0 | 0 | 0 | 0 | 500 | 1400 | 1900 | 2400 | 3300 | 3800 | 4300 | 4700 | 5700 | 6200 | 6200 | 6700 | 6700 | 6700 | 7200 | 7300 | 7500 | 7700 | 7800 | 8000
| SEM | EU Blue | Hydrogen Evolution | Capacity (MW) | Storage | Storage | Pumped Hydro | 292 | 292 | 292 | 292 | 292 | 292 | 292 | 292 | 292 | 292 | 292 | 292 | 292 | 292 | 292 | 292 | 292 | 292 | 292 | 292 | 292 | 292 | 292 | 292 | 292 | 292 | 292
| SEM | EU Blue | Hydrogen Evolution | Capacity (MW) | Renewable | Hydro | Run-of-river Hydro | 216 | 216 | 216 | 216 | 216 | 216 | 216 | 216 | 216 | 216 | 216 | 216 | 216 | 216 | 216 | 216 | 216 | 216 | 216 | 216 | 216 | 216 | 216 | 216 | 216 | 216 | 216
| SEM | EU Blue | Hydrogen Evolution | Capacity (MW) | Renewable | Solar | Solar PV | 1334 | 1696 | 2296 | 2897 | 3497 | 4096 | 4697 | 5159 | 5621 | 6083 | 6545 | 7007 | 7407 | 7807 | 8207 | 8607 | 9007 | 9007 | 9007 | 9007 | 9007 | 9007 | 9007 | 9007 | 9007 | 9007 | 9007
| SEM | EU Blue | Hydrogen Evolution | Capacity (MW) | Renewable | Waste | Waste | 102.8 | 102.8 | 102.8 | 102.8 | 102.8 | 102.8 | 0 | 0 | 0 | 0 | 0 | 0 | 0 | 0 | 0 | 0 | 0 | 0 | 0 | 0 | 0 | 0 | 0 | 0 | 0 | 0 | 0
| SEM | EU Blue | Hydrogen Evolution | Capacity (MW) | Renewable | Offshore Wind | Wind Offshore | 21 | 21 | 712 | 1402 | 2093 | 2783 | 3474 | 4579 | 5684 | 6788 | 7893 | 8998 | 9988 | 10978 | 11968 | 12958 | 13948 | 13948 | 13948 | 13948 | 13948 | 13948 | 13948 | 13948 | 13948 | 13948 | 13948
| SEM | EU Blue | Hydrogen Evolution | Capacity (MW) | Renewable | Onshore Wind | Wind Onshore | 5471 | 6639 | 7110 | 7583 | 8054 | 8527 | 8998 | 9497 | 9997 | 10497 | 10995 | 11495 | 11997 | 12498 | 13000 | 13501 | 14003 | 14179 | 14355 | 14532 | 14708 | 14885 | 14884 | 14884 | 14884 | 14884 | 14884
| SEM | EU Blue | Hydrogen Evolution | Capacity (MW) | Low Carbon | CCS | CCS Gas | 0 | 0 | 0 | 0 | 0 | 0 | 0 | 0 | 0 | 0 | 0 | 0 | 0 | 0 | 0 | 0 | 0 | 0 | 0 | 0 | 0 | 0 | 0 | 0 | 0 | 0 | 0
| SEM | EU Green | Holistic Transition | Demand (TWh) | Demand | Demand | Demand Total (TWh) | 45.9 | 47.9 | 50.2 | 52.6 | 54.6 | 56.2 | 46.5 | 51.2 | 57 | 62.6 | 68.5 | 74.3 | 81.2 | 87.1 | 92.6 | 97.7 | 100.1 | 101.2 | 102.6 | 104.6 | 107.7 | 109.9 | 112.8 | 115.8 | 119.1 | 121.4 | 124.1
| SEM | EU Green | Electric Engagement | Demand (TWh) | Demand | Demand | Demand Total (TWh) | 45.9 | 47.9 | 50.1 | 52.6 | 54.6 | 56.2 | 46.5 | 51.3 | 57.2 | 62.9 | 68.5 | 74.4 | 81.4 | 87 | 92.6 | 97.8 | 100.2 | 101.3 | 102.7 | 104.6 | 107.6 | 109.9 | 112.9 | 115.8 | 119.1 | 121.5 | 124.2
| SEM | EU Blue | Hydrogen Evolution | Demand (TWh) | Demand | Demand | Demand Total (TWh) | 45.9 | 47.9 | 50.6 | 53.5 | 55.8 | 57.9 | 48 | 51.9 | 56.4 | 60.6 | 65.2 | 69.6 | 73.5 | 77 | 80.7 | 84.4 | 87.2 | 87.5 | 88 | 89.5 | 91.2 | 92.4 | 93.9 | 95.4 | 97.2 | 98.4 | 99.9
| SEM | EU Central | Falling Behind | Demand (TWh) | Demand | Demand | Demand Total (TWh) | 45.8688 | 47.7613 | 49.8588 | 52.0974 | 53.9704 | 55.7016 | 57.6582 | 60.1715 | 63.1718 | 65.7718 | 68.7437 | 69.3476 | 71.3016 | 73.3705 | 75.4233 | 77.7816 | 80.2785 | 82.1053 | 84.1493 | 85.9625 | 88.7836 | 89.7163 | 91.2195 | 92.6075 | 95.3559 | 96.7018 | 98.5783
| SEM | EU Central | 10YF | Demand (TWh) | Demand | Demand | Demand Total (TWh) | 2024: 45.87; 2025: 47.7721; 2026: 49.8691; 2027: 52.1622; 2028: 53.9729; 2029: 55.7653; 2030: 57.6575; 2031: 60.125; 2032: 63.2002; 2033: 65.7756; 2034: 68.7811; 2035: 69.5023
| Slovenia | EU Green | Holistic Transition, Electric Engagement | Capacity (MW) | Storage | Storage | Battery | 0 | 0 | 50 | 150 | 200 | 300 | 350 | 400 | 450 | 500 | 550 | 600 | 650 | 700 | 800 | 850 | 900 | 950 | 1000 | 1050 | 1100 | 1150 | 1200 | 1250 | 1300 | 1350 | 1400
| Slovenia | EU Green | Holistic Transition, Electric Engagement | Capacity (MW) | Renewable | Biomass | Biomass | 9 | 9 | 9 | 9 | 9 | 9 | 0 | 0 | 0 | 0 | 0 | 0 | 0 | 0 | 0 | 0 | 0 | 0 | 0 | 0 | 0 | 0 | 0 | 0 | 0 | 0 | 0
| Slovenia | EU Green | Holistic Transition, Electric Engagement | Capacity (MW) | Low Carbon | CCS | Biomass CCS | 0 | 0 | 0 | 0 | 0 | 0 | 0 | 0 | 0 | 0 | 0 | 0 | 0 | 0 | 0 | 0 | 0 | 0 | 0 | 0 | 0 | 0 | 0 | 0 | 0 | 0 | 0
| Slovenia | EU Green | Holistic Transition, Electric Engagement | Capacity (MW) | Thermal | Coal | Coal | 894 | 894 | 894 | 894 | 589 | 589 | 589 | 589 | 539 | 0 | 0 | 0 | 0 | 0 | 0 | 0 | 0 | 0 | 0 | 0 | 0 | 0 | 0 | 0 | 0 | 0 | 0
| Slovenia | EU Green | Holistic Transition, Electric Engagement | Capacity (MW) | Thermal | Gas | Fossil Gas | 586 | 636 | 686 | 786 | 752 | 802 | 460 | 460 | 460 | 460 | 460 | 460 | 460 | 460 | 460 | 460 | 460 | 460 | 460 | 460 | 460 | 460 | 460 | 460 | 460 | 460 | 460
| Slovenia | EU Green | Holistic Transition, Electric Engagement | Capacity (MW) | Storage | Storage | Pumped Hydro | 185 | 185 | 185 | 185 | 185 | 185 | 185 | 185 | 185 | 185 | 185 | 185 | 185 | 185 | 185 | 185 | 585 | 585 | 585 | 585 | 585 | 585 | 585 | 585 | 585 | 585 | 585
| Slovenia | EU Green | Holistic Transition, Electric Engagement | Capacity (MW) | Renewable | Hydro | Run-of-river Hydro | 1173.2 | 1190.6 | 1208 | 1225.4 | 1242.8 | 1260.2 | 1277.7 | 1277.9 | 1278.1 | 1278.3 | 1278.5 | 1278.7 | 1278.9 | 1279.1 | 1279.3 | 1279.5 | 1279.7 | 1279.7 | 1279.7 | 1279.7 | 1279.7 | 1279.7 | 1279.7 | 1279.7 | 1279.7 | 1279.7 | 1279.7
| Slovenia | EU Green | Holistic Transition, Electric Engagement | Capacity (MW) | Low Carbon | Nuclear | Nuclear | 696 | 696 | 696 | 696 | 696 | 696 | 696 | 696 | 696 | 696 | 696 | 696 | 696 | 696 | 696 | 1796 | 1796 | 1796 | 1796 | 1796 | 1100 | 1100 | 1100 | 1100 | 1100 | 1100 | 1100
| Slovenia | EU Green | Holistic Transition, Electric Engagement | Capacity (MW) | Low Carbon | Low Carbon | Hydrogen | 0 | 0 | 0 | 0 | 0 | 0 | 0 | 100 | 100 | 200 | 400 | 400 | 600 | 700 | 900 | 1000 | 1200 | 1100 | 1100 | 1100 | 1100 | 1100 | 1100 | 1100 | 1100 | 1100 | 1100
| Slovenia | EU Green | Holistic Transition, Electric Engagement | Capacity (MW) | Renewable | Solar | Solar PV | 1280 | 1527 | 2243 | 2959 | 3675 | 4391 | 5108 | 5706 | 6305 | 6903 | 7502 | 8100 | 8550 | 9000 | 9450 | 9900 | 10350 | 10718 | 11086 | 11454 | 11822 | 12190 | 12550 | 12910 | 13270 | 13630 | 13990
| Slovenia | EU Green | Holistic Transition, Electric Engagement | Capacity (MW) | Renewable | Onshore Wind | Wind Onshore | 3 | 3 | 33 | 63 | 93 | 123 | 153 | 183 | 213 | 243 | 273 | 303 | 361 | 419 | 477 | 535 | 593 | 659 | 725 | 791 | 857 | 923 | 937 | 951 | 965 | 979 | 993
| Slovenia | EU Green | Holistic Transition, Electric Engagement | Capacity (MW) | Low Carbon | CCS | CCS Gas | 0 | 0 | 0 | 0 | 0 | 0 | 0 | 0 | 0 | 500 | 500 | 500 | 500 | 500 | 500 | 500 | 1000 | 1000 | 1000 | 1000 | 1000 | 1000 | 1000 | 1000 | 1000 | 1000 | 1000
| Slovenia | EU Central | Falling Behind, 10YF | Capacity (MW) | Storage | Storage | Battery | 0 | 0 | 0 | 50 | 50 | 50 | 50 | 50 | 50 | 50 | 100 | 100 | 150 | 200 | 250 | 300 | 350 | 400 | 450 | 450 | 500 | 550 | 600 | 650 | 700 | 750 | 800
| Slovenia | EU Central | Falling Behind, 10YF | Capacity (MW) | Renewable | Biomass | Biomass | 9 | 9 | 9 | 9 | 9 | 9 | 0 | 0 | 0 | 0 | 0 | 0 | 0 | 0 | 0 | 0 | 0 | 0 | 0 | 0 | 0 | 0 | 0 | 0 | 0 | 0 | 0
| Slovenia | EU Central | Falling Behind, 10YF | Capacity (MW) | Low Carbon | CCS | Biomass CCS | 0 | 0 | 0 | 0 | 0 | 0 | 0 | 0 | 0 | 0 | 0 | 0 | 0 | 0 | 0 | 0 | 0 | 0 | 0 | 0 | 0 | 0 | 0 | 0 | 0 | 0 | 0
| Slovenia | EU Central | Falling Behind, 10YF | Capacity (MW) | Thermal | Coal | Coal | 894 | 894 | 894 | 894 | 589 | 589 | 589 | 589 | 539 | 0 | 0 | 0 | 0 | 0 | 0 | 0 | 0 | 0 | 0 | 0 | 0 | 0 | 0 | 0 | 0 | 0 | 0
| Slovenia | EU Central | Falling Behind, 10YF | Capacity (MW) | Thermal | Gas | Fossil Gas | 586 | 636 | 686 | 786 | 752 | 802 | 460 | 460 | 460 | 460 | 460 | 460 | 460 | 460 | 460 | 460 | 460 | 460 | 460 | 460 | 460 | 460 | 460 | 460 | 460 | 460 | 460
| Slovenia | EU Central | Falling Behind, 10YF | Capacity (MW) | Storage | Storage | Pumped Hydro | 185 | 185 | 185 | 185 | 185 | 185 | 185 | 185 | 185 | 185 | 185 | 185 | 185 | 185 | 185 | 185 | 585 | 585 | 585 | 585 | 585 | 585 | 585 | 585 | 585 | 585 | 585
| Slovenia | EU Central | Falling Behind, 10YF | Capacity (MW) | Renewable | Hydro | Run-of-river Hydro | 1173.2 | 1190.6 | 1208 | 1225.4 | 1242.8 | 1260.2 | 1277.7 | 1277.9 | 1278.1 | 1278.3 | 1278.5 | 1278.7 | 1278.9 | 1279.1 | 1279.3 | 1279.5 | 1279.7 | 1279.7 | 1279.7 | 1279.7 | 1279.7 | 1279.7 | 1279.7 | 1279.7 | 1279.7 | 1279.7 | 1279.7
| Slovenia | EU Central | Falling Behind, 10YF | Capacity (MW) | Low Carbon | Nuclear | Nuclear | 696 | 696 | 696 | 696 | 696 | 696 | 696 | 696 | 696 | 696 | 696 | 696 | 696 | 696 | 696 | 696 | 696 | 696 | 696 | 696 | 0 | 0 | 0 | 0 | 0 | 0 | 0
| Slovenia | EU Central | Falling Behind, 10YF | Capacity (MW) | Renewable | Solar | Solar PV | 1280 | 1527 | 1763 | 1940 | 2110 | 2360 | 2560 | 2692 | 2824 | 2956 | 3088 | 3220 | 3390 | 3560 | 3730 | 3900 | 4070 | 4186 | 4302 | 4418 | 4534 | 4650 | 4786 | 4922 | 5058 | 5194 | 5230
| Slovenia | EU Central | Falling Behind, 10YF | Capacity (MW) | Renewable | Onshore Wind | Wind Onshore | 3 | 3 | 57 | 84 | 111 | 137 | 165 | 191 | 217 | 243 | 269 | 295 | 345 | 395 | 426 | 458 | 489 | 520 | 551 | 582 | 601 | 620 | 638 | 657 | 676 | 695 | 713
| Slovenia | EU Central | Falling Behind, 10YF | Capacity (MW) | Low Carbon | CCS | CCS Gas | 0 | 0 | 0 | 0 | 0 | 0 | 0 | 0 | 0 | 0 | 0 | 0 | 0 | 0 | 0 | 0 | 0 | 0 | 0 | 0 | 0 | 0 | 0 | 0 | 0 | 0 | 0
| Slovenia | EU Blue | Hydrogen Evolution | Capacity (MW) | Storage | Storage | Battery | 0 | 0 | 0 | 0 | 50 | 50 | 50 | 50 | 50 | 100 | 100 | 100 | 150 | 200 | 250 | 300 | 350 | 400 | 450 | 450 | 500 | 550 | 600 | 650 | 700 | 750 | 800
| Slovenia | EU Blue | Hydrogen Evolution | Capacity (MW) | Renewable | Biomass | Biomass | 9 | 9 | 9 | 9 | 9 | 9 | 0 | 0 | 0 | 0 | 0 | 0 | 0 | 0 | 0 | 0 | 0 | 0 | 0 | 0 | 0 | 0 | 0 | 0 | 0 | 0 | 0
| Slovenia | EU Blue | Hydrogen Evolution | Capacity (MW) | Low Carbon | CCS | Biomass CCS | 0 | 0 | 0 | 0 | 0 | 0 | 0 | 0 | 0 | 0 | 0 | 0 | 0 | 0 | 0 | 0 | 0 | 0 | 0 | 0 | 0 | 0 | 0 | 0 | 0 | 0 | 0
| Slovenia | EU Blue | Hydrogen Evolution | Capacity (MW) | Thermal | Coal | Coal | 894 | 894 | 894 | 894 | 589 | 589 | 589 | 589 | 539 | 0 | 0 | 0 | 0 | 0 | 0 | 0 | 0 | 0 | 0 | 0 | 0 | 0 | 0 | 0 | 0 | 0 | 0
| Slovenia | EU Blue | Hydrogen Evolution | Capacity (MW) | Low Carbon | Low Carbon | Hydrogen | 0 | 0 | 0 | 0 | 0 | 0 | 0 | 0 | 100 | 100 | 100 | 200 | 200 | 200 | 200 | 200 | 200 | 200 | 200 | 200 | 200 | 200 | 200 | 200 | 200 | 200 | 200
| Slovenia | EU Blue | Hydrogen Evolution | Capacity (MW) | Thermal | Gas | Fossil Gas | 586 | 636 | 686 | 786 | 752 | 802 | 460 | 460 | 460 | 460 | 460 | 460 | 460 | 460 | 460 | 460 | 460 | 460 | 460 | 460 | 460 | 460 | 460 | 460 | 460 | 460 | 460
| Slovenia | EU Blue | Hydrogen Evolution | Capacity (MW) | Storage | Storage | Pumped Hydro | 185 | 185 | 185 | 185 | 185 | 185 | 185 | 185 | 185 | 185 | 185 | 185 | 185 | 185 | 185 | 185 | 585 | 585 | 585 | 585 | 585 | 585 | 585 | 585 | 585 | 585 | 585
| Slovenia | EU Blue | Hydrogen Evolution | Capacity (MW) | Renewable | Hydro | Run-of-river Hydro | 1173.2 | 1190.6 | 1208 | 1225.4 | 1242.8 | 1260.2 | 1277.7 | 1277.9 | 1278.1 | 1278.3 | 1278.5 | 1278.7 | 1278.9 | 1279.1 | 1279.3 | 1279.5 | 1279.7 | 1279.7 | 1279.7 | 1279.7 | 1279.7 | 1279.7 | 1279.7 | 1279.7 | 1279.7 | 1279.7 | 1279.7
| Slovenia | EU Blue | Hydrogen Evolution | Capacity (MW) | Low Carbon | Nuclear | Nuclear | 696 | 696 | 696 | 696 | 696 | 696 | 696 | 696 | 696 | 696 | 696 | 696 | 696 | 696 | 696 | 696 | 696 | 696 | 696 | 696 | 0 | 0 | 0 | 0 | 0 | 0 | 0
| Slovenia | EU Blue | Hydrogen Evolution | Capacity (MW) | Renewable | Solar | Solar PV | 1280 | 1527 | 2219 | 2911 | 3603 | 4295 | 4987 | 5567 | 6146 | 6726 | 7305 | 7885 | 8050 | 8216 | 8382 | 8547 | 8713 | 8799 | 8885 | 8970 | 9056 | 9142 | 9228 | 9314 | 9400 | 9486 | 9572
| Slovenia | EU Blue | Hydrogen Evolution | Capacity (MW) | Renewable | Onshore Wind | Wind Onshore | 3 | 3 | 28 | 52 | 76 | 101 | 125 | 155 | 185 | 215 | 245 | 275 | 333 | 391 | 449 | 507 | 565 | 631 | 697 | 763 | 829 | 895 | 905 | 915 | 925 | 935 | 945
| Slovenia | EU Blue | Hydrogen Evolution | Capacity (MW) | Low Carbon | CCS | CCS Gas | 0 | 0 | 0 | 0 | 0 | 0 | 0 | 0 | 0 | 0 | 0 | 0 | 0 | 0 | 0 | 0 | 0 | 0 | 0 | 0 | 0 | 0 | 0 | 0 | 0 | 0 | 0
| Slovenia | EU Green | Holistic Transition | Demand (TWh) | Demand | Demand | Demand Total (TWh) | 13.9 | 14.1 | 14.4 | 14.8 | 15.3 | 15.8 | 16.1 | 17 | 17.9 | 18.7 | 19.7 | 20.6 | 20.7 | 20.8 | 20.9 | 20.8 | 21.9 | 22.1 | 22.3 | 22.5 | 22.8 | 22.9 | 23.2 | 23.5 | 23.7 | 23.9 | 24.2
| Slovenia | EU Green | Electric Engagement | Demand (TWh) | Demand | Demand | Demand Total (TWh) | 13.9 | 14.1 | 14.4 | 14.8 | 15.3 | 15.8 | 16.1 | 17 | 17.9 | 18.7 | 19.6 | 20.6 | 20.7 | 20.8 | 20.9 | 20.8 | 21.9 | 22.1 | 22.3 | 22.5 | 22.8 | 23 | 23.2 | 23.5 | 23.7 | 23.9 | 24.2
| Slovenia | EU Blue | Hydrogen Evolution | Demand (TWh) | Demand | Demand | Demand Total (TWh) | 13.9 | 14.1 | 14.4 | 14.8 | 15.2 | 15.6 | 15.8 | 16.5 | 17.2 | 17.9 | 18.6 | 19.2 | 19.2 | 18.9 | 18.7 | 18.4 | 19.6 | 19.9 | 20 | 20.5 | 20.7 | 20.6 | 20.8 | 21 | 21.3 | 21.8 | 22
| Slovenia | EU Central | Falling Behind | Demand (TWh) | Demand | Demand | Demand Total (TWh) | 13.9392 | 14.0731 | 14.2796 | 14.5432 | 14.8673 | 15.1394 | 15.4999 | 15.8525 | 16.281 | 16.6702 | 17.1372 | 17.573 | 18.2086 | 18.7799 | 19.4211 | 20.0565 | 21.1889 | 21.7775 | 22.4959 | 23.112 | 23.8165 | 24.3616 | 24.9617 | 25.47 | 26.0289 | 26.3949 | 26.6651
| Slovenia | EU Central | 10YF | Demand (TWh) | Demand | Demand | Demand Total (TWh) | 2024: 13.9387; 2025: 14.0743; 2026: 14.2807; 2027: 14.5506; 2028: 14.8681; 2029: 15.1405; 2030: 15.5056; 2031: 15.856; 2032: 16.2883; 2033: 16.6678; 2034: 17.1442; 2035: 17.5812
| Spain | EU Green | Holistic Transition, Electric Engagement | Capacity (MW) | Storage | Storage | Battery | 450 | 650 | 1100 | 1550 | 1950 | 2400 | 2850 | 3650 | 4450 | 5250 | 6050 | 6850 | 7900 | 8950 | 10050 | 11100 | 12150 | 12800 | 13400 | 14050 | 14650 | 15300 | 15700 | 16150 | 16550 | 17000 | 17400
| Spain | EU Green | Holistic Transition, Electric Engagement | Capacity (MW) | Renewable | Biomass | Biomass | 1000 | 1100 | 1200 | 1400 | 1500 | 1700 | 1900 | 1900 | 1900 | 1900 | 1900 | 1900 | 1900 | 1900 | 1900 | 1900 | 1900 | 1900 | 1900 | 1900 | 1900 | 1900 | 1900 | 1900 | 1900 | 1900 | 1900
| Spain | EU Green | Holistic Transition, Electric Engagement | Capacity (MW) | Low Carbon | CCS | Biomass CCS | 0 | 0 | 0 | 0 | 0 | 0 | 0 | 0 | 0 | 0 | 0 | 0 | 0 | 0 | 0 | 0 | 0 | 200 | 200 | 400 | 600 | 600 | 1000 | 1200 | 1400 | 1800 | 2000
| Spain | EU Green | Holistic Transition, Electric Engagement | Capacity (MW) | Thermal | Coal | Coal | 1869.7 | 0 | 0 | 0 | 0 | 0 | 0 | 0 | 0 | 0 | 0 | 0 | 0 | 0 | 0 | 0 | 0 | 0 | 0 | 0 | 0 | 0 | 0 | 0 | 0 | 0 | 0
| Spain | EU Green | Holistic Transition, Electric Engagement | Capacity (MW) | Thermal | Gas | Fossil Gas | 28134.8 | 28557 | 26957 | 25357 | 23741.6 | 22483.1 | 20910.8 | 20334.3 | 19858.6 | 19434 | 18529.3 | 18114.4 | 17726.2 | 17292.1 | 16993.7 | 16593.7 | 16193.7 | 15393.7 | 14593.7 | 13715 | 12897.5 | 12106.9 | 10881.8 | 9281.8 | 7681.8 | 6081.8 | 4822.8
| Spain | EU Green | Holistic Transition, Electric Engagement | Capacity (MW) | Thermal | Other Thermal | Fossil Oil | 184 | 184 | 184 | 184 | 184 | 184 | 0 | 0 | 0 | 0 | 0 | 0 | 0 | 0 | 0 | 0 | 0 | 0 | 0 | 0 | 0 | 0 | 0 | 0 | 0 | 0 | 0
| Spain | EU Green | Holistic Transition, Electric Engagement | Capacity (MW) | Low Carbon | Low Carbon | Hydrogen | 0 | 0 | 0 | 0 | 0 | 0 | 0 | 600 | 1900 | 2600 | 3500 | 4800 | 5300 | 5700 | 6800 | 7300 | 7800 | 7700 | 7600 | 7600 | 7500 | 7500 | 7500 | 7600 | 7600 | 7600 | 7700
| Spain | EU Green | Holistic Transition, Electric Engagement | Capacity (MW) | Low Carbon | Nuclear | Nuclear | 7117.2 | 7117.2 | 7117.2 | 7117.2 | 6105.9 | 5100.1 | 5100.1 | 3040.4 | 2048.7 | 2048.7 | 2048.7 | 1003.4 | 0 | 0 | 0 | 0 | 0 | 0 | 0 | 0 | 0 | 0 | 0 | 0 | 0 | 0 | 0
| Spain | EU Green | Holistic Transition, Electric Engagement | Capacity (MW) | Storage | Storage | Pumped Hydro | 5417.6 | 5417.6 | 5417.6 | 5417.6 | 6417.6 | 7617.6 | 8017.6 | 9617.6 | 9917.6 | 10917.6 | 10917.6 | 11717.6 | 11717.6 | 11717.6 | 12417.6 | 12417.6 | 12417.6 | 13217.6 | 13217.6 | 13217.6 | 13217.6 | 13617.6 | 13617.6 | 13617.6 | 13617.6 | 13617.6 | 13617.6
| Spain | EU Green | Holistic Transition, Electric Engagement | Capacity (MW) | Renewable | Hydro | Run-of-river Hydro | 14647 | 14647 | 14647 | 14647 | 14647 | 14647 | 14647 | 14647 | 14647 | 14647 | 14647 | 14647 | 14647 | 14647 | 14647 | 14647 | 14647 | 14647 | 14647 | 14647 | 14647 | 14647 | 14647 | 14647 | 14647 | 14647 | 14647
| Spain | EU Green | Holistic Transition, Electric Engagement | Capacity (MW) | Renewable | Solar | Solar PV | 36618 | 41051 | 48216 | 55382 | 62548 | 69713 | 76879 | 84881 | 92883 | 100885 | 108888 | 116890 | 124344 | 131797 | 139251 | 146705 | 154159 | 155785 | 157412 | 159038 | 160664 | 162291 | 163917 | 165543 | 167169 | 168796 | 170422
| Spain | EU Green | Holistic Transition, Electric Engagement | Capacity (MW) | Renewable | Waste | Waste | 149.5 | 149.5 | 149.5 | 149.5 | 149.5 | 149.5 | 0 | 0 | 0 | 0 | 0 | 0 | 0 | 0 | 0 | 0 | 0 | 0 | 0 | 0 | 0 | 0 | 0 | 0 | 0 | 0 | 0
| Spain | EU Green | Holistic Transition, Electric Engagement | Capacity (MW) | Renewable | Offshore Wind | Wind Offshore | 0 | 0 | 602 | 1204 | 1806 | 2408 | 3010 | 3820 | 4630 | 5440 | 6250 | 7060 | 7870 | 8680 | 9490 | 10300 | 11110 | 11312 | 11514 | 11716 | 11918 | 12120 | 12255 | 12390 | 12525 | 12659 | 12794
| Spain | EU Green | Holistic Transition, Electric Engagement | Capacity (MW) | Renewable | Onshore Wind | Wind Onshore | 30831 | 31822 | 34062 | 36302 | 38542 | 40782 | 43022 | 45598 | 48174 | 50750 | 53326 | 55902 | 57812 | 59722 | 61632 | 63542 | 65452 | 67362 | 69272 | 71182 | 73092 | 75002 | 76912 | 78822 | 80732 | 82642 | 84552
| Spain | EU Green | Holistic Transition, Electric Engagement | Capacity (MW) | Low Carbon | CCS | CCS Gas | 0 | 0 | 0 | 0 | 0 | 0 | 0 | 0 | 0 | 0 | 500 | 500 | 500 | 500 | 500 | 500 | 500 | 1000 | 1000 | 1500 | 1500 | 2000 | 2000 | 2500 | 3000 | 3000 | 3500
| Spain | EU Central | Falling Behind, 10YF | Capacity (MW) | Storage | Storage | Battery | 450 | 650 | 1050 | 1200 | 1700 | 1850 | 2200 | 2450 | 2750 | 3200 | 3650 | 4100 | 5000 | 5850 | 6700 | 7550 | 8450 | 9500 | 10550 | 11550 | 12600 | 13650 | 14200 | 14750 | 15300 | 15800 | 16350
| Spain | EU Central | Falling Behind, 10YF | Capacity (MW) | Renewable | Biomass | Biomass | 1000 | 1100 | 1100 | 1200 | 1200 | 1200 | 1200 | 1200 | 1200 | 1200 | 1200 | 1200 | 1200 | 1200 | 1200 | 1200 | 1200 | 1200 | 1200 | 1200 | 1200 | 1200 | 1200 | 1200 | 1200 | 1200 | 1200
| Spain | EU Central | Falling Behind, 10YF | Capacity (MW) | Low Carbon | CCS | Biomass CCS | 0 | 0 | 0 | 0 | 0 | 0 | 0 | 0 | 0 | 0 | 0 | 0 | 0 | 0 | 0 | 0 | 0 | 0 | 0 | 0 | 0 | 0 | 0 | 0 | 0 | 0 | 0
| Spain | EU Central | Falling Behind, 10YF | Capacity (MW) | Thermal | Coal | Coal | 1869.7 | 0 | 0 | 0 | 0 | 0 | 0 | 0 | 0 | 0 | 0 | 0 | 0 | 0 | 0 | 0 | 0 | 0 | 0 | 0 | 0 | 0 | 0 | 0 | 0 | 0 | 0
| Spain | EU Central | Falling Behind, 10YF | Capacity (MW) | Thermal | Gas | Fossil Gas | 28157 | 28557 | 27757 | 26957 | 25741.6 | 24193 | 20893.3 | 19121.9 | 18924.3 | 17434 | 16690.5 | 16805.6 | 14337.1 | 14529.4 | 13389.5 | 13389.5 | 13389.5 | 12589.5 | 12589.5 | 12503 | 11695.4 | 11695.4 | 8099.3 | 6499.3 | 4899.3 | 4499.3 | 2899.3
| Spain | EU Central | Falling Behind, 10YF | Capacity (MW) | Thermal | Other Thermal | Fossil Oil | 184 | 184 | 184 | 184 | 184 | 184 | 0 | 0 | 0 | 0 | 0 | 0 | 0 | 0 | 0 | 0 | 0 | 0 | 0 | 0 | 0 | 0 | 0 | 0 | 0 | 0 | 0
| Spain | EU Central | Falling Behind, 10YF | Capacity (MW) | Low Carbon | Low Carbon | Hydrogen | 0 | 0 | 0 | 0 | 0 | 0 | 0 | 0 | 0 | 0 | 0 | 0 | 0 | 0 | 0 | 0 | 0 | 0 | 0 | 0 | 0 | 0 | 1700 | 3500 | 5200 | 6900 | 8600
| Spain | EU Central | Falling Behind, 10YF | Capacity (MW) | Low Carbon | Nuclear | Nuclear | 7117.2 | 7117.2 | 7117.2 | 7117.2 | 6105.9 | 5100.1 | 4104.3 | 2048.7 | 2048.7 | 2048.7 | 2048.7 | 1003.4 | 0 | 0 | 0 | 0 | 0 | 0 | 0 | 0 | 0 | 0 | 0 | 0 | 0 | 0 | 0
| Spain | EU Central | Falling Behind, 10YF | Capacity (MW) | Storage | Storage | Pumped Hydro | 5417.6 | 5417.6 | 5417.6 | 5417.6 | 6417.6 | 7617.6 | 8017.6 | 9617.6 | 9917.6 | 10917.6 | 10917.6 | 11717.6 | 11717.6 | 11717.6 | 12417.6 | 12417.6 | 12417.6 | 13217.6 | 13217.6 | 13217.6 | 13217.6 | 13617.6 | 13617.6 | 13617.6 | 13617.6 | 13617.6 | 13617.6
| Spain | EU Central | Falling Behind, 10YF | Capacity (MW) | Renewable | Hydro | Run-of-river Hydro | 14647 | 14647 | 14647 | 14647 | 14647 | 14647 | 14647 | 14647 | 14647 | 14647 | 14647 | 14647 | 14647 | 14647 | 14647 | 14647 | 14647 | 14647 | 14647 | 14647 | 14647 | 14647 | 14647 | 14647 | 14647 | 14647 | 14647
| Spain | EU Central | Falling Behind, 10YF | Capacity (MW) | Renewable | Solar | Solar PV | 36618 | 41051 | 45379 | 50125 | 55092 | 59661 | 64105 | 67823 | 71640 | 75558 | 79476 | 83493 | 87430 | 91366 | 95303 | 99139 | 102376 | 105662 | 108947 | 111947 | 114947 | 117947 | 120447 | 122447 | 124247 | 125847 | 127247
| Spain | EU Central | Falling Behind, 10YF | Capacity (MW) | Renewable | Waste | Waste | 149.5 | 149.5 | 149.5 | 149.5 | 149.5 | 149.5 | 0 | 0 | 0 | 0 | 0 | 0 | 0 | 0 | 0 | 0 | 0 | 0 | 0 | 0 | 0 | 0 | 0 | 0 | 0 | 0 | 0
| Spain | EU Central | Falling Behind, 10YF | Capacity (MW) | Renewable | Offshore Wind | Wind Offshore | 0 | 0 | 0 | 0 | 0 | 450 | 1100 | 1500 | 2100 | 2700 | 3200 | 3800 | 4400 | 4500 | 4600 | 4800 | 4900 | 5000 | 5300 | 5700 | 6000 | 6300 | 6700 | 7000 | 7300 | 7600 | 8000
| Spain | EU Central | Falling Behind, 10YF | Capacity (MW) | Renewable | Onshore Wind | Wind Onshore | 30831 | 31822 | 32813 | 33804 | 34795 | 35995 | 37495 | 39295 | 41095 | 43095 | 45095 | 47595 | 50095 | 52595 | 55095 | 57595 | 59795 | 61995 | 64195 | 66395 | 68395 | 69986 | 71578 | 73169 | 74760 | 76351 | 77943
| Spain | EU Central | Falling Behind, 10YF | Capacity (MW) | Low Carbon | CCS | CCS Gas | 0 | 0 | 0 | 0 | 0 | 0 | 0 | 0 | 0 | 0 | 0 | 0 | 0 | 0 | 0 | 0 | 0 | 0 | 0 | 0 | 0 | 0 | 0 | 0 | 0 | 0 | 0
| Spain | EU Blue | Hydrogen Evolution | Capacity (MW) | Storage | Storage | Battery | 450 | 650 | 950 | 1250 | 1600 | 1900 | 2200 | 2600 | 2950 | 3350 | 3700 | 4100 | 4950 | 5850 | 6700 | 7600 | 8450 | 9500 | 10550 | 11550 | 12600 | 13650 | 14200 | 14750 | 15250 | 15800 | 16350
| Spain | EU Blue | Hydrogen Evolution | Capacity (MW) | Renewable | Biomass | Biomass | 1000 | 1100 | 1200 | 1400 | 1500 | 1700 | 1900 | 1900 | 1900 | 1900 | 1900 | 1900 | 1900 | 1900 | 1900 | 1900 | 1900 | 1900 | 1900 | 1900 | 1900 | 1900 | 1900 | 1900 | 1900 | 1900 | 1900
| Spain | EU Blue | Hydrogen Evolution | Capacity (MW) | Low Carbon | CCS | Biomass CCS | 0 | 0 | 0 | 0 | 0 | 0 | 0 | 0 | 0 | 0 | 0 | 0 | 0 | 0 | 0 | 0 | 0 | 200 | 200 | 400 | 600 | 600 | 1000 | 1200 | 1400 | 1800 | 2000
| Spain | EU Blue | Hydrogen Evolution | Capacity (MW) | Thermal | Coal | Coal | 1869.7 | 0 | 0 | 0 | 0 | 0 | 0 | 0 | 0 | 0 | 0 | 0 | 0 | 0 | 0 | 0 | 0 | 0 | 0 | 0 | 0 | 0 | 0 | 0 | 0 | 0 | 0
| Spain | EU Blue | Hydrogen Evolution | Capacity (MW) | Thermal | Gas | Fossil Gas | 28157 | 28557 | 26957 | 25357 | 24141.6 | 22601.2 | 20910.8 | 19934.3 | 19058.6 | 18234 | 17329.3 | 16514.4 | 15726.2 | 15292.1 | 14593.7 | 13793.7 | 13393.7 | 12993.7 | 12593.7 | 12499.6 | 12099.6 | 11699.6 | 10099.3 | 8099.3 | 6499.3 | 4899.3 | 2899.3
| Spain | EU Blue | Hydrogen Evolution | Capacity (MW) | Thermal | Other Thermal | Fossil Oil | 184 | 184 | 184 | 184 | 184 | 184 | 0 | 0 | 0 | 0 | 0 | 0 | 0 | 0 | 0 | 0 | 0 | 0 | 0 | 0 | 0 | 0 | 0 | 0 | 0 | 0 | 0
| Spain | EU Blue | Hydrogen Evolution | Capacity (MW) | Low Carbon | Low Carbon | Hydrogen | 0 | 0 | 0 | 0 | 0 | 0 | 0 | 1100 | 2600 | 3700 | 5200 | 6300 | 6700 | 6600 | 7000 | 7000 | 7400 | 7400 | 7400 | 7400 | 7400 | 7400 | 7400 | 7400 | 7400 | 7400 | 7400
| Spain | EU Blue | Hydrogen Evolution | Capacity (MW) | Low Carbon | Nuclear | Nuclear | 7117.2 | 7117.2 | 7117.2 | 7117.2 | 6105.9 | 5100.1 | 4104.3 | 2048.7 | 2048.7 | 2048.7 | 2048.7 | 1003.4 | 0 | 0 | 0 | 0 | 0 | 0 | 0 | 0 | 0 | 0 | 0 | 0 | 0 | 0 | 0
| Spain | EU Blue | Hydrogen Evolution | Capacity (MW) | Storage | Storage | Pumped Hydro | 5417.6 | 5417.6 | 5417.6 | 5417.6 | 6417.6 | 7617.6 | 8017.6 | 9617.6 | 9917.6 | 10917.6 | 10917.6 | 11717.6 | 11717.6 | 11717.6 | 12417.6 | 12417.6 | 12417.6 | 13217.6 | 13217.6 | 13217.6 | 13217.6 | 13617.6 | 13617.6 | 13617.6 | 13617.6 | 13617.6 | 13617.6
| Spain | EU Blue | Hydrogen Evolution | Capacity (MW) | Renewable | Hydro | Run-of-river Hydro | 14647 | 14647 | 14647 | 14647 | 14647 | 14647 | 14647 | 14647 | 14647 | 14647 | 14647 | 14647 | 14647 | 14647 | 14647 | 14647 | 14647 | 14647 | 14647 | 14647 | 14647 | 14647 | 14647 | 14647 | 14647 | 14647 | 14647
| Spain | EU Blue | Hydrogen Evolution | Capacity (MW) | Renewable | Solar | Solar PV | 36618 | 41051 | 48216 | 55382 | 62548 | 69713 | 76879 | 84881 | 92883 | 100885 | 108888 | 116890 | 120114 | 123338 | 126563 | 129787 | 133011 | 136165 | 139319 | 142473 | 145627 | 148781 | 150407 | 152033 | 153659 | 155286 | 156912
| Spain | EU Blue | Hydrogen Evolution | Capacity (MW) | Renewable | Waste | Waste | 149.5 | 149.5 | 149.5 | 149.5 | 149.5 | 149.5 | 0 | 0 | 0 | 0 | 0 | 0 | 0 | 0 | 0 | 0 | 0 | 0 | 0 | 0 | 0 | 0 | 0 | 0 | 0 | 0 | 0
| Spain | EU Blue | Hydrogen Evolution | Capacity (MW) | Renewable | Offshore Wind | Wind Offshore | 0 | 0 | 602 | 1204 | 1806 | 2408 | 3010 | 3820 | 4630 | 5440 | 6250 | 7060 | 7668 | 8276 | 8884 | 9492 | 10100 | 10708 | 11316 | 11924 | 12532 | 13140 | 13140 | 13140 | 13140 | 13140 | 13140
| Spain | EU Blue | Hydrogen Evolution | Capacity (MW) | Renewable | Onshore Wind | Wind Onshore | 30831 | 31822 | 34062 | 36302 | 38542 | 40782 | 43022 | 45598 | 48174 | 50750 | 53326 | 55902 | 57812 | 59722 | 61632 | 63542 | 65452 | 67362 | 69272 | 71182 | 73092 | 75002 | 76912 | 78822 | 80732 | 82642 | 84552
| Spain | EU Blue | Hydrogen Evolution | Capacity (MW) | Low Carbon | CCS | CCS Gas | 0 | 0 | 0 | 0 | 0 | 0 | 0 | 0 | 0 | 0 | 0 | 0 | 0 | 0 | 0 | 0 | 0 | 0 | 0 | 0 | 0 | 0 | 0 | 0 | 0 | 0 | 0
| Spain | EU Green | Holistic Transition | Demand (TWh) | Demand | Demand | Demand Total (TWh) | 253.7 | 263.3 | 273.9 | 285.2 | 299.7 | 312.3 | 319.4 | 342.2 | 361.2 | 381.5 | 398.3 | 418.3 | 433.2 | 450.5 | 468.4 | 483 | 497.9 | 510.6 | 523.6 | 537.1 | 553 | 567.7 | 579.8 | 592.5 | 605.4 | 615.2 | 624.3
| Spain | EU Green | Electric Engagement | Demand (TWh) | Demand | Demand | Demand Total (TWh) | 253.7 | 263.3 | 273.9 | 285.2 | 299.6 | 312.4 | 319.4 | 341.7 | 361.6 | 381.1 | 396.2 | 415.2 | 431.4 | 450.4 | 468.2 | 483.1 | 497.5 | 510.5 | 523.6 | 537 | 553.1 | 568.2 | 579.9 | 592.6 | 605.1 | 616.8 | 624.8
| Spain | EU Blue | Hydrogen Evolution | Demand (TWh) | Demand | Demand | Demand Total (TWh) | 253.7 | 264.1 | 275.2 | 287 | 302.7 | 316.4 | 324.2 | 343.8 | 357.8 | 373.1 | 388.2 | 403.9 | 416.8 | 434.6 | 453.9 | 473.8 | 496.5 | 517.7 | 538 | 559.2 | 578.4 | 596.3 | 607.6 | 620.4 | 633.3 | 638.4 | 651.7
| Spain | EU Central | Falling Behind | Demand (TWh) | Demand | Demand | Demand Total (TWh) | 253.7565 | 263.0757 | 269.9683 | 278.6848 | 291.9649 | 302.3731 | 314.5911 | 327.72 | 340.2248 | 351.2054 | 362.894 | 375.1546 | 388.8562 | 403.7829 | 430.8445 | 445.6187 | 459.2969 | 475.7022 | 515.4148 | 531.846 | 535.5161 | 578.9215 | 594.2898 | 604.9067 | 614.0393 | 619.7723 | 630.3538
| Spain | EU Central | 10YF | Demand (TWh) | Demand | Demand | Demand Total (TWh) | 2024: 253.7682; 2025: 263.098; 2026: 269.9623; 2027: 278.927; 2028: 292.2676; 2029: 302.4398; 2030: 314.6696; 2031: 328.1807; 2032: 340.508; 2033: 351.7757; 2034: 363.4678; 2035: 375.6053
| Sweden | EU Green | Holistic Transition, Electric Engagement | Capacity (MW) | Storage | Storage | Battery | 300 | 450 | 600 | 750 | 850 | 1000 | 1150 | 1200 | 1250 | 1400 | 1450 | 1500 | 1600 | 1750 | 1800 | 1950 | 2050 | 2050 | 2050 | 2100 | 2100 | 2100 | 2100 | 2100 | 2150 | 2150 | 2150
| Sweden | EU Green | Holistic Transition, Electric Engagement | Capacity (MW) | Renewable | Biomass | Biomass | 3915 | 3915 | 3915 | 3915 | 3915 | 3915 | 4135 | 4135 | 4135 | 4135 | 4135 | 4135 | 4135 | 4135 | 4135 | 4135 | 4135 | 4135 | 4135 | 4135 | 4135 | 4135 | 4135 | 4135 | 4135 | 4135 | 4135
| Sweden | EU Green | Holistic Transition, Electric Engagement | Capacity (MW) | Low Carbon | CCS | Biomass CCS | 0 | 0 | 0 | 0 | 0 | 0 | 0 | 0 | 0 | 0 | 0 | 0 | 0 | 200 | 200 | 200 | 600 | 600 | 800 | 800 | 1200 | 1200 | 1400 | 1400 | 1800 | 1800 | 2000
| Sweden | EU Green | Holistic Transition, Electric Engagement | Capacity (MW) | Thermal | Gas | Fossil Gas | 260 | 0 | 0 | 150 | 150 | 150 | 150 | 150 | 150 | 150 | 150 | 150 | 150 | 150 | 150 | 150 | 150 | 150 | 150 | 150 | 150 | 150 | 150 | 150 | 150 | 150 | 150
| Sweden | EU Green | Holistic Transition, Electric Engagement | Capacity (MW) | Thermal | Gas | Fossil Oil | 569 | 0 | 0 | 0 | 0 | 0 | 0 | 0 | 0 | 0 | 0 | 0 | 0 | 0 | 0 | 0 | 0 | 0 | 0 | 0 | 0 | 0 | 0 | 0 | 0 | 0 | 0
| Sweden | EU Green | Holistic Transition, Electric Engagement | Capacity (MW) | Thermal | Coal | Coal | 245 | 245 | 245 | 245 | 245 | 245 | 0 | 0 | 0 | 0 | 0 | 0 | 0 | 0 | 0 | 0 | 0 | 0 | 0 | 0 | 0 | 0 | 0 | 0 | 0 | 0 | 0
| Sweden | EU Green | Holistic Transition, Electric Engagement | Capacity (MW) | Low Carbon | Low Carbon | Hydrogen | 0 | 0 | 0 | 0 | 0 | 0 | 0 | 300 | 900 | 1400 | 2000 | 2500 | 2700 | 2800 | 2900 | 3000 | 3100 | 3000 | 3000 | 3000 | 2900 | 2900 | 2900 | 2900 | 3000 | 3000 | 3000
| Sweden | EU Green | Holistic Transition, Electric Engagement | Capacity (MW) | Renewable | Hydro | Run-of-river Hydro | 16227.4 | 16273.2 | 16319 | 16364.8 | 16410.6 | 16456.4 | 16502.1 | 16502.1 | 16502.1 | 16502.1 | 16502.1 | 16502.1 | 16502.1 | 16502.1 | 16502.1 | 16502.1 | 16502.1 | 16502.1 | 16502.1 | 16502.1 | 16502.1 | 16502.1 | 16502.1 | 16502.1 | 16502.1 | 16502.1 | 16502.1
| Sweden | EU Green | Holistic Transition, Electric Engagement | Capacity (MW) | Low Carbon | Nuclear | Nuclear | 6881 | 6881 | 6881 | 6881 | 6881 | 6881 | 6881 | 6881 | 6881 | 6881 | 6881 | 6881 | 6881 | 6881 | 6881 | 6881 | 6881 | 6881 | 6881 | 6881 | 6881 | 6881 | 6881 | 6881 | 6881 | 6881 | 6881
| Sweden | EU Green | Holistic Transition, Electric Engagement | Capacity (MW) | Renewable | Solar | Solar PV | 4000 | 4333 | 7085 | 9838 | 12588 | 15341 | 18093 | 20669 | 23246 | 25822 | 28398 | 30976 | 33062 | 35148 | 37236 | 39322 | 41409 | 42394 | 43376 | 44360 | 45341 | 46325 | 47308 | 48290 | 49274 | 50257 | 51240
| Sweden | EU Green | Holistic Transition, Electric Engagement | Capacity (MW) | Renewable | Waste | Waste | 120 | 120 | 120 | 120 | 120 | 120 | 0 | 0 | 0 | 0 | 0 | 0 | 0 | 0 | 0 | 0 | 0 | 0 | 0 | 0 | 0 | 0 | 0 | 0 | 0 | 0 | 0
| Sweden | EU Green | Holistic Transition, Electric Engagement | Capacity (MW) | Renewable | Offshore Wind | Wind Offshore | 193 | 193 | 313 | 433 | 551 | 671 | 791 | 1343 | 1895 | 2447 | 2999 | 3551 | 4552 | 5554 | 6555 | 7557 | 8558 | 8558 | 8558 | 8558 | 8558 | 8558 | 8558 | 8558 | 8558 | 8558 | 8558
| Sweden | EU Green | Holistic Transition, Electric Engagement | Capacity (MW) | Renewable | Onshore Wind | Wind Onshore | 16887 | 18003 | 19620 | 21237 | 22856 | 24473 | 26090 | 28588 | 31086 | 33584 | 36082 | 38580 | 41076 | 43572 | 46068 | 48564 | 51060 | 52247 | 53434 | 54621 | 55808 | 56995 | 57447 | 57899 | 58351 | 58803 | 59255
| Sweden | EU Green | Holistic Transition, Electric Engagement | Capacity (MW) | Low Carbon | CCS | CCS Gas | 0 | 0 | 0 | 0 | 0 | 0 | 0 | 500 | 500 | 500 | 500 | 500 | 500 | 1000 | 1000 | 1000 | 1000 | 1000 | 1000 | 1000 | 1000 | 1000 | 1500 | 1500 | 1500 | 1500 | 1500
| Sweden | EU Central | Falling Behind, 10YF | Capacity (MW) | Storage | Storage | Battery | 300 | 450 | 650 | 750 | 800 | 900 | 1000 | 1100 | 1150 | 1250 | 1350 | 1350 | 1500 | 1550 | 1650 | 1800 | 1900 | 1900 | 1900 | 1900 | 1950 | 1950 | 2000 | 2000 | 2000 | 2000 | 2000
| Sweden | EU Central | Falling Behind, 10YF | Capacity (MW) | Renewable | Biomass | Biomass | 3915 | 3915 | 3915 | 3915 | 3915 | 3915 | 4135 | 4135 | 4135 | 4135 | 4135 | 4135 | 4135 | 4135 | 4135 | 4135 | 4135 | 4135 | 4135 | 4135 | 4135 | 4135 | 4135 | 4135 | 4135 | 4135 | 4135
| Sweden | EU Central | Falling Behind, 10YF | Capacity (MW) | Low Carbon | CCS | Biomass CCS | 0 | 0 | 0 | 0 | 0 | 0 | 0 | 0 | 0 | 0 | 0 | 0 | 0 | 0 | 0 | 0 | 0 | 0 | 0 | 0 | 0 | 0 | 0 | 0 | 0 | 0 | 0
| Sweden | EU Central | Falling Behind, 10YF | Capacity (MW) | Thermal | Gas | Fossil Gas | 260 | 708 | 708 | 858 | 858 | 858 | 150 | 150 | 150 | 150 | 150 | 150 | 150 | 150 | 150 | 150 | 150 | 150 | 150 | 150 | 150 | 150 | 150 | 150 | 150 | 150 | 150
| Sweden | EU Central | Falling Behind, 10YF | Capacity (MW) | Thermal | Coal | Coal | 245 | 245 | 245 | 245 | 245 | 245 | 0 | 0 | 0 | 0 | 0 | 0 | 0 | 0 | 0 | 0 | 0 | 0 | 0 | 0 | 0 | 0 | 0 | 0 | 0 | 0 | 0
| Sweden | EU Central | Falling Behind, 10YF | Capacity (MW) | Thermal | Other Thermal | Fossil Oil | 569 | 0 | 0 | 0 | 0 | 0 | 0 | 0 | 0 | 0 | 0 | 0 | 0 | 0 | 0 | 0 | 0 | 0 | 0 | 0 | 0 | 0 | 0 | 0 | 0 | 0 | 0
| Sweden | EU Central | Falling Behind, 10YF | Capacity (MW) | Low Carbon | Low Carbon | Hydrogen | 0 | 0 | 0 | 0 | 0 | 0 | 0 | 0 | 0 | 0 | 0 | 0 | 0 | 0 | 0 | 0 | 0 | 0 | 0 | 0 | 100 | 100 | 100 | 100 | 200 | 200 | 200
| Sweden | EU Central | Falling Behind, 10YF | Capacity (MW) | Renewable | Hydro | Run-of-river Hydro | 16227.4 | 16273.2 | 16319 | 16364.8 | 16410.6 | 16456.4 | 16502.1 | 16502.1 | 16502.1 | 16502.1 | 16502.1 | 16502.1 | 16502.1 | 16502.1 | 16502.1 | 16502.1 | 16502.1 | 16502.1 | 16502.1 | 16502.1 | 16502.1 | 16502.1 | 16502.1 | 16502.1 | 16502.1 | 16502.1 | 16502.1
| Sweden | EU Central | Falling Behind, 10YF | Capacity (MW) | Low Carbon | Nuclear | Nuclear | 6881 | 6881 | 6881 | 6881 | 6881 | 6881 | 6881 | 6881 | 6881 | 6881 | 6881 | 6881 | 6881 | 6881 | 6881 | 6881 | 6881 | 6881 | 6881 | 6881 | 6881 | 6881 | 6881 | 6881 | 6881 | 6881 | 6881
| Sweden | EU Central | Falling Behind, 10YF | Capacity (MW) | Renewable | Solar | Solar PV | 4000 | 4333 | 4666 | 5000 | 5333 | 5668 | 6001 | 6033 | 6066 | 6100 | 6131 | 6166 | 6194 | 6229 | 6261 | 6293 | 6327 | 6360 | 6393 | 6426 | 6459 | 6493 | 6540 | 6586 | 6634 | 6681 | 6761
| Sweden | EU Central | Falling Behind, 10YF | Capacity (MW) | Renewable | Waste | Waste | 120 | 120 | 120 | 120 | 120 | 120 | 0 | 0 | 0 | 0 | 0 | 0 | 0 | 0 | 0 | 0 | 0 | 0 | 0 | 0 | 0 | 0 | 0 | 0 | 0 | 0 | 0
| Sweden | EU Central | Falling Behind, 10YF | Capacity (MW) | Renewable | Offshore Wind | Wind Offshore | 193 | 193 | 193 | 193 | 193 | 193 | 793 | 1345 | 1897 | 2449 | 3001 | 3553 | 3853 | 5053 | 6153 | 7253 | 7853 | 8355 | 8675 | 8985 | 9295 | 9505 | 9805 | 10005 | 10305 | 10505 | 10705
| Sweden | EU Central | Falling Behind, 10YF | Capacity (MW) | Renewable | Onshore Wind | Wind Onshore | 16887 | 18003 | 18620 | 19386 | 20522 | 22027 | 23794 | 26944 | 29873 | 32102 | 34034 | 35763 | 37326 | 39490 | 41602 | 43304 | 44403 | 44503 | 44604 | 44703 | 44803 | 44853 | 44893 | 44993 | 45073 | 45122 | 45402
| Sweden | EU Central | Falling Behind, 10YF | Capacity (MW) | Low Carbon | CCS | CCS Gas | 0 | 0 | 0 | 0 | 0 | 0 | 0 | 0 | 0 | 0 | 0 | 0 | 0 | 0 | 0 | 0 | 0 | 0 | 0 | 0 | 0 | 0 | 0 | 0 | 0 | 0 | 0
| Sweden | EU Blue | Hydrogen Evolution | Capacity (MW) | Storage | Storage | Battery | 300 | 450 | 550 | 700 | 750 | 900 | 1000 | 1050 | 1100 | 1250 | 1300 | 1350 | 1450 | 1600 | 1650 | 1800 | 1900 | 1900 | 1900 | 1950 | 1950 | 1950 | 1950 | 1950 | 2000 | 2000 | 2000
| Sweden | EU Blue | Hydrogen Evolution | Capacity (MW) | Renewable | Biomass | Biomass | 3915 | 3915 | 3915 | 3915 | 3915 | 3915 | 4135 | 4135 | 4135 | 4135 | 4135 | 4135 | 4135 | 4135 | 4135 | 4135 | 4135 | 4135 | 4135 | 4135 | 4135 | 4135 | 4135 | 4135 | 4135 | 4135 | 4135
| Sweden | EU Blue | Hydrogen Evolution | Capacity (MW) | Low Carbon | CCS | Biomass CCS | 0 | 0 | 0 | 0 | 0 | 0 | 0 | 0 | 0 | 0 | 0 | 0 | 0 | 200 | 200 | 200 | 600 | 600 | 800 | 800 | 1200 | 1200 | 1400 | 1400 | 1800 | 1800 | 2000
| Sweden | EU Blue | Hydrogen Evolution | Capacity (MW) | Thermal | Gas | Fossil Gas | 260 | 260 | 260 | 410 | 410 | 410 | 150 | 150 | 150 | 150 | 150 | 150 | 150 | 150 | 150 | 150 | 150 | 150 | 150 | 150 | 150 | 150 | 150 | 150 | 150 | 150 | 150
| Sweden | EU Blue | Hydrogen Evolution | Capacity (MW) | Thermal | Other Thermal | Fossil Oil | 569 | 0 | 0 | 0 | 0 | 0 | 0 | 0 | 0 | 0 | 0 | 0 | 0 | 0 | 0 | 0 | 0 | 0 | 0 | 0 | 0 | 0 | 0 | 0 | 0 | 0 | 0
| Sweden | EU Blue | Hydrogen Evolution | Capacity (MW) | Thermal | Coal | Coal | 245 | 245 | 245 | 245 | 245 | 245 | 0 | 0 | 0 | 0 | 0 | 0 | 0 | 0 | 0 | 0 | 0 | 0 | 0 | 0 | 0 | 0 | 0 | 0 | 0 | 0 | 0
| Sweden | EU Blue | Hydrogen Evolution | Capacity (MW) | Low Carbon | Low Carbon | Hydrogen | 0 | 0 | 0 | 0 | 0 | 0 | 0 | 800 | 1800 | 2600 | 3400 | 4300 | 4300 | 4300 | 4300 | 4300 | 4300 | 4300 | 4300 | 4300 | 4300 | 4300 | 4500 | 4600 | 4600 | 4700 | 4700
| Sweden | EU Blue | Hydrogen Evolution | Capacity (MW) | Renewable | Hydro | Run-of-river Hydro | 16227.4 | 16273.2 | 16319 | 16364.8 | 16410.6 | 16456.4 | 16502.1 | 16502.1 | 16502.1 | 16502.1 | 16502.1 | 16502.1 | 16502.1 | 16502.1 | 16502.1 | 16502.1 | 16502.1 | 16502.1 | 16502.1 | 16502.1 | 16502.1 | 16502.1 | 16502.1 | 16502.1 | 16502.1 | 16502.1 | 16502.1
| Sweden | EU Blue | Hydrogen Evolution | Capacity (MW) | Low Carbon | Nuclear | Nuclear | 6881 | 6881 | 6881 | 6881 | 6881 | 6881 | 6881 | 6881 | 6881 | 6881 | 6881 | 6881 | 6881 | 6881 | 6881 | 6881 | 6881 | 6881 | 6881 | 6881 | 6881 | 6881 | 6881 | 6881 | 6881 | 6881 | 6881
| Sweden | EU Blue | Hydrogen Evolution | Capacity (MW) | Renewable | Solar | Solar PV | 4000 | 4333 | 7133 | 9934 | 12732 | 15533 | 18333 | 20879 | 23426 | 25972 | 28518 | 31066 | 33150 | 35234 | 37320 | 39404 | 41489 | 42466 | 43440 | 44416 | 45389 | 46365 | 47346 | 48326 | 49308 | 50289 | 51270
| Sweden | EU Blue | Hydrogen Evolution | Capacity (MW) | Renewable | Waste | Waste | 120 | 120 | 120 | 120 | 120 | 120 | 0 | 0 | 0 | 0 | 0 | 0 | 0 | 0 | 0 | 0 | 0 | 0 | 0 | 0 | 0 | 0 | 0 | 0 | 0 | 0 | 0
| Sweden | EU Blue | Hydrogen Evolution | Capacity (MW) | Renewable | Offshore Wind | Wind Offshore | 193 | 193 | 313 | 433 | 553 | 673 | 793 | 1345 | 1897 | 2449 | 3001 | 3553 | 4617 | 5681 | 6745 | 7809 | 8873 | 8873 | 8873 | 8873 | 8873 | 8873 | 8873 | 8873 | 8873 | 8873 | 8873
| Sweden | EU Blue | Hydrogen Evolution | Capacity (MW) | Renewable | Onshore Wind | Wind Onshore | 16887 | 18003 | 19267 | 20531 | 21795 | 23059 | 24323 | 26821 | 29319 | 31817 | 34315 | 36813 | 39309 | 41805 | 44301 | 46797 | 49293 | 50791 | 52289 | 53787 | 55285 | 56783 | 57317 | 57851 | 58385 | 58919 | 59453
| Sweden | EU Blue | Hydrogen Evolution | Capacity (MW) | Low Carbon | CCS | CCS Gas | 0 | 0 | 0 | 0 | 0 | 0 | 0 | 0 | 0 | 0 | 0 | 0 | 0 | 0 | 0 | 0 | 0 | 0 | 0 | 0 | 0 | 0 | 0 | 0 | 0 | 0 | 0
| Sweden | EU Green | Holistic Transition | Demand (TWh) | Demand | Demand | Demand Total (TWh) | 140.7 | 141.9 | 146.3 | 150.1 | 154.7 | 158.5 | 158.8 | 172.2 | 186.5 | 199.8 | 213.7 | 227.9 | 239 | 248.3 | 258.4 | 268.6 | 273.3 | 274.6 | 276.8 | 278.9 | 281.6 | 282.5 | 283.7 | 284.8 | 286.8 | 286.7 | 288.1
| Sweden | EU Green | Electric Engagement | Demand (TWh) | Demand | Demand | Demand Total (TWh) | 140.7 | 141.9 | 146.3 | 150.1 | 154.7 | 158.5 | 158.9 | 172.2 | 186.6 | 199.8 | 213.7 | 227.8 | 238.9 | 248.3 | 258.4 | 268.6 | 273.6 | 274.7 | 276.8 | 278.9 | 281.6 | 282.5 | 283.7 | 284.8 | 286.9 | 286.8 | 288.2
| Sweden | EU Blue | Hydrogen Evolution | Demand (TWh) | Demand | Demand | Demand Total (TWh) | 140.7 | 141.9 | 147.9 | 154.3 | 163.2 | 171 | 175.4 | 184.3 | 193.9 | 202.2 | 211.3 | 227.7 | 237.1 | 248.7 | 257.7 | 266.8 | 283.7 | 284.9 | 287.6 | 287.7 | 290.6 | 291.7 | 296 | 299.1 | 302.4 | 304.3 | 306.3
| Sweden | EU Central | Falling Behind | Demand (TWh) | Demand | Demand | Demand Total (TWh) | 140.6941 | 141.8041 | 146.0748 | 149.2248 | 155.2501 | 160.7184 | 167.0281 | 172.6406 | 179.114 | 184.1092 | 189.9002 | 202.601 | 209.6122 | 218.6738 | 227.6275 | 234.5822 | 253.5604 | 256.2889 | 259.6795 | 262.4978 | 269.3525 | 265.1712 | 269.1085 | 273.9518 | 278.9227 | 280.2255 | 281.1865
| Sweden | EU Central | 10YF | Demand (TWh) | Demand | Demand | Demand Total (TWh) | 2024: 140.691; 2025: 141.8035; 2026: 146.0804; 2027: 149.2418; 2028: 155.2567; 2029: 160.742; 2030: 167.0072; 2031: 172.616; 2032: 179.0746; 2033: 184.1227; 2034: 189.9341; 2035: 203.4294
| Switzerland | EU Green | Holistic Transition, Electric Engagement | Capacity (MW) | Storage | Storage | Battery | 100 | 100 | 500 | 900 | 1300 | 1700 | 2100 | 2100 | 2100 | 2150 | 2150 | 2150 | 2450 | 2750 | 3050 | 3350 | 3650 | 4250 | 4850 | 5450 | 6050 | 6650 | 6650 | 6650 | 6650 | 6650 | 6650
| Switzerland | EU Green | Holistic Transition, Electric Engagement | Capacity (MW) | Renewable | Biomass | Biomass | 500 | 500 | 600 | 600 | 700 | 700 | 800 | 800 | 800 | 800 | 800 | 800 | 900 | 900 | 900 | 900 | 900 | 900 | 900 | 900 | 900 | 900 | 900 | 900 | 900 | 900 | 900
| Switzerland | EU Green | Holistic Transition, Electric Engagement | Capacity (MW) | Low Carbon | CCS | Biomass CCS | 0 | 0 | 0 | 0 | 0 | 0 | 0 | 0 | 0 | 0 | 0 | 0 | 0 | 0 | 0 | 0 | 0 | 0 | 0 | 0 | 0 | 0 | 0 | 0 | 200 | 200 | 200
| Switzerland | EU Green | Holistic Transition, Electric Engagement | Capacity (MW) | Low Carbon | Nuclear | Nuclear | 2970 | 2970 | 2970 | 2970 | 2970 | 2970 | 2970 | 2970 | 2605 | 2240 | 2240 | 2240 | 2240 | 2240 | 2240 | 1220 | 1220 | 1220 | 1220 | 1220 | 0 | 0 | 0 | 0 | 0 | 0 | 0
| Switzerland | EU Green | Holistic Transition, Electric Engagement | Capacity (MW) | Low Carbon | Nuclear | Hydrogen | 0 | 0 | 0 | 0 | 0 | 0 | 0 | 0 | 0 | 0 | 0 | 0 | 100 | 100 | 100 | 100 | 100 | 100 | 100 | 100 | 100 | 100 | 100 | 100 | 100 | 100 | 100
| Switzerland | EU Green | Holistic Transition, Electric Engagement | Capacity (MW) | Low Carbon | Nuclear | Fossil Gas | 400 | 400 | 400 | 800 | 800 | 800 | 800 | 800 | 800 | 800 | 1200 | 1200 | 1200 | 1200 | 1200 | 1200 | 1200 | 1200 | 800 | 800 | 800 | 800 | 800 | 400 | 400 | 400 | 400
| Switzerland | EU Green | Holistic Transition, Electric Engagement | Capacity (MW) | Storage | Storage | Pumped Hydro | 5500 | 5500 | 5500 | 5500 | 5500 | 5500 | 5557.5 | 5557.5 | 5557.5 | 5557.5 | 5557.5 | 5557.5 | 5557.5 | 5557.5 | 5557.5 | 5557.5 | 5557.5 | 5557.5 | 5557.5 | 5557.5 | 5557.5 | 5557.5 | 5557.5 | 5557.5 | 5557.5 | 5557.5 | 5557.5
| Switzerland | EU Green | Holistic Transition, Electric Engagement | Capacity (MW) | Renewable | Other Renewables | Other RES | 0 | 0 | 0 | 0 | 0 | 0 | 200 | 200 | 200 | 200 | 200 | 200 | 200 | 200 | 200 | 200 | 200 | 200 | 200 | 200 | 200 | 200 | 200 | 200 | 200 | 200 | 200
| Switzerland | EU Green | Holistic Transition, Electric Engagement | Capacity (MW) | Renewable | Hydro | Run-of-river Hydro | 12874 | 12874 | 12874 | 12874 | 12874 | 12874 | 12874 | 12874 | 12874 | 12874 | 12874 | 12874 | 12874 | 12874 | 12874 | 12874 | 12874 | 12874 | 12874 | 12874 | 12874 | 12874 | 12874 | 12874 | 12874 | 12874 | 12874
| Switzerland | EU Green | Holistic Transition, Electric Engagement | Capacity (MW) | Renewable | Solar | Solar PV | 7053 | 7870 | 9569 | 11267 | 12965 | 14663 | 16361 | 19044 | 21727 | 24409 | 27092 | 29775 | 31670 | 33566 | 35462 | 37357 | 39253 | 40088 | 40923 | 41758 | 42593 | 43428 | 43846 | 44263 | 44680 | 45097 | 45514
| Switzerland | EU Green | Holistic Transition, Electric Engagement | Capacity (MW) | Renewable | Onshore Wind | Wind Onshore | 100 | 150 | 337 | 524 | 711 | 898 | 1085 | 1355 | 1625 | 1895 | 2165 | 2435 | 2487 | 2539 | 2591 | 2643 | 2695 | 2757 | 2819 | 2881 | 2943 | 3005 | 3069 | 3133 | 3197 | 3261 | 3325
| Switzerland | EU Green | Holistic Transition, Electric Engagement | Capacity (MW) | Low Carbon | CCS | CCS Gas | 0 | 0 | 0 | 0 | 0 | 0 | 0 | 0 | 0 | 0 | 0 | 0 | 0 | 0 | 0 | 0 | 0 | 0 | 0 | 0 | 0 | 0 | 0 | 0 | 0 | 0 | 0
| Switzerland | EU Central | Falling Behind, 10YF | Capacity (MW) | Low Carbon | Low Carbon | Hydrogen | 0 | 0 | 0 | 0 | 0 | 0 | 0 | 0 | 0 | 0 | 0 | 0 | 100 | 100 | 100 | 100 | 200 | 200 | 200 | 200 | 200 | 200 | 200 | 200 | 200 | 200 | 200
| Switzerland | EU Central | Falling Behind, 10YF | Capacity (MW) | Storage | Storage | Battery | 100 | 100 | 200 | 250 | 350 | 400 | 450 | 500 | 550 | 550 | 600 | 650 | 1150 | 1650 | 2150 | 2650 | 3150 | 3750 | 4350 | 4950 | 5550 | 6150 | 6150 | 6150 | 6150 | 6150 | 6150
| Switzerland | EU Central | Falling Behind, 10YF | Capacity (MW) | Renewable | Biomass | Biomass | 500 | 500 | 600 | 600 | 700 | 700 | 800 | 800 | 800 | 800 | 800 | 800 | 800 | 800 | 900 | 900 | 900 | 900 | 900 | 900 | 900 | 900 | 900 | 900 | 900 | 900 | 900
| Switzerland | EU Central | Falling Behind, 10YF | Capacity (MW) | Low Carbon | CCS | Biomass CCS | 0 | 0 | 0 | 0 | 0 | 0 | 0 | 0 | 0 | 0 | 0 | 0 | 0 | 0 | 0 | 0 | 0 | 0 | 0 | 0 | 0 | 0 | 0 | 0 | 0 | 0 | 0
| Switzerland | EU Central | Falling Behind, 10YF | Capacity (MW) | Low Carbon | Nuclear | Nuclear | 2970 | 2970 | 2970 | 2970 | 2970 | 2970 | 2970 | 2970 | 2605 | 2240 | 2240 | 2240 | 2240 | 2240 | 2240 | 1220 | 1220 | 1220 | 1220 | 1220 | 0 | 0 | 0 | 0 | 0 | 0 | 0
| Switzerland | EU Central | Falling Behind, 10YF | Capacity (MW) | Storage | Storage | Pumped Hydro | 5500 | 5500 | 5500 | 5500 | 5500 | 5500 | 5557.5 | 5557.5 | 5557.5 | 5557.5 | 5557.5 | 5557.5 | 5557.5 | 5557.5 | 5557.5 | 5557.5 | 5557.5 | 5557.5 | 5557.5 | 5557.5 | 5557.5 | 5557.5 | 5557.5 | 5557.5 | 5557.5 | 5557.5 | 5557.5
| Switzerland | EU Central | Falling Behind, 10YF | Capacity (MW) | Thermal | Gas | Fossil Gas | 400 | 400 | 400 | 400 | 400 | 400 | 400 | 400 | 400 | 400 | 400 | 800 | 800 | 800 | 800 | 800 | 800 | 800 | 800 | 800 | 800 | 800 | 800 | 800 | 400 | 400 | 400
| Switzerland | EU Central | Falling Behind, 10YF | Capacity (MW) | Renewable | Other Renewables | Other RES | 0 | 0 | 0 | 0 | 0 | 0 | 200 | 200 | 200 | 200 | 200 | 200 | 200 | 200 | 200 | 200 | 200 | 200 | 200 | 200 | 200 | 200 | 200 | 200 | 200 | 200 | 200
| Switzerland | EU Central | Falling Behind, 10YF | Capacity (MW) | Renewable | Hydro | Run-of-river Hydro | 12874 | 12874 | 12874 | 12874 | 12874 | 12874 | 12874 | 12874 | 12874 | 12874 | 12874 | 12874 | 12874 | 12874 | 12874 | 12874 | 12874 | 12874 | 12874 | 12874 | 12874 | 12874 | 12874 | 12874 | 12874 | 12874 | 12874
| Switzerland | EU Central | Falling Behind, 10YF | Capacity (MW) | Renewable | Solar | Solar PV | 7053 | 7870 | 8687 | 9504 | 10321 | 11138 | 11954 | 12532 | 13110 | 13688 | 14266 | 14844 | 15771 | 16699 | 17626 | 18553 | 19481 | 21458 | 23435 | 25412 | 27921 | 29367 | 30813 | 32258 | 33704 | 35149 | 36595
| Switzerland | EU Central | Falling Behind, 10YF | Capacity (MW) | Renewable | Onshore Wind | Wind Onshore | 100 | 150 | 200 | 250 | 300 | 350 | 400 | 493 | 611 | 949 | 1287 | 1625 | 1965 | 2305 | 2645 | 2985 | 3325 | 3348 | 3371 | 3394 | 3417 | 3440 | 3463 | 3486 | 3509 | 3532 | 3555
| Switzerland | EU Central | Falling Behind, 10YF | Capacity (MW) | Low Carbon | CCS | CCS Gas | 0 | 0 | 0 | 0 | 0 | 0 | 0 | 0 | 0 | 0 | 0 | 0 | 0 | 0 | 0 | 0 | 0 | 0 | 0 | 0 | 0 | 0 | 0 | 0 | 0 | 0 | 0
| Switzerland | EU Blue | Hydrogen Evolution | Capacity (MW) | Storage | Storage | Battery | 100 | 100 | 150 | 250 | 300 | 400 | 450 | 500 | 550 | 550 | 600 | 650 | 1150 | 1650 | 2150 | 2650 | 3150 | 3750 | 4350 | 4950 | 5550 | 6150 | 6150 | 6150 | 6200 | 6200 | 6200
| Switzerland | EU Blue | Hydrogen Evolution | Capacity (MW) | Renewable | Biomass | Biomass | 500 | 500 | 600 | 600 | 700 | 700 | 800 | 800 | 800 | 800 | 800 | 800 | 900 | 900 | 900 | 900 | 900 | 900 | 900 | 900 | 900 | 900 | 900 | 900 | 900 | 900 | 900
| Switzerland | EU Blue | Hydrogen Evolution | Capacity (MW) | Low Carbon | CCS | Biomass CCS | 0 | 0 | 0 | 0 | 0 | 0 | 0 | 0 | 0 | 0 | 0 | 0 | 0 | 0 | 0 | 0 | 0 | 0 | 0 | 0 | 0 | 0 | 0 | 0 | 200 | 200 | 200
| Switzerland | EU Blue | Hydrogen Evolution | Capacity (MW) | Renewable | Gas | Fossil Gas | 800 | 800 | 800 | 800 | 800 | 800 | 800 | 800 | 800 | 800 | 800 | 800 | 800 | 800 | 800 | 800 | 800 | 800 | 800 | 800 | 800 | 800 | 800 | 400 | 400 | 400 | 0
| Switzerland | EU Blue | Hydrogen Evolution | Capacity (MW) | Low Carbon | Nuclear | Nuclear | 2970 | 2970 | 2970 | 2970 | 2970 | 2970 | 2970 | 2970 | 2605 | 2240 | 2240 | 2240 | 2240 | 2240 | 2240 | 1220 | 1220 | 1220 | 1220 | 1220 | 0 | 0 | 0 | 0 | 0 | 0 | 0
| Switzerland | EU Blue | Hydrogen Evolution | Capacity (MW) | Storage | Storage | Pumped Hydro | 5500 | 5500 | 5500 | 5500 | 5500 | 5500 | 5557.5 | 5557.5 | 5557.5 | 5557.5 | 5557.5 | 5557.5 | 5557.5 | 5557.5 | 5557.5 | 5557.5 | 5557.5 | 5557.5 | 5557.5 | 5557.5 | 5557.5 | 5557.5 | 5557.5 | 5557.5 | 5557.5 | 5557.5 | 5557.5
| Switzerland | EU Blue | Hydrogen Evolution | Capacity (MW) | Renewable | Other Renewables | Other RES | 0 | 0 | 0 | 0 | 0 | 0 | 200 | 200 | 200 | 200 | 200 | 200 | 200 | 200 | 200 | 200 | 200 | 200 | 200 | 200 | 200 | 200 | 200 | 200 | 200 | 200 | 200
| Switzerland | EU Blue | Hydrogen Evolution | Capacity (MW) | Renewable | Hydro | Run-of-river Hydro | 12874 | 12874 | 12874 | 12874 | 12874 | 12874 | 12874 | 12874 | 12874 | 12874 | 12874 | 12874 | 12874 | 12874 | 12874 | 12874 | 12874 | 12874 | 12874 | 12874 | 12874 | 12874 | 12874 | 12874 | 12874 | 12874 | 12874
| Switzerland | EU Blue | Hydrogen Evolution | Capacity (MW) | Renewable | Solar | Solar PV | 7053 | 7870 | 9385 | 10900 | 12415 | 13930 | 15445 | 17235 | 19026 | 20816 | 22607 | 24397 | 24463 | 24529 | 24595 | 24661 | 24727 | 25048 | 25369 | 25690 | 26012 | 26333 | 26654 | 26975 | 27296 | 27618 | 27939
| Switzerland | EU Blue | Hydrogen Evolution | Capacity (MW) | Renewable | Onshore Wind | Wind Onshore | 100 | 150 | 295 | 440 | 585 | 730 | 875 | 1143 | 1411 | 1679 | 1947 | 2215 | 2244 | 2273 | 2302 | 2331 | 2359 | 2375 | 2391 | 2407 | 2423 | 2439 | 2439 | 2439 | 2439 | 2439 | 2439
| Switzerland | EU Blue | Hydrogen Evolution | Capacity (MW) | Low Carbon | CCS | CCS Gas | 0 | 0 | 0 | 0 | 0 | 0 | 0 | 0 | 0 | 0 | 0 | 0 | 0 | 0 | 0 | 0 | 0 | 0 | 0 | 0 | 0 | 0 | 0 | 0 | 0 | 0 | 0
| Switzerland | EU Green | Holistic Transition | Demand (TWh) | Demand | Demand | Demand Total (TWh) | 65.4 | 65.9 | 67.1 | 68.8 | 70.7 | 72.2 | 74.3 | 78.9 | 83.6 | 87.4 | 91.5 | 96.2 | 100.4 | 103.8 | 107.6 | 110.7 | 114.9 | 116 | 117.4 | 119.5 | 121.3 | 122 | 122.9 | 123.6 | 125.2 | 125.9 | 126.1
| Switzerland | EU Green | Electric Engagement | Demand (TWh) | Demand | Demand | Demand Total (TWh) | 65.4 | 65.8 | 67.1 | 68.8 | 70.7 | 72.1 | 74.3 | 79 | 83.5 | 87.3 | 91.5 | 96.1 | 100.5 | 103.8 | 107.6 | 110.7 | 114.8 | 115.9 | 117.4 | 119.5 | 121.2 | 122 | 122.9 | 123.8 | 125.2 | 126 | 126.3
| Switzerland | EU Blue | Hydrogen Evolution | Demand (TWh) | Demand | Demand | Demand Total (TWh) | 65.4 | 65.8 | 66.9 | 68.4 | 70.1 | 71.2 | 73.4 | 76.8 | 80.1 | 82.3 | 84.6 | 87.2 | 91.1 | 93.8 | 97.5 | 100.1 | 102.7 | 104.1 | 105.3 | 106.9 | 108.3 | 109.3 | 109.8 | 110.3 | 111.5 | 114.4 | 114.9
| Switzerland | EU Central | Falling Behind | Demand (TWh) | Demand | Demand | Demand Total (TWh) | 65.4184 | 65.6565 | 66.3578 | 67.1024 | 68.292 | 68.888 | 71.1839 | 73.4429 | 76.1855 | 78.4627 | 80.5187 | 82.6313 | 86.0061 | 88.8133 | 91.9026 | 94.5634 | 97.8838 | 100.0122 | 103.592 | 105.7996 | 107.1526 | 111.6561 | 112.8352 | 113.7797 | 115.5508 | 116.379 | 116.5055
| Switzerland | EU Central | 10YF | Demand (TWh) | Demand | Demand | Demand Total (TWh) | 2024: 65.4167; 2025: 65.6647; 2026: 66.3606; 2027: 67.2204; 2028: 68.265; 2029: 68.9008; 2030: 71.5019; 2031: 73.5549; 2032: 76.511; 2033: 78.7045; 2034: 81.0578; 2035: 82.8787

## ES3
ES3: Electricity supply definitions
Return to: Main Menu
Return to: Data table contents
| Notes | Description
| Generation data | Generation data are modelled in an hourly dispatch model and do not include additional generation required to offset the impact of network constraints. This data will differ from redispatch models and actual historic data which do include these constraints, for example for calculating the unabated gas usage for the Clean Power 2030 metric.
| Capacities | Capacity changes are now modelled monthly to increase accuracy, ES1 capacity values are stated for 1st December of each year.
| Annual values | Generation and demand annual values are given in calendar years, i.e. 1st January to 31st December.
| Weather year | We provide our dispatch data for the 2013 weather year. Other teams within NESO will provide a more detailed assessment of this generation mix against different weather year and outage patterns.
| Import / Export / Netflows | Import refers to the annual sum of electricity imported to GB as a positive number, export refers to electricity exports as negative number. Netflows is imports added to exports (i.e. negative Netflow represented a net export position for GB).
| Demand Reduction / DSR | This reflects annual levels of demand reduction, it does not include demand shifting such as heat or V2G flexibilty where demand is moved earlier or later.
| Emissions intensity | Emissions intensity is calculated from the sum of annual power sector emissions divided by the sum of annual power sector generation. This does not include emissions or generation from energy for waste plants or combined heat and power plants which provide heat output to industry. Tab WS2 contains a more detailed breakdown of emissions from different sectors.
| Marine | Tidal and wave powered generation are both included in the Marine sub type. The Hydro subtype refers to onshore resevoir and small scale generation.
| Waste / Waste CHP | The Waste and Waste CHP subtypes include energy from waste plants, biogas and advanced conversion technologies. These technologies are split in the building block data (BB1).
| Micro generation | Distributed - Micro connection refers to generation and storage of less than 1MW and therefore includes some larger commercial installations.
| Non-networked connection | Non-networked connections refer to generation that is not connected to the national transmission network normally because it exists solely to generate electricty for hydrogen production.
| Curtailment | The technology split of curtailment reflects the output from the FES dispatch model. The inclusion of network constraints would impact both the total level of curtailment and the particular technologies that would be curtailed.

## ED1
ED1: Electricity demand summary
Return to: Main Menu
Return to: Data table contents
| Aggregation Level | Data item | Unit | Pathway | Fuel | Peak/ Annual/ Minimum | 2023 | 2024 | 2025 | 2026 | 2027 | 2028 | 2029 | 2030 | 2031 | 2032 | 2033 | 2034 | 2035 | 2036 | 2037 | 2038 | 2039 | 2040 | 2041 | 2042 | 2043 | 2044 | 2045 | 2046 | 2047 | 2048 | 2049 | 2050
| 1 | GBFES System Demand: Total | GWh | Hydrogen Evolution | Electricity | Annual [Fiscal] | 286780 | 289650 | 293394 | 297512 | 303083 | 311611 | 321544 | 334918 | 346651 | 371848 | 392387 | 421516 | 464347 | 502185 | 522729 | 545247 | 572262 | 594439 | 629181 | 658165 | 691892 | 720585 | 732957 | 748081 | 770705 | 778236 | 795993 | 797120
| 1 | GBFES System Demand: Total | GWh | Electric Engagement | Electricity | Annual [Fiscal] | 286780 | 289650 | 291698 | 296073 | 303668 | 314313 | 328975 | 344803 | 362869 | 382238 | 402822 | 425413 | 450076 | 483247 | 525964 | 558403 | 585948 | 616965 | 644531 | 672190 | 694708 | 709671 | 724440 | 737930 | 752313 | 766439 | 776227 | 784736
| 1 | GBFES System Demand: Total | GWh | Falling Behind | Electricity | Annual [Fiscal] | 286780 | 289650 | 295231 | 298512 | 302725 | 308325 | 316344 | 323698 | 332351 | 341738 | 351742 | 362296 | 372906 | 384269 | 396144 | 407229 | 419392 | 433613 | 450011 | 464557 | 477519 | 490691 | 504316 | 516137 | 526834 | 537853 | 548276 | 558750
| 1 | GBFES System Demand: Total | GWh | Holistic Transition | Electricity | Annual [Fiscal] | 286780 | 289650 | 290891 | 294991 | 302613 | 314320 | 326293 | 339295 | 355884 | 373666 | 392593 | 411573 | 433422 | 461449 | 488675 | 513806 | 536367 | 563928 | 582761 | 602352 | 621073 | 635458 | 654296 | 670284 | 681236 | 691034 | 700725 | 705223
| 1 | GBFES System Demand: Total | GWh | Ten Year Forecast | Electricity | Annual [Fiscal] | 2023: 286780; 2024: 289650; 2025: 292075; 2026: 295108; 2027: 300224; 2028: 308605; 2029: 320241; 2030: 330877; 2031: 343650; 2032: 358686; 2033: 373643; 2034: 385686; 2035: 396764
| 2 | GBFES Customer Demand: Residential | GWh | Hydrogen Evolution | Electricity | Annual [Fiscal] | 102291.925 | 99753.319 | 98963.227 | 99128.878 | 100038.552 | 101752.494 | 104563.729 | 108179.198 | 112783.264 | 117734.972 | 123272.76 | 129024.43 | 134360.654 | 142302.038 | 149489.029 | 155883.755 | 161499.921 | 167276.274 | 172287.089 | 176748.221 | 181138.566 | 186130.524 | 190262.2 | 193818.651 | 197026.409 | 199854.023 | 202328.358 | 204983.194
| 2 | GBFES Customer Demand: Residential | GWh | Electric Engagement | Electricity | Annual [Fiscal] | 102291.925 | 99753.319 | 98610.323 | 98804.92 | 99761.403 | 101546.998 | 104449.023 | 108163.231 | 112995.752 | 118401.73 | 124577.473 | 130757.42 | 136577.331 | 147102.032 | 156812.181 | 165634.129 | 173474.938 | 181304.216 | 188429.589 | 196029.314 | 202788.893 | 208861.628 | 214314.089 | 218798.61 | 222857.95 | 226195.821 | 229401.178 | 232729.767
| 2 | GBFES Customer Demand: Residential | GWh | Falling Behind | Electricity | Annual [Fiscal] | 102291.925 | 99753.319 | 100014.968 | 100023.401 | 100555.14 | 101839.032 | 103961.195 | 105871.342 | 108271.346 | 111128.431 | 114336.618 | 117687.684 | 121138.872 | 125118.128 | 129092.859 | 133002.238 | 136852.556 | 141913.829 | 149495.163 | 156372.148 | 161913.183 | 166442.276 | 170336.979 | 173823.551 | 176491.497 | 179110.192 | 181787.724 | 184625.665
| 2 | GBFES Customer Demand: Residential | GWh | Holistic Transition | Electricity | Annual [Fiscal] | 102291.925 | 99753.319 | 97776.694 | 97599.888 | 98191.012 | 99682.3 | 102317.011 | 105491.818 | 110054.279 | 115321.799 | 121395.794 | 127523.21 | 133491.415 | 142312.729 | 150451.375 | 157759.193 | 164128.149 | 170590.997 | 176580.767 | 182199.741 | 186683.704 | 190703.514 | 194168.388 | 196554.685 | 198648.864 | 200219.674 | 201639.076 | 202975.387
| 2 | GBFES Customer Demand: Residential | GWh | Ten Year Forecast | Electricity | Annual [Fiscal] | 2023: 102291.925; 2024: 99753.319; 2025: 98905.846; 2026: 98871.43; 2027: 99473.298; 2028: 100848.517; 2029: 103155.839; 2030: 105608.203; 2031: 108547.306; 2032: 111609.727; 2033: 114949.724; 2034: 118271.389; 2035: 121613.141
| 3 | Residential Appliance Demand | GWh | Hydrogen Evolution | Electricity | Annual [Fiscal] | 64255.268 | 62638.889 | 61667.155 | 60860.836 | 60030.907 | 59123.844 | 58323.06 | 57841.042 | 57452.517 | 57070.48 | 56676.472 | 56236.837 | 55716.721 | 55198.111 | 54678.523 | 54197.641 | 53736.465 | 53638.171 | 53747.803 | 53850.359 | 53937.486 | 54036.256 | 54167.667 | 54302.748 | 54437.025 | 54578.245 | 54766.808 | 55042.859
| 3 | Residential Appliance Demand | GWh | Electric Engagement | Electricity | Annual [Fiscal] | 64255.268 | 62638.889 | 61667.155 | 60860.836 | 60030.907 | 59123.844 | 58323.06 | 57841.042 | 57452.517 | 57070.48 | 56676.472 | 56236.837 | 55716.721 | 55198.111 | 54678.523 | 54197.641 | 53736.465 | 53638.171 | 53747.803 | 53850.359 | 53937.486 | 54036.256 | 54167.667 | 54302.748 | 54437.025 | 54578.245 | 54766.808 | 55042.859
| 3 | Residential Appliance Demand | GWh | Falling Behind | Electricity | Annual [Fiscal] | 64255.268 | 62638.889 | 62550.839 | 61936.482 | 61318.631 | 60808.656 | 60577.168 | 60443.268 | 60377.051 | 60198.222 | 59992.859 | 59728.634 | 59366.596 | 59001.919 | 58630.894 | 58295.264 | 57973.022 | 58000.549 | 58266.044 | 58630.988 | 58982.688 | 59334.07 | 59683.933 | 60031.057 | 60375.949 | 60723.207 | 61071.671 | 61418.282
| 3 | Residential Appliance Demand | GWh | Holistic Transition | Electricity | Annual [Fiscal] | 64255.268 | 62638.889 | 61291.544 | 60177.229 | 59075.752 | 58027.19 | 57090.716 | 56285.429 | 55717.533 | 55162.295 | 54599.911 | 54000.253 | 53335.957 | 52682.288 | 52073.785 | 51521.268 | 50984.722 | 50762.793 | 50716.511 | 50664.354 | 50596.522 | 50527.351 | 50461.394 | 50407.498 | 50378.269 | 50351.708 | 50324.187 | 50293.628
| 3 | Residential Appliance Demand | GWh | Ten Year Forecast | Electricity | Annual [Fiscal] | 2023: 64255.268; 2024: 62638.889; 2025: 62007.174; 2026: 61318.43; 2027: 60613.218; 2028: 60027.859; 2029: 59695.454; 2030: 59443.035; 2031: 59211.196; 2032: 58878.017; 2033: 58530.8; 2034: 58127.866; 2035: 57626.396
| 3 | Residential Light Demand | GWh | Hydrogen Evolution | Electricity | Annual [Fiscal] | 13839.05 | 11853.9 | 9851.441 | 8401.283 | 7306.23 | 6549.062 | 6074.281 | 5608.011 | 5132.289 | 4768.018 | 4547.911 | 4384.576 | 4228.193 | 4064.74 | 3889.928 | 3706.69 | 3520.517 | 3361.223 | 3219.174 | 3089.742 | 2974.259 | 2874.373 | 2780.017 | 2695.117 | 2613.397 | 2526.576 | 2444.881 | 2359.713
| 3 | Residential Light Demand | GWh | Electric Engagement | Electricity | Annual [Fiscal] | 13839.05 | 11853.9 | 9851.441 | 8401.283 | 7306.23 | 6549.062 | 6074.281 | 5608.011 | 5132.289 | 4768.018 | 4547.911 | 4384.576 | 4228.193 | 4064.74 | 3889.928 | 3706.69 | 3520.517 | 3361.223 | 3219.174 | 3089.742 | 2974.259 | 2874.373 | 2780.017 | 2695.117 | 2613.397 | 2526.576 | 2444.881 | 2359.713
| 3 | Residential Light Demand | GWh | Falling Behind | Electricity | Annual [Fiscal] | 13839.05 | 11853.9 | 10200.584 | 8819.097 | 7763.779 | 7048.767 | 6601.729 | 6171.677 | 5733.049 | 5398.89 | 5184.139 | 5034.542 | 4894.328 | 4741.614 | 4583.168 | 4408.909 | 4235.558 | 4085.045 | 3953.524 | 3832.994 | 3727.665 | 3633.808 | 3550.313 | 3467.459 | 3389.71 | 3309.47 | 3231.062 | 3151.403
| 3 | Residential Light Demand | GWh | Holistic Transition | Electricity | Annual [Fiscal] | 13839.05 | 11853.9 | 9726.34 | 8244.68 | 7127.54 | 6359.815 | 5873.983 | 5389.447 | 4912.163 | 4544.821 | 4311.693 | 4133.801 | 3971.581 | 3813.455 | 3635.499 | 3452.436 | 3265.619 | 3099.709 | 2953.743 | 2825.064 | 2707.904 | 2608.299 | 2513.328 | 2426.55 | 2342.892 | 2257.739 | 2176.046 | 2090.715
| 3 | Residential Light Demand | GWh | Ten Year Forecast | Electricity | Annual [Fiscal] | 2023: 13839.05; 2024: 11853.9; 2025: 9851.441; 2026: 8401.283; 2027: 7306.23; 2028: 6549.062; 2029: 6074.281; 2030: 5608.011; 2031: 5132.289; 2032: 4768.018; 2033: 4547.911; 2034: 4384.576; 2035: 4228.193
| 3 | Residential Storage Heat | GWh | Hydrogen Evolution | Electricity | Annual [Fiscal] | 14856.071 | 14664.993 | 14806.795 | 14925.129 | 14989.719 | 15018.861 | 15032.485 | 14678.642 | 14326.581 | 13925.963 | 13492.372 | 12999.436 | 12419.572 | 13231.545 | 14033.877 | 14822.63 | 15606.429 | 16459.167 | 17250.504 | 18253.851 | 19227.838 | 20105.468 | 20814.384 | 21405.596 | 21908.142 | 22295.81 | 22580.731 | 22903.003
| 3 | Residential Storage Heat | GWh | Electric Engagement | Electricity | Annual [Fiscal] | 14856.071 | 14664.993 | 14805.672 | 14923.765 | 14990.865 | 15026.051 | 15048.317 | 14704.661 | 14346.049 | 13938.386 | 13495.829 | 12994.572 | 12410.085 | 13894.867 | 15341.628 | 16733.538 | 18051.789 | 19393.535 | 20725.129 | 22358.793 | 23879.408 | 25286.034 | 26461.869 | 27458.361 | 28310.572 | 28929.518 | 29509.544 | 30116.55
| 3 | Residential Storage Heat | GWh | Falling Behind | Electricity | Annual [Fiscal] | 14856.071 | 14664.993 | 14857.316 | 14998.636 | 15092.663 | 15147.588 | 15182.037 | 14839.398 | 14534.993 | 14242.306 | 13972.034 | 13718.007 | 13480.352 | 13469.906 | 13498.77 | 13545.084 | 13615.694 | 13771.805 | 13899.723 | 14089.343 | 14106.383 | 14127.788 | 14153.915 | 14123.728 | 14067.479 | 14021.648 | 13988.042 | 13976.319
| 3 | Residential Storage Heat | GWh | Holistic Transition | Electricity | Annual [Fiscal] | 14856.071 | 14664.993 | 14805.861 | 14923.949 | 14990.82 | 15025.59 | 15047.259 | 14702.835 | 14343.106 | 13933.659 | 13487.304 | 12981.831 | 12393.345 | 12381.056 | 12358.687 | 12327.249 | 12278.816 | 12279.699 | 12301.077 | 12420.096 | 12440.131 | 12389.13 | 12262.323 | 12089.877 | 11935.968 | 11767.814 | 11626.708 | 11539.555
| 3 | Residential Storage Heat | GWh | Ten Year Forecast | Electricity | Annual [Fiscal] | 2023: 14856.071; 2024: 14664.993; 2025: 14834.849; 2026: 14926.919; 2027: 14994.167; 2028: 15023.364; 2029: 15032.893; 2030: 14671.348; 2031: 14332.834; 2032: 13929.965; 2033: 13480.163; 2034: 12955.167; 2035: 12381.303
| 3 | Residential Resistive Heat Demand | GWh | Hydrogen Evolution | Electricity | Annual [Fiscal] | 5181.688 | 5326.87 | 5436.252 | 5509.419 | 5596.641 | 5458.247 | 5309.826 | 5007.046 | 4700.636 | 4392.734 | 4085.562 | 3779.485 | 3475.878 | 4062.175 | 4595.254 | 5105.368 | 5590.58 | 6081.678 | 6483.65 | 6978.771 | 7649.558 | 8269.895 | 8771.67 | 9215.508 | 9613.046 | 9939.867 | 10188.816 | 10432.097
| 3 | Residential Resistive Heat Demand | GWh | Electric Engagement | Electricity | Annual [Fiscal] | 5181.688 | 5326.87 | 5436.24 | 5509.428 | 5596.696 | 5458.389 | 5310.088 | 5007.441 | 4700.949 | 4393.098 | 4085.934 | 3780.786 | 3478.149 | 4555.164 | 5541.949 | 6470.009 | 7317.818 | 8116.802 | 8818.137 | 9649.407 | 10577.078 | 11459.069 | 12187.354 | 12832.85 | 13424.307 | 13863.388 | 14256.728 | 14642.921
| 3 | Residential Resistive Heat Demand | GWh | Falling Behind | Electricity | Annual [Fiscal] | 5181.688 | 5326.87 | 5456.392 | 5507.353 | 5562.317 | 5443.587 | 5326.29 | 5103.863 | 4901.028 | 4704.005 | 4513.153 | 4328.415 | 4150.518 | 4040.078 | 3966.599 | 3978.247 | 4248.402 | 5564.867 | 9012.605 | 12062.308 | 14638.992 | 16711.183 | 18341.658 | 19611.96 | 20768.909 | 21943.713 | 23174.283 | 24418.109
| 3 | Residential Resistive Heat Demand | GWh | Holistic Transition | Electricity | Annual [Fiscal] | 5181.688 | 5326.87 | 5437.721 | 5511.116 | 5599.759 | 5451.374 | 5280.317 | 4970.994 | 4661.024 | 4349.995 | 4040.706 | 3734.526 | 3430.649 | 3998.736 | 4507.161 | 4967.042 | 5375.308 | 5780.701 | 6106.499 | 6561.648 | 7139.628 | 7666.379 | 8093.157 | 8430.051 | 8727.018 | 8965.044 | 9189.951 | 9400.211
| 3 | Residential Resistive Heat Demand | GWh | Ten Year Forecast | Electricity | Annual [Fiscal] | 2023: 5181.688; 2024: 5326.87; 2025: 5452.322; 2026: 5517.628; 2027: 5560.492; 2028: 5387.817; 2029: 5240.976; 2030: 5016.034; 2031: 4844.149; 2032: 4646.937; 2033: 4420.336; 2034: 4165.402; 2035: 3885.979
| 3 | Residential Smart Metering - Demand Reduction | GWh | Hydrogen Evolution | Electricity | Annual [Fiscal] | 499.656 | 638.557 | 769.548 | 897.258 | 1021.073 | 1138.098 | 1254.729 | 1369.122 | 1345.709 | 1324.625 | 1306.199 | 1288.018 | 1268.416 | 1266.501 | 1263.274 | 1260.194 | 1256.951 | 1261.621 | 1269.013 | 1278.377 | 1291.226 | 1303.61 | 1314.387 | 1324.267 | 1333.269 | 1340.894 | 1348.01 | 1356.693
| 3 | Residential Smart Metering - Demand Reduction | GWh | Electric Engagement | Electricity | Annual [Fiscal] | 499.656 | 638.557 | 1154.323 | 1345.888 | 1531.611 | 1707.151 | 1882.101 | 2053.695 | 2018.573 | 1986.948 | 1959.31 | 1932.066 | 1902.692 | 1914.54 | 1923.312 | 1931.23 | 1937.244 | 1953.486 | 1973.553 | 1997.685 | 2024.665 | 2051.091 | 2074.051 | 2094.921 | 2114.242 | 2129.046 | 2144.053 | 2161.365
| 3 | Residential Smart Metering - Demand Reduction | GWh | Falling Behind | Electricity | Annual [Fiscal] | 499.656 | 638.557 | 391.039 | 457.578 | 522.513 | 586.408 | 652.547 | 717.188 | 710.111 | 703.011 | 696.902 | 690.916 | 684.114 | 677.836 | 671.807 | 666.824 | 664.57 | 676.505 | 712.322 | 745.263 | 773.493 | 796.791 | 815.759 | 831.105 | 845.346 | 859.764 | 874.77 | 889.878
| 3 | Residential Smart Metering - Demand Reduction | GWh | Holistic Transition | Electricity | Annual [Fiscal] | 499.656 | 638.557 | 1529.112 | 1774.393 | 2010.485 | 2234.828 | 2456.821 | 2665.835 | 2611.629 | 2562.284 | 2518.092 | 2474.743 | 2429.527 | 2419.779 | 2408.658 | 2397.63 | 2385.026 | 2385.728 | 2391.07 | 2402.043 | 2417.762 | 2432.081 | 2442.715 | 2450.564 | 2457.927 | 2462.98 | 2467.607 | 2471.382
| 3 | Residential Smart Metering - Demand Reduction | GWh | Ten Year Forecast | Electricity | Annual [Fiscal] | 2023: 499.656; 2024: 638.557; 2025: 773.109; 2026: 902.848; 2027: 1028.719; 2028: 1151.436; 2029: 1325.533; 2030: 1307.919; 2031: 1291.502; 2032: 1274.802; 2033: 1259.982; 2034: 1244.653; 2035: 1227.157
| 3 | Residential Heat Pumps | GWh | Hydrogen Evolution | Electricity | Annual [Fiscal] | 952.897 | 1062.801 | 1273.795 | 1557.849 | 1926.81 | 2699.291 | 3776.76 | 5383.104 | 7350.396 | 9350.275 | 11763.829 | 14582.434 | 17443.664 | 20557.085 | 23622.73 | 26636.262 | 29607.923 | 32677.302 | 35601.562 | 38222.31 | 40710.02 | 43062.237 | 45020.596 | 46813.581 | 48410.145 | 49797.389 | 50938.876 | 52053.464
| 3 | Residential Heat Pumps | GWh | Electric Engagement | Electricity | Annual [Fiscal] | 952.897 | 1062.801 | 1273.381 | 1557.607 | 1926.719 | 2699.498 | 3777.44 | 5387.913 | 7343.578 | 9535.198 | 12299.846 | 15229.266 | 18222.532 | 21965.327 | 25636.116 | 29213.331 | 32645.707 | 36067.629 | 39265.573 | 42280.782 | 45042.816 | 47693.772 | 49954.14 | 52008.515 | 53908.961 | 55504.469 | 57020.637 | 58504.928
| 3 | Residential Heat Pumps | GWh | Falling Behind | Electricity | Annual [Fiscal] | 952.897 | 1062.801 | 1273.713 | 1519.267 | 1784.584 | 2320.699 | 2926.236 | 3472.455 | 4013.519 | 4823.25 | 5728.137 | 6629.202 | 7542.551 | 8481.964 | 9422.462 | 10381.322 | 11357.076 | 12395.521 | 13504.527 | 14583.768 | 15431.556 | 16213.495 | 16969.523 | 17708.414 | 18253.671 | 18736.692 | 19205.387 | 19653.187
| 3 | Residential Heat Pumps | GWh | Holistic Transition | Electricity | Annual [Fiscal] | 952.897 | 1062.801 | 1270.366 | 1565.73 | 1891.067 | 2543.962 | 3513.725 | 4884.443 | 6613.675 | 8660.451 | 11274.185 | 14047.821 | 17002.069 | 20605.977 | 24125.845 | 27493.817 | 30644.767 | 33709.908 | 36531.191 | 39351.803 | 41889.624 | 44318.147 | 46448.213 | 48350.764 | 50082.564 | 51454.945 | 52726.911 | 53878.279
| 3 | Residential Heat Pumps | GWh | Ten Year Forecast | Electricity | Annual [Fiscal] | 2023: 952.897; 2024: 1062.801; 2025: 1275.844; 2026: 1541.458; 2027: 1888.085; 2028: 2516.176; 2029: 3287.065; 2030: 4077.691; 2031: 4951.627; 2032: 5785.168; 2033: 6687.032; 2034: 7637.731; 2035: 8775.607
| 3 | Residential Electric Vehicles Demand (EVs) | GWh | Hydrogen Evolution | Electricity | Annual [Fiscal] | 3258.641 | 4388.174 | 6188.619 | 8168.864 | 10507.691 | 13235.85 | 16387.437 | 20014.066 | 23996.168 | 28225.15 | 32526.488 | 36681.104 | 40531.054 | 43782.912 | 46398.475 | 48276.52 | 49426.813 | 50172.9 | 50381.4 | 50028.8 | 49590.5 | 50001 | 50184.6 | 50342.8 | 50471.2 | 50601.2 | 50740.6 | 50961.6
| 3 | Residential Electric Vehicles Demand (EVs) | GWh | Electric Engagement | Electricity | Annual [Fiscal] | 3258.641 | 4388.174 | 6230.346 | 8233.174 | 10604.098 | 13378.437 | 16588.692 | 20280.859 | 24347.521 | 28685.04 | 33122.541 | 37442.502 | 41487.542 | 44965.683 | 47835.228 | 49988.815 | 51437.346 | 52520.6 | 53303.7 | 54304.2 | 54732.1 | 54708.7 | 54790.5 | 54807.9 | 54739.2 | 54623.3 | 54475.9 | 54370.4
| 3 | Residential Electric Vehicles Demand (EVs) | GWh | Falling Behind | Electricity | Annual [Fiscal] | 3258.641 | 4388.174 | 5544.123 | 7039.433 | 8748.894 | 10694.552 | 12874.451 | 15275.097 | 17887.255 | 20672.388 | 23586.414 | 26611.435 | 29780.726 | 33126.603 | 36393.367 | 39444.853 | 42114.6 | 44421 | 46403.4 | 47916.2 | 48943.6 | 49486.5 | 49819.9 | 50440.1 | 50540.3 | 50591.8 | 50608.7 | 50733.4
| 3 | Residential Electric Vehicles Demand (EVs) | GWh | Holistic Transition | Electricity | Annual [Fiscal] | 3258.641 | 4388.174 | 6286.129 | 8323.647 | 10741.993 | 13581.419 | 16879.97 | 20689.549 | 24913.041 | 29456.268 | 34151.451 | 38778.224 | 43192.092 | 47093.892 | 50439.177 | 53111.419 | 55115.692 | 56926.3 | 58611.7 | 59692.6 | 59904.7 | 59864.7 | 59730.5 | 59491.7 | 59122.5 | 58656.8 | 58120.9 | 57586.5
| 3 | Residential Electric Vehicles Demand (EVs) | GWh | Ten Year Forecast | Electricity | Annual [Fiscal] | 2023: 3258.641; 2024: 4388.174; 2025: 5728.518; 2026: 7334.268; 2027: 9188.784; 2028: 11316.404; 2029: 13731.161; 2030: 16454.653; 2031: 19448.541; 2032: 22681.06; 2033: 26066.203; 2034: 29481.074; 2035: 32886.062
| 3 | Residential Air Conditioning Demand | GWh | Hydrogen Evolution | Electricity | Annual [Fiscal] | 307.131 | 312.734 | 331.176 | 357.109 | 384.598 | 413.748 | 444.98 | 478.469 | 514.457 | 553.06 | 594.418 | 638.68 | 686.102 | 736.982 | 791.421 | 849.636 | 911.839 | 984.042 | 1063.869 | 1149.9 | 1242.537 | 1342.585 | 1450.606 | 1567.203 | 1693.039 | 1828.829 | 1975.338 | 2133.513
| 3 | Residential Air Conditioning Demand | GWh | Electric Engagement | Electricity | Annual [Fiscal] | 307.131 | 312.734 | 331.176 | 357.109 | 384.598 | 413.748 | 444.98 | 478.469 | 514.457 | 553.06 | 594.418 | 638.68 | 686.102 | 736.982 | 791.421 | 849.636 | 911.839 | 984.042 | 1063.869 | 1149.9 | 1242.537 | 1342.585 | 1450.606 | 1567.203 | 1693.039 | 1828.829 | 1975.338 | 2133.513
| 3 | Residential Air Conditioning Demand | GWh | Falling Behind | Electricity | Annual [Fiscal] | 307.131 | 312.734 | 342.471 | 379.263 | 419.49 | 463.477 | 511.929 | 565.33 | 624.274 | 689.249 | 760.804 | 839.541 | 926.245 | 1021.813 | 1126.938 | 1242.517 | 1369.511 | 1517.886 | 1685.355 | 1870.857 | 2076.194 | 2303.978 | 2556.606 | 2836.726 | 3147.293 | 3491.573 | 3873.177 | 4296.349
| 3 | Residential Air Conditioning Demand | GWh | Holistic Transition | Electricity | Annual [Fiscal] | 307.131 | 312.734 | 320.298 | 336.294 | 352.655 | 369.404 | 386.838 | 405.009 | 424.016 | 443.841 | 464.482 | 485.94 | 508.289 | 531.619 | 555.871 | 581.061 | 607.197 | 638.038 | 671.651 | 706.868 | 743.72 | 782.463 | 823.178 | 865.947 | 910.868 | 958.04 | 1007.567 | 1059.619
| 3 | Residential Air Conditioning Demand | GWh | Ten Year Forecast | Electricity | Annual [Fiscal] | 2023: 307.131; 2024: 312.734; 2025: 337.732; 2026: 369.9; 2027: 404.633; 2028: 442.143; 2029: 482.992; 2030: 527.505; 2031: 576.095; 2032: 629.057; 2033: 686.723; 2034: 749.455; 2035: 817.756
| 3 | Residential District Heat Demand | GWh | Hydrogen Evolution | Electricity | Annual [Fiscal] | 140.833 | 143.516 | 177.542 | 245.646 | 317.029 | 391.691 | 469.631 | 537.94 | 655.929 | 773.918 | 891.907 | 1009.896 | 1127.885 | 1934.99 | 2742.096 | 3549.201 | 4356.307 | 5163.412 | 5808.139 | 6452.866 | 7097.593 | 7742.32 | 8387.047 | 8800.365 | 9213.683 | 9627.001 | 10040.319 | 10453.637
| 3 | Residential District Heat Demand | GWh | Electric Engagement | Electricity | Annual [Fiscal] | 140.833 | 143.516 | 169.234 | 307.605 | 452.901 | 605.121 | 764.266 | 908.532 | 1176.965 | 1445.398 | 1713.832 | 1982.265 | 2250.699 | 3635.699 | 5020.7 | 6405.7 | 7790.701 | 9175.701 | 10259.758 | 11343.816 | 12427.873 | 13511.93 | 14595.987 | 15220.839 | 15845.691 | 16470.542 | 17095.394 | 17720.246
| 3 | Residential District Heat Demand | GWh | Falling Behind | Electricity | Annual [Fiscal] | 140.833 | 143.516 | 180.569 | 281.447 | 387.296 | 498.114 | 613.902 | 717.441 | 910.287 | 1103.133 | 1295.979 | 1488.825 | 1681.671 | 1912.069 | 2142.467 | 2372.865 | 2603.263 | 2833.662 | 3482.307 | 4130.953 | 4779.599 | 5428.244 | 6076.89 | 6435.211 | 6793.532 | 7151.852 | 7510.173 | 7868.494
| 3 | Residential District Heat Demand | GWh | Holistic Transition | Electricity | Annual [Fiscal] | 140.833 | 143.516 | 167.548 | 291.635 | 421.91 | 558.373 | 701.025 | 829.946 | 1081.349 | 1332.752 | 1584.155 | 1835.558 | 2086.961 | 3625.484 | 5164.007 | 6702.531 | 8241.054 | 9779.577 | 11079.464 | 12379.351 | 13679.238 | 14979.124 | 16279.011 | 16942.862 | 17606.712 | 18270.563 | 18934.414 | 19598.264
| 3 | Residential District Heat Demand | GWh | Ten Year Forecast | Electricity | Annual [Fiscal] | 2023: 140.833; 2024: 143.516; 2025: 191.075; 2026: 364.391; 2027: 546.408; 2028: 737.128; 2029: 936.55; 2030: 1117.846; 2031: 1342.077; 2032: 1566.308; 2033: 1790.539; 2034: 2014.77; 2035: 2239.001
| 5 | Residential Micro-generation | GWh | Hydrogen Evolution | Electricity | Annual [Fiscal] | 5460.301 | 6355.608 | 6936.925 | 7518.243 | 8099.56 | 8680.878 | 9262.195 | 11553.27 | 10424.83 | 11006.148 | 11587.465 | 12168.783 | 12750.1 | 13331.418 | 13912.735 | 14494.053 | 15075.37 | 15656.688 | 16238.005 | 16819.323 | 17400.64 | 17981.958 | 18563.275 | 19144.593 | 19725.91 | 20307.228 | 20888.545 | 21469.863
| 5 | Residential Micro-generation | GWh | Electric Engagement | Electricity | Annual [Fiscal] | 5460.301 | 6355.608 | 7414.429 | 8473.25 | 9532.071 | 10590.893 | 11649.714 | 12708.535 | 13767.356 | 14826.177 | 15884.999 | 16943.82 | 18002.641 | 19061.462 | 20120.283 | 21179.105 | 22237.926 | 23296.747 | 24355.568 | 25414.389 | 26473.211 | 27532.032 | 28590.853 | 29649.674 | 30708.495 | 31767.317 | 32826.138 | 33884.959
| 5 | Residential Micro-generation | GWh | Falling Behind | Electricity | Annual [Fiscal] | 5460.301 | 6355.608 | 6772.584 | 7189.56 | 7606.536 | 8023.512 | 8440.488 | 8857.464 | 9274.44 | 9691.416 | 10108.392 | 10525.368 | 10942.344 | 11359.32 | 11776.296 | 12193.272 | 12610.248 | 13027.224 | 13444.2 | 13861.176 | 14278.152 | 14695.128 | 15112.104 | 15529.08 | 15946.056 | 16363.032 | 16780.008 | 17196.984
| 5 | Residential Micro-generation | GWh | Holistic Transition | Electricity | Annual [Fiscal] | 5460.301 | 6355.608 | 7249.128 | 8142.648 | 9036.168 | 9929.688 | 10823.208 | 11716.728 | 12610.248 | 13503.768 | 14397.288 | 15290.808 | 16184.328 | 17077.848 | 17971.368 | 18864.888 | 19758.408 | 20651.928 | 21545.448 | 22438.968 | 23332.488 | 24226.008 | 25119.528 | 26013.048 | 26906.568 | 27800.088 | 28693.608 | 29587.128
| 5 | Residential Micro-generation | GWh | Ten Year Forecast | Electricity | Annual [Fiscal] | 2023: 5460.301; 2024: 6355.608; 2025: 6807.474; 2026: 7259.339; 2027: 7711.205; 2028: 8165.699; 2029: 8620.193; 2030: 9074.687; 2031: 9518.669; 2032: 9970.534; 2033: 10422.4; 2034: 10874.266; 2035: 11326.132
| 2 | GBFES Customer Demand: Total Industrial (Electrolysis & District Heat included) | GWh | Hydrogen Evolution | Electricity | Annual [Fiscal] | 72899.624 | 74480.855 | 75084.388 | 75854.797 | 76639.883 | 78902.473 | 80076.032 | 82315.837 | 83339.833 | 95299.032 | 102118.729 | 117105.955 | 146051.043 | 165915.432 | 169309.438 | 175708.903 | 187668.55 | 194490.995 | 214965.069 | 230666.647 | 251978.241 | 269752.217 | 272843.57 | 279653.165 | 294688.614 | 295575.466 | 306894.401 | 301091.765
| 2 | GBFES Customer Demand: Total Industrial (Electrolysis & District Heat included) | GWh | Electric Engagement | Electricity | Annual [Fiscal] | 72899.624 | 74480.855 | 74935.853 | 75769.013 | 77722.557 | 80798.523 | 84333.737 | 88947.979 | 93716.101 | 97733.363 | 102145.943 | 108067.69 | 115905.634 | 125123.54 | 144487.819 | 154290.637 | 160023.57 | 170055.251 | 178325.456 | 187795.924 | 193868.79 | 194117.61 | 195635.999 | 198048.914 | 203574.248 | 210046.456 | 212310.538 | 213125.753
| 2 | GBFES Customer Demand: Total Industrial (Electrolysis & District Heat included) | GWh | Falling Behind | Electricity | Annual [Fiscal] | 72899.624 | 74480.855 | 75803.353 | 76633.107 | 77488.781 | 78719.101 | 79840.392 | 80635.249 | 81544.566 | 82388.834 | 83335.334 | 84447.93 | 85852.507 | 87334.734 | 89440.925 | 90576.351 | 92646.495 | 95000.855 | 96862.993 | 98041.627 | 99224.273 | 101222.085 | 102976.565 | 105062.509 | 107303.982 | 110003.353 | 112314.139 | 114278.522
| 2 | GBFES Customer Demand: Total Industrial (Electrolysis & District Heat included) | GWh | Holistic Transition | Electricity | Annual [Fiscal] | 72899.624 | 74480.855 | 74772.781 | 75627.591 | 78244.91 | 83456.365 | 86161.74 | 88940.809 | 93025.156 | 96370.147 | 100021.814 | 103322.793 | 109728.408 | 117235.989 | 124477.038 | 130395.48 | 134730.451 | 144737.769 | 147441.33 | 152140.608 | 158162.559 | 161200.835 | 170206.709 | 178579.726 | 183707.961 | 188551.468 | 193449.009 | 193256.119
| 2 | GBFES Customer Demand: Total Industrial (Electrolysis & District Heat included) | GWh | Ten Year Forecast | Electricity | Annual [Fiscal] | 2023: 72899.624; 2024: 74480.855; 2025: 75882.437; 2026: 76768.014; 2027: 77935.85; 2028: 80378.651; 2029: 82662.662; 2030: 84228.776; 2031: 86760.75; 2032: 90722.596; 2033: 95103.257; 2034: 98084.902; 2035: 100180.306
| 3 | GBFES Customer Demand: Networked Electrolysis | GWh | Hydrogen Evolution | Electricity | Annual [Fiscal] | 30 | 60 | 40 | 330 | 490 | 1810 | 2260 | 3860 | 3920 | 14920 | 20750 | 34610 | 62160 | 80280 | 82220 | 87460 | 98250 | 103780 | 124130 | 139830 | 161110 | 178880 | 182020 | 188900 | 204070 | 204810 | 216180 | 210240
| 3 | GBFES Customer Demand: Networked Electrolysis | GWh | Electric Engagement | Electricity | Annual [Fiscal] | 30 | 60 | 40 | 170 | 290 | 1080 | 1910 | 3580 | 5070 | 5360 | 5500 | 5730 | 7360 | 11060 | 26120 | 32620 | 35440 | 42690 | 49950 | 58890 | 64350 | 64050 | 65360 | 67550 | 72860 | 79130 | 81230 | 81910
| 3 | GBFES Customer Demand: Networked Electrolysis | GWh | Falling Behind | Electricity | Annual [Fiscal] | 30 | 60 | 10 | 170 | 230 | 350 | 530 | 530 | 540 | 570 | 890 | 1520 | 2340 | 3100 | 4550 | 5010 | 6030 | 6940 | 8150 | 8630 | 8760 | 9590 | 10360 | 11340 | 12320 | 13570 | 14550 | 15210
| 3 | GBFES Customer Demand: Networked Electrolysis | GWh | Holistic Transition | Electricity | Annual [Fiscal] | 30 | 60 | 40 | 170 | 420 | 2930 | 3310 | 3830 | 5460 | 6290 | 7550 | 8280 | 11970 | 16630 | 21980 | 27600 | 31300 | 40340 | 42980 | 47770 | 53710 | 56640 | 65790 | 74250 | 79390 | 84120 | 88970 | 88710
| 3 | GBFES Customer Demand: Networked Electrolysis | GWh | Ten Year Forecast | Electricity | Annual [Fiscal] | 2023: 30; 2024: 60; 2025: 40; 2026: 150; 2027: 350; 2028: 1680; 2029: 2830; 2030: 3390; 2031: 4610; 2032: 7050; 2033: 10130; 2034: 11860; 2035: 12900
| 3 | GBFES Customer Demand: Total Industrial (Excluding Electrolysis) | GWh | Hydrogen Evolution | Electricity | Annual [Fiscal] | 72869.624 | 74420.855 | 75044.388 | 75524.797 | 76149.883 | 77092.473 | 77816.032 | 78455.837 | 79419.833 | 80379.032 | 81368.729 | 82495.955 | 83891.043 | 85635.432 | 87089.438 | 88248.903 | 89418.55 | 90710.995 | 90835.069 | 90836.647 | 90868.241 | 90872.217 | 90823.57 | 90753.165 | 90618.614 | 90765.466 | 90714.401 | 90851.765
| 3 | GBFES Customer Demand: Total Industrial (Excluding Electrolysis) | GWh | Electric Engagement | Electricity | Annual [Fiscal] | 72869.624 | 74420.855 | 74895.853 | 75599.013 | 77432.557 | 79718.523 | 82423.737 | 85367.979 | 88646.101 | 92373.363 | 96645.943 | 102337.69 | 108545.634 | 114063.54 | 118367.819 | 121670.637 | 124583.57 | 127365.251 | 128375.456 | 128905.924 | 129518.79 | 130067.61 | 130275.999 | 130498.914 | 130714.248 | 130916.456 | 131080.538 | 131215.753
| 3 | GBFES Customer Demand: Total Industrial (Excluding Electrolysis) | GWh | Falling Behind | Electricity | Annual [Fiscal] | 72869.624 | 74420.855 | 75793.353 | 76463.107 | 77258.781 | 78369.101 | 79310.392 | 80105.249 | 81004.566 | 81818.834 | 82445.334 | 82927.93 | 83512.507 | 84234.734 | 84890.925 | 85566.351 | 86616.495 | 88060.855 | 88712.993 | 89411.627 | 90464.273 | 91632.085 | 92616.565 | 93722.509 | 94983.982 | 96433.353 | 97764.139 | 99068.522
| 3 | GBFES Customer Demand: Total Industrial (Excluding Electrolysis) | GWh | Holistic Transition | Electricity | Annual [Fiscal] | 72869.624 | 74420.855 | 74732.781 | 75457.591 | 77824.91 | 80526.365 | 82851.74 | 85110.809 | 87565.156 | 90080.147 | 92471.814 | 95042.793 | 97758.408 | 100605.989 | 102497.038 | 102795.48 | 103430.451 | 104397.769 | 104461.33 | 104370.608 | 104452.559 | 104560.835 | 104416.709 | 104329.726 | 104317.961 | 104431.468 | 104479.009 | 104546.119
| 3 | GBFES Customer Demand: Total Industrial (Excluding Electrolysis) | GWh | Ten Year Forecast | Electricity | Annual [Fiscal] | 2023: 72869.624; 2024: 74420.855; 2025: 75842.437; 2026: 76618.014; 2027: 77585.85; 2028: 78698.651; 2029: 79832.662; 2030: 80838.776; 2031: 82150.75; 2032: 83672.596; 2033: 84973.257; 2034: 86224.902; 2035: 87280.306
| 2 | GBFES Customer Demand: Underlying Commercial including unmetered demand | GWh | Hydrogen Evolution | Electricity | Annual [Fiscal] | 87125.352 | 90929.592 | 93832.37 | 96133.21 | 99026.978 | 102436.263 | 107067.557 | 113738.679 | 118876.125 | 126085.806 | 133139.771 | 140292.765 | 147896.068 | 156605.323 | 165325.119 | 173923.217 | 182335.901 | 190698.868 | 198788.686 | 206542.334 | 213566.236 | 218619.989 | 223042.302 | 227149.213 | 230937.929 | 234150.296 | 237538.462 | 241186.647
| 2 | GBFES Customer Demand: Underlying Commercial including unmetered demand | GWh | Electric Engagement | Electricity | Annual [Fiscal] | 87125.352 | 90929.592 | 92794.238 | 95246.864 | 98796.133 | 103230.078 | 109792.954 | 116153.853 | 123361.912 | 131837.745 | 140243.962 | 148919.01 | 158344.922 | 169647.426 | 181308.183 | 193293.966 | 205552.25 | 216929.412 | 227461.287 | 236550.968 | 244876.482 | 252308.167 | 259048.427 | 264733.253 | 268808.377 | 272429.632 | 276067.355 | 279744.36
| 2 | GBFES Customer Demand: Underlying Commercial including unmetered demand | GWh | Falling Behind | Electricity | Annual [Fiscal] | 87125.352 | 90929.592 | 93700.983 | 95319.897 | 97230.884 | 99291.398 | 102839.334 | 106853.052 | 111576.037 | 116584.724 | 121725.324 | 127012.306 | 132280.492 | 137615.766 | 142849.012 | 148318.298 | 153946.384 | 159807.023 | 165520.533 | 170859.215 | 176050.174 | 181689.256 | 188619.231 | 193990.544 | 198996.735 | 203857.038 | 208463.703 | 213269.832
| 2 | GBFES Customer Demand: Underlying Commercial including unmetered demand | GWh | Holistic Transition | Electricity | Annual [Fiscal] | 87125.352 | 90929.592 | 93036.061 | 95613.985 | 98903.102 | 102621.71 | 107781.671 | 113808.114 | 120638.473 | 128534.625 | 136390.723 | 144476.878 | 152731.841 | 162835.741 | 173201.837 | 183825.662 | 194470.659 | 204238.702 | 213103.173 | 221215.109 | 228440.442 | 234888.445 | 240507.958 | 245138.755 | 248397.468 | 251311.539 | 254234.973 | 257154.114
| 2 | GBFES Customer Demand: Underlying Commercial including unmetered demand | GWh | Ten Year Forecast | Electricity | Annual [Fiscal] | 2023: 87125.352; 2024: 90929.592; 2025: 91849.703; 2026: 93236.241; 2027: 95620.693; 2028: 99028.58; 2029: 104648.944; 2030: 110422.17; 2031: 116861.628; 2032: 123914.939; 2033: 130243.905; 2034: 135143.06; 2035: 140268.332
| 3 | Commercial Micro-generation | GWh | Hydrogen Evolution | Electricity | Annual [Fiscal] | 3441.85 | 3467.458 | 3489.036 | 3505.372 | 3521.709 | 3540.116 | 3558.523 | 4840.805 | 3548.214 | 3568.062 | 3589.855 | 3612.451 | 3634.866 | 3661.459 | 3687.034 | 3713.225 | 3738.905 | 3763.443 | 3789.306 | 3810.202 | 3825.961 | 3837.04 | 3845.518 | 3849.098 | 3846.201 | 3842.833 | 3835.708 | 3884.673
| 3 | Commercial Micro-generation | GWh | Electric Engagement | Electricity | Annual [Fiscal] | 3441.85 | 3467.458 | 3508.453 | 3549.447 | 3590.442 | 3631.436 | 3672.431 | 3713.425 | 3754.42 | 3795.414 | 3836.409 | 3877.403 | 3918.398 | 3959.392 | 4000.387 | 4041.381 | 4082.376 | 4123.37 | 4164.365 | 4205.359 | 4246.354 | 4287.348 | 4328.343 | 4369.337 | 4410.332 | 4451.326 | 4492.321 | 4533.316
| 3 | Commercial Micro-generation | GWh | Falling Behind | Electricity | Annual [Fiscal] | 3441.85 | 3467.458 | 3493.169 | 3518.879 | 3544.59 | 3570.3 | 3596.011 | 3621.721 | 3647.431 | 3673.142 | 3698.852 | 3724.563 | 3750.273 | 3775.984 | 3801.694 | 3827.405 | 3853.115 | 3878.825 | 3904.536 | 3930.246 | 3955.957 | 3981.667 | 4007.378 | 4033.088 | 4058.798 | 4084.509 | 4110.219 | 4135.93
| 3 | Commercial Micro-generation | GWh | Holistic Transition | Electricity | Annual [Fiscal] | 3441.85 | 3467.458 | 3490.106 | 3512.753 | 3535.4 | 3558.048 | 3608.078 | 3662.672 | 3723.655 | 3794.223 | 3880.764 | 3999.251 | 3719.69 | 3770.47 | 3821.251 | 3872.031 | 3922.812 | 3973.592 | 4024.373 | 4075.153 | 4125.934 | 4176.714 | 4227.495 | 4278.275 | 4329.056 | 4379.837 | 4430.617 | 4481.398
| 3 | Commercial Micro-generation | GWh | Ten Year Forecast | Electricity | Annual [Fiscal] | 2023: 3441.85; 2024: 3467.458; 2025: 3502.969; 2026: 3538.48; 2027: 3573.991; 2028: 3609.501; 2029: 3645.012; 2030: 3680.523; 2031: 3716.034; 2032: 3751.545; 2033: 3787.055; 2034: 3822.566; 2035: 3858.077
| 3 | GBFES Customer Demand: Commercial electricity demand at the meter | GWh | Hydrogen Evolution | Electricity | Annual [Fiscal] | 83683.502 | 87462.133 | 90343.334 | 92627.838 | 95505.269 | 98896.147 | 103509.034 | 108897.873 | 115327.91 | 122517.744 | 129549.916 | 136680.314 | 144261.202 | 152943.864 | 161638.085 | 170209.992 | 178596.996 | 186935.425 | 194999.38 | 202732.132 | 209740.275 | 214782.949 | 219196.785 | 223300.115 | 227091.728 | 230307.463 | 233702.754 | 237301.974
| 3 | GBFES Customer Demand: Commercial electricity demand at the meter | GWh | Electric Engagement | Electricity | Annual [Fiscal] | 83683.502 | 87462.133 | 89285.785 | 91697.417 | 95205.691 | 99598.641 | 106120.523 | 112440.427 | 119607.492 | 128042.331 | 136407.553 | 145041.606 | 154426.524 | 165688.034 | 177307.796 | 189252.584 | 201469.874 | 212806.042 | 223296.922 | 232345.608 | 240630.128 | 248020.819 | 254720.084 | 260363.916 | 264398.045 | 267978.305 | 271575.034 | 275211.045
| 3 | GBFES Customer Demand: Commercial electricity demand at the meter | GWh | Falling Behind | Electricity | Annual [Fiscal] | 83683.502 | 87462.133 | 90207.814 | 91801.017 | 93686.295 | 95721.098 | 99243.323 | 103231.331 | 107928.605 | 112911.582 | 118026.472 | 123287.743 | 128530.219 | 133839.783 | 139047.318 | 144490.893 | 150093.269 | 155928.197 | 161615.997 | 166928.969 | 172094.217 | 177707.589 | 184611.854 | 189957.456 | 194937.936 | 199772.529 | 204353.484 | 209133.902
| 3 | GBFES Customer Demand: Commercial electricity demand at the meter | GWh | Holistic Transition | Electricity | Annual [Fiscal] | 83683.502 | 87462.133 | 89545.955 | 92101.232 | 95367.701 | 99063.662 | 104173.593 | 110145.442 | 116914.817 | 124740.402 | 132509.959 | 140477.627 | 149012.152 | 159065.271 | 169380.586 | 179953.631 | 190547.847 | 200265.11 | 209078.8 | 217139.955 | 224314.508 | 230711.731 | 236280.463 | 240860.48 | 244068.412 | 246931.702 | 249804.356 | 252672.716
| 3 | GBFES Customer Demand: Commercial electricity demand at the meter | GWh | Ten Year Forecast | Electricity | Annual [Fiscal] | 2023: 83683.502; 2024: 87462.133; 2025: 88346.734; 2026: 89697.761; 2027: 92046.703; 2028: 95419.079; 2029: 101003.932; 2030: 106741.647; 2031: 113145.594; 2032: 120163.395; 2033: 126456.849; 2034: 131320.494; 2035: 136410.255
| 4 | Commercial electricity demand at the meter with EVs deducted | GWh | Hydrogen Evolution | Electricity | Annual [Fiscal] | 82434.935 | 85710.869 | 87635.034 | 88866.838 | 90413.969 | 92135.647 | 94668.634 | 97481.673 | 100850.11 | 104610.844 | 107937.016 | 111062.614 | 114318.502 | 118822.464 | 123249.885 | 127650.992 | 132148.696 | 136594.625 | 140960.38 | 145164.432 | 149229.475 | 152984.249 | 156371.485 | 159446.415 | 162367.628 | 165271.663 | 168256.654 | 171288.574
| 4 | Commercial electricity demand at the meter with EVs deducted | GWh | Electric Engagement | Electricity | Annual [Fiscal] | 82434.935 | 85710.869 | 86570.885 | 87923.617 | 90091.591 | 92798.741 | 97215.423 | 100923.627 | 104945.892 | 109752.231 | 114137.253 | 118402.006 | 123022.124 | 129431.634 | 135797.896 | 142064.684 | 148323.274 | 154315.842 | 159949.722 | 165197.708 | 170138.428 | 174688.119 | 178939.184 | 182782.016 | 186540.445 | 190251.405 | 194020.234 | 197833.245
| 4 | Commercial electricity demand at the meter with EVs deducted | GWh | Falling Behind | Electricity | Annual [Fiscal] | 82434.935 | 85710.869 | 87966.114 | 88881.017 | 89956.395 | 91024.898 | 93404.423 | 96051.131 | 99182.705 | 102356.882 | 105400.272 | 108297.943 | 110847.119 | 113130.683 | 115103.518 | 117153.293 | 119201.869 | 121270.697 | 123271.397 | 125299.969 | 127459.417 | 129436.589 | 131007.554 | 132414.956 | 133853.336 | 135184.929 | 136281.084 | 137590.902
| 4 | Commercial electricity demand at the meter with EVs deducted | GWh | Holistic Transition | Electricity | Annual [Fiscal] | 82434.935 | 85710.869 | 86814.955 | 88302.932 | 90222.801 | 92231.162 | 95244.393 | 98633.542 | 102331.517 | 106685.902 | 110695.859 | 114589.427 | 118747.952 | 124405.771 | 130000.286 | 135547.931 | 141009.647 | 146272.71 | 151319.7 | 156035.655 | 160406.608 | 164310.931 | 167663.963 | 170779.28 | 174105.512 | 177396.802 | 180754.256 | 184146.716
| 4 | Commercial electricity demand at the meter with EVs deducted | GWh | Ten Year Forecast | Electricity | Annual [Fiscal] | 2023: 82434.935; 2024: 85710.869; 2025: 85966.334; 2026: 86523.761; 2027: 87894.103; 2028: 90060.979; 2029: 94165.932; 2030: 98088.247; 2031: 102289.894; 2032: 106666.295; 2033: 109870.649; 2034: 111250.294; 2035: 112491.955
| 4 | Commercial Electric Vehicles Demand (EVs) | GWh | Hydrogen Evolution | Electricity | Annual [Fiscal] | 1248.567 | 1751.264 | 2708.3 | 3761 | 5091.3 | 6760.5 | 8840.4 | 11416.2 | 14477.8 | 17906.9 | 21612.9 | 25617.7 | 29942.7 | 34121.4 | 38388.2 | 42559 | 46448.3 | 50340.8 | 54039 | 57567.7 | 60510.8 | 61798.7 | 62825.3 | 63853.7 | 64724.1 | 65035.8 | 65446.1 | 66013.4
| 4 | Commercial Electric Vehicles Demand (EVs) | GWh | Electric Engagement | Electricity | Annual [Fiscal] | 1248.567 | 1751.264 | 2714.9 | 3773.8 | 5114.1 | 6799.9 | 8905.1 | 11516.8 | 14661.6 | 18290.1 | 22270.3 | 26639.6 | 31404.4 | 36256.4 | 41509.9 | 47187.9 | 53146.6 | 58490.2 | 63347.2 | 67147.9 | 70491.7 | 73332.7 | 75780.9 | 77581.9 | 77857.6 | 77726.9 | 77554.8 | 77377.8
| 4 | Commercial Electric Vehicles Demand (EVs) | GWh | Falling Behind | Electricity | Annual [Fiscal] | 1248.567 | 1751.264 | 2241.7 | 2920 | 3729.9 | 4696.2 | 5838.9 | 7180.2 | 8745.9 | 10554.7 | 12626.2 | 14989.8 | 17683.1 | 20709.1 | 23943.8 | 27337.6 | 30891.4 | 34657.5 | 38344.6 | 41629 | 44634.8 | 48271 | 53604.3 | 57542.5 | 61084.6 | 64587.6 | 68072.4 | 71543
| 4 | Commercial Electric Vehicles Demand (EVs) | GWh | Holistic Transition | Electricity | Annual [Fiscal] | 1248.567 | 1751.264 | 2731 | 3798.3 | 5144.9 | 6832.5 | 8929.2 | 11511.9 | 14583.3 | 18054.5 | 21814.1 | 25888.2 | 30264.2 | 34659.5 | 39380.3 | 44405.7 | 49538.2 | 53992.4 | 57759.1 | 61104.3 | 63907.9 | 66400.8 | 68616.5 | 70081.2 | 69962.9 | 69534.9 | 69050.1 | 68526
| 4 | Commercial Electric Vehicles Demand (EVs) | GWh | Ten Year Forecast | Electricity | Annual [Fiscal] | 2023: 1248.567; 2024: 1751.264; 2025: 2380.4; 2026: 3174; 2027: 4152.6; 2028: 5358.1; 2029: 6838; 2030: 8653.4; 2031: 10855.7; 2032: 13497.1; 2033: 16586.2; 2034: 20070.2; 2035: 23918.3
| 2 | GBFES System Losses: Transmission | GWh | Hydrogen Evolution | Electricity | Annual [Fiscal] | 6225.66 | 5894.558 | 5922.537 | 5996.836 | 6073.624 | 6208.944 | 6377.963 | 6567.31 | 6847.021 | 7165.337 | 7504.131 | 7839.781 | 8197.74 | 8670.738 | 9131.397 | 9548.783 | 9932.378 | 10321.505 | 10656.854 | 10958.41 | 11242.084 | 11487.654 | 11688.224 | 11870.277 | 12041.846 | 12218.647 | 12384.252 | 12559.6
| 2 | GBFES System Losses: Transmission | GWh | Electric Engagement | Electricity | Annual [Fiscal] | 6225.66 | 5894.558 | 5867.114 | 5930.399 | 6040.445 | 6222.346 | 6480.93 | 6743.414 | 7099.978 | 7521.732 | 7982.627 | 8473.175 | 9004.167 | 9700.346 | 10359.455 | 10966.174 | 11528.978 | 12059.698 | 12512.71 | 12920.635 | 13290.617 | 13614.243 | 13895.934 | 14154.629 | 14365.21 | 14571.441 | 14766.084 | 14958.876
| 2 | GBFES System Losses: Transmission | GWh | Falling Behind | Electricity | Annual [Fiscal] | 6225.66 | 5894.558 | 6011.974 | 6072.102 | 6159.73 | 6282.29 | 6465.322 | 6632.165 | 6824.306 | 7032.178 | 7250.948 | 7471.38 | 7696.039 | 7953.698 | 8216.596 | 8479.308 | 8751.757 | 9068.606 | 9431.437 | 9771.316 | 10080.921 | 10377.462 | 10681.717 | 10937.237 | 11166.716 | 11403.58 | 11640.345 | 11892.271
| 2 | GBFES System Losses: Transmission | GWh | Holistic Transition | Electricity | Annual [Fiscal] | 6225.66 | 5894.558 | 5862.016 | 5888.427 | 5992.496 | 6149.439 | 6350.369 | 6598.367 | 6907.924 | 7259.067 | 7641.719 | 8034.179 | 8478.417 | 9003.488 | 9504.611 | 9946.859 | 10358.084 | 10741.484 | 11076.951 | 11378.838 | 11631.716 | 11852.732 | 12047.521 | 12221.834 | 12376.209 | 12524.437 | 12660.399 | 12784.107
| 2 | GBFES System Losses: Transmission | GWh | Ten Year Forecast | Electricity | Annual [Fiscal] | 2023: 6225.66; 2024: 5894.558; 2025: 5926.229; 2026: 5970.572; 2027: 6058.517; 2028: 6216.231; 2029: 6438.17; 2030: 6653.393; 2031: 6914.795; 2032: 7211.673; 2033: 7501.321; 2034: 7737.017; 2035: 7979.443
| 2 | GBFES System Losses: Distribution | GWh | Hydrogen Evolution | Electricity | Annual [Fiscal] | 16351.486 | 16975.048 | 17151.175 | 17341.311 | 17627.575 | 18019.933 | 18548.557 | 19174.27 | 19952.711 | 20802.691 | 21682.446 | 22591.373 | 23519.953 | 24711.703 | 25836.418 | 26882.684 | 27867.102 | 28866.727 | 29723.073 | 30514.318 | 31255.906 | 31907.214 | 32458.493 | 32950.894 | 33396.286 | 33797.908 | 34175.418 | 34590.096
| 2 | GBFES System Losses: Distribution | GWh | Electric Engagement | Electricity | Annual [Fiscal] | 16351.486 | 16975.048 | 17050.027 | 17264.741 | 17673.377 | 18222.557 | 19009.498 | 19851.538 | 20842.761 | 21982.583 | 23203.212 | 24533.632 | 25922.899 | 27694.399 | 29357.554 | 30919.194 | 32409.562 | 33833.499 | 35041.989 | 36156.561 | 37172.389 | 38081.508 | 38883.437 | 39555.03 | 40094.108 | 40556.078 | 41008.045 | 41468.683
| 2 | GBFES System Losses: Distribution | GWh | Falling Behind | Electricity | Annual [Fiscal] | 16351.486 | 16975.048 | 17259.212 | 17406.581 | 17615.021 | 17902.377 | 18329.658 | 18763.903 | 19282.725 | 19844.22 | 20424.872 | 21014.954 | 21616.929 | 22266.449 | 22904.771 | 23555.416 | 24236.843 | 25037.503 | 25940.72 | 26776.936 | 27539.859 | 28273.673 | 29038.187 | 29682.975 | 30261.052 | 30838.66 | 31395.935 | 31974.845
| 2 | GBFES System Losses: Distribution | GWh | Holistic Transition | Electricity | Annual [Fiscal] | 16351.486 | 16975.048 | 17002.241 | 17203.582 | 17607.457 | 18119.278 | 18772.624 | 19512.631 | 20407.083 | 21419.742 | 22473.088 | 23554.387 | 24671.519 | 26080.85 | 27400.841 | 28580.32 | 29722.094 | 30834.624 | 31799.201 | 32680.887 | 33442.612 | 34125.497 | 34702.25 | 35148.583 | 35491.822 | 35786.872 | 36068.427 | 36345.581
| 2 | GBFES System Losses: Distribution | GWh | Ten Year Forecast | Electricity | Annual [Fiscal] | 2023: 16351.486; 2024: 16975.048; 2025: 17069.689; 2026: 17205.431; 2027: 17459.674; 2028: 17839.899; 2029: 18425.52; 2030: 19022.172; 2031: 19713.474; 2032: 20466.22; 2033: 21175.628; 2034: 21787.901; 2035: 22403.415
| 2 | GBFES Customer Demand: Direct Transmission Customers | GWh | Hydrogen Evolution | Electricity | Annual [Fiscal] | 1886 | 1616 | 2440.54 | 3057.08 | 3674.62 | 4292.16 | 4908.7 | 4942.7 | 4851.87 | 4760.04 | 4669.21 | 4661.6 | 4321.11 | 3979.62 | 3639.13 | 3298.64 | 2958.15 | 2784.1 | 2759.846 | 2735.592 | 2711.338 | 2687.084 | 2662.83 | 2638.576 | 2614.322 | 2640 | 2674 | 2708
| 2 | GBFES Customer Demand: Direct Transmission Customers | GWh | Electric Engagement | Electricity | Annual [Fiscal] | 1886 | 1616 | 2440.54 | 3057.08 | 3674.62 | 4292.16 | 4908.7 | 4942.7 | 4851.87 | 4760.04 | 4669.21 | 4661.6 | 4321.11 | 3979.62 | 3639.13 | 3298.64 | 2958.15 | 2784.1 | 2759.846 | 2735.592 | 2711.338 | 2687.084 | 2662.83 | 2638.576 | 2614.322 | 2640 | 2674 | 2708
| 2 | GBFES Customer Demand: Direct Transmission Customers | GWh | Falling Behind | Electricity | Annual [Fiscal] | 1886 | 1616 | 2440.54 | 3057.08 | 3674.62 | 4292.16 | 4908.7 | 4942.7 | 4851.87 | 4760.04 | 4669.21 | 4661.6 | 4321.11 | 3979.62 | 3639.13 | 3298.64 | 2958.15 | 2784.1 | 2759.846 | 2735.592 | 2711.338 | 2687.084 | 2662.83 | 2638.576 | 2614.322 | 2640 | 2674 | 2708
| 2 | GBFES Customer Demand: Direct Transmission Customers | GWh | Holistic Transition | Electricity | Annual [Fiscal] | 1886 | 1616 | 2440.54 | 3057.08 | 3674.62 | 4292.16 | 4908.7 | 4942.7 | 4851.87 | 4760.04 | 4669.21 | 4661.6 | 4321.11 | 3979.62 | 3639.13 | 3298.64 | 2958.15 | 2784.1 | 2759.846 | 2735.592 | 2711.338 | 2687.084 | 2662.83 | 2638.576 | 2614.322 | 2640 | 2674 | 2708
| 2 | GBFES Customer Demand: Direct Transmission Customers | GWh | Ten Year Forecast | Electricity | Annual [Fiscal] | 2023: 1886; 2024: 1616; 2025: 2440.54; 2026: 3057.08; 2027: 3674.62; 2028: 4292.16; 2029: 4908.7; 2030: 4942.7; 2031: 4851.87; 2032: 4760.04; 2033: 4669.21; 2034: 4661.6; 2035: 4321.11
| 5 | I&C Rail Traction Demand | GWh | Hydrogen Evolution | Electricity | Annual [Fiscal] | 4763.104 | 4829.744 | 4957.599 | 5061.309 | 5167.189 | 5275.284 | 5385.641 | 5498.305 | 5613.327 | 5730.755 | 5850.639 | 5973.032 | 6097.985 | 6225.551 | 6355.787 | 6488.746 | 6624.488 | 6763.069 | 6904.548 | 7048.988 | 7196.449 | 7346.995 | 7500.691 | 7657.601 | 7817.794 | 7981.339 | 8148.304 | 8318.762
| 5 | I&C Rail Traction Demand | GWh | Electric Engagement | Electricity | Annual [Fiscal] | 4763.104 | 4829.744 | 4979.155 | 5100.79 | 5225.397 | 5353.047 | 5483.816 | 5617.78 | 5755.016 | 5895.604 | 6039.627 | 6187.168 | 6338.314 | 6493.152 | 6651.772 | 6814.267 | 6980.732 | 7151.264 | 7325.961 | 7504.926 | 7688.263 | 7876.078 | 8068.482 | 8265.586 | 8467.505 | 8674.356 | 8886.261 | 9103.342
| 5 | I&C Rail Traction Demand | GWh | Falling Behind | Electricity | Annual [Fiscal] | 4763.104 | 4829.744 | 4890.725 | 4939.632 | 4989.028 | 5038.919 | 5089.308 | 5140.201 | 5191.603 | 5243.519 | 5295.954 | 5348.914 | 5402.403 | 5456.427 | 5510.991 | 5566.101 | 5621.762 | 5677.98 | 5734.759 | 5792.107 | 5850.028 | 5908.528 | 5967.614 | 6027.29 | 6087.563 | 6148.438 | 6209.923 | 6272.022
| 5 | I&C Rail Traction Demand | GWh | Holistic Transition | Electricity | Annual [Fiscal] | 4763.104 | 4829.744 | 5009.655 | 5156.867 | 5308.406 | 5464.397 | 5624.972 | 5790.266 | 5960.418 | 6135.569 | 6315.867 | 6501.463 | 6692.514 | 6889.178 | 7091.622 | 7300.014 | 7514.531 | 7735.351 | 7962.66 | 8196.648 | 8437.513 | 8685.455 | 8940.684 | 9203.412 | 9473.861 | 9752.258 | 10038.835 | 10333.834
| 5 | I&C Rail Traction Demand | GWh | Ten Year Forecast | Electricity | Annual [Fiscal] | 2023: 4763.104; 2024: 4829.744; 2025: 4945.822; 2026: 5039.792; 2027: 5135.548; 2028: 5233.124; 2029: 5332.553; 2030: 5433.872; 2031: 5537.115; 2032: 5642.32; 2033: 5749.524; 2034: 5858.765; 2035: 5970.082
| 5 | Data Centre Demand | GWh | Hydrogen Evolution | Electricity | Annual [Fiscal] | 7400 | 7538 | 8651 | 9735 | 11241 | 13111 | 15318 | 17700 | 20220 | 22914 | 25312 | 27490 | 29529 | 31382 | 33159 | 34804 | 36495 | 38132 | 39705 | 41216 | 42709 | 44132 | 45430 | 46664 | 47856 | 49012 | 50139 | 51242
| 5 | Data Centre Demand | GWh | Electric Engagement | Electricity | Annual [Fiscal] | 7400 | 7565 | 9343 | 10912 | 13090 | 15946 | 20807 | 24742 | 28332 | 31745 | 34872 | 37744 | 40665 | 43580 | 46498 | 49315 | 51996 | 54479 | 56831 | 58855 | 60678 | 62329 | 63884 | 65356 | 66757 | 68098 | 69352 | 70562
| 5 | Data Centre Demand | GWh | Falling Behind | Electricity | Annual [Fiscal] | 7400 | 7518 | 8014 | 8400 | 9387 | 10764 | 11941 | 13166 | 14482 | 15852 | 17489 | 18679 | 19734 | 20753 | 21669 | 22453 | 23195 | 23953 | 24696 | 25407 | 26070 | 26704 | 27357 | 27986 | 28594 | 29184 | 29766 | 30334
| 5 | Data Centre Demand | GWh | Holistic Transition | Electricity | Annual [Fiscal] | 7400 | 7565 | 9259 | 10864 | 13120 | 15950 | 19271 | 22791 | 25995 | 29059 | 31919 | 34529 | 37163 | 39782 | 42406 | 44953 | 47397 | 49678 | 51867 | 53796 | 55559 | 57165 | 58687 | 60136 | 61519 | 62845 | 64101 | 65317
| 5 | Data Centre Demand | GWh | Ten Year Forecast | Electricity | Annual [Fiscal] | 2023: 7400; 2024: 7738; 2025: 8129; 2026: 8929; 2027: 10460; 2028: 13108; 2029: 16593; 2030: 20099; 2031: 23343; 2032: 26600; 2033: 29355; 2034: 31427; 2035: 33211
| 1 | GBFES Peak Customer Demand: Total Consumption plus Losses | GW | Hydrogen Evolution | Electricity | Peak | 57.464 | 58.339 | 58.54 | 58.74 | 59.317 | 60.287 | 61.621 | 63.572 | 65.881 | 68.32 | 70.975 | 73.906 | 76.889 | 81.063 | 85.327 | 89.52 | 93.725 | 98.135 | 101.741 | 105.087 | 108.414 | 111.266 | 113.452 | 115.502 | 117.409 | 119.14 | 120.716 | 122.475
| 1 | GBFES Peak Customer Demand: Total Consumption plus Losses | GW | Electric Engagement | Electricity | Peak | 57.464 | 58.339 | 58.15 | 58.406 | 59.196 | 60.352 | 62.272 | 64.693 | 67.332 | 70.313 | 73.951 | 77.807 | 82.042 | 88.225 | 94.352 | 100.245 | 106.013 | 111.964 | 116.901 | 121.224 | 125.198 | 128.828 | 131.945 | 134.58 | 137.137 | 139.231 | 141.414 | 143.625
| 1 | GBFES Peak Customer Demand: Total Consumption plus Losses | GW | Falling Behind | Electricity | Peak | 57.464 | 58.339 | 59.206 | 59.505 | 59.991 | 60.766 | 62.066 | 63.397 | 64.946 | 66.515 | 68.206 | 69.977 | 71.732 | 73.581 | 75.37 | 77.232 | 79.324 | 82.127 | 85.79 | 89.298 | 92.345 | 95.336 | 97.99 | 100.018 | 101.899 | 103.642 | 105.297 | 107.059
| 1 | GBFES Peak Customer Demand: Total Consumption plus Losses | GW | Holistic Transition | Electricity | Peak | 57.464 | 58.339 | 58.153 | 58.101 | 58.727 | 59.397 | 60.526 | 62.09 | 63.972 | 66.288 | 68.827 | 71.495 | 74.341 | 79.068 | 83.568 | 87.935 | 92.158 | 96.508 | 100.069 | 103.403 | 106.546 | 109.237 | 111.468 | 113.366 | 115.152 | 116.858 | 118.423 | 120.05
| 1 | GBFES Peak Customer Demand: Total Consumption plus Losses | GW | Ten Year Forecast | Electricity | Peak | 2023: 57.464; 2024: 58.339; 2025: 58.809; 2026: 58.923; 2027: 59.403; 2028: 60.215; 2029: 61.735; 2030: 63.552; 2031: 65.261; 2032: 67.232; 2033: 68.965; 2034: 70.476; 2035: 71.914
| 2 | GBFES Peak System Demand: All Residential plus Losses (Smart EV Charging, no Micro-generation) | GW | Hydrogen Evolution | Electricity | Peak | 23.796 | 23.803 | 23.331 | 22.912 | 22.759 | 22.847 | 23.046 | 23.729 | 24.617 | 25.625 | 26.861 | 28.302 | 29.784 | 31.844 | 34.025 | 36.151 | 38.332 | 40.531 | 42.423 | 44.127 | 45.963 | 47.745 | 49.128 | 50.466 | 51.672 | 52.61 | 53.486 | 54.362
| 2 | GBFES Peak System Demand: All Residential plus Losses (Smart EV Charging, no Micro-generation) | GW | Electric Engagement | Electricity | Peak | 23.796 | 23.803 | 23.166 | 22.754 | 22.484 | 22.323 | 22.374 | 22.912 | 23.562 | 24.395 | 25.68 | 27.076 | 28.534 | 31.469 | 34.43 | 37.316 | 40.103 | 43.079 | 45.723 | 48.263 | 50.55 | 52.732 | 54.586 | 56.29 | 57.858 | 59.157 | 60.398 | 61.635
| 2 | GBFES Peak System Demand: All Residential plus Losses (Smart EV Charging, no Micro-generation) | GW | Falling Behind | Electricity | Peak | 23.796 | 23.803 | 23.72 | 23.514 | 23.409 | 23.48 | 23.721 | 24.013 | 24.453 | 24.923 | 25.596 | 26.288 | 26.984 | 27.665 | 28.357 | 28.999 | 29.804 | 31.222 | 33.714 | 36.042 | 37.911 | 39.512 | 40.884 | 41.845 | 42.739 | 43.487 | 44.242 | 45.091
| 2 | GBFES Peak System Demand: All Residential plus Losses (Smart EV Charging, no Micro-generation) | GW | Holistic Transition | Electricity | Peak | 23.796 | 23.803 | 23 | 22.218 | 21.755 | 21.283 | 20.875 | 20.749 | 20.97 | 21.461 | 22.297 | 23.276 | 24.411 | 26.636 | 28.894 | 31.174 | 33.335 | 35.644 | 37.673 | 39.586 | 41.51 | 43.215 | 44.675 | 45.874 | 47.048 | 47.981 | 48.849 | 49.637
| 2 | GBFES Peak System Demand: All Residential plus Losses (Smart EV Charging, no Micro-generation) | GW | Ten Year Forecast | Electricity | Peak | 2023: 23.796; 2024: 23.803; 2025: 23.42; 2026: 23.054; 2027: 22.797; 2028: 22.717; 2029: 22.848; 2030: 23.205; 2031: 23.506; 2032: 23.908; 2033: 24.269; 2034: 24.77; 2035: 25.229
| 3 | Residential Peak Sub Total (Appliances, Light) | GW | Hydrogen Evolution | Electricity | Peak | 18.516 | 18.316 | 17.584 | 17.029 | 16.556 | 16.147 | 15.833 | 15.6 | 15.388 | 15.204 | 15.053 | 14.905 | 14.739 | 14.571 | 14.4 | 14.237 | 14.078 | 14.014 | 14.006 | 14 | 13.993 | 13.993 | 14.002 | 14.014 | 14.027 | 14.04 | 14.067 | 14.114
| 3 | Residential Peak Sub Total (Appliances, Light) | GW | Electric Engagement | Electricity | Peak | 18.516 | 18.316 | 17.584 | 17.029 | 16.556 | 16.147 | 15.833 | 15.6 | 15.388 | 15.204 | 15.053 | 14.905 | 14.739 | 14.571 | 14.4 | 14.237 | 14.078 | 14.014 | 14.006 | 14 | 13.993 | 13.993 | 14.002 | 14.014 | 14.027 | 14.04 | 14.067 | 14.114
| 3 | Residential Peak Sub Total (Appliances, Light) | GW | Falling Behind | Electricity | Peak | 18.516 | 18.316 | 17.887 | 17.397 | 16.985 | 16.684 | 16.517 | 16.379 | 16.255 | 16.128 | 16.025 | 15.923 | 15.8 | 15.673 | 15.542 | 15.417 | 15.295 | 15.265 | 15.298 | 15.358 | 15.419 | 15.482 | 15.547 | 15.612 | 15.678 | 15.744 | 15.81 | 15.876
| 3 | Residential Peak Sub Total (Appliances, Light) | GW | Holistic Transition | Electricity | Peak | 18.516 | 18.316 | 17.469 | 16.847 | 16.285 | 15.831 | 15.481 | 15.164 | 14.907 | 14.68 | 14.485 | 14.293 | 14.09 | 13.891 | 13.697 | 13.516 | 13.339 | 13.243 | 13.196 | 13.151 | 13.106 | 13.064 | 13.025 | 12.99 | 12.963 | 12.935 | 12.908 | 12.88
| 3 | Residential Peak Sub Total (Appliances, Light) | GW | Ten Year Forecast | Electricity | Peak | 2023: 18.516; 2024: 18.316; 2025: 17.745; 2026: 17.232; 2027: 16.739; 2028: 16.392; 2029: 16.171; 2030: 15.994; 2031: 15.82; 2032: 15.649; 2033: 15.509; 2034: 15.37; 2035: 15.208
| 3 | Residential Peak Shifting (Smart/TOUTs effect) | GW | Hydrogen Evolution | Electricity | Peak | 0 | 0 | 0 | 0.034 | 0.044 | 0.056 | 0.073 | 0.094 | 0.155 | 0.197 | 0.246 | 0.305 | 0.376 | 0.557 | 0.654 | 0.746 | 0.835 | 0.921 | 1.067 | 1.117 | 1.153 | 1.151 | 1.151 | 1.151 | 1.151 | 1.15 | 1.151 | 1.154
| 3 | Residential Peak Shifting (Smart/TOUTs effect) | GW | Electric Engagement | Electricity | Peak | 0 | 0 | 0.044 | 0.088 | 0.227 | 0.293 | 0.376 | 0.469 | 0.576 | 0.846 | 0.982 | 1.109 | 1.216 | 1.299 | 1.359 | 1.398 | 1.414 | 1.407 | 1.407 | 1.405 | 1.404 | 1.402 | 1.401 | 1.401 | 1.401 | 1.401 | 1.402 | 1.405
| 3 | Residential Peak Shifting (Smart/TOUTs effect) | GW | Falling Behind | Electricity | Peak | 0 | 0 | 0 | 0 | 0 | 0 | 0.008 | 0.011 | 0.018 | 0.029 | 0.037 | 0.048 | 0.062 | 0.078 | 0.099 | 0.123 | 0.152 | 0.188 | 0.232 | 0.282 | 0.339 | 0.404 | 0.477 | 0.553 | 0.642 | 0.735 | 0.829 | 0.922
| 3 | Residential Peak Shifting (Smart/TOUTs effect) | GW | Holistic Transition | Electricity | Peak | 0 | 0 | 0.071 | 0.262 | 0.337 | 0.434 | 0.553 | 0.691 | 0.849 | 1.003 | 1.153 | 1.285 | 1.387 | 1.457 | 1.497 | 1.513 | 1.51 | 1.507 | 1.51 | 1.505 | 1.5 | 1.495 | 1.49 | 1.491 | 1.483 | 1.48 | 1.477 | 1.473
| 3 | Residential Peak Shifting (Smart/TOUTs effect) | GW | Ten Year Forecast | Electricity | Peak | 2023: 0; 2024: 0; 2025: 0; 2026: 0.038; 2027: 0.129; 2028: 0.127; 2029: 0.125; 2030: 0.123; 2031: 0.122; 2032: 0.121; 2033: 0.12; 2034: 0.119; 2035: 0.117
| 3 | Residential EVs at Peak | GW | Hydrogen Evolution | Electricity | Peak | 0.308 | 0.401 | 0.6 | 0.7 | 0.9 | 1.2 | 1.4 | 1.7 | 2 | 2.3 | 2.5 | 2.7 | 2.9 | 3.1 | 3.3 | 3.4 | 3.5 | 3.5 | 3.5 | 3.4 | 3.4 | 3.4 | 3.3 | 3.3 | 3.3 | 3.2 | 3.2 | 3.2
| 3 | Residential EVs at Peak | GW | Electric Engagement | Electricity | Peak | 0.308 | 0.401 | 0.5 | 0.6 | 0.8 | 0.9 | 1 | 1.2 | 1.3 | 1.5 | 1.6 | 1.7 | 1.8 | 2 | 2.2 | 2.3 | 2.3 | 2.4 | 2.4 | 2.5 | 2.5 | 2.5 | 2.5 | 2.5 | 2.5 | 2.5 | 2.5 | 2.5
| 3 | Residential EVs at Peak | GW | Falling Behind | Electricity | Peak | 0.308 | 0.401 | 0.5 | 0.7 | 0.9 | 1.1 | 1.3 | 1.5 | 1.8 | 2 | 2.3 | 2.6 | 2.9 | 3.2 | 3.5 | 3.7 | 3.9 | 4.1 | 4.2 | 4.3 | 4.3 | 4.3 | 4.3 | 4.2 | 4.2 | 4.1 | 4 | 4
| 3 | Residential EVs at Peak | GW | Holistic Transition | Electricity | Peak | 0.308 | 0.401 | 0.5 | 0.5 | 0.6 | 0.6 | 0.5 | 0.5 | 0.6 | 0.7 | 0.8 | 0.9 | 1 | 1.1 | 1.2 | 1.3 | 1.3 | 1.4 | 1.4 | 1.4 | 1.5 | 1.5 | 1.5 | 1.4 | 1.4 | 1.4 | 1.4 | 1.4
| 3 | Residential EVs at Peak | GW | Ten Year Forecast | Electricity | Peak | 2023: 0.308; 2024: 0.401; 2025: 0.5; 2026: 0.6; 2027: 0.8; 2028: 0.9; 2029: 1; 2030: 1.2; 2031: 1.3; 2032: 1.5; 2033: 1.6; 2034: 1.8; 2035: 1.9
| 3 | Residential Resistive Heat at Peak | GW | Hydrogen Evolution | Electricity | Peak | 2.145 | 2.206 | 2.201 | 2.185 | 2.175 | 2.081 | 1.987 | 1.885 | 1.782 | 1.677 | 1.571 | 1.464 | 1.356 | 1.618 | 1.869 | 2.119 | 2.368 | 2.613 | 2.792 | 3.012 | 3.309 | 3.585 | 3.811 | 4.006 | 4.181 | 4.325 | 4.435 | 4.543
| 3 | Residential Resistive Heat at Peak | GW | Electric Engagement | Electricity | Peak | 2.145 | 2.206 | 2.2 | 2.184 | 2.175 | 2.081 | 1.987 | 1.885 | 1.782 | 1.677 | 1.571 | 1.465 | 1.357 | 1.809 | 2.239 | 2.66 | 3.061 | 3.435 | 3.742 | 4.106 | 4.513 | 4.902 | 5.228 | 5.51 | 5.77 | 5.965 | 6.141 | 6.313
| 3 | Residential Resistive Heat at Peak | GW | Falling Behind | Electricity | Peak | 2.145 | 2.206 | 2.271 | 2.241 | 2.214 | 2.122 | 2.034 | 1.957 | 1.89 | 1.824 | 1.761 | 1.699 | 1.639 | 1.614 | 1.603 | 1.626 | 1.756 | 2.314 | 3.78 | 5.103 | 6.246 | 7.191 | 7.959 | 8.515 | 9.022 | 9.537 | 10.077 | 10.623
| 3 | Residential Resistive Heat at Peak | GW | Holistic Transition | Electricity | Peak | 2.145 | 2.206 | 2.201 | 2.185 | 2.176 | 2.078 | 1.975 | 1.87 | 1.766 | 1.66 | 1.553 | 1.446 | 1.338 | 1.583 | 1.812 | 2.028 | 2.228 | 2.419 | 2.563 | 2.762 | 3.015 | 3.247 | 3.438 | 3.583 | 3.712 | 3.817 | 3.915 | 4.008
| 3 | Residential Resistive Heat at Peak | GW | Ten Year Forecast | Electricity | Peak | 2023: 2.145; 2024: 2.206; 2025: 2.243; 2026: 2.22; 2027: 2.19; 2028: 2.078; 2029: 1.981; 2030: 1.904; 2031: 1.851; 2032: 1.789; 2033: 1.714; 2034: 1.627; 2035: 1.529
| 3 | Residential Storage Heat at Peak | GW | Hydrogen Evolution | Electricity | Peak | 0.292 | 0.288 | 0.283 | 0.275 | 0.266 | 0.256 | 0.247 | 0.238 | 0.226 | 0.214 | 0.201 | 0.188 | 0.174 | 0.188 | 0.203 | 0.219 | 0.234 | 0.25 | 0.264 | 0.281 | 0.298 | 0.314 | 0.327 | 0.337 | 0.345 | 0.352 | 0.357 | 0.362
| 3 | Residential Storage Heat at Peak | GW | Electric Engagement | Electricity | Peak | 0.292 | 0.288 | 0.283 | 0.274 | 0.265 | 0.256 | 0.247 | 0.238 | 0.226 | 0.214 | 0.201 | 0.187 | 0.173 | 0.2 | 0.228 | 0.256 | 0.284 | 0.312 | 0.335 | 0.362 | 0.388 | 0.412 | 0.433 | 0.449 | 0.462 | 0.472 | 0.481 | 0.491
| 3 | Residential Storage Heat at Peak | GW | Falling Behind | Electricity | Peak | 0.292 | 0.288 | 0.221 | 0.218 | 0.215 | 0.211 | 0.208 | 0.204 | 0.199 | 0.193 | 0.188 | 0.184 | 0.179 | 0.185 | 0.191 | 0.197 | 0.204 | 0.211 | 0.216 | 0.222 | 0.226 | 0.229 | 0.233 | 0.233 | 0.234 | 0.234 | 0.235 | 0.235
| 3 | Residential Storage Heat at Peak | GW | Holistic Transition | Electricity | Peak | 0.292 | 0.288 | 0.283 | 0.274 | 0.265 | 0.256 | 0.247 | 0.238 | 0.226 | 0.213 | 0.201 | 0.187 | 0.173 | 0.179 | 0.185 | 0.191 | 0.197 | 0.202 | 0.206 | 0.211 | 0.215 | 0.217 | 0.218 | 0.217 | 0.217 | 0.216 | 0.215 | 0.216
| 3 | Residential Storage Heat at Peak | GW | Ten Year Forecast | Electricity | Peak | 2023: 0.292; 2024: 0.288; 2025: 0.239; 2026: 0.234; 2027: 0.229; 2028: 0.223; 2029: 0.217; 2030: 0.212; 2031: 0.205; 2032: 0.197; 2033: 0.188; 2034: 0.179; 2035: 0.169
| 3 | Residential Heat Pumps at Peak | GW | Hydrogen Evolution | Electricity | Peak | 0.37 | 0.412 | 0.496 | 0.608 | 0.748 | 1.033 | 1.423 | 2.081 | 2.945 | 3.868 | 5.07 | 6.464 | 7.923 | 9.475 | 11.042 | 12.622 | 14.218 | 15.808 | 17.247 | 18.523 | 19.738 | 20.89 | 21.844 | 22.71 | 23.475 | 24.137 | 24.679 | 25.21
| 3 | Residential Heat Pumps at Peak | GW | Electric Engagement | Electricity | Peak | 0.37 | 0.412 | 0.496 | 0.607 | 0.748 | 1.033 | 1.423 | 2.084 | 2.943 | 3.99 | 5.366 | 6.832 | 8.349 | 10.213 | 12.09 | 13.967 | 15.816 | 17.602 | 19.192 | 20.671 | 22.038 | 23.354 | 24.475 | 25.489 | 26.423 | 27.206 | 27.951 | 28.683
| 3 | Residential Heat Pumps at Peak | GW | Falling Behind | Electricity | Peak | 0.37 | 0.412 | 0.641 | 0.751 | 0.865 | 1.093 | 1.34 | 1.583 | 1.838 | 2.215 | 2.641 | 3.072 | 3.515 | 3.969 | 4.418 | 4.87 | 5.325 | 5.768 | 6.265 | 6.745 | 7.11 | 7.443 | 7.762 | 8.08 | 8.307 | 8.505 | 8.693 | 8.87
| 3 | Residential Heat Pumps at Peak | GW | Holistic Transition | Electricity | Peak | 0.37 | 0.412 | 0.487 | 0.58 | 0.672 | 0.856 | 1.117 | 1.512 | 2.079 | 2.847 | 3.883 | 5.022 | 6.28 | 7.812 | 9.347 | 10.857 | 12.311 | 13.678 | 14.867 | 16.039 | 17.123 | 18.166 | 19.084 | 19.905 | 20.637 | 21.216 | 21.754 | 22.243
| 3 | Residential Heat Pumps at Peak | GW | Ten Year Forecast | Electricity | Peak | 2023: 0.37; 2024: 0.412; 2025: 0.516; 2026: 0.619; 2027: 0.749; 2028: 0.977; 2029: 1.248; 2030: 1.549; 2031: 1.892; 2032: 2.228; 2033: 2.599; 2034: 2.996; 2035: 3.479
| 3 | Residential District Heat at Peak | GW | Hydrogen Evolution | Electricity | Peak | 0.023 | 0.04 | 0.068 | 0.088 | 0.109 | 0.131 | 0.154 | 0.184 | 0.217 | 0.253 | 0.295 | 0.339 | 0.388 | 0.583 | 0.803 | 1.048 | 1.319 | 1.619 | 1.863 | 2.057 | 2.241 | 2.419 | 2.574 | 2.709 | 2.846 | 2.973 | 3.086 | 3.195
| 3 | Residential District Heat at Peak | GW | Electric Engagement | Electricity | Peak | 0.023 | 0.04 | 0.062 | 0.098 | 0.142 | 0.191 | 0.246 | 0.313 | 0.379 | 0.461 | 0.56 | 0.66 | 0.764 | 1.144 | 1.533 | 1.936 | 2.369 | 2.847 | 3.341 | 3.687 | 3.973 | 4.229 | 4.438 | 4.664 | 4.87 | 5.051 | 5.225 | 5.392
| 3 | Residential District Heat at Peak | GW | Falling Behind | Electricity | Peak | 0.023 | 0.04 | 0.066 | 0.091 | 0.123 | 0.157 | 0.196 | 0.241 | 0.29 | 0.348 | 0.415 | 0.493 | 0.584 | 0.613 | 0.65 | 0.703 | 0.794 | 0.943 | 1.153 | 1.352 | 1.539 | 1.716 | 1.88 | 1.992 | 2.095 | 2.19 | 2.276 | 2.351
| 3 | Residential District Heat at Peak | GW | Holistic Transition | Electricity | Peak | 0.023 | 0.04 | 0.062 | 0.096 | 0.137 | 0.181 | 0.23 | 0.289 | 0.354 | 0.432 | 0.523 | 0.618 | 0.72 | 1.131 | 1.549 | 1.99 | 2.471 | 3.002 | 3.561 | 3.964 | 4.316 | 4.627 | 4.88 | 5.141 | 5.369 | 5.56 | 5.738 | 5.898
| 3 | Residential District Heat at Peak | GW | Ten Year Forecast | Electricity | Peak | 2023: 0.023; 2024: 0.04; 2025: 0.07; 2026: 0.113; 2027: 0.167; 2028: 0.229; 2029: 0.3; 2030: 0.382; 2031: 0.445; 2032: 0.515; 2033: 0.595; 2034: 0.687; 2035: 0.79
| 3 | Residential Losses | GW | Hydrogen Evolution | Electricity | Peak | 2.141 | 2.142 | 2.099 | 2.062 | 2.048 | 2.056 | 2.074 | 2.135 | 2.215 | 2.306 | 2.417 | 2.547 | 2.68 | 2.865 | 3.062 | 3.253 | 3.449 | 3.647 | 3.817 | 3.971 | 4.136 | 4.296 | 4.421 | 4.541 | 4.65 | 4.734 | 4.813 | 4.892
| 3 | Residential Losses | GW | Electric Engagement | Electricity | Peak | 2.141 | 2.142 | 2.085 | 2.047 | 2.023 | 2.009 | 2.013 | 2.062 | 2.12 | 2.195 | 2.311 | 2.436 | 2.568 | 2.832 | 3.098 | 3.358 | 3.609 | 3.876 | 4.114 | 4.343 | 4.549 | 4.745 | 4.912 | 5.065 | 5.206 | 5.323 | 5.435 | 5.546
| 3 | Residential Losses | GW | Falling Behind | Electricity | Peak | 2.141 | 2.142 | 2.134 | 2.116 | 2.106 | 2.113 | 2.135 | 2.161 | 2.2 | 2.243 | 2.303 | 2.365 | 2.428 | 2.489 | 2.552 | 2.609 | 2.682 | 2.809 | 3.034 | 3.243 | 3.411 | 3.555 | 3.679 | 3.765 | 3.846 | 3.913 | 3.981 | 4.057
| 3 | Residential Losses | GW | Holistic Transition | Electricity | Peak | 2.141 | 2.142 | 2.07 | 1.999 | 1.958 | 1.915 | 1.878 | 1.867 | 1.887 | 1.931 | 2.006 | 2.094 | 2.197 | 2.397 | 2.6 | 2.805 | 3 | 3.207 | 3.39 | 3.562 | 3.735 | 3.889 | 4.02 | 4.128 | 4.234 | 4.317 | 4.396 | 4.466
| 3 | Residential Losses | GW | Ten Year Forecast | Electricity | Peak | 2023: 2.141; 2024: 2.142; 2025: 2.107; 2026: 2.074; 2027: 2.051; 2028: 2.044; 2029: 2.056; 2030: 2.088; 2031: 2.115; 2032: 2.151; 2033: 2.184; 2034: 2.229; 2035: 2.27
| 2 | GBFES Peak System Demand: All Industrial except Electrolysis, plus Losses | GW | Hydrogen Evolution | Electricity | Peak | 15.388 | 15.484 | 15.579 | 15.636 | 15.726 | 15.877 | 15.994 | 16.101 | 16.272 | 16.431 | 16.577 | 16.727 | 16.912 | 17.189 | 17.411 | 17.58 | 17.756 | 17.956 | 17.941 | 17.896 | 17.857 | 17.806 | 17.742 | 17.672 | 17.597 | 17.587 | 17.56 | 17.584
| 2 | GBFES Peak System Demand: All Industrial except Electrolysis, plus Losses | GW | Electric Engagement | Electricity | Peak | 15.388 | 15.484 | 15.55 | 15.65 | 15.967 | 16.371 | 16.861 | 17.404 | 18.011 | 18.693 | 19.462 | 20.476 | 21.572 | 22.573 | 23.347 | 23.933 | 24.449 | 24.945 | 25.111 | 25.182 | 25.266 | 25.332 | 25.329 | 25.325 | 25.328 | 25.337 | 25.356 | 25.383
| 2 | GBFES Peak System Demand: All Industrial except Electrolysis, plus Losses | GW | Falling Behind | Electricity | Peak | 15.388 | 15.484 | 15.77 | 15.88 | 16.019 | 16.218 | 16.389 | 16.539 | 16.71 | 16.861 | 16.971 | 17.043 | 17.105 | 17.242 | 17.365 | 17.488 | 17.679 | 17.942 | 18.057 | 18.181 | 18.375 | 18.593 | 18.778 | 18.986 | 19.222 | 19.491 | 19.732 | 19.959
| 2 | GBFES Peak System Demand: All Industrial except Electrolysis, plus Losses | GW | Holistic Transition | Electricity | Peak | 15.388 | 15.484 | 15.596 | 15.715 | 16.12 | 16.596 | 17.014 | 17.429 | 17.881 | 18.332 | 18.742 | 19.166 | 19.608 | 20.11 | 20.43 | 20.45 | 20.537 | 20.689 | 20.675 | 20.626 | 20.61 | 20.594 | 20.524 | 20.462 | 20.424 | 20.422 | 20.424 | 20.439
| 2 | GBFES Peak System Demand: All Industrial except Electrolysis, plus Losses | GW | Ten Year Forecast | Electricity | Peak | 2023: 15.388; 2024: 15.484; 2025: 15.877; 2026: 16.042; 2027: 16.191; 2028: 16.379; 2029: 16.566; 2030: 16.756; 2031: 17.006; 2032: 17.288; 2033: 17.519; 2034: 17.717; 2035: 17.84
| 3 | Industrial Peak (No Losses) | GW | Hydrogen Evolution | Electricity | Peak | 12.605 | 12.707 | 12.814 | 12.896 | 13.002 | 13.163 | 13.287 | 13.396 | 13.561 | 13.724 | 13.893 | 14.086 | 14.324 | 14.622 | 14.87 | 15.068 | 15.268 | 15.489 | 15.51 | 15.51 | 15.515 | 15.516 | 15.508 | 15.496 | 15.473 | 15.498 | 15.489 | 15.513
| 3 | Industrial Peak (No Losses) | GW | Electric Engagement | Electricity | Peak | 12.605 | 12.707 | 12.788 | 12.908 | 13.221 | 13.612 | 14.074 | 14.576 | 15.136 | 15.772 | 16.502 | 17.474 | 18.534 | 19.476 | 20.211 | 20.775 | 21.272 | 21.747 | 21.92 | 22.01 | 22.115 | 22.209 | 22.244 | 22.282 | 22.319 | 22.353 | 22.381 | 22.405
| 3 | Industrial Peak (No Losses) | GW | Falling Behind | Electricity | Peak | 12.605 | 12.707 | 12.941 | 13.056 | 13.192 | 13.381 | 13.542 | 13.678 | 13.831 | 13.97 | 14.077 | 14.16 | 14.259 | 14.383 | 14.495 | 14.61 | 14.789 | 15.036 | 15.147 | 15.267 | 15.446 | 15.646 | 15.814 | 16.003 | 16.218 | 16.466 | 16.693 | 16.916
| 3 | Industrial Peak (No Losses) | GW | Holistic Transition | Electricity | Peak | 12.605 | 12.707 | 12.83 | 12.967 | 13.361 | 13.819 | 14.218 | 14.606 | 15.027 | 15.458 | 15.869 | 16.31 | 16.776 | 17.265 | 17.589 | 17.64 | 17.749 | 17.915 | 17.926 | 17.911 | 17.925 | 17.943 | 17.919 | 17.904 | 17.902 | 17.921 | 17.929 | 17.941
| 3 | Industrial Peak (No Losses) | GW | Ten Year Forecast | Electricity | Peak | 2023: 12.605; 2024: 12.707; 2025: 13.037; 2026: 13.201; 2027: 13.346; 2028: 13.524; 2029: 13.7; 2030: 13.872; 2031: 14.098; 2032: 14.359; 2033: 14.582; 2034: 14.797; 2035: 14.978
| 3 | Industrial Resistive Heat at Peak | GW | Hydrogen Evolution | Electricity | Peak | 1.397 | 1.381 | 1.36 | 1.329 | 1.303 | 1.278 | 1.26 | 1.247 | 1.236 | 1.215 | 1.178 | 1.12 | 1.047 | 0.995 | 0.942 | 0.891 | 0.844 | 0.799 | 0.759 | 0.713 | 0.666 | 0.614 | 0.557 | 0.499 | 0.448 | 0.408 | 0.387 | 0.38
| 3 | Industrial Resistive Heat at Peak | GW | Electric Engagement | Electricity | Peak | 1.397 | 1.381 | 1.359 | 1.328 | 1.301 | 1.275 | 1.256 | 1.243 | 1.232 | 1.214 | 1.182 | 1.13 | 1.065 | 1.021 | 0.978 | 0.931 | 0.888 | 0.849 | 0.813 | 0.773 | 0.732 | 0.686 | 0.636 | 0.581 | 0.532 | 0.492 | 0.468 | 0.457
| 3 | Industrial Resistive Heat at Peak | GW | Falling Behind | Electricity | Peak | 1.397 | 1.381 | 1.406 | 1.39 | 1.379 | 1.369 | 1.362 | 1.361 | 1.36 | 1.355 | 1.345 | 1.324 | 1.275 | 1.276 | 1.275 | 1.272 | 1.266 | 1.258 | 1.249 | 1.241 | 1.238 | 1.236 | 1.235 | 1.236 | 1.236 | 1.233 | 1.225 | 1.209
| 3 | Industrial Resistive Heat at Peak | GW | Holistic Transition | Electricity | Peak | 1.397 | 1.381 | 1.36 | 1.328 | 1.301 | 1.274 | 1.252 | 1.237 | 1.224 | 1.201 | 1.161 | 1.103 | 1.036 | 0.99 | 0.942 | 0.894 | 0.849 | 0.808 | 0.771 | 0.73 | 0.689 | 0.644 | 0.592 | 0.538 | 0.491 | 0.456 | 0.437 | 0.426
| 3 | Industrial Resistive Heat at Peak | GW | Ten Year Forecast | Electricity | Peak | 2023: 1.397; 2024: 1.381; 2025: 1.408; 2026: 1.392; 2027: 1.38; 2028: 1.369; 2029: 1.36; 2030: 1.355; 2031: 1.354; 2032: 1.346; 2033: 1.329; 2034: 1.288; 2035: 1.21
| 3 | Industrial Storage Heat at Peak | GW | Hydrogen Evolution | Electricity | Peak | 0.001 | 0.001 | 0.001 | 0.001 | 0.001 | 0.001 | 0.001 | 0.001 | 0.001 | 0.001 | 0.001 | 0.001 | 0.001 | 0.003 | 0.004 | 0.005 | 0.005 | 0.006 | 0.007 | 0.007 | 0.008 | 0.009 | 0.01 | 0.011 | 0.012 | 0.013 | 0.014 | 0.015
| 3 | Industrial Storage Heat at Peak | GW | Electric Engagement | Electricity | Peak | 0.001 | 0.001 | 0.001 | 0.001 | 0.001 | 0.001 | 0.001 | 0.001 | 0.001 | 0.001 | 0.001 | 0.001 | 0.001 | 0.003 | 0.005 | 0.006 | 0.007 | 0.008 | 0.009 | 0.01 | 0.011 | 0.012 | 0.013 | 0.014 | 0.016 | 0.017 | 0.018 | 0.018
| 3 | Industrial Storage Heat at Peak | GW | Falling Behind | Electricity | Peak | 0.001 | 0.001 | 0.001 | 0.001 | 0.001 | 0.001 | 0.001 | 0.001 | 0.001 | 0.001 | 0.002 | 0.002 | 0.002 | 0.002 | 0.001 | 0.001 | 0.001 | 0.001 | 0.001 | 0.001 | 0.001 | 0.001 | 0.001 | 0.001 | 0.001 | 0 | 0 | 0
| 3 | Industrial Storage Heat at Peak | GW | Holistic Transition | Electricity | Peak | 0.001 | 0.001 | 0.001 | 0.001 | 0.001 | 0.001 | 0.001 | 0.001 | 0.001 | 0.001 | 0.001 | 0.001 | 0.001 | 0.003 | 0.004 | 0.005 | 0.006 | 0.007 | 0.008 | 0.009 | 0.01 | 0.011 | 0.012 | 0.013 | 0.014 | 0.015 | 0.016 | 0.017
| 3 | Industrial Storage Heat at Peak | GW | Ten Year Forecast | Electricity | Peak | 2023: 0.001; 2024: 0.001; 2025: 0.001; 2026: 0.001; 2027: 0.001; 2028: 0.001; 2029: 0.001; 2030: 0.001; 2031: 0.001; 2032: 0.001; 2033: 0.002; 2034: 0.002; 2035: 0.002
| 3 | Industrial District Heat at Peak | GW | Hydrogen Evolution | Electricity | Peak | 0.001 | 0.002 | 0.003 | 0.004 | 0.005 | 0.006 | 0.007 | 0.008 | 0.01 | 0.011 | 0.013 | 0.015 | 0.017 | 0.023 | 0.028 | 0.034 | 0.04 | 0.047 | 0.051 | 0.056 | 0.06 | 0.065 | 0.07 | 0.076 | 0.081 | 0.085 | 0.09 | 0.094
| 3 | Industrial District Heat at Peak | GW | Electric Engagement | Electricity | Peak | 0.001 | 0.002 | 0.002 | 0.004 | 0.007 | 0.01 | 0.013 | 0.018 | 0.021 | 0.023 | 0.025 | 0.028 | 0.031 | 0.042 | 0.053 | 0.068 | 0.082 | 0.096 | 0.11 | 0.123 | 0.135 | 0.146 | 0.157 | 0.17 | 0.182 | 0.195 | 0.207 | 0.219
| 3 | Industrial District Heat at Peak | GW | Falling Behind | Electricity | Peak | 0.001 | 0.002 | 0.002 | 0.004 | 0.005 | 0.007 | 0.009 | 0.011 | 0.014 | 0.016 | 0.02 | 0.024 | 0.03 | 0.03 | 0.031 | 0.031 | 0.032 | 0.033 | 0.034 | 0.036 | 0.037 | 0.037 | 0.038 | 0.038 | 0.038 | 0.038 | 0.038 | 0.038
| 3 | Industrial District Heat at Peak | GW | Holistic Transition | Electricity | Peak | 0.001 | 0.002 | 0.002 | 0.004 | 0.006 | 0.009 | 0.013 | 0.017 | 0.02 | 0.022 | 0.024 | 0.027 | 0.031 | 0.042 | 0.056 | 0.07 | 0.084 | 0.097 | 0.109 | 0.121 | 0.132 | 0.143 | 0.154 | 0.166 | 0.18 | 0.192 | 0.204 | 0.216
| 3 | Industrial District Heat at Peak | GW | Ten Year Forecast | Electricity | Peak | 2023: 0.001; 2024: 0.002; 2025: 0.003; 2026: 0.005; 2027: 0.007; 2028: 0.011; 2029: 0.015; 2030: 0.019; 2031: 0.022; 2032: 0.026; 2033: 0.03; 2034: 0.037; 2035: 0.046
| 3 | Industrial Losses | GW | Hydrogen Evolution | Electricity | Peak | 1.385 | 1.393 | 1.402 | 1.407 | 1.415 | 1.429 | 1.439 | 1.449 | 1.464 | 1.478 | 1.492 | 1.505 | 1.522 | 1.547 | 1.567 | 1.582 | 1.598 | 1.616 | 1.614 | 1.61 | 1.607 | 1.602 | 1.596 | 1.59 | 1.583 | 1.583 | 1.58 | 1.582
| 3 | Industrial Losses | GW | Electric Engagement | Electricity | Peak | 1.385 | 1.393 | 1.399 | 1.408 | 1.437 | 1.473 | 1.517 | 1.566 | 1.621 | 1.682 | 1.751 | 1.842 | 1.941 | 2.031 | 2.101 | 2.154 | 2.2 | 2.245 | 2.26 | 2.266 | 2.274 | 2.279 | 2.279 | 2.279 | 2.279 | 2.28 | 2.282 | 2.284
| 3 | Industrial Losses | GW | Falling Behind | Electricity | Peak | 1.385 | 1.393 | 1.419 | 1.429 | 1.441 | 1.459 | 1.475 | 1.488 | 1.504 | 1.517 | 1.527 | 1.534 | 1.539 | 1.551 | 1.563 | 1.574 | 1.591 | 1.614 | 1.625 | 1.636 | 1.653 | 1.673 | 1.69 | 1.708 | 1.73 | 1.754 | 1.776 | 1.796
| 3 | Industrial Losses | GW | Holistic Transition | Electricity | Peak | 1.385 | 1.393 | 1.403 | 1.414 | 1.45 | 1.493 | 1.531 | 1.568 | 1.609 | 1.65 | 1.686 | 1.725 | 1.764 | 1.81 | 1.838 | 1.84 | 1.848 | 1.862 | 1.86 | 1.856 | 1.855 | 1.853 | 1.847 | 1.841 | 1.838 | 1.838 | 1.838 | 1.839
| 3 | Industrial Losses | GW | Ten Year Forecast | Electricity | Peak | 2023: 1.385; 2024: 1.393; 2025: 1.429; 2026: 1.443; 2027: 1.457; 2028: 1.474; 2029: 1.491; 2030: 1.508; 2031: 1.53; 2032: 1.556; 2033: 1.576; 2034: 1.594; 2035: 1.605
| 2 | GBFES Peak System Demand: Commercial inc Rail and District Heat, +EVs +HPs +Losses ignoring Microgen | GW | Hydrogen Evolution | Electricity | Peak | 17.48 | 18.252 | 18.76 | 19.202 | 19.712 | 20.373 | 21.201 | 22.242 | 23.507 | 24.794 | 26.082 | 27.427 | 28.788 | 30.67 | 32.576 | 34.519 | 36.412 | 38.448 | 40.184 | 41.878 | 43.415 | 44.543 | 45.417 | 46.206 | 46.989 | 47.793 | 48.52 | 49.379
| 2 | GBFES Peak System Demand: Commercial inc Rail and District Heat, +EVs +HPs +Losses ignoring Microgen | GW | Electric Engagement | Electricity | Peak | 17.48 | 18.252 | 18.564 | 19.012 | 19.625 | 20.468 | 21.657 | 22.877 | 24.274 | 25.755 | 27.354 | 28.805 | 30.531 | 32.823 | 35.26 | 37.726 | 40.236 | 42.74 | 44.874 | 46.593 | 48.203 | 49.592 | 50.865 | 51.807 | 52.8 | 53.587 | 54.51 | 55.457
| 2 | GBFES Peak System Demand: Commercial inc Rail and District Heat, +EVs +HPs +Losses ignoring Microgen | GW | Falling Behind | Electricity | Peak | 17.48 | 18.252 | 18.846 | 19.121 | 19.443 | 19.878 | 20.576 | 21.345 | 22.298 | 23.261 | 24.184 | 25.196 | 26.238 | 27.314 | 28.333 | 29.475 | 30.616 | 31.763 | 32.826 | 33.889 | 34.88 | 36.059 | 37.163 | 38.029 | 38.787 | 39.514 | 40.173 | 40.859
| 2 | GBFES Peak System Demand: Commercial inc Rail and District Heat, +EVs +HPs +Losses ignoring Microgen | GW | Holistic Transition | Electricity | Peak | 17.48 | 18.252 | 18.687 | 19.178 | 19.732 | 20.328 | 21.257 | 22.412 | 23.636 | 25.025 | 26.333 | 27.603 | 28.917 | 30.962 | 32.929 | 35.041 | 37.061 | 38.975 | 40.528 | 42.005 | 43.247 | 44.256 | 45.104 | 45.872 | 46.529 | 47.305 | 48 | 48.824
| 2 | GBFES Peak System Demand: Commercial inc Rail and District Heat, +EVs +HPs +Losses ignoring Microgen | GW | Ten Year Forecast | Electricity | Peak | 2023: 17.48; 2024: 18.252; 2025: 18.642; 2026: 18.837; 2027: 19.295; 2028: 19.929; 2029: 20.941; 2030: 22.091; 2031: 23.264; 2032: 24.566; 2033: 25.722; 2034: 26.539; 2035: 27.44
| 3 | Commercial Heat Pumps at Peak | GW | Hydrogen Evolution | Electricity | Peak | 0.15 | 0.206 | 0.273 | 0.355 | 0.444 | 0.623 | 0.821 | 1.095 | 1.379 | 1.636 | 1.9 | 2.162 | 2.419 | 2.892 | 3.395 | 3.934 | 4.505 | 5.11 | 5.523 | 5.927 | 6.251 | 6.559 | 6.81 | 7.051 | 7.278 | 7.5 | 7.724 | 7.954
| 3 | Commercial Heat Pumps at Peak | GW | Electric Engagement | Electricity | Peak | 0.15 | 0.206 | 0.271 | 0.353 | 0.439 | 0.614 | 0.807 | 1.048 | 1.299 | 1.574 | 1.855 | 2.136 | 2.414 | 2.888 | 3.403 | 3.955 | 4.546 | 5.174 | 5.571 | 5.961 | 6.276 | 6.567 | 6.822 | 7.053 | 7.301 | 7.546 | 7.794 | 8.044
| 3 | Commercial Heat Pumps at Peak | GW | Falling Behind | Electricity | Peak | 0.15 | 0.206 | 0.238 | 0.307 | 0.375 | 0.486 | 0.605 | 0.733 | 0.87 | 1.008 | 1.158 | 1.352 | 1.554 | 1.755 | 1.964 | 2.18 | 2.405 | 2.636 | 2.799 | 2.957 | 3.084 | 3.209 | 3.331 | 3.45 | 3.568 | 3.682 | 3.796 | 3.911
| 3 | Commercial Heat Pumps at Peak | GW | Holistic Transition | Electricity | Peak | 0.15 | 0.206 | 0.265 | 0.346 | 0.434 | 0.609 | 0.805 | 1.049 | 1.298 | 1.559 | 1.825 | 2.09 | 2.352 | 2.817 | 3.319 | 3.862 | 4.431 | 5.032 | 5.397 | 5.752 | 6.002 | 6.228 | 6.42 | 6.592 | 6.786 | 6.977 | 7.172 | 7.371
| 3 | Commercial Heat Pumps at Peak | GW | Ten Year Forecast | Electricity | Peak | 2023: 0.15; 2024: 0.206; 2025: 0.25; 2026: 0.321; 2027: 0.391; 2028: 0.52; 2029: 0.675; 2030: 0.839; 2031: 1.01; 2032: 1.188; 2033: 1.387; 2034: 1.62; 2035: 1.854
| 3 | Initial Commercial Component exc District Heat inc Rail (No Losses) | GW | Hydrogen Evolution | Electricity | Peak | 13.514 | 14.054 | 14.324 | 14.464 | 14.653 | 14.814 | 15.098 | 15.383 | 15.745 | 16.192 | 16.563 | 16.902 | 17.266 | 17.741 | 18.203 | 18.66 | 19.132 | 19.593 | 20.061 | 20.505 | 20.963 | 21.377 | 21.756 | 22.094 | 22.413 | 22.733 | 23.066 | 23.405
| 3 | Initial Commercial Component exc District Heat inc Rail (No Losses) | GW | Electric Engagement | Electricity | Peak | 13.514 | 14.054 | 14.15 | 14.288 | 14.559 | 14.862 | 15.438 | 15.868 | 16.341 | 16.93 | 17.447 | 17.945 | 18.504 | 19.261 | 20.013 | 20.754 | 21.494 | 22.192 | 22.864 | 23.476 | 24.07 | 24.608 | 25.113 | 25.571 | 26.003 | 26.43 | 26.866 | 27.308
| 3 | Initial Commercial Component exc District Heat inc Rail (No Losses) | GW | Falling Behind | Electricity | Peak | 13.514 | 14.054 | 14.403 | 14.492 | 14.608 | 14.696 | 14.996 | 15.336 | 15.724 | 16.118 | 16.483 | 16.798 | 17.05 | 17.323 | 17.544 | 17.779 | 18.013 | 18.251 | 18.467 | 18.69 | 18.949 | 19.179 | 19.343 | 19.503 | 19.667 | 19.815 | 19.923 | 20.066
| 3 | Initial Commercial Component exc District Heat inc Rail (No Losses) | GW | Holistic Transition | Electricity | Peak | 13.514 | 14.054 | 14.268 | 14.446 | 14.665 | 14.848 | 15.194 | 15.574 | 15.995 | 16.522 | 16.989 | 17.438 | 17.934 | 18.593 | 19.246 | 19.892 | 20.531 | 21.138 | 21.735 | 22.28 | 22.815 | 23.282 | 23.673 | 24.039 | 24.428 | 24.811 | 25.204 | 25.602
| 3 | Initial Commercial Component exc District Heat inc Rail (No Losses) | GW | Ten Year Forecast | Electricity | Peak | 2023: 13.514; 2024: 14.054; 2025: 14.203; 2026: 14.208; 2027: 14.331; 2028: 14.56; 2029: 15.091; 2030: 15.607; 2031: 16.145; 2032: 16.708; 2033: 17.064; 2034: 17.097; 2035: 17.108
| 3 | Commercial Resistive Heat at Peak | GW | Hydrogen Evolution | Electricity | Peak | 2.013 | 2.029 | 2.037 | 2.006 | 1.981 | 1.929 | 1.885 | 1.854 | 1.839 | 1.784 | 1.698 | 1.596 | 1.486 | 1.496 | 1.506 | 1.517 | 1.533 | 1.552 | 1.602 | 1.646 | 1.715 | 1.774 | 1.797 | 1.798 | 1.827 | 1.881 | 1.947 | 2.022
| 3 | Commercial Resistive Heat at Peak | GW | Electric Engagement | Electricity | Peak | 2.013 | 2.029 | 2.037 | 2.006 | 1.98 | 1.928 | 1.883 | 1.85 | 1.835 | 1.782 | 1.704 | 1.609 | 1.506 | 1.56 | 1.614 | 1.665 | 1.718 | 1.773 | 1.848 | 1.918 | 2.014 | 2.092 | 2.143 | 2.158 | 2.222 | 2.305 | 2.402 | 2.509
| 3 | Commercial Resistive Heat at Peak | GW | Falling Behind | Electricity | Peak | 2.013 | 2.029 | 2.074 | 2.052 | 2.044 | 2.019 | 2.008 | 2.006 | 2.004 | 2 | 1.971 | 1.921 | 1.845 | 1.837 | 1.822 | 1.801 | 1.773 | 1.741 | 1.711 | 1.68 | 1.683 | 1.689 | 1.696 | 1.705 | 1.713 | 1.715 | 1.699 | 1.674
| 3 | Commercial Resistive Heat at Peak | GW | Holistic Transition | Electricity | Peak | 2.013 | 2.029 | 2.037 | 2.006 | 1.979 | 1.924 | 1.875 | 1.837 | 1.817 | 1.757 | 1.676 | 1.579 | 1.475 | 1.527 | 1.574 | 1.622 | 1.662 | 1.704 | 1.767 | 1.828 | 1.912 | 1.98 | 2.022 | 2.028 | 2.084 | 2.153 | 2.235 | 2.325
| 3 | Commercial Resistive Heat at Peak | GW | Ten Year Forecast | Electricity | Peak | 2023: 2.013; 2024: 2.029; 2025: 2.076; 2026: 2.053; 2027: 2.044; 2028: 2.012; 2029: 1.986; 2030: 1.978; 2031: 1.976; 2032: 1.954; 2033: 1.882; 2034: 1.78; 2035: 1.668
| 3 | Commercial Storage Heat at Peak | GW | Hydrogen Evolution | Electricity | Peak | 0.002 | 0.003 | 0.003 | 0.004 | 0.004 | 0.005 | 0.005 | 0.006 | 0.006 | 0.007 | 0.007 | 0.008 | 0.008 | 0.017 | 0.024 | 0.031 | 0.037 | 0.042 | 0.049 | 0.055 | 0.061 | 0.067 | 0.071 | 0.076 | 0.08 | 0.084 | 0.088 | 0.092
| 3 | Commercial Storage Heat at Peak | GW | Electric Engagement | Electricity | Peak | 0.002 | 0.003 | 0.003 | 0.004 | 0.004 | 0.005 | 0.005 | 0.006 | 0.006 | 0.007 | 0.007 | 0.008 | 0.009 | 0.02 | 0.03 | 0.039 | 0.047 | 0.053 | 0.061 | 0.069 | 0.076 | 0.083 | 0.088 | 0.094 | 0.1 | 0.105 | 0.111 | 0.117
| 3 | Commercial Storage Heat at Peak | GW | Falling Behind | Electricity | Peak | 0.002 | 0.003 | 0.003 | 0.004 | 0.004 | 0.005 | 0.006 | 0.006 | 0.007 | 0.007 | 0.008 | 0.008 | 0.009 | 0.01 | 0.01 | 0.011 | 0.011 | 0.011 | 0.011 | 0.011 | 0.011 | 0.011 | 0.011 | 0.011 | 0.011 | 0.011 | 0.01 | 0.01
| 3 | Commercial Storage Heat at Peak | GW | Holistic Transition | Electricity | Peak | 0.002 | 0.003 | 0.003 | 0.004 | 0.004 | 0.005 | 0.005 | 0.006 | 0.006 | 0.007 | 0.007 | 0.008 | 0.009 | 0.02 | 0.029 | 0.038 | 0.045 | 0.051 | 0.058 | 0.065 | 0.071 | 0.077 | 0.082 | 0.087 | 0.092 | 0.097 | 0.102 | 0.107
| 3 | Commercial Storage Heat at Peak | GW | Ten Year Forecast | Electricity | Peak | 2023: 0.002; 2024: 0.003; 2025: 0.003; 2026: 0.004; 2027: 0.004; 2028: 0.005; 2029: 0.006; 2030: 0.006; 2031: 0.007; 2032: 0.007; 2033: 0.008; 2034: 0.008; 2035: 0.009
| 3 | Commercial District Heat at Peak | GW | Hydrogen Evolution | Electricity | Peak | 0.018 | 0.025 | 0.034 | 0.045 | 0.055 | 0.069 | 0.084 | 0.103 | 0.122 | 0.144 | 0.167 | 0.191 | 0.218 | 0.265 | 0.316 | 0.371 | 0.429 | 0.491 | 0.534 | 0.577 | 0.618 | 0.659 | 0.696 | 0.73 | 0.763 | 0.796 | 0.829 | 0.862
| 3 | Commercial District Heat at Peak | GW | Electric Engagement | Electricity | Peak | 0.018 | 0.025 | 0.032 | 0.052 | 0.077 | 0.118 | 0.175 | 0.246 | 0.309 | 0.344 | 0.379 | 0.415 | 0.452 | 0.54 | 0.628 | 0.719 | 0.81 | 0.903 | 0.992 | 1.078 | 1.131 | 1.179 | 1.221 | 1.269 | 1.323 | 1.378 | 1.432 | 1.488
| 3 | Commercial District Heat at Peak | GW | Falling Behind | Electricity | Peak | 0.018 | 0.025 | 0.032 | 0.046 | 0.061 | 0.083 | 0.11 | 0.144 | 0.187 | 0.235 | 0.288 | 0.35 | 0.418 | 0.431 | 0.443 | 0.452 | 0.46 | 0.467 | 0.484 | 0.502 | 0.514 | 0.527 | 0.537 | 0.539 | 0.539 | 0.537 | 0.53 | 0.522
| 3 | Commercial District Heat at Peak | GW | Holistic Transition | Electricity | Peak | 0.018 | 0.025 | 0.032 | 0.05 | 0.074 | 0.113 | 0.165 | 0.23 | 0.292 | 0.329 | 0.366 | 0.404 | 0.445 | 0.519 | 0.597 | 0.674 | 0.758 | 0.844 | 0.924 | 1 | 1.055 | 1.106 | 1.149 | 1.197 | 1.253 | 1.309 | 1.367 | 1.426
| 3 | Commercial District Heat at Peak | GW | Ten Year Forecast | Electricity | Peak | 2023: 0.018; 2024: 0.025; 2025: 0.033; 2026: 0.057; 2027: 0.089; 2028: 0.138; 2029: 0.2; 2030: 0.273; 2031: 0.333; 2032: 0.398; 2033: 0.466; 2034: 0.546; 2035: 0.633
| 3 | Commercial EVs at Peak | GW | Hydrogen Evolution | Electricity | Peak | 0.211 | 0.294 | 0.4 | 0.6 | 0.8 | 1.1 | 1.4 | 1.8 | 2.3 | 2.8 | 3.4 | 4.1 | 4.8 | 5.5 | 6.2 | 6.9 | 7.5 | 8.2 | 8.8 | 9.4 | 9.9 | 10.1 | 10.2 | 10.3 | 10.4 | 10.5 | 10.5 | 10.6
| 3 | Commercial EVs at Peak | GW | Electric Engagement | Electricity | Peak | 0.211 | 0.294 | 0.4 | 0.6 | 0.8 | 1.1 | 1.4 | 1.8 | 2.3 | 2.8 | 3.5 | 4.1 | 4.9 | 5.6 | 6.4 | 7.2 | 8 | 8.8 | 9.5 | 9.9 | 10.3 | 10.6 | 10.9 | 11 | 11.1 | 11 | 11 | 11
| 3 | Commercial EVs at Peak | GW | Falling Behind | Electricity | Peak | 0.211 | 0.294 | 0.4 | 0.5 | 0.6 | 0.8 | 1 | 1.2 | 1.5 | 1.8 | 2.1 | 2.5 | 3 | 3.5 | 4 | 4.6 | 5.2 | 5.8 | 6.4 | 7 | 7.5 | 8.2 | 8.9 | 9.4 | 9.8 | 10.2 | 10.6 | 11
| 3 | Commercial EVs at Peak | GW | Holistic Transition | Electricity | Peak | 0.211 | 0.294 | 0.4 | 0.6 | 0.8 | 1 | 1.3 | 1.7 | 2.1 | 2.6 | 3.1 | 3.6 | 4.1 | 4.7 | 5.2 | 5.8 | 6.3 | 6.7 | 7 | 7.3 | 7.5 | 7.6 | 7.7 | 7.8 | 7.7 | 7.7 | 7.6 | 7.6
| 3 | Commercial EVs at Peak | GW | Ten Year Forecast | Electricity | Peak | 2023: 0.211; 2024: 0.294; 2025: 0.4; 2026: 0.5; 2027: 0.7; 2028: 0.9; 2029: 1.1; 2030: 1.4; 2031: 1.7; 2032: 2.1; 2033: 2.6; 2034: 3.1; 2035: 3.7
| 3 | Commercial Losses | GW | Hydrogen Evolution | Electricity | Peak | 1.573 | 1.642 | 1.688 | 1.728 | 1.774 | 1.833 | 1.908 | 2.001 | 2.115 | 2.231 | 2.347 | 2.468 | 2.59 | 2.76 | 2.931 | 3.106 | 3.276 | 3.46 | 3.616 | 3.768 | 3.907 | 4.008 | 4.087 | 4.158 | 4.228 | 4.301 | 4.366 | 4.443
| 3 | Commercial Losses | GW | Electric Engagement | Electricity | Peak | 1.573 | 1.642 | 1.67 | 1.711 | 1.766 | 1.842 | 1.949 | 2.059 | 2.184 | 2.317 | 2.461 | 2.592 | 2.747 | 2.953 | 3.173 | 3.395 | 3.621 | 3.846 | 4.038 | 4.193 | 4.337 | 4.462 | 4.577 | 4.662 | 4.751 | 4.822 | 4.905 | 4.99
| 3 | Commercial Losses | GW | Falling Behind | Electricity | Peak | 1.573 | 1.642 | 1.696 | 1.721 | 1.75 | 1.789 | 1.852 | 1.921 | 2.006 | 2.093 | 2.176 | 2.267 | 2.361 | 2.458 | 2.55 | 2.652 | 2.755 | 2.858 | 2.954 | 3.049 | 3.139 | 3.245 | 3.344 | 3.422 | 3.49 | 3.556 | 3.615 | 3.677
| 3 | Commercial Losses | GW | Holistic Transition | Electricity | Peak | 1.573 | 1.642 | 1.681 | 1.726 | 1.776 | 1.829 | 1.913 | 2.017 | 2.127 | 2.252 | 2.369 | 2.484 | 2.602 | 2.786 | 2.963 | 3.153 | 3.335 | 3.507 | 3.647 | 3.78 | 3.891 | 3.982 | 4.059 | 4.128 | 4.187 | 4.257 | 4.319 | 4.393
| 3 | Commercial Losses | GW | Ten Year Forecast | Electricity | Peak | 2023: 1.573; 2024: 1.642; 2025: 1.677; 2026: 1.695; 2027: 1.736; 2028: 1.793; 2029: 1.884; 2030: 1.988; 2031: 2.093; 2032: 2.211; 2033: 2.315; 2034: 2.388; 2035: 2.469
| 2 | GBFES System Demand: Direct Connects | GW | Hydrogen Evolution | Electricity | Peak | 0.8 | 0.8 | 0.87 | 0.99 | 1.12 | 1.19 | 1.38 | 1.5 | 1.485 | 1.47 | 1.455 | 1.45 | 1.405 | 1.36 | 1.315 | 1.27 | 1.225 | 1.2 | 1.193 | 1.186 | 1.179 | 1.172 | 1.165 | 1.158 | 1.151 | 1.15 | 1.15 | 1.15
| 2 | GBFES System Demand: Direct Connects | GW | Electric Engagement | Electricity | Peak | 0.8 | 0.8 | 0.87 | 0.99 | 1.12 | 1.19 | 1.38 | 1.5 | 1.485 | 1.47 | 1.455 | 1.45 | 1.405 | 1.36 | 1.315 | 1.27 | 1.225 | 1.2 | 1.193 | 1.186 | 1.179 | 1.172 | 1.165 | 1.158 | 1.151 | 1.15 | 1.15 | 1.15
| 2 | GBFES System Demand: Direct Connects | GW | Falling Behind | Electricity | Peak | 0.8 | 0.8 | 0.87 | 0.99 | 1.12 | 1.19 | 1.38 | 1.5 | 1.485 | 1.47 | 1.455 | 1.45 | 1.405 | 1.36 | 1.315 | 1.27 | 1.225 | 1.2 | 1.193 | 1.186 | 1.179 | 1.172 | 1.165 | 1.158 | 1.151 | 1.15 | 1.15 | 1.15
| 2 | GBFES System Demand: Direct Connects | GW | Holistic Transition | Electricity | Peak | 0.8 | 0.8 | 0.87 | 0.99 | 1.12 | 1.19 | 1.38 | 1.5 | 1.485 | 1.47 | 1.455 | 1.45 | 1.405 | 1.36 | 1.315 | 1.27 | 1.225 | 1.2 | 1.193 | 1.186 | 1.179 | 1.172 | 1.165 | 1.158 | 1.151 | 1.15 | 1.15 | 1.15
| 2 | GBFES System Demand: Direct Connects | GW | Ten Year Forecast | Electricity | Peak | 2023: 0.8; 2024: 0.8; 2025: 0.87; 2026: 0.99; 2027: 1.12; 2028: 1.19; 2029: 1.38; 2030: 1.5; 2031: 1.485; 2032: 1.47; 2033: 1.455; 2034: 1.45; 2035: 1.405

## ED2
ED2: Electricity demand definitions
Return to: Main Menu
Return to: Data table contents
This sheet shows the following definitions and explanations of the data in ED1 * Annual demand breakdown * Peak demand breakdown * Explanation of the breakdown definitions * Demand definitions * Demand terminology
Annual Demand Breakdown
Table below shows the aggregation method for each components of annual demand.
Annual Demand Component Breakdown
| Level 1 | Level 2 | Level 3 | Level 4 | Level 5 : Supplementary Components
GBFES System Demand: Total
| (+) → | GBFES Customer Demand: Residential |  |  | Residential
|  | (+) → |  |  | Residential Micro-generation
|  | (+) → | Residential Storage Heat
|  | (+) → | Residential Resistive Heat Demand
|  | (+) → | Residential Light & Appliance Demand
|  | (-) → | Residential Smart Metering - Demand Reduction
|  | (+) → | Residential Heat Pumps
|  | (+) → | Residential Electric Vehicles Demand (EVs)
|  | (+) → | Residential Air Conditioning Demand
|  | (+) → | Residential District Heat Demand
| (+) → | GBFES Customer Demand: Total Industrial (Electrolysis & Heat included) |  |  | Industrial
|  | (+) → | GBFES Customer Demand: Networked Electrolysis
|  | (+) → | GBFES Customer Demand: Total Industrial (Excluding Electrolysis)
| (+) → | GBFES Customer Demand: Underlying Commercial including unmetered demand |  |  | Commercial
|  | (+) → | Commercial Micro-generation |  | I&C Rail Traction Demand
Data Centre Demand
|  | (+) → | GBFES Customer Demand: Commercial electricity demand at the meter
|  |  | (+) → | Commercial electricity demand at the meter with EVs deducted
|  |  | (+) → | Commercial Electric Vehicles Demand (EVs)
| (+) → | GBFES System Losses: Transmission |  |  | System
| (+) → | GBFES System Losses: Distribution
| (+) → | GBFES Customer Demand: Direct Transmission Customers
Peak Demand Breakdown
Table below shows the aggregation method for each components of peak demand.
Peak Demand Component Breakdown
| Level 1 | Level 2 | Level 3 | Level 4 | Level 5 : Supplementary Components
GBFES Peak Customer Demand: Total Consumption plus Losses
| (+) → | GBFES Peak System Demand: All Residential plus Losses (Smart EV Charging, no Micro-generation) |  |  | Residential
|  | (+) → | Residential Peak Sub Total (Appliances, Light)
|  | (-) → | Residential Peak Shifting (Smart/TOUTs effect)
|  | (+) → | Residential EVs at Peak
|  | (+) → | Residential Resistive Heat at Peak
|  | (+) → | Residential Storage Heat at Peak
|  | (+) → | Residential Heat Pumps at Peak
|  | (+) → | Residential District Heat at Peak
|  | (+) → | Residential Losses
| (+) → | GBFES Peak System Demand: All Industrial except Electrolysis, plus Losses |  |  | Industrial
|  | (+) → | Industrial Peak (No Losses)
|  | (+) → | Industrial Resistive Heat at Peak
|  | (+) → | Industrial Storage Heat at Peak
|  | (+) → | Industrial District Heat at Peak
|  | (+) → | Industrial Losses
| (+) → | GBFES Peak System Demand: Commercial inc Rail and District Heat, +EVs +HPs +Losses ignoring Microgen |  |  | Commercial
|  | (+) → | Commercial Heat Pumps at Peak
|  | (+) → | Initial Commercial Component exc District Heat inc Rail (No Losses)
|  | (+) → | Commercial Resistive Heat at Peak
|  | (+) → | Commercial Storage Heat at Peak
|  | (+) → | Commercial District Heat at Peak
|  | (+) → | Commercial EVs at Peak
|  | (+) → | Commercial Losses
| (+) → | GB FES System Demand: Direct Connects |  |  | System
Peak Demand Breakdown with Supplanted 1 in 20 Heat
Table below serves as a guide to incorporate 1 in 20 Peak Heating Demand into a Peak Forecast. This method is indicative only and does not represent a 1 in 20 peak electricity demand.
*Data components to be sourced from Spreadsheet: ED7. Fuel: 'Electricity'. Data Type: ' Peak 1-in-20'
**Data components to be sourced from Spreadsheet: ED7. Fuel: 'Electricity'. Data Type: ' Peak ACS'
Peak Demand Component Breakdown (with supplanted 1 in 20 heat)
| Level 1 | Level 2 | Level 3 | Level 4 | Level 5 : Supplementary Components
GBFES Peak Customer Demand: Total Consumption plus Losses
| (+) → | GBFES Peak System Demand: All Residential plus Losses (Smart EV Charging, no Micro-generation) |  |  | Residential
|  | (+) → | Residential Peak Sub Total (Appliances, Light)
|  | (-) → | Residential Peak Shifting (Smart/TOUTs effect)
|  | (+) → | Residential EVs at Peak
|  | (+) → | * Sector: [Residential] Technology: [Electric Resistive]
|  | (+) → | * Sector: [Residential] Technology: [Electric storage]
|  | (+) → | * Sector: [Residential] Technology: [ASHP + GSHP + Hybrid (ASHP + BioLPG boiler) + Hybrid (ASHP + Hydrogen boiler) + Hybrid (ASHP + Electric resistive)]
|  | (+) → | * Sector: [Residential] Technology: [Low carbon district heating]
|  | (+) → | Residential Losses
| (+) → | GBFES Peak System Demand: All Industrial except Electrolysis, plus Losses |  |  | Industrial
|  | (+) → | Industrial Peak (No Losses)
|  | (-) → | ** Sector: [Industrial] Technology: [ASHP + GSHP + Hybrid (ASHP + BioLPG boiler) + Hybrid (ASHP + Hydrogen boiler) + Hybrid (ASHP + Electric resistive)]
|  | (+) → | * Sector: [Industrial] Technology: [ASHP + GSHP + Hybrid (ASHP + BioLPG boiler) + Hybrid (ASHP + Hydrogen boiler) + Hybrid (ASHP + Electric resistive)]
|  | (+) → | * Sector: [Industrial] Technology: [Electric Resistive]
|  | (+) → | * Sector: [Industrial] Technology: [Electric storage]
|  | (+) → | * Sector: [Industrial] Technology: [Low carbon district heating]
|  | (+) → | Industrial Losses
| (+) → | GBFES Peak System Demand: Commercial inc Rail and District Heat, +EVs +HPs +Losses ignoring Microgen |  |  | Commercial
|  | (+) → | * Sector: [Commercial] Technology: [ASHP + GSHP + Hybrid (ASHP + BioLPG boiler) + Hybrid (ASHP + Hydrogen boiler) + Hybrid (ASHP + Electric resistive)]
|  | (+) → | Initial Commercial Component exc District Heat inc Rail (No Losses)
|  | (+) → | * Sector: [Commercial] Technology: [Electric Resistive]
|  | (+) → | * Sector: [Commercial] Technology: [Electric storage]
|  | (+) → | * Sector: [Commercial] Technology: [Low carbon district heating]
|  | (+) → | Commercial EVs at Peak
|  | (+) → | Commercial Losses
| (+) → | GB FES System Demand: Direct Connects |  |  | System
Explanation of the above Demand Breakdowns
Column | Category | Description
Aggregation Level | 1 - 4 | Each level represents a level of aggregation descending order. For example, level 1 is the aggregation of all levels 2 component. The contribution (addition or subtraction) of each element is given adjacent to the element description in the data breakdown below.
Aggregation Level | 5 | Level 5 data is supplementary. It is not included in aggregation totals in the data breakdown but relates to one or more of the aggregated components.
Peak/Annual | Peak | Data for the highest GB demand period. Traditionally in the winter at 5-6pm
Peak/Annual | Annual | Annual Data, usually Fiscal Year
Data Item | Commercial EV Charging | Non residential EV charging including on-street, public and forecourt charging
Data Item | I&C Rail Traction Demand | DESNZ ECUK: Traction demand from rail transport
Data Item | GBFES System Losses | Distribution and Transmission line losses. Assumed to be similar at peak.
Demand Definitions
Table below shows the components within various electricity demand definitions
Demand Definition | Used In FES? | Total Demand: Conditions
Consumer Demand (FES Customer Demand) | Yes - WS Sheets | Weather Corrected Annual Average
Dispatch Annual Generation Output | Yes - Electricity Supply Chapter | Selected Weather Year 2013
FES Underlying (System) Demand | Yes - Table ED1 | Peak: ACS. Summer: Average
National Demand | Yes - Table ED1 and Sheet ES2 | Observed, weather corrected or reconciled
Transmission System Demand | No | Observed, weather corrected or reconciled
Demand Terminology | Notes
|  |  | (Metered) Transmission and Large Distribution Generation | Demand met by "Un-Metered" Generation | Electricity Losses | Interconnector Exports | Pumping Demand | Station Demand
Observed Demand | NESO Control Room operational metering data |  | Yes | Yes | No | No | No | No
Weather Corrected | NESO weather corrected operational metering data |  | Yes | Yes | Yes | Yes | Yes | No
Reconciled Demand | Produced by Elexon: Reconciled data for billing |  | Yes | Yes | Yes | No | No | No
Restricted Demand | Peak Demand taking into account triad avoidance, embedded generation and DSR |  | Yes | No | Yes | No | No | No
Unrestricted Demand | Peak Demand without triad avoidance and behine the meter generation / DSR deducted |  | Yes | No | Yes | Yes | Yes | Yes
Triad Avoidance | Demand reduction at peak due to behind meter generation, and pure demand side response (demand reduction or shifting)
Pure Demand Side Response (behind meter Generation and Storage does not count as pure DSR) | Demand reduction at peak due demand reduction or shifting
Station Demand | Demand from power stations. Generation output is assumed to be net of station demand under several demand definitions. Not added to FES data.
Metered Generation | Transmission generation and large DNO generation
Unmetered Generation | Generation not metered by NESO (DNO and behind meter generation)
Electricity Losses | Distribution and Transmission line losses. Assumed to be similar at peak.

## ED3
ED3: Natural gas demand summary
Return to: Main Menu
Return to: Data table contents
| Pathway | Description | Fuel | Component | Data Type | Units | 2023 | 2024 | 2025 | 2026 | 2027 | 2028 | 2029 | 2030 | 2031 | 2032 | 2033 | 2034 | 2035 | 2036 | 2037 | 2038 | 2039 | 2040 | 2041 | 2042 | 2043 | 2044 | 2045 | 2046 | 2047 | 2048 | 2049 | 2050
| Falling Behind | Total end-use residential gas demand | gas | Residential demand | Annuals | GWh | 290525.991 | 301031.3356 | 307808.3851 | 313756.3775 | 319564.016 | 324202.1264 | 328511.584 | 324816.3813 | 320925.8802 | 315917.8289 | 310521.2465 | 305068.4026 | 299510.2893 | 296004.0044 | 292215.3133 | 287944.2204 | 282544.4597 | 274859.8986 | 263916.2775 | 253615.3136 | 245086.9635 | 237462.9357 | 230615.5064 | 224561.2867 | 219322.9557 | 214227.2337 | 209058.2447 | 203862.3507
| Falling Behind | Annual end-use gas demand from the commercial sector | gas | Commercial demand | Annuals | GWh | 84564.6374 | 85085.2694 | 84567.4135 | 84186.1709 | 83804.8678 | 83390.4649 | 82759.7915 | 82093.6497 | 81469.3804 | 80929.427 | 80316.6695 | 79138.7914 | 77920.1805 | 77126.7524 | 76313.2007 | 75606.8263 | 74929.8909 | 74319.9043 | 73571.6624 | 72782.0125 | 72176.3237 | 71594.2115 | 71020.7727 | 70436.0008 | 69910.3947 | 69466.6506 | 69200.1059 | 68992.5459
| Falling Behind | Gas end-use demand for transport | gas | Transport | Annuals | GWh | 611.6774 | 828.5763 | 1092.7782 | 1415.1147 | 1808.7357 | 2290.5023 | 2880.2702 | 3601.7969 | 4483.6109 | 5560.3471 | 6868.8844 | 8448.626 | 10338.509 | 12501.2636 | 14872.8147 | 17473.3743 | 20325.5409 | 22131.4996 | 24152.5749 | 26386.5777 | 28820.4767 | 31428.9068 | 30248.7567 | 28891.5717 | 27324.0697 | 25494.467 | 23355.1063 | 20865.8961
| Falling Behind | Annual end-use gas demand from industry | gas | Industrial demand | Annuals | GWh | 109563.4595 | 106024.0581 | 107933.869 | 106923.2594 | 105744.8233 | 105145.3914 | 104028.8359 | 102873.2197 | 102129.4912 | 100879.3356 | 99321.7017 | 97569.5404 | 95822.9012 | 94367.8109 | 92680.0038 | 90637.5774 | 88618.8851 | 87829.0633 | 85433.7585 | 82931.1842 | 80524.2365 | 78209.324 | 75571.898 | 72635.7673 | 69644.7425 | 66892.4889 | 64027.1446 | 61225.7076
| Falling Behind | Total gas demand (gas NTS connected only) for electricity generation | gas | Electricity generation | Annuals | GWh | 174440.8566 | 145515.1125 | 91997.417 | 94458.6869 | 109157.7717 | 123928.1333 | 122164.312 | 133137.8307 | 111188.3592 | 100993.0318 | 96980.9954 | 100514.4233 | 107619.3915 | 118221.8445 | 125413.1375 | 136616.4762 | 140472.2804 | 135418.2253 | 152721.9214 | 191375.4834 | 202822.3238 | 214910.7997 | 244699.2466 | 245139.9549 | 251312.5707 | 253531.5729 | 251566.5046 | 254031.1503
| Electric Engagement | Total GB Gas Demand (Excluding exports and shrinkage) | gas | Total GB demand | Annuals | GWh | 665709 | 641892.1437 | 598338.3641 | 588369.8206 | 576654.3561 | 576626.5686 | 566221.1648 | 534025.3274 | 526246.1716 | 514077.5622 | 492802.2938 | 479966.5244 | 460835.6582 | 446096.6547 | 421184.6959 | 400796.9976 | 371441.2082 | 335957.1399 | 305179.7575 | 287435.2412 | 272430.5248 | 258192.8706 | 237979.3143 | 230360.0689 | 209170.6587 | 197050.11 | 178943.641 | 166071.6729
| Falling Behind | Total (NTS+LDZ) gas shrinkage | gas | Shrinkage | Annuals | GWh | 5667.9461 | 5307.4411 | 4924.5685 | 4975.6991 | 5004.369 | 5030.9248 | 5009.2429 | 5056.0811 | 4973.5125 | 4896.5332 | 4822.5687 | 4697.0784 | 4696.9168 | 4680.6858 | 4657.7549 | 4635.0937 | 4578.7691 | 4471.2914 | 4411.9307 | 4441.7677 | 4385.178 | 4336.7977 | 4354.6567 | 4265.3576 | 4203.0334 | 4123.3312 | 4027.6432 | 3893.6155
| Falling Behind | Hydrogen Production: Natural Gas Demand | gas | Hydrogen production SMR | Annuals | GWh | 0 | 0 | 0 | 5.3278 | 102.9472 | 102.9472 | 102.9472 | 102.9472 | 102.9472 | 102.9472 | 184.6417 | 216.2222 | 219.5667 | 227.2972 | 243.1667 | 368.775 | 453.9278 | 861.0778 | 916.0972 | 1842.6972 | 2856.8167 | 3400.6778 | 3882.2417 | 4645.5806 | 5371.7694 | 5537.3611 | 5841.3778 | 6305.8306
| Falling Behind | LDZ connected peaking/flexible plants (estimated) | gas | Flexible electricity generation | Annuals | GWh | 3170.9197 | 3596.4949 | 3867.4995 | 4260.2531 | 4618.5272 | 4996.4519 | 5340.1083 | 5650.3963 | 5940.5723 | 6144.6052 | 6179.5809 | 6145.2032 | 6028.7785 | 5839.5322 | 5716.5342 | 5647.2661 | 5582.3346 | 5555.9534 | 5511.7883 | 5448.0281 | 5362.486 | 5316.6709 | 5224.4314 | 5155.6616 | 4851.1823 | 3958.573 | 3108.6654 | 2299.6445
| Falling Behind | Gas exported from GB | gas | Gas exported from GB | Annuals | GWh | 186440.4101 | 131919.0239 | 115808.8727 | 120550.7133 | 117337.9678 | 116338.4121 | 113786.1335 | 116251.9314 | 116445.4955 | 111295.4227 | 106739.0747 | 101916.3705 | 95954.1671 | 90974.8623 | 88466.9365 | 83178.0207 | 78501.477 | 73669.286 | 70157.4618 | 66869.5113 | 63447.9919 | 59698.6856 | 56875.1199 | 53875.5224 | 51276.0666 | 49168.9085 | 47159.8254 | 30541.8034
| Falling Behind | Total GB Peak 1-in-20 Demand | gas | Total GB demand | Peak 1in20 | GWh/day | 5082 | 5214 | 5340.3037 | 5440.1619 | 5505.263 | 5530.0854 | 5682.1511 | 5552.2931 | 5454.4855 | 5304.4149 | 5288.7879 | 5116.5595 | 5104.2881 | 5162.6261 | 5154.436 | 5093.5822 | 4994.1262 | 4952.2231 | 4984.7062 | 4999.1875 | 4975.6815 | 5076.7136 | 4978.2194 | 4952.3186 | 4878.4416 | 4800.654 | 4715.4841 | 4693.4344
| Electric Engagement | Total end-use residential gas demand | gas | Residential demand | Annuals | GWh | 290525.991 | 301031.3356 | 306980.3148 | 311793.0683 | 314481.0006 | 315110.0919 | 314442.8596 | 304494.3639 | 293087.6672 | 280422.2446 | 265783.5918 | 250675.0452 | 235448.5738 | 213798.8975 | 192322.5619 | 171025.0991 | 149911.2108 | 128987.912 | 109220.0268 | 91557.3385 | 75792.2186 | 61080.7892 | 47983.0943 | 36401.0607 | 26172.9607 | 17970.3704 | 10377.2526 | 3062.0913
| Electric Engagement | Annual end-use gas demand from the commercial sector | gas | Commercial demand | Annuals | GWh | 84564.6374 | 85085.2694 | 84388.4427 | 82949.8006 | 81634.4118 | 79533.2055 | 77822.5206 | 75860.087 | 73175.2845 | 71077.5947 | 69293.4508 | 67733.9523 | 65944.6405 | 60814.6207 | 55792.018 | 50922.3683 | 45903.9504 | 40572.9164 | 35590.2351 | 30387.435 | 26145.7575 | 22350.8861 | 18480.2454 | 15172.3144 | 11146.9228 | 7432.6482 | 3742.0543 | 0
| Electric Engagement | Gas end-use demand for transport | gas | Transport | Annuals | GWh | 611.6774 | 692.5537 | 783.274 | 884.8822 | 998.9745 | 1127.1189 | 1271.2922 | 1433.7535 | 1616.7692 | 1819.5116 | 2028.0341 | 2254.4761 | 2355.5149 | 2465.7198 | 2585.65 | 2715.7521 | 2596.975 | 2467.1836 | 2311.9581 | 2142.4347 | 1958.3841 | 1747.4452 | 1515.961 | 1257.4706 | 967.2204 | 656.5986 | 340.9615 | 0
| Electric Engagement | Annual end-use gas demand from industry | gas | Industrial demand | Annuals | GWh | 109563.4595 | 105971.3778 | 108056.6475 | 107056.2174 | 103795.0008 | 100548.2117 | 96477.5701 | 90932.2518 | 85731.9557 | 79776.2746 | 73514.2883 | 65575.5442 | 56418.8185 | 48900.0342 | 42263.4293 | 36643.147 | 32098.2971 | 28610.8989 | 25454.2683 | 22658.1196 | 20370.8986 | 18318.7749 | 16269.7838 | 14393.6782 | 12451.3241 | 10695.5989 | 8908.4206 | 7140.491
| Electric Engagement | Total gas demand (gas NTS connected only) for electricity generation | gas | Electricity generation | Annuals | GWh | 174440.8566 | 145515.1125 | 94323.7775 | 81645.7005 | 71466.5536 | 75811.0046 | 71442.5536 | 56510.6269 | 67836.7627 | 74817.4505 | 74271.8581 | 83815.3703 | 86402.7393 | 106966.6992 | 109769.7849 | 121348.916 | 121455.8158 | 115795.3913 | 112414.4813 | 116693.2439 | 121990.3022 | 125817.2197 | 124444.5436 | 129115.7007 | 122411.842 | 122906.6495 | 118019.3049 | 118047.5823
| Falling Behind | Total GB Gas Demand (Excluding exports and shrinkage) | gas | Total GB demand | Annuals | GWh | 665709 | 642080.8466 | 597267.3623 | 605005.1903 | 624801.6889 | 644056.0173 | 645787.8492 | 652276.2218 | 626240.2414 | 610527.5229 | 600373.72 | 597101.2089 | 597459.6165 | 604288.5052 | 607454.1709 | 614294.5158 | 612927.3195 | 600975.6223 | 606224.0801 | 634381.2967 | 637649.6269 | 642323.5263 | 661262.8534 | 651465.8234 | 647737.6851 | 639108.3473 | 626157.1493 | 617583.1256
| Electric Engagement | Total (NTS+LDZ) gas shrinkage | gas | Shrinkage | Annuals | GWh | 5667.9461 | 5307.4411 | 4897.1174 | 4861.9185 | 4749.4865 | 4675.6497 | 4575.4959 | 4427.6965 | 4377.2776 | 4303.8261 | 4183.8666 | 4017.2653 | 3422.118 | 3195.2847 | 2946.4709 | 2710.3477 | 2447.0289 | 2164.1315 | 1915.7757 | 1733.7565 | 1576.8327 | 1430.592 | 1268.997 | 1164.8358 | 1012.2874 | 906.172 | 780.1328 | 667.0348
| Electric Engagement | Hydrogen Production: Natural Gas Demand | gas | Hydrogen production SMR | Annuals | GWh | 0 | 0 | 0 | 5.3278 | 5.3278 | 5.3278 | 102.9472 | 108.8306 | 158.1889 | 1654.7611 | 3717.8611 | 6262.3139 | 11195.9889 | 11197.5556 | 16957.3361 | 16973.5611 | 18590.6778 | 18962.3444 | 19978.5194 | 23996.6694 | 26172.9639 | 28877.7556 | 29285.6861 | 34019.8444 | 36020.3889 | 37388.2444 | 37555.6472 | 37821.5083
| Electric Engagement | LDZ connected peaking/flexible plants (estimated) | gas | Flexible electricity generation | Annuals | GWh | 3170.9197 | 3596.4949 | 3805.9075 | 4034.8238 | 4273.0869 | 4491.6082 | 4661.4214 | 4685.4138 | 4639.5434 | 4509.7251 | 4193.2097 | 3649.8226 | 3069.3824 | 1953.1277 | 1493.9157 | 1168.154 | 884.2814 | 560.4933 | 210.2685 | 0 | 0 | 0 | 0 | 0 | 0 | 0 | 0 | 0
| Electric Engagement | Gas exported from GB | gas | Gas exported from GB | Annuals | GWh | 186440.4101 | 131919.0239 | 107245.5185 | 106755.6088 | 97615.7487 | 89183.9356 | 77808.0027 | 67254.4509 | 57362.2839 | 49212.5004 | 43161.8065 | 36492.1915 | 30265.3047 | 25498.2355 | 23095.7022 | 17933.2166 | 13228.4307 | 8570.4105 | 6262.1182 | 5716.1572 | 4965.0141 | 4276.9422 | 3725.3525 | 3155.4563 | 2696.3596 | 2507.1874 | 2309.4727 | 5.0022e-12
| Electric Engagement | Total GB Peak 1-in-20 Demand | gas | Total GB demand | Peak 1in20 | GWh/day | 5082 | 5214 | 5215.877 | 5119.403 | 5150.9446 | 5113.735 | 4943.8102 | 4612.1099 | 4563.9716 | 4402.6794 | 4240.8359 | 3938.0234 | 3709.835 | 3528.9037 | 3450.0414 | 3255.6384 | 2947.0654 | 2606.3193 | 2429.1001 | 2400.2303 | 2217.3757 | 2009.612 | 1947.5027 | 1805.9652 | 1744.5988 | 1684.9197 | 1700.317 | 1671.1953
| Holistic Transition | Total end-use residential gas demand | gas | Residential demand | Annuals | GWh | 290525.991 | 301031.3356 | 306984.8671 | 311752.8265 | 314511.6303 | 315126.4415 | 314339.0319 | 304612.3052 | 293196.5466 | 279976.3847 | 264584.1472 | 248613.3091 | 231931.4794 | 210263.1107 | 188779.0561 | 167464.3676 | 146323.5954 | 125394.0179 | 105690.1822 | 87974.6713 | 72242.4456 | 57662.9417 | 44374.6313 | 32803.5689 | 23084.0212 | 15574.6575 | 8774.5118 | 2795.9212
| Holistic Transition | Annual end-use gas demand from the commercial sector | gas | Commercial demand | Annuals | GWh | 84564.6374 | 85085.2694 | 84484.7063 | 82852.9883 | 81079.8375 | 79106.8051 | 77347.0056 | 74920.1864 | 72009.0996 | 69711.235 | 67807.1061 | 65869.3432 | 63918.3892 | 58603.3471 | 53502.0161 | 48564.6114 | 43537.8491 | 38683.8177 | 33868.9037 | 28998.0452 | 25055.6865 | 21261.4117 | 17534.8307 | 14406.6372 | 10555.024 | 7027.4335 | 3533.7369 | 0
| Holistic Transition | Total gas demand (gas NTS connected only) for electricity generation | gas | Electricity generation | Annuals | GWh | 174440.8566 | 145515.1125 | 92367.3717 | 79234.1322 | 70798.4533 | 80055.289 | 73350.8332 | 59066.8843 | 65149.144 | 57183.5525 | 54066.633 | 52622.9571 | 58785.0762 | 77925.4243 | 93388.757 | 90475.288 | 83304.5022 | 98919.2604 | 101964.46 | 102080.4378 | 104722.8046 | 107146.4513 | 105580.6276 | 109481.6621 | 102125.8743 | 107835.1112 | 96183.6448 | 99944.0676
| Holistic Transition | Gas end-use demand for transport | gas | Transport | Annuals | GWh | 611.6774 | 682.8388 | 760.5904 | 845.4784 | 938.0197 | 1038.9528 | 1149.1889 | 1269.1836 | 1400.2797 | 1541.1406 | 1689.6741 | 1850.721 | 1958.9238 | 2077.239 | 2206.3838 | 2347.2328 | 2234.9991 | 2113.9771 | 1968.8849 | 1813.6132 | 1647.6187 | 1459.6726 | 1257.4565 | 1036.2103 | 792.6087 | 539.0092 | 279.3586 | 0.064439
| Holistic Transition | Annual end-use gas demand from industry | gas | Industrial demand | Annuals | GWh | 109563.4595 | 105960.6179 | 108002.0119 | 106496.9347 | 102514.2751 | 96877.9489 | 90461.9239 | 83808.5126 | 77445.2518 | 70784.6888 | 63952.5854 | 57125.5703 | 49879.7693 | 41246.7453 | 34769.4725 | 30518.0166 | 27693.6626 | 26076.3704 | 24210.684 | 22406.0864 | 20865.9462 | 19389.1145 | 17885.7163 | 16533.6866 | 15155.749 | 13816.3907 | 12483.3388 | 11139.9108
| Holistic Transition | Total GB Gas Demand (Excluding exports and shrinkage) | gas | Total GB demand | Annuals | GWh | 665709 | 641871.669 | 596368.4997 | 585058.0132 | 573880.2735 | 576286.362 | 564282.7913 | 534713.0975 | 522222.4734 | 495516.4919 | 471733.3939 | 450640.2953 | 433399.7101 | 417401.5164 | 403170.6216 | 375253.4359 | 339089.0945 | 327385.3713 | 307588.1842 | 283970.4428 | 266057.1765 | 249056.8142 | 228898.0735 | 219102.4874 | 202038.8885 | 196573.3354 | 173697.3047 | 167198.053
| Holistic Transition | Total (NTS+LDZ) gas shrinkage | gas | Shrinkage | Annuals | GWh | 5667.9461 | 5307.4411 | 4892.0361 | 4854.0944 | 4746.0327 | 4683.7409 | 4579.8729 | 4444.3454 | 4377.3631 | 4251.4945 | 4123.5097 | 3927.2577 | 3276.6221 | 3046.0257 | 2841.1201 | 2584.1625 | 2304.4032 | 2123.6274 | 1925.9863 | 1729.5916 | 1567.4281 | 1414.9528 | 1256.9308 | 1148.9297 | 1018.6988 | 944.6993 | 808.1329 | 685.6961
| Holistic Transition | Hydrogen Production: Natural Gas Demand | gas | Hydrogen production SMR | Annuals | GWh | 0 | 0 | 0 | 5.3278 | 102.9472 | 102.9472 | 3589.4278 | 7636.4583 | 9726.4917 | 13305.7361 | 17285.4972 | 23717.3083 | 26926.0722 | 27285.65 | 30524.9361 | 35883.9194 | 35994.4861 | 36197.9278 | 39885.0694 | 40697.5889 | 41522.675 | 42137.2222 | 42264.8111 | 44840.7222 | 50325.6111 | 51780.7333 | 52442.7139 | 53318.0889
| Holistic Transition | LDZ connected peaking/flexible plants (estimated) | gas | Flexible electricity generation | Annuals | GWh | 3170.9197 | 3596.4949 | 3768.9524 | 3870.3253 | 3935.1105 | 3977.9774 | 4045.3799 | 3399.567 | 3295.6601 | 3013.7541 | 2347.7508 | 841.0863 | 0 | 0 | 0 | 0 | 0 | 0 | 0 | 0 | 0 | 0 | 0 | 0 | 0 | 0 | 0 | 0
| Holistic Transition | Gas exported from GB | gas | Gas exported from GB | Annuals | GWh | 186440.4101 | 131919.0239 | 107863.9425 | 107992.4568 | 99471.0207 | 91657.6317 | 80900.1228 | 70964.995 | 61409.5907 | 53948.2801 | 48287.1054 | 42042.1806 | 36222.3985 | 31792.092 | 29726.3213 | 24900.5984 | 20602.9172 | 16281.6597 | 14380.4721 | 14312.4782 | 13915.6183 | 13581.8294 | 13388.903 | 13189.7154 | 13099.1919 | 13258.1351 | 13402.3791 | 5.0022e-12
| Holistic Transition | Total GB Peak 1-in-20 Demand | gas | Total GB demand | Peak 1in20 | GWh/day | 5082 | 5214 | 5182.1871 | 5073.9698 | 5126.8264 | 5044.6433 | 4865.1631 | 4543.3176 | 4393.9367 | 4204.6743 | 3979.2355 | 3768.7653 | 3536.1849 | 3473.0008 | 3230.1646 | 2946.5077 | 2745.9568 | 2525.2931 | 2339.5839 | 2230.7545 | 2048.9024 | 1809.8623 | 1606.0614 | 1585.3543 | 1574.058 | 1501.3646 | 1407.1391 | 1382.4374
| Hydrogen Evolution | Total gas demand (gas NTS connected only) for electricity generation | gas | Electricity generation | Annuals | GWh | 174440.8566 | 145515.1125 | 95892.857 | 86992.4605 | 79526.3817 | 87596.9066 | 90506.0335 | 80794.0414 | 63187.5869 | 69834.3122 | 70291.2011 | 90839.679 | 100043.6249 | 118035.987 | 132373.7858 | 133805.5556 | 134644.3454 | 160382.2525 | 166650.0712 | 194298.6736 | 201010.6226 | 221288.3461 | 223380.323 | 207881.3949 | 223269.6012 | 230543.2832 | 231640.0165 | 225360.2025
| Hydrogen Evolution | Total end-use residential gas demand | gas | Residential demand | Annuals | GWh | 290525.991 | 301031.3356 | 306961.5755 | 311774.9253 | 314453.8878 | 315064.3119 | 314367.387 | 304380.2677 | 293106.1726 | 279452.8103 | 264652.06 | 248568.6618 | 232401.1497 | 210672.8368 | 189118.5707 | 167744.1875 | 146554.2783 | 125555.933 | 105731.9194 | 88023.1882 | 72221.5281 | 57483.6621 | 44369.5479 | 32615.3676 | 23270.6181 | 15174.1518 | 8452.3811 | 1976.8196
| Hydrogen Evolution | Annual end-use gas demand from the commercial sector | gas | Commercial demand | Annuals | GWh | 84564.6374 | 85085.2694 | 84445.4209 | 83268.3775 | 82460.2641 | 81095.9271 | 79663.6657 | 77810.4542 | 75341.2748 | 72596.0948 | 70463.818 | 68291.4037 | 66130.6411 | 60673.7871 | 55349.5852 | 50421.9253 | 45602.0083 | 40636.7624 | 35691.238 | 30463.011 | 26276.7232 | 22289.3458 | 18260.12 | 14513.776 | 10774.4255 | 6856.0647 | 3324.0663 | 0
| Hydrogen Evolution | Gas end-use demand for transport | gas | Transport | Annuals | GWh | 611.6774 | 805.1596 | 1035.641 | 1311.0879 | 1641.5137 | 2038.7181 | 2517.7817 | 3096.6443 | 3796.1952 | 4580.8649 | 5442.7185 | 6424.479 | 7077.7981 | 7825.0999 | 8677.1138 | 9643.3623 | 10731.2846 | 10377.1809 | 9904.1986 | 9369.9064 | 8772.1387 | 8057.5799 | 7248.1726 | 6315.9517 | 5238.4978 | 4049.368 | 2743.6445 | 1270.5829
| Hydrogen Evolution | Total GB Gas Demand (Excluding exports and shrinkage) | gas | Total GB demand | Annuals | GWh | 665709 | 642043.68 | 600188.6157 | 594191.2682 | 587551.0059 | 594085.315 | 595061.3828 | 571609.5789 | 547818.3442 | 543410.646 | 528052.1026 | 523603.6074 | 512049.4529 | 522495.4496 | 524854.6108 | 513682.1458 | 503797.8637 | 502239.8206 | 482500.9869 | 486029.1109 | 472887.389 | 473615.1571 | 456590.8199 | 425193.7145 | 427183.6917 | 422552.5822 | 413861.4825 | 397498.0811
| Hydrogen Evolution | Total (NTS+LDZ) gas shrinkage | gas | Shrinkage | Annuals | GWh | 5667.9461 | 5307.4411 | 4904.3821 | 4886.2247 | 4799.1542 | 4756.9043 | 4704.2464 | 4598.9431 | 4492.6898 | 4445.8154 | 4343.9341 | 4206.836 | 3640.5714 | 3494.0128 | 3336.9 | 3131.6995 | 2947.5205 | 2799.0593 | 2596.698 | 2499.1894 | 2352.9869 | 2265.8502 | 2119.0528 | 1924.964 | 1869.7212 | 1795.1207 | 1713.4729 | 1554.258
| Hydrogen Evolution | Hydrogen Production: Natural Gas Demand | gas | Hydrogen production SMR | Annuals | GWh | 0 | 0 | 0 | 5.3278 | 102.9472 | 3589.4278 | 7623.7833 | 10114.125 | 22286.2667 | 32782.5167 | 39940.5417 | 39660.675 | 45619.7583 | 76093.1806 | 99254.9028 | 118402.7389 | 135981.4028 | 137831.4611 | 139815.975 | 141503.9333 | 143925.1306 | 145342.3139 | 145689.9222 | 147501.4 | 149419.7556 | 151912.6472 | 154788.9306 | 157075.5833
| Hydrogen Evolution | LDZ connected peaking/flexible plants (estimated) | gas | Flexible electricity generation | Annuals | GWh | 3170.9197 | 3596.4949 | 3805.9075 | 4034.8238 | 4273.0869 | 4491.6082 | 4661.4214 | 4685.4138 | 4639.5434 | 4509.7251 | 4193.2097 | 3649.8226 | 3069.3824 | 1953.1277 | 1493.9157 | 1168.154 | 884.2814 | 560.4933 | 210.2685 | 0 | 0 | 0 | 0 | 0 | 0 | 0 | 0 | 0
| Hydrogen Evolution | Annual end-use gas demand from industry | gas | Industrial demand | Annuals | GWh | 109563.4595 | 106010.3081 | 108047.2137 | 106804.2655 | 105092.9245 | 100208.4153 | 95721.3103 | 90728.6327 | 85461.3048 | 79654.322 | 73068.5537 | 66168.8863 | 57707.0984 | 47241.4306 | 38586.7369 | 32496.2223 | 29400.263 | 26895.7374 | 24497.3161 | 22370.3983 | 20681.2458 | 19153.9092 | 17642.7342 | 16365.8243 | 15210.7934 | 14017.0672 | 12912.4435 | 11814.8928
| Hydrogen Evolution | Gas exported from GB | gas | Gas exported from GB | Annuals | GWh | 186440.4101 | 131919.0239 | 107515.1631 | 107661.4114 | 100271.5475 | 93770.1272 | 83735.3476 | 75869.0883 | 67470.8896 | 58859.2384 | 51990.4041 | 45102.873 | 38755.6768 | 33845.8184 | 31325.0907 | 26267.0156 | 21917.5622 | 17383.178 | 15282.6215 | 15061.8054 | 14517.8648 | 14071.8344 | 13780.5596 | 13218.5727 | 13058.3829 | 13163.4755 | 13272.5652 | 5.0022e-12
| Hydrogen Evolution | Total GB Peak 1-in-20 Demand | gas | Total GB demand | Peak 1in20 | GWh/day | 5082 | 5214 | 5042.5754 | 4995.9149 | 5019.9343 | 4984.0476 | 4914.7703 | 4653.0023 | 4473.4515 | 4318.666 | 4179.5621 | 3909.6084 | 3813.7592 | 3727.3017 | 3574.8558 | 3404.3562 | 3282.4463 | 3080.5151 | 2945.875 | 2855.517 | 2752.7966 | 2560.603 | 2466.6486 | 2448.1132 | 2507.0158 | 2685.4188 | 2615.5216 | 2602.9013
| Ten Year Forecast | Total gas demand (gas NTS connected only) for electricity generation | gas | Electricity generation | Annuals | GWh | 2023: 174440.8566; 2024: 145515.1125; 2025: 78236.0822; 2026: 80434.6972; 2027: 89858.7419; 2028: 108974.9239; 2029: 107656.4823; 2030: 100450.1905; 2031: 90622.8545; 2032: 104530.9618; 2033: 109894.5023; 2034: 119340.2513; 2035: 131702.5897
| Ten Year Forecast | Total GB Gas Demand (Excluding exports and shrinkage) | gas | Total GB demand | Annuals | GWh | 2023: 665709; 2024: 641871.669; 2025: 583243.8283; 2026: 589728.3575; 2027: 602550.7523; 2028: 622866.1051; 2029: 620960.1222; 2030: 607767.0265; 2031: 589096.7882; 2032: 593206.9708; 2033: 587430.4118; 2034: 584506.4225; 2035: 586718.3616
| Ten Year Forecast | Total (NTS+LDZ) gas shrinkage | gas | Shrinkage | Annuals | GWh | 2023: 5667.9461; 2024: 5307.4411; 2025: 4861.0202; 2026: 4900.8379; 2027: 4901.2919; 2028: 4921.7216; 2029: 4874.1259; 2030: 4826.4271; 2031: 4742.004; 2032: 4725.0299; 2033: 4666.0834; 2034: 4537.3745; 2035: 4379.9995
| Ten Year Forecast | Hydrogen Production: Natural Gas Demand | gas | Hydrogen production SMR | Annuals | GWh | 2023: 0; 2024: 0; 2025: 0; 2026: 5.3278; 2027: 5.3278; 2028: 5.3278; 2029: 5.3278; 2030: 3119.3556; 2031: 4027.4111; 2032: 4485.4333; 2033: 4473.0528; 2034: 5004.7611; 2035: 8989.3083
| Ten Year Forecast | LDZ connected peaking/flexible plants (estimated) | gas | Flexible electricity generation | Annuals | GWh | 2023: 3170.9197; 2024: 3596.4949; 2025: 3805.9075; 2026: 4034.8238; 2027: 4273.0869; 2028: 4491.6082; 2029: 4661.4214; 2030: 4685.4138; 2031: 4639.5434; 2032: 4509.7251; 2033: 4193.2097; 2034: 3649.8226; 2035: 3069.3824
| Ten Year Forecast | Total end-use residential gas demand | gas | Residential demand | Annuals | GWh | 2023: 290525.991; 2024: 301031.3356; 2025: 307808.2229; 2026: 313111.6362; 2027: 317989.3715; 2028: 321350.5975; 2029: 324058.6421; 2030: 318531.0304; 2031: 312494.5279; 2032: 306398.0648; 2033: 300069.8211; 2034: 293582.1863; 2035: 286637.4207
| Ten Year Forecast | Annual end-use gas demand from the commercial sector | gas | Commercial demand | Annuals | GWh | 2023: 84564.6374; 2024: 85085.2694; 2025: 84484.6606; 2026: 84104.7044; 2027: 83731.6525; 2028: 82876.8102; 2029: 82086.4761; 2030: 81153.3841; 2031: 80253.5464; 2032: 79377.3991; 2033: 78522.9258; 2034: 77153.4743; 2035: 75844.9494
| Ten Year Forecast | Gas end-use demand for transport | gas | Transport | Annuals | GWh | 2023: 611.6774; 2024: 682.8388; 2025: 760.5904; 2026: 845.4784; 2027: 938.0197; 2028: 1038.9528; 2029: 1149.1889; 2030: 1269.1836; 2031: 1400.2797; 2032: 1543.3668; 2033: 1699.1677; 2034: 1865.621; 2035: 1973.7343
| Ten Year Forecast | Annual end-use gas demand from industry | gas | Industrial demand | Annuals | GWh | 2023: 109563.4595; 2024: 105960.6179; 2025: 108148.3647; 2026: 107191.6897; 2027: 105754.5519; 2028: 104127.8848; 2029: 101342.5836; 2030: 98558.4686; 2031: 95658.6253; 2032: 92362.0199; 2033: 88577.7324; 2034: 83910.3059; 2035: 78500.9767
| Ten Year Forecast | Gas exported from GB | gas | Gas exported from GB | Annuals | GWh | 2023: 186440.4101; 2024: 131919.0239; 2025: 112792.5909; 2026: 115674.1763; 2027: 111828.096; 2028: 107964.7599; 2029: 101979.7294; 2030: 98876.9285; 2031: 90892.347; 2032: 81390.4689; 2033: 75966.2628; 2034: 69400.6276; 2035: 63375.3274
| Ten Year Forecast | Total GB Peak 1-in-20 Demand | gas | Total GB demand | Peak 1in20 | GWh/day | 2023: 5082; 2024: 5214; 2025: 5322.9471; 2026: 5305.6794; 2027: 5349.8124; 2028: 5358.9018; 2029: 5302.3742; 2030: 5076.401; 2031: 4922.1732; 2032: 4838.7877; 2033: 4787.541; 2034: 4700.2881; 2035: 4638.9829

## ED4
ED4: Natural gas demand definitions
Return to: Main Menu
Return to: Data table contents
| Item no. | Description | Definition
| 1 | Annual end-use gas demand from industry | Gas used in industry. This is including: gas for electricity generation from gas distribution network connected Combined Heat and Power plants (CHPs) and Combined Cycle Gas Turbines (CCGTs); and industrial gas usage fitted with CCS.
| 2 | Annual end-use gas demand from the commercial sector | Gas used in the commercial sector. This excludes gas used for electricity generation by peaking/flexible plants (see item no. 6).
| 3 | Gas end-use demand for transport | Gas used in the transport sector. This includes networked Compressed Natural Gas (CNG) and non-networked Liquified Natural Gas (LNG).
| 4 | Total end-use residential gas demand | Gas used in the residential sector, including for heating and cooking (using NDM1 gas load band).
| 5 | Total gas demand (gas NTS connected only) for electricity generation | Gas used for power generation by power stations connected to the gas transmission network.
| 6 | LDZ connected peaking/flexible plants (estimated) | Gas used for electricity generation by flexible/peaking plants connected to the gas distribution networks.
| 7 | Total (NTS+LDZ) gas shrinkage | Total gas shrinkage from the transmission and distribution networks.
| 8 | Hydrogen Production: Natural Gas Demand | Gas used for producing hydrogen via steam methane reforming.
| 9 | Gas exported from GB | Gas export through to Ireland and Continental Europe.
| 10 | Total GB Peak 1-in-20 Demand | Total daily GB gas demand on a cold day expected to occur once every 20 years. Data is in gas years, i.e. 2023 is GY 2023/24 which is 01/10/2023 - 30/09/2024. One of the inputs for the peak day demand analysis is a forecast for gas demand for power generation. Unlike all of the other modelling for FES (including ED3 annual gas demand for electricity generation) which assumes unconstrained networks, for this particular analysis we do include an estimate for increased gas-fired generation arising from electricity network constraints.
| 11 | Total GB Gas Demand (Excluding exports and shrinkage) | = 1+2+3+4+5+6+8

## ED5
ED5: Road transport summary
Return to: Main Menu
Return to: Data table contents
| Data item | Unit | Pathway | Fuel | Peak/Annual/Minimum | 2023 | 2024 | 2025 | 2026 | 2027 | 2028 | 2029 | 2030 | 2031 | 2032 | 2033 | 2034 | 2035 | 2036 | 2037 | 2038 | 2039 | 2040 | 2041 | 2042 | 2043 | 2044 | 2045 | 2046 | 2047 | 2048 | 2049 | 2050
| V2G available at Peak | GW | Holistic Transition | Electricity | Peak | 0 | 0 | -0.033827 | -0.081607 | -0.17812 | -0.35816 | -0.66132 | -1.1861 | -2.0357 | -3.3376 | -5.2941 | -8.0917 | -11.7885 | -16.2886 | -21.2664 | -26.3865 | -31.2065 | -35.3154 | -38.5815 | -39.8867 | -40.1319 | -40.29 | -40.4211 | -40.513 | -40.5395 | -40.5616 | -40.5806 | -40.5974
| V2G available at Peak | GW | Electric Engagement | Electricity | Peak | 0 | 0 | -0.019591 | -0.049257 | -0.11049 | -0.21272 | -0.39294 | -0.70135 | -1.1918 | -1.9294 | -2.9847 | -4.4492 | -6.3292 | -8.6976 | -11.3941 | -14.2335 | -17.0225 | -19.4837 | -21.5588 | -23.2119 | -24.0532 | -24.1057 | -24.1789 | -24.2449 | -24.2773 | -24.297 | -24.313 | -24.3275
| V2G available at Peak | GW | Falling Behind | Electricity | Peak | 0 | 0 | 0 | 0 | 0 | 0 | 0 | 0 | 0 | 0 | -0.018025 | -0.028108 | -0.053083 | -0.087242 | -0.13801 | -0.20476 | -0.29722 | -0.42625 | -0.59644 | -0.8129 | -1.0866 | -1.4285 | -1.852 | -2.3392 | -2.8762 | -3.4982 | -4.2029 | -4.2786
| V2G available at Peak | GW | Hydrogen Evolution | Electricity | Peak | 0 | 0 | 0 | 0 | 0 | -0.010262 | -0.017836 | -0.037606 | -0.06752 | -0.11636 | -0.19047 | -0.30078 | -0.46008 | -0.68091 | -0.97678 | -1.3641 | -1.8588 | -2.4719 | -3.228 | -4.1256 | -5.1522 | -6.2569 | -7.3231 | -8.3937 | -9.3647 | -10.2073 | -10.9144 | -11.4708
| V2G available at Peak | GW | Ten Year Forecast | Electricity | Peak | 2023: 0; 2024: 0; 2025: -0.015807; 2026: -0.055368; 2027: -0.11769; 2028: -0.22569; 2029: -0.40601; 2030: -0.71035; 2031: -1.1935; 2032: -1.9273; 2033: -3.0225; 2034: -4.61; 2035: -6.7362
| V2G Maximum Capacity | GW | Holistic Transition | Electricity | Annual | 0 | 0 | -0.067669 | -0.16325 | -0.35632 | -0.71647 | -1.3229 | -2.3727 | -4.0723 | -6.6767 | -10.5905 | -16.1868 | -23.5821 | -32.5842 | -42.5421 | -52.7844 | -62.4265 | -70.646 | -77.1797 | -79.7906 | -80.2811 | -80.5975 | -80.8596 | -81.0435 | -81.0964 | -81.1406 | -81.1786 | -81.2123
| V2G Maximum Capacity | GW | Electric Engagement | Electricity | Annual | 0 | 0 | -0.03919 | -0.098536 | -0.22102 | -0.42552 | -0.78605 | -1.403 | -2.3842 | -3.8596 | -5.9706 | -8.9002 | -12.661 | -17.3989 | -22.7932 | -28.4731 | -34.0524 | -38.9757 | -43.127 | -46.4339 | -48.1169 | -48.2219 | -48.3682 | -48.5004 | -48.5651 | -48.6044 | -48.6365 | -48.6654
| V2G Maximum Capacity | GW | Falling Behind | Electricity | Annual | 0 | 0 | 0 | 0 | 0 | 0 | 0 | 0 | 0 | 0 | -0.036057 | -0.056228 | -0.10619 | -0.17452 | -0.27608 | -0.4096 | -0.59457 | -0.85268 | -1.1931 | -1.6261 | -2.1737 | -2.8577 | -3.7048 | -4.6794 | -5.7537 | -6.9979 | -8.4076 | -8.559
| V2G Maximum Capacity | GW | Hydrogen Evolution | Electricity | Annual | 0 | 0 | 0 | 0 | 0 | -0.020529 | -0.035679 | -0.075228 | -0.13507 | -0.23278 | -0.38102 | -0.60169 | -0.92036 | -1.3621 | -1.954 | -2.7288 | -3.7185 | -4.9448 | -6.4574 | -8.253 | -10.3066 | -12.5165 | -14.6493 | -16.7911 | -18.7334 | -20.4189 | -21.8335 | -22.9465
| V2G Maximum Capacity | GW | Ten Year Forecast | Electricity | Annual | 2023: 0; 2024: 0; 2025: -0.031621; 2026: -0.11076; 2027: -0.23543; 2028: -0.45147; 2029: -0.81219; 2030: -1.421; 2031: -2.3876; 2032: -3.8554; 2033: -6.0463; 2034: -9.222; 2035: -13.4753
| Electric Vehicle Peak Demand | GW | Holistic Transition | Electricity | Peak | 0.51824 | 0.69443 | 0.9 | 1.1 | 1.4 | 1.6 | 1.8 | 2.2 | 2.7 | 3.3 | 3.9 | 4.5 | 5.1 | 5.8 | 6.4 | 7.1 | 7.6 | 8.1 | 8.4 | 8.7 | 9 | 9.1 | 9.2 | 9.2 | 9.1 | 9.1 | 9 | 9
| Electric Vehicle Peak Demand | GW | Electric Engagement | Electricity | Peak | 0.51824 | 0.69443 | 0.9 | 1.2 | 1.6 | 2 | 2.4 | 3 | 3.6 | 4.3 | 5.1 | 5.8 | 6.7 | 7.6 | 8.6 | 9.5 | 10.3 | 11.2 | 11.9 | 12.4 | 12.8 | 13.1 | 13.4 | 13.5 | 13.6 | 13.5 | 13.5 | 13.5
| Electric Vehicle Peak Demand | GW | Hydrogen Evolution | Electricity | Peak | 0.51824 | 0.69443 | 1 | 1.3 | 1.7 | 2.3 | 2.8 | 3.5 | 4.3 | 5.1 | 5.9 | 6.8 | 7.7 | 8.6 | 9.5 | 10.3 | 11 | 11.7 | 12.3 | 12.8 | 13.3 | 13.5 | 13.5 | 13.6 | 13.7 | 13.7 | 13.7 | 13.8
| Electric Vehicle Peak Demand | GW | Falling Behind | Electricity | Peak | 0.51824 | 0.69443 | 0.9 | 1.2 | 1.5 | 1.9 | 2.3 | 2.7 | 3.3 | 3.8 | 4.4 | 5.1 | 5.9 | 6.7 | 7.5 | 8.3 | 9.1 | 9.9 | 10.6 | 11.3 | 11.8 | 12.5 | 13.2 | 13.6 | 14 | 14.3 | 14.6 | 15
| Electric Vehicle Peak Demand | GW | Ten Year Forecast | Electricity | Peak | 2023: 0.51824; 2024: 0.69443; 2025: 0.9; 2026: 1.1; 2027: 1.5; 2028: 1.8; 2029: 2.1; 2030: 2.6; 2031: 3; 2032: 3.6; 2033: 4.2; 2034: 4.9; 2035: 5.6
| Electric Vehicle Unmanaged Peak Demand | GW | Holistic Transition | Electricity | Peak | 0.69174 | 0.94259 | 1.3847 | 1.8618 | 2.4401 | 3.135 | 3.9625 | 4.942 | 6.0591 | 7.2868 | 8.5845 | 9.9214 | 11.2695 | 12.5445 | 13.7782 | 14.9482 | 16.0232 | 16.9722 | 17.7731 | 18.4156 | 18.839 | 19.1768 | 19.4593 | 19.6156 | 19.5388 | 19.4044 | 19.2503 | 19.09
| Electric Vehicle Unmanaged Peak Demand | GW | Electric Engagement | Electricity | Peak | 0.69219 | 0.94392 | 1.3769 | 1.8506 | 2.426 | 3.1192 | 3.9478 | 4.9338 | 6.0669 | 7.3256 | 8.6652 | 10.0597 | 11.4865 | 12.8379 | 14.1668 | 15.4596 | 16.6951 | 17.7862 | 18.7611 | 19.5393 | 20.1522 | 20.6106 | 21.0054 | 21.284 | 21.3094 | 21.2661 | 21.2131 | 21.167
| Electric Vehicle Unmanaged Peak Demand | GW | Hydrogen Evolution | Electricity | Peak | 0.6923 | 0.9442 | 1.3701 | 1.8398 | 2.4096 | 3.0946 | 3.9124 | 4.8858 | 5.9974 | 7.2143 | 8.4976 | 9.8181 | 11.1552 | 12.3797 | 13.5302 | 14.5609 | 15.4444 | 16.2762 | 17.0025 | 17.6232 | 18.1467 | 18.4199 | 18.6137 | 18.8024 | 18.9593 | 19.0304 | 19.1194 | 19.2473
| Electric Vehicle Unmanaged Peak Demand | GW | Falling Behind | Electricity | Peak | 0.69202 | 0.94285 | 1.1964 | 1.5317 | 1.9213 | 2.3728 | 2.8893 | 3.4731 | 4.1275 | 4.8503 | 5.6387 | 6.4957 | 7.4334 | 8.4541 | 9.502 | 10.5484 | 11.5676 | 12.5717 | 13.5195 | 14.3368 | 15.0405 | 15.7762 | 16.7499 | 17.482 | 18.0655 | 18.6355 | 19.1983 | 19.7775
| Electric Vehicle Unmanaged Peak Demand | GW | Ten Year Forecast | Electricity | Peak | 2023: 0.69207; 2024: 0.94389; 2025: 1.2482; 2026: 1.6195; 2027: 2.0587; 2028: 2.5764; 2029: 3.1826; 2030: 3.8907; 2031: 4.704; 2032: 5.6264; 2033: 6.6474; 2034: 7.7419; 2035: 8.8996
| # Cars - All | # Cars | Holistic Transition | All | Annual | 32546013 | 32676153 | 32803841 | 32930973 | 33058065 | 33184887 | 33310826 | 33434991 | 33556237 | 33671598 | 33778068 | 33872150 | 33952328 | 34013765 | 34057558 | 34081008 | 34083555 | 34064959 | 34021254 | 33952634 | 33849414 | 33708121 | 33519316 | 33277511 | 32958623 | 32551620 | 32080352 | 31519510
| # Cars - All | # Cars | Electric Engagement | All | Annual | 32546013 | 32676153 | 32803841 | 32930989 | 33058207 | 33185455 | 33312408 | 33438567 | 33563290 | 33684939 | 33801806 | 33911752 | 34014033 | 34105847 | 34188592 | 34259306 | 34318247 | 34364989 | 34397091 | 34414422 | 34411345 | 34389913 | 34341754 | 34259874 | 34122825 | 33931158 | 33694928 | 33399837
| # Cars - All | # Cars | Hydrogen Evolution | All | Annual | 32546013 | 32676153 | 32803841 | 32931007 | 33058384 | 33186178 | 33314437 | 33443166 | 33572357 | 33701995 | 33832059 | 33962144 | 34092591 | 34223360 | 34355932 | 34487585 | 34619397 | 34751294 | 34883191 | 35014995 | 35146600 | 35277890 | 35408733 | 35538986 | 35668490 | 35797074 | 35924550 | 36050714
| # Cars - All | # Cars | Falling Behind | All | Annual | 32546013 | 32676153 | 32803841 | 32931007 | 33058384 | 33186178 | 33314437 | 33443166 | 33572357 | 33701995 | 33832059 | 33962521 | 34093348 | 34224501 | 34355932 | 34487585 | 34619397 | 34750896 | 34882392 | 35014995 | 35146600 | 35277890 | 35408733 | 35538986 | 35668490 | 35797074 | 35924550 | 36050714
| # Cars - All | # Cars | Ten Year Forecast | All | Annual | 2023: 32546013; 2024: 32676153; 2025: 32803841; 2026: 32930973; 2027: 33058065; 2028: 33184887; 2029: 33310826; 2030: 33434991; 2031: 33556244; 2032: 33673199; 2033: 33784217; 2034: 33887023; 2035: 33978980
| # Vans - All | # Vans | Holistic Transition | All | Annual | 4560822 | 4578592 | 4596431 | 4614339 | 4632317 | 4650365 | 4668484 | 4686673 | 4704933 | 4723264 | 4741666 | 4760141 | 4778687 | 4797305 | 4815996 | 4834760 | 4853597 | 4872507 | 4891491 | 4910549 | 4929682 | 4948888 | 4968170 | 4987527 | 5006959 | 5026467 | 5046051 | 5065711
| # Vans - All | # Vans | Electric Engagement | All | Annual | 4560822 | 4578592 | 4596431 | 4614339 | 4632317 | 4650365 | 4668484 | 4686673 | 4704933 | 4723264 | 4741666 | 4760141 | 4778687 | 4797305 | 4815996 | 4834760 | 4853597 | 4872507 | 4891491 | 4910549 | 4929682 | 4948888 | 4968170 | 4987527 | 5006959 | 5026467 | 5046051 | 5065711
| # Vans - All | # Vans | Hydrogen Evolution | All | Annual | 4560822 | 4578592 | 4596431 | 4614339 | 4632317 | 4650365 | 4668484 | 4686673 | 4704933 | 4723264 | 4741666 | 4760141 | 4778687 | 4797305 | 4815996 | 4834760 | 4853597 | 4872507 | 4891491 | 4910549 | 4929682 | 4948888 | 4968170 | 4987527 | 5006959 | 5026467 | 5046051 | 5065711
| # Vans - All | # Vans | Falling Behind | All | Annual | 4560822 | 4578592 | 4596431 | 4614339 | 4632317 | 4650365 | 4668484 | 4686673 | 4704933 | 4723264 | 4741666 | 4760141 | 4778687 | 4797305 | 4815996 | 4834760 | 4853597 | 4872507 | 4891491 | 4910549 | 4929682 | 4948888 | 4968170 | 4987527 | 5006959 | 5026467 | 5046051 | 5065711
| # Vans - All | # Vans | Ten Year Forecast | All | Annual | 2023: 4560822; 2024: 4578592; 2025: 4596431; 2026: 4614339; 2027: 4632317; 2028: 4650365; 2029: 4668484; 2030: 4686673; 2031: 4704933; 2032: 4723264; 2033: 4741666; 2034: 4760141; 2035: 4778687
| # Motorbikes - All | # Motorbikes | Holistic Transition | All | Annual | 1441727 | 1466980 | 1492676 | 1518821 | 1545425 | 1572494 | 1600038 | 1628064 | 1656581 | 1685597 | 1715122 | 1745164 | 1775732 | 1806835 | 1838484 | 1870686 | 1903453 | 1936794 | 1970718 | 2005237 | 2040361 | 2076099 | 2112464 | 2149466 | 2187116 | 2225425 | 2264405 | 2304068
| # Motorbikes - All | # Motorbikes | Electric Engagement | All | Annual | 1441727 | 1466980 | 1492676 | 1518821 | 1545425 | 1572494 | 1600038 | 1628064 | 1656581 | 1685597 | 1715122 | 1745164 | 1775732 | 1806835 | 1838484 | 1870686 | 1903453 | 1936794 | 1970718 | 2005237 | 2040361 | 2076099 | 2112464 | 2149466 | 2187116 | 2225425 | 2264405 | 2304068
| # Motorbikes - All | # Motorbikes | Hydrogen Evolution | All | Annual | 1441727 | 1466980 | 1492676 | 1518821 | 1545425 | 1572494 | 1600038 | 1628064 | 1656581 | 1685597 | 1715122 | 1745164 | 1775732 | 1806835 | 1838484 | 1870686 | 1903453 | 1936794 | 1970718 | 2005237 | 2040361 | 2076099 | 2112464 | 2149466 | 2187116 | 2225425 | 2264405 | 2304068
| # Motorbikes - All | # Motorbikes | Falling Behind | All | Annual | 1441727 | 1466980 | 1492676 | 1518821 | 1545425 | 1572494 | 1600038 | 1628064 | 1656581 | 1685597 | 1715122 | 1745164 | 1775732 | 1806835 | 1838484 | 1870686 | 1903453 | 1936794 | 1970718 | 2005237 | 2040361 | 2076099 | 2112464 | 2149466 | 2187116 | 2225425 | 2264405 | 2304068
| # Motorbikes - All | # Motorbikes | Ten Year Forecast | All | Annual | 2023: 1441727; 2024: 1466980; 2025: 1492676; 2026: 1518821; 2027: 1545425; 2028: 1572494; 2029: 1600038; 2030: 1628064; 2031: 1656581; 2032: 1685597; 2033: 1715122; 2034: 1745164; 2035: 1775732
| # Buses - All | # Buses | Holistic Transition | All | Annual | 136170 | 136756 | 137344 | 137935 | 138528 | 139124 | 139722 | 140323 | 140926 | 141532 | 142141 | 142752 | 143366 | 143982 | 144601 | 145223 | 145847 | 146474 | 147104 | 147737 | 148372 | 149010 | 149651 | 150294 | 150940 | 151589 | 152241 | 152896
| # Buses - All | # Buses | Electric Engagement | All | Annual | 136170 | 136810 | 137453 | 138099 | 138748 | 139400 | 140055 | 140713 | 141374 | 142038 | 142706 | 143377 | 144051 | 144728 | 145408 | 146091 | 146778 | 147468 | 148161 | 148857 | 149557 | 150260 | 150966 | 151676 | 152389 | 153105 | 153825 | 154548
| # Buses - All | # Buses | Hydrogen Evolution | All | Annual | 136170 | 136687 | 137206 | 137727 | 138250 | 138775 | 139302 | 139831 | 140362 | 140895 | 141430 | 141967 | 142506 | 143048 | 143592 | 144138 | 144686 | 145236 | 145788 | 146342 | 146898 | 147456 | 148016 | 148578 | 149143 | 149710 | 150279 | 150850
| # Buses - All | # Buses | Falling Behind | All | Annual | 136170 | 136442 | 136715 | 136988 | 137262 | 137537 | 137812 | 138088 | 138364 | 138641 | 138918 | 139196 | 139474 | 139753 | 140033 | 140313 | 140594 | 140875 | 141157 | 141439 | 141722 | 142005 | 142289 | 142574 | 142859 | 143145 | 143431 | 143718
| # Buses - All | # Buses | Ten Year Forecast | All | Annual | 2023: 136170; 2024: 136756; 2025: 137344; 2026: 137935; 2027: 138528; 2028: 139124; 2029: 139722; 2030: 140323; 2031: 140926; 2032: 141532; 2033: 142141; 2034: 142752; 2035: 143366
| # HGVs - All | # HGVs | Holistic Transition | All | Annual | 489324 | 489998 | 490938 | 491880 | 492824 | 493769 | 494716 | 495665 | 496616 | 497569 | 498525 | 499481 | 500440 | 501400 | 502362 | 503327 | 504292 | 505258 | 506227 | 507199 | 508172 | 509147 | 510124 | 511102 | 512082 | 513064 | 514048 | 515036
| # HGVs - All | # HGVs | Electric Engagement | All | Annual | 489324 | 490581 | 491521 | 492463 | 493407 | 494352 | 495299 | 496248 | 497199 | 498153 | 499108 | 500064 | 501023 | 501982 | 502944 | 503908 | 504873 | 505841 | 506811 | 507782 | 508755 | 509730 | 510707 | 511686 | 512667 | 513649 | 514633 | 515620
| # HGVs - All | # HGVs | Hydrogen Evolution | All | Annual | 489324 | 490262 | 491202 | 492144 | 493088 | 494033 | 494980 | 495929 | 496880 | 497833 | 498789 | 499746 | 500704 | 501665 | 502627 | 503591 | 504556 | 505523 | 506492 | 507463 | 508437 | 509413 | 510390 | 511369 | 512349 | 513331 | 514315 | 515300
| # HGVs - All | # HGVs | Falling Behind | All | Annual | 489324 | 493423 | 494363 | 495305 | 496249 | 497194 | 498141 | 499090 | 500041 | 500994 | 501949 | 502905 | 503863 | 504823 | 505785 | 506749 | 507714 | 508681 | 509650 | 510621 | 511594 | 512569 | 513545 | 514524 | 515505 | 516487 | 517471 | 518456
| # HGVs - All | # HGVs | Ten Year Forecast | All | Annual | 2023: 489324; 2024: 493182; 2025: 494122; 2026: 495064; 2027: 496008; 2028: 496953; 2029: 497900; 2030: 498849; 2031: 499800; 2032: 500753; 2033: 501708; 2034: 502663; 2035: 503621
| # Vehicles - Electric Vehicles | # Vehicles | Holistic Transition | Electricity & Hybrid | Annual | 1534295 | 2217706 | 3083103 | 4181505 | 5513243 | 7119327 | 9029924 | 11320749 | 13938024 | 16851504 | 19987791 | 23101233 | 26259235 | 29265384 | 32061709 | 34526880 | 36628052 | 38351053 | 39692333 | 40710877 | 40961941 | 40996993 | 40954833 | 40834921 | 40607726 | 40279296 | 39869538 | 39355685
| # Vehicles - Electric Vehicles | # Vehicles | Electric Engagement | Electricity & Hybrid | Annual | 1534295 | 2207861 | 3062217 | 4148610 | 5466826 | 7057371 | 8950513 | 11224875 | 13825274 | 16722556 | 19843129 | 22952361 | 26109322 | 29118803 | 31925697 | 34411472 | 36550252 | 38318045 | 39717449 | 40806959 | 41472335 | 41632697 | 41737314 | 41785976 | 41751001 | 41646494 | 41489847 | 41269768
| # Vehicles - Electric Vehicles | # Vehicles | Hydrogen Evolution | Electricity & Hybrid | Annual | 1534295 | 2189199 | 3043646 | 4122650 | 5431156 | 7008117 | 8884396 | 11148671 | 13739975 | 16625686 | 19735915 | 22836261 | 25993656 | 29007925 | 31824956 | 34327390 | 36479343 | 38265845 | 39728898 | 40894743 | 41814237 | 42347361 | 42612449 | 42856842 | 43070769 | 43252910 | 43426630 | 43593689
| # Vehicles - Electric Vehicles | # Vehicles | Falling Behind | Electricity & Hybrid | Annual | 1534295 | 2091721 | 2791741 | 3639193 | 4625349 | 5775142 | 7103946 | 8612985 | 10304624 | 12168357 | 14179080 | 16341056 | 18661732 | 21224065 | 23896412 | 26592080 | 29268045 | 31542509 | 33701495 | 35686682 | 37473377 | 39061182 | 40480238 | 41399619 | 41752571 | 42086543 | 42406344 | 42715638
| # Vehicles - Electric Vehicles | # Vehicles | Ten Year Forecast | Electricity & Hybrid | Annual | 2023: 1534295; 2024: 2127052; 2025: 2839153; 2026: 3714140; 2027: 4745277; 2028: 5961459; 2029: 7381632; 2030: 9041126; 2031: 10922076; 2032: 13030516; 2033: 15347469; 2034: 17687152; 2035: 20184278
| # Vehicles - Hydrogen | # Vehicles | Holistic Transition | Hydrogen | Annual | 206 | 408 | 657 | 965 | 1343 | 1806 | 2371 | 3060 | 3897 | 4887 | 6031 | 7403 | 9174 | 11193 | 13967 | 17818 | 22119 | 26402 | 31642 | 37981 | 45617 | 54810 | 65887 | 79074 | 94154 | 111983 | 132655 | 156503
| # Vehicles - Hydrogen | # Vehicles | Electric Engagement | Hydrogen | Annual | 206 | 422 | 674 | 969 | 1314 | 1720 | 2195 | 2751 | 3405 | 4167 | 5029 | 6033 | 7281 | 8643 | 10435 | 12769 | 15708 | 18461 | 21849 | 25942 | 30860 | 36775 | 43906 | 52501 | 62467 | 74266 | 88311 | 105009
| # Vehicles - Hydrogen | # Vehicles | Hydrogen Evolution | Hydrogen | Annual | 206 | 712 | 1349 | 2149 | 3148 | 4394 | 5946 | 7879 | 10288 | 13243 | 16873 | 21408 | 27342 | 34697 | 44424 | 57373 | 73186 | 96609 | 122056 | 149669 | 179528 | 211650 | 245819 | 282200 | 319575 | 350568 | 384060 | 421234
| # Vehicles - Hydrogen | # Vehicles | Falling Behind | Hydrogen | Annual | 206 | 540 | 914 | 1333 | 1801 | 2321 | 2899 | 3539 | 4247 | 5029 | 5890 | 6836 | 7875 | 9015 | 10263 | 11628 | 13120 | 14748 | 16523 | 18456 | 20560 | 22846 | 25328 | 28020 | 30937 | 34098 | 37519 | 41220
| # Vehicles - Hydrogen | # Vehicles | Ten Year Forecast | Hydrogen | Annual | 2023: 206; 2024: 408; 2025: 657; 2026: 965; 2027: 1343; 2028: 1806; 2029: 2371; 2030: 3060; 2031: 3897; 2032: 4913; 2033: 6146; 2034: 7592; 2035: 9375
| # Vehicles - Natural Gas | # Vehicles | Holistic Transition | Natural Gas | Annual | 3151 | 3532 | 3952 | 4413 | 4919 | 5475 | 6086 | 6755 | 7490 | 8267 | 9051 | 9897 | 10184 | 10496 | 10832 | 11188 | 10698 | 10135 | 9467 | 8738 | 7942 | 7038 | 6049 | 4955 | 3740 | 2525 | 1311 | 1
| # Vehicles - Natural Gas | # Vehicles | Electric Engagement | Natural Gas | Annual | 3151 | 3675 | 4283 | 4988 | 5806 | 6758 | 7865 | 9153 | 10652 | 12344 | 14027 | 15862 | 16124 | 16400 | 16690 | 16980 | 16413 | 15736 | 14915 | 13974 | 12900 | 11634 | 10181 | 8497 | 6542 | 4423 | 2307 | 0
| # Vehicles - Natural Gas | # Vehicles | Hydrogen Evolution | Natural Gas | Annual | 3151 | 4177 | 5467 | 7095 | 9157 | 11778 | 15113 | 19358 | 24749 | 30729 | 37106 | 44389 | 46439 | 48782 | 51453 | 54460 | 57797 | 56396 | 54445 | 52076 | 49215 | 45595 | 41173 | 35712 | 28962 | 21535 | 13515 | 4364
| # Vehicles - Natural Gas | # Vehicles | Falling Behind | Natural Gas | Annual | 3151 | 4276 | 5707 | 7530 | 9855 | 12828 | 16625 | 21468 | 27626 | 35441 | 45270 | 57498 | 72485 | 89490 | 107368 | 126152 | 145924 | 151664 | 158015 | 164930 | 172311 | 179994 | 174672 | 168078 | 159912 | 149756 | 137135 | 121691
| # Vehicles - Natural Gas | # Vehicles | Ten Year Forecast | Natural Gas | Annual | 2023: 3151; 2024: 3532; 2025: 3952; 2026: 4413; 2027: 4919; 2028: 5475; 2029: 6086; 2030: 6755; 2031: 7490; 2032: 8298; 2033: 9184; 2034: 10107; 2035: 10394
| # Vehicles - Internal Combustion Engine | # Vehicles | Holistic Transition | Petrol/Diesel | Annual | 37636404 | 37126833 | 36433517 | 35507065 | 34347654 | 32914031 | 31175404 | 29055152 | 26605882 | 23854902 | 20872649 | 17901154 | 14871960 | 11976215 | 9272493 | 6879119 | 4829875 | 3138402 | 1803353 | 765761 | 460500 | 332425 | 232956 | 156950 | 110099 | 74361 | 53594 | 45032
| # Vehicles - Internal Combustion Engine | # Vehicles | Electric Engagement | Petrol/Diesel | Annual | 37636404 | 37137158 | 36454747 | 35540144 | 34394158 | 32976217 | 31255710 | 29153486 | 26724046 | 23994924 | 21038223 | 18086241 | 15080799 | 12212852 | 9538602 | 7173531 | 5144575 | 3475357 | 2160060 | 1139973 | 523604 | 393785 | 292660 | 213255 | 161946 | 124621 | 93377 | 65007
| # Vehicles - Internal Combustion Engine | # Vehicles | Hydrogen Evolution | Petrol/Diesel | Annual | 37636404 | 37154586 | 36470893 | 35562144 | 34424003 | 33017556 | 31311785 | 29217755 | 26796101 | 24079926 | 21139172 | 18207103 | 15222783 | 12380810 | 9735798 | 7401538 | 5415363 | 3792504 | 2492282 | 1488099 | 728997 | 355141 | 248332 | 161172 | 104751 | 86994 | 75395 | 67356
| # Vehicles - Internal Combustion Engine | # Vehicles | Falling Behind | Petrol/Diesel | Annual | 37636404 | 37255053 | 36725663 | 36048404 | 35232632 | 34253477 | 33095441 | 31757089 | 30235779 | 28541664 | 26699474 | 24704536 | 22549012 | 20150648 | 17642187 | 15110234 | 12597666 | 10500832 | 8519376 | 6712774 | 5103710 | 3693430 | 2464963 | 1737360 | 1577509 | 1438201 | 1314910 | 1204118
| # Vehicles - Internal Combustion Engine | # Vehicles | Ten Year Forecast | Petrol/Diesel | Annual | 2023: 37636404; 2024: 37220671; 2025: 36680651; 2026: 35977614; 2027: 35118804; 2028: 34075083; 2029: 32826880; 2030: 31337959; 2031: 29625021; 2032: 27680618; 2033: 25522055; 2034: 23332891; 2035: 20976339
| # Cars - Electric Vehicles | # Cars | Holistic Transition | Electricity & Hybrid | Annual | 1448860 | 2062940 | 2836425 | 3811487 | 4983979 | 6386966 | 8042895 | 10020782 | 12258310 | 14732159 | 17374017 | 19937141 | 22508632 | 24929094 | 27153418 | 29084879 | 30714137 | 32045365 | 33061188 | 33814153 | 33849280 | 33707989 | 33519185 | 33277382 | 32958495 | 32551494 | 32080227 | 31519388
| # Cars - Electric Vehicles | # Cars | Electric Engagement | Electricity & Hybrid | Annual | 1448860 | 2053843 | 2817325 | 3781822 | 4942787 | 6332961 | 7975082 | 9941232 | 12167712 | 14630691 | 17262982 | 19829007 | 22406104 | 24836616 | 27077389 | 29033575 | 30697281 | 32073567 | 33145774 | 33966342 | 34411210 | 34389779 | 34341622 | 34259743 | 34122695 | 33931028 | 33694799 | 33399709
| # Cars - Electric Vehicles | # Cars | Hydrogen Evolution | Electricity & Hybrid | Annual | 1448860 | 2035135 | 2798859 | 3757107 | 4909641 | 6287608 | 7914523 | 9872332 | 12091160 | 14547169 | 17174077 | 19737233 | 22318247 | 24759197 | 27019176 | 29005548 | 30712160 | 32124196 | 33277810 | 34192738 | 34909495 | 35277755 | 35408599 | 35538853 | 35668357 | 35796942 | 35924418 | 36050582
| # Cars - Electric Vehicles | # Cars | Falling Behind | Electricity & Hybrid | Annual | 1448860 | 1971281 | 2626649 | 3417246 | 4331408 | 5390462 | 6607700 | 7977686 | 9500185 | 11161890 | 12930930 | 14805774 | 16794809 | 18986412 | 21259968 | 23535447 | 25790221 | 27621415 | 29358213 | 30966979 | 32426066 | 33724386 | 34866547 | 35538851 | 35668358 | 35796944 | 35924422 | 36050588
| # Cars - Electric Vehicles | # Cars | Ten Year Forecast | Electricity & Hybrid | Annual | 2023: 1448860; 2024: 1986012; 2025: 2625905; 2026: 3406040; 2027: 4316681; 2028: 5381247; 2029: 6613526; 2030: 8043763; 2031: 9645684; 2032: 11425814; 2033: 13361493; 2034: 15265423; 2035: 17281053
| # Cars - Electric Vehicles - Plug-in Hybrid Electric Vehicle | # Cars | Holistic Transition | Hybrid (Electricity & Petrol/Diesel) | Annual | 532284 | 673904 | 831364 | 999452 | 1184366 | 1391173 | 1615964 | 1807952 | 1994551 | 2186704 | 2374240 | 2260592 | 2162562 | 2005437 | 1861711 | 1701672 | 1523479 | 1332938 | 1122819 | 887055 | 630116 | 404977 | 186158 | 0 | 0 | 0 | 0 | 0
| # Cars - Electric Vehicles - Plug-in Hybrid Electric Vehicle | # Cars | Electric Engagement | Hybrid (Electricity & Petrol/Diesel) | Annual | 532284 | 664807 | 812264 | 969786 | 1143172 | 1337157 | 1548108 | 1728269 | 1903586 | 2084286 | 2260899 | 2154055 | 2061571 | 1911636 | 1777027 | 1627197 | 1460222 | 1281525 | 1084321 | 862915 | 621466 | 409548 | 203327 | 0 | 0 | 0 | 0 | 0
| # Cars - Electric Vehicles - Plug-in Hybrid Electric Vehicle | # Cars | Hydrogen Evolution | Hybrid (Electricity & Petrol/Diesel) | Annual | 532284 | 645954 | 793491 | 951130 | 1124687 | 1318903 | 1530140 | 1710573 | 1886183 | 2067224 | 2244253 | 2137339 | 2044808 | 1908535 | 1794430 | 1666331 | 1498796 | 1319525 | 1121722 | 899681 | 657559 | 445000 | 238121 | 24845 | 0 | 0 | 0 | 0
| # Cars - Electric Vehicles - Plug-in Hybrid Electric Vehicle | # Cars | Falling Behind | Hybrid (Electricity & Petrol/Diesel) | Annual | 532284 | 674642 | 858257 | 1060852 | 1289143 | 1548633 | 1837285 | 2150550 | 2476417 | 2825788 | 3172852 | 3544118 | 3919067 | 4239029 | 4584733 | 4925614 | 5270709 | 4972703 | 4640322 | 4311487 | 3945880 | 3548287 | 3134324 | 2689012 | 2245515 | 1770655 | 1289717 | 876274
| # Cars - Electric Vehicles - Plug-in Hybrid Electric Vehicle | # Cars | Ten Year Forecast | Hybrid (Electricity & Petrol/Diesel) | Annual | 2023: 532284; 2024: 684814; 2025: 842280; 2026: 1010374; 2027: 1195297; 2028: 1402114; 2029: 1626917; 2030: 1818919; 2031: 2005532; 2032: 2197711; 2033: 2385303; 2034: 2271651; 2035: 2173616
| # Cars - Electric Vehicles - Battery Electric Vehicle | # Cars | Holistic Transition | Electricity | Annual | 916576 | 1389036 | 2005061 | 2812035 | 3799613 | 4995793 | 6426931 | 8212830 | 10263759 | 12545455 | 14999777 | 17676549 | 20346070 | 22923657 | 25291707 | 27383207 | 29190658 | 30712427 | 31938369 | 32927098 | 33219164 | 33303012 | 33333028 | 33277382 | 32958495 | 32551494 | 32080227 | 31519388
| # Cars - Electric Vehicles - Battery Electric Vehicle | # Cars | Electric Engagement | Electricity | Annual | 916576 | 1389036 | 2005061 | 2812036 | 3799615 | 4995804 | 6426974 | 8212963 | 10264126 | 12546405 | 15002083 | 17674952 | 20344533 | 22924980 | 25300362 | 27406378 | 29237059 | 30792042 | 32061453 | 33103427 | 33789743 | 33980232 | 34138295 | 34259743 | 34122695 | 33931028 | 33694799 | 33399709
| # Cars - Electric Vehicles - Battery Electric Vehicle | # Cars | Hydrogen Evolution | Electricity | Annual | 916576 | 1389181 | 2005368 | 2805977 | 3784954 | 4968705 | 6384383 | 8161759 | 10204977 | 12479945 | 14929824 | 17599894 | 20273439 | 22850662 | 25224746 | 27339217 | 29213364 | 30804671 | 32156088 | 33293057 | 34251936 | 34832755 | 35170478 | 35514007 | 35668357 | 35796942 | 35924418 | 36050582
| # Cars - Electric Vehicles - Battery Electric Vehicle | # Cars | Falling Behind | Electricity | Annual | 916576 | 1296639 | 1768392 | 2356394 | 3042265 | 3841829 | 4770415 | 5827136 | 7023768 | 8336102 | 9758078 | 11261656 | 12875742 | 14747383 | 16675235 | 18609833 | 20519512 | 22648712 | 24717891 | 26655492 | 28480186 | 30176099 | 31732223 | 32849839 | 33422843 | 34026289 | 34634706 | 35174313
| # Cars - Electric Vehicles - Battery Electric Vehicle | # Cars | Ten Year Forecast | Electricity | Annual | 2023: 916576; 2024: 1301198; 2025: 1783625; 2026: 2395666; 2027: 3121384; 2028: 3979133; 2029: 4986609; 2030: 6224844; 2031: 7640152; 2032: 9228103; 2033: 10976190; 2034: 12993772; 2035: 15107437
| # Cars - Hydrogen | # Cars | Holistic Transition | Hydrogen | Annual | 136 | 136 | 136 | 136 | 136 | 136 | 136 | 136 | 136 | 136 | 136 | 136 | 136 | 136 | 136 | 136 | 136 | 136 | 136 | 136 | 134 | 132 | 131 | 129 | 128 | 126 | 125 | 122
| # Cars - Hydrogen | # Cars | Electric Engagement | Hydrogen | Annual | 136 | 136 | 136 | 136 | 136 | 136 | 136 | 136 | 136 | 136 | 136 | 136 | 136 | 136 | 136 | 136 | 136 | 136 | 136 | 136 | 135 | 134 | 132 | 131 | 130 | 130 | 129 | 128
| # Cars - Hydrogen | # Cars | Hydrogen Evolution | Hydrogen | Annual | 136 | 136 | 136 | 136 | 136 | 136 | 136 | 136 | 136 | 136 | 136 | 136 | 136 | 136 | 136 | 136 | 136 | 136 | 136 | 136 | 136 | 135 | 134 | 133 | 133 | 132 | 132 | 132
| # Cars - Hydrogen | # Cars | Falling Behind | Hydrogen | Annual | 136 | 136 | 136 | 136 | 136 | 136 | 136 | 136 | 136 | 136 | 136 | 136 | 136 | 136 | 136 | 136 | 136 | 136 | 136 | 136 | 136 | 136 | 136 | 135 | 132 | 130 | 128 | 126
| # Cars - Hydrogen | # Cars | Ten Year Forecast | Hydrogen | Annual | 2023: 136; 2024: 136; 2025: 136; 2026: 136; 2027: 136; 2028: 136; 2029: 136; 2030: 136; 2031: 136; 2032: 136; 2033: 136; 2034: 136; 2035: 136
| # Cars - Internal Combustion Engine | # Cars | Holistic Transition | Petrol/Diesel | Annual | 31097017 | 30613077 | 29967280 | 29119350 | 28073950 | 26797785 | 25267795 | 23414073 | 21297791 | 18939303 | 16403915 | 13934873 | 11443560 | 9084535 | 6904004 | 4995993 | 3369282 | 2019458 | 959930 | 138345 | 0 | 0 | 0 | 0 | 0 | 0 | 0 | 0
| # Cars - Internal Combustion Engine | # Cars | Electric Engagement | Petrol/Diesel | Annual | 31097017 | 30622174 | 29986380 | 29149031 | 28115284 | 26852358 | 25337190 | 23497199 | 21395442 | 19054112 | 16538688 | 14082609 | 11607793 | 9269095 | 7111067 | 5225595 | 3620830 | 2291286 | 1251181 | 447944 | 0 | 0 | 0 | 0 | 0 | 0 | 0 | 0
| # Cars - Internal Combustion Engine | # Cars | Hydrogen Evolution | Petrol/Diesel | Annual | 31097017 | 30640882 | 30004846 | 29173764 | 28148607 | 26898434 | 25399778 | 23570698 | 21481061 | 19154690 | 16657846 | 14224775 | 11774208 | 9464027 | 7336620 | 5481901 | 3907101 | 2626962 | 1605245 | 822121 | 236969 | 0 | 0 | 0 | 0 | 0 | 0 | 0
| # Cars - Internal Combustion Engine | # Cars | Falling Behind | Petrol/Diesel | Annual | 31097017 | 30704736 | 30177056 | 29513625 | 28726840 | 27795580 | 26706601 | 25465344 | 24072036 | 22539969 | 20900993 | 19156611 | 17298403 | 15237953 | 13095828 | 10952002 | 8829040 | 7129345 | 5524043 | 4047880 | 2720398 | 1553368 | 542050 | 0 | 0 | 0 | 0 | 0
| # Cars - Internal Combustion Engine | # Cars | Ten Year Forecast | Petrol/Diesel | Annual | 2023: 31097017; 2024: 30690005; 2025: 30177800; 2026: 29524797; 2027: 28741248; 2028: 27803504; 2029: 26697164; 2030: 25391092; 2031: 23910424; 2032: 22247249; 2033: 20422588; 2034: 18621464; 2035: 16697791
| # Vans - Electric Vehicles | # Vans | Holistic Transition | Electricity & Hybrid | Annual | 67864 | 123356 | 196181 | 293326 | 416876 | 571749 | 762029 | 990355 | 1261374 | 1567805 | 1907347 | 2280068 | 2664576 | 3043764 | 3400593 | 3721199 | 3997118 | 4225860 | 4409923 | 4554961 | 4667935 | 4755749 | 4824486 | 4879119 | 4923514 | 4960580 | 4992452 | 5020674
| # Vans - Electric Vehicles | # Vans | Electric Engagement | Electricity & Hybrid | Annual | 67864 | 123356 | 196181 | 293326 | 416876 | 571749 | 762029 | 990355 | 1261374 | 1567805 | 1907347 | 2280068 | 2664576 | 3043764 | 3400593 | 3721199 | 3997118 | 4225860 | 4409923 | 4554961 | 4667935 | 4755749 | 4824486 | 4879119 | 4923514 | 4960580 | 4992452 | 5020674
| # Vans - Electric Vehicles | # Vans | Hydrogen Evolution | Electricity & Hybrid | Annual | 67864 | 123405 | 196098 | 292149 | 414513 | 568177 | 757091 | 984154 | 1254512 | 1560871 | 1900894 | 2274583 | 2660279 | 3040467 | 3397708 | 3717887 | 3992514 | 4219279 | 4400971 | 4543537 | 4654164 | 4739893 | 4806864 | 4860053 | 4903299 | 4939468 | 4970651 | 4998350
| # Vans - Electric Vehicles | # Vans | Falling Behind | Electricity & Hybrid | Annual | 67864 | 94538 | 129319 | 174484 | 232659 | 307082 | 399411 | 515812 | 658338 | 829133 | 1034291 | 1278884 | 1561276 | 1876775 | 2215638 | 2570987 | 2922181 | 3278400 | 3608379 | 3901365 | 4151686 | 4358706 | 4525666 | 4658073 | 4762223 | 4844178 | 4909218 | 4961655
| # Vans - Electric Vehicles | # Vans | Ten Year Forecast | Electricity & Hybrid | Annual | 2023: 67864; 2024: 112957; 2025: 171344; 2026: 248067; 2027: 344860; 2028: 465598; 2029: 613452; 2030: 791113; 2031: 1004267; 2032: 1249494; 2033: 1527896; 2034: 1842456; 2035: 2181832
| # Vans - Electric Vehicles - Battery Electric Vehicle | # Vans | Holistic Transition | Electricity | Annual | 64988 | 119489 | 190921 | 286764 | 408429 | 560659 | 748659 | 975736 | 1243892 | 1548744 | 1888169 | 2261804 | 2647554 | 3028608 | 3385902 | 3707257 | 3984195 | 4214369 | 4399771 | 4546747 | 4662439 | 4752597 | 4822619 | 4879119 | 4923514 | 4960580 | 4992452 | 5020674
| # Vans - Electric Vehicles - Battery Electric Vehicle | # Vans | Electric Engagement | Electricity | Annual | 64988 | 119489 | 190921 | 286764 | 408429 | 560659 | 748659 | 975736 | 1243892 | 1548744 | 1888169 | 2261804 | 2647554 | 3028608 | 3385902 | 3707257 | 3984195 | 4214369 | 4399771 | 4546747 | 4662439 | 4752597 | 4822619 | 4879119 | 4923514 | 4960580 | 4992452 | 5020674
| # Vans - Electric Vehicles - Battery Electric Vehicle | # Vans | Hydrogen Evolution | Electricity | Annual | 64988 | 119471 | 190670 | 285481 | 405949 | 556917 | 743663 | 969729 | 1237289 | 1542207 | 1882230 | 2256827 | 2643757 | 3025291 | 3382995 | 3703919 | 3979627 | 4207918 | 4390877 | 4535380 | 4648761 | 4736705 | 4804695 | 4860053 | 4903299 | 4939468 | 4970651 | 4998350
| # Vans - Electric Vehicles - Battery Electric Vehicle | # Vans | Falling Behind | Electricity | Annual | 64988 | 90671 | 124059 | 167922 | 224211 | 295991 | 386136 | 499219 | 639566 | 809956 | 1015114 | 1257418 | 1538049 | 1853284 | 2192147 | 2547496 | 2898690 | 3256576 | 3588114 | 3883358 | 4136843 | 4346477 | 4517409 | 4652424 | 4757059 | 4839014 | 4906794 | 4961339
| # Vans - Electric Vehicles - Battery Electric Vehicle | # Vans | Ten Year Forecast | Electricity | Annual | 2023: 64988; 2024: 109090; 2025: 166084; 2026: 241505; 2027: 336412; 2028: 454507; 2029: 600080; 2030: 776492; 2031: 986782; 2032: 1230430; 2033: 1508715; 2034: 1824189; 2035: 2164807
| # Vans - Electric Vehicles - Plug-in Hybrid Electric Vehicle | # Vans | Holistic Transition | Hybrid (Electricity & Petrol/Diesel) | Annual | 2876 | 3867 | 5260 | 6562 | 8447 | 11090 | 13370 | 14619 | 17482 | 19061 | 19178 | 18264 | 17022 | 15156 | 14691 | 13942 | 12923 | 11491 | 10152 | 8214 | 5496 | 3152 | 1867 | 0 | 0 | 0 | 0 | 0
| # Vans - Electric Vehicles - Plug-in Hybrid Electric Vehicle | # Vans | Electric Engagement | Hybrid (Electricity & Petrol/Diesel) | Annual | 2876 | 3867 | 5260 | 6562 | 8447 | 11090 | 13370 | 14619 | 17482 | 19061 | 19178 | 18264 | 17022 | 15156 | 14691 | 13942 | 12923 | 11491 | 10152 | 8214 | 5496 | 3152 | 1867 | 0 | 0 | 0 | 0 | 0
| # Vans - Electric Vehicles - Plug-in Hybrid Electric Vehicle | # Vans | Hydrogen Evolution | Hybrid (Electricity & Petrol/Diesel) | Annual | 2876 | 3934 | 5428 | 6668 | 8564 | 11260 | 13428 | 14425 | 17223 | 18664 | 18664 | 17756 | 16522 | 15176 | 14713 | 13968 | 12887 | 11361 | 10094 | 8157 | 5403 | 3188 | 2169 | 0 | 0 | 0 | 0 | 0
| # Vans - Electric Vehicles - Plug-in Hybrid Electric Vehicle | # Vans | Falling Behind | Hybrid (Electricity & Petrol/Diesel) | Annual | 2876 | 3867 | 5260 | 6562 | 8448 | 11091 | 13275 | 16593 | 18772 | 19177 | 19177 | 21466 | 23227 | 23491 | 23491 | 23491 | 23491 | 21824 | 20265 | 18007 | 14843 | 12229 | 8257 | 5649 | 5164 | 5164 | 2424 | 316
| # Vans - Electric Vehicles - Plug-in Hybrid Electric Vehicle | # Vans | Ten Year Forecast | Hybrid (Electricity & Petrol/Diesel) | Annual | 2023: 2876; 2024: 3867; 2025: 5260; 2026: 6562; 2027: 8448; 2028: 11091; 2029: 13372; 2030: 14621; 2031: 17485; 2032: 19064; 2033: 19181; 2034: 18267; 2035: 17025
| # Vans - Hydrogen | # Vans | Holistic Transition | Hydrogen | Annual | 5 | 5 | 5 | 5 | 5 | 5 | 5 | 5 | 5 | 5 | 5 | 5 | 5 | 5 | 5 | 5 | 5 | 5 | 5 | 5 | 5 | 5 | 5 | 5 | 5 | 5 | 5 | 5
| # Vans - Hydrogen | # Vans | Electric Engagement | Hydrogen | Annual | 5 | 5 | 5 | 5 | 5 | 5 | 5 | 5 | 5 | 5 | 5 | 5 | 5 | 5 | 5 | 5 | 5 | 5 | 5 | 5 | 5 | 5 | 5 | 5 | 5 | 5 | 5 | 5
| # Vans - Hydrogen | # Vans | Hydrogen Evolution | Hydrogen | Annual | 5 | 5 | 5 | 5 | 5 | 5 | 5 | 5 | 5 | 5 | 5 | 5 | 5 | 5 | 5 | 5 | 5 | 5 | 5 | 5 | 5 | 5 | 5 | 5 | 5 | 5 | 5 | 5
| # Vans - Hydrogen | # Vans | Falling Behind | Hydrogen | Annual | 5 | 5 | 5 | 5 | 5 | 5 | 5 | 5 | 5 | 5 | 5 | 5 | 5 | 5 | 5 | 5 | 5 | 5 | 5 | 5 | 5 | 5 | 5 | 5 | 5 | 5 | 5 | 5
| # Vans - Hydrogen | # Vans | Ten Year Forecast | Hydrogen | Annual | 2023: 5; 2024: 5; 2025: 5; 2026: 5; 2027: 5; 2028: 5; 2029: 5; 2030: 5; 2031: 5; 2032: 5; 2033: 5; 2034: 5; 2035: 5
| # Vans - Internal Combustion Engine | # Vans | Holistic Transition | Petrol/Diesel | Annual | 4492953 | 4455231 | 4400245 | 4321008 | 4215436 | 4078611 | 3906450 | 3696313 | 3443554 | 3155454 | 2834314 | 2480068 | 2114106 | 1753536 | 1415398 | 1113556 | 856474 | 646642 | 481563 | 355583 | 261742 | 193134 | 143679 | 108403 | 83440 | 65882 | 53594 | 45032
| # Vans - Internal Combustion Engine | # Vans | Electric Engagement | Petrol/Diesel | Annual | 4492953 | 4455231 | 4400245 | 4321008 | 4215436 | 4078611 | 3906450 | 3696313 | 3443554 | 3155454 | 2834314 | 2480068 | 2114106 | 1753536 | 1415398 | 1113556 | 856474 | 646642 | 481563 | 355583 | 261742 | 193134 | 143679 | 108403 | 83440 | 65882 | 53594 | 45032
| # Vans - Internal Combustion Engine | # Vans | Hydrogen Evolution | Petrol/Diesel | Annual | 4492953 | 4455182 | 4400328 | 4322185 | 4217799 | 4082183 | 3911388 | 3702514 | 3450416 | 3162388 | 2840767 | 2485553 | 2118403 | 1756833 | 1418283 | 1116868 | 861078 | 653223 | 490515 | 367007 | 275513 | 208990 | 161301 | 127469 | 103655 | 86994 | 75395 | 67356
| # Vans - Internal Combustion Engine | # Vans | Falling Behind | Petrol/Diesel | Annual | 4492953 | 4484049 | 4467107 | 4439850 | 4399653 | 4343278 | 4269068 | 4170856 | 4046590 | 3894126 | 3707370 | 3481252 | 3217406 | 2920525 | 2600353 | 2263768 | 1931411 | 1594102 | 1283107 | 1009179 | 777991 | 590177 | 442499 | 329449 | 244731 | 182284 | 136828 | 104051
| # Vans - Internal Combustion Engine | # Vans | Ten Year Forecast | Petrol/Diesel | Annual | 2023: 4492953; 2024: 4465630; 2025: 4425082; 2026: 4366267; 2027: 4287452; 2028: 4184762; 2029: 4055027; 2030: 3895555; 2031: 3700661; 2032: 3473765; 2033: 3213765; 2034: 2917680; 2035: 2596850
| # Buses - Natural Gas | # Buses | Ten Year Forecast | Natural Gas | Annual | 2023: 440; 2024: 496; 2025: 558; 2026: 626; 2027: 701; 2028: 783; 2029: 874; 2030: 973; 2031: 1082; 2032: 1202; 2033: 1334; 2034: 1479; 2035: 1401
| # Buses - Electric Vehicles - Battery Electric Vehicle | # Buses | Ten Year Forecast | Electricity | Annual | 2023: 3188; 2024: 4362; 2025: 5865; 2026: 7780; 2027: 10194; 2028: 13204; 2029: 16911; 2030: 21415; 2031: 26775; 2032: 33072; 2033: 40283; 2034: 48351; 2035: 57155
| # Buses - Hydrogen | # Buses | Ten Year Forecast | Hydrogen | Annual | 2023: 63; 2024: 106; 2025: 158; 2026: 222; 2027: 299; 2028: 391; 2029: 500; 2030: 629; 2031: 779; 2032: 955; 2033: 1160; 2034: 1398; 2035: 1674
| # Buses - Internal Combustion Engine | # Buses | Ten Year Forecast | Petrol/Diesel | Annual | 2023: 132479; 2024: 131792; 2025: 130763; 2026: 129307; 2027: 127334; 2028: 124746; 2029: 121437; 2030: 117306; 2031: 112290; 2032: 106303; 2033: 99364; 2034: 91524; 2035: 83136
| # HGVs - Natural Gas | # HGVs | Ten Year Forecast | Natural Gas | Annual | 2023: 2711; 2024: 3036; 2025: 3394; 2026: 3787; 2027: 4218; 2028: 4692; 2029: 5212; 2030: 5782; 2031: 6408; 2032: 7096; 2033: 7850; 2034: 8628; 2035: 8993
| # HGVs - Electric Vehicles - Battery Electric Vehicle | # HGVs | Ten Year Forecast | Electricity | Annual | 2023: 732; 2024: 1672; 2025: 3078; 2026: 5175; 2027: 8288; 2028: 12882; 2029: 19602; 2030: 29304; 2031: 43047; 2032: 61986; 2033: 87086; 2034: 115567; 2035: 149355
| # HGVs - Hydrogen | # HGVs | Ten Year Forecast | Hydrogen | Annual | 2023: 1; 2024: 109; 2025: 236; 2026: 384; 2027: 557; 2028: 759; 2029: 995; 2030: 1270; 2031: 1591; 2032: 1965; 2033: 2402; 2034: 2865; 2035: 3438
| # HGVs - Internal Combustion Engine | # HGVs | Ten Year Forecast | Petrol/Diesel | Annual | 2023: 485880; 2024: 488365; 2025: 487414; 2026: 485718; 2027: 482945; 2028: 478620; 2029: 472091; 2030: 462493; 2031: 448754; 2032: 429706; 2033: 404370; 2034: 375603; 2035: 341835
| # Buses - Natural Gas | # Buses | Holistic Transition | Natural Gas | Annual | 440 | 496 | 558 | 626 | 701 | 783 | 874 | 973 | 1082 | 1202 | 1334 | 1479 | 1401 | 1318 | 1230 | 1142 | 1050 | 965 | 871 | 768 | 654 | 529 | 391 | 240 | 74 | 0 | 0 | 0
| # Buses - Electric Vehicles - Battery Electric Vehicle | # Buses | Holistic Transition | Electricity | Annual | 3188 | 4754 | 6816 | 9507 | 12959 | 17308 | 22676 | 29154 | 36717 | 45354 | 54826 | 64853 | 75101 | 85238 | 94745 | 103406 | 111145 | 118002 | 124462 | 129817 | 134283 | 137625 | 140597 | 140899 | 140513 | 139863 | 138962 | 137869
| # Buses - Hydrogen | # Buses | Holistic Transition | Hydrogen | Annual | 63 | 106 | 158 | 222 | 299 | 391 | 500 | 629 | 779 | 955 | 1160 | 1398 | 1674 | 1993 | 2360 | 2782 | 3267 | 3824 | 4463 | 5193 | 6027 | 6976 | 8056 | 9155 | 10353 | 11726 | 13279 | 15027
| # Buses - Internal Combustion Engine | # Buses | Holistic Transition | Petrol/Diesel | Annual | 132479 | 131400 | 129812 | 127580 | 124569 | 120642 | 115672 | 109567 | 102348 | 94021 | 84821 | 75022 | 65190 | 55433 | 46266 | 37893 | 30385 | 23683 | 17308 | 11959 | 7408 | 3880 | 607 | 0 | 0 | 0 | 0 | 0
| # HGVs - Natural Gas | # HGVs | Holistic Transition | Natural Gas | Annual | 2711 | 3036 | 3394 | 3787 | 4218 | 4692 | 5212 | 5782 | 6408 | 7065 | 7717 | 8418 | 8783 | 9178 | 9602 | 10046 | 9648 | 9170 | 8596 | 7970 | 7288 | 6509 | 5658 | 4715 | 3666 | 2525 | 1311 | 1
| # HGVs - Electric Vehicles - Battery Electric Vehicle | # HGVs | Holistic Transition | Electricity | Annual | 732 | 2792 | 5861 | 10406 | 17070 | 26718 | 40418 | 59341 | 84462 | 113481 | 142128 | 171805 | 207329 | 235027 | 268122 | 305637 | 340932 | 363350 | 385262 | 406654 | 427371 | 447099 | 465508 | 482112 | 483531 | 482003 | 480031 | 477621
| # HGVs - Hydrogen | # HGVs | Holistic Transition | Hydrogen | Annual | 1 | 109 | 236 | 384 | 557 | 759 | 995 | 1270 | 1591 | 1939 | 2287 | 2676 | 3237 | 3771 | 4728 | 6361 | 7961 | 8961 | 10219 | 11742 | 13567 | 15763 | 18431 | 21666 | 24885 | 28536 | 32706 | 37414
| # HGVs - Internal Combustion Engine | # HGVs | Holistic Transition | Petrol/Diesel | Annual | 485880 | 484061 | 481447 | 477303 | 470979 | 461600 | 448091 | 429272 | 404155 | 375084 | 346393 | 316582 | 281091 | 253424 | 219910 | 181283 | 145751 | 123777 | 102150 | 80833 | 59946 | 39776 | 20527 | 2609 | 0 | 0 | 0 | 0
| # Buses - Natural Gas | # Buses | Electric Engagement | Natural Gas | Annual | 440 | 496 | 558 | 626 | 701 | 783 | 874 | 973 | 1082 | 1202 | 1334 | 1479 | 1401 | 1318 | 1230 | 1142 | 1050 | 965 | 871 | 768 | 654 | 529 | 391 | 240 | 74 | 0 | 0 | 0
| # Buses - Electric Vehicles - Battery Electric Vehicle | # Buses | Electric Engagement | Electricity | Annual | 3188 | 4754 | 6817 | 9509 | 12964 | 17317 | 22692 | 29180 | 36759 | 45419 | 54924 | 64995 | 75300 | 85507 | 95095 | 103845 | 111679 | 118633 | 125193 | 130645 | 135206 | 138637 | 141696 | 144016 | 146307 | 147098 | 147210 | 147260
| # Buses - Hydrogen | # Buses | Electric Engagement | Hydrogen | Annual | 63 | 103 | 150 | 205 | 269 | 343 | 428 | 525 | 634 | 757 | 895 | 1050 | 1223 | 1416 | 1630 | 1867 | 2129 | 2418 | 2738 | 3090 | 3477 | 3901 | 4367 | 4877 | 5436 | 6007 | 6615 | 7288
| # Buses - Internal Combustion Engine | # Buses | Electric Engagement | Petrol/Diesel | Annual | 132479 | 131457 | 129928 | 127759 | 124814 | 120957 | 116061 | 110035 | 102899 | 94660 | 85553 | 75853 | 66127 | 56487 | 47453 | 39237 | 31920 | 25452 | 19359 | 14354 | 10220 | 7193 | 4512 | 2543 | 572 | 0 | 0 | 0
| # HGVs - Natural Gas | # HGVs | Electric Engagement | Natural Gas | Annual | 2711 | 3179 | 3725 | 4362 | 5105 | 5975 | 6991 | 8180 | 9570 | 11142 | 12693 | 14383 | 14723 | 15082 | 15460 | 15838 | 15363 | 14771 | 14044 | 13206 | 12246 | 11105 | 9790 | 8257 | 6468 | 4423 | 2307 | 0
| # HGVs - Electric Vehicles - Battery Electric Vehicle | # HGVs | Electric Engagement | Electricity | Annual | 732 | 2522 | 5192 | 9152 | 14975 | 23446 | 35565 | 52490 | 75325 | 103504 | 131498 | 160483 | 196405 | 224512 | 258210 | 296713 | 338392 | 361747 | 384799 | 407589 | 430017 | 451842 | 472817 | 492546 | 498241 | 500569 | 502883 | 505309
| # HGVs - Hydrogen | # HGVs | Electric Engagement | Hydrogen | Annual | 1 | 107 | 222 | 347 | 483 | 632 | 793 | 967 | 1157 | 1357 | 1538 | 1718 | 1970 | 2129 | 2468 | 3049 | 3873 | 4076 | 4388 | 4775 | 5231 | 5777 | 6453 | 7294 | 7958 | 8657 | 9443 | 10311
| # HGVs - Internal Combustion Engine | # HGVs | Electric Engagement | Petrol/Diesel | Annual | 485880 | 484773 | 482382 | 478602 | 472844 | 464299 | 451950 | 434611 | 411147 | 382150 | 353379 | 323480 | 287925 | 260259 | 226806 | 188308 | 147245 | 125247 | 103580 | 82212 | 61261 | 41006 | 21647 | 3589 | 0 | 0 | 0 | 0
| # Buses - Natural Gas | # Buses | Hydrogen Evolution | Natural Gas | Annual | 440 | 496 | 558 | 626 | 701 | 783 | 873 | 972 | 1081 | 1201 | 1333 | 1478 | 1400 | 1317 | 1229 | 1140 | 1049 | 964 | 870 | 766 | 652 | 528 | 391 | 240 | 75 | 0 | 0 | 0
| # Buses - Electric Vehicles - Battery Electric Vehicle | # Buses | Hydrogen Evolution | Electricity | Annual | 3188 | 4753 | 6814 | 9503 | 12952 | 17296 | 22656 | 29121 | 36664 | 45272 | 54702 | 64673 | 74849 | 84898 | 94304 | 102854 | 110476 | 117212 | 123549 | 128783 | 133132 | 136364 | 136171 | 135171 | 133956 | 132362 | 130401 | 128138
| # Buses - Hydrogen | # Buses | Hydrogen Evolution | Hydrogen | Annual | 63 | 108 | 164 | 233 | 318 | 422 | 548 | 700 | 881 | 1098 | 1356 | 1662 | 2025 | 2454 | 2959 | 3553 | 4251 | 5069 | 6028 | 7147 | 8450 | 9961 | 11454 | 13166 | 15112 | 17348 | 19878 | 22712
| # Buses - Internal Combustion Engine | # Buses | Hydrogen Evolution | Petrol/Diesel | Annual | 132479 | 131330 | 129670 | 127365 | 124279 | 120274 | 115225 | 109038 | 101736 | 93324 | 84039 | 74154 | 64232 | 54379 | 45100 | 36591 | 28910 | 21991 | 15341 | 9646 | 4664 | 603 | 0 | 0 | 0 | 0 | 0 | 0
| # HGVs - Natural Gas | # HGVs | Hydrogen Evolution | Natural Gas | Annual | 2711 | 3681 | 4909 | 6469 | 8456 | 10995 | 14240 | 18386 | 23668 | 29528 | 35773 | 42911 | 45039 | 47465 | 50224 | 53320 | 56748 | 55432 | 53575 | 51310 | 48563 | 45067 | 40782 | 35472 | 28887 | 21535 | 13515 | 4364
| # HGVs - Electric Vehicles - Battery Electric Vehicle | # HGVs | Hydrogen Evolution | Electricity | Annual | 732 | 2520 | 5173 | 9090 | 14826 | 23138 | 34981 | 51446 | 73535 | 97237 | 119864 | 141964 | 173344 | 194959 | 219358 | 244961 | 258411 | 266920 | 274808 | 282263 | 289479 | 296659 | 304122 | 312213 | 321290 | 324269 | 327754 | 332325
| # HGVs - Hydrogen | # HGVs | Hydrogen Evolution | Hydrogen | Annual | 1 | 111 | 252 | 435 | 672 | 982 | 1391 | 1935 | 2664 | 3592 | 4786 | 6402 | 8847 | 12043 | 16827 | 23915 | 32796 | 48041 | 63865 | 80189 | 96843 | 113571 | 130106 | 146076 | 161076 | 167527 | 173046 | 178611
| # HGVs - Internal Combustion Engine | # HGVs | Hydrogen Evolution | Petrol/Diesel | Annual | 485880 | 483950 | 480868 | 476150 | 469134 | 458918 | 444368 | 424162 | 397013 | 367476 | 338366 | 308469 | 273474 | 247198 | 216218 | 181395 | 156601 | 135130 | 114244 | 93701 | 73552 | 54116 | 35380 | 17608 | 1096 | 0 | 0 | 0
| # Buses - Natural Gas | # Buses | Falling Behind | Natural Gas | Annual | 440 | 558 | 704 | 884 | 1107 | 1383 | 1724 | 2145 | 2663 | 3301 | 4085 | 5046 | 6221 | 7655 | 9396 | 11500 | 14026 | 13876 | 13691 | 13463 | 13180 | 12830 | 12398 | 11864 | 11207 | 10398 | 9404 | 8185
| # Buses - Electric Vehicles - Battery Electric Vehicle | # Buses | Falling Behind | Electricity | Annual | 3188 | 4247 | 5513 | 7028 | 8825 | 10939 | 13405 | 16258 | 19513 | 23218 | 27375 | 31995 | 37081 | 42623 | 48555 | 54826 | 61374 | 68127 | 75088 | 82011 | 88796 | 95231 | 101365 | 106997 | 112256 | 116954 | 121098 | 124714
| # Buses - Hydrogen | # Buses | Falling Behind | Hydrogen | Annual | 63 | 93 | 128 | 170 | 219 | 276 | 342 | 418 | 505 | 605 | 718 | 846 | 991 | 1155 | 1339 | 1546 | 1779 | 2040 | 2333 | 2661 | 3028 | 3437 | 3893 | 4401 | 4967 | 5596 | 6295 | 7071
| # Buses - Internal Combustion Engine | # Buses | Falling Behind | Petrol/Diesel | Annual | 132479 | 131544 | 130370 | 128906 | 127111 | 124939 | 122341 | 119267 | 115683 | 111517 | 106740 | 101309 | 95181 | 88320 | 80743 | 72441 | 63415 | 56832 | 50045 | 43304 | 36718 | 30507 | 24633 | 19312 | 14429 | 10197 | 6634 | 3748
| # HGVs - Natural Gas | # HGVs | Falling Behind | Natural Gas | Annual | 2711 | 3718 | 5003 | 6646 | 8748 | 11445 | 14901 | 19323 | 24963 | 32140 | 41185 | 52452 | 66264 | 81835 | 97972 | 114652 | 131898 | 137788 | 144324 | 151467 | 159131 | 167164 | 162274 | 156214 | 148705 | 139358 | 127731 | 113506
| # HGVs - Electric Vehicles - Battery Electric Vehicle | # HGVs | Falling Behind | Electricity | Annual | 732 | 1501 | 2507 | 3829 | 5568 | 7860 | 10876 | 14837 | 20015 | 26740 | 35387 | 46356 | 60020 | 75341 | 90787 | 106329 | 122012 | 149588 | 177004 | 190497 | 192809 | 195599 | 221343 | 247854 | 275352 | 304095 | 334433 | 366593
| # HGVs - Hydrogen | # HGVs | Falling Behind | Hydrogen | Annual | bar: 2023 to 2050
| # HGVs - Internal Combustion Engine | # HGVs | Falling Behind | Petrol/Diesel | Annual | 485880 | 488203 | 486852 | 484829 | 481932 | 477888 | 472363 | 464929 | 455062 | 442113 | 425376 | 404096 | 377578 | 347646 | 317025 | 285767 | 253803 | 221304 | 188321 | 168656 | 159653 | 149805 | 129927 | 110455 | 91447 | 73033 | 55306 | 38356
| # Motorbikes - Electric Vehicles - Battery Electric Vehicle | # Motorbikes | Holistic Transition | Electricity | Annual | 13651 | 23864 | 37820 | 56779 | 82359 | 116586 | 161906 | 221117 | 297161 | 392705 | 509473 | 647366 | 803597 | 972261 | 1144831 | 1311759 | 1464720 | 1598476 | 1711498 | 1805292 | 1883072 | 1948531 | 2005057 | 2055410 | 2101674 | 2145356 | 2177866 | 2200134
| # Motorbikes - Hydrogen | # Motorbikes | Holistic Transition | Hydrogen | Annual | 1 | 52 | 122 | 218 | 346 | 515 | 735 | 1020 | 1386 | 1852 | 2443 | 3188 | 4122 | 5288 | 6738 | 8534 | 10750 | 13476 | 16819 | 20905 | 25884 | 31934 | 39264 | 48118 | 58783 | 71590 | 86540 | 103935
| # Motorbikes - Internal Combustion Engine | # Motorbikes | Holistic Transition | Petrol/Diesel | Annual | 1428075 | 1443064 | 1454734 | 1461824 | 1462720 | 1455393 | 1437397 | 1405927 | 1358034 | 1291040 | 1203206 | 1094610 | 968013 | 829286 | 686915 | 550393 | 427983 | 324842 | 242401 | 179040 | 131405 | 95634 | 68143 | 45938 | 26659 | 8479 | 0 | 0
| # Motorbikes - Electric Vehicles - Battery Electric Vehicle | # Motorbikes | Electric Engagement | Electricity | Annual | 13651 | 23386 | 36702 | 54801 | 79224 | 111898 | 155145 | 211618 | 284104 | 375137 | 486378 | 617808 | 766937 | 928404 | 1094410 | 1256140 | 1405782 | 1538238 | 1651760 | 1747422 | 1827967 | 1896690 | 1956693 | 2010552 | 2060244 | 2107218 | 2152503 | 2196815
| # Motorbikes - Hydrogen | # Motorbikes | Electric Engagement | Hydrogen | Annual | 1 | 71 | 161 | 276 | 421 | 604 | 833 | 1118 | 1473 | 1912 | 2455 | 3124 | 3947 | 4957 | 6196 | 7712 | 9565 | 11826 | 14582 | 17936 | 22012 | 26958 | 32949 | 40194 | 48938 | 59468 | 72119 | 87278
| # Motorbikes - Internal Combustion Engine | # Motorbikes | Electric Engagement | Petrol/Diesel | Annual | 1428075 | 1443523 | 1455813 | 1463744 | 1465780 | 1459992 | 1444060 | 1415328 | 1371004 | 1308548 | 1226289 | 1124232 | 1004848 | 873474 | 737878 | 606834 | 488106 | 386730 | 304376 | 239879 | 190382 | 152451 | 122822 | 98720 | 77934 | 58739 | 39783 | 19975
| # Motorbikes - Electric Vehicles - Battery Electric Vehicle | # Motorbikes | Hydrogen Evolution | Electricity | Annual | 13651 | 23386 | 36702 | 54801 | 79224 | 111898 | 155145 | 211618 | 284104 | 375137 | 486378 | 617808 | 766937 | 928404 | 1094410 | 1256140 | 1405782 | 1538238 | 1651760 | 1747422 | 1827967 | 1896690 | 1956693 | 2010552 | 2043866 | 2059869 | 2073406 | 2084294
| # Motorbikes - Hydrogen | # Motorbikes | Hydrogen Evolution | Hydrogen | Annual | 1 | 352 | 792 | 1340 | 2017 | 2849 | 3866 | 5103 | 6602 | 8412 | 10590 | 13203 | 16329 | 20059 | 24497 | 29764 | 35998 | 43358 | 52022 | 62192 | 74094 | 87978 | 104120 | 122819 | 143249 | 165556 | 190999 | 219774
| # Motorbikes - Internal Combustion Engine | # Motorbikes | Hydrogen Evolution | Petrol/Diesel | Annual | 1428075 | 1443242 | 1455182 | 1462680 | 1464184 | 1457747 | 1441027 | 1411343 | 1365875 | 1302048 | 1218154 | 1114153 | 992466 | 858372 | 719577 | 584782 | 461673 | 355198 | 266936 | 195623 | 138300 | 91431 | 51651 | 16095 | 0 | 0 | 0 | 0
| # Motorbikes - Electric Vehicles - Battery Electric Vehicle | # Motorbikes | Falling Behind | Electricity | Annual | 13651 | 20154 | 27753 | 36606 | 46889 | 58799 | 72554 | 88392 | 106573 | 127376 | 151097 | 178047 | 208546 | 242914 | 281464 | 324491 | 372257 | 424979 | 482811 | 545830 | 614020 | 687260 | 765317 | 847844 | 934382 | 1024372 | 1117173 | 1212088
| # Motorbikes - Hydrogen | # Motorbikes | Falling Behind | Hydrogen | Annual | 1 | 305 | 644 | 1021 | 1440 | 1903 | 2415 | 2979 | 3600 | 4282 | 5030 | 5848 | 6742 | 7718 | 8782 | 9940 | 11199 | 12566 | 14048 | 15653 | 17390 | 19267 | 21293 | 23478 | 25832 | 28366 | 31090 | 34017
| # Motorbikes - Internal Combustion Engine | # Motorbikes | Falling Behind | Petrol/Diesel | Annual | 1428075 | 1446521 | 1464279 | 1481194 | 1497096 | 1511792 | 1525069 | 1536693 | 1546408 | 1553939 | 1558995 | 1561269 | 1560444 | 1556203 | 1548238 | 1536255 | 1519997 | 1499249 | 1473859 | 1443754 | 1408951 | 1369572 | 1325854 | 1278144 | 1226902 | 1172687 | 1116142 | 1057963
| # Motorbikes - Electric Vehicles - Battery Electric Vehicle | # Motorbikes | Ten Year Forecast | Electricity | Annual | 2023: 13651; 2024: 22049; 2025: 32961; 2026: 47078; 2027: 65254; 2028: 88528; 2029: 118141; 2030: 155531; 2031: 202303; 2032: 260150; 2033: 330711; 2034: 415355; 2035: 514883
| # Motorbikes - Hydrogen | # Motorbikes | Ten Year Forecast | Hydrogen | Annual | 2023: 1; 2024: 52; 2025: 122; 2026: 218; 2027: 346; 2028: 515; 2029: 735; 2030: 1020; 2031: 1386; 2032: 1852; 2033: 2443; 2034: 3188; 2035: 4122
| # Motorbikes - Internal Combustion Engine | # Motorbikes | Ten Year Forecast | Petrol/Diesel | Annual | 2023: 1428075; 2024: 1444879; 2025: 1459593; 2026: 1471525; 2027: 1479825; 2028: 1483451; 2029: 1481162; 2030: 1471513; 2031: 1452892; 2032: 1423595; 2033: 1381968; 2034: 1326621; 2035: 1256727
| TWh Vehicles - Electricity | TWh | Holistic Transition | Electricity | Annual | 4.5072 | 6.1394 | 9.0171 | 12.1219 | 15.8869 | 20.4139 | 25.8092 | 32.2014 | 39.4963 | 47.5108 | 55.9656 | 64.6664 | 73.4563 | 81.7534 | 89.8195 | 97.5171 | 104.6539 | 110.9187 | 116.3708 | 120.7969 | 123.8126 | 126.2655 | 128.347 | 129.5729 | 129.0854 | 128.1917 | 127.171 | 126.1125
| TWh Vehicles - Electricity | TWh | Electric Engagement | Electricity | Annual | 4.5072 | 6.1394 | 8.9452 | 12.007 | 15.7182 | 20.1783 | 25.4938 | 31.7977 | 39.0091 | 46.9751 | 55.3928 | 64.0821 | 72.8919 | 81.2221 | 89.3451 | 97.1767 | 104.5839 | 111.0108 | 116.6509 | 121.4521 | 125.2238 | 128.0414 | 130.5714 | 132.3898 | 132.5968 | 132.3502 | 132.0307 | 131.7482
| TWh Vehicles - Electricity | TWh | Hydrogen Evolution | Electricity | Annual | 4.5072 | 6.1394 | 8.8969 | 11.9299 | 15.599 | 19.9963 | 25.2278 | 31.4303 | 38.474 | 46.1321 | 54.1394 | 62.2988 | 70.4738 | 77.9043 | 84.7867 | 90.8355 | 95.8751 | 100.5137 | 104.4204 | 107.5965 | 110.1013 | 111.7997 | 113.0099 | 114.1965 | 115.1953 | 115.637 | 116.1867 | 116.975
| TWh Vehicles - Electricity | TWh | Falling Behind | Electricity | Annual | 4.5072 | 6.1394 | 7.7858 | 9.9594 | 12.4788 | 15.3908 | 18.7134 | 22.4553 | 26.6332 | 31.2271 | 36.2126 | 41.6012 | 47.4638 | 53.8357 | 60.3372 | 66.7825 | 73.006 | 79.0785 | 84.748 | 89.5452 | 93.5784 | 97.7575 | 103.4242 | 107.9826 | 111.6249 | 115.1794 | 118.6811 | 122.2764
| TWh Vehicles - Electricity | TWh | Ten Year Forecast | Electricity | Annual | 2023: 4.5072; 2024: 6.1394; 2025: 8.1089; 2026: 10.5083; 2027: 13.3414; 2028: 16.6745; 2029: 20.5692; 2030: 25.1081; 2031: 30.3042; 2032: 36.1782; 2033: 42.6524; 2034: 49.5513; 2035: 56.8044
| TWh Vehicles - Hydrogen | TWh | Holistic Transition | Hydrogen | Annual | 0.0080609 | 0.024388 | 0.043283 | 0.065146 | 0.090423 | 0.11948 | 0.15292 | 0.19141 | 0.23533 | 0.28435 | 0.33774 | 0.39785 | 0.4719 | 0.55063 | 0.6565 | 0.80246 | 0.95871 | 1.0884 | 1.2356 | 1.4054 | 1.6058 | 1.8488 | 2.1523 | 2.5182 | 2.828 | 3.1774 | 3.5793 | 4.0332
| TWh Vehicles - Hydrogen | TWh | Electric Engagement | Hydrogen | Annual | 0.0080609 | 0.02357 | 0.040537 | 0.059285 | 0.079945 | 0.10288 | 0.12793 | 0.15539 | 0.18555 | 0.21828 | 0.2522 | 0.28858 | 0.33105 | 0.37186 | 0.42437 | 0.49175 | 0.57704 | 0.63159 | 0.69178 | 0.75899 | 0.83611 | 0.92907 | 1.0469 | 1.1966 | 1.307 | 1.4184 | 1.5441 | 1.6844
| TWh Vehicles - Hydrogen | TWh | Hydrogen Evolution | Hydrogen | Annual | 0.0080609 | 0.025137 | 0.047655 | 0.077595 | 0.11741 | 0.17095 | 0.2432 | 0.34125 | 0.4751 | 0.65612 | 0.90272 | 1.2435 | 1.7281 | 2.3924 | 3.3311 | 4.6488 | 6.4082 | 9.5649 | 12.7571 | 15.9711 | 19.1698 | 22.2947 | 25.2576 | 27.995 | 30.4113 | 30.9685 | 31.2509 | 31.4433
| TWh Vehicles - Hydrogen | TWh | Falling Behind | Hydrogen | Annual | 0.0080609 | 0.011532 | 0.015542 | 0.020312 | 0.025826 | 0.032186 | 0.039488 | 0.047827 | 0.057296 | 0.068094 | 0.080199 | 0.093803 | 0.1091 | 0.12627 | 0.14538 | 0.16673 | 0.19058 | 0.21711 | 0.24667 | 0.27954 | 0.31605 | 0.35645 | 0.40118 | 0.45066 | 0.5054 | 0.56582 | 0.63251 | 0.70604
| TWh Vehicles - Hydrogen | TWh | Ten Year Forecast | Hydrogen | Annual | 2023: 0.0080609; 2024: 0.024388; 2025: 0.043283; 2026: 0.065146; 2027: 0.090423; 2028: 0.11948; 2029: 0.15292; 2030: 0.19141; 2031: 0.23533; 2032: 0.28565; 2033: 0.34345; 2034: 0.40719; 2035: 0.48177
| TWh Vehicles - Natural Gas | TWh | Holistic Transition | Natural Gas | Annual | 0.61168 | 0.68284 | 0.76059 | 0.84548 | 0.93802 | 1.039 | 1.1492 | 1.2692 | 1.4003 | 1.5411 | 1.6897 | 1.8507 | 1.9589 | 2.0772 | 2.2064 | 2.3472 | 2.235 | 2.114 | 1.9689 | 1.8136 | 1.6476 | 1.4597 | 1.2575 | 1.0362 | 0.79261 | 0.53901 | 0.27936 | 6.4439e-05
| TWh Vehicles - Natural Gas | TWh | Electric Engagement | Natural Gas | Annual | 0.61168 | 0.69255 | 0.78327 | 0.88488 | 0.99897 | 1.1271 | 1.2713 | 1.4338 | 1.6168 | 1.8195 | 2.028 | 2.2545 | 2.3555 | 2.4657 | 2.5857 | 2.7158 | 2.597 | 2.4672 | 2.312 | 2.1424 | 1.9584 | 1.7474 | 1.516 | 1.2575 | 0.96722 | 0.6566 | 0.34096 | 0
| TWh Vehicles - Natural Gas | TWh | Hydrogen Evolution | Natural Gas | Annual | 0.61168 | 0.80516 | 1.0356 | 1.3111 | 1.6415 | 2.0387 | 2.5178 | 3.0966 | 3.7962 | 4.5809 | 5.4427 | 6.4245 | 7.0778 | 7.8251 | 8.6771 | 9.6434 | 10.7313 | 10.3772 | 9.9042 | 9.3699 | 8.7721 | 8.0576 | 7.2482 | 6.316 | 5.2385 | 4.0494 | 2.7436 | 1.2706
| TWh Vehicles - Natural Gas | TWh | Falling Behind | Natural Gas | Annual | 0.61168 | 0.82858 | 1.0928 | 1.4151 | 1.8087 | 2.2905 | 2.8803 | 3.6018 | 4.4836 | 5.5603 | 6.8689 | 8.4486 | 10.3385 | 12.5013 | 14.8728 | 17.4734 | 20.3255 | 22.1315 | 24.1526 | 26.3866 | 28.8205 | 31.4289 | 30.2488 | 28.8916 | 27.3241 | 25.4945 | 23.3551 | 20.8659
| TWh Vehicles - Natural Gas | TWh | Ten Year Forecast | Natural Gas | Annual | 2023: 0.61168; 2024: 0.68284; 2025: 0.76059; 2026: 0.84548; 2027: 0.93802; 2028: 1.039; 2029: 1.1492; 2030: 1.2692; 2031: 1.4003; 2032: 1.5434; 2033: 1.6992; 2034: 1.8656; 2035: 1.9737
| TWh Vehicles - Petrol/Diesel | TWh | Holistic Transition | Petrol/Diesel | Annual | 396.5078 | 386.3762 | 375.3912 | 362.5409 | 349.2625 | 334.4737 | 317.2167 | 297.8165 | 275.9946 | 251.6881 | 226.5026 | 199.6626 | 171.8482 | 145.6517 | 120.6824 | 96.995 | 75.4427 | 57.5245 | 42.1468 | 29.0332 | 20.5318 | 13.7337 | 7.594 | 2.4961 | 1.4986 | 1.1631 | 0.93512 | 0.78565
| TWh Vehicles - Petrol/Diesel | TWh | Electric Engagement | Petrol/Diesel | Annual | 396.5078 | 386.4736 | 375.5445 | 362.7615 | 349.5703 | 334.8956 | 317.7841 | 298.5588 | 276.9343 | 252.7112 | 227.6223 | 200.9094 | 173.2443 | 147.2422 | 122.5003 | 99.0523 | 77.2568 | 59.5239 | 44.3239 | 31.3982 | 21.2409 | 14.5321 | 8.4859 | 3.1115 | 1.6545 | 1.243 | 0.99822 | 0.81728
| TWh Vehicles - Petrol/Diesel | TWh | Hydrogen Evolution | Petrol/Diesel | Annual | 396.5078 | 386.3954 | 375.3367 | 362.4515 | 349.1388 | 334.3254 | 317.0472 | 297.5608 | 275.6105 | 251.3355 | 226.2501 | 199.6286 | 172.1732 | 146.6403 | 122.6376 | 100.1773 | 80.6292 | 63.2411 | 48.2482 | 35.538 | 24.6764 | 16.6705 | 11.0282 | 5.9237 | 2.0307 | 1.5181 | 1.3155 | 1.1752
| TWh Vehicles - Petrol/Diesel | TWh | Falling Behind | Petrol/Diesel | Annual | 396.5078 | 387.8892 | 378.6051 | 368.2352 | 358.2981 | 347.8588 | 336.0957 | 324.1026 | 311.0663 | 296.406 | 281.0796 | 264.4658 | 245.8722 | 225.3839 | 204.0666 | 182.1018 | 160.5099 | 138.8241 | 117.7423 | 99.6273 | 83.7053 | 69.1832 | 54.2409 | 42.6451 | 34.8303 | 27.5478 | 20.787 | 14.7864
| TWh Vehicles - Petrol/Diesel | TWh | Ten Year Forecast | Petrol/Diesel | Annual | 2023: 396.5078; 2024: 387.5486; 2025: 377.905; 2026: 366.9461; 2027: 356.184; 2028: 344.6399; 2029: 331.4261; 2030: 317.1728; 2031: 301.3341; 2032: 283.2567; 2033: 263.9354; 2034: 242.515; 2035: 219.2999
| TWh Cars - Electricity | TWh | Holistic Transition | Electricity | Annual | 4.0147 | 5.2722 | 7.4551 | 9.7457 | 12.4482 | 15.6092 | 19.2697 | 23.5167 | 28.2012 | 33.2439 | 38.4745 | 43.5998 | 48.511 | 52.9098 | 56.7855 | 60.0168 | 62.5528 | 64.893 | 66.6779 | 67.8384 | 67.8166 | 67.5218 | 67.1677 | 66.6249 | 66.047 | 65.3813 | 64.6453 | 63.8787
| TWh Cars - Electricity | TWh | Electric Engagement | Electricity | Annual | 4.0178 | 5.2799 | 7.408 | 9.6758 | 12.3535 | 15.4873 | 19.1198 | 23.3427 | 28.0081 | 33.028 | 38.2421 | 43.3743 | 48.2973 | 52.7215 | 56.6407 | 59.9511 | 62.5623 | 64.9446 | 66.9947 | 68.4198 | 69.126 | 69.1339 | 69.1028 | 68.9257 | 68.7488 | 68.5606 | 68.35 | 68.1673
| TWh Cars - Electricity | TWh | Hydrogen Evolution | Electricity | Annual | 4.019 | 5.2775 | 7.364 | 9.6163 | 12.2729 | 15.3761 | 18.9741 | 23.1722 | 27.8019 | 32.7919 | 37.9709 | 43.0762 | 47.9609 | 52.3451 | 56.2252 | 59.4599 | 62.1419 | 64.5202 | 66.4896 | 68.0257 | 69.4299 | 69.9522 | 70.1375 | 70.3413 | 70.4733 | 70.7023 | 70.9746 | 71.361
| TWh Cars - Electricity | TWh | Falling Behind | Electricity | Annual | 4.0176 | 5.4042 | 6.802 | 8.6238 | 10.6984 | 13.0536 | 15.693 | 18.5889 | 21.7307 | 25.0769 | 28.5652 | 32.178 | 35.9812 | 40.1031 | 44.2509 | 48.276 | 52.0889 | 55.4308 | 58.5993 | 61.4958 | 64.1287 | 66.6984 | 68.8616 | 69.9403 | 70.2052 | 70.5181 | 70.8737 | 71.3907
| TWh Cars - Electricity | TWh | Ten Year Forecast | Electricity | Annual | 2023: 4.0173; 2024: 5.3239; 2025: 6.8565; 2026: 8.6839; 2027: 10.7817; 2028: 13.1805; 2029: 15.8982; 2030: 18.9759; 2031: 22.3522; 2032: 26.0192; 2033: 29.8817; 2034: 33.7815; 2035: 37.7291
| TWh Cars - Electricity - Battery Electric Vehicle | TWh | Holistic Transition | Electricity | Annual | 2.5913 | 3.6079 | 5.3372 | 7.268 | 9.5833 | 12.3232 | 15.5345 | 19.4532 | 23.8336 | 28.5743 | 33.5247 | 38.9861 | 44.2232 | 49.2162 | 53.4147 | 56.9819 | 59.8774 | 62.5738 | 64.7404 | 66.3228 | 66.7478 | 66.8394 | 66.8561 | 66.6249 | 66.047 | 65.3813 | 64.6453 | 63.8787
| TWh Cars - Electricity - Battery Electric Vehicle | TWh | Electric Engagement | Electricity | Annual | 2.5933 | 3.6265 | 5.334 | 7.2643 | 9.5785 | 12.317 | 15.5275 | 19.4442 | 23.8254 | 28.5634 | 33.5155 | 38.9672 | 44.2023 | 49.2041 | 53.4264 | 57.051 | 60.0001 | 62.719 | 65.1232 | 66.943 | 68.0716 | 68.4432 | 68.7621 | 68.9257 | 68.7488 | 68.5606 | 68.35 | 68.1673
| TWh Cars - Electricity - Battery Electric Vehicle | TWh | Hydrogen Evolution | Electricity | Annual | 2.5941 | 3.6544 | 5.3351 | 7.2499 | 9.5426 | 12.2498 | 15.424 | 19.315 | 23.661 | 28.368 | 33.2843 | 38.7077 | 43.9048 | 48.8416 | 52.9862 | 56.4999 | 59.5183 | 62.2338 | 64.5622 | 66.492 | 68.3138 | 69.2025 | 69.7388 | 70.2999 | 70.4733 | 70.7023 | 70.9746 | 71.361
| TWh Cars - Electricity - Battery Electric Vehicle | TWh | Falling Behind | Electricity | Annual | 2.5931 | 3.6172 | 4.6549 | 6.0443 | 7.6422 | 9.4699 | 11.5392 | 13.8327 | 16.367 | 19.0839 | 21.9702 | 24.9509 | 28.1297 | 31.7787 | 35.425 | 38.973 | 42.3268 | 46.5078 | 50.5588 | 54.0953 | 57.411 | 60.684 | 63.582 | 65.4519 | 66.4808 | 67.5995 | 68.7611 | 69.9614
| TWh Cars - Electricity - Battery Electric Vehicle | TWh | Ten Year Forecast | Electricity | Annual | 2023: 2.5929; 2024: 3.556; 2025: 4.7363; 2026: 6.2039; 2027: 7.9146; 2028: 9.8924; 2029: 12.1628; 2030: 14.9097; 2031: 17.9763; 2032: 21.3336; 2033: 24.9115; 2034: 29.142; 2035: 33.4126
| TWh Cars - Electricity - Plug-in Hybrid Electric Vehicle | TWh | Holistic Transition | Electricity | Annual | 1.4234 | 1.6644 | 2.1179 | 2.4777 | 2.8649 | 3.286 | 3.7352 | 4.0635 | 4.3676 | 4.6697 | 4.9497 | 4.6137 | 4.2878 | 3.6935 | 3.3708 | 3.0349 | 2.6754 | 2.3192 | 1.9376 | 1.5155 | 1.0687 | 0.68237 | 0.31158 | 0 | 0 | 0 | 0 | 0
| TWh Cars - Electricity - Plug-in Hybrid Electric Vehicle | TWh | Electric Engagement | Electricity | Annual | 1.4245 | 1.6534 | 2.074 | 2.4116 | 2.775 | 3.1703 | 3.5923 | 3.8985 | 4.1827 | 4.4647 | 4.7267 | 4.4071 | 4.095 | 3.5174 | 3.2143 | 2.9001 | 2.5622 | 2.2256 | 1.8715 | 1.4768 | 1.0544 | 0.6907 | 0.34069 | 0 | 0 | 0 | 0 | 0
| TWh Cars - Electricity - Plug-in Hybrid Electric Vehicle | TWh | Hydrogen Evolution | Electricity | Annual | 1.425 | 1.6231 | 2.0288 | 2.3665 | 2.7302 | 3.1263 | 3.5501 | 3.8572 | 4.1409 | 4.4239 | 4.6865 | 4.3685 | 4.0561 | 3.5035 | 3.239 | 2.96 | 2.6236 | 2.2864 | 1.9274 | 1.5337 | 1.1161 | 0.74969 | 0.39872 | 0.041348 | 0 | 0 | 0 | 0
| TWh Cars - Electricity - Plug-in Hybrid Electric Vehicle | TWh | Falling Behind | Electricity | Annual | 1.4245 | 1.787 | 2.1471 | 2.5794 | 3.0562 | 3.5838 | 4.1538 | 4.7562 | 5.3637 | 5.9931 | 6.595 | 7.2271 | 7.8516 | 8.3245 | 8.8259 | 9.303 | 9.7621 | 8.923 | 8.0405 | 7.4005 | 6.7177 | 6.0145 | 5.2796 | 4.4884 | 3.7245 | 2.9186 | 2.1127 | 1.4292
| TWh Cars - Electricity - Plug-in Hybrid Electric Vehicle | TWh | Ten Year Forecast | Electricity | Annual | 2023: 1.4244; 2024: 1.768; 2025: 2.1202; 2026: 2.48; 2027: 2.8671; 2028: 3.2881; 2029: 3.7354; 2030: 4.0662; 2031: 4.3758; 2032: 4.6856; 2033: 4.9702; 2034: 4.6396; 2035: 4.3165
| TWh Cars - Petrol/Diesel | TWh | Holistic Transition | Petrol/Diesel | Annual | 214.9796 | 207.3456 | 199.1845 | 189.7367 | 180.5556 | 170.7166 | 159.4591 | 147.2734 | 134.031 | 119.402 | 104.6181 | 89.0543 | 73.3753 | 58.8697 | 45.9481 | 34.4301 | 24.6024 | 16.2878 | 9.5098 | 4.018 | 2.2994 | 1.4778 | 0.67933 | 0 | 0 | 0 | 0 | 0
| TWh Cars - Petrol/Diesel | TWh | Electric Engagement | Petrol/Diesel | Annual | 214.9796 | 207.3716 | 199.2364 | 189.8132 | 180.6583 | 170.8487 | 159.6234 | 147.4711 | 134.2681 | 119.6903 | 104.9777 | 89.5101 | 73.9397 | 59.5745 | 46.8133 | 35.4552 | 25.7933 | 17.6378 | 11.0115 | 5.6777 | 2.2679 | 1.4945 | 0.74198 | 0 | 0 | 0 | 0 | 0
| TWh Cars - Petrol/Diesel | TWh | Hydrogen Evolution | Petrol/Diesel | Annual | 214.9796 | 207.4235 | 199.2829 | 189.8946 | 180.7884 | 171.0524 | 159.9216 | 147.8304 | 134.6964 | 120.2022 | 105.5966 | 90.2573 | 74.8189 | 60.6643 | 48.156 | 37.0458 | 27.5521 | 19.6754 | 13.1443 | 7.9241 | 3.739 | 1.6239 | 0.86895 | 0.090665 | 0 | 0 | 0 | 0
| TWh Cars - Petrol/Diesel | TWh | Falling Behind | Petrol/Diesel | Annual | 214.9796 | 207.9841 | 200.7022 | 192.547 | 185.1141 | 177.5322 | 169.0584 | 160.919 | 152.4035 | 143.0444 | 133.9697 | 124.7081 | 114.6406 | 103.6511 | 92.4178 | 81.0085 | 70.0974 | 58.958 | 48.09 | 38.5845 | 29.776 | 21.7011 | 14.4963 | 9.8128 | 8.1943 | 6.4615 | 4.7064 | 3.1977
| TWh Cars - Petrol/Diesel | TWh | Ten Year Forecast | Petrol/Diesel | Annual | 2023: 214.9796; 2024: 207.886; 2025: 200.5651; 2026: 192.2999; 2027: 184.6792; 2028: 176.823; 2029: 167.9845; 2030: 158.931; 2031: 149.2964; 2032: 138.5165; 2033: 127.7136; 2034: 115.8851; 2035: 103.2622
| TWh Cars - Petrol/Diesel - Plug-in Hybrid Electric Vehicle | TWh | Holistic Transition | Petrol/Diesel | Annual | 2.2587 | 2.8299 | 3.4627 | 4.1354 | 4.8708 | 5.6863 | 6.5668 | 7.2674 | 7.9483 | 8.6495 | 9.3339 | 8.8452 | 8.3703 | 7.327 | 6.7938 | 6.2097 | 5.5595 | 4.8642 | 4.0974 | 3.237 | 2.2994 | 1.4778 | 0.67933 | 0 | 0 | 0 | 0 | 0
| TWh Cars - Petrol/Diesel - Plug-in Hybrid Electric Vehicle | TWh | Electric Engagement | Petrol/Diesel | Annual | 2.2587 | 2.7967 | 3.393 | 4.0271 | 4.7204 | 5.4892 | 6.3191 | 6.9766 | 7.6163 | 8.2758 | 8.9203 | 8.4565 | 8.0018 | 6.9847 | 6.4847 | 5.938 | 5.3286 | 4.6765 | 3.9569 | 3.149 | 2.2679 | 1.4945 | 0.74198 | 0 | 0 | 0 | 0 | 0
| TWh Cars - Petrol/Diesel - Plug-in Hybrid Electric Vehicle | TWh | Hydrogen Evolution | Petrol/Diesel | Annual | 2.2587 | 2.7257 | 3.3203 | 3.9534 | 4.6464 | 5.4158 | 6.247 | 6.9055 | 7.5463 | 8.207 | 8.853 | 8.3898 | 7.9357 | 6.9685 | 6.5482 | 6.0808 | 5.4694 | 4.8152 | 4.0934 | 3.2831 | 2.3996 | 1.6239 | 0.86895 | 0.090665 | 0 | 0 | 0 | 0
| TWh Cars - Petrol/Diesel - Plug-in Hybrid Electric Vehicle | TWh | Falling Behind | Petrol/Diesel | Annual | 2.2587 | 2.8304 | 3.5567 | 4.3538 | 5.2466 | 6.2541 | 7.3679 | 8.5699 | 9.8172 | 11.1423 | 12.4495 | 13.8442 | 15.2415 | 16.4091 | 17.6707 | 18.9146 | 20.1739 | 18.6289 | 16.9435 | 15.7335 | 14.3993 | 12.9484 | 11.4378 | 9.8128 | 8.1943 | 6.4615 | 4.7064 | 3.1977
| TWh Cars - Petrol/Diesel - Plug-in Hybrid Electric Vehicle | TWh | Ten Year Forecast | Petrol/Diesel | Annual | 2023: 2.2587; 2024: 2.8697; 2025: 3.5026; 2026: 4.1752; 2027: 4.9107; 2028: 5.7263; 2029: 6.6067; 2030: 7.3074; 2031: 7.9884; 2032: 8.6897; 2033: 9.3742; 2034: 8.8856; 2035: 8.4106
| TWh Cars - Petrol/Diesel - Internal Combustion Engine | TWh | Holistic Transition | Petrol/Diesel | Annual | 212.7209 | 204.5156 | 195.7217 | 185.6014 | 175.6849 | 165.0303 | 152.8923 | 140.006 | 126.0827 | 110.7525 | 95.2842 | 80.2091 | 65.005 | 51.5427 | 39.1543 | 28.2203 | 19.043 | 11.4236 | 5.4124 | 0.78098 | 0 | 0 | 0 | 0 | 0 | 0 | 0 | 0
| TWh Cars - Petrol/Diesel - Internal Combustion Engine | TWh | Electric Engagement | Petrol/Diesel | Annual | 212.7209 | 204.5748 | 195.8434 | 185.7861 | 175.9378 | 165.3594 | 153.3043 | 140.4945 | 126.6518 | 111.4145 | 96.0574 | 81.0536 | 65.9379 | 52.5898 | 40.3286 | 29.5172 | 20.4647 | 12.9613 | 7.0546 | 2.5287 | 0 | 0 | 0 | 0 | 0 | 0 | 0 | 0
| TWh Cars - Petrol/Diesel - Internal Combustion Engine | TWh | Hydrogen Evolution | Petrol/Diesel | Annual | 212.7209 | 204.6979 | 195.9626 | 185.9413 | 176.142 | 165.6366 | 153.6746 | 140.925 | 127.1501 | 111.9952 | 96.7437 | 81.8675 | 66.8832 | 53.6958 | 41.6078 | 30.965 | 22.0827 | 14.8601 | 9.051 | 4.641 | 1.3394 | 0 | 0 | 0 | 0 | 0 | 0 | 0
| TWh Cars - Petrol/Diesel - Internal Combustion Engine | TWh | Falling Behind | Petrol/Diesel | Annual | 212.7209 | 205.1538 | 197.1455 | 188.1933 | 179.8675 | 171.2781 | 161.6906 | 152.3491 | 142.5863 | 131.902 | 121.5203 | 110.8639 | 99.399 | 87.242 | 74.7471 | 62.0939 | 49.9235 | 40.3291 | 31.1466 | 22.851 | 15.3767 | 8.7527 | 3.0585 | 0 | 0 | 0 | 0 | 0
| TWh Cars - Petrol/Diesel - Internal Combustion Engine | TWh | Ten Year Forecast | Petrol/Diesel | Annual | 2023: 212.7209; 2024: 205.0163; 2025: 197.0625; 2026: 188.1247; 2027: 179.7685; 2028: 171.0968; 2029: 161.3778; 2030: 151.6236; 2031: 141.3081; 2032: 129.8268; 2033: 118.3394; 2034: 106.9995; 2035: 94.8516
| TWh Cars - Hydrogen | TWh | Holistic Transition | Hydrogen | Annual | 0.00061431 | 0.00061065 | 0.000607 | 0.00060338 | 0.00059979 | 0.00059621 | 0.00059265 | 0.00058912 | 0.0005856 | 0.00058211 | 0.00057864 | 0.00057519 | 0.00057176 | 0.00056835 | 0.00056496 | 0.00056159 | 0.00055824 | 0.00055491 | 0.0005516 | 0.00054831 | 0.00053699 | 0.0005262 | 0.00051718 | 0.00050933 | 0.00050114 | 0.00049193 | 0.00048183 | 0.00047048
| TWh Cars - Hydrogen | TWh | Electric Engagement | Hydrogen | Annual | 0.00061431 | 0.00061065 | 0.000607 | 0.00060338 | 0.00059979 | 0.00059621 | 0.00059265 | 0.00058912 | 0.0005856 | 0.00058211 | 0.00057864 | 0.00057519 | 0.00057176 | 0.00056835 | 0.00056496 | 0.00056159 | 0.00055824 | 0.00055491 | 0.0005516 | 0.00054831 | 0.0005424 | 0.00053206 | 0.00052355 | 0.00051651 | 0.00050996 | 0.00050391 | 0.00049737 | 0.00049002
| TWh Cars - Hydrogen | TWh | Hydrogen Evolution | Hydrogen | Annual | 0.00061431 | 0.00061065 | 0.000607 | 0.00060338 | 0.00059979 | 0.00059621 | 0.00059265 | 0.00058912 | 0.0005856 | 0.00058211 | 0.00057864 | 0.00057519 | 0.00057176 | 0.00056835 | 0.00056496 | 0.00056159 | 0.00055824 | 0.00055491 | 0.0005516 | 0.00054831 | 0.00054504 | 0.00053892 | 0.000531 | 0.00052469 | 0.00051925 | 0.00051469 | 0.00051043 | 0.00050644
| TWh Cars - Hydrogen | TWh | Falling Behind | Hydrogen | Annual | 0.00061431 | 0.00061065 | 0.000607 | 0.00060338 | 0.00059979 | 0.00059621 | 0.00059265 | 0.00058912 | 0.0005856 | 0.00058211 | 0.00057864 | 0.00057519 | 0.00057176 | 0.00056835 | 0.00056496 | 0.00056159 | 0.00055824 | 0.00055491 | 0.0005516 | 0.00054831 | 0.00054504 | 0.00054179 | 0.00053856 | 0.00053022 | 0.00051579 | 0.00050384 | 0.00049374 | 0.00048514
| TWh Cars - Hydrogen | TWh | Ten Year Forecast | Hydrogen | Annual | 2023: 0.00061431; 2024: 0.00061065; 2025: 0.000607; 2026: 0.00060338; 2027: 0.00059979; 2028: 0.00059621; 2029: 0.00059265; 2030: 0.00058912; 2031: 0.0005856; 2032: 0.00058211; 2033: 0.00057864; 2034: 0.00057519; 2035: 0.00057176
| TWh Vans - Electricity | TWh | Holistic Transition | Electricity | Annual | 0.3874 | 0.67063 | 1.1385 | 1.6902 | 2.3815 | 3.2308 | 4.2587 | 5.462 | 6.8672 | 8.4324 | 10.1405 | 12.0014 | 13.8557 | 15.6708 | 17.3264 | 18.7727 | 19.9352 | 20.9332 | 21.7142 | 22.2422 | 22.6478 | 22.9289 | 23.0983 | 23.1323 | 23.1628 | 23.1641 | 23.1322 | 23.0991
| TWh Vans - Electricity | TWh | Electric Engagement | Electricity | Annual | 0.38749 | 0.67389 | 1.1379 | 1.6894 | 2.3804 | 3.2293 | 4.2569 | 5.4597 | 6.8656 | 8.4293 | 10.1362 | 11.9963 | 13.8486 | 15.6631 | 17.3197 | 18.7756 | 19.935 | 20.9286 | 21.7222 | 22.2811 | 22.6608 | 22.9471 | 23.1219 | 23.1622 | 23.1909 | 23.1947 | 23.167 | 23.1353
| TWh Vans - Electricity | TWh | Hydrogen Evolution | Electricity | Annual | 0.38753 | 0.67862 | 1.1366 | 1.6817 | 2.3654 | 3.2069 | 4.2275 | 5.4234 | 6.8212 | 8.3837 | 10.0905 | 11.9561 | 13.8057 | 15.6129 | 17.2569 | 18.6704 | 19.8541 | 20.8397 | 21.6082 | 22.1695 | 22.5719 | 22.8262 | 23.0046 | 23.1122 | 23.1253 | 23.1328 | 23.1117 | 23.087
| TWh Vans - Electricity | TWh | Falling Behind | Electricity | Annual | 0.38749 | 0.55205 | 0.73658 | 0.98822 | 1.308 | 1.7094 | 2.1991 | 2.8048 | 3.5444 | 4.4269 | 5.4785 | 6.7166 | 8.1401 | 9.6938 | 11.3293 | 13.0117 | 14.626 | 16.3008 | 17.8147 | 19.1204 | 20.2082 | 21.1896 | 21.8198 | 22.2499 | 22.5831 | 22.8001 | 22.9333 | 23.0291
| TWh Vans - Electricity | TWh | Ten Year Forecast | Electricity | Annual | 2023: 0.38748; 2024: 0.64452; 2025: 0.98265; 2026: 1.415; 2027: 1.9527; 2028: 2.6104; 2029: 3.4034; 2030: 4.3378; 2031: 5.4467; 2032: 6.7114; 2033: 8.1218; 2034: 9.7083; 2035: 11.3657
| TWh Vans - Electricity - Battery Electric Vehicle | TWh | Holistic Transition | Electricity | Annual | 0.3765 | 0.657 | 1.1191 | 1.6666 | 2.3515 | 3.1922 | 4.2128 | 5.4127 | 6.8092 | 8.3702 | 10.079 | 11.9437 | 13.8028 | 15.6244 | 17.2821 | 18.7312 | 19.8973 | 20.8998 | 21.6849 | 22.2188 | 22.6322 | 22.92 | 23.0931 | 23.1323 | 23.1628 | 23.1641 | 23.1322 | 23.0991
| TWh Vans - Electricity - Battery Electric Vehicle | TWh | Electric Engagement | Electricity | Annual | 0.37659 | 0.66019 | 1.1185 | 1.6658 | 2.3505 | 3.1907 | 4.2111 | 5.4103 | 6.8076 | 8.3671 | 10.0747 | 11.9387 | 13.7958 | 15.6167 | 17.2754 | 18.7341 | 19.8971 | 20.8952 | 21.693 | 22.2576 | 22.6452 | 22.9382 | 23.1166 | 23.1622 | 23.1909 | 23.1947 | 23.167 | 23.1353
| TWh Vans - Electricity - Battery Electric Vehicle | TWh | Hydrogen Evolution | Electricity | Annual | 0.37663 | 0.66459 | 1.1166 | 1.6577 | 2.3351 | 3.1677 | 4.1815 | 5.3747 | 6.7641 | 8.3229 | 10.0307 | 11.9 | 13.7545 | 15.5666 | 17.2127 | 18.629 | 19.8164 | 20.8068 | 21.5792 | 22.1463 | 22.5566 | 22.8173 | 22.9985 | 23.1122 | 23.1253 | 23.1328 | 23.1117 | 23.087
| TWh Vans - Electricity - Battery Electric Vehicle | TWh | Falling Behind | Electricity | Annual | 0.37658 | 0.53735 | 0.71748 | 0.96482 | 1.2784 | 1.6711 | 2.154 | 2.7492 | 3.4825 | 4.3645 | 5.417 | 6.6486 | 8.0675 | 9.6214 | 11.258 | 12.9414 | 14.5567 | 16.2371 | 17.7561 | 19.0688 | 20.166 | 21.1549 | 21.7965 | 22.2341 | 22.5687 | 22.7858 | 22.9267 | 23.0282
| TWh Vans - Electricity - Battery Electric Vehicle | TWh | Ten Year Forecast | Electricity | Annual | 2023: 0.37657; 2024: 0.63019; 2025: 0.96349; 2026: 1.3915; 2027: 1.923; 2028: 2.572; 2029: 3.3578; 2030: 4.2887; 2031: 5.3888; 2032: 6.6492; 2033: 8.0602; 2034: 9.6505; 2035: 11.3127
| TWh Vans - Electricity - Plug-in Hybrid Electric Vehicle | TWh | Holistic Transition | Electricity | Annual | 0.010901 | 0.013638 | 0.01936 | 0.023671 | 0.02993 | 0.038633 | 0.045874 | 0.049348 | 0.058029 | 0.062198 | 0.061528 | 0.057704 | 0.052863 | 0.046388 | 0.04432 | 0.041497 | 0.037902 | 0.033375 | 0.029243 | 0.02343 | 0.015562 | 0.0088643 | 0.0052161 | 0 | 0 | 0 | 0 | 0
| TWh Vans - Electricity - Plug-in Hybrid Electric Vehicle | TWh | Electric Engagement | Electricity | Annual | 0.010904 | 0.013704 | 0.019349 | 0.02366 | 0.029917 | 0.038615 | 0.045855 | 0.049326 | 0.058016 | 0.062174 | 0.061501 | 0.05768 | 0.052836 | 0.046365 | 0.044303 | 0.041503 | 0.037902 | 0.033368 | 0.029254 | 0.023471 | 0.015571 | 0.0088714 | 0.0052214 | 0 | 0 | 0 | 0 | 0
| TWh Vans - Electricity - Plug-in Hybrid Electric Vehicle | TWh | Hydrogen Evolution | Electricity | Annual | 0.010905 | 0.014037 | 0.01996 | 0.024032 | 0.030317 | 0.039187 | 0.046038 | 0.048651 | 0.057094 | 0.060815 | 0.05978 | 0.056017 | 0.051203 | 0.046326 | 0.044248 | 0.041385 | 0.037687 | 0.032902 | 0.028994 | 0.02325 | 0.015292 | 0.0089556 | 0.0060568 | 0 | 0 | 0 | 0 | 0
| TWh Vans - Electricity - Plug-in Hybrid Electric Vehicle | TWh | Falling Behind | Electricity | Annual | 0.010903 | 0.0147 | 0.019101 | 0.023402 | 0.029643 | 0.038312 | 0.045152 | 0.055604 | 0.061981 | 0.062391 | 0.061506 | 0.067911 | 0.072575 | 0.07235 | 0.071307 | 0.070297 | 0.06928 | 0.063729 | 0.05861 | 0.051615 | 0.042208 | 0.034714 | 0.023241 | 0.015755 | 0.014311 | 0.014221 | 0.0066333 | 0.00086053
| TWh Vans - Electricity - Plug-in Hybrid Electric Vehicle | TWh | Ten Year Forecast | Electricity | Annual | 2023: 0.010903; 2024: 0.014329; 2025: 0.01916; 2026: 0.023469; 2027: 0.029719; 2028: 0.038401; 2029: 0.045623; 2030: 0.049139; 2031: 0.057901; 2032: 0.062201; 2033: 0.061589; 2034: 0.05782; 2035: 0.052997
| TWh Vans - Hydrogen | TWh | Ten Year Forecast | Hydrogen | Annual | 2023: 5.0003e-05; 2024: 4.9908e-05; 2025: 4.9813e-05; 2026: 4.9719e-05; 2027: 4.9625e-05; 2028: 4.953e-05; 2029: 4.9437e-05; 2030: 4.9343e-05; 2031: 4.9249e-05; 2032: 4.9156e-05; 2033: 4.9063e-05; 2034: 4.897e-05; 2035: 4.8877e-05
| TWh Vans - Petrol/Diesel | TWh | Ten Year Forecast | Petrol/Diesel | Annual | 2023: 84.5817; 2024: 83.1202; 2025: 81.5519; 2026: 79.7444; 2027: 77.6639; 2028: 75.2672; 2029: 72.4861; 2030: 69.2739; 2031: 65.5541; 2032: 61.3544; 2033: 56.6388; 2034: 51.3398; 2035: 45.6459
| TWh Vans - Petrol/Diesel - Plug-in Hybrid Electric Vehicle | TWh | Ten Year Forecast | Petrol/Diesel | Annual | 2023: 0.025312; 2024: 0.034033; 2025: 0.046293; 2026: 0.057752; 2027: 0.074351; 2028: 0.097612; 2029: 0.11769; 2030: 0.12868; 2031: 0.15389; 2032: 0.16778; 2033: 0.16881; 2034: 0.16077; 2035: 0.14983
| TWh Vans - Petrol/Diesel - Internal Combustion Engine | TWh | Ten Year Forecast | Petrol/Diesel | Annual | 2023: 84.5563; 2024: 83.0862; 2025: 81.5056; 2026: 79.6867; 2027: 77.5895; 2028: 75.1696; 2029: 72.3684; 2030: 69.1452; 2031: 65.4002; 2032: 61.1867; 2033: 56.4699; 2034: 51.1791; 2035: 45.496
| TWh Vans - Hydrogen | TWh | Holistic Transition | Hydrogen | Annual | 5.0003e-05 | 4.9907e-05 | 4.9812e-05 | 4.9718e-05 | 4.9624e-05 | 4.953e-05 | 4.9436e-05 | 4.9342e-05 | 4.9248e-05 | 4.9155e-05 | 4.9062e-05 | 4.8969e-05 | 4.8876e-05 | 4.8783e-05 | 4.8691e-05 | 4.8598e-05 | 4.8506e-05 | 4.8414e-05 | 4.8322e-05 | 4.8231e-05 | 4.8139e-05 | 4.8048e-05 | 4.7957e-05 | 4.7866e-05 | 4.7775e-05 | 4.7684e-05 | 4.7594e-05 | 4.7504e-05
| TWh Vans - Petrol/Diesel | TWh | Holistic Transition | Petrol/Diesel | Annual | 84.5817 | 82.9251 | 81.0929 | 78.9169 | 76.3591 | 73.359 | 69.8332 | 65.7361 | 61.0091 | 55.7466 | 49.9703 | 43.6628 | 37.1876 | 30.8275 | 24.8884 | 19.592 | 15.0824 | 11.3989 | 8.5007 | 6.2819 | 4.6184 | 3.3994 | 2.5244 | 1.892 | 1.4562 | 1.1496 | 0.93512 | 0.78565
| TWh Vans - Petrol/Diesel - Plug-in Hybrid Electric Vehicle | TWh | Holistic Transition | Petrol/Diesel | Annual | 0.025312 | 0.034033 | 0.046292 | 0.057751 | 0.074341 | 0.097601 | 0.11767 | 0.12866 | 0.15386 | 0.16775 | 0.16878 | 0.16074 | 0.14981 | 0.13339 | 0.12929 | 0.1227 | 0.11373 | 0.10113 | 0.089346 | 0.072287 | 0.04837 | 0.027737 | 0.016434 | 0 | 0 | 0 | 0 | 0
| TWh Vans - Petrol/Diesel - Internal Combustion Engine | TWh | Holistic Transition | Petrol/Diesel | Annual | 84.5563 | 82.8911 | 81.0466 | 78.8592 | 76.2848 | 73.2614 | 69.7155 | 65.6075 | 60.8553 | 55.5789 | 49.8015 | 43.5021 | 37.0378 | 30.6941 | 24.7591 | 19.4693 | 14.9686 | 11.2978 | 8.4114 | 6.2096 | 4.57 | 3.3717 | 2.508 | 1.892 | 1.4562 | 1.1496 | 0.93512 | 0.78565
| TWh Motorbikes - Electricity | TWh | Holistic Transition | Electricity | Annual | 0.0021627 | 0.0035426 | 0.0058619 | 0.0086557 | 0.012375 | 0.01728 | 0.023716 | 0.031967 | 0.04239 | 0.05526 | 0.070702 | 0.088721 | 0.10859 | 0.12981 | 0.15106 | 0.17118 | 0.18896 | 0.20513 | 0.21871 | 0.22932 | 0.23842 | 0.24608 | 0.25255 | 0.25777 | 0.26286 | 0.26772 | 0.27114 | 0.2736
| TWh Motorbikes - Hydrogen | TWh | Holistic Transition | Hydrogen | Annual | 1.4208e-07 | 7.3879e-06 | 1.7333e-05 | 3.0972e-05 | 4.9158e-05 | 7.3169e-05 | 0.00010443 | 0.00014492 | 0.00019692 | 0.00026312 | 0.00034709 | 0.00045294 | 0.00058563 | 0.00075129 | 0.0009573 | 0.0012125 | 0.0015273 | 0.0019146 | 0.0023896 | 0.0029701 | 0.0036775 | 0.004537 | 0.0055784 | 0.0068364 | 0.0083516 | 0.010171 | 0.012295 | 0.014767
| TWh Motorbikes - Petrol/Diesel | TWh | Holistic Transition | Petrol/Diesel | Annual | 2.3863 | 2.4065 | 2.4211 | 2.4281 | 2.4247 | 2.4077 | 2.3732 | 2.3166 | 2.2332 | 2.1188 | 1.9707 | 1.7892 | 1.5791 | 1.3501 | 1.1161 | 0.89249 | 0.69261 | 0.52464 | 0.39071 | 0.28801 | 0.21096 | 0.15322 | 0.10896 | 0.073307 | 0.042456 | 0.013476 | 0 | 0
| TWh Motorbikes - Electricity | TWh | Electric Engagement | Electricity | Annual | 0.0021644 | 0.0034895 | 0.0056853 | 0.0083498 | 0.011898 | 0.016576 | 0.022713 | 0.030575 | 0.040504 | 0.052749 | 0.067444 | 0.084597 | 0.10354 | 0.12383 | 0.14426 | 0.1638 | 0.18121 | 0.19704 | 0.21111 | 0.22236 | 0.23153 | 0.23975 | 0.24672 | 0.25246 | 0.258 | 0.26332 | 0.2684 | 0.27364
| TWh Motorbikes - Hydrogen | TWh | Electric Engagement | Hydrogen | Annual | 1.4208e-07 | 1.0087e-05 | 2.2874e-05 | 3.9213e-05 | 5.9814e-05 | 8.5813e-05 | 0.00011835 | 0.00015884 | 0.00020928 | 0.00027165 | 0.00034879 | 0.00044384 | 0.00056077 | 0.00070427 | 0.0008803 | 0.0010957 | 0.0013589 | 0.0016802 | 0.0020717 | 0.0025483 | 0.0031274 | 0.0038301 | 0.0046812 | 0.0057106 | 0.0069529 | 0.0084489 | 0.010246 | 0.0124
| TWh Motorbikes - Petrol/Diesel | TWh | Electric Engagement | Petrol/Diesel | Annual | 2.3863 | 2.4073 | 2.4229 | 2.4312 | 2.4298 | 2.4153 | 2.3842 | 2.3321 | 2.2545 | 2.1475 | 2.0085 | 1.8377 | 1.6392 | 1.4221 | 1.1989 | 0.98401 | 0.7899 | 0.62459 | 0.49061 | 0.38587 | 0.30564 | 0.24426 | 0.19639 | 0.15754 | 0.12412 | 0.09336 | 0.063105 | 0.031622
| TWh Motorbikes - Electricity | TWh | Hydrogen Evolution | Electricity | Annual | 0.002165 | 0.003515 | 0.0056832 | 0.0083465 | 0.011892 | 0.016567 | 0.022705 | 0.030563 | 0.040471 | 0.052706 | 0.067379 | 0.084522 | 0.10341 | 0.12363 | 0.14396 | 0.16326 | 0.18077 | 0.19659 | 0.21017 | 0.22148 | 0.23161 | 0.2395 | 0.24655 | 0.25281 | 0.25626 | 0.25778 | 0.259 | 0.26016
| TWh Motorbikes - Hydrogen | TWh | Hydrogen Evolution | Hydrogen | Annual | 1.4208e-07 | 5.001e-05 | 0.00011252 | 0.00019038 | 0.00028657 | 0.00040477 | 0.00054926 | 0.00072501 | 0.00093798 | 0.0011951 | 0.0015046 | 0.0018758 | 0.0023199 | 0.0028499 | 0.0034804 | 0.0042287 | 0.0051144 | 0.0061601 | 0.007391 | 0.0088359 | 0.010527 | 0.012499 | 0.014793 | 0.01745 | 0.020352 | 0.023521 | 0.027136 | 0.031224
| TWh Motorbikes - Petrol/Diesel | TWh | Hydrogen Evolution | Petrol/Diesel | Annual | 2.3863 | 2.4068 | 2.4219 | 2.4295 | 2.4271 | 2.4116 | 2.3792 | 2.3255 | 2.2461 | 2.1368 | 1.9952 | 1.8212 | 1.619 | 1.3975 | 1.1692 | 0.94825 | 0.74713 | 0.57367 | 0.43026 | 0.31468 | 0.22203 | 0.14649 | 0.082589 | 0.025684 | 0 | 0 | 0 | 0
| TWh Buses - Natural Gas | TWh | Ten Year Forecast | Natural Gas | Annual | 2023: 0.07723; 2024: 0.086537; 2025: 0.09677; 2026: 0.10791; 2027: 0.12012; 2028: 0.13336; 2029: 0.14797; 2030: 0.16374; 2031: 0.18099; 2032: 0.19986; 2033: 0.22047; 2034: 0.24297; 2035: 0.22885
| TWh Buses - Electricity | TWh | Ten Year Forecast | Electricity | Annual | 2023: 0.13331; 2024: 0.17926; 2025: 0.23825; 2026: 0.3122; 2027: 0.40489; 2028: 0.51948; 2029: 0.65976; 2030: 0.82839; 2031: 1.027; 2032: 1.2575; 2033: 1.5152; 2034: 1.8024; 2035: 2.1018
| TWh Buses - Hydrogen | TWh | Ten Year Forecast | Hydrogen | Annual | 2023: 0.0073437; 2024: 0.012282; 2025: 0.018197; 2026: 0.025415; 2027: 0.034024; 2028: 0.044227; 2029: 0.056216; 2030: 0.070296; 2031: 0.086537; 2032: 0.10545; 2033: 0.12732; 2034: 0.15252; 2035: 0.18154
| TWh Buses - Petrol/Diesel | TWh | Ten Year Forecast | Petrol/Diesel | Annual | 2023: 19.8488; 2024: 19.6274; 2025: 19.3573; 2026: 19.0269; 2027: 18.6241; 2028: 18.1361; 2029: 17.5491; 2030: 16.8504; 2031: 16.0331; 2032: 15.0872; 2033: 14.0178; 2034: 12.8343; 2035: 11.5881
| TWh HGVs - Natural Gas | TWh | Ten Year Forecast | Natural Gas | Annual | 2023: 0.53445; 2024: 0.5963; 2025: 0.66382; 2026: 0.73757; 2027: 0.8179; 2028: 0.90559; 2029: 1.0012; 2030: 1.1054; 2031: 1.2193; 2032: 1.3435; 2033: 1.4787; 2034: 1.6227; 2035: 1.7449
| TWh HGVs - Electricity | TWh | Ten Year Forecast | Electricity | Annual | 2023: 0.025321; 2024: 0.061635; 2025: 0.11528; 2026: 0.19403; 2027: 0.30997; 2028: 0.47974; 2029: 0.72709; 2030: 1.0826; 2031: 1.5855; 2032: 2.2798; 2033: 3.2017; 2034: 4.2949; 2035: 5.6189
| TWh HGVs - Hydrogen | TWh | Ten Year Forecast | Hydrogen | Annual | 2023: 5.2776e-05; 2024: 0.011439; 2025: 0.024412; 2026: 0.039047; 2027: 0.0557; 2028: 0.074538; 2029: 0.095952; 2030: 0.12033; 2031: 0.14796; 2032: 0.17931; 2033: 0.21516; 2034: 0.25359; 2035: 0.29903
| TWh HGVs - Petrol/Diesel | TWh | Ten Year Forecast | Petrol/Diesel | Annual | 2023: 74.7115; 2024: 74.5055; 2025: 74.0015; 2026: 73.4306; 2027: 72.7638; 2028: 71.9594; 2029: 70.9609; 2030: 69.6928; 2031: 68.0613; 2032: 65.9623; 2033: 63.3017; 2034: 60.2873; 2035: 56.7536
| TWh Motorbikes - Electricity | TWh | Ten Year Forecast | Electricity | Annual | 2023: 0.0021641; 2024: 0.0034286; 2025: 0.0050564; 2026: 0.0071149; 2027: 0.0097327; 2028: 0.013038; 2029: 0.017201; 2030: 0.022377; 2031: 0.028768; 2032: 0.036562; 2033: 0.045886; 2034: 0.056983; 2035: 0.06971
| TWh Motorbikes - Hydrogen | TWh | Ten Year Forecast | Hydrogen | Annual | 2023: 1.4208e-07; 2024: 7.3879e-06; 2025: 1.7333e-05; 2026: 3.0972e-05; 2027: 4.9158e-05; 2028: 7.3169e-05; 2029: 0.00010443; 2030: 0.00014492; 2031: 0.00019692; 2032: 0.00026312; 2033: 0.00034709; 2034: 0.00045294; 2035: 0.00058563
| TWh Motorbikes - Petrol/Diesel | TWh | Ten Year Forecast | Petrol/Diesel | Annual | 2023: 2.3863; 2024: 2.4095; 2025: 2.4292; 2026: 2.4442; 2027: 2.453; 2028: 2.4541; 2029: 2.4454; 2030: 2.4247; 2031: 2.3892; 2032: 2.3363; 2033: 2.2635; 2034: 2.1685; 2035: 2.0501
| TWh Buses - Natural Gas | TWh | Holistic Transition | Natural Gas | Annual | 0.07723 | 0.086537 | 0.09677 | 0.10791 | 0.12012 | 0.13336 | 0.14797 | 0.16374 | 0.18099 | 0.19986 | 0.22047 | 0.24297 | 0.22885 | 0.21391 | 0.1984 | 0.18307 | 0.16744 | 0.15294 | 0.13718 | 0.12018 | 0.10172 | 0.081825 | 0.060065 | 0.036706 | 0.011315 | 0 | 0 | 0
| TWh Buses - Electricity | TWh | Holistic Transition | Electricity | Annual | 0.13366 | 0.18249 | 0.28065 | 0.3857 | 0.51933 | 0.68592 | 0.88996 | 1.1321 | 1.4084 | 1.7168 | 2.0513 | 2.4044 | 2.7489 | 3.0948 | 3.412 | 3.6957 | 3.9239 | 4.1183 | 4.3063 | 4.4502 | 4.5677 | 4.6473 | 4.7118 | 4.6614 | 4.6146 | 4.5648 | 4.5072 | 4.4452
| TWh Buses - Hydrogen | TWh | Holistic Transition | Hydrogen | Annual | 0.0073437 | 0.012282 | 0.018197 | 0.025415 | 0.034024 | 0.044227 | 0.056216 | 0.070296 | 0.086537 | 0.10545 | 0.12732 | 0.15252 | 0.18154 | 0.21483 | 0.25287 | 0.2963 | 0.34586 | 0.4024 | 0.46683 | 0.53993 | 0.62288 | 0.71663 | 0.82261 | 0.92924 | 1.0445 | 1.1759 | 1.3237 | 1.489
| TWh Buses - Petrol/Diesel | TWh | Holistic Transition | Petrol/Diesel | Annual | 19.8488 | 19.569 | 19.2165 | 18.7728 | 18.2197 | 17.5395 | 16.716 | 15.7388 | 14.6136 | 13.3441 | 11.9661 | 10.5202 | 9.0867 | 7.6803 | 6.3717 | 5.1873 | 4.1345 | 3.2033 | 2.327 | 1.5982 | 0.98405 | 0.51231 | 0.079666 | 0 | 0 | 0 | 0 | 0
| TWh HGVs - Natural Gas | TWh | Holistic Transition | Natural Gas | Annual | 0.53445 | 0.5963 | 0.66382 | 0.73757 | 0.8179 | 0.90559 | 1.0012 | 1.1054 | 1.2193 | 1.3413 | 1.4692 | 1.6078 | 1.7301 | 1.8633 | 2.008 | 2.1642 | 2.0676 | 1.961 | 1.8317 | 1.6934 | 1.5459 | 1.3778 | 1.1974 | 0.9995 | 0.78129 | 0.53901 | 0.27936 | 6.4439e-05
| TWh HGVs - Electricity | TWh | Holistic Transition | Electricity | Annual | 0.025387 | 0.098626 | 0.22617 | 0.39847 | 0.64831 | 1.0068 | 1.5139 | 2.2111 | 3.1341 | 4.2225 | 5.3789 | 6.6975 | 8.3351 | 10.0061 | 12.1524 | 14.8201 | 17.9962 | 20.7282 | 23.4203 | 26.0056 | 28.5201 | 30.9081 | 33.1105 | 34.8963 | 34.9982 | 34.8138 | 34.6152 | 34.4159
| TWh HGVs - Hydrogen | TWh | Holistic Transition | Hydrogen | Annual | 5.2776e-05 | 0.011439 | 0.024412 | 0.039047 | 0.0557 | 0.074538 | 0.095952 | 0.12033 | 0.14796 | 0.17801 | 0.20944 | 0.24425 | 0.28916 | 0.33443 | 0.40206 | 0.50434 | 0.61071 | 0.68352 | 0.76581 | 0.86189 | 0.97865 | 1.1271 | 1.3235 | 1.5816 | 1.7746 | 1.9907 | 2.2427 | 2.529
| TWh HGVs - Petrol/Diesel | TWh | Holistic Transition | Petrol/Diesel | Annual | 74.7115 | 74.13 | 73.4763 | 72.6864 | 71.7033 | 70.4509 | 68.8353 | 66.7516 | 64.1077 | 61.0767 | 57.9774 | 54.636 | 50.6195 | 46.9242 | 42.3581 | 36.8931 | 30.9308 | 26.1099 | 21.4186 | 16.8472 | 12.4189 | 8.1909 | 4.2017 | 0.53083 | 0 | 0 | 0 | 0
| TWh Vans - Hydrogen | TWh | Electric Engagement | Hydrogen | Annual | 5.0003e-05 | 4.9907e-05 | 4.9812e-05 | 4.9718e-05 | 4.9624e-05 | 4.953e-05 | 4.9436e-05 | 4.9342e-05 | 4.9248e-05 | 4.9155e-05 | 4.9062e-05 | 4.8969e-05 | 4.8876e-05 | 4.8783e-05 | 4.8691e-05 | 4.8598e-05 | 4.8506e-05 | 4.8414e-05 | 4.8322e-05 | 4.8231e-05 | 4.8139e-05 | 4.8048e-05 | 4.7957e-05 | 4.7866e-05 | 4.7775e-05 | 4.7684e-05 | 4.7594e-05 | 4.7504e-05
| TWh Vans - Petrol/Diesel | TWh | Electric Engagement | Petrol/Diesel | Annual | 84.5817 | 82.9251 | 81.0929 | 78.9169 | 76.3591 | 73.359 | 69.8332 | 65.7361 | 61.0091 | 55.7466 | 49.9703 | 43.6628 | 37.1876 | 30.8275 | 24.8884 | 19.592 | 15.0824 | 11.3989 | 8.5007 | 6.2819 | 4.6184 | 3.3994 | 2.5244 | 1.892 | 1.4562 | 1.1496 | 0.93512 | 0.78565
| TWh Vans - Petrol/Diesel - Plug-in Hybrid Electric Vehicle | TWh | Electric Engagement | Petrol/Diesel | Annual | 0.025312 | 0.034033 | 0.046292 | 0.057751 | 0.074341 | 0.097601 | 0.11767 | 0.12866 | 0.15386 | 0.16775 | 0.16878 | 0.16074 | 0.14981 | 0.13339 | 0.12929 | 0.1227 | 0.11373 | 0.10113 | 0.089346 | 0.072287 | 0.04837 | 0.027737 | 0.016434 | 0 | 0 | 0 | 0 | 0
| TWh Vans - Petrol/Diesel - Internal Combustion Engine | TWh | Electric Engagement | Petrol/Diesel | Annual | 84.5563 | 82.8911 | 81.0466 | 78.8592 | 76.2848 | 73.2614 | 69.7155 | 65.6075 | 60.8553 | 55.5789 | 49.8015 | 43.5021 | 37.0378 | 30.6941 | 24.7591 | 19.4693 | 14.9686 | 11.2978 | 8.4114 | 6.2096 | 4.57 | 3.3717 | 2.508 | 1.892 | 1.4562 | 1.1496 | 0.93512 | 0.78565
| TWh Buses - Natural Gas | TWh | Electric Engagement | Natural Gas | Annual | 0.07723 | 0.086537 | 0.09677 | 0.10791 | 0.12012 | 0.13336 | 0.14797 | 0.16374 | 0.18099 | 0.19986 | 0.22047 | 0.24297 | 0.22885 | 0.21391 | 0.1984 | 0.18307 | 0.16744 | 0.15294 | 0.13718 | 0.12018 | 0.10172 | 0.081825 | 0.060065 | 0.036706 | 0.011315 | 0 | 0 | 0
| TWh Buses - Electricity | TWh | Electric Engagement | Electricity | Annual | 0.13324 | 0.18302 | 0.28062 | 0.3858 | 0.51969 | 0.68663 | 0.89133 | 1.1344 | 1.4131 | 1.723 | 2.0593 | 2.4152 | 2.7623 | 3.111 | 3.4312 | 3.7214 | 3.9504 | 4.1574 | 4.3328 | 4.4835 | 4.6011 | 4.681 | 4.7502 | 4.7709 | 4.8099 | 4.8063 | 4.7806 | 4.7545
| TWh Buses - Hydrogen | TWh | Electric Engagement | Hydrogen | Annual | 0.0073437 | 0.011934 | 0.017276 | 0.023469 | 0.030611 | 0.038797 | 0.048121 | 0.058673 | 0.07043 | 0.083589 | 0.098234 | 0.11456 | 0.13263 | 0.15264 | 0.17465 | 0.19885 | 0.22539 | 0.25445 | 0.28639 | 0.32127 | 0.35934 | 0.40074 | 0.44592 | 0.49501 | 0.54844 | 0.60237 | 0.65944 | 0.72211
| TWh Buses - Petrol/Diesel | TWh | Electric Engagement | Petrol/Diesel | Annual | 19.8488 | 19.5775 | 19.2337 | 18.7991 | 18.2556 | 17.5853 | 16.7722 | 15.806 | 14.6923 | 13.4348 | 12.0694 | 10.6368 | 9.2173 | 7.8263 | 6.5352 | 5.3713 | 4.3434 | 3.4425 | 2.6027 | 1.9182 | 1.3576 | 0.94975 | 0.59218 | 0.33176 | 0.074175 | 0 | 0 | 0
| TWh HGVs - Natural Gas | TWh | Electric Engagement | Natural Gas | Annual | 0.53445 | 0.60602 | 0.6865 | 0.77697 | 0.87886 | 0.99376 | 1.1233 | 1.27 | 1.4358 | 1.6197 | 1.8076 | 2.0115 | 2.1267 | 2.2518 | 2.3872 | 2.5327 | 2.4295 | 2.3142 | 2.1748 | 2.0223 | 1.8567 | 1.6656 | 1.4559 | 1.2208 | 0.95591 | 0.6566 | 0.34096 | 0
| TWh HGVs - Electricity | TWh | Electric Engagement | Electricity | Annual | 0.025306 | 0.090089 | 0.20274 | 0.35533 | 0.57716 | 0.89696 | 1.3529 | 1.9863 | 2.84 | 3.9034 | 5.0385 | 6.3332 | 7.9769 | 9.6475 | 11.7951 | 14.4844 | 17.856 | 20.6761 | 23.3341 | 25.9935 | 28.5561 | 31.0081 | 33.3265 | 35.2745 | 35.5889 | 35.5251 | 35.4643 | 35.4198
| TWh HGVs - Hydrogen | TWh | Electric Engagement | Hydrogen | Annual | 5.2776e-05 | 0.010965 | 0.022582 | 0.035124 | 0.048626 | 0.06335 | 0.079044 | 0.095918 | 0.11428 | 0.13379 | 0.15299 | 0.17295 | 0.19724 | 0.2179 | 0.24822 | 0.2912 | 0.34969 | 0.37486 | 0.40271 | 0.43457 | 0.47306 | 0.52392 | 0.59577 | 0.69534 | 0.75106 | 0.80704 | 0.87387 | 0.94938
| TWh HGVs - Petrol/Diesel | TWh | Electric Engagement | Petrol/Diesel | Annual | 74.7115 | 74.1921 | 73.5586 | 72.801 | 71.8676 | 70.6873 | 69.1711 | 67.2135 | 64.7103 | 61.6921 | 58.5964 | 55.2621 | 51.2605 | 47.5919 | 43.0644 | 37.6498 | 31.2478 | 26.42 | 21.7184 | 17.1346 | 12.6914 | 8.4442 | 4.4309 | 0.73023 | 0 | 0 | 0 | 0
| TWh Vans - Hydrogen | TWh | Hydrogen Evolution | Hydrogen | Annual | 5.0003e-05 | 4.9908e-05 | 4.9813e-05 | 4.9719e-05 | 4.9625e-05 | 4.953e-05 | 4.9437e-05 | 4.9343e-05 | 4.9249e-05 | 4.9156e-05 | 4.9063e-05 | 4.897e-05 | 4.8877e-05 | 4.8784e-05 | 4.8691e-05 | 4.8599e-05 | 4.8507e-05 | 4.8415e-05 | 4.8323e-05 | 4.8232e-05 | 4.814e-05 | 4.8049e-05 | 4.7958e-05 | 4.7867e-05 | 4.7776e-05 | 4.7685e-05 | 4.7595e-05 | 4.7505e-05
| TWh Vans - Petrol/Diesel | TWh | Hydrogen Evolution | Petrol/Diesel | Annual | 84.5817 | 82.9264 | 81.0974 | 78.9409 | 76.4044 | 73.4261 | 69.9231 | 65.8457 | 61.1293 | 55.8663 | 50.0802 | 43.7554 | 37.2592 | 30.8859 | 24.9396 | 19.6505 | 15.1628 | 11.513 | 8.6567 | 6.481 | 4.8581 | 3.6766 | 2.8347 | 2.2248 | 1.809 | 1.5181 | 1.3155 | 1.1752
| TWh Vans - Petrol/Diesel - Plug-in Hybrid Electric Vehicle | TWh | Hydrogen Evolution | Petrol/Diesel | Annual | 0.025312 | 0.034623 | 0.047772 | 0.058685 | 0.075372 | 0.099099 | 0.11818 | 0.12695 | 0.15158 | 0.16426 | 0.16426 | 0.15627 | 0.14541 | 0.13356 | 0.12949 | 0.12294 | 0.11342 | 0.099989 | 0.088839 | 0.071791 | 0.047549 | 0.028055 | 0.01909 | 0 | 0 | 0 | 0 | 0
| TWh Vans - Petrol/Diesel - Internal Combustion Engine | TWh | Hydrogen Evolution | Petrol/Diesel | Annual | 84.5563 | 82.8918 | 81.0497 | 78.8822 | 76.329 | 73.327 | 69.805 | 65.7188 | 60.9777 | 55.7021 | 49.9159 | 43.5991 | 37.1138 | 30.7524 | 24.8101 | 19.5276 | 15.0494 | 11.413 | 8.5679 | 6.4092 | 4.8106 | 3.6486 | 2.8156 | 2.2248 | 1.809 | 1.5181 | 1.3155 | 1.1752
| TWh Buses - Natural Gas | TWh | Hydrogen Evolution | Natural Gas | Annual | 0.07723 | 0.086537 | 0.09677 | 0.10791 | 0.12012 | 0.13336 | 0.1478 | 0.16357 | 0.18082 | 0.19969 | 0.22031 | 0.24281 | 0.22869 | 0.21374 | 0.19823 | 0.18289 | 0.16725 | 0.15276 | 0.13699 | 0.11998 | 0.10151 | 0.081618 | 0.060087 | 0.036719 | 0.011319 | 0 | 0 | 0
| TWh Buses - Electricity | TWh | Hydrogen Evolution | Electricity | Annual | 0.13307 | 0.18365 | 0.28042 | 0.38544 | 0.51902 | 0.68549 | 0.88957 | 1.1315 | 1.406 | 1.7134 | 2.0454 | 2.3985 | 2.737 | 3.0755 | 3.3841 | 3.6507 | 3.8917 | 4.0938 | 4.2803 | 4.4283 | 4.5096 | 4.5847 | 4.5503 | 4.4901 | 4.4103 | 4.333 | 4.2453 | 4.1499
| TWh Buses - Hydrogen | TWh | Hydrogen Evolution | Hydrogen | Annual | 0.0073437 | 0.012514 | 0.018888 | 0.026674 | 0.036187 | 0.047733 | 0.061613 | 0.078231 | 0.097868 | 0.12124 | 0.14883 | 0.18132 | 0.2196 | 0.26453 | 0.31705 | 0.37841 | 0.45004 | 0.53342 | 0.63053 | 0.74309 | 0.87329 | 1.0233 | 1.1696 | 1.3364 | 1.5247 | 1.7397 | 1.9815 | 2.2504
| TWh Buses - Petrol/Diesel | TWh | Hydrogen Evolution | Petrol/Diesel | Annual | 19.8488 | 19.5586 | 19.1955 | 18.7411 | 18.1773 | 17.486 | 16.6514 | 15.6628 | 14.5262 | 13.2452 | 11.8558 | 10.3985 | 8.9531 | 7.5343 | 6.2112 | 5.0091 | 3.9338 | 2.9744 | 2.0625 | 1.2891 | 0.61954 | 0.079619 | 0 | 0 | 0 | 0 | 0 | 0
| TWh HGVs - Natural Gas | TWh | Hydrogen Evolution | Natural Gas | Annual | 0.53445 | 0.71862 | 0.93887 | 1.2032 | 1.5214 | 1.9054 | 2.37 | 2.9331 | 3.6154 | 4.3812 | 5.2224 | 6.1817 | 6.8491 | 7.6114 | 8.4789 | 9.4605 | 10.564 | 10.2244 | 9.7672 | 9.2499 | 8.6706 | 7.976 | 7.1881 | 6.2792 | 5.2272 | 4.0494 | 2.7436 | 1.2706
| TWh HGVs - Electricity | TWh | Hydrogen Evolution | Electricity | Annual | 0.025275 | 0.090125 | 0.19976 | 0.34581 | 0.55459 | 0.85085 | 1.2665 | 1.8333 | 2.576 | 3.3699 | 4.1404 | 4.9285 | 5.9945 | 6.826 | 7.7938 | 8.8535 | 9.6782 | 10.7046 | 11.6582 | 12.5604 | 13.3238 | 14.1633 | 15.0378 | 15.965 | 16.9254 | 17.2036 | 17.5841 | 18.1111
| TWh HGVs - Hydrogen | TWh | Hydrogen Evolution | Hydrogen | Annual | 5.2776e-05 | 0.011913 | 0.027998 | 0.050078 | 0.080292 | 0.12217 | 0.18039 | 0.26166 | 0.37566 | 0.53305 | 0.75175 | 1.0597 | 1.5055 | 2.1244 | 3.0099 | 4.2656 | 5.9524 | 9.0247 | 12.1186 | 15.2186 | 18.2854 | 21.2583 | 24.0727 | 26.6406 | 28.8657 | 29.2047 | 29.2417 | 29.1611
| TWh HGVs - Petrol/Diesel | TWh | Hydrogen Evolution | Petrol/Diesel | Annual | 74.7115 | 74.08 | 73.339 | 72.4454 | 71.3415 | 69.9493 | 68.1718 | 65.8963 | 63.0126 | 59.885 | 56.7224 | 53.3962 | 49.5229 | 46.1583 | 42.1617 | 37.5237 | 33.2333 | 28.5047 | 23.9544 | 19.5291 | 15.2377 | 11.1439 | 7.2419 | 3.5826 | 0.22166 | 0 | 0 | 0
| TWh Motorbikes - Electricity | TWh | Falling Behind | Electricity | Annual | 0.0021642 | 0.0032117 | 0.0042458 | 0.0055182 | 0.0069775 | 0.008642 | 0.010534 | 0.012684 | 0.015116 | 0.017857 | 0.020946 | 0.024421 | 0.028341 | 0.03264 | 0.037385 | 0.042613 | 0.048289 | 0.054789 | 0.061916 | 0.06966 | 0.078036 | 0.087313 | 0.097012 | 0.10693 | 0.11757 | 0.1286 | 0.13995 | 0.15179
| TWh Motorbikes - Hydrogen | TWh | Falling Behind | Hydrogen | Annual | 1.4208e-07 | 4.3333e-05 | 9.1496e-05 | 0.00014506 | 0.00020459 | 0.00027037 | 0.00034311 | 0.00042324 | 0.00051147 | 0.00060837 | 0.00071464 | 0.00083086 | 0.00095787 | 0.0010965 | 0.0012477 | 0.0014122 | 0.0015911 | 0.0017853 | 0.0019959 | 0.0022239 | 0.0024707 | 0.0027374 | 0.0030252 | 0.0033356 | 0.0036701 | 0.0040301 | 0.0044171 | 0.004833
| TWh Motorbikes - Petrol/Diesel | TWh | Falling Behind | Petrol/Diesel | Annual | 2.3863 | 2.4123 | 2.437 | 2.4602 | 2.4817 | 2.501 | 2.5179 | 2.5321 | 2.543 | 2.5502 | 2.5534 | 2.552 | 2.5456 | 2.5336 | 2.5156 | 2.4911 | 2.4598 | 2.4214 | 2.3756 | 2.3224 | 2.2619 | 2.1943 | 2.12 | 2.0396 | 1.954 | 1.8639 | 1.7705 | 1.6748
| TWh Vans - Hydrogen | TWh | Falling Behind | Hydrogen | Annual | 5.0003e-05 | 4.9908e-05 | 4.9813e-05 | 4.9719e-05 | 4.9625e-05 | 4.953e-05 | 4.9437e-05 | 4.9343e-05 | 4.9249e-05 | 4.9156e-05 | 4.9063e-05 | 4.897e-05 | 4.8877e-05 | 4.8784e-05 | 4.8691e-05 | 4.8599e-05 | 4.8507e-05 | 4.8415e-05 | 4.8323e-05 | 4.8232e-05 | 4.814e-05 | 4.8049e-05 | 4.7958e-05 | 4.7867e-05 | 4.7776e-05 | 4.7685e-05 | 4.7595e-05 | 4.7505e-05
| TWh Vans - Petrol/Diesel | TWh | Falling Behind | Petrol/Diesel | Annual | 84.5817 | 83.4629 | 82.326 | 81.0874 | 79.6943 | 78.1146 | 76.3052 | 74.1778 | 71.6788 | 68.7596 | 65.312 | 61.2536 | 56.5724 | 51.3289 | 45.6948 | 39.787 | 33.9628 | 28.0439 | 22.5905 | 17.7822 | 13.7147 | 10.411 | 7.7968 | 5.7999 | 4.3165 | 3.2264 | 2.4088 | 1.8182
| TWh Vans - Petrol/Diesel - Plug-in Hybrid Electric Vehicle | TWh | Falling Behind | Petrol/Diesel | Annual | 0.025312 | 0.034033 | 0.046293 | 0.057752 | 0.074351 | 0.097612 | 0.11683 | 0.14603 | 0.16521 | 0.16878 | 0.16878 | 0.18892 | 0.20442 | 0.20674 | 0.20674 | 0.20674 | 0.20674 | 0.19207 | 0.17835 | 0.15848 | 0.13064 | 0.10763 | 0.072672 | 0.049716 | 0.045449 | 0.045449 | 0.021334 | 0.0027813
| TWh Vans - Petrol/Diesel - Internal Combustion Engine | TWh | Falling Behind | Petrol/Diesel | Annual | 84.5563 | 83.4289 | 82.2797 | 81.0296 | 79.62 | 78.0169 | 76.1883 | 74.0318 | 71.5136 | 68.5909 | 65.1432 | 61.0647 | 56.368 | 51.1221 | 45.4881 | 39.5803 | 33.756 | 27.8518 | 22.4122 | 17.6237 | 13.5841 | 10.3033 | 7.7241 | 5.7502 | 4.2711 | 3.1809 | 2.3875 | 1.8154
| TWh Buses - Natural Gas | TWh | Falling Behind | Natural Gas | Annual | 0.07723 | 0.097354 | 0.12209 | 0.15239 | 0.18968 | 0.23555 | 0.29187 | 0.36097 | 0.44545 | 0.54886 | 0.67514 | 0.82896 | 1.0159 | 1.2425 | 1.516 | 1.8443 | 2.2359 | 2.1988 | 2.1564 | 2.1077 | 2.0511 | 1.9846 | 1.9062 | 1.8132 | 1.7025 | 1.5701 | 1.4115 | 1.2212
| TWh Buses - Electricity | TWh | Falling Behind | Electricity | Annual | 0.13327 | 0.18026 | 0.22241 | 0.28008 | 0.34807 | 0.42728 | 0.51878 | 0.62374 | 0.74219 | 0.87562 | 1.024 | 1.1874 | 1.366 | 1.5553 | 1.7551 | 1.9636 | 2.1817 | 2.3999 | 2.6154 | 2.8287 | 3.0401 | 3.2826 | 3.4365 | 3.5934 | 3.7434 | 3.8735 | 3.9838 | 4.0755
| TWh Buses - Hydrogen | TWh | Falling Behind | Hydrogen | Annual | 0.0073437 | 0.010776 | 0.014742 | 0.019462 | 0.024921 | 0.031219 | 0.038452 | 0.046715 | 0.056099 | 0.066805 | 0.078807 | 0.092299 | 0.10747 | 0.1245 | 0.14347 | 0.16466 | 0.18834 | 0.21467 | 0.24403 | 0.27667 | 0.31294 | 0.35308 | 0.39752 | 0.4467 | 0.50112 | 0.56119 | 0.6275 | 0.70063
| TWh Buses - Petrol/Diesel | TWh | Falling Behind | Petrol/Diesel | Annual | 19.8488 | 19.5904 | 19.2991 | 18.9679 | 18.5915 | 18.1642 | 17.6798 | 17.1321 | 16.5176 | 15.8272 | 15.0584 | 14.2064 | 13.267 | 12.2368 | 11.1199 | 9.9167 | 8.629 | 7.6868 | 6.7283 | 5.787 | 4.8775 | 4.0281 | 3.233 | 2.5194 | 1.8711 | 1.3144 | 0.84998 | 0.47733
| TWh HGVs - Natural Gas | TWh | Falling Behind | Natural Gas | Annual | 0.53445 | 0.73122 | 0.97069 | 1.2627 | 1.6191 | 2.0549 | 2.5884 | 3.2408 | 4.0382 | 5.0115 | 6.1937 | 7.6197 | 9.3227 | 11.2587 | 13.3569 | 15.6291 | 18.0896 | 19.9327 | 21.9962 | 24.2788 | 26.7694 | 29.4443 | 28.3425 | 27.0784 | 25.6216 | 23.9243 | 21.9436 | 19.6447
| TWh HGVs - Electricity | TWh | Falling Behind | Electricity | Annual | 0.025313 | 0.06657 | 0.11109 | 0.16855 | 0.23978 | 0.32895 | 0.4411 | 0.5829 | 0.76213 | 0.98834 | 1.2723 | 1.6253 | 2.0576 | 2.5307 | 3.0008 | 3.468 | 3.9401 | 4.7472 | 5.5256 | 5.9014 | 5.9707 | 6.1426 | 9.0274 | 11.9233 | 14.8283 | 17.73 | 20.6366 | 23.5529
| TWh HGVs - Hydrogen | TWh | Falling Behind | Hydrogen | Annual | 5.2776e-05 | 5.2459e-05 | 5.2145e-05 | 5.1832e-05 | 5.1521e-05 | 5.1212e-05 | 5.0904e-05 | 5.0599e-05 | 5.0295e-05 | 4.9994e-05 | 4.9694e-05 | 4.9395e-05 | 4.9099e-05 | 4.8805e-05 | 4.8512e-05 | 4.8221e-05 | 4.7931e-05 | 4.7644e-05 | 4.7358e-05 | 4.7074e-05 | 4.6791e-05 | 4.6511e-05 | 4.6231e-05 | 4.5954e-05 | 4.5678e-05 | 4.5404e-05 | 4.5132e-05 | 4.4861e-05
| TWh HGVs - Petrol/Diesel | TWh | Falling Behind | Petrol/Diesel | Annual | 74.7115 | 74.4394 | 73.8408 | 73.1727 | 72.4164 | 71.5469 | 70.5344 | 69.3416 | 67.9234 | 66.2245 | 64.1861 | 61.7457 | 58.8467 | 55.6335 | 52.3185 | 48.8985 | 45.3609 | 41.714 | 37.9578 | 35.1512 | 33.0751 | 30.8487 | 26.5948 | 22.4734 | 18.4944 | 14.6817 | 11.0513 | 7.6184

## ED6
ED6: Road transport notes
Return to: Main Menu
Return to: Data table contents
Column | Category | Description
Data Item | # Cars - All | All cars (as defined by DfT/DVLA in https://assets.publishing.service.gov.uk/government/uploads/system/uploads/attachment_data/file/917624/vehicle-licensing-statistics-notes-definitions.pdf). History from Vehicle licensing data tables - VEH0101. Includes vehicles licenced as taxis from DfT taxi statistics taxi0102 and Scottish Transport Statistics table 1.4. ([# Cars - Electric Vehicles] + [# Cars - Hydrogen] + [# Cars - Internal Combustion Engine])
Data Item | # Vans - All | History from DfT/DVLA Vehicle licensing data tables - VEH0101. Refers to all vans (also known as light goods vehicles) <3.5t (as defined by DfT/DVLA in https://assets.publishing.service.gov.uk/government/uploads/system/uploads/attachment_data/file/917624/vehicle-licensing-statistics-notes-definitions.pdf). ([# Vans - Electric Vehicles] + [# Vans - Hydrogen] + [# Vans - Internal Combustion Engine])
Data Item | # Motorbikes - All | History from DfT/DVLA Vehicle licensing data tables - VEH0305 & VEH0130, removing powerful e-bicycles. Refers to all motorcycles (as defined by DfT/DVLA in https://assets.publishing.service.gov.uk/government/uploads/system/uploads/attachment_data/file/917624/vehicle-licensing-statistics-notes-definitions.pdf). ([# Motorbikes - Electric Vehicles - Battery Electric Vehicle] + [# Motorbikes - Hydrogen]+ [# Motorbikes - Internal Combustion Engine])
Data Item | # Buses - All | History from DfT/DVLA Vehicle licensing data tables - VEH0603. Please note this refers to all buses, coaches and minibuses (as defined by DfT/DVLA in https://assets.publishing.service.gov.uk/government/uploads/system/uploads/attachment_data/file/917624/vehicle-licensing-statistics-notes-definitions.pdf). ([# Buses - Natural Gas] + [# Buses - Electric Vehicles - Battery Electric Vehicle] + [# Buses - Hydrogen]+ [# Buses - Internal Combustion Engine])
Data Item | # HGVs - All | History from DfT/DVLA Vehicle licensing data tables - VEH0101. Refers to all Heavy Goods Vehicles >3.5t (as defined by DfT/DVLA in https://assets.publishing.service.gov.uk/government/uploads/system/uploads/attachment_data/file/917624/vehicle-licensing-statistics-notes-definitions.pdf). ([# HGVs - Natural Gas] + [# HGVs - Electric Vehicles - Battery Electric Vehicle] + [# HGVs - Hydrogen]+ [# HGVs - Internal Combustion Engine])
Data Item | # Vehicles - Electric Vehicles | Refers to all electric vehicles on the road ([# Cars - Electric Vehicles] + [# Vans - Electric Vehicles] + [# HGVs - Electric Vehicles - Battery Electric Vehicle] + [# Buses - Electric Vehicles - Battery Electric Vehicle] + [# Motorbikes - Electric Vehicles - Battery Electric Vehicle])
Fuel | # Vehicles - Hydrogen | Refers to all hydrogen vehicles on the road (modelled Fuel Cell Electric cars, vans, buses, HGVs & Motorbikes) ([# Cars - Hydrogen] + [# Vans - Hydrogen] + [# HGVs - Hydrogen] + [# Buses - Hydrogen] + [# Motorbikes - Hydrogen])
Data Item | # Vehicles - Natural Gas | Refers to all natural gas vehicles on the road. Modelled Compressed Natural Gas (CNG) buses, CNG HGVs & Liquified Natural Gas (LNG) HGVs. ([# HGVs - Natural Gas] + [# Buses - Natural Gas])
Data Item | # Vehicles - Internal Combustion Engine | Refers to all non-plug-in vehicles with an internal combustion engine running on petrol/diesel. ([# Cars - Internal Combustion Engine] + [# Vans - Internal Combustion Engine] + [# HGVs - Internal Combustion Engine] + [# Buses - Internal Combustion Engine] + [# Motorbikes - Internal Combustion Engine])
Data Item | # Cars - Electric Vehicles | This refers to all battery electric vehicle (BEV) cars and plug-in hybrid electric vehicle (PHEVs) cars on the road ([# Cars - Electric Vehicles - Plug-in Hybrid Electric Vehicle] + [# Cars - Electric Vehicles - Battery Electric Vehicle])
Data Item | # Vans - Electric Vehicles | This refers to all battery electric vehicle (BEV) vans and plug-in hybrid electric vehicle (PHEVs) vans on the road ([# Vans - Electric Vehicles - Plug-in Hybrid Electric Vehicle] + [# Vans - Electric Vehicles - Battery Electric Vehicle])
Data Item | TWh Vehicles - Electricity | Total electricity demand from vehicles on the road. The electricity demand for cars and vans is made up of the electricity demands from PHEVs & BEVs. ([TWh Cars - Electricity] + [TWh Vans - Electricity] + [TWh Motorbikes - Electricity] + [TWh Buses - Electricity] + [TWh HGVs - Electricity])
Data Item | TWh Vehicles - Hydrogen | Total hydrogen demand from vehicles on the road ([TWh Cars - Hydrogen] + [TWh Vans - Hydrogen] + [TWh Motorbikes - Hydrogen] + [TWh Buses - Hydrogen] + [TWh HGVs - Hydrogen])
Data Item | TWh Vehicles - Natural Gas | Total natural gas (CNG & LNG) demand from vehicles on the road ([TWh Buses - Natural Gas] + [TWh HGVs - Natural Gas])
Data Item | TWh Vehicles - Petrol/Diesel | Total Petrol/Diesel demand from vehicles on the road. The petrol/diesel demand for cars and vans is made up of the petrol/diesel demands from PHEVs & internal combustion engine (ICE) vehicles. ([TWh Cars - Petrol/Diesel] + [TWh Vans - Petrol/Diesel] + [TWh Motorbikes - Petrol/Diesel] + [TWh Buses - Petrol/Diesel] + [TWh HGVs - Petrol/Diesel])
Data Item | TWh Cars - Electricity | Total electricity demand from cars on the road. This is made up of the electricity demand from BEVs & PHEVs ([TWh Cars - Electricity - Battery Electric Vehicle] + [TWh Cars - Electricity - Plug-in Hybrid Electric Vehicle])
Data Item | TWh Vans - Electricity | Total electricity demand from vans on the road. This is made up of the electricity demand from BEVs & PHEVs ([TWh Vans - Electricity - Battery Electric Vehicle] + [TWh Vans - Electricity - Plug-in Hybrid Electric Vehicle])
Data Item | TWh Cars - Petrol/Diesel | Total petrol/diesel demand from cars on the road. This is made up of the petrol/diesel demand from PHEVs & ICE vehicles. ([TWh Cars - Petrol/Diesel - Internal Combustion Engine] + [TWh Cars - Petrol/Diesel - Plug-in Hybrid Electric Vehicle])
Data Item | TWh Vans - Petrol/Diesel | Total petrol/diesel demand from vans on the road. This is made up of the petrol/diesel demand from PHEVs & ICE vehicles. ([TWh Vans - Petrol/Diesel - Internal Combustion Engine] + [TWh Vans - Petrol/Diesel - Plug-in Hybrid Electric Vehicle])
Data Item | Electric Vehicle Peak Demand | Total demand at winter system peak (5-6pm) from all electric vehicles [# Vehicles - Electric Vehicles]. This demand includes the reductions from smart charging
Data Item | Electric Vehicle Unmanaged Peak Demand | What the total demand at winter system peak (5-6pm) from all electric vehicles [# Vehicles - Electric Vehicles] would be if no smart charging is assumed (additional to that inherent in the Electric Vehicle Charging Behaviour Study residential profile)
Data Item | V2G Maximum Capacity available at Peak | Theoretical vehicle-to-grid (V2G) capacity available at time of winter transmission system peak, 5pm-6pm (all engaged cars & vans are parked residentially at this time, and all engaged HGV's and buses are parked at the depot at this time). Capacity actually dispatched depends on market conditions
Data Item | V2G Maximum Capacity | Total V2G theoretical export capacity (of all vehicles which participate in V2G - including a percentage of residentially charged cars & vans, and depot charged HGV's and buses). Capacity available at any given time of day depends on an availability profile
Peak/Annual/Minimum | Peak | Data representing demand or available capacity, applicable at the time of transmission system peak (5pm-6pm)
Peak/Annual/Minimum | Annual | Data representing annual demand, number of vehicles on the road for a given year or the capacity of the number of vehicles engaged in V2G in a given year.
Fuel | Hybrid (Electricity & Petrol/Diesel) | This refers to the fact these vehicles will have both an electricity demand and a petrol/diesel demand associated to them. E.g. Data item # Cars - Electric Vehicles - Plug-in Hybrid Electric Vehicle is responsible for the annual demands in data item TWh Cars - Electricity - Plug-in Hybrid Electric Vehicle & data item TWh Cars - Petrol/Diesel - Plug-in Hybrid Electric Vehicle

## ED7
ED7: Heat demand summary
Return to: Main Menu
Return to: Data table contents
2050 heat pump uptake updated to be a copy of 2049 model output numbers due to modelling error.
| Pathway | Sector/Aggregation Level | Fuel | Technology | Data Type | Units | 2023 | 2024 | 2025 | 2026 | 2027 | 2028 | 2029 | 2030 | 2031 | 2032 | 2033 | 2034 | 2035 | 2036 | 2037 | 2038 | 2039 | 2040 | 2041 | 2042 | 2043 | 2044 | 2045 | 2046 | 2047 | 2048 | 2049 | 2050
| Holistic Transition | Residential | electricity | ASHP | Annual | TWh | 0.836 | 0.925 | 1.085 | 1.312 | 1.568 | 2.143 | 3.028 | 4.244 | 5.831 | 7.409 | 9.284 | 11.218 | 13.205 | 14.525 | 15.825 | 17.08 | 18.258 | 19.456 | 20.605 | 21.697 | 22.633 | 23.517 | 24.287 | 24.957 | 25.66 | 26.241 | 26.785 | 27.284
| Holistic Transition | Residential | bioLPG | BioLPG boiler | Annual | TWh | 0.006 | 0.008 | 0.011 | 0.02 | 0.043 | 0.095 | 0.198 | 0.668 | 1.247 | 1.519 | 1.676 | 1.796 | 1.879 | 2.013 | 2.118 | 2.198 | 2.247 | 2.281 | 2.31 | 2.337 | 2.344 | 2.346 | 2.319 | 2.311 | 2.305 | 2.3 | 2.295 | 2.291
| Holistic Transition | Residential | biomass | Biomass boiler | Annual | TWh | 0.866 | 0.743 | 0.749 | 0.753 | 0.756 | 0.757 | 0.757 | 0.815 | 0.819 | 0.808 | 0.786 | 0.763 | 0.74 | 0.955 | 1.171 | 1.386 | 1.595 | 1.793 | 1.978 | 2.158 | 2.327 | 2.491 | 2.501 | 2.508 | 2.512 | 2.513 | 2.515 | 2.516
| Holistic Transition | Residential | gas | Fossil fuel communal heating | Annual | TWh | 5.198 | 5.687 | 5.844 | 5.892 | 5.906 | 5.846 | 5.767 | 5.501 | 5.206 | 4.876 | 4.537 | 4.197 | 3.854 | 3.42 | 2.986 | 2.552 | 2.119 | 1.687 | 1.373 | 1.089 | 0.874 | 0.666 | 0.502 | 0.368 | 0.268 | 0.177 | 0.087 | 0
| Holistic Transition | Residential | biomethane | Low carbon district heating | Annual | TWh | 0.254 | 0.286 | 0.358 | 0.389 | 0.421 | 0.455 | 0.49 | 0.513 | 0.559 | 0.589 | 0.617 | 0.642 | 0.653 | 0.796 | 0.95 | 1.094 | 1.229 | 1.384 | 1.557 | 1.731 | 1.904 | 2.078 | 2.251 | 2.36 | 2.469 | 2.578 | 2.687 | 2.796
| Holistic Transition | Residential | electricity | Low carbon district heating | Annual | TWh | 0.141 | 0.144 | 0.168 | 0.292 | 0.422 | 0.558 | 0.701 | 0.83 | 1.081 | 1.333 | 1.584 | 1.836 | 2.087 | 3.625 | 5.164 | 6.703 | 8.241 | 9.78 | 11.079 | 12.379 | 13.679 | 14.979 | 16.279 | 16.943 | 17.607 | 18.271 | 18.934 | 19.598
| Holistic Transition | Residential | hydrogen | Low carbon district heating | Annual | TWh | 0 | 0 | 0 | 0 | 0 | 0 | 0 | 0 | 0 | 0.017 | 0.036 | 0.058 | 0.095 | 0.171 | 0.237 | 0.313 | 0.398 | 0.463 | 0.522 | 0.58 | 0.638 | 0.696 | 0.754 | 0.791 | 0.827 | 0.863 | 0.9 | 0.936
| Holistic Transition | Residential | electricity | Electric resistive | Annual | TWh | 5.182 | 5.327 | 5.438 | 5.511 | 5.6 | 5.451 | 5.28 | 4.971 | 4.661 | 4.35 | 4.041 | 3.735 | 3.431 | 3.999 | 4.507 | 4.967 | 5.375 | 5.781 | 6.106 | 6.562 | 7.14 | 7.666 | 8.093 | 8.43 | 8.727 | 8.965 | 9.19 | 9.4
| Holistic Transition | Residential | electricity | Electric storage | Annual | TWh | 14.856 | 14.665 | 14.806 | 14.924 | 14.991 | 15.026 | 15.047 | 14.703 | 14.343 | 13.934 | 13.487 | 12.982 | 12.393 | 12.381 | 12.359 | 12.327 | 12.279 | 12.28 | 12.301 | 12.42 | 12.44 | 12.389 | 12.262 | 12.09 | 11.936 | 11.768 | 11.627 | 11.54
| Holistic Transition | Residential | gas | Gas boiler | Annual | TWh | 243.621 | 265.427 | 271.617 | 276.929 | 280.484 | 282.176 | 282.609 | 274.998 | 265.768 | 254.836 | 241.801 | 228.123 | 213.681 | 194.372 | 175.071 | 155.784 | 136.515 | 117.27 | 98.911 | 82.295 | 67.402 | 53.502 | 40.709 | 29.534 | 20.06 | 12.69 | 5.964 | 0
| Holistic Transition | Residential | electricity | GSHP | Annual | TWh | 0.093 | 0.102 | 0.115 | 0.131 | 0.149 | 0.174 | 0.201 | 0.223 | 0.243 | 0.256 | 0.267 | 0.278 | 0.288 | 1.12 | 1.937 | 2.719 | 3.462 | 4.171 | 4.811 | 5.546 | 6.179 | 6.788 | 7.354 | 7.866 | 8.303 | 8.644 | 8.956 | 9.234
| Holistic Transition | Residential | bioLPG | Hybrid (ASHP + BioLPG boiler) | Annual | TWh | 0 | 0.001 | 0.001 | 0.003 | 0.004 | 0.005 | 0.006 | 0.009 | 0.011 | 0.017 | 0.025 | 0.034 | 0.047 | 0.059 | 0.071 | 0.084 | 0.096 | 0.107 | 0.118 | 0.127 | 0.132 | 0.137 | 0.137 | 0.138 | 0.139 | 0.139 | 0.139 | 0.14
| Holistic Transition | Residential | electricity | Hybrid (ASHP + BioLPG boiler) | Annual | TWh | 0.004 | 0.006 | 0.01 | 0.017 | 0.024 | 0.03 | 0.037 | 0.068 | 0.084 | 0.117 | 0.16 | 0.211 | 0.28 | 0.361 | 0.44 | 0.517 | 0.591 | 0.662 | 0.725 | 0.786 | 0.834 | 0.882 | 0.883 | 0.886 | 0.886 | 0.887 | 0.888 | 0.889
| Holistic Transition | Residential | electricity | Hybrid (ASHP + Electric resistive) | Annual | TWh | 0.021 | 0.03 | 0.06 | 0.105 | 0.15 | 0.197 | 0.249 | 0.35 | 0.456 | 0.879 | 1.562 | 2.341 | 3.229 | 4.6 | 5.924 | 7.177 | 8.334 | 9.42 | 10.39 | 11.323 | 12.243 | 13.132 | 13.925 | 14.643 | 15.234 | 15.683 | 16.098 | 16.471
| Holistic Transition | Residential | oil | Oil boiler | Annual | TWh | 21.149 | 21.177 | 21.604 | 21.949 | 22.19 | 22.387 | 22.505 | 20.87 | 19.234 | 17.599 | 15.964 | 14.328 | 12.693 | 11.168 | 9.646 | 8.128 | 6.616 | 5.148 | 3.759 | 2.466 | 1.203 | 0 | 0 | 0 | 0 | 0 | 0 | 0
| Holistic Transition | Commercial | electricity | ASHP | Annual | TWh | 0.305 | 0.429 | 0.538 | 0.668 | 0.799 | 1.221 | 1.676 | 2.217 | 2.767 | 3.325 | 3.902 | 4.486 | 5.074 | 5.653 | 6.227 | 6.805 | 7.378 | 7.952 | 8.532 | 9.124 | 9.599 | 10.062 | 10.504 | 10.917 | 11.397 | 11.877 | 12.351 | 12.823
| Holistic Transition | Commercial | bioLPG | BioLPG boiler | Annual | TWh | 0 | 0 | 0 | 0 | 0 | 0 | 0 | 0.002 | 0.011 | 0.017 | 0.022 | 0.026 | 0.031 | 0.144 | 0.254 | 0.358 | 0.457 | 0.551 | 0.641 | 0.724 | 0.767 | 0.803 | 0.817 | 0.829 | 0.836 | 0.839 | 0.84 | 0.839
| Holistic Transition | Commercial | biomass | Biomass boiler | Annual | TWh | 2.155 | 1.976 | 1.796 | 1.617 | 1.437 | 1.257 | 1.078 | 0.898 | 0.718 | 0.539 | 0.359 | 0.18 | 0 | 0.091 | 0.178 | 0.261 | 0.339 | 0.413 | 0.482 | 0.543 | 0.586 | 0.621 | 0.636 | 0.656 | 0.667 | 0.674 | 0.678 | 0.68
| Holistic Transition | Commercial | biomass | Biomass CHP | Annual | TWh | 0.002 | 0.003 | 0.004 | 0.014 | 0.014 | 0.014 | 0.014 | 0.014 | 0.014 | 0.014 | 0.014 | 0.014 | 0.014 | 0.183 | 0.343 | 0.494 | 0.64 | 0.781 | 0.924 | 1.07 | 1.19 | 1.301 | 1.371 | 1.45 | 1.569 | 1.715 | 1.854 | 1.986
| Holistic Transition | Commercial | gas | Fossil fuel communal heating | Annual | TWh | 0.444 | 0.445 | 0.442 | 0.637 | 0.838 | 1.035 | 1.225 | 1.419 | 1.604 | 1.78 | 1.92 | 2.031 | 2.114 | 2.087 | 2.059 | 2.032 | 2.005 | 1.977 | 1.752 | 1.52 | 1.293 | 1.072 | 0.848 | 0.632 | 0.426 | 0.255 | 0.114 | 0
| Holistic Transition | Commercial | biomethane | Low carbon district heating | Annual | TWh | 0.231 | 0.308 | 0.383 | 0.441 | 0.502 | 0.565 | 0.63 | 0.695 | 0.722 | 0.726 | 0.728 | 0.729 | 0.715 | 0.688 | 0.682 | 0.676 | 0.671 | 0.681 | 0.733 | 0.786 | 0.837 | 0.888 | 0.937 | 0.991 | 1.043 | 1.097 | 1.151 | 1.205
| Holistic Transition | Commercial | electricity | Low carbon district heating | Annual | TWh | 0.108 | 0.144 | 0.179 | 0.365 | 0.55 | 0.739 | 0.931 | 1.124 | 1.361 | 1.594 | 1.827 | 2.058 | 2.286 | 2.801 | 3.303 | 3.802 | 4.303 | 4.81 | 5.214 | 5.615 | 6.009 | 6.397 | 6.776 | 7.109 | 7.438 | 7.773 | 8.111 | 8.448
| Holistic Transition | Commercial | hydrogen | Low carbon district heating | Annual | TWh | 0 | 0 | 0 | 0 | 0 | 0 | 0 | 0 | 0 | 0.021 | 0.043 | 0.066 | 0.104 | 0.148 | 0.17 | 0.193 | 0.217 | 0.228 | 0.246 | 0.263 | 0.28 | 0.297 | 0.314 | 0.332 | 0.349 | 0.367 | 0.386 | 0.404
| Holistic Transition | Commercial | electricity | Electric resistive | Annual | TWh | 8.673 | 9.227 | 9.252 | 9.113 | 8.993 | 8.741 | 8.52 | 8.349 | 8.262 | 7.994 | 7.631 | 7.195 | 6.724 | 6.913 | 7.076 | 7.238 | 7.367 | 7.5 | 7.735 | 7.954 | 8.273 | 8.519 | 8.647 | 8.642 | 8.845 | 9.103 | 9.413 | 9.755
| Holistic Transition | Commercial | electricity | Electric storage | Annual | TWh | 0.143 | 0.186 | 0.221 | 0.256 | 0.291 | 0.327 | 0.362 | 0.397 | 0.431 | 0.466 | 0.5 | 0.535 | 0.57 | 1.358 | 2.117 | 2.863 | 3.546 | 4.2 | 4.798 | 5.397 | 5.961 | 6.478 | 6.924 | 7.321 | 7.76 | 8.19 | 8.615 | 9.037
| Holistic Transition | Commercial | gas | Gas boiler | Annual | TWh | 68.881 | 69.888 | 70.169 | 70.193 | 70.162 | 69.159 | 68.029 | 66.659 | 64.695 | 63.341 | 62.056 | 60.844 | 59.7 | 54.725 | 49.796 | 44.896 | 40.024 | 35.178 | 30.59 | 26.056 | 22.495 | 19.06 | 15.864 | 13.263 | 10.053 | 6.772 | 3.42 | 0
| Holistic Transition | Commercial | gas | Gas CHP | Annual | TWh | 6.043 | 5.596 | 5.087 | 4.578 | 4.07 | 3.561 | 3.052 | 2.544 | 2.035 | 1.526 | 1.017 | 0.509 | 0 | 0 | 0 | 0 | 0 | 0 | 0 | 0 | 0 | 0 | 0 | 0 | 0 | 0 | 0 | 0
| Holistic Transition | Commercial | electricity | GSHP | Annual | TWh | 0.176 | 0.244 | 0.303 | 0.364 | 0.419 | 0.488 | 0.558 | 0.627 | 0.696 | 0.754 | 0.813 | 0.878 | 0.949 | 1.201 | 1.445 | 1.686 | 1.911 | 2.13 | 2.327 | 2.522 | 2.681 | 2.827 | 2.956 | 3.071 | 3.203 | 3.331 | 3.458 | 3.584
| Holistic Transition | Commercial | bioLPG | Hybrid (ASHP + BioLPG boiler) | Annual | TWh | 0 | 0 | 0 | 0.002 | 0.006 | 0.013 | 0.024 | 0.042 | 0.06 | 0.08 | 0.101 | 0.123 | 0.144 | 0.151 | 0.158 | 0.165 | 0.171 | 0.178 | 0.184 | 0.189 | 0.191 | 0.193 | 0.194 | 0.194 | 0.194 | 0.193 | 0.192 | 0.191
| Holistic Transition | Commercial | electricity | Hybrid (ASHP + BioLPG boiler) | Annual | TWh | 0 | 0 | 0.001 | 0.008 | 0.029 | 0.072 | 0.13 | 0.223 | 0.312 | 0.411 | 0.513 | 0.614 | 0.713 | 0.744 | 0.774 | 0.804 | 0.832 | 0.86 | 0.886 | 0.904 | 0.909 | 0.911 | 0.904 | 0.9 | 0.893 | 0.884 | 0.877 | 0.871
| Holistic Transition | Commercial | electricity | Hybrid (ASHP + Electric resistive) | Annual | TWh | 0.111 | 0.184 | 0.262 | 0.381 | 0.513 | 0.661 | 0.828 | 1.042 | 1.266 | 1.518 | 1.756 | 1.975 | 2.172 | 2.503 | 2.829 | 3.153 | 3.457 | 3.753 | 4.012 | 4.252 | 4.384 | 4.487 | 4.551 | 4.613 | 4.676 | 4.737 | 4.805 | 4.879
| Holistic Transition | Commercial | oil | Oil boiler | Annual | TWh | 17.63 | 18.156 | 17.994 | 17.787 | 17.448 | 16.776 | 15.877 | 14.63 | 13.383 | 12.135 | 10.888 | 9.641 | 8.393 | 7.273 | 6.156 | 5.048 | 3.958 | 2.873 | 1.832 | 0.924 | 0.348 | 0 | 0 | 0 | 0 | 0 | 0 | 0
| Holistic Transition | Industrial | electricity | ASHP | Annual | TWh | 0.032 | 0.05 | 0.068 | 0.089 | 0.106 | 0.144 | 0.18 | 0.212 | 0.242 | 0.274 | 0.311 | 0.358 | 0.415 | 0.483 | 0.551 | 0.617 | 0.683 | 0.751 | 0.819 | 0.89 | 0.951 | 1.009 | 1.063 | 1.12 | 1.177 | 1.234 | 1.288 | 1.338
| Holistic Transition | Industrial | bioLPG | BioLPG boiler | Annual | TWh | 0 | 0 | 0 | 0 | 0 | 0 | 0 | 0.001 | 0.003 | 0.004 | 0.006 | 0.007 | 0.009 | 0.023 | 0.036 | 0.048 | 0.059 | 0.069 | 0.077 | 0.086 | 0.094 | 0.102 | 0.111 | 0.12 | 0.127 | 0.132 | 0.134 | 0.134
| Holistic Transition | Industrial | biomass | Biomass boiler | Annual | TWh | 0.32 | 0.294 | 0.267 | 0.24 | 0.213 | 0.187 | 0.16 | 0.133 | 0.107 | 0.08 | 0.053 | 0.027 | 0 | 0.01 | 0.02 | 0.029 | 0.037 | 0.044 | 0.05 | 0.056 | 0.063 | 0.07 | 0.08 | 0.091 | 0.099 | 0.105 | 0.108 | 0.109
| Holistic Transition | Industrial | biomass | Biomass CHP | Annual | TWh | 0 | 0 | 0.002 | 0.015 | 0.015 | 0.015 | 0.015 | 0.015 | 0.015 | 0.015 | 0.015 | 0.015 | 0.015 | 0.035 | 0.054 | 0.071 | 0.086 | 0.098 | 0.119 | 0.158 | 0.197 | 0.234 | 0.267 | 0.299 | 0.333 | 0.362 | 0.39 | 0.416
| Holistic Transition | Industrial | gas | Fossil fuel communal heating | Annual | TWh | 0.007 | 0.007 | 0.007 | 0.007 | 0.007 | 0.006 | 0.006 | 0.006 | 0.005 | 0.005 | 0.005 | 0.004 | 0.004 | 0.004 | 0.003 | 0.003 | 0.002 | 0.002 | 0.002 | 0.001 | 0.001 | 0.001 | 0.001 | 0.001 | 0 | 0 | 0 | 0
| Holistic Transition | Industrial | biomethane | Low carbon district heating | Annual | TWh | 0.015 | 0.021 | 0.029 | 0.036 | 0.043 | 0.047 | 0.049 | 0.051 | 0.049 | 0.049 | 0.049 | 0.049 | 0.05 | 0.056 | 0.064 | 0.07 | 0.074 | 0.079 | 0.087 | 0.095 | 0.104 | 0.115 | 0.126 | 0.137 | 0.15 | 0.161 | 0.172 | 0.183
| Holistic Transition | Industrial | electricity | Low carbon district heating | Annual | TWh | 0.007 | 0.01 | 0.013 | 0.03 | 0.047 | 0.061 | 0.072 | 0.082 | 0.092 | 0.107 | 0.122 | 0.139 | 0.158 | 0.227 | 0.309 | 0.395 | 0.478 | 0.555 | 0.616 | 0.679 | 0.749 | 0.826 | 0.911 | 0.987 | 1.066 | 1.14 | 1.21 | 1.281
| Holistic Transition | Industrial | hydrogen | Low carbon district heating | Annual | TWh | 0 | 0 | 0 | 0 | 0 | 0 | 0 | 0 | 0 | 0.001 | 0.003 | 0.004 | 0.007 | 0.012 | 0.016 | 0.02 | 0.024 | 0.026 | 0.029 | 0.032 | 0.035 | 0.038 | 0.042 | 0.046 | 0.05 | 0.054 | 0.058 | 0.061
| Holistic Transition | Industrial | electricity | Electric resistive | Annual | TWh | 6.019 | 6.28 | 6.175 | 6.034 | 5.91 | 5.788 | 5.689 | 5.622 | 5.568 | 5.465 | 5.286 | 5.026 | 4.721 | 4.482 | 4.233 | 3.992 | 3.765 | 3.557 | 3.375 | 3.176 | 2.982 | 2.77 | 2.533 | 2.29 | 2.082 | 1.929 | 1.84 | 1.787
| Holistic Transition | Industrial | electricity | Electric storage | Annual | TWh | 0.041 | 0.047 | 0.051 | 0.054 | 0.058 | 0.061 | 0.065 | 0.068 | 0.072 | 0.075 | 0.079 | 0.082 | 0.086 | 0.211 | 0.313 | 0.41 | 0.499 | 0.58 | 0.657 | 0.737 | 0.822 | 0.913 | 1.01 | 1.113 | 1.207 | 1.289 | 1.361 | 1.426
| Holistic Transition | Industrial | gas | Gas boiler | Annual | TWh | 10.081 | 10.181 | 10.174 | 10.164 | 10.151 | 10.066 | 9.979 | 9.88 | 9.749 | 9.657 | 9.569 | 9.484 | 9.404 | 8.72 | 8.038 | 7.358 | 6.682 | 6.01 | 5.342 | 4.677 | 4.085 | 3.494 | 2.915 | 2.368 | 1.782 | 1.192 | 0.598 | 0
| Holistic Transition | Industrial | gas | Gas CHP | Annual | TWh | 0.898 | 0.831 | 0.756 | 0.68 | 0.605 | 0.529 | 0.453 | 0.378 | 0.302 | 0.227 | 0.151 | 0.076 | 0 | 0 | 0 | 0 | 0 | 0 | 0 | 0 | 0 | 0 | 0 | 0 | 0 | 0 | 0 | 0
| Holistic Transition | Industrial | electricity | GSHP | Annual | TWh | 0.032 | 0.041 | 0.05 | 0.06 | 0.068 | 0.077 | 0.086 | 0.095 | 0.104 | 0.112 | 0.12 | 0.129 | 0.139 | 0.174 | 0.203 | 0.231 | 0.257 | 0.282 | 0.305 | 0.329 | 0.352 | 0.376 | 0.402 | 0.429 | 0.455 | 0.478 | 0.498 | 0.516
| Holistic Transition | Industrial | bioLPG | Hybrid (ASHP + BioLPG boiler) | Annual | TWh | 0 | 0 | 0.001 | 0.001 | 0.002 | 0.002 | 0.002 | 0.003 | 0.003 | 0.003 | 0.004 | 0.005 | 0.007 | 0.008 | 0.008 | 0.009 | 0.01 | 0.011 | 0.011 | 0.012 | 0.012 | 0.013 | 0.014 | 0.014 | 0.015 | 0.015 | 0.015 | 0.016
| Holistic Transition | Industrial | electricity | Hybrid (ASHP + BioLPG boiler) | Annual | TWh | 0 | 0.001 | 0.003 | 0.006 | 0.009 | 0.011 | 0.013 | 0.014 | 0.014 | 0.016 | 0.019 | 0.025 | 0.033 | 0.037 | 0.041 | 0.045 | 0.049 | 0.052 | 0.055 | 0.057 | 0.058 | 0.061 | 0.063 | 0.066 | 0.068 | 0.069 | 0.07 | 0.071
| Holistic Transition | Industrial | electricity | Hybrid (ASHP + Electric resistive) | Annual | TWh | 0.038 | 0.061 | 0.086 | 0.118 | 0.147 | 0.174 | 0.197 | 0.219 | 0.242 | 0.273 | 0.319 | 0.373 | 0.42 | 0.468 | 0.513 | 0.557 | 0.599 | 0.642 | 0.68 | 0.717 | 0.746 | 0.777 | 0.805 | 0.834 | 0.86 | 0.888 | 0.913 | 0.937
| Holistic Transition | Industrial | oil | Oil boiler | Annual | TWh | 0.295 | 0.304 | 0.302 | 0.291 | 0.279 | 0.264 | 0.248 | 0.227 | 0.206 | 0.186 | 0.165 | 0.144 | 0.124 | 0.104 | 0.085 | 0.066 | 0.047 | 0.029 | 0.019 | 0.01 | 0.005 | 0 | 0 | 0 | 0 | 0 | 0 | 0
| Electric Engagement | Residential | electricity | ASHP | Annual | TWh | 0.836 | 0.925 | 1.084 | 1.299 | 1.596 | 2.285 | 3.273 | 4.636 | 6.167 | 7.631 | 9.332 | 11.213 | 13.176 | 14.628 | 16.053 | 17.449 | 18.797 | 20.188 | 21.524 | 22.741 | 23.832 | 24.879 | 25.795 | 26.637 | 27.46 | 28.18 | 28.87 | 29.547
| Electric Engagement | Residential | bioLPG | BioLPG boiler | Annual | TWh | 0.006 | 0.008 | 0.011 | 0.02 | 0.043 | 0.095 | 0.201 | 0.695 | 1.322 | 1.746 | 1.974 | 2.156 | 2.293 | 2.42 | 2.522 | 2.601 | 2.654 | 2.692 | 2.724 | 2.756 | 2.763 | 2.766 | 2.75 | 2.744 | 2.74 | 2.737 | 2.733 | 2.731
| Electric Engagement | Residential | biomass | Biomass boiler | Annual | TWh | 0.866 | 0.743 | 0.749 | 0.753 | 0.756 | 0.757 | 0.757 | 0.814 | 0.82 | 0.836 | 0.853 | 0.854 | 0.84 | 1.053 | 1.267 | 1.482 | 1.695 | 1.904 | 2.1 | 2.291 | 2.471 | 2.647 | 2.656 | 2.664 | 2.674 | 2.684 | 2.69 | 2.693
| Electric Engagement | Residential | gas | Fossil fuel communal heating | Annual | TWh | 5.198 | 5.687 | 5.844 | 5.903 | 5.917 | 5.858 | 5.787 | 5.522 | 5.23 | 4.913 | 4.582 | 4.252 | 3.922 | 3.487 | 3.053 | 2.62 | 2.187 | 1.755 | 1.428 | 1.145 | 0.928 | 0.714 | 0.549 | 0.41 | 0.298 | 0.199 | 0.1 | 0
| Electric Engagement | Residential | biomethane | Low carbon district heating | Annual | TWh | 0.254 | 0.286 | 0.358 | 0.397 | 0.437 | 0.479 | 0.523 | 0.554 | 0.611 | 0.668 | 0.725 | 0.782 | 0.839 | 1.013 | 1.187 | 1.36 | 1.534 | 1.708 | 1.869 | 2.031 | 2.192 | 2.353 | 2.515 | 2.624 | 2.734 | 2.843 | 2.953 | 3.062
| Electric Engagement | Residential | electricity | Low carbon district heating | Annual | TWh | 0.141 | 0.144 | 0.169 | 0.308 | 0.453 | 0.605 | 0.764 | 0.909 | 1.177 | 1.445 | 1.714 | 1.982 | 2.251 | 3.636 | 5.021 | 6.406 | 7.791 | 9.176 | 10.26 | 11.344 | 12.428 | 13.512 | 14.596 | 15.221 | 15.846 | 16.471 | 17.095 | 17.72
| Electric Engagement | Residential | electricity | Electric resistive | Annual | TWh | 5.182 | 5.327 | 5.436 | 5.509 | 5.597 | 5.458 | 5.31 | 5.007 | 4.701 | 4.393 | 4.086 | 3.781 | 3.478 | 4.555 | 5.542 | 6.47 | 7.318 | 8.117 | 8.818 | 9.649 | 10.577 | 11.459 | 12.187 | 12.833 | 13.424 | 13.863 | 14.257 | 14.643
| Electric Engagement | Residential | electricity | Electric storage | Annual | TWh | 14.856 | 14.665 | 14.806 | 14.924 | 14.991 | 15.026 | 15.048 | 14.705 | 14.346 | 13.938 | 13.496 | 12.995 | 12.41 | 13.895 | 15.342 | 16.734 | 18.052 | 19.394 | 20.725 | 22.359 | 23.879 | 25.286 | 26.462 | 27.458 | 28.311 | 28.93 | 29.51 | 30.117
| Electric Engagement | Residential | gas | Gas boiler | Annual | TWh | 243.621 | 265.427 | 271.613 | 276.947 | 280.429 | 282.124 | 282.652 | 274.827 | 265.59 | 255.134 | 242.767 | 229.86 | 216.736 | 197.428 | 178.128 | 158.841 | 139.571 | 120.327 | 101.945 | 85.406 | 70.508 | 56.513 | 43.933 | 32.765 | 22.816 | 14.779 | 7.281 | 0
| Electric Engagement | Residential | electricity | GSHP | Annual | TWh | 0.093 | 0.102 | 0.12 | 0.138 | 0.158 | 0.191 | 0.224 | 0.255 | 0.281 | 0.301 | 0.32 | 0.339 | 0.357 | 1.184 | 1.995 | 2.785 | 3.546 | 4.282 | 4.952 | 5.676 | 6.338 | 6.972 | 7.534 | 8.042 | 8.496 | 8.866 | 9.211 | 9.547
| Electric Engagement | Residential | bioLPG | Hybrid (ASHP + BioLPG boiler) | Annual | TWh | 0 | 0.001 | 0.001 | 0.002 | 0.003 | 0.004 | 0.005 | 0.008 | 0.009 | 0.015 | 0.022 | 0.03 | 0.038 | 0.049 | 0.06 | 0.071 | 0.082 | 0.093 | 0.103 | 0.113 | 0.118 | 0.122 | 0.123 | 0.124 | 0.124 | 0.124 | 0.125 | 0.125
| Electric Engagement | Residential | electricity | Hybrid (ASHP + BioLPG boiler) | Annual | TWh | 0.004 | 0.006 | 0.01 | 0.017 | 0.023 | 0.028 | 0.033 | 0.063 | 0.08 | 0.115 | 0.161 | 0.206 | 0.253 | 0.339 | 0.424 | 0.509 | 0.591 | 0.673 | 0.747 | 0.818 | 0.876 | 0.933 | 0.936 | 0.94 | 0.943 | 0.946 | 0.948 | 0.951
| Electric Engagement | Residential | electricity | Hybrid (ASHP + Electric resistive) | Annual | TWh | 0.021 | 0.03 | 0.06 | 0.103 | 0.15 | 0.196 | 0.248 | 0.434 | 0.816 | 1.488 | 2.487 | 3.472 | 4.436 | 5.815 | 7.164 | 8.471 | 9.711 | 10.924 | 12.043 | 13.046 | 13.997 | 14.91 | 15.688 | 16.389 | 17.01 | 17.514 | 17.992 | 18.461
| Electric Engagement | Residential | oil | Oil boiler | Annual | TWh | 21.149 | 21.177 | 21.603 | 21.949 | 22.19 | 22.387 | 22.507 | 20.871 | 19.236 | 17.601 | 15.966 | 14.33 | 12.695 | 11.17 | 9.648 | 8.13 | 6.618 | 5.15 | 3.761 | 2.468 | 1.205 | 0 | 0 | 0 | 0 | 0 | 0 | 0
| Electric Engagement | Commercial | electricity | ASHP | Annual | TWh | 0.305 | 0.429 | 0.538 | 0.668 | 0.797 | 1.22 | 1.671 | 2.218 | 2.779 | 3.399 | 4.047 | 4.705 | 5.367 | 5.992 | 6.618 | 7.242 | 7.873 | 8.512 | 9.15 | 9.788 | 10.359 | 10.92 | 11.457 | 11.969 | 12.524 | 13.074 | 13.624 | 14.168
| Electric Engagement | Commercial | bioLPG | BioLPG boiler | Annual | TWh | 0 | 0 | 0 | 0 | 0 | 0 | 0 | 0.002 | 0.011 | 0.018 | 0.024 | 0.028 | 0.033 | 0.155 | 0.275 | 0.391 | 0.5 | 0.604 | 0.702 | 0.796 | 0.846 | 0.887 | 0.903 | 0.917 | 0.926 | 0.931 | 0.933 | 0.932
| Electric Engagement | Commercial | biomass | Biomass boiler | Annual | TWh | 2.155 | 1.976 | 1.796 | 1.617 | 1.437 | 1.257 | 1.078 | 0.898 | 0.718 | 0.539 | 0.359 | 0.18 | 0 | 0.092 | 0.182 | 0.269 | 0.35 | 0.427 | 0.498 | 0.565 | 0.614 | 0.655 | 0.672 | 0.693 | 0.706 | 0.715 | 0.719 | 0.722
| Electric Engagement | Commercial | biomass | Biomass CHP | Annual | TWh | 0.002 | 0.003 | 0.004 | 0.014 | 0.014 | 0.014 | 0.014 | 0.014 | 0.014 | 0.014 | 0.014 | 0.014 | 0.014 | 0.187 | 0.351 | 0.511 | 0.664 | 0.812 | 0.969 | 1.126 | 1.276 | 1.392 | 1.473 | 1.566 | 1.681 | 1.828 | 1.978 | 2.122
| Electric Engagement | Commercial | gas | Fossil fuel communal heating | Annual | TWh | 0.444 | 0.445 | 0.442 | 0.687 | 0.92 | 1.133 | 1.315 | 1.479 | 1.621 | 1.76 | 1.881 | 1.983 | 2.074 | 2.046 | 2.019 | 1.991 | 1.964 | 1.937 | 1.661 | 1.397 | 1.154 | 0.941 | 0.747 | 0.575 | 0.405 | 0.254 | 0.121 | 0
| Electric Engagement | Commercial | biomethane | Low carbon district heating | Annual | TWh | 0.231 | 0.308 | 0.383 | 0.45 | 0.519 | 0.591 | 0.665 | 0.739 | 0.77 | 0.798 | 0.826 | 0.854 | 0.88 | 0.894 | 0.909 | 0.922 | 0.936 | 0.952 | 1.007 | 1.062 | 1.115 | 1.168 | 1.221 | 1.276 | 1.332 | 1.388 | 1.444 | 1.501
| Electric Engagement | Commercial | electricity | Low carbon district heating | Annual | TWh | 0.108 | 0.144 | 0.181 | 0.384 | 0.585 | 0.791 | 1 | 1.211 | 1.447 | 1.677 | 1.907 | 2.136 | 2.361 | 2.925 | 3.485 | 4.026 | 4.568 | 5.113 | 5.518 | 5.92 | 6.31 | 6.7 | 7.087 | 7.404 | 7.723 | 8.041 | 8.362 | 8.685
| Electric Engagement | Commercial | electricity | Electric resistive | Annual | TWh | 8.673 | 9.227 | 9.253 | 9.114 | 8.999 | 8.76 | 8.558 | 8.412 | 8.345 | 8.11 | 7.76 | 7.331 | 6.864 | 7.065 | 7.257 | 7.434 | 7.622 | 7.813 | 8.098 | 8.353 | 8.722 | 9.01 | 9.176 | 9.207 | 9.442 | 9.756 | 10.127 | 10.537
| Electric Engagement | Commercial | electricity | Electric storage | Annual | TWh | 0.143 | 0.186 | 0.221 | 0.256 | 0.291 | 0.327 | 0.362 | 0.398 | 0.432 | 0.467 | 0.502 | 0.537 | 0.572 | 1.384 | 2.185 | 2.957 | 3.709 | 4.425 | 5.076 | 5.719 | 6.344 | 6.922 | 7.43 | 7.88 | 8.385 | 8.882 | 9.377 | 9.872
| Electric Engagement | Commercial | gas | Gas boiler | Annual | TWh | 68.881 | 69.888 | 70.169 | 70.143 | 70.09 | 69.109 | 68.038 | 66.842 | 65.102 | 63.957 | 62.879 | 61.873 | 60.93 | 55.955 | 51.025 | 46.125 | 41.254 | 36.408 | 31.869 | 27.357 | 23.774 | 20.279 | 16.911 | 14.086 | 10.666 | 7.179 | 3.621 | 0
| Electric Engagement | Commercial | gas | Gas CHP | Annual | TWh | 6.043 | 5.596 | 5.087 | 4.578 | 4.07 | 3.561 | 3.052 | 2.544 | 2.035 | 1.526 | 1.017 | 0.509 | 0 | 0 | 0 | 0 | 0 | 0 | 0 | 0 | 0 | 0 | 0 | 0 | 0 | 0 | 0 | 0
| Electric Engagement | Commercial | electricity | GSHP | Annual | TWh | 0.176 | 0.244 | 0.303 | 0.364 | 0.423 | 0.496 | 0.57 | 0.644 | 0.718 | 0.782 | 0.848 | 0.919 | 0.997 | 1.281 | 1.562 | 1.835 | 2.102 | 2.36 | 2.597 | 2.831 | 3.036 | 3.226 | 3.397 | 3.551 | 3.722 | 3.891 | 4.059 | 4.227
| Electric Engagement | Commercial | bioLPG | Hybrid (ASHP + BioLPG boiler) | Annual | TWh | 0 | 0 | 0 | 0.002 | 0.005 | 0.011 | 0.02 | 0.038 | 0.056 | 0.077 | 0.099 | 0.122 | 0.145 | 0.152 | 0.16 | 0.166 | 0.173 | 0.179 | 0.184 | 0.189 | 0.192 | 0.194 | 0.195 | 0.196 | 0.196 | 0.195 | 0.194 | 0.193
| Electric Engagement | Commercial | electricity | Hybrid (ASHP + BioLPG boiler) | Annual | TWh | 0 | 0 | 0.001 | 0.008 | 0.023 | 0.059 | 0.111 | 0.21 | 0.308 | 0.419 | 0.537 | 0.655 | 0.772 | 0.809 | 0.845 | 0.879 | 0.911 | 0.942 | 0.968 | 0.992 | 1.004 | 1.012 | 1.012 | 1.013 | 1.011 | 1.006 | 1 | 0.995
| Electric Engagement | Commercial | electricity | Hybrid (ASHP + Electric resistive) | Annual | TWh | 0.111 | 0.184 | 0.262 | 0.381 | 0.511 | 0.652 | 0.811 | 0.998 | 1.202 | 1.427 | 1.637 | 1.827 | 1.994 | 2.328 | 2.662 | 2.989 | 3.313 | 3.628 | 3.905 | 4.169 | 4.351 | 4.504 | 4.617 | 4.718 | 4.825 | 4.932 | 5.043 | 5.161
| Electric Engagement | Commercial | oil | Oil boiler | Annual | TWh | 17.63 | 18.156 | 17.994 | 17.787 | 17.484 | 16.88 | 16.039 | 14.792 | 13.544 | 12.297 | 11.05 | 9.802 | 8.555 | 7.435 | 6.318 | 5.21 | 4.12 | 3.034 | 1.994 | 1.049 | 0.406 | 0 | 0 | 0 | 0 | 0 | 0 | 0
| Electric Engagement | Industrial | electricity | ASHP | Annual | TWh | 0.032 | 0.05 | 0.068 | 0.089 | 0.108 | 0.147 | 0.183 | 0.215 | 0.248 | 0.28 | 0.32 | 0.366 | 0.428 | 0.508 | 0.592 | 0.668 | 0.744 | 0.819 | 0.894 | 0.968 | 1.035 | 1.105 | 1.172 | 1.239 | 1.306 | 1.373 | 1.438 | 1.496
| Electric Engagement | Industrial | bioLPG | BioLPG boiler | Annual | TWh | 0 | 0 | 0 | 0 | 0 | 0 | 0 | 0.001 | 0.003 | 0.005 | 0.006 | 0.008 | 0.009 | 0.024 | 0.04 | 0.053 | 0.065 | 0.076 | 0.086 | 0.095 | 0.103 | 0.112 | 0.122 | 0.132 | 0.14 | 0.145 | 0.149 | 0.149
| Electric Engagement | Industrial | biomass | Biomass boiler | Annual | TWh | 0.32 | 0.294 | 0.267 | 0.24 | 0.213 | 0.187 | 0.16 | 0.133 | 0.107 | 0.08 | 0.053 | 0.027 | 0 | 0.011 | 0.021 | 0.029 | 0.037 | 0.045 | 0.051 | 0.057 | 0.064 | 0.073 | 0.083 | 0.094 | 0.103 | 0.11 | 0.114 | 0.116
| Electric Engagement | Industrial | biomass | Biomass CHP | Annual | TWh | 0 | 0 | 0.002 | 0.015 | 0.015 | 0.015 | 0.015 | 0.015 | 0.015 | 0.015 | 0.015 | 0.015 | 0.015 | 0.036 | 0.055 | 0.071 | 0.087 | 0.1 | 0.128 | 0.169 | 0.21 | 0.248 | 0.281 | 0.315 | 0.354 | 0.396 | 0.44 | 0.481
| Electric Engagement | Industrial | gas | Fossil fuel communal heating | Annual | TWh | 0.007 | 0.007 | 0.007 | 0.007 | 0.007 | 0.006 | 0.006 | 0.006 | 0.006 | 0.005 | 0.005 | 0.004 | 0.004 | 0.004 | 0.003 | 0.003 | 0.002 | 0.002 | 0.002 | 0.001 | 0.001 | 0.001 | 0.001 | 0.001 | 0 | 0 | 0 | 0
| Electric Engagement | Industrial | biomethane | Low carbon district heating | Annual | TWh | 0.015 | 0.021 | 0.029 | 0.037 | 0.045 | 0.049 | 0.051 | 0.053 | 0.051 | 0.053 | 0.055 | 0.057 | 0.061 | 0.069 | 0.077 | 0.087 | 0.095 | 0.102 | 0.111 | 0.121 | 0.133 | 0.145 | 0.157 | 0.17 | 0.183 | 0.196 | 0.209 | 0.221
| Electric Engagement | Industrial | electricity | Low carbon district heating | Annual | TWh | 0.007 | 0.01 | 0.014 | 0.032 | 0.051 | 0.066 | 0.077 | 0.087 | 0.096 | 0.111 | 0.127 | 0.144 | 0.164 | 0.226 | 0.293 | 0.38 | 0.464 | 0.546 | 0.609 | 0.676 | 0.754 | 0.832 | 0.913 | 0.989 | 1.063 | 1.138 | 1.209 | 1.279
| Electric Engagement | Industrial | electricity | Electric resistive | Annual | TWh | 6.019 | 6.28 | 6.175 | 6.034 | 5.912 | 5.797 | 5.71 | 5.651 | 5.605 | 5.526 | 5.384 | 5.151 | 4.854 | 4.624 | 4.396 | 4.158 | 3.94 | 3.741 | 3.564 | 3.369 | 3.172 | 2.954 | 2.722 | 2.477 | 2.26 | 2.081 | 1.973 | 1.919
| Electric Engagement | Industrial | electricity | Electric storage | Annual | TWh | 0.041 | 0.047 | 0.051 | 0.054 | 0.058 | 0.061 | 0.065 | 0.068 | 0.072 | 0.075 | 0.079 | 0.082 | 0.086 | 0.22 | 0.343 | 0.443 | 0.539 | 0.63 | 0.71 | 0.795 | 0.884 | 0.98 | 1.089 | 1.199 | 1.307 | 1.4 | 1.48 | 1.552
| Electric Engagement | Industrial | gas | Gas boiler | Annual | TWh | 10.081 | 10.181 | 10.174 | 10.164 | 10.151 | 10.066 | 9.979 | 9.89 | 9.777 | 9.698 | 9.623 | 9.552 | 9.482 | 8.798 | 8.116 | 7.436 | 6.76 | 6.088 | 5.42 | 4.755 | 4.163 | 3.572 | 2.982 | 2.418 | 1.819 | 1.215 | 0.608 | 0
| Electric Engagement | Industrial | gas | Gas CHP | Annual | TWh | 0.898 | 0.831 | 0.756 | 0.68 | 0.605 | 0.529 | 0.453 | 0.378 | 0.302 | 0.227 | 0.151 | 0.076 | 0 | 0 | 0 | 0 | 0 | 0 | 0 | 0 | 0 | 0 | 0 | 0 | 0 | 0 | 0 | 0
| Electric Engagement | Industrial | electricity | GSHP | Annual | TWh | 0.032 | 0.041 | 0.05 | 0.06 | 0.069 | 0.078 | 0.088 | 0.098 | 0.107 | 0.116 | 0.125 | 0.135 | 0.146 | 0.188 | 0.226 | 0.259 | 0.291 | 0.321 | 0.349 | 0.377 | 0.406 | 0.436 | 0.47 | 0.503 | 0.537 | 0.566 | 0.592 | 0.616
| Electric Engagement | Industrial | bioLPG | Hybrid (ASHP + BioLPG boiler) | Annual | TWh | 0 | 0 | 0.001 | 0.001 | 0.002 | 0.002 | 0.002 | 0.002 | 0.003 | 0.003 | 0.003 | 0.004 | 0.006 | 0.007 | 0.008 | 0.008 | 0.009 | 0.01 | 0.01 | 0.011 | 0.011 | 0.012 | 0.013 | 0.013 | 0.014 | 0.014 | 0.014 | 0.015
| Electric Engagement | Industrial | electricity | Hybrid (ASHP + BioLPG boiler) | Annual | TWh | 0 | 0.001 | 0.003 | 0.006 | 0.009 | 0.011 | 0.013 | 0.013 | 0.014 | 0.015 | 0.018 | 0.023 | 0.031 | 0.035 | 0.04 | 0.044 | 0.048 | 0.052 | 0.055 | 0.057 | 0.06 | 0.063 | 0.066 | 0.069 | 0.071 | 0.073 | 0.074 | 0.075
| Electric Engagement | Industrial | electricity | Hybrid (ASHP + Electric resistive) | Annual | TWh | 0.038 | 0.061 | 0.086 | 0.118 | 0.147 | 0.173 | 0.194 | 0.213 | 0.231 | 0.255 | 0.291 | 0.345 | 0.396 | 0.449 | 0.5 | 0.548 | 0.594 | 0.642 | 0.684 | 0.724 | 0.759 | 0.795 | 0.832 | 0.868 | 0.904 | 0.94 | 0.971 | 1.001
| Electric Engagement | Industrial | oil | Oil boiler | Annual | TWh | 0.295 | 0.304 | 0.302 | 0.291 | 0.279 | 0.264 | 0.248 | 0.228 | 0.207 | 0.186 | 0.166 | 0.145 | 0.124 | 0.105 | 0.086 | 0.066 | 0.048 | 0.03 | 0.02 | 0.011 | 0.005 | 0 | 0 | 0 | 0 | 0 | 0 | 0
| Hydrogen Evolution | Residential | electricity | ASHP | Annual | TWh | 0.836 | 0.925 | 1.084 | 1.299 | 1.596 | 2.285 | 3.272 | 4.633 | 6.171 | 7.617 | 9.03 | 10.76 | 12.551 | 13.52 | 14.472 | 15.409 | 16.333 | 17.331 | 18.314 | 19.188 | 19.999 | 20.769 | 21.424 | 22.033 | 22.638 | 23.2 | 23.713 | 24.219
| Hydrogen Evolution | Residential | bioLPG | BioLPG boiler | Annual | TWh | 0.006 | 0.008 | 0.011 | 0.02 | 0.043 | 0.094 | 0.201 | 0.687 | 1.362 | 1.812 | 2.047 | 2.23 | 2.368 | 2.492 | 2.591 | 2.668 | 2.722 | 2.761 | 2.795 | 2.828 | 2.835 | 2.84 | 2.825 | 2.815 | 2.81 | 2.807 | 2.804 | 2.802
| Hydrogen Evolution | Residential | biomass | Biomass boiler | Annual | TWh | 0.866 | 0.743 | 0.76 | 0.764 | 0.766 | 0.766 | 0.765 | 0.819 | 0.83 | 0.851 | 0.875 | 0.879 | 0.867 | 1.066 | 1.267 | 1.47 | 1.675 | 1.88 | 2.079 | 2.272 | 2.453 | 2.629 | 2.632 | 2.637 | 2.644 | 2.652 | 2.657 | 2.661
| Hydrogen Evolution | Residential | gas | Fossil fuel communal heating | Annual | TWh | 5.198 | 5.687 | 5.844 | 5.903 | 5.916 | 5.857 | 5.786 | 5.521 | 5.241 | 4.936 | 4.615 | 4.291 | 3.966 | 3.532 | 3.098 | 2.664 | 2.231 | 1.799 | 1.473 | 1.19 | 0.973 | 0.759 | 0.594 | 0.445 | 0.319 | 0.21 | 0.105 | 0
| Hydrogen Evolution | Residential | biomethane | Low carbon district heating | Annual | TWh | 0.254 | 0.286 | 0.343 | 0.382 | 0.423 | 0.466 | 0.51 | 0.543 | 0.56 | 0.577 | 0.594 | 0.611 | 0.629 | 0.717 | 0.805 | 0.893 | 0.981 | 1.069 | 1.163 | 1.257 | 1.351 | 1.444 | 1.538 | 1.626 | 1.714 | 1.801 | 1.889 | 1.977
| Hydrogen Evolution | Residential | electricity | Low carbon district heating | Annual | TWh | 0.141 | 0.144 | 0.178 | 0.246 | 0.317 | 0.392 | 0.47 | 0.538 | 0.656 | 0.774 | 0.892 | 1.01 | 1.128 | 1.935 | 2.742 | 3.549 | 4.356 | 5.163 | 5.808 | 6.453 | 7.098 | 7.742 | 8.387 | 8.8 | 9.214 | 9.627 | 10.04 | 10.454
| Hydrogen Evolution | Residential | electricity | Electric resistive | Annual | TWh | 5.182 | 5.327 | 5.436 | 5.509 | 5.597 | 5.458 | 5.31 | 5.007 | 4.701 | 4.393 | 4.086 | 3.779 | 3.476 | 4.062 | 4.595 | 5.105 | 5.591 | 6.082 | 6.484 | 6.979 | 7.65 | 8.27 | 8.772 | 9.216 | 9.613 | 9.94 | 10.189 | 10.432
| Hydrogen Evolution | Residential | electricity | Electric storage | Annual | TWh | 14.856 | 14.665 | 14.807 | 14.925 | 14.99 | 15.019 | 15.032 | 14.679 | 14.327 | 13.926 | 13.492 | 12.999 | 12.42 | 13.232 | 14.034 | 14.823 | 15.606 | 16.459 | 17.251 | 18.254 | 19.228 | 20.105 | 20.814 | 21.406 | 21.908 | 22.296 | 22.581 | 22.903
| Hydrogen Evolution | Residential | gas | Gas boiler | Annual | TWh | 243.621 | 265.427 | 271.611 | 276.945 | 280.418 | 282.096 | 282.596 | 274.734 | 265.648 | 254.301 | 241.809 | 228.017 | 214.035 | 194.727 | 175.427 | 156.14 | 136.871 | 117.628 | 99.246 | 82.716 | 67.835 | 53.867 | 41.325 | 30.006 | 20.948 | 13.036 | 6.423 | 0
| Hydrogen Evolution | Residential | electricity | GSHP | Annual | TWh | 0.093 | 0.102 | 0.12 | 0.138 | 0.158 | 0.191 | 0.224 | 0.254 | 0.281 | 0.3 | 0.319 | 0.337 | 0.355 | 0.873 | 1.384 | 1.888 | 2.387 | 2.891 | 3.359 | 3.847 | 4.309 | 4.744 | 5.122 | 5.465 | 5.754 | 6.006 | 6.217 | 6.421
| Hydrogen Evolution | Residential | bioLPG | Hybrid (ASHP + BioLPG boiler) | Annual | TWh | 0 | 0.001 | 0.001 | 0.002 | 0.003 | 0.004 | 0.005 | 0.008 | 0.009 | 0.014 | 0.021 | 0.029 | 0.037 | 0.047 | 0.058 | 0.068 | 0.079 | 0.09 | 0.1 | 0.109 | 0.114 | 0.118 | 0.119 | 0.12 | 0.12 | 0.121 | 0.121 | 0.122
| Hydrogen Evolution | Residential | electricity | Hybrid (ASHP + BioLPG boiler) | Annual | TWh | 0.004 | 0.006 | 0.01 | 0.017 | 0.023 | 0.028 | 0.033 | 0.063 | 0.081 | 0.114 | 0.158 | 0.204 | 0.251 | 0.331 | 0.41 | 0.49 | 0.569 | 0.649 | 0.724 | 0.795 | 0.852 | 0.909 | 0.913 | 0.917 | 0.921 | 0.924 | 0.927 | 0.93
| Hydrogen Evolution | Residential | electricity | Hybrid (ASHP + Electric resistive) | Annual | TWh | 0.021 | 0.03 | 0.06 | 0.103 | 0.15 | 0.196 | 0.248 | 0.433 | 0.818 | 1.308 | 2.189 | 3.073 | 3.927 | 4.772 | 5.604 | 6.421 | 7.224 | 8.045 | 8.82 | 9.487 | 10.13 | 10.737 | 11.229 | 11.674 | 12.047 | 12.368 | 12.642 | 12.911
| Hydrogen Evolution | Residential | electricity | Hybrid (ASHP + Hydrogen boiler) | Annual | TWh | 0 | 0 | 0 | 0 | 0 | 0 | 0 | 0 | 0 | 0.012 | 0.067 | 0.209 | 0.36 | 1.061 | 1.751 | 2.429 | 3.095 | 3.761 | 4.385 | 4.907 | 5.419 | 5.904 | 6.333 | 6.725 | 7.051 | 7.299 | 7.441 | 7.571
| Hydrogen Evolution | Residential | hydrogen | Hybrid (ASHP + Hydrogen boiler) | Annual | TWh | 0 | 0 | 0 | 0 | 0 | 0 | 0 | 0 | 0 | 0.002 | 0.012 | 0.044 | 0.079 | 0.182 | 0.285 | 0.389 | 0.492 | 0.595 | 0.693 | 0.787 | 0.878 | 0.963 | 1.035 | 1.1 | 1.155 | 1.194 | 1.21 | 1.223
| Hydrogen Evolution | Residential | hydrogen | Hydrogen boiler | Annual | TWh | 0 | 0 | 0 | 0 | 0 | 0 | 0 | 0 | 0 | 2.072 | 4.117 | 6.104 | 8.094 | 13.959 | 19.81 | 25.63 | 31.353 | 37.087 | 43 | 48.171 | 52.017 | 55.647 | 58.895 | 61.826 | 63.376 | 64.882 | 66.43 | 67.94
| Hydrogen Evolution | Residential | oil | Oil boiler | Annual | TWh | 21.149 | 21.177 | 21.603 | 21.949 | 22.189 | 22.384 | 22.501 | 20.865 | 19.23 | 17.595 | 15.96 | 14.324 | 12.689 | 11.164 | 9.642 | 8.125 | 6.613 | 5.144 | 3.755 | 2.463 | 1.202 | 0 | 0 | 0 | 0 | 0 | 0 | 0
| Hydrogen Evolution | Commercial | electricity | ASHP | Annual | TWh | 0.305 | 0.429 | 0.538 | 0.668 | 0.798 | 1.223 | 1.681 | 2.308 | 2.961 | 3.43 | 3.919 | 4.417 | 4.916 | 5.468 | 6.021 | 6.581 | 7.148 | 7.723 | 8.308 | 8.895 | 9.432 | 9.965 | 10.472 | 10.969 | 11.476 | 11.973 | 12.467 | 12.955
| Hydrogen Evolution | Commercial | bioLPG | BioLPG boiler | Annual | TWh | 0 | 0 | 0 | 0 | 0 | 0 | 0 | 0.002 | 0.012 | 0.019 | 0.025 | 0.029 | 0.034 | 0.157 | 0.277 | 0.394 | 0.506 | 0.615 | 0.718 | 0.821 | 0.881 | 0.934 | 0.949 | 0.962 | 0.972 | 0.978 | 0.982 | 0.985
| Hydrogen Evolution | Commercial | biomass | Biomass boiler | Annual | TWh | 2.155 | 1.976 | 1.796 | 1.617 | 1.437 | 1.257 | 1.078 | 0.898 | 0.718 | 0.539 | 0.359 | 0.18 | 0 | 0.088 | 0.174 | 0.257 | 0.336 | 0.412 | 0.481 | 0.549 | 0.609 | 0.66 | 0.677 | 0.697 | 0.71 | 0.719 | 0.724 | 0.728
| Hydrogen Evolution | Commercial | biomass | Biomass CHP | Annual | TWh | 0.002 | 0.003 | 0.004 | 0.013 | 0.014 | 0.014 | 0.014 | 0.014 | 0.014 | 0.014 | 0.014 | 0.014 | 0.014 | 0.18 | 0.338 | 0.494 | 0.647 | 0.795 | 0.946 | 1.106 | 1.266 | 1.407 | 1.483 | 1.57 | 1.678 | 1.819 | 1.965 | 2.102
| Hydrogen Evolution | Commercial | gas | Fossil fuel communal heating | Annual | TWh | 0.444 | 0.445 | 0.447 | 0.677 | 0.895 | 1.089 | 1.257 | 1.411 | 1.555 | 1.667 | 1.764 | 1.845 | 1.914 | 1.886 | 1.857 | 1.829 | 1.801 | 1.772 | 1.511 | 1.263 | 1.038 | 0.841 | 0.656 | 0.482 | 0.338 | 0.212 | 0.1 | 0
| Hydrogen Evolution | Commercial | biomethane | Low carbon district heating | Annual | TWh | 0.231 | 0.308 | 0.368 | 0.399 | 0.431 | 0.465 | 0.498 | 0.533 | 0.553 | 0.573 | 0.593 | 0.612 | 0.63 | 0.621 | 0.613 | 0.606 | 0.599 | 0.593 | 0.627 | 0.661 | 0.695 | 0.728 | 0.761 | 0.804 | 0.848 | 0.892 | 0.936 | 0.98
| Hydrogen Evolution | Commercial | electricity | Low carbon district heating | Annual | TWh | 0.108 | 0.144 | 0.19 | 0.257 | 0.324 | 0.391 | 0.459 | 0.528 | 0.65 | 0.771 | 0.891 | 1.011 | 1.13 | 1.477 | 1.824 | 2.169 | 2.514 | 2.861 | 3.122 | 3.382 | 3.64 | 3.898 | 4.151 | 4.354 | 4.558 | 4.765 | 4.972 | 5.18
| Hydrogen Evolution | Commercial | electricity | Electric resistive | Annual | TWh | 8.673 | 9.227 | 9.249 | 9.111 | 8.998 | 8.762 | 8.564 | 8.424 | 8.362 | 8.116 | 7.732 | 7.272 | 6.778 | 6.785 | 6.79 | 6.802 | 6.833 | 6.883 | 7.059 | 7.208 | 7.468 | 7.677 | 7.732 | 7.702 | 7.798 | 7.993 | 8.242 | 8.527
| Hydrogen Evolution | Commercial | electricity | Electric storage | Annual | TWh | 0.143 | 0.186 | 0.221 | 0.256 | 0.291 | 0.327 | 0.362 | 0.404 | 0.439 | 0.464 | 0.488 | 0.512 | 0.536 | 1.145 | 1.748 | 2.342 | 2.926 | 3.494 | 4.032 | 4.57 | 5.086 | 5.586 | 5.98 | 6.375 | 6.735 | 7.087 | 7.436 | 7.786
| Hydrogen Evolution | Commercial | gas | Gas boiler | Annual | TWh | 68.881 | 69.888 | 70.161 | 70.15 | 70.127 | 69.196 | 68.213 | 67.143 | 65.91 | 64.402 | 62.949 | 61.554 | 60.214 | 55.243 | 50.316 | 45.417 | 40.547 | 35.701 | 31.147 | 26.605 | 22.971 | 19.389 | 15.894 | 12.562 | 9.506 | 6.394 | 3.224 | 0
| Hydrogen Evolution | Commercial | gas | Gas CHP | Annual | TWh | 6.043 | 5.596 | 5.087 | 4.578 | 4.07 | 3.561 | 3.052 | 2.544 | 2.035 | 1.526 | 1.017 | 0.509 | 0 | 0 | 0 | 0 | 0 | 0 | 0 | 0 | 0 | 0 | 0 | 0 | 0 | 0 | 0 | 0
| Hydrogen Evolution | Commercial | electricity | GSHP | Annual | TWh | 0.176 | 0.244 | 0.303 | 0.364 | 0.423 | 0.496 | 0.57 | 0.646 | 0.72 | 0.781 | 0.844 | 0.91 | 0.982 | 1.202 | 1.42 | 1.636 | 1.85 | 2.06 | 2.259 | 2.457 | 2.63 | 2.798 | 2.939 | 3.076 | 3.204 | 3.329 | 3.453 | 3.577
| Hydrogen Evolution | Commercial | bioLPG | Hybrid (ASHP + BioLPG boiler) | Annual | TWh | 0 | 0 | 0 | 0.002 | 0.004 | 0.011 | 0.02 | 0.042 | 0.063 | 0.081 | 0.101 | 0.121 | 0.141 | 0.148 | 0.154 | 0.161 | 0.167 | 0.174 | 0.179 | 0.184 | 0.188 | 0.191 | 0.191 | 0.192 | 0.193 | 0.192 | 0.192 | 0.191
| Hydrogen Evolution | Commercial | electricity | Hybrid (ASHP + BioLPG boiler) | Annual | TWh | 0 | 0 | 0.001 | 0.008 | 0.023 | 0.059 | 0.111 | 0.232 | 0.343 | 0.441 | 0.545 | 0.648 | 0.75 | 0.785 | 0.818 | 0.851 | 0.883 | 0.915 | 0.942 | 0.967 | 0.982 | 0.994 | 0.993 | 0.994 | 0.994 | 0.99 | 0.986 | 0.983
| Hydrogen Evolution | Commercial | electricity | Hybrid (ASHP + Electric resistive) | Annual | TWh | 0.111 | 0.184 | 0.266 | 0.386 | 0.523 | 0.676 | 0.843 | 1.047 | 1.272 | 1.464 | 1.635 | 1.784 | 1.909 | 2.159 | 2.41 | 2.666 | 2.919 | 3.171 | 3.393 | 3.599 | 3.742 | 3.866 | 3.938 | 4.011 | 4.075 | 4.143 | 4.219 | 4.306
| Hydrogen Evolution | Commercial | electricity | Hybrid (ASHP + Hydrogen boiler) | Annual | TWh | 0 | 0 | 0 | 0 | 0 | 0 | 0 | 0 | 0 | 0.127 | 0.268 | 0.414 | 0.56 | 0.798 | 1.037 | 1.275 | 1.517 | 1.768 | 2.022 | 2.273 | 2.45 | 2.612 | 2.746 | 2.872 | 2.968 | 3.051 | 3.132 | 3.214
| Hydrogen Evolution | Commercial | hydrogen | Hybrid (ASHP + Hydrogen boiler) | Annual | TWh | 0 | 0 | 0 | 0 | 0 | 0 | 0 | 0 | 0 | 0.027 | 0.057 | 0.089 | 0.121 | 0.172 | 0.224 | 0.275 | 0.327 | 0.382 | 0.438 | 0.493 | 0.532 | 0.568 | 0.598 | 0.626 | 0.647 | 0.665 | 0.683 | 0.7
| Hydrogen Evolution | Commercial | hydrogen | Hydrogen boiler | Annual | TWh | 0 | 0 | 0 | 0 | 0 | 0 | 0 | 0 | 0 | 0.813 | 1.635 | 2.483 | 3.353 | 4.79 | 6.193 | 7.552 | 8.837 | 10.048 | 11.139 | 12.24 | 12.964 | 13.669 | 14.254 | 14.823 | 15.253 | 15.728 | 16.199 | 16.659
| Hydrogen Evolution | Commercial | oil | Oil boiler | Annual | TWh | 17.63 | 18.156 | 17.991 | 17.783 | 17.522 | 17.098 | 16.532 | 15.285 | 14.038 | 12.79 | 11.543 | 10.296 | 9.048 | 7.929 | 6.813 | 5.705 | 4.616 | 3.53 | 2.491 | 1.505 | 0.682 | 0 | 0 | 0 | 0 | 0 | 0 | 0
| Hydrogen Evolution | Industrial | electricity | ASHP | Annual | TWh | 0.032 | 0.05 | 0.068 | 0.089 | 0.108 | 0.147 | 0.183 | 0.216 | 0.249 | 0.28 | 0.317 | 0.359 | 0.412 | 0.479 | 0.55 | 0.62 | 0.689 | 0.754 | 0.825 | 0.898 | 0.962 | 1.025 | 1.088 | 1.152 | 1.215 | 1.277 | 1.335 | 1.386
| Hydrogen Evolution | Industrial | bioLPG | BioLPG boiler | Annual | TWh | 0 | 0 | 0 | 0 | 0 | 0 | 0 | 0.001 | 0.003 | 0.004 | 0.006 | 0.007 | 0.008 | 0.023 | 0.036 | 0.048 | 0.059 | 0.07 | 0.078 | 0.087 | 0.095 | 0.103 | 0.113 | 0.123 | 0.131 | 0.136 | 0.14 | 0.141
| Hydrogen Evolution | Industrial | biomass | Biomass boiler | Annual | TWh | 0.32 | 0.294 | 0.267 | 0.24 | 0.213 | 0.187 | 0.16 | 0.133 | 0.107 | 0.08 | 0.053 | 0.027 | 0 | 0.011 | 0.021 | 0.031 | 0.039 | 0.046 | 0.051 | 0.057 | 0.064 | 0.073 | 0.083 | 0.094 | 0.103 | 0.11 | 0.113 | 0.115
| Hydrogen Evolution | Industrial | biomass | Biomass CHP | Annual | TWh | 0 | 0 | 0.003 | 0.015 | 0.015 | 0.015 | 0.015 | 0.015 | 0.015 | 0.015 | 0.015 | 0.015 | 0.015 | 0.037 | 0.057 | 0.078 | 0.098 | 0.116 | 0.145 | 0.189 | 0.235 | 0.277 | 0.314 | 0.349 | 0.393 | 0.444 | 0.496 | 0.544
| Hydrogen Evolution | Industrial | gas | Fossil fuel communal heating | Annual | TWh | 0.007 | 0.007 | 0.007 | 0.007 | 0.007 | 0.007 | 0.006 | 0.006 | 0.006 | 0.005 | 0.005 | 0.005 | 0.004 | 0.004 | 0.003 | 0.003 | 0.003 | 0.002 | 0.002 | 0.001 | 0.001 | 0.001 | 0.001 | 0.001 | 0 | 0 | 0 | 0
| Hydrogen Evolution | Industrial | biomethane | Low carbon district heating | Annual | TWh | 0.015 | 0.021 | 0.027 | 0.033 | 0.037 | 0.039 | 0.042 | 0.043 | 0.044 | 0.045 | 0.046 | 0.048 | 0.05 | 0.053 | 0.055 | 0.056 | 0.056 | 0.057 | 0.06 | 0.064 | 0.068 | 0.072 | 0.077 | 0.084 | 0.09 | 0.096 | 0.101 | 0.107
| Hydrogen Evolution | Industrial | electricity | Low carbon district heating | Annual | TWh | 0.007 | 0.01 | 0.014 | 0.021 | 0.027 | 0.033 | 0.038 | 0.043 | 0.051 | 0.06 | 0.069 | 0.079 | 0.09 | 0.126 | 0.162 | 0.199 | 0.237 | 0.273 | 0.3 | 0.327 | 0.356 | 0.386 | 0.419 | 0.452 | 0.483 | 0.512 | 0.539 | 0.566
| Hydrogen Evolution | Industrial | electricity | Electric resistive | Annual | TWh | 6.019 | 6.28 | 6.175 | 6.035 | 5.917 | 5.807 | 5.723 | 5.665 | 5.621 | 5.531 | 5.364 | 5.104 | 4.776 | 4.511 | 4.249 | 3.996 | 3.765 | 3.542 | 3.343 | 3.122 | 2.9 | 2.657 | 2.398 | 2.14 | 1.91 | 1.735 | 1.639 | 1.602
| Hydrogen Evolution | Industrial | electricity | Electric storage | Annual | TWh | 0.041 | 0.047 | 0.051 | 0.054 | 0.058 | 0.061 | 0.065 | 0.068 | 0.072 | 0.074 | 0.076 | 0.078 | 0.079 | 0.177 | 0.265 | 0.35 | 0.432 | 0.498 | 0.556 | 0.617 | 0.687 | 0.76 | 0.843 | 0.942 | 1.027 | 1.1 | 1.164 | 1.224
| Hydrogen Evolution | Industrial | gas | Gas boiler | Annual | TWh | 10.081 | 10.181 | 10.174 | 10.164 | 10.156 | 10.078 | 10.003 | 9.928 | 9.841 | 9.684 | 9.53 | 9.379 | 9.229 | 8.545 | 7.863 | 7.183 | 6.507 | 5.835 | 5.167 | 4.498 | 3.897 | 3.295 | 2.692 | 2.101 | 1.58 | 1.056 | 0.528 | 0
| Hydrogen Evolution | Industrial | gas | Gas CHP | Annual | TWh | 0.898 | 0.831 | 0.756 | 0.68 | 0.605 | 0.529 | 0.453 | 0.378 | 0.302 | 0.227 | 0.151 | 0.076 | 0 | 0 | 0 | 0 | 0 | 0 | 0 | 0 | 0 | 0 | 0 | 0 | 0 | 0 | 0 | 0
| Hydrogen Evolution | Industrial | electricity | GSHP | Annual | TWh | 0.032 | 0.041 | 0.05 | 0.06 | 0.069 | 0.078 | 0.088 | 0.098 | 0.107 | 0.116 | 0.124 | 0.133 | 0.143 | 0.174 | 0.203 | 0.231 | 0.258 | 0.281 | 0.303 | 0.324 | 0.347 | 0.371 | 0.397 | 0.428 | 0.454 | 0.478 | 0.499 | 0.518
| Hydrogen Evolution | Industrial | bioLPG | Hybrid (ASHP + BioLPG boiler) | Annual | TWh | 0 | 0 | 0.001 | 0.001 | 0.002 | 0.002 | 0.002 | 0.002 | 0.003 | 0.003 | 0.003 | 0.004 | 0.006 | 0.007 | 0.007 | 0.008 | 0.009 | 0.01 | 0.01 | 0.011 | 0.011 | 0.012 | 0.013 | 0.013 | 0.014 | 0.014 | 0.014 | 0.014
| Hydrogen Evolution | Industrial | electricity | Hybrid (ASHP + BioLPG boiler) | Annual | TWh | 0 | 0.001 | 0.003 | 0.006 | 0.009 | 0.011 | 0.013 | 0.013 | 0.014 | 0.015 | 0.018 | 0.023 | 0.031 | 0.035 | 0.039 | 0.044 | 0.048 | 0.051 | 0.054 | 0.057 | 0.059 | 0.062 | 0.065 | 0.068 | 0.071 | 0.073 | 0.073 | 0.074
| Hydrogen Evolution | Industrial | electricity | Hybrid (ASHP + Electric resistive) | Annual | TWh | 0.038 | 0.061 | 0.086 | 0.118 | 0.148 | 0.174 | 0.196 | 0.216 | 0.234 | 0.256 | 0.287 | 0.333 | 0.372 | 0.412 | 0.454 | 0.496 | 0.537 | 0.572 | 0.608 | 0.639 | 0.667 | 0.698 | 0.727 | 0.759 | 0.789 | 0.818 | 0.844 | 0.869
| Hydrogen Evolution | Industrial | electricity | Hybrid (ASHP + Hydrogen boiler) | Annual | TWh | 0 | 0 | 0 | 0 | 0 | 0 | 0 | 0 | 0 | 0.005 | 0.014 | 0.028 | 0.049 | 0.083 | 0.119 | 0.155 | 0.191 | 0.251 | 0.305 | 0.364 | 0.422 | 0.48 | 0.534 | 0.563 | 0.589 | 0.613 | 0.635 | 0.654
| Hydrogen Evolution | Industrial | hydrogen | Hybrid (ASHP + Hydrogen boiler) | Annual | TWh | 0 | 0 | 0 | 0 | 0 | 0 | 0 | 0 | 0 | 0.001 | 0.003 | 0.006 | 0.011 | 0.018 | 0.026 | 0.034 | 0.041 | 0.054 | 0.066 | 0.079 | 0.092 | 0.104 | 0.116 | 0.123 | 0.128 | 0.134 | 0.138 | 0.143
| Hydrogen Evolution | Industrial | hydrogen | Hydrogen boiler | Annual | TWh | 0 | 0 | 0 | 0 | 0 | 0 | 0 | 0 | 0 | 0.103 | 0.211 | 0.333 | 0.471 | 0.686 | 0.889 | 1.091 | 1.283 | 1.45 | 1.592 | 1.736 | 1.838 | 1.944 | 2.058 | 2.19 | 2.29 | 2.382 | 2.463 | 2.527
| Hydrogen Evolution | Industrial | oil | Oil boiler | Annual | TWh | 0.295 | 0.304 | 0.301 | 0.291 | 0.28 | 0.265 | 0.25 | 0.229 | 0.209 | 0.188 | 0.167 | 0.147 | 0.126 | 0.107 | 0.087 | 0.068 | 0.05 | 0.032 | 0.021 | 0.012 | 0.005 | 0 | 0 | 0 | 0 | 0 | 0 | 0
| Falling Behind | Residential | electricity | ASHP | Annual | TWh | 0.836 | 0.925 | 1.088 | 1.272 | 1.476 | 1.957 | 2.507 | 3.012 | 3.516 | 4.275 | 5.128 | 5.971 | 6.824 | 7.492 | 8.177 | 8.892 | 9.633 | 10.454 | 11.348 | 12.212 | 12.993 | 13.71 | 14.398 | 15.066 | 15.577 | 16.029 | 16.479 | 16.913
| Falling Behind | Residential | bioLPG | BioLPG boiler | Annual | TWh | 0.006 | 0.008 | 0.009 | 0.012 | 0.015 | 0.021 | 0.033 | 0.068 | 0.173 | 0.258 | 0.326 | 0.377 | 0.414 | 0.427 | 0.439 | 0.451 | 0.463 | 0.475 | 0.487 | 0.499 | 0.497 | 0.496 | 0.494 | 0.489 | 0.486 | 0.483 | 0.482 | 0.479
| Falling Behind | Residential | biomass | Biomass boiler | Annual | TWh | 0.866 | 0.743 | 0.766 | 0.77 | 0.771 | 0.771 | 0.769 | 0.747 | 0.725 | 0.702 | 0.679 | 0.654 | 0.629 | 0.618 | 0.608 | 0.59 | 0.574 | 0.562 | 0.554 | 0.544 | 0.531 | 0.518 | 0.504 | 0.492 | 0.479 | 0.467 | 0.457 | 0.447
| Falling Behind | Residential | gas | Fossil fuel communal heating | Annual | TWh | 5.198 | 5.687 | 5.85 | 6.008 | 6.133 | 6.212 | 6.186 | 6.001 | 5.813 | 5.598 | 5.376 | 5.154 | 4.929 | 4.754 | 4.556 | 4.334 | 4.095 | 3.841 | 3.593 | 3.363 | 3.177 | 3.093 | 3.022 | 2.953 | 2.913 | 2.879 | 2.847 | 2.817
| Falling Behind | Residential | biomethane | Low carbon district heating | Annual | TWh | 0.254 | 0.286 | 0.378 | 0.423 | 0.47 | 0.519 | 0.57 | 0.607 | 0.629 | 0.651 | 0.673 | 0.695 | 0.717 | 0.702 | 0.688 | 0.673 | 0.658 | 0.643 | 0.73 | 0.818 | 0.905 | 0.992 | 1.079 | 1.147 | 1.215 | 1.284 | 1.352 | 1.42
| Falling Behind | Residential | electricity | Low carbon district heating | Annual | TWh | 0.141 | 0.144 | 0.181 | 0.281 | 0.387 | 0.498 | 0.614 | 0.717 | 0.91 | 1.103 | 1.296 | 1.489 | 1.682 | 1.912 | 2.142 | 2.373 | 2.603 | 2.834 | 3.482 | 4.131 | 4.78 | 5.428 | 6.077 | 6.435 | 6.794 | 7.152 | 7.51 | 7.868
| Falling Behind | Residential | electricity | Electric resistive | Annual | TWh | 5.182 | 5.327 | 5.456 | 5.507 | 5.562 | 5.444 | 5.326 | 5.104 | 4.901 | 4.704 | 4.513 | 4.328 | 4.151 | 4.04 | 3.967 | 3.978 | 4.248 | 5.565 | 9.013 | 12.062 | 14.639 | 16.711 | 18.342 | 19.612 | 20.769 | 21.944 | 23.174 | 24.418
| Falling Behind | Residential | electricity | Electric storage | Annual | TWh | 14.856 | 14.665 | 14.857 | 14.999 | 15.093 | 15.148 | 15.182 | 14.839 | 14.535 | 14.242 | 13.972 | 13.718 | 13.48 | 13.47 | 13.499 | 13.545 | 13.616 | 13.772 | 13.9 | 14.089 | 14.106 | 14.128 | 14.154 | 14.124 | 14.067 | 14.022 | 13.988 | 13.976
| Falling Behind | Residential | gas | Gas boiler | Annual | TWh | 243.621 | 265.427 | 272.337 | 278.599 | 284.816 | 290.054 | 295.135 | 293.042 | 290.77 | 287.468 | 283.782 | 280.013 | 276.117 | 274.112 | 271.845 | 269.124 | 265.316 | 259.299 | 249.982 | 241.192 | 234.007 | 227.542 | 221.772 | 216.751 | 212.466 | 208.28 | 203.985 | 199.625
| Falling Behind | Residential | electricity | GSHP | Annual | TWh | 0.093 | 0.102 | 0.114 | 0.128 | 0.142 | 0.159 | 0.177 | 0.19 | 0.204 | 0.23 | 0.256 | 0.281 | 0.306 | 0.421 | 0.528 | 0.631 | 0.731 | 0.833 | 0.933 | 1.035 | 1.077 | 1.118 | 1.16 | 1.202 | 1.23 | 1.257 | 1.285 | 1.313
| Falling Behind | Residential | bioLPG | Hybrid (ASHP + BioLPG boiler) | Annual | TWh | 0 | 0.001 | 0.001 | 0.002 | 0.003 | 0.004 | 0.004 | 0.005 | 0.005 | 0.006 | 0.006 | 0.006 | 0.007 | 0.011 | 0.016 | 0.022 | 0.027 | 0.032 | 0.036 | 0.041 | 0.042 | 0.042 | 0.042 | 0.042 | 0.042 | 0.042 | 0.042 | 0.042
| Falling Behind | Residential | electricity | Hybrid (ASHP + BioLPG boiler) | Annual | TWh | 0.004 | 0.006 | 0.01 | 0.016 | 0.022 | 0.026 | 0.03 | 0.033 | 0.036 | 0.038 | 0.041 | 0.043 | 0.045 | 0.06 | 0.075 | 0.09 | 0.105 | 0.119 | 0.133 | 0.146 | 0.148 | 0.15 | 0.151 | 0.152 | 0.153 | 0.154 | 0.155 | 0.156
| Falling Behind | Residential | electricity | Hybrid (ASHP + Electric resistive) | Annual | TWh | 0.021 | 0.03 | 0.061 | 0.103 | 0.145 | 0.178 | 0.212 | 0.237 | 0.258 | 0.28 | 0.304 | 0.334 | 0.368 | 0.509 | 0.643 | 0.768 | 0.888 | 0.99 | 1.091 | 1.19 | 1.214 | 1.236 | 1.261 | 1.288 | 1.294 | 1.296 | 1.285 | 1.27
| Falling Behind | Residential | oil | Oil boiler | Annual | TWh | 21.149 | 21.177 | 21.625 | 22.017 | 22.386 | 22.741 | 23.069 | 22.806 | 22.466 | 22.136 | 21.803 | 21.446 | 21.034 | 20.869 | 20.69 | 20.448 | 20.151 | 19.733 | 19.202 | 18.686 | 18.176 | 17.689 | 17.235 | 16.846 | 16.438 | 16.021 | 15.616 | 15.255
| Falling Behind | Commercial | electricity | ASHP | Annual | TWh | 0.305 | 0.429 | 0.544 | 0.668 | 0.783 | 1.046 | 1.334 | 1.65 | 1.987 | 2.331 | 2.687 | 3.2 | 3.732 | 4.156 | 4.582 | 5.009 | 5.44 | 5.875 | 6.332 | 6.787 | 7.21 | 7.62 | 8.021 | 8.416 | 8.81 | 9.215 | 9.622 | 10.034
| Falling Behind | Commercial | bioLPG | BioLPG boiler | Annual | TWh | 0 | 0 | 0 | 0 | 0 | 0 | 0 | 0 | 0.002 | 0.004 | 0.006 | 0.007 | 0.008 | 0.048 | 0.086 | 0.12 | 0.152 | 0.182 | 0.209 | 0.234 | 0.246 | 0.258 | 0.27 | 0.28 | 0.291 | 0.303 | 0.304 | 0.305
| Falling Behind | Commercial | biomass | Biomass boiler | Annual | TWh | 2.155 | 1.976 | 1.796 | 1.617 | 1.437 | 1.257 | 1.078 | 0.898 | 0.718 | 0.539 | 0.359 | 0.18 | 0 | 0.002 | 0.004 | 0.007 | 0.009 | 0.01 | 0.012 | 0.014 | 0.014 | 0.015 | 0.016 | 0.016 | 0.017 | 0.018 | 0.02 | 0.022
| Falling Behind | Commercial | biomass | Biomass CHP | Annual | TWh | 0.002 | 0.003 | 0.01 | 0.022 | 0.022 | 0.022 | 0.022 | 0.022 | 0.022 | 0.022 | 0.022 | 0.022 | 0.022 | 0.033 | 0.045 | 0.061 | 0.08 | 0.099 | 0.115 | 0.147 | 0.169 | 0.19 | 0.207 | 0.227 | 0.248 | 0.287 | 0.334 | 0.392
| Falling Behind | Commercial | gas | Fossil fuel communal heating | Annual | TWh | 0.444 | 0.445 | 1.147 | 1.277 | 1.411 | 1.548 | 1.688 | 1.837 | 1.988 | 2.098 | 2.18 | 2.241 | 2.28 | 2.247 | 2.191 | 2.166 | 2.209 | 2.28 | 2.381 | 2.414 | 2.385 | 2.296 | 2.207 | 2.111 | 2.032 | 1.978 | 1.94 | 1.92
| Falling Behind | Commercial | biomethane | Low carbon district heating | Annual | TWh | 0.231 | 0.308 | 0.382 | 0.428 | 0.475 | 0.524 | 0.574 | 0.625 | 0.68 | 0.735 | 0.789 | 0.842 | 0.892 | 0.826 | 0.759 | 0.692 | 0.625 | 0.557 | 0.556 | 0.555 | 0.554 | 0.553 | 0.552 | 0.555 | 0.558 | 0.562 | 0.565 | 0.567
| Falling Behind | Commercial | electricity | Low carbon district heating | Annual | TWh | 0.108 | 0.144 | 0.182 | 0.292 | 0.402 | 0.513 | 0.625 | 0.738 | 1.011 | 1.284 | 1.557 | 1.828 | 2.093 | 2.167 | 2.24 | 2.312 | 2.384 | 2.455 | 2.584 | 2.714 | 2.845 | 2.976 | 3.107 | 3.116 | 3.125 | 3.132 | 3.139 | 3.144
| Falling Behind | Commercial | electricity | Electric resistive | Annual | TWh | 8.673 | 9.227 | 9.411 | 9.314 | 9.278 | 9.166 | 9.117 | 9.106 | 9.104 | 9.087 | 8.96 | 8.737 | 8.394 | 8.366 | 8.312 | 8.225 | 8.108 | 7.969 | 7.835 | 7.698 | 7.716 | 7.747 | 7.784 | 7.823 | 7.855 | 7.862 | 7.789 | 7.673
| Falling Behind | Commercial | electricity | Electric storage | Annual | TWh | 0.143 | 0.186 | 0.234 | 0.271 | 0.309 | 0.347 | 0.385 | 0.422 | 0.46 | 0.498 | 0.536 | 0.573 | 0.609 | 0.666 | 0.72 | 0.76 | 0.784 | 0.795 | 0.806 | 0.815 | 0.82 | 0.826 | 0.828 | 0.827 | 0.824 | 0.82 | 0.819 | 0.816
| Falling Behind | Commercial | gas | Gas boiler | Annual | TWh | 68.881 | 69.888 | 69.352 | 69.474 | 69.591 | 69.387 | 69.178 | 68.96 | 68.734 | 68.552 | 68.403 | 67.7 | 67.023 | 66.255 | 65.546 | 64.897 | 64.226 | 63.537 | 62.724 | 61.961 | 61.417 | 60.92 | 60.463 | 60.041 | 59.63 | 59.222 | 59.063 | 58.912
| Falling Behind | Commercial | gas | Gas CHP | Annual | TWh | 6.043 | 5.596 | 5.094 | 4.585 | 4.075 | 3.566 | 3.057 | 2.547 | 2.038 | 1.528 | 1.019 | 0.509 | 0 | 0 | 0 | 0 | 0 | 0 | 0 | 0 | 0 | 0 | 0 | 0 | 0 | 0 | 0 | 0
| Falling Behind | Commercial | electricity | GSHP | Annual | TWh | 0.176 | 0.244 | 0.304 | 0.365 | 0.425 | 0.491 | 0.556 | 0.621 | 0.687 | 0.752 | 0.817 | 0.886 | 0.957 | 1.022 | 1.086 | 1.146 | 1.203 | 1.256 | 1.31 | 1.363 | 1.4 | 1.437 | 1.471 | 1.505 | 1.538 | 1.57 | 1.601 | 1.632
| Falling Behind | Commercial | bioLPG | Hybrid (ASHP + BioLPG boiler) | Annual | TWh | 0 | 0 | 0 | 0.001 | 0.002 | 0.005 | 0.012 | 0.02 | 0.031 | 0.042 | 0.053 | 0.065 | 0.079 | 0.081 | 0.084 | 0.086 | 0.088 | 0.09 | 0.092 | 0.094 | 0.095 | 0.095 | 0.095 | 0.096 | 0.096 | 0.096 | 0.097 | 0.097
| Falling Behind | Commercial | electricity | Hybrid (ASHP + BioLPG boiler) | Annual | TWh | 0 | 0 | 0.001 | 0.005 | 0.01 | 0.031 | 0.066 | 0.116 | 0.176 | 0.237 | 0.301 | 0.371 | 0.447 | 0.457 | 0.469 | 0.481 | 0.493 | 0.504 | 0.515 | 0.524 | 0.528 | 0.53 | 0.531 | 0.533 | 0.534 | 0.535 | 0.537 | 0.539
| Falling Behind | Commercial | electricity | Hybrid (ASHP + Electric resistive) | Annual | TWh | 0.111 | 0.184 | 0.121 | 0.202 | 0.287 | 0.365 | 0.433 | 0.49 | 0.547 | 0.603 | 0.684 | 0.766 | 0.849 | 0.913 | 0.979 | 1.043 | 1.11 | 1.174 | 1.22 | 1.257 | 1.264 | 1.274 | 1.285 | 1.295 | 1.304 | 1.301 | 1.297 | 1.294
| Falling Behind | Commercial | oil | Oil boiler | Annual | TWh | 17.63 | 18.156 | 18.208 | 18.087 | 17.933 | 17.59 | 17.078 | 16.366 | 15.522 | 14.673 | 13.821 | 12.965 | 12.105 | 11.967 | 11.818 | 11.664 | 11.508 | 11.354 | 11.206 | 11.077 | 11.012 | 10.968 | 10.935 | 10.907 | 10.88 | 10.854 | 10.827 | 10.8
| Falling Behind | Industrial | electricity | ASHP | Annual | TWh | 0.032 | 0.05 | 0.065 | 0.082 | 0.098 | 0.124 | 0.146 | 0.167 | 0.188 | 0.209 | 0.235 | 0.277 | 0.33 | 0.363 | 0.397 | 0.433 | 0.469 | 0.506 | 0.546 | 0.585 | 0.62 | 0.655 | 0.689 | 0.722 | 0.756 | 0.79 | 0.826 | 0.865
| Falling Behind | Industrial | bioLPG | BioLPG boiler | Annual | TWh | 0 | 0 | 0 | 0 | 0 | 0 | 0 | 0.001 | 0.002 | 0.004 | 0.005 | 0.006 | 0.008 | 0.011 | 0.014 | 0.017 | 0.021 | 0.026 | 0.03 | 0.033 | 0.034 | 0.036 | 0.037 | 0.038 | 0.038 | 0.039 | 0.039 | 0.039
| Falling Behind | Industrial | biomass | Biomass boiler | Annual | TWh | 0.32 | 0.294 | 0.267 | 0.24 | 0.213 | 0.187 | 0.16 | 0.133 | 0.107 | 0.08 | 0.053 | 0.027 | 0 | 0 | 0 | 0 | 0 | 0.001 | 0.001 | 0.001 | 0.001 | 0.001 | 0.001 | 0.001 | 0.001 | 0.002 | 0.002 | 0.003
| Falling Behind | Industrial | biomass | Biomass CHP | Annual | TWh | 0 | 0 | 0.031 | 0.043 | 0.046 | 0.046 | 0.047 | 0.047 | 0.047 | 0.047 | 0.047 | 0.047 | 0.047 | 0.042 | 0.042 | 0.049 | 0.058 | 0.064 | 0.073 | 0.089 | 0.106 | 0.117 | 0.122 | 0.127 | 0.134 | 0.144 | 0.153 | 0.161
| Falling Behind | Industrial | gas | Fossil fuel communal heating | Annual | TWh | 0.007 | 0.007 | 0.007 | 0.007 | 0.007 | 0.007 | 0.007 | 0.007 | 0.007 | 0.006 | 0.006 | 0.006 | 0.006 | 0.006 | 0.005 | 0.006 | 0.007 | 0.017 | 0.033 | 0.042 | 0.044 | 0.045 | 0.045 | 0.045 | 0.045 | 0.044 | 0.044 | 0.044
| Falling Behind | Industrial | biomethane | Low carbon district heating | Annual | TWh | 0.015 | 0.021 | 0.029 | 0.035 | 0.04 | 0.044 | 0.047 | 0.048 | 0.05 | 0.051 | 0.054 | 0.057 | 0.064 | 0.058 | 0.053 | 0.048 | 0.043 | 0.039 | 0.039 | 0.039 | 0.039 | 0.039 | 0.039 | 0.039 | 0.04 | 0.04 | 0.041 | 0.042
| Falling Behind | Industrial | electricity | Low carbon district heating | Annual | TWh | 0.007 | 0.01 | 0.014 | 0.024 | 0.034 | 0.043 | 0.051 | 0.057 | 0.074 | 0.09 | 0.106 | 0.125 | 0.149 | 0.153 | 0.156 | 0.161 | 0.166 | 0.172 | 0.183 | 0.193 | 0.202 | 0.211 | 0.22 | 0.221 | 0.222 | 0.224 | 0.227 | 0.231
| Falling Behind | Industrial | electricity | Electric resistive | Annual | TWh | 6.019 | 6.28 | 6.382 | 6.31 | 6.261 | 6.216 | 6.185 | 6.178 | 6.178 | 6.159 | 6.115 | 6.023 | 5.801 | 5.81 | 5.814 | 5.806 | 5.787 | 5.759 | 5.721 | 5.688 | 5.676 | 5.67 | 5.668 | 5.67 | 5.668 | 5.654 | 5.615 | 5.542
| Falling Behind | Industrial | electricity | Electric storage | Annual | TWh | 0.041 | 0.047 | 0.061 | 0.066 | 0.072 | 0.078 | 0.083 | 0.089 | 0.094 | 0.1 | 0.106 | 0.111 | 0.116 | 0.109 | 0.102 | 0.095 | 0.09 | 0.084 | 0.079 | 0.073 | 0.067 | 0.061 | 0.056 | 0.05 | 0.044 | 0.039 | 0.035 | 0.033
| Falling Behind | Industrial | gas | Gas boiler | Annual | TWh | 10.081 | 10.181 | 10.196 | 10.191 | 10.185 | 10.153 | 10.121 | 10.088 | 10.055 | 10.023 | 9.991 | 9.912 | 9.833 | 9.826 | 9.819 | 9.809 | 9.795 | 9.761 | 9.71 | 9.67 | 9.649 | 9.631 | 9.613 | 9.596 | 9.578 | 9.557 | 9.555 | 9.553
| Falling Behind | Industrial | gas | Gas CHP | Annual | TWh | 0.898 | 0.831 | 0.757 | 0.681 | 0.605 | 0.53 | 0.454 | 0.378 | 0.303 | 0.227 | 0.151 | 0.076 | 0 | 0 | 0 | 0 | 0 | 0 | 0 | 0 | 0 | 0 | 0 | 0 | 0 | 0 | 0 | 0
| Falling Behind | Industrial | electricity | GSHP | Annual | TWh | 0.032 | 0.041 | 0.051 | 0.06 | 0.069 | 0.078 | 0.087 | 0.096 | 0.105 | 0.114 | 0.123 | 0.133 | 0.144 | 0.145 | 0.147 | 0.149 | 0.152 | 0.155 | 0.158 | 0.161 | 0.163 | 0.166 | 0.168 | 0.17 | 0.172 | 0.175 | 0.177 | 0.181
| Falling Behind | Industrial | bioLPG | Hybrid (ASHP + BioLPG boiler) | Annual | TWh | 0 | 0 | 0 | 0.001 | 0.001 | 0.001 | 0.001 | 0.001 | 0.001 | 0.001 | 0.001 | 0.002 | 0.003 | 0.003 | 0.003 | 0.003 | 0.003 | 0.003 | 0.003 | 0.003 | 0.003 | 0.004 | 0.004 | 0.004 | 0.004 | 0.004 | 0.004 | 0.004
| Falling Behind | Industrial | electricity | Hybrid (ASHP + BioLPG boiler) | Annual | TWh | 0 | 0.001 | 0.002 | 0.003 | 0.005 | 0.006 | 0.006 | 0.006 | 0.006 | 0.007 | 0.008 | 0.01 | 0.015 | 0.016 | 0.017 | 0.018 | 0.018 | 0.019 | 0.019 | 0.019 | 0.019 | 0.02 | 0.02 | 0.02 | 0.02 | 0.021 | 0.021 | 0.022
| Falling Behind | Industrial | electricity | Hybrid (ASHP + Electric resistive) | Annual | TWh | 0.038 | 0.061 | 0.045 | 0.064 | 0.081 | 0.095 | 0.11 | 0.117 | 0.123 | 0.134 | 0.147 | 0.166 | 0.205 | 0.207 | 0.207 | 0.208 | 0.21 | 0.215 | 0.219 | 0.222 | 0.221 | 0.219 | 0.218 | 0.217 | 0.215 | 0.215 | 0.217 | 0.224
| Falling Behind | Industrial | oil | Oil boiler | Annual | TWh | 0.295 | 0.304 | 0.296 | 0.286 | 0.276 | 0.263 | 0.25 | 0.236 | 0.222 | 0.208 | 0.194 | 0.18 | 0.167 | 0.151 | 0.134 | 0.119 | 0.104 | 0.089 | 0.079 | 0.071 | 0.064 | 0.059 | 0.054 | 0.049 | 0.044 | 0.039 | 0.034 | 0.028
| Ten Year Forecast | Residential | electricity | ASHP | Annual | TWh | 2023: 0.836; 2024: 0.925; 2025: 1.09; 2026: 1.291; 2027: 1.568; 2028: 2.117; 2029: 2.812; 2030: 3.544; 2031: 4.364; 2032: 5.143; 2033: 5.985; 2034: 6.871; 2035: 7.923
| Ten Year Forecast | Residential | bioLPG | BioLPG boiler | Annual | TWh | 2023: 0.006; 2024: 0.008; 2025: 0.009; 2026: 0.012; 2027: 0.016; 2028: 0.023; 2029: 0.035; 2030: 0.071; 2031: 0.188; 2032: 0.279; 2033: 0.349; 2034: 0.401; 2035: 0.434
| Ten Year Forecast | Residential | biomass | Biomass boiler | Annual | TWh | 2023: 0.866; 2024: 0.743; 2025: 0.766; 2026: 0.766; 2027: 0.765; 2028: 0.763; 2029: 0.759; 2030: 0.737; 2031: 0.715; 2032: 0.686; 2033: 0.658; 2034: 0.629; 2035: 0.604
| Ten Year Forecast | Residential | gas | Fossil fuel communal heating | Annual | TWh | 2023: 5.198; 2024: 5.687; 2025: 5.849; 2026: 5.926; 2027: 5.957; 2028: 5.917; 2029: 5.857; 2030: 5.638; 2031: 5.422; 2032: 5.205; 2033: 4.984; 2034: 4.752; 2035: 4.495
| Ten Year Forecast | Residential | biomethane | Low carbon district heating | Annual | TWh | 2023: 0.254; 2024: 0.286; 2025: 0.384; 2026: 0.443; 2027: 0.504; 2028: 0.568; 2029: 0.634; 2030: 0.686; 2031: 0.714; 2032: 0.741; 2033: 0.768; 2034: 0.796; 2035: 0.823
| Ten Year Forecast | Residential | electricity | Low carbon district heating | Annual | TWh | 2023: 0.141; 2024: 0.144; 2025: 0.191; 2026: 0.364; 2027: 0.546; 2028: 0.737; 2029: 0.937; 2030: 1.118; 2031: 1.342; 2032: 1.566; 2033: 1.791; 2034: 2.015; 2035: 2.239
| Ten Year Forecast | Residential | electricity | Electric resistive | Annual | TWh | 2023: 5.182; 2024: 5.327; 2025: 5.452; 2026: 5.518; 2027: 5.56; 2028: 5.388; 2029: 5.241; 2030: 5.016; 2031: 4.844; 2032: 4.647; 2033: 4.42; 2034: 4.165; 2035: 3.886
| Ten Year Forecast | Residential | electricity | Electric storage | Annual | TWh | 2023: 14.856; 2024: 14.665; 2025: 14.835; 2026: 14.927; 2027: 14.994; 2028: 15.023; 2029: 15.033; 2030: 14.671; 2031: 14.333; 2032: 13.93; 2033: 13.48; 2034: 12.955; 2035: 12.381
| Ten Year Forecast | Residential | gas | Gas boiler | Annual | TWh | 2023: 243.621; 2024: 265.427; 2025: 272.331; 2026: 278.077; 2027: 283.521; 2028: 287.689; 2029: 291.307; 2030: 287.528; 2031: 283.269; 2032: 278.921; 2033: 274.324; 2034: 269.551; 2035: 264.335
| Ten Year Forecast | Residential | electricity | GSHP | Annual | TWh | 2023: 0.093; 2024: 0.102; 2025: 0.113; 2026: 0.127; 2027: 0.141; 2028: 0.169; 2029: 0.198; 2030: 0.221; 2031: 0.245; 2032: 0.263; 2033: 0.281; 2034: 0.299; 2035: 0.316
| Ten Year Forecast | Residential | bioLPG | Hybrid (ASHP + BioLPG boiler) | Annual | TWh | 2023: 0; 2024: 0.001; 2025: 0.001; 2026: 0.002; 2027: 0.003; 2028: 0.004; 2029: 0.005; 2030: 0.005; 2031: 0.006; 2032: 0.006; 2033: 0.006; 2034: 0.007; 2035: 0.007
| Ten Year Forecast | Residential | electricity | Hybrid (ASHP + BioLPG boiler) | Annual | TWh | 2023: 0.004; 2024: 0.006; 2025: 0.011; 2026: 0.017; 2027: 0.023; 2028: 0.028; 2029: 0.032; 2030: 0.035; 2031: 0.037; 2032: 0.04; 2033: 0.042; 2034: 0.045; 2035: 0.049
| Ten Year Forecast | Residential | electricity | Hybrid (ASHP + Electric resistive) | Annual | TWh | 2023: 0.021; 2024: 0.03; 2025: 0.062; 2026: 0.106; 2027: 0.155; 2028: 0.202; 2029: 0.245; 2030: 0.277; 2031: 0.305; 2032: 0.34; 2033: 0.379; 2034: 0.423; 2035: 0.488
| Ten Year Forecast | Residential | oil | Oil boiler | Annual | TWh | 2023: 21.149; 2024: 21.177; 2025: 21.616; 2026: 21.981; 2027: 22.329; 2028: 22.659; 2029: 22.958; 2030: 22.658; 2031: 22.224; 2032: 21.748; 2033: 21.281; 2034: 20.809; 2035: 20.196
| Ten Year Forecast | Commercial | electricity | ASHP | Annual | TWh | 2023: 0.305; 2024: 0.429; 2025: 0.545; 2026: 0.667; 2027: 0.782; 2028: 1.075; 2029: 1.42; 2030: 1.793; 2031: 2.191; 2032: 2.597; 2033: 3.041; 2034: 3.594; 2035: 4.154
| Ten Year Forecast | Commercial | bioLPG | BioLPG boiler | Annual | TWh | 2023: 0; 2024: 0; 2025: 0; 2026: 0; 2027: 0; 2028: 0; 2029: 0; 2030: 0; 2031: 0.002; 2032: 0.004; 2033: 0.005; 2034: 0.007; 2035: 0.008
| Ten Year Forecast | Commercial | biomass | Biomass boiler | Annual | TWh | 2023: 2.155; 2024: 1.976; 2025: 1.796; 2026: 1.617; 2027: 1.437; 2028: 1.257; 2029: 1.078; 2030: 0.898; 2031: 0.718; 2032: 0.539; 2033: 0.359; 2034: 0.18; 2035: 0
| Ten Year Forecast | Commercial | biomass | Biomass CHP | Annual | TWh | 2023: 0.002; 2024: 0.003; 2025: 0.01; 2026: 0.022; 2027: 0.022; 2028: 0.022; 2029: 0.022; 2030: 0.022; 2031: 0.022; 2032: 0.022; 2033: 0.022; 2034: 0.022; 2035: 0.022
| Ten Year Forecast | Commercial | gas | Fossil fuel communal heating | Annual | TWh | 2023: 0.444; 2024: 0.445; 2025: 1.222; 2026: 1.384; 2027: 1.539; 2028: 1.683; 2029: 1.798; 2030: 1.887; 2031: 1.963; 2032: 2.025; 2033: 2.082; 2034: 2.131; 2035: 2.169
| Ten Year Forecast | Commercial | biomethane | Low carbon district heating | Annual | TWh | 2023: 0.231; 2024: 0.308; 2025: 0.379; 2026: 0.468; 2027: 0.56; 2028: 0.654; 2029: 0.75; 2030: 0.845; 2031: 0.91; 2032: 0.975; 2033: 1.039; 2034: 1.101; 2035: 1.159
| Ten Year Forecast | Commercial | electricity | Low carbon district heating | Annual | TWh | 2023: 0.108; 2024: 0.144; 2025: 0.188; 2026: 0.422; 2027: 0.656; 2028: 0.895; 2029: 1.135; 2030: 1.376; 2031: 1.737; 2032: 2.098; 2033: 2.457; 2034: 2.81; 2035: 3.154
| Ten Year Forecast | Commercial | electricity | Electric resistive | Annual | TWh | 2023: 8.673; 2024: 9.227; 2025: 9.411; 2026: 9.307; 2027: 9.268; 2028: 9.125; 2029: 9.008; 2030: 8.976; 2031: 8.971; 2032: 8.879; 2033: 8.557; 2034: 8.095; 2035: 7.591
| Ten Year Forecast | Commercial | electricity | Electric storage | Annual | TWh | 2023: 0.143; 2024: 0.186; 2025: 0.234; 2026: 0.271; 2027: 0.309; 2028: 0.347; 2029: 0.384; 2030: 0.422; 2031: 0.46; 2032: 0.498; 2033: 0.535; 2034: 0.571; 2035: 0.606
| Ten Year Forecast | Commercial | gas | Gas boiler | Annual | TWh | 2023: 68.881; 2024: 69.888; 2025: 69.279; 2026: 69.345; 2027: 69.416; 2028: 69.035; 2029: 68.638; 2030: 68.225; 2031: 67.807; 2032: 67.427; 2033: 67.075; 2034: 66.314; 2035: 65.576
| Ten Year Forecast | Commercial | gas | Gas CHP | Annual | TWh | 2023: 6.043; 2024: 5.596; 2025: 5.084; 2026: 4.575; 2027: 4.067; 2028: 3.559; 2029: 3.05; 2030: 2.542; 2031: 2.033; 2032: 1.525; 2033: 1.017; 2034: 0.508; 2035: 0
| Ten Year Forecast | Commercial | electricity | GSHP | Annual | TWh | 2023: 0.176; 2024: 0.244; 2025: 0.303; 2026: 0.363; 2027: 0.422; 2028: 0.486; 2029: 0.55; 2030: 0.615; 2031: 0.679; 2032: 0.743; 2033: 0.807; 2034: 0.876; 2035: 0.947
| Ten Year Forecast | Commercial | bioLPG | Hybrid (ASHP + BioLPG boiler) | Annual | TWh | 2023: 0; 2024: 0; 2025: 0; 2026: 0.001; 2027: 0.002; 2028: 0.007; 2029: 0.016; 2030: 0.027; 2031: 0.04; 2032: 0.053; 2033: 0.067; 2034: 0.084; 2035: 0.101
| Ten Year Forecast | Commercial | electricity | Hybrid (ASHP + BioLPG boiler) | Annual | TWh | 2023: 0; 2024: 0; 2025: 0.001; 2026: 0.005; 2027: 0.012; 2028: 0.039; 2029: 0.089; 2030: 0.153; 2031: 0.225; 2032: 0.299; 2033: 0.381; 2034: 0.47; 2035: 0.563
| Ten Year Forecast | Commercial | electricity | Hybrid (ASHP + Electric resistive) | Annual | TWh | 2023: 0.111; 2024: 0.184; 2025: 0.121; 2026: 0.2; 2027: 0.281; 2028: 0.367; 2029: 0.466; 2030: 0.552; 2031: 0.631; 2032: 0.726; 2033: 0.848; 2034: 0.967; 2035: 1.075
| Ten Year Forecast | Commercial | oil | Oil boiler | Annual | TWh | 2023: 17.63; 2024: 18.156; 2025: 18.208; 2026: 18.006; 2027: 17.696; 2028: 17.113; 2029: 16.312; 2030: 15.398; 2031: 14.42; 2032: 13.437; 2033: 12.45; 2034: 11.458; 2035: 10.46
| Ten Year Forecast | Industrial | electricity | ASHP | Annual | TWh | 2023: 0.032; 2024: 0.05; 2025: 0.065; 2026: 0.082; 2027: 0.098; 2028: 0.126; 2029: 0.154; 2030: 0.179; 2031: 0.203; 2032: 0.229; 2033: 0.261; 2034: 0.309; 2035: 0.379
| Ten Year Forecast | Industrial | bioLPG | BioLPG boiler | Annual | TWh | 2023: 0; 2024: 0; 2025: 0; 2026: 0; 2027: 0; 2028: 0; 2029: 0; 2030: 0.001; 2031: 0.002; 2032: 0.003; 2033: 0.004; 2034: 0.005; 2035: 0.006
| Ten Year Forecast | Industrial | biomass | Biomass boiler | Annual | TWh | 2023: 0.32; 2024: 0.294; 2025: 0.267; 2026: 0.24; 2027: 0.213; 2028: 0.187; 2029: 0.16; 2030: 0.133; 2031: 0.107; 2032: 0.08; 2033: 0.053; 2034: 0.027; 2035: 0
| Ten Year Forecast | Industrial | biomass | Biomass CHP | Annual | TWh | 2023: 0; 2024: 0; 2025: 0.031; 2026: 0.043; 2027: 0.045; 2028: 0.046; 2029: 0.046; 2030: 0.046; 2031: 0.046; 2032: 0.046; 2033: 0.046; 2034: 0.046; 2035: 0.046
| Ten Year Forecast | Industrial | gas | Fossil fuel communal heating | Annual | TWh | 2023: 0.007; 2024: 0.007; 2025: 0.007; 2026: 0.007; 2027: 0.007; 2028: 0.007; 2029: 0.007; 2030: 0.006; 2031: 0.006; 2032: 0.006; 2033: 0.006; 2034: 0.005; 2035: 0.005
| Ten Year Forecast | Industrial | biomethane | Low carbon district heating | Annual | TWh | 2023: 0.015; 2024: 0.021; 2025: 0.029; 2026: 0.039; 2027: 0.046; 2028: 0.051; 2029: 0.055; 2030: 0.059; 2031: 0.061; 2032: 0.064; 2033: 0.068; 2034: 0.074; 2035: 0.083
| Ten Year Forecast | Industrial | electricity | Low carbon district heating | Annual | TWh | 2023: 0.007; 2024: 0.01; 2025: 0.014; 2026: 0.035; 2027: 0.054; 2028: 0.07; 2029: 0.083; 2030: 0.096; 2031: 0.116; 2032: 0.137; 2033: 0.16; 2034: 0.188; 2035: 0.227
| Ten Year Forecast | Industrial | electricity | Electric resistive | Annual | TWh | 2023: 6.019; 2024: 6.28; 2025: 6.382; 2026: 6.309; 2027: 6.258; 2028: 6.211; 2029: 6.169; 2030: 6.149; 2031: 6.148; 2032: 6.116; 2033: 6.041; 2034: 5.859; 2035: 5.508
| Ten Year Forecast | Industrial | electricity | Electric storage | Annual | TWh | 2023: 0.041; 2024: 0.047; 2025: 0.061; 2026: 0.066; 2027: 0.072; 2028: 0.078; 2029: 0.083; 2030: 0.089; 2031: 0.094; 2032: 0.1; 2033: 0.106; 2034: 0.111; 2035: 0.115
| Ten Year Forecast | Industrial | gas | Gas boiler | Annual | TWh | 2023: 10.081; 2024: 10.181; 2025: 10.196; 2026: 10.185; 2027: 10.173; 2028: 10.124; 2029: 10.074; 2030: 10.024; 2031: 9.974; 2032: 9.923; 2033: 9.873; 2034: 9.787; 2035: 9.702
| Ten Year Forecast | Industrial | gas | Gas CHP | Annual | TWh | 2023: 0.898; 2024: 0.831; 2025: 0.755; 2026: 0.68; 2027: 0.604; 2028: 0.529; 2029: 0.453; 2030: 0.378; 2031: 0.302; 2032: 0.227; 2033: 0.151; 2034: 0.076; 2035: 0
| Ten Year Forecast | Industrial | electricity | GSHP | Annual | TWh | 2023: 0.032; 2024: 0.041; 2025: 0.049; 2026: 0.058; 2027: 0.066; 2028: 0.075; 2029: 0.083; 2030: 0.092; 2031: 0.101; 2032: 0.11; 2033: 0.119; 2034: 0.129; 2035: 0.139
| Ten Year Forecast | Industrial | bioLPG | Hybrid (ASHP + BioLPG boiler) | Annual | TWh | 2023: 0; 2024: 0; 2025: 0; 2026: 0.001; 2027: 0.001; 2028: 0.001; 2029: 0.001; 2030: 0.001; 2031: 0.001; 2032: 0.001; 2033: 0.002; 2034: 0.003; 2035: 0.004
| Ten Year Forecast | Industrial | electricity | Hybrid (ASHP + BioLPG boiler) | Annual | TWh | 2023: 0; 2024: 0.001; 2025: 0.002; 2026: 0.003; 2027: 0.005; 2028: 0.006; 2029: 0.007; 2030: 0.007; 2031: 0.008; 2032: 0.008; 2033: 0.011; 2034: 0.015; 2035: 0.024
| Ten Year Forecast | Industrial | electricity | Hybrid (ASHP + Electric resistive) | Annual | TWh | 2023: 0.038; 2024: 0.061; 2025: 0.045; 2026: 0.064; 2027: 0.079; 2028: 0.093; 2029: 0.107; 2030: 0.118; 2031: 0.123; 2032: 0.137; 2033: 0.155; 2034: 0.192; 2035: 0.248
| Ten Year Forecast | Industrial | oil | Oil boiler | Annual | TWh | 2023: 0.295; 2024: 0.304; 2025: 0.296; 2026: 0.285; 2027: 0.275; 2028: 0.261; 2029: 0.245; 2030: 0.23; 2031: 0.214; 2032: 0.198; 2033: 0.182; 2034: 0.166; 2035: 0.15
| Holistic Transition | Residential | N/A | ASHP | Annual | uptake | 43011 | 67245 | 102156 | 126303 | 349083 | 515388 | 680407 | 831879 | 818834 | 882507 | 894419 | 905231 | 616738 | 617579 | 614059 | 599102 | 608517 | 631249 | 660347 | 825795 | 966319 | 1098610 | 1218987 | 1172152 | 1194676 | 1194093 | 1190812 | 1190812
| Holistic Transition | Residential | N/A | BioLPG boiler | Annual | uptake | 148 | 205 | 901 | 2552 | 5759 | 10246 | 30070 | 31204 | 16733 | 12043 | 10299 | 7439 | 12935 | 10435 | 7773 | 4621 | 3046 | 3304 | 4774 | 6618 | 10739 | 28563 | 30765 | 16363 | 11735 | 10001 | 7192 | 7192
| Holistic Transition | Residential | N/A | Biomass boiler | Annual | uptake | 2241 | 2420 | 2365 | 2365 | 2346 | 2322 | 5991 | 3376 | 2622 | 2124 | 2093 | 2078 | 11521 | 11787 | 11926 | 11909 | 11799 | 11318 | 11193 | 10280 | 9658 | 5195 | 3105 | 2410 | 1951 | 1926 | 1911 | 1911
| Holistic Transition | Residential | N/A | Fossil fuel communal heating | Annual | uptake | 52692 | 52662 | 32628 | 28249 | 21403 | 20439 | 14737 | 12751 | 9024 | 8160 | 8082 | 7939 | 0 | 0 | 0 | 0 | 0 | 0 | 0 | 0 | 0 | 0 | 0 | 0 | 0 | 0 | 0 | 0
| Holistic Transition | Residential | N/A | Low carbon district heating | Annual | uptake | 38613 | 40199 | 44725 | 45358 | 50406 | 49385 | 52763 | 75604 | 89889 | 102097 | 105094 | 109601 | 547562 | 560750 | 590796 | 641776 | 705246 | 751473 | 645383 | 578192 | 510918 | 442301 | 397566 | 367565 | 329293 | 314939 | 299232 | 299232
| Holistic Transition | Residential | N/A | Electric resistive | Annual | uptake | 67717 | 41887 | 35227 | 37869 | 13357 | 11188 | 9926 | 9331 | 8620 | 8293 | 8175 | 7910 | 160767 | 156502 | 150642 | 145831 | 117037 | 100843 | 117264 | 98719 | 85082 | 67910 | 54670 | 48975 | 41079 | 39102 | 36881 | 36881
| Holistic Transition | Residential | N/A | Electric storage | Annual | uptake | 108480 | 107725 | 106856 | 106653 | 104862 | 105022 | 105144 | 102657 | 98950 | 94196 | 88221 | 81063 | 169054 | 167705 | 166322 | 163601 | 159702 | 158512 | 165548 | 144001 | 129297 | 116297 | 105952 | 100906 | 92492 | 86672 | 81391 | 81391
| Holistic Transition | Residential | N/A | Gas boiler | Annual | uptake | 1710211 | 1709191 | 1694082 | 1673151 | 1470569 | 1306980 | 1162736 | 986888 | 840586 | 658497 | 602589 | 541177 | 0 | 0 | 0 | 0 | 0 | 0 | 0 | 0 | 0 | 0 | 0 | 0 | 0 | 0 | 0 | 0
| Holistic Transition | Residential | N/A | GSHP | Annual | uptake | 5943 | 6331 | 7269 | 7872 | 15925 | 15857 | 15843 | 15097 | 14857 | 14417 | 14286 | 14172 | 368592 | 367741 | 361141 | 354893 | 338566 | 322311 | 357920 | 307049 | 281764 | 254374 | 225947 | 195368 | 165013 | 153238 | 140325 | 140325
| Holistic Transition | Residential | N/A | Hybrid (ASHP + BioLPG boiler) | Annual | uptake | 638 | 1694 | 2855 | 2474 | 2195 | 2667 | 8070 | 6153 | 17237 | 23628 | 26017 | 34443 | 24609 | 24741 | 25012 | 24860 | 24164 | 21373 | 20191 | 14719 | 14389 | 9887 | 7777 | 18390 | 24667 | 27047 | 35457 | 35457
| Holistic Transition | Residential | N/A | Hybrid (ASHP + Electric resistive) | Annual | uptake | 2975 | 11013 | 16700 | 16965 | 17090 | 19305 | 37706 | 48453 | 206042 | 317430 | 364119 | 412338 | 408467 | 402944 | 392248 | 373253 | 351381 | 323682 | 340903 | 330360 | 307709 | 293139 | 273191 | 396675 | 466392 | 500344 | 534259 | 534259
| Holistic Transition | Residential | N/A | Oil boiler | Annual | uptake | 90725 | 82818 | 77629 | 73582 | 70398 | 64595 | 0 | 0 | 0 | 0 | 0 | 0 | 0 | 0 | 0 | 0 | 0 | 0 | 0 | 0 | 0 | 0 | 0 | 0 | 0 | 0 | 0 | 0
| Holistic Transition | Commercial | N/A | ASHP | Annual | uptake | 2664 | 2764 | 5164 | 5049 | 11454 | 11687 | 12128 | 11524 | 14713 | 16758 | 17546 | 17574 | 19349 | 19245 | 19550 | 19716 | 20222 | 23886 | 24012 | 28312 | 28140 | 28589 | 27069 | 30385 | 32345 | 32516 | 31997 | 31997
| Holistic Transition | Commercial | N/A | BioLPG boiler | Annual | uptake | 0 | 0 | 0 | 0 | 0 | 0 | 9 | 77 | 89 | 78 | 65 | 119 | 807 | 916 | 825 | 725 | 637 | 506 | 522 | 298 | 399 | 445 | 592 | 343 | 206 | 132 | 90 | 90
| Holistic Transition | Commercial | N/A | Biomass boiler | Annual | uptake | 0 | 0 | 0 | 0 | 0 | 0 | 0 | 0 | 0 | 0 | 0 | 0 | 891 | 733 | 589 | 483 | 393 | 271 | 277 | 288 | 392 | 451 | 586 | 319 | 180 | 108 | 47 | 47
| Holistic Transition | Commercial | N/A | Biomass CHP | Annual | uptake | 6 | 16 | 130 | 3 | 1 | 1 | 1 | 0 | 0 | 0 | 0 | 0 | 529 | 686 | 586 | 535 | 466 | 626 | 733 | 789 | 935 | 992 | 1009 | 1798 | 2255 | 2314 | 2173 | 2173
| Holistic Transition | Commercial | N/A | Fossil fuel communal heating | Annual | uptake | 94 | 94 | 2698 | 2930 | 2863 | 2791 | 2810 | 2695 | 2584 | 2159 | 1782 | 1415 | 0 | 0 | 0 | 0 | 0 | 0 | 0 | 0 | 0 | 0 | 0 | 0 | 0 | 0 | 0 | 0
| Holistic Transition | Commercial | N/A | Low carbon district heating | Annual | uptake | 2900 | 3148 | 3005 | 3224 | 4574 | 4792 | 5079 | 6686 | 4641 | 4756 | 5201 | 6658 | 18422 | 20540 | 21195 | 23696 | 24857 | 23143 | 22060 | 19395 | 18825 | 17809 | 17638 | 16354 | 16468 | 16797 | 18912 | 18912
| Holistic Transition | Commercial | N/A | Electric resistive | Annual | uptake | 21839 | 20435 | 13869 | 14574 | 14212 | 15243 | 17161 | 20380 | 13301 | 9630 | 7093 | 5519 | 9253 | 8569 | 8096 | 7088 | 6284 | 5010 | 5433 | 5798 | 6021 | 6229 | 6698 | 5248 | 3661 | 2662 | 2255 | 2255
| Holistic Transition | Commercial | N/A | Electric storage | Annual | uptake | 299 | 300 | 301 | 301 | 302 | 303 | 302 | 276 | 298 | 295 | 291 | 291 | 6577 | 5976 | 5707 | 4884 | 4245 | 3183 | 3516 | 3741 | 3804 | 3872 | 4258 | 3381 | 2930 | 2595 | 2190 | 2190
| Holistic Transition | Commercial | N/A | Gas boiler | Annual | uptake | 26785 | 26695 | 24171 | 23576 | 16677 | 15544 | 13799 | 11159 | 13306 | 13830 | 14392 | 14918 | 0 | 0 | 0 | 0 | 0 | 0 | 0 | 0 | 0 | 0 | 0 | 0 | 0 | 0 | 0 | 0
| Holistic Transition | Commercial | N/A | GSHP | Annual | uptake | 1560 | 1566 | 1650 | 1637 | 2009 | 1983 | 1990 | 1990 | 1888 | 2103 | 3415 | 4435 | 7683 | 7140 | 6883 | 6085 | 5516 | 6126 | 6379 | 5880 | 5923 | 5981 | 6436 | 5541 | 5424 | 5092 | 4702 | 4702
| Holistic Transition | Commercial | N/A | Hybrid (ASHP + BioLPG boiler) | Annual | uptake | 3 | 8 | 140 | 618 | 744 | 799 | 1007 | 937 | 1710 | 2452 | 2692 | 2701 | 1267 | 1189 | 1060 | 993 | 1004 | 1432 | 1275 | 1169 | 1300 | 1492 | 1516 | 1664 | 1919 | 2031 | 2051 | 2051
| Holistic Transition | Commercial | N/A | Hybrid (ASHP + Electric resistive) | Annual | uptake | 2176 | 3318 | 7341 | 8162 | 8844 | 9375 | 9960 | 8451 | 12053 | 12785 | 12512 | 11365 | 9337 | 9311 | 9811 | 10119 | 10717 | 11714 | 11640 | 9815 | 9671 | 9470 | 9501 | 10351 | 10199 | 10047 | 8932 | 8932
| Holistic Transition | Commercial | N/A | Oil boiler | Annual | uptake | 5199 | 5153 | 4408 | 3757 | 2362 | 1671 | 0 | 0 | 0 | 0 | 0 | 0 | 0 | 0 | 0 | 0 | 0 | 0 | 0 | 0 | 0 | 0 | 0 | 0 | 0 | 0 | 0 | 0
| Holistic Transition | Industrial | N/A | ASHP | Annual | uptake | 215 | 254 | 531 | 503 | 1135 | 1078 | 1068 | 971 | 1203 | 1317 | 1340 | 1349 | 1533 | 1550 | 1601 | 1630 | 1685 | 2003 | 2021 | 2390 | 2376 | 2407 | 2266 | 2545 | 2701 | 2705 | 2649 | 2649
| Holistic Transition | Industrial | N/A | BioLPG boiler | Annual | uptake | 1 | 2 | 1 | 1 | 2 | 8 | 34 | 97 | 53 | 45 | 39 | 74 | 429 | 245 | 180 | 150 | 130 | 103 | 106 | 60 | 82 | 91 | 120 | 68 | 41 | 26 | 17 | 17
| Holistic Transition | Industrial | N/A | Biomass boiler | Annual | uptake | 0 | 0 | 0 | 0 | 0 | 0 | 0 | 0 | 0 | 0 | 0 | 0 | 0 | 90 | 74 | 64 | 54 | 39 | 41 | 45 | 63 | 73 | 97 | 53 | 31 | 19 | 8 | 8
| Holistic Transition | Industrial | N/A | Biomass CHP | Annual | uptake | 1 | 4 | 68 | 2 | 1 | 1 | 1 | 0 | 0 | 0 | 0 | 0 | 423 | 155 | 110 | 96 | 83 | 109 | 135 | 167 | 215 | 233 | 235 | 413 | 469 | 425 | 369 | 369
| Holistic Transition | Industrial | N/A | Fossil fuel communal heating | Annual | uptake | 12 | 12 | 352 | 121 | 68 | 46 | 35 | 27 | 21 | 14 | 10 | 7 | 0 | 0 | 0 | 0 | 0 | 0 | 0 | 0 | 0 | 0 | 0 | 0 | 0 | 0 | 0 | 0
| Holistic Transition | Industrial | N/A | Low carbon district heating | Annual | uptake | 154 | 168 | 170 | 204 | 323 | 348 | 367 | 481 | 321 | 331 | 363 | 471 | 1318 | 1587 | 1747 | 2042 | 2183 | 2040 | 1939 | 1705 | 1682 | 1627 | 1655 | 1565 | 1613 | 1666 | 1890 | 1890
| Holistic Transition | Industrial | N/A | Electric resistive | Annual | uptake | 3268 | 3030 | 2038 | 2153 | 2114 | 2288 | 2603 | 3122 | 2039 | 1503 | 1125 | 885 | 1498 | 1384 | 1306 | 1146 | 1022 | 823 | 877 | 915 | 921 | 919 | 948 | 723 | 469 | 318 | 257 | 257
| Holistic Transition | Industrial | N/A | Electric storage | Annual | uptake | 38 | 37 | 35 | 34 | 33 | 32 | 31 | 28 | 30 | 29 | 28 | 27 | 609 | 633 | 598 | 507 | 440 | 330 | 370 | 398 | 410 | 426 | 480 | 390 | 345 | 310 | 262 | 262
| Holistic Transition | Industrial | N/A | Gas boiler | Annual | uptake | 2447 | 2425 | 2184 | 2135 | 1516 | 1432 | 1293 | 1068 | 1309 | 1393 | 1484 | 1573 | 0 | 0 | 0 | 0 | 0 | 0 | 0 | 0 | 0 | 0 | 0 | 0 | 0 | 0 | 0 | 0
| Holistic Transition | Industrial | N/A | GSHP | Annual | uptake | 165 | 160 | 165 | 164 | 200 | 194 | 193 | 193 | 184 | 206 | 335 | 416 | 682 | 655 | 633 | 561 | 510 | 568 | 597 | 553 | 566 | 581 | 637 | 558 | 555 | 527 | 488 | 488
| Holistic Transition | Industrial | N/A | Hybrid (ASHP + BioLPG boiler) | Annual | uptake | 27 | 64 | 590 | 171 | 173 | 165 | 182 | 140 | 224 | 276 | 267 | 262 | 129 | 126 | 117 | 113 | 117 | 171 | 153 | 142 | 161 | 187 | 193 | 215 | 255 | 281 | 294 | 294
| Holistic Transition | Industrial | N/A | Hybrid (ASHP + Electric resistive) | Annual | uptake | 654 | 858 | 1599 | 1388 | 1289 | 1206 | 1148 | 896 | 1233 | 1240 | 1220 | 1140 | 952 | 959 | 1018 | 1055 | 1122 | 1238 | 1248 | 1068 | 1075 | 1080 | 1110 | 1228 | 1244 | 1268 | 1161 | 1161
| Holistic Transition | Industrial | N/A | Oil boiler | Annual | uptake | 693 | 689 | 591 | 493 | 304 | 213 | 0 | 0 | 0 | 0 | 0 | 0 | 0 | 0 | 0 | 0 | 0 | 0 | 0 | 0 | 0 | 0 | 0 | 0 | 0 | 0 | 0 | 0
| Electric Engagement | Residential | N/A | ASHP | Annual | uptake | 43011 | 67245 | 95752 | 137659 | 349511 | 501203 | 684396 | 715621 | 719534 | 761725 | 808708 | 829415 | 570190 | 570148 | 570533 | 565767 | 579049 | 590706 | 628005 | 796733 | 924283 | 1064588 | 1070650 | 1051856 | 1061841 | 1100696 | 1118248 | 1118248
| Electric Engagement | Residential | N/A | BioLPG boiler | Annual | uptake | 148 | 205 | 901 | 2552 | 5760 | 10616 | 31323 | 33223 | 22203 | 14975 | 12908 | 10617 | 12267 | 9924 | 7475 | 4709 | 3278 | 3468 | 4991 | 6612 | 11182 | 30387 | 32893 | 21964 | 14770 | 12700 | 10426 | 10426
| Electric Engagement | Residential | N/A | Biomass boiler | Annual | uptake | 2241 | 2420 | 2365 | 2367 | 2347 | 2325 | 5970 | 3449 | 3922 | 3928 | 3165 | 2492 | 11296 | 11544 | 11765 | 11878 | 11929 | 11459 | 11389 | 10541 | 10010 | 5187 | 3156 | 3608 | 3613 | 2903 | 2284 | 2284
| Electric Engagement | Residential | N/A | Fossil fuel communal heating | Annual | uptake | 52692 | 52662 | 34942 | 28146 | 21551 | 21272 | 14795 | 12825 | 9655 | 8339 | 8328 | 8328 | 0 | 0 | 0 | 0 | 0 | 0 | 0 | 0 | 0 | 0 | 0 | 0 | 0 | 0 | 0 | 0
| Electric Engagement | Residential | N/A | Low carbon district heating | Annual | uptake | 38613 | 40199 | 44721 | 45249 | 50322 | 49292 | 52650 | 72808 | 86872 | 101423 | 102337 | 105180 | 475080 | 487563 | 502775 | 534367 | 582374 | 622989 | 522926 | 452310 | 402326 | 345708 | 324151 | 311381 | 291382 | 283355 | 281322 | 281322
| Electric Engagement | Residential | N/A | Electric resistive | Annual | uptake | 67717 | 41887 | 35227 | 37610 | 15212 | 15239 | 10989 | 9794 | 9125 | 8670 | 8393 | 8178 | 213154 | 204821 | 198359 | 191612 | 155947 | 140592 | 155523 | 135595 | 124989 | 95957 | 84175 | 77032 | 59774 | 55002 | 54173 | 54173
| Electric Engagement | Residential | N/A | Electric storage | Annual | uptake | 108480 | 107725 | 106856 | 106682 | 104911 | 105091 | 105234 | 102821 | 99212 | 94714 | 88819 | 81651 | 333168 | 331943 | 329054 | 324356 | 317511 | 315180 | 343744 | 319982 | 295508 | 258734 | 233097 | 209173 | 177381 | 165293 | 157667 | 157667
| Electric Engagement | Residential | N/A | Gas boiler | Annual | uptake | 1710211 | 1709191 | 1697853 | 1661680 | 1468877 | 1317300 | 1122384 | 975615 | 857379 | 684348 | 640668 | 625659 | 0 | 0 | 0 | 0 | 0 | 0 | 0 | 0 | 0 | 0 | 0 | 0 | 0 | 0 | 0 | 0
| Electric Engagement | Residential | N/A | GSHP | Annual | uptake | 5943 | 6331 | 8003 | 8344 | 16296 | 16136 | 16394 | 15256 | 15216 | 15103 | 15440 | 15942 | 319461 | 319111 | 317137 | 312906 | 301879 | 289991 | 310511 | 278302 | 254446 | 217121 | 194394 | 173106 | 150452 | 142455 | 139893 | 139893
| Electric Engagement | Residential | N/A | Hybrid (ASHP + BioLPG boiler) | Annual | uptake | 638 | 1694 | 2741 | 2293 | 1782 | 1506 | 7136 | 5538 | 15532 | 21659 | 22692 | 23931 | 22018 | 22403 | 23043 | 23412 | 23278 | 21202 | 19677 | 14373 | 13415 | 8862 | 7131 | 16716 | 22688 | 23717 | 24951 | 24951
| Electric Engagement | Residential | N/A | Hybrid (ASHP + Electric resistive) | Annual | uptake | 2975 | 11013 | 16346 | 17267 | 16428 | 18874 | 72123 | 176441 | 284742 | 408507 | 411934 | 411999 | 363452 | 362586 | 359565 | 350624 | 343785 | 327905 | 326426 | 301130 | 279654 | 289612 | 368889 | 454080 | 545080 | 540364 | 537276 | 537276
| Electric Engagement | Residential | N/A | Oil boiler | Annual | uptake | 90725 | 82818 | 77684 | 73543 | 70395 | 64538 | 0 | 0 | 0 | 0 | 0 | 0 | 0 | 0 | 0 | 0 | 0 | 0 | 0 | 0 | 0 | 0 | 0 | 0 | 0 | 0 | 0 | 0
| Electric Engagement | Commercial | N/A | ASHP | Annual | uptake | 2664 | 2764 | 5154 | 4724 | 10690 | 10744 | 11002 | 11036 | 13440 | 16116 | 17060 | 17139 | 18467 | 18544 | 18305 | 18868 | 19643 | 22956 | 22449 | 27022 | 27352 | 27490 | 26594 | 29686 | 31738 | 32531 | 31837 | 31837
| Electric Engagement | Commercial | N/A | BioLPG boiler | Annual | uptake | 0 | 0 | 0 | 0 | 0 | 0 | 9 | 81 | 94 | 82 | 68 | 123 | 897 | 1037 | 986 | 845 | 753 | 583 | 621 | 365 | 458 | 500 | 630 | 418 | 266 | 161 | 119 | 119
| Electric Engagement | Commercial | N/A | Biomass boiler | Annual | uptake | 0 | 0 | 0 | 0 | 0 | 0 | 0 | 0 | 0 | 0 | 0 | 0 | 924 | 773 | 692 | 549 | 453 | 297 | 325 | 357 | 455 | 511 | 626 | 393 | 239 | 135 | 70 | 70
| Electric Engagement | Commercial | N/A | Biomass CHP | Annual | uptake | 6 | 16 | 130 | 3 | 1 | 1 | 1 | 0 | 0 | 0 | 0 | 0 | 551 | 726 | 692 | 623 | 563 | 798 | 837 | 1123 | 976 | 1054 | 1083 | 1682 | 2272 | 2374 | 2308 | 2308
| Electric Engagement | Commercial | N/A | Fossil fuel communal heating | Annual | uptake | 94 | 94 | 3249 | 3344 | 3085 | 2700 | 2488 | 2200 | 2167 | 1927 | 1681 | 1524 | 0 | 0 | 0 | 0 | 0 | 0 | 0 | 0 | 0 | 0 | 0 | 0 | 0 | 0 | 0 | 0
| Electric Engagement | Commercial | N/A | Low carbon district heating | Annual | uptake | 2900 | 3148 | 2996 | 3214 | 4593 | 4880 | 5185 | 6573 | 4579 | 4669 | 5030 | 6419 | 19151 | 19837 | 22266 | 22572 | 23507 | 22732 | 22229 | 18199 | 17579 | 16324 | 16441 | 14634 | 14801 | 14894 | 16440 | 16440
| Electric Engagement | Commercial | N/A | Electric resistive | Annual | uptake | 21839 | 20435 | 13874 | 14797 | 14717 | 15997 | 18185 | 21058 | 14518 | 10234 | 7568 | 5709 | 9453 | 9074 | 8350 | 7825 | 7090 | 5663 | 5990 | 6402 | 6606 | 6984 | 7262 | 6065 | 4393 | 3428 | 3140 | 3140
| Electric Engagement | Commercial | N/A | Electric storage | Annual | uptake | 299 | 300 | 301 | 301 | 302 | 303 | 303 | 300 | 301 | 295 | 291 | 291 | 6887 | 6597 | 6050 | 5683 | 5049 | 3765 | 4030 | 4311 | 4372 | 4641 | 4846 | 4210 | 3661 | 3370 | 3074 | 3074
| Electric Engagement | Commercial | N/A | Gas boiler | Annual | uptake | 26785 | 26695 | 23609 | 23341 | 16940 | 16137 | 15118 | 12624 | 15003 | 15535 | 16143 | 16700 | 0 | 0 | 0 | 0 | 0 | 0 | 0 | 0 | 0 | 0 | 0 | 0 | 0 | 0 | 0 | 0
| Electric Engagement | Commercial | N/A | GSHP | Annual | uptake | 1560 | 1566 | 1651 | 1629 | 1995 | 1976 | 1988 | 1990 | 1826 | 2000 | 2958 | 4193 | 7835 | 7638 | 7073 | 6734 | 6133 | 6495 | 6709 | 6437 | 6482 | 6745 | 7020 | 6361 | 6171 | 5860 | 5576 | 5576
| Electric Engagement | Commercial | N/A | Hybrid (ASHP + BioLPG boiler) | Annual | uptake | 3 | 8 | 140 | 512 | 608 | 635 | 957 | 938 | 1379 | 2354 | 2668 | 2725 | 1359 | 1299 | 1146 | 1016 | 994 | 1254 | 1141 | 1080 | 1211 | 1524 | 1556 | 1601 | 1990 | 2075 | 2074 | 2074
| Electric Engagement | Commercial | N/A | Hybrid (ASHP + Electric resistive) | Annual | uptake | 2176 | 3318 | 7345 | 8088 | 8481 | 8884 | 8915 | 7281 | 11144 | 11544 | 11482 | 10185 | 8556 | 8729 | 8762 | 9593 | 10138 | 11339 | 11499 | 10117 | 9891 | 9506 | 9222 | 10361 | 10110 | 9877 | 8898 | 8898
| Electric Engagement | Commercial | N/A | Oil boiler | Annual | uptake | 5199 | 5153 | 4408 | 3918 | 2633 | 1881 | 0 | 0 | 0 | 0 | 0 | 0 | 0 | 0 | 0 | 0 | 0 | 0 | 0 | 0 | 0 | 0 | 0 | 0 | 0 | 0 | 0 | 0
| Electric Engagement | Industrial | N/A | ASHP | Annual | uptake | 215 | 254 | 530 | 471 | 1071 | 1007 | 986 | 952 | 1127 | 1297 | 1325 | 1315 | 1459 | 1510 | 1531 | 1601 | 1682 | 1972 | 1932 | 2321 | 2343 | 2353 | 2268 | 2534 | 2697 | 2755 | 2685 | 2685
| Electric Engagement | Industrial | N/A | BioLPG boiler | Annual | uptake | 1 | 2 | 1 | 1 | 2 | 8 | 35 | 99 | 54 | 46 | 39 | 75 | 464 | 276 | 224 | 179 | 156 | 120 | 127 | 73 | 93 | 102 | 126 | 82 | 52 | 31 | 23 | 23
| Electric Engagement | Industrial | N/A | Biomass boiler | Annual | uptake | 0 | 0 | 0 | 0 | 0 | 0 | 0 | 0 | 0 | 0 | 0 | 0 | 0 | 92 | 84 | 67 | 57 | 39 | 45 | 51 | 67 | 76 | 95 | 60 | 37 | 22 | 11 | 11
| Electric Engagement | Industrial | N/A | Biomass CHP | Annual | uptake | 1 | 4 | 68 | 2 | 1 | 1 | 1 | 0 | 0 | 0 | 0 | 0 | 440 | 160 | 126 | 104 | 92 | 127 | 147 | 226 | 202 | 225 | 231 | 356 | 459 | 447 | 415 | 415
| Electric Engagement | Industrial | N/A | Fossil fuel communal heating | Annual | uptake | 12 | 12 | 423 | 120 | 64 | 40 | 29 | 21 | 17 | 13 | 10 | 8 | 0 | 0 | 0 | 0 | 0 | 0 | 0 | 0 | 0 | 0 | 0 | 0 | 0 | 0 | 0 | 0
| Electric Engagement | Industrial | N/A | Low carbon district heating | Annual | uptake | 154 | 168 | 169 | 203 | 324 | 355 | 373 | 470 | 315 | 323 | 350 | 452 | 1362 | 1450 | 1669 | 1785 | 1915 | 1871 | 1840 | 1525 | 1515 | 1441 | 1487 | 1357 | 1404 | 1443 | 1614 | 1614
| Electric Engagement | Industrial | N/A | Electric resistive | Annual | uptake | 3268 | 3030 | 2038 | 2186 | 2188 | 2399 | 2755 | 3215 | 2216 | 1590 | 1202 | 920 | 1539 | 1476 | 1359 | 1275 | 1161 | 935 | 971 | 1015 | 1016 | 1037 | 1041 | 848 | 573 | 412 | 354 | 354
| Electric Engagement | Industrial | N/A | Electric storage | Annual | uptake | 38 | 37 | 35 | 34 | 33 | 32 | 31 | 30 | 30 | 29 | 28 | 27 | 633 | 715 | 661 | 604 | 529 | 394 | 424 | 457 | 467 | 504 | 537 | 475 | 421 | 391 | 356 | 356
| Electric Engagement | Industrial | N/A | Gas boiler | Annual | uptake | 2447 | 2425 | 2133 | 2117 | 1543 | 1489 | 1416 | 1205 | 1467 | 1549 | 1641 | 1728 | 0 | 0 | 0 | 0 | 0 | 0 | 0 | 0 | 0 | 0 | 0 | 0 | 0 | 0 | 0 | 0
| Electric Engagement | Industrial | N/A | GSHP | Annual | uptake | 165 | 160 | 165 | 163 | 198 | 193 | 192 | 192 | 177 | 194 | 287 | 394 | 696 | 710 | 668 | 634 | 577 | 614 | 638 | 616 | 626 | 661 | 700 | 643 | 634 | 607 | 578 | 578
| Electric Engagement | Industrial | N/A | Hybrid (ASHP + BioLPG boiler) | Annual | uptake | 27 | 64 | 590 | 141 | 153 | 146 | 193 | 151 | 190 | 278 | 270 | 259 | 135 | 132 | 120 | 109 | 110 | 143 | 131 | 125 | 143 | 183 | 191 | 198 | 252 | 272 | 281 | 281
| Electric Engagement | Industrial | N/A | Hybrid (ASHP + Electric resistive) | Annual | uptake | 654 | 858 | 1599 | 1375 | 1239 | 1154 | 1039 | 785 | 1157 | 1123 | 1100 | 1013 | 879 | 911 | 924 | 1020 | 1083 | 1225 | 1259 | 1121 | 1114 | 1096 | 1087 | 1235 | 1240 | 1249 | 1152 | 1152
| Electric Engagement | Industrial | N/A | Oil boiler | Annual | uptake | 693 | 689 | 591 | 514 | 339 | 239 | 0 | 0 | 0 | 0 | 0 | 0 | 0 | 0 | 0 | 0 | 0 | 0 | 0 | 0 | 0 | 0 | 0 | 0 | 0 | 0 | 0 | 0
| Hydrogen Evolution | Residential | N/A | ASHP | Annual | uptake | 43011 | 67245 | 95750 | 137622 | 349432 | 501070 | 683998 | 717058 | 719461 | 675003 | 747301 | 759562 | 433690 | 434305 | 436095 | 438685 | 461009 | 481657 | 514627 | 706454 | 838851 | 988470 | 1005697 | 993720 | 933382 | 990665 | 1001291 | 1001291
| Hydrogen Evolution | Residential | N/A | BioLPG boiler | Annual | uptake | 148 | 205 | 900 | 2552 | 5759 | 10607 | 31020 | 34876 | 23161 | 15260 | 12887 | 10613 | 11918 | 9651 | 7318 | 4691 | 3328 | 3520 | 5073 | 6607 | 11249 | 30129 | 34376 | 22908 | 15062 | 12709 | 10472 | 10472
| Hydrogen Evolution | Residential | N/A | Biomass boiler | Annual | uptake | 2241 | 2420 | 2374 | 2334 | 2288 | 2247 | 5831 | 3711 | 4135 | 4227 | 3257 | 2587 | 10841 | 11086 | 11343 | 11628 | 11836 | 11603 | 11430 | 10523 | 9932 | 4853 | 3253 | 3674 | 3782 | 2950 | 2381 | 2381
| Hydrogen Evolution | Residential | N/A | Fossil fuel communal heating | Annual | uptake | 52692 | 52662 | 34941 | 28130 | 21523 | 21231 | 14764 | 13099 | 10378 | 8699 | 8333 | 8321 | 0 | 0 | 0 | 0 | 0 | 0 | 0 | 0 | 0 | 0 | 0 | 0 | 0 | 0 | 0 | 0
| Hydrogen Evolution | Residential | N/A | Low carbon district heating | Annual | uptake | 38613 | 40199 | 44721 | 46466 | 52740 | 52814 | 57620 | 58706 | 63238 | 69573 | 71182 | 76565 | 317856 | 324442 | 330641 | 339132 | 346878 | 352412 | 322438 | 305402 | 283864 | 252039 | 232945 | 239969 | 229391 | 214297 | 217006 | 217006
| Hydrogen Evolution | Residential | N/A | Electric resistive | Annual | uptake | 67717 | 41887 | 35227 | 37603 | 15200 | 15223 | 10971 | 9805 | 9125 | 8682 | 8266 | 8042 | 154898 | 149295 | 145075 | 142429 | 114000 | 99284 | 110818 | 103668 | 93556 | 70306 | 61532 | 56570 | 46976 | 38469 | 37727 | 37727
| Hydrogen Evolution | Residential | N/A | Electric storage | Annual | uptake | 108480 | 107725 | 106880 | 106344 | 104173 | 104055 | 103965 | 103837 | 100362 | 96127 | 90436 | 82816 | 248021 | 248049 | 247650 | 248984 | 246740 | 239555 | 258742 | 248826 | 229905 | 203228 | 187776 | 172019 | 152315 | 133432 | 126207 | 126207
| Hydrogen Evolution | Residential | N/A | Gas boiler | Annual | uptake | 1710211 | 1709191 | 1697844 | 1660956 | 1467497 | 1315272 | 1119872 | 984206 | 808497 | 685790 | 572204 | 558561 | 0 | 0 | 0 | 0 | 0 | 0 | 0 | 0 | 0 | 0 | 0 | 0 | 0 | 0 | 0 | 0
| Hydrogen Evolution | Residential | N/A | GSHP | Annual | uptake | 5943 | 6331 | 7981 | 8339 | 16287 | 16125 | 16323 | 15335 | 15042 | 14948 | 15207 | 15655 | 204314 | 204989 | 205296 | 207636 | 205434 | 202005 | 212422 | 197643 | 178568 | 150834 | 136270 | 119845 | 111914 | 97123 | 95702 | 95702
| Hydrogen Evolution | Residential | N/A | Hybrid (ASHP + BioLPG boiler) | Annual | uptake | 638 | 1694 | 2741 | 2290 | 1778 | 1500 | 7082 | 5761 | 13681 | 20780 | 22500 | 23699 | 20410 | 20900 | 21669 | 22213 | 22449 | 21049 | 19525 | 14130 | 13119 | 8763 | 7295 | 14919 | 21831 | 23519 | 24713 | 24713
| Hydrogen Evolution | Residential | N/A | Hybrid (ASHP + Electric resistive) | Annual | uptake | 2975 | 11013 | 16346 | 17258 | 16411 | 18851 | 71946 | 176998 | 215459 | 366353 | 365100 | 360574 | 226916 | 227362 | 228123 | 229777 | 234208 | 228377 | 222604 | 210938 | 194273 | 213754 | 302900 | 323684 | 458046 | 441776 | 435405 | 435405
| Hydrogen Evolution | Residential | N/A | Hybrid (ASHP + Hydrogen boiler) | Annual | uptake | 0 | 0 | 0 | 0 | 0 | 0 | 0 | 0 | 3572 | 25549 | 79090 | 87388 | 205912 | 206046 | 205873 | 207137 | 204632 | 195444 | 189038 | 181407 | 163208 | 138189 | 122763 | 107215 | 93638 | 92826 | 95978 | 95978
| Hydrogen Evolution | Residential | N/A | Hydrogen boiler | Annual | uptake | 0 | 0 | 0 | 0 | 0 | 0 | 0 | 0 | 137281 | 132403 | 127630 | 129009 | 485310 | 483926 | 480611 | 467305 | 468514 | 488607 | 456472 | 330002 | 299313 | 255661 | 223627 | 264563 | 260792 | 278941 | 279576 | 279576
| Hydrogen Evolution | Residential | N/A | Oil boiler | Annual | uptake | 90725 | 82818 | 77686 | 73499 | 70305 | 64398 | 0 | 0 | 0 | 0 | 0 | 0 | 0 | 0 | 0 | 0 | 0 | 0 | 0 | 0 | 0 | 0 | 0 | 0 | 0 | 0 | 0 | 0
| Hydrogen Evolution | Commercial | N/A | ASHP | Annual | uptake | 2664 | 2764 | 5146 | 4786 | 10831 | 10896 | 11558 | 11586 | 12021 | 14013 | 14538 | 14451 | 16510 | 16678 | 17311 | 17776 | 18728 | 22299 | 21906 | 26882 | 26802 | 27490 | 26702 | 27370 | 28346 | 28659 | 28102 | 28102
| Hydrogen Evolution | Commercial | N/A | BioLPG boiler | Annual | uptake | 0 | 0 | 0 | 0 | 0 | 0 | 12 | 97 | 97 | 84 | 71 | 117 | 918 | 1057 | 1044 | 969 | 864 | 690 | 765 | 442 | 493 | 500 | 624 | 422 | 276 | 203 | 180 | 180
| Hydrogen Evolution | Commercial | N/A | Biomass boiler | Annual | uptake | 0 | 0 | 0 | 0 | 0 | 0 | 0 | 0 | 0 | 0 | 0 | 0 | 875 | 732 | 678 | 599 | 481 | 310 | 375 | 421 | 474 | 492 | 587 | 382 | 230 | 147 | 75 | 75
| Hydrogen Evolution | Commercial | N/A | Biomass CHP | Annual | uptake | 6 | 16 | 103 | 3 | 2 | 1 | 1 | 1 | 0 | 0 | 0 | 0 | 541 | 718 | 721 | 717 | 646 | 833 | 908 | 1160 | 1049 | 1029 | 1029 | 1568 | 2109 | 2257 | 2118 | 2118
| Hydrogen Evolution | Commercial | N/A | Fossil fuel communal heating | Annual | uptake | 94 | 94 | 3158 | 3198 | 2899 | 2554 | 2389 | 2256 | 1846 | 1630 | 1426 | 1263 | 0 | 0 | 0 | 0 | 0 | 0 | 0 | 0 | 0 | 0 | 0 | 0 | 0 | 0 | 0 | 0
| Hydrogen Evolution | Commercial | N/A | Low carbon district heating | Annual | uptake | 2900 | 3148 | 2966 | 2709 | 3454 | 3389 | 3546 | 3472 | 4163 | 4249 | 4525 | 5552 | 11230 | 11479 | 11373 | 11494 | 11512 | 10612 | 10320 | 10422 | 10515 | 10600 | 10736 | 10620 | 10241 | 10300 | 11333 | 11333
| Hydrogen Evolution | Commercial | N/A | Electric resistive | Annual | uptake | 21839 | 20435 | 13902 | 14851 | 14773 | 16104 | 18346 | 21163 | 14036 | 8877 | 6101 | 4423 | 7976 | 7729 | 7370 | 7042 | 6515 | 5548 | 5717 | 5923 | 6176 | 6278 | 6601 | 5177 | 3562 | 2589 | 2442 | 2442
| Hydrogen Evolution | Commercial | N/A | Electric storage | Annual | uptake | 299 | 300 | 301 | 301 | 302 | 303 | 312 | 302 | 219 | 213 | 209 | 209 | 5191 | 5033 | 4815 | 4638 | 4243 | 3449 | 3615 | 3718 | 3873 | 3895 | 4163 | 3240 | 2754 | 2477 | 2302 | 2302
| Hydrogen Evolution | Commercial | N/A | Gas boiler | Annual | uptake | 26785 | 26695 | 23740 | 23524 | 17182 | 16549 | 15676 | 14311 | 13575 | 14014 | 14502 | 14965 | 0 | 0 | 0 | 0 | 0 | 0 | 0 | 0 | 0 | 0 | 0 | 0 | 0 | 0 | 0 | 0
| Hydrogen Evolution | Commercial | N/A | GSHP | Annual | uptake | 1560 | 1566 | 1659 | 1655 | 2002 | 1978 | 1999 | 1998 | 1734 | 1957 | 2687 | 3582 | 6019 | 5910 | 5693 | 5543 | 5183 | 6053 | 6168 | 5827 | 5971 | 5986 | 6329 | 5437 | 5292 | 4992 | 4879 | 4879
| Hydrogen Evolution | Commercial | N/A | Hybrid (ASHP + BioLPG boiler) | Annual | uptake | 3 | 8 | 140 | 508 | 610 | 638 | 1050 | 1009 | 1243 | 2125 | 2375 | 2398 | 1210 | 1210 | 1122 | 1113 | 1076 | 1371 | 1238 | 1203 | 1262 | 1625 | 1607 | 1478 | 1848 | 1923 | 1956 | 1956
| Hydrogen Evolution | Commercial | N/A | Hybrid (ASHP + Electric resistive) | Annual | uptake | 2176 | 3318 | 7376 | 8266 | 8806 | 9086 | 9202 | 7827 | 9975 | 9653 | 9176 | 7809 | 6589 | 6890 | 7789 | 8513 | 9396 | 10725 | 10756 | 9867 | 9530 | 9030 | 8819 | 8691 | 8158 | 7928 | 7078 | 7078
| Hydrogen Evolution | Commercial | N/A | Hybrid (ASHP + Hydrogen boiler) | Annual | uptake | 0 | 0 | 0 | 0 | 0 | 0 | 0 | 0 | 2900 | 4929 | 5678 | 5769 | 5697 | 5741 | 5580 | 5801 | 6444 | 6448 | 6315 | 4946 | 4557 | 4156 | 3775 | 4272 | 4262 | 4416 | 4580 | 4580
| Hydrogen Evolution | Commercial | N/A | Hydrogen boiler | Annual | uptake | 0 | 0 | 0 | 0 | 0 | 0 | 0 | 0 | 3186 | 2965 | 3617 | 4379 | 10763 | 10695 | 10480 | 9818 | 8996 | 7311 | 7514 | 4525 | 4639 | 4238 | 4391 | 6894 | 8571 | 9013 | 9050 | 9050
| Hydrogen Evolution | Commercial | N/A | Oil boiler | Annual | uptake | 5199 | 5153 | 4386 | 4028 | 3115 | 2577 | 0 | 0 | 0 | 0 | 0 | 0 | 0 | 0 | 0 | 0 | 0 | 0 | 0 | 0 | 0 | 0 | 0 | 0 | 0 | 0 | 0 | 0
| Hydrogen Evolution | Industrial | N/A | ASHP | Annual | uptake | 215 | 254 | 528 | 478 | 1088 | 1023 | 1037 | 993 | 996 | 1119 | 1129 | 1114 | 1302 | 1339 | 1417 | 1472 | 1561 | 1854 | 1825 | 2247 | 2235 | 2285 | 2211 | 2267 | 2340 | 2362 | 2303 | 2303
| Hydrogen Evolution | Industrial | N/A | BioLPG boiler | Annual | uptake | 1 | 2 | 1 | 1 | 2 | 9 | 36 | 95 | 49 | 41 | 35 | 61 | 430 | 254 | 204 | 173 | 147 | 114 | 123 | 69 | 78 | 80 | 100 | 66 | 43 | 32 | 28 | 28
| Hydrogen Evolution | Industrial | N/A | Biomass boiler | Annual | uptake | 0 | 0 | 0 | 0 | 0 | 0 | 0 | 0 | 0 | 0 | 0 | 0 | 0 | 103 | 94 | 84 | 68 | 45 | 55 | 63 | 71 | 75 | 91 | 60 | 37 | 24 | 13 | 13
| Hydrogen Evolution | Industrial | N/A | Biomass CHP | Annual | uptake | 1 | 4 | 77 | 2 | 1 | 1 | 1 | 0 | 0 | 0 | 0 | 0 | 417 | 175 | 149 | 140 | 124 | 161 | 198 | 285 | 264 | 265 | 266 | 405 | 527 | 537 | 485 | 485
| Hydrogen Evolution | Industrial | N/A | Fossil fuel communal heating | Annual | uptake | 12 | 12 | 386 | 117 | 63 | 40 | 29 | 23 | 16 | 12 | 9 | 7 | 0 | 0 | 0 | 0 | 0 | 0 | 0 | 0 | 0 | 0 | 0 | 0 | 0 | 0 | 0 | 0
| Hydrogen Evolution | Industrial | N/A | Low carbon district heating | Annual | uptake | 154 | 168 | 166 | 170 | 224 | 227 | 241 | 241 | 294 | 299 | 318 | 393 | 799 | 840 | 847 | 871 | 882 | 815 | 792 | 801 | 812 | 824 | 844 | 849 | 830 | 842 | 930 | 930
| Hydrogen Evolution | Industrial | N/A | Electric resistive | Annual | uptake | 3268 | 3030 | 2042 | 2194 | 2197 | 2417 | 2782 | 3233 | 2143 | 1379 | 970 | 714 | 1300 | 1259 | 1202 | 1153 | 1074 | 921 | 928 | 935 | 941 | 917 | 925 | 706 | 449 | 296 | 261 | 261
| Hydrogen Evolution | Industrial | N/A | Electric storage | Annual | uptake | 38 | 37 | 35 | 34 | 33 | 32 | 32 | 30 | 22 | 21 | 20 | 19 | 475 | 519 | 496 | 477 | 434 | 344 | 356 | 364 | 382 | 388 | 425 | 342 | 299 | 274 | 256 | 256
| Hydrogen Evolution | Industrial | N/A | Gas boiler | Annual | uptake | 2447 | 2425 | 2145 | 2133 | 1565 | 1526 | 1467 | 1363 | 1319 | 1383 | 1452 | 1520 | 0 | 0 | 0 | 0 | 0 | 0 | 0 | 0 | 0 | 0 | 0 | 0 | 0 | 0 | 0 | 0
| Hydrogen Evolution | Industrial | N/A | GSHP | Annual | uptake | 165 | 160 | 165 | 166 | 199 | 193 | 194 | 194 | 168 | 190 | 260 | 336 | 539 | 543 | 525 | 513 | 481 | 557 | 566 | 533 | 551 | 557 | 598 | 525 | 521 | 497 | 489 | 489
| Hydrogen Evolution | Industrial | N/A | Hybrid (ASHP + BioLPG boiler) | Annual | uptake | 27 | 64 | 591 | 143 | 160 | 152 | 218 | 162 | 169 | 255 | 249 | 239 | 126 | 130 | 123 | 125 | 123 | 158 | 144 | 140 | 148 | 193 | 195 | 181 | 230 | 246 | 254 | 254
| Hydrogen Evolution | Industrial | N/A | Hybrid (ASHP + Electric resistive) | Annual | uptake | 654 | 858 | 1599 | 1405 | 1292 | 1179 | 1071 | 844 | 1030 | 936 | 881 | 777 | 672 | 710 | 812 | 891 | 988 | 1126 | 1141 | 1053 | 1034 | 1004 | 1003 | 1004 | 976 | 980 | 896 | 896
| Hydrogen Evolution | Industrial | N/A | Hybrid (ASHP + Hydrogen boiler) | Annual | uptake | 0 | 0 | 0 | 0 | 0 | 0 | 0 | 0 | 0 | 385 | 400 | 423 | 480 | 513 | 530 | 574 | 652 | 716 | 735 | 606 | 591 | 569 | 539 | 607 | 613 | 659 | 708 | 708
| Hydrogen Evolution | Industrial | N/A | Hydrogen boiler | Annual | uptake | 0 | 0 | 0 | 0 | 0 | 0 | 0 | 0 | 0 | 470 | 573 | 677 | 1627 | 1432 | 1312 | 1190 | 1069 | 853 | 856 | 505 | 515 | 469 | 486 | 767 | 953 | 983 | 968 | 968
| Hydrogen Evolution | Industrial | N/A | Oil boiler | Annual | uptake | 693 | 689 | 588 | 529 | 402 | 327 | 0 | 0 | 0 | 0 | 0 | 0 | 0 | 0 | 0 | 0 | 0 | 0 | 0 | 0 | 0 | 0 | 0 | 0 | 0 | 0 | 0 | 0
| Falling Behind | Residential | N/A | ASHP | Annual | uptake | 43011 | 67245 | 77814 | 86340 | 192962 | 221878 | 227480 | 229033 | 386463 | 442865 | 443469 | 450626 | 356676 | 374127 | 397069 | 414664 | 450407 | 479578 | 476135 | 557494 | 554410 | 548597 | 542779 | 611357 | 636914 | 636956 | 637502 | 637502
| Falling Behind | Residential | N/A | BioLPG boiler | Annual | uptake | 148 | 205 | 138 | 182 | 465 | 1057 | 3776 | 11392 | 9351 | 7329 | 5501 | 4043 | 818 | 857 | 906 | 952 | 986 | 1000 | 995 | 349 | 950 | 3677 | 11056 | 9116 | 7194 | 5403 | 3887 | 3887
| Falling Behind | Residential | N/A | Biomass boiler | Annual | uptake | 2241 | 2420 | 2333 | 2281 | 2238 | 2203 | 2180 | 2158 | 2139 | 2110 | 2063 | 2034 | 1460 | 1516 | 1575 | 1628 | 1699 | 1772 | 1602 | 1349 | 1300 | 1269 | 1264 | 1262 | 1257 | 1247 | 1237 | 1237
| Falling Behind | Residential | N/A | Fossil fuel communal heating | Annual | uptake | 52692 | 52662 | 52609 | 46124 | 43677 | 24638 | 23692 | 23505 | 19986 | 19428 | 19372 | 19174 | 27082 | 25040 | 22933 | 20364 | 17524 | 17008 | 16012 | 16370 | 15927 | 16610 | 16898 | 16855 | 16895 | 16997 | 17068 | 17068
| Falling Behind | Residential | N/A | Low carbon district heating | Annual | uptake | 38613 | 40199 | 42386 | 44866 | 45376 | 45868 | 46494 | 44382 | 51882 | 54421 | 58570 | 64264 | 93837 | 107058 | 129430 | 179141 | 255345 | 308320 | 306863 | 296848 | 295233 | 287418 | 273171 | 283730 | 291646 | 300279 | 308985 | 308985
| Falling Behind | Residential | N/A | Electric resistive | Annual | uptake | 67717 | 41887 | 31599 | 32720 | 18350 | 19615 | 23743 | 26608 | 27099 | 27648 | 28194 | 28859 | 66508 | 70816 | 80128 | 115020 | 210806 | 443402 | 400651 | 336834 | 284026 | 239961 | 204894 | 178587 | 178897 | 186621 | 189401 | 189401
| Falling Behind | Residential | N/A | Electric storage | Annual | uptake | 108480 | 107725 | 107046 | 104713 | 102352 | 102028 | 101686 | 104825 | 105735 | 106641 | 107396 | 108228 | 127631 | 128409 | 129336 | 130890 | 130176 | 127307 | 128193 | 107527 | 107415 | 107403 | 108673 | 105112 | 107265 | 109335 | 112841 | 112841
| Falling Behind | Residential | N/A | Gas boiler | Annual | uptake | 1710211 | 1709191 | 1708425 | 1708328 | 1623223 | 1613222 | 1606632 | 1599001 | 1429780 | 1369835 | 1363275 | 1352243 | 1490220 | 1459075 | 1411298 | 1313798 | 1119730 | 817579 | 866579 | 926593 | 984827 | 1040365 | 1087722 | 1048183 | 1015420 | 1000964 | 987613 | 987613
| Falling Behind | Residential | N/A | GSHP | Annual | uptake | 5943 | 6331 | 6468 | 6340 | 8192 | 8111 | 8018 | 8064 | 14219 | 14234 | 14225 | 14210 | 42933 | 41575 | 40861 | 40517 | 40036 | 44582 | 45008 | 24256 | 24451 | 24888 | 25073 | 18682 | 20523 | 20465 | 20366 | 20366
| Falling Behind | Residential | N/A | Hybrid (ASHP + BioLPG boiler) | Annual | uptake | 638 | 1694 | 2182 | 1883 | 1355 | 1206 | 1011 | 859 | 814 | 775 | 741 | 705 | 4928 | 5197 | 5597 | 5863 | 6386 | 6799 | 6468 | 1785 | 1602 | 1356 | 1153 | 1076 | 1009 | 948 | 884 | 884
| Falling Behind | Residential | N/A | Hybrid (ASHP + Electric resistive) | Annual | uptake | 2975 | 11013 | 14827 | 14739 | 10564 | 11133 | 9419 | 8202 | 8868 | 9824 | 13182 | 15140 | 40980 | 40449 | 40175 | 40117 | 39768 | 40762 | 39855 | 17198 | 16373 | 15625 | 15934 | 8649 | 7785 | 5945 | 5743 | 5743
| Falling Behind | Residential | N/A | Oil boiler | Annual | uptake | 90725 | 82818 | 77564 | 74877 | 74636 | 72434 | 69262 | 65363 | 67058 | 68283 | 67403 | 63865 | 67493 | 66346 | 60813 | 56997 | 46647 | 36438 | 36415 | 36663 | 37003 | 36881 | 35575 | 35301 | 34942 | 34516 | 34071 | 34071
| Falling Behind | Commercial | N/A | ASHP | Annual | uptake | 2664 | 2764 | 4061 | 3245 | 6082 | 6146 | 6405 | 6620 | 6712 | 7123 | 12101 | 14086 | 13080 | 13247 | 13385 | 13800 | 14249 | 18125 | 16776 | 17790 | 16843 | 16551 | 16491 | 16651 | 18359 | 24343 | 27054 | 27054
| Falling Behind | Commercial | N/A | BioLPG boiler | Annual | uptake | 0 | 0 | 0 | 0 | 0 | 0 | 0 | 13 | 22 | 23 | 22 | 21 | 159 | 330 | 350 | 335 | 322 | 287 | 275 | 140 | 140 | 151 | 162 | 162 | 178 | 90 | 93 | 93
| Falling Behind | Commercial | N/A | Biomass boiler | Annual | uptake | 0 | 0 | 0 | 0 | 0 | 0 | 0 | 0 | 0 | 0 | 0 | 0 | 23 | 25 | 27 | 24 | 22 | 22 | 13 | 10 | 8 | 7 | 7 | 7 | 21 | 63 | 68 | 68
| Falling Behind | Commercial | N/A | Biomass CHP | Annual | uptake | 6 | 16 | 38 | 13 | 4 | 1 | 1 | 0 | 0 | 0 | 0 | 0 | 27 | 53 | 99 | 130 | 151 | 240 | 279 | 232 | 174 | 128 | 145 | 167 | 335 | 450 | 589 | 589
| Falling Behind | Commercial | N/A | Fossil fuel communal heating | Annual | uptake | 94 | 94 | 2110 | 2165 | 2216 | 2261 | 2352 | 2396 | 1871 | 1482 | 1173 | 828 | 1399 | 1268 | 1764 | 2503 | 2632 | 3220 | 2290 | 1516 | 800 | 910 | 869 | 571 | 545 | 488 | 437 | 437
| Falling Behind | Commercial | N/A | Low carbon district heating | Annual | uptake | 2900 | 3148 | 3112 | 3042 | 3685 | 3788 | 4089 | 4261 | 4367 | 4620 | 5840 | 7577 | 7481 | 7740 | 7721 | 8082 | 8874 | 9236 | 9385 | 9201 | 9366 | 9385 | 9479 | 9517 | 9946 | 10673 | 12926 | 12926
| Falling Behind | Commercial | N/A | Electric resistive | Annual | uptake | 21839 | 20435 | 15334 | 17645 | 19155 | 21016 | 22114 | 22308 | 21905 | 18718 | 15311 | 10379 | 24349 | 23623 | 22392 | 20744 | 19294 | 13307 | 15753 | 18736 | 21046 | 22336 | 22618 | 22085 | 18197 | 11763 | 4931 | 4931
| Falling Behind | Commercial | N/A | Electric storage | Annual | uptake | 299 | 300 | 391 | 397 | 400 | 401 | 402 | 402 | 403 | 402 | 381 | 345 | 1257 | 1225 | 1069 | 877 | 720 | 659 | 648 | 629 | 645 | 597 | 561 | 560 | 583 | 840 | 862 | 862
| Falling Behind | Commercial | N/A | Gas boiler | Annual | uptake | 26785 | 26695 | 25068 | 25010 | 22727 | 22665 | 22549 | 22469 | 22946 | 23301 | 19680 | 19985 | 17350 | 17708 | 18502 | 18384 | 18343 | 17128 | 17757 | 17501 | 17929 | 18223 | 18467 | 18906 | 19129 | 17334 | 17668 | 17668
| Falling Behind | Commercial | N/A | GSHP | Annual | uptake | 1560 | 1566 | 1604 | 1576 | 1704 | 1706 | 1710 | 1711 | 1713 | 1714 | 1815 | 1965 | 2223 | 2159 | 2015 | 1860 | 1751 | 3348 | 3300 | 2866 | 2849 | 2791 | 2770 | 2741 | 2890 | 3095 | 3142 | 3142
| Falling Behind | Commercial | N/A | Hybrid (ASHP + BioLPG boiler) | Annual | uptake | 3 | 8 | 110 | 171 | 223 | 351 | 494 | 579 | 608 | 682 | 1105 | 1777 | 359 | 428 | 434 | 445 | 469 | 656 | 528 | 402 | 505 | 613 | 685 | 703 | 755 | 1198 | 1937 | 1937
| Falling Behind | Commercial | N/A | Hybrid (ASHP + Electric resistive) | Annual | uptake | 2176 | 3318 | 6291 | 5888 | 4076 | 2633 | 1648 | 1497 | 1706 | 4207 | 5041 | 5778 | 2347 | 2519 | 2683 | 3428 | 3784 | 6545 | 5606 | 3732 | 2801 | 2027 | 1878 | 2000 | 3432 | 4459 | 5422 | 5422
| Falling Behind | Commercial | N/A | Oil boiler | Annual | uptake | 5199 | 5153 | 5355 | 5040 | 4018 | 3286 | 2505 | 2016 | 2035 | 2057 | 2091 | 2120 | 3624 | 3591 | 3637 | 3655 | 3789 | 3632 | 3580 | 3152 | 2608 | 1916 | 1488 | 1517 | 1545 | 1578 | 1602 | 1602
| Falling Behind | Industrial | N/A | ASHP | Annual | uptake | 215 | 254 | 391 | 309 | 596 | 585 | 581 | 574 | 560 | 577 | 975 | 1106 | 1024 | 1007 | 995 | 1012 | 1035 | 1307 | 1191 | 1248 | 1176 | 1159 | 1158 | 1172 | 1296 | 1712 | 1891 | 1891
| Falling Behind | Industrial | N/A | BioLPG boiler | Annual | uptake | 1 | 2 | 1 | 1 | 2 | 4 | 17 | 63 | 49 | 46 | 44 | 43 | 330 | 158 | 106 | 83 | 76 | 66 | 61 | 30 | 30 | 32 | 33 | 31 | 33 | 15 | 15 | 15
| Falling Behind | Industrial | N/A | Biomass boiler | Annual | uptake | 0 | 0 | 0 | 0 | 0 | 0 | 0 | 0 | 0 | 0 | 0 | 0 | 0 | 0 | 1 | 2 | 3 | 4 | 2 | 2 | 1 | 1 | 1 | 1 | 5 | 14 | 13 | 13
| Falling Behind | Industrial | N/A | Biomass CHP | Annual | uptake | 1 | 4 | 219 | 35 | 10 | 3 | 2 | 1 | 1 | 1 | 1 | 1 | 78 | 96 | 121 | 114 | 105 | 130 | 136 | 101 | 79 | 59 | 67 | 76 | 154 | 189 | 218 | 218
| Falling Behind | Industrial | N/A | Fossil fuel communal heating | Annual | uptake | 12 | 12 | 32 | 28 | 25 | 22 | 21 | 19 | 13 | 10 | 7 | 5 | 8 | 7 | 10 | 13 | 14 | 21 | 19 | 15 | 8 | 9 | 9 | 6 | 6 | 5 | 5 | 5
| Falling Behind | Industrial | N/A | Low carbon district heating | Annual | uptake | 154 | 168 | 181 | 189 | 245 | 259 | 284 | 297 | 304 | 320 | 404 | 532 | 544 | 536 | 514 | 527 | 572 | 592 | 598 | 578 | 579 | 571 | 570 | 566 | 587 | 628 | 760 | 760
| Falling Behind | Industrial | N/A | Electric resistive | Annual | uptake | 3268 | 3030 | 2285 | 2658 | 2907 | 3200 | 3364 | 3392 | 3331 | 2841 | 2336 | 1598 | 3768 | 3694 | 3538 | 3305 | 3090 | 2142 | 2543 | 3034 | 3408 | 3614 | 3655 | 3564 | 2933 | 1895 | 800 | 800
| Falling Behind | Industrial | N/A | Electric storage | Annual | uptake | 38 | 37 | 49 | 48 | 48 | 47 | 47 | 46 | 46 | 45 | 42 | 38 | 138 | 108 | 78 | 57 | 45 | 41 | 39 | 36 | 35 | 31 | 27 | 26 | 26 | 36 | 36 | 36
| Falling Behind | Industrial | N/A | Gas boiler | Annual | uptake | 2447 | 2425 | 2334 | 2328 | 2115 | 2115 | 2110 | 2109 | 2160 | 2198 | 1857 | 1894 | 1650 | 1725 | 1844 | 1869 | 1902 | 1808 | 1912 | 1921 | 1998 | 2060 | 2114 | 2190 | 2242 | 2056 | 2112 | 2112
| Falling Behind | Industrial | N/A | GSHP | Annual | uptake | 165 | 160 | 160 | 157 | 167 | 166 | 165 | 164 | 164 | 163 | 172 | 186 | 212 | 192 | 169 | 150 | 139 | 263 | 256 | 219 | 216 | 210 | 207 | 204 | 214 | 229 | 232 | 232
| Falling Behind | Industrial | N/A | Hybrid (ASHP + BioLPG boiler) | Annual | uptake | 27 | 64 | 191 | 63 | 74 | 92 | 90 | 79 | 66 | 63 | 98 | 153 | 31 | 38 | 38 | 40 | 42 | 59 | 47 | 35 | 44 | 54 | 61 | 63 | 69 | 110 | 182 | 182
| Falling Behind | Industrial | N/A | Hybrid (ASHP + Electric resistive) | Annual | uptake | 654 | 858 | 1458 | 825 | 496 | 325 | 220 | 209 | 245 | 634 | 726 | 803 | 333 | 344 | 351 | 431 | 462 | 787 | 685 | 458 | 339 | 238 | 215 | 223 | 372 | 486 | 599 | 599
| Falling Behind | Industrial | N/A | Oil boiler | Annual | uptake | 693 | 689 | 681 | 622 | 481 | 384 | 288 | 229 | 230 | 231 | 233 | 235 | 399 | 370 | 348 | 322 | 306 | 264 | 244 | 201 | 154 | 105 | 75 | 70 | 65 | 59 | 53 | 53
| Ten Year Forecast | Residential | N/A | ASHP | Annual | uptake | 2023: 43011; 2024: 67245; 2025: 88803; 2026: 124514; 2027: 260873; 2028: 335634; 2029: 392654; 2030: 446081; 2031: 465050; 2032: 499958; 2033: 526252; 2034: 605903; 2035: 585575
| Ten Year Forecast | Residential | N/A | BioLPG boiler | Annual | uptake | 2023: 148; 2024: 205; 2025: 164; 2026: 215; 2027: 498; 2028: 1103; 2029: 3860; 2030: 12083; 2031: 9611; 2032: 7470; 2033: 5397; 2034: 3497; 2035: 1124
| Ten Year Forecast | Residential | N/A | Biomass boiler | Annual | uptake | 2023: 2241; 2024: 2420; 2025: 2161; 2026: 2146; 2027: 2141; 2028: 2142; 2029: 2154; 2030: 2155; 2031: 1942; 2032: 1938; 2033: 1931; 2034: 2060; 2035: 1594
| Ten Year Forecast | Residential | N/A | Fossil fuel communal heating | Annual | uptake | 2023: 52692; 2024: 52662; 2025: 36980; 2026: 29329; 2027: 22702; 2028: 21370; 2029: 19968; 2030: 20839; 2031: 20616; 2032: 20166; 2033: 18697; 2034: 15286; 2035: 85604
| Ten Year Forecast | Residential | N/A | Low carbon district heating | Annual | uptake | 2023: 38613; 2024: 40199; 2025: 51042; 2026: 50401; 2027: 56042; 2028: 56098; 2029: 56270; 2030: 55253; 2031: 60905; 2032: 66151; 2033: 73449; 2034: 76920; 2035: 82239
| Ten Year Forecast | Residential | N/A | Electric resistive | Annual | uptake | 2023: 67717; 2024: 41887; 2025: 34050; 2026: 30320; 2027: 9816; 2028: 15714; 2029: 23567; 2030: 31594; 2031: 27280; 2032: 22066; 2033: 16647; 2034: 11669; 2035: 20728
| Ten Year Forecast | Residential | N/A | Electric storage | Annual | uptake | 2023: 108480; 2024: 107725; 2025: 103557; 2026: 103346; 2027: 101015; 2028: 100704; 2029: 100478; 2030: 102473; 2031: 97336; 2032: 92365; 2033: 85387; 2034: 81862; 2035: 100644
| Ten Year Forecast | Residential | N/A | Gas boiler | Annual | uptake | 2023: 1710211; 2024: 1709191; 2025: 1703180; 2026: 1678277; 2027: 1560706; 2028: 1484318; 2029: 1424082; 2030: 1363806; 2031: 1351196; 2032: 1320070; 2033: 1299124; 2034: 1233102; 2035: 1309135
| Ten Year Forecast | Residential | N/A | GSHP | Annual | uptake | 2023: 5943; 2024: 6331; 2025: 6526; 2026: 6463; 2027: 14440; 2028: 14402; 2029: 14321; 2030: 14271; 2031: 14263; 2032: 14267; 2033: 14019; 2034: 14167; 2035: 45917
| Ten Year Forecast | Residential | N/A | Hybrid (ASHP + BioLPG boiler) | Annual | uptake | 2023: 638; 2024: 1694; 2025: 2386; 2026: 2109; 2027: 1618; 2028: 1259; 2029: 975; 2030: 762; 2031: 819; 2032: 871; 2033: 1342; 2034: 2000; 2035: 7056
| Ten Year Forecast | Residential | N/A | Hybrid (ASHP + Electric resistive) | Annual | uptake | 2023: 2975; 2024: 11013; 2025: 16117; 2026: 18334; 2027: 16149; 2028: 14386; 2029: 12202; 2030: 11475; 2031: 14892; 2032: 17126; 2033: 19880; 2034: 29946; 2035: 48674
| Ten Year Forecast | Residential | N/A | Oil boiler | Annual | uptake | 2023: 90725; 2024: 82818; 2025: 78426; 2026: 77939; 2027: 77392; 2028: 76262; 2029: 72861; 2030: 62601; 2031: 59483; 2032: 60946; 2033: 61269; 2034: 46982; 2035: 32315
| Ten Year Forecast | Commercial | N/A | ASHP | Annual | uptake | 2023: 2664; 2024: 2764; 2025: 4057; 2026: 3214; 2027: 6836; 2028: 7875; 2029: 7648; 2030: 7729; 2031: 8002; 2032: 11753; 2033: 16131; 2034: 16799; 2035: 14562
| Ten Year Forecast | Commercial | N/A | BioLPG boiler | Annual | uptake | 2023: 0; 2024: 0; 2025: 0; 2026: 0; 2027: 0; 2028: 0; 2029: 0; 2030: 12; 2031: 21; 2032: 21; 2033: 20; 2034: 19; 2035: 91
| Ten Year Forecast | Commercial | N/A | Biomass boiler | Annual | uptake | 2023: 0; 2024: 0; 2025: 0; 2026: 0; 2027: 0; 2028: 0; 2029: 0; 2030: 0; 2031: 0; 2032: 0; 2033: 0; 2034: 0; 2035: 29
| Ten Year Forecast | Commercial | N/A | Biomass CHP | Annual | uptake | 2023: 6; 2024: 16; 2025: 35; 2026: 13; 2027: 3; 2028: 1; 2029: 0; 2030: 0; 2031: 0; 2032: 0; 2033: 0; 2034: 0; 2035: 28
| Ten Year Forecast | Commercial | N/A | Fossil fuel communal heating | Annual | uptake | 2023: 94; 2024: 94; 2025: 2532; 2026: 2435; 2027: 2306; 2028: 1859; 2029: 1503; 2030: 1339; 2031: 1149; 2032: 1068; 2033: 971; 2034: 803; 2035: 1331
| Ten Year Forecast | Commercial | N/A | Low carbon district heating | Annual | uptake | 2023: 2900; 2024: 3148; 2025: 4045; 2026: 4080; 2027: 5142; 2028: 4890; 2029: 4830; 2030: 4805; 2031: 4949; 2032: 5245; 2033: 7556; 2034: 9374; 2035: 8194
| Ten Year Forecast | Commercial | N/A | Electric resistive | Annual | uptake | 2023: 21839; 2024: 20435; 2025: 15098; 2026: 17513; 2027: 18109; 2028: 18894; 2029: 21510; 2030: 22242; 2031: 19655; 2032: 11306; 2033: 5687; 2034: 3335; 2035: 22862
| Ten Year Forecast | Commercial | N/A | Electric storage | Annual | uptake | 2023: 299; 2024: 300; 2025: 390; 2026: 396; 2027: 399; 2028: 401; 2029: 402; 2030: 402; 2031: 402; 2032: 382; 2033: 334; 2034: 305; 2035: 1297
| Ten Year Forecast | Commercial | N/A | Gas boiler | Annual | uptake | 2023: 26785; 2024: 26695; 2025: 24587; 2026: 24657; 2027: 21607; 2028: 21421; 2029: 21329; 2030: 21362; 2031: 21805; 2032: 22133; 2033: 19524; 2034: 19779; 2035: 13840
| Ten Year Forecast | Commercial | N/A | GSHP | Annual | uptake | 2023: 1560; 2024: 1566; 2025: 1592; 2026: 1576; 2027: 1705; 2028: 1709; 2029: 1712; 2030: 1711; 2031: 1713; 2032: 1714; 2033: 1882; 2034: 2169; 2035: 2982
| Ten Year Forecast | Commercial | N/A | Hybrid (ASHP + BioLPG boiler) | Annual | uptake | 2023: 3; 2024: 8; 2025: 107; 2026: 180; 2027: 291; 2028: 595; 2029: 657; 2030: 717; 2031: 749; 2032: 1377; 2033: 2266; 2034: 2602; 2035: 550
| Ten Year Forecast | Commercial | N/A | Hybrid (ASHP + Electric resistive) | Annual | uptake | 2023: 2176; 2024: 3318; 2025: 6139; 2026: 5767; 2027: 4890; 2028: 4656; 2029: 3018; 2030: 2453; 2031: 4457; 2032: 8317; 2033: 9425; 2034: 8834; 2035: 4402
| Ten Year Forecast | Commercial | N/A | Oil boiler | Annual | uptake | 2023: 5199; 2024: 5153; 2025: 4998; 2026: 4421; 2027: 3066; 2028: 2019; 2029: 1606; 2030: 1401; 2031: 1405; 2032: 1416; 2033: 1427; 2034: 1420; 2035: 3539
| Ten Year Forecast | Industrial | N/A | ASHP | Annual | uptake | 2023: 215; 2024: 254; 2025: 390; 2026: 305; 2027: 665; 2028: 736; 2029: 705; 2030: 696; 2031: 705; 2032: 1019; 2033: 1339; 2034: 1347; 2035: 1205
| Ten Year Forecast | Industrial | N/A | BioLPG boiler | Annual | uptake | 2023: 1; 2024: 2; 2025: 1; 2026: 1; 2027: 2; 2028: 2; 2029: 13; 2030: 48; 2031: 36; 2032: 33; 2033: 31; 2034: 30; 2035: 144
| Ten Year Forecast | Industrial | N/A | Biomass boiler | Annual | uptake | 2023: 0; 2024: 0; 2025: 0; 2026: 0; 2027: 0; 2028: 0; 2029: 0; 2030: 0; 2031: 0; 2032: 0; 2033: 0; 2034: 0; 2035: 0
| Ten Year Forecast | Industrial | N/A | Biomass CHP | Annual | uptake | 2023: 1; 2024: 4; 2025: 207; 2026: 35; 2027: 10; 2028: 2; 2029: 1; 2030: 1; 2031: 1; 2032: 0; 2033: 0; 2034: 0; 2035: 83
| Ten Year Forecast | Industrial | N/A | Fossil fuel communal heating | Annual | uptake | 2023: 12; 2024: 12; 2025: 35; 2026: 29; 2027: 23; 2028: 17; 2029: 12; 2030: 10; 2031: 8; 2032: 7; 2033: 6; 2034: 4; 2035: 7
| Ten Year Forecast | Industrial | N/A | Low carbon district heating | Annual | uptake | 2023: 154; 2024: 168; 2025: 236; 2026: 273; 2027: 365; 2028: 349; 2029: 338; 2030: 331; 2031: 338; 2032: 356; 2033: 518; 2034: 654; 2035: 600
| Ten Year Forecast | Industrial | N/A | Electric resistive | Annual | uptake | 2023: 3268; 2024: 3030; 2025: 2250; 2026: 2640; 2027: 2750; 2028: 2888; 2029: 3304; 2030: 3413; 2031: 3016; 2032: 1741; 2033: 900; 2034: 544; 2035: 3756
| Ten Year Forecast | Industrial | N/A | Electric storage | Annual | uptake | 2023: 38; 2024: 37; 2025: 49; 2026: 48; 2027: 48; 2028: 47; 2029: 47; 2030: 46; 2031: 46; 2032: 43; 2033: 37; 2034: 34; 2035: 144
| Ten Year Forecast | Industrial | N/A | Gas boiler | Annual | uptake | 2023: 2447; 2024: 2425; 2025: 2295; 2026: 2304; 2027: 2020; 2028: 2010; 2029: 2010; 2030: 2023; 2031: 2074; 2032: 2111; 2033: 1866; 2034: 1899; 2035: 1334
| Ten Year Forecast | Industrial | N/A | GSHP | Annual | uptake | 2023: 165; 2024: 160; 2025: 159; 2026: 155; 2027: 165; 2028: 164; 2029: 163; 2030: 163; 2031: 162; 2032: 162; 2033: 177; 2034: 203; 2035: 277
| Ten Year Forecast | Industrial | N/A | Hybrid (ASHP + BioLPG boiler) | Annual | uptake | 2023: 27; 2024: 64; 2025: 188; 2026: 69; 2027: 95; 2028: 143; 2029: 119; 2030: 106; 2031: 95; 2032: 157; 2033: 231; 2034: 242; 2035: 56
| Ten Year Forecast | Industrial | N/A | Hybrid (ASHP + Electric resistive) | Annual | uptake | 2023: 654; 2024: 858; 2025: 1429; 2026: 799; 2027: 588; 2028: 539; 2029: 340; 2030: 282; 2031: 506; 2032: 932; 2033: 962; 2034: 899; 2035: 483
| Ten Year Forecast | Industrial | N/A | Oil boiler | Annual | uptake | 2023: 693; 2024: 689; 2025: 635; 2026: 546; 2027: 369; 2028: 240; 2029: 189; 2030: 163; 2031: 163; 2032: 163; 2033: 164; 2034: 161; 2035: 398
| Holistic Transition | Residential | N/A | ASHP | Cumulative Annual | stock | 273796 | 304370 | 359178 | 448897 | 562762 | 899407 | 1402358 | 2070328 | 2889769 | 3696165 | 4566235 | 5448217 | 6341010 | 6916858 | 7493436 | 8064839 | 8620929 | 9162201 | 9691293 | 10225338 | 10702051 | 11152982 | 11571185 | 11958293 | 12311611 | 12623780 | 12923454 | 13209035
| Holistic Transition | Residential | N/A | BioLPG boiler | Cumulative Annual | stock | 231 | 379 | 584 | 1485 | 4037 | 9796 | 20042 | 50112 | 81316 | 98049 | 110092 | 120391 | 127831 | 140730 | 151079 | 158743 | 163217 | 166058 | 168461 | 170682 | 171541 | 172034 | 170528 | 170089 | 169719 | 169411 | 169112 | 168865
| Holistic Transition | Residential | N/A | Biomass boiler | Cumulative Annual | stock | 52658 | 51079 | 49681 | 48227 | 46773 | 45300 | 43803 | 45975 | 45533 | 44336 | 42641 | 40915 | 39175 | 48409 | 57918 | 67576 | 77245 | 86623 | 95575 | 104404 | 112338 | 119674 | 118879 | 118608 | 118395 | 118222 | 118056 | 117889
| Holistic Transition | Residential | N/A | Fossil fuel communal heating | Cumulative Annual | stock | 719681 | 725583 | 731454 | 717291 | 698750 | 673362 | 647011 | 614957 | 580917 | 543151 | 504521 | 465813 | 426961 | 374218 | 321483 | 268765 | 216073 | 163412 | 130784 | 102535 | 81132 | 60693 | 45956 | 33206 | 24182 | 16021 | 7939 | 0
| Holistic Transition | Residential | N/A | Low carbon district heating | Cumulative Annual | stock | 138001 | 174151 | 211888 | 254150 | 297046 | 344989 | 391911 | 442212 | 515353 | 602779 | 702413 | 805045 | 912184 | 1424489 | 1949112 | 2502843 | 3106006 | 3771052 | 4477801 | 5077825 | 5605611 | 6067144 | 6456682 | 6778645 | 7056321 | 7283517 | 7493361 | 7682991
| Holistic Transition | Residential | N/A | Electric resistive | Cumulative Annual | stock | 795478 | 814477 | 807646 | 794155 | 783306 | 747946 | 710416 | 671624 | 632238 | 592140 | 551715 | 511172 | 470364 | 559738 | 645138 | 727412 | 805527 | 880676 | 946292 | 1025686 | 1111048 | 1184941 | 1242925 | 1288264 | 1328619 | 1361405 | 1392331 | 1421303
| Holistic Transition | Residential | N/A | Electric storage | Cumulative Annual | stock | 1683180 | 1678832 | 1673728 | 1667755 | 1661579 | 1653612 | 1645805 | 1638119 | 1627947 | 1614068 | 1595435 | 1570827 | 1539061 | 1597797 | 1655740 | 1712910 | 1768031 | 1820008 | 1871664 | 1930559 | 1969698 | 1993974 | 2005127 | 2008422 | 2010378 | 2008674 | 2007126 | 2007454
| Holistic Transition | Residential | N/A | Gas boiler | Cumulative Annual | stock | 24336707 | 24446674 | 24555621 | 24649459 | 24722367 | 24592692 | 24299427 | 23861920 | 23248564 | 22488906 | 21547159 | 20549505 | 19490438 | 17778889 | 16067541 | 14356656 | 12646446 | 10937255 | 9243173 | 7570021 | 6099453 | 4792473 | 3629737 | 2642849 | 1802263 | 1143766 | 541177 | 0
| Holistic Transition | Residential | N/A | GSHP | Cumulative Annual | stock | 41544 | 45443 | 49731 | 54956 | 60784 | 74665 | 88478 | 102277 | 115331 | 128144 | 140517 | 152759 | 164887 | 533480 | 901220 | 1262361 | 1617254 | 1955820 | 2272587 | 2624902 | 2926083 | 3201903 | 3449946 | 3668624 | 3856121 | 4005208 | 4142589 | 4267071
| Holistic Transition | Residential | N/A | Hybrid (ASHP + BioLPG boiler) | Cumulative Annual | stock | 1083 | 1721 | 3415 | 6270 | 8745 | 10940 | 13606 | 21676 | 27829 | 45066 | 68693 | 94710 | 129153 | 153518 | 177992 | 202432 | 226654 | 249124 | 267641 | 285358 | 297882 | 309605 | 311422 | 313046 | 314199 | 315239 | 316269 | 317283
| Holistic Transition | Residential | N/A | Hybrid (ASHP + Electric resistive) | Cumulative Annual | stock | 6636 | 9612 | 20625 | 37325 | 54290 | 71380 | 90685 | 128391 | 176843 | 382886 | 700316 | 1064435 | 1476773 | 1883341 | 2284337 | 2673795 | 3044073 | 3384442 | 3691424 | 4015362 | 4328632 | 4617036 | 4872470 | 5097208 | 5287841 | 5436803 | 5573028 | 5694949
| Holistic Transition | Residential | N/A | Oil boiler | Cumulative Annual | stock | 1373134 | 1372206 | 1363372 | 1349349 | 1331278 | 1310024 | 1282967 | 1191315 | 1099662 | 1008010 | 916358 | 824705 | 733053 | 641819 | 550688 | 459747 | 369022 | 286204 | 208575 | 134994 | 64595 | 0 | 0 | 0 | 0 | 0 | 0 | 0
| Holistic Transition | Commercial | N/A | ASHP | Cumulative Annual | stock | 8035 | 10549 | 13143 | 18322 | 23343 | 34977 | 46804 | 59101 | 70751 | 85677 | 102605 | 120068 | 137290 | 153937 | 170468 | 187327 | 204268 | 221589 | 240153 | 258984 | 275687 | 292120 | 308672 | 324193 | 339974 | 355739 | 370966 | 385694
| Holistic Transition | Commercial | N/A | BioLPG boiler | Cumulative Annual | stock | 0 | 0 | 0 | 0 | 0 | 0 | 4 | 27 | 148 | 239 | 313 | 371 | 519 | 1602 | 2618 | 3475 | 4209 | 4844 | 5355 | 5885 | 6162 | 6552 | 6977 | 7456 | 7688 | 7796 | 7852 | 7785
| Holistic Transition | Commercial | N/A | Biomass boiler | Cumulative Annual | stock | 11179 | 10247 | 9316 | 8384 | 7453 | 6521 | 5590 | 4658 | 3726 | 2795 | 1863 | 932 | 0 | 793 | 1522 | 2100 | 2569 | 2949 | 3205 | 3463 | 3732 | 4118 | 4558 | 5145 | 5442 | 5602 | 5698 | 5742
| Holistic Transition | Commercial | N/A | Biomass CHP | Cumulative Annual | stock | 18 | 24 | 32 | 139 | 142 | 143 | 143 | 143 | 144 | 144 | 144 | 144 | 144 | 981 | 1714 | 2311 | 2846 | 3305 | 3729 | 4355 | 5067 | 5978 | 6977 | 8008 | 9984 | 12487 | 14980 | 17285
| Holistic Transition | Commercial | N/A | Fossil fuel communal heating | Cumulative Annual | stock | 1388 | 1391 | 1394 | 4344 | 7296 | 10129 | 12869 | 15617 | 18242 | 20751 | 22829 | 24526 | 25852 | 25756 | 25661 | 25566 | 25471 | 25376 | 22334 | 19291 | 16366 | 13535 | 10695 | 7977 | 5376 | 3207 | 1418 | 0
| Holistic Transition | Commercial | N/A | Low carbon district heating | Cumulative Annual | stock | 7054 | 9953 | 13061 | 15966 | 19057 | 23585 | 28386 | 33474 | 40266 | 44890 | 49632 | 54788 | 61401 | 77370 | 95148 | 113401 | 134082 | 155840 | 176110 | 195015 | 209631 | 223322 | 235609 | 246274 | 257579 | 269108 | 280653 | 292881
| Holistic Transition | Commercial | N/A | Electric resistive | Cumulative Annual | stock | 338261 | 338111 | 336541 | 327738 | 319619 | 311062 | 303526 | 297947 | 295989 | 286303 | 273056 | 257554 | 240599 | 226653 | 212169 | 197599 | 182909 | 168786 | 160507 | 152013 | 144316 | 135779 | 125439 | 111916 | 104575 | 99119 | 94911 | 91778
| Holistic Transition | Commercial | N/A | Electric storage | Cumulative Annual | stock | 2282 | 2477 | 2673 | 2867 | 3062 | 3256 | 3450 | 3643 | 3806 | 3993 | 4176 | 4355 | 4533 | 10669 | 16357 | 21780 | 26360 | 30305 | 33134 | 36308 | 39692 | 43110 | 46564 | 50432 | 53401 | 55967 | 58262 | 60171
| Holistic Transition | Commercial | N/A | Gas boiler | Cumulative Annual | stock | 339624 | 345038 | 350349 | 352903 | 354819 | 349562 | 343090 | 334788 | 323717 | 314940 | 306759 | 299212 | 292264 | 264851 | 237668 | 210619 | 183706 | 156897 | 132845 | 109431 | 93190 | 78163 | 64968 | 54540 | 41818 | 28501 | 14550 | 0
| Holistic Transition | Commercial | N/A | Gas CHP | Cumulative Annual | stock | 17485 | 16028 | 14571 | 13114 | 11657 | 10200 | 8743 | 7285 | 5828 | 4371 | 2914 | 1457 | 0 | 0 | 0 | 0 | 0 | 0 | 0 | 0 | 0 | 0 | 0 | 0 | 0 | 0 | 0 | 0
| Holistic Transition | Commercial | N/A | GSHP | Cumulative Annual | stock | 5742 | 7237 | 8732 | 10290 | 11846 | 13786 | 15692 | 17594 | 19487 | 21274 | 23287 | 26714 | 31204 | 38785 | 45915 | 52784 | 58849 | 64355 | 68851 | 73612 | 77818 | 82045 | 86309 | 90943 | 94710 | 98030 | 101113 | 103830
| Holistic Transition | Commercial | N/A | Hybrid (ASHP + BioLPG boiler) | Cumulative Annual | stock | 0 | 4 | 20 | 653 | 1316 | 2106 | 2969 | 4082 | 5101 | 6925 | 9492 | 12209 | 14841 | 16053 | 17175 | 18176 | 19085 | 19983 | 20746 | 21292 | 21603 | 22010 | 22401 | 22933 | 22800 | 22206 | 21546 | 20917
| Holistic Transition | Commercial | N/A | Hybrid (ASHP + Electric resistive) | Cumulative Annual | stock | 2988 | 5337 | 8945 | 16950 | 25644 | 35012 | 44918 | 55337 | 64007 | 76424 | 89171 | 101425 | 112620 | 120932 | 129048 | 137295 | 144793 | 151588 | 155002 | 157789 | 158138 | 157873 | 156972 | 157856 | 155860 | 152980 | 150327 | 147728
| Holistic Transition | Commercial | N/A | Oil boiler | Cumulative Annual | stock | 88314 | 87508 | 86660 | 85300 | 83251 | 79700 | 75389 | 69409 | 63428 | 57448 | 51468 | 45487 | 39507 | 33931 | 28390 | 22958 | 17784 | 12652 | 8031 | 4099 | 1670 | 0 | 0 | 0 | 0 | 0 | 0 | 0
| Holistic Transition | Industrial | N/A | ASHP | Cumulative Annual | stock | 647 | 970 | 1351 | 1825 | 2313 | 3227 | 4122 | 4980 | 5783 | 6731 | 7835 | 9217 | 10875 | 12401 | 13956 | 15489 | 17015 | 18585 | 20214 | 21865 | 23275 | 24593 | 25840 | 27158 | 28392 | 29599 | 30707 | 31702
| Holistic Transition | Industrial | N/A | BioLPG boiler | Cumulative Annual | stock | 4 | 6 | 7 | 8 | 9 | 11 | 15 | 34 | 87 | 138 | 187 | 232 | 276 | 428 | 573 | 719 | 859 | 990 | 1087 | 1184 | 1263 | 1345 | 1415 | 1473 | 1511 | 1527 | 1526 | 1507
| Holistic Transition | Industrial | N/A | Biomass boiler | Cumulative Annual | stock | 1041 | 954 | 868 | 781 | 694 | 607 | 521 | 434 | 347 | 260 | 174 | 87 | 0 | 98 | 192 | 277 | 355 | 421 | 475 | 535 | 599 | 669 | 753 | 848 | 922 | 973 | 1004 | 1016
| Holistic Transition | Industrial | N/A | Biomass CHP | Cumulative Annual | stock | 4 | 6 | 17 | 108 | 109 | 111 | 112 | 113 | 113 | 114 | 114 | 115 | 115 | 222 | 323 | 415 | 504 | 574 | 687 | 924 | 1167 | 1403 | 1628 | 1841 | 2075 | 2295 | 2542 | 2777
| Holistic Transition | Industrial | N/A | Fossil fuel communal heating | Cumulative Annual | stock | 182 | 182 | 182 | 179 | 173 | 167 | 161 | 154 | 146 | 138 | 129 | 121 | 113 | 101 | 89 | 77 | 64 | 52 | 43 | 37 | 31 | 25 | 19 | 16 | 12 | 8 | 4 | 0
| Holistic Transition | Industrial | N/A | Low carbon district heating | Cumulative Annual | stock | 375 | 530 | 738 | 1008 | 1345 | 1713 | 2052 | 2410 | 2785 | 3123 | 3468 | 3876 | 4392 | 5976 | 7841 | 9771 | 11774 | 13739 | 15478 | 17145 | 18732 | 20408 | 22111 | 23573 | 25225 | 26691 | 28043 | 29489
| Holistic Transition | Industrial | N/A | Electric resistive | Cumulative Annual | stock | 50613 | 50140 | 49445 | 48425 | 47541 | 46695 | 46033 | 45645 | 45376 | 44673 | 43324 | 41314 | 38944 | 36603 | 34237 | 31935 | 29753 | 27715 | 25921 | 23998 | 22082 | 20029 | 17754 | 15419 | 13390 | 11843 | 10812 | 10052
| Holistic Transition | Industrial | N/A | Electric storage | Cumulative Annual | stock | 291 | 302 | 313 | 324 | 335 | 346 | 357 | 368 | 378 | 389 | 399 | 409 | 419 | 1131 | 1714 | 2260 | 2734 | 3138 | 3486 | 3862 | 4282 | 4744 | 5253 | 5820 | 6294 | 6680 | 6971 | 7196
| Holistic Transition | Industrial | N/A | Gas boiler | Cumulative Annual | stock | 31026 | 31344 | 31653 | 31953 | 32247 | 32197 | 32143 | 32037 | 31834 | 31725 | 31629 | 31552 | 31490 | 29152 | 26818 | 24490 | 22170 | 19859 | 17557 | 15261 | 13309 | 11360 | 9464 | 7665 | 5771 | 3865 | 1941 | 0
| Holistic Transition | Industrial | N/A | Gas CHP | Cumulative Annual | stock | 1628 | 1493 | 1357 | 1221 | 1086 | 950 | 814 | 679 | 543 | 407 | 271 | 136 | 0 | 0 | 0 | 0 | 0 | 0 | 0 | 0 | 0 | 0 | 0 | 0 | 0 | 0 | 0 | 0
| Holistic Transition | Industrial | N/A | GSHP | Cumulative Annual | stock | 606 | 738 | 871 | 1030 | 1178 | 1348 | 1522 | 1705 | 1898 | 2085 | 2282 | 2508 | 2771 | 3556 | 4220 | 4866 | 5446 | 5966 | 6439 | 6928 | 7430 | 7967 | 8540 | 9162 | 9694 | 10146 | 10504 | 10795
| Holistic Transition | Industrial | N/A | Hybrid (ASHP + BioLPG boiler) | Cumulative Annual | stock | 1 | 28 | 84 | 181 | 307 | 435 | 536 | 612 | 670 | 780 | 940 | 1182 | 1514 | 1698 | 1890 | 2065 | 2232 | 2383 | 2492 | 2586 | 2669 | 2758 | 2858 | 2958 | 3036 | 3076 | 3089 | 3100
| Holistic Transition | Industrial | N/A | Hybrid (ASHP + Electric resistive) | Cumulative Annual | stock | 899 | 1380 | 1948 | 2882 | 3739 | 4504 | 5179 | 5868 | 6546 | 7415 | 8693 | 10171 | 11481 | 12454 | 13395 | 14307 | 15153 | 16020 | 16618 | 17170 | 17571 | 18000 | 18343 | 18722 | 19011 | 19309 | 19545 | 19732
| Holistic Transition | Industrial | N/A | Oil boiler | Cumulative Annual | stock | 11770 | 11695 | 11612 | 11197 | 10724 | 10168 | 9589 | 8797 | 8005 | 7212 | 6420 | 5627 | 4835 | 4078 | 3322 | 2574 | 1856 | 1147 | 769 | 450 | 214 | 0 | 0 | 0 | 0 | 0 | 0 | 0
| Electric Engagement | Residential | N/A | ASHP | Cumulative Annual | stock | 273796 | 304370 | 358865 | 442179 | 567401 | 904475 | 1393241 | 2065199 | 2768383 | 3475480 | 4224768 | 5021039 | 5838017 | 6367362 | 6896549 | 7424530 | 7947409 | 8459209 | 8954164 | 9444510 | 9891731 | 10314811 | 10695003 | 11050032 | 11382354 | 11682470 | 11974459 | 12263292
| Electric Engagement | Residential | N/A | BioLPG boiler | Cumulative Annual | stock | 231 | 379 | 582 | 1483 | 4035 | 9795 | 20412 | 51734 | 84958 | 107161 | 122136 | 135045 | 145661 | 157893 | 167731 | 175097 | 179658 | 182732 | 185299 | 187738 | 188590 | 189156 | 188220 | 187889 | 187650 | 187446 | 187237 | 187046
| Electric Engagement | Residential | N/A | Biomass boiler | Cumulative Annual | stock | 52658 | 51079 | 49679 | 48226 | 46774 | 45303 | 43809 | 45960 | 45590 | 45694 | 45803 | 45150 | 43823 | 52833 | 62100 | 71597 | 81235 | 90744 | 99839 | 108861 | 117054 | 124739 | 123956 | 123663 | 123349 | 123034 | 122772 | 122564
| Electric Engagement | Residential | N/A | Fossil fuel communal heating | Cumulative Annual | stock | 719681 | 725583 | 731445 | 719597 | 700954 | 675715 | 650197 | 618202 | 584237 | 547102 | 508652 | 470190 | 431729 | 378985 | 326251 | 273534 | 220843 | 168182 | 133239 | 105093 | 83542 | 62270 | 47476 | 34650 | 24995 | 16656 | 8328 | 0
| Electric Engagement | Residential | N/A | Low carbon district heating | Cumulative Annual | stock | 138001 | 174151 | 211790 | 254049 | 296835 | 344694 | 391524 | 441712 | 512057 | 596466 | 695427 | 795302 | 898019 | 1337866 | 1789319 | 2255047 | 2750819 | 3293014 | 3871281 | 4348958 | 4750946 | 5103980 | 5397038 | 5648382 | 5872890 | 6062849 | 6243867 | 6420009
| Electric Engagement | Residential | N/A | Electric resistive | Cumulative Annual | stock | 795478 | 814477 | 807405 | 793916 | 782808 | 749303 | 715825 | 678096 | 639173 | 599581 | 559534 | 519210 | 478671 | 620444 | 754167 | 884129 | 1007979 | 1122329 | 1227693 | 1345606 | 1465989 | 1575739 | 1660707 | 1735089 | 1802996 | 1854100 | 1900709 | 1946704
| Electric Engagement | Residential | N/A | Electric storage | Cumulative Annual | stock | 1683180 | 1678832 | 1673707 | 1667735 | 1661589 | 1653673 | 1645937 | 1638343 | 1628337 | 1614722 | 1596609 | 1572600 | 1541424 | 1764276 | 1986458 | 2206359 | 2422236 | 2632022 | 2840346 | 3077409 | 3292479 | 3482897 | 3636396 | 3766671 | 3876633 | 3959300 | 4035774 | 4111790
| Electric Engagement | Residential | N/A | Gas boiler | Cumulative Annual | stock | 24336707 | 24446674 | 24555252 | 24652883 | 24714342 | 24582997 | 24300076 | 23822238 | 23197631 | 22454789 | 21538915 | 20579362 | 19604800 | 17893291 | 16181990 | 14471127 | 12760937 | 11051764 | 9353911 | 7692231 | 6223355 | 4906054 | 3783670 | 2808055 | 1950676 | 1266328 | 625659 | 0
| Electric Engagement | Residential | N/A | GSHP | Cumulative Annual | stock | 41544 | 45443 | 51158 | 57091 | 63365 | 77591 | 91657 | 105981 | 119167 | 132313 | 145345 | 158715 | 172587 | 492047 | 811158 | 1128295 | 1441201 | 1743081 | 2027366 | 2332130 | 2604348 | 2852634 | 3062996 | 3249387 | 3414149 | 3548305 | 3674623 | 3798123
| Electric Engagement | Residential | N/A | Hybrid (ASHP + BioLPG boiler) | Cumulative Annual | stock | 1083 | 1721 | 3298 | 6040 | 8333 | 10115 | 11621 | 18757 | 24295 | 39827 | 61486 | 84178 | 108109 | 129890 | 152031 | 174531 | 197332 | 218963 | 237424 | 254807 | 267398 | 279307 | 281033 | 282626 | 283811 | 284839 | 285864 | 286885
| Electric Engagement | Residential | N/A | Hybrid (ASHP + Electric resistive) | Cumulative Annual | stock | 6636 | 9612 | 20379 | 36726 | 53993 | 70421 | 89295 | 161418 | 337859 | 622602 | 1031108 | 1443042 | 1855041 | 2216620 | 2577280 | 2934124 | 3281842 | 3614672 | 3926231 | 4235390 | 4520092 | 4780872 | 4998361 | 5190809 | 5360147 | 5496721 | 5625152 | 5750428
| Electric Engagement | Residential | N/A | Oil boiler | Cumulative Annual | stock | 1373134 | 1372206 | 1363361 | 1349394 | 1331286 | 1310030 | 1282917 | 1191266 | 1099615 | 1007964 | 916313 | 824661 | 733010 | 641778 | 550649 | 459709 | 368985 | 286160 | 208476 | 134933 | 64538 | 0 | 0 | 0 | 0 | 0 | 0 | 0
| Electric Engagement | Commercial | N/A | ASHP | Cumulative Annual | stock | 8035 | 10549 | 13131 | 18300 | 22976 | 33826 | 44700 | 55836 | 66981 | 80631 | 96961 | 114080 | 130905 | 146530 | 162239 | 177795 | 193880 | 210696 | 228387 | 246090 | 262332 | 278882 | 295412 | 310944 | 327317 | 343096 | 358795 | 373883
| Electric Engagement | Commercial | N/A | BioLPG boiler | Cumulative Annual | stock | 0 | 0 | 0 | 0 | 0 | 0 | 4 | 28 | 154 | 250 | 328 | 389 | 542 | 1724 | 2846 | 3881 | 4744 | 5497 | 6088 | 6727 | 7077 | 7525 | 8010 | 8521 | 8828 | 8992 | 9069 | 9027
| Electric Engagement | Commercial | N/A | Biomass boiler | Cumulative Annual | stock | 11179 | 10247 | 9316 | 8384 | 7453 | 6521 | 5590 | 4658 | 3726 | 2795 | 1863 | 932 | 0 | 826 | 1597 | 2287 | 2824 | 3263 | 3543 | 3851 | 4192 | 4635 | 5136 | 5756 | 6128 | 6345 | 6462 | 6527
| Electric Engagement | Commercial | N/A | Biomass CHP | Cumulative Annual | stock | 18 | 24 | 32 | 139 | 142 | 144 | 144 | 144 | 144 | 144 | 144 | 144 | 144 | 1019 | 1795 | 2511 | 3139 | 3698 | 4266 | 4991 | 6082 | 7017 | 8074 | 9164 | 10937 | 13360 | 15849 | 18231
| Electric Engagement | Commercial | N/A | Fossil fuel communal heating | Cumulative Annual | stock | 1388 | 1391 | 1398 | 4969 | 8335 | 11386 | 14027 | 16446 | 18570 | 20658 | 22501 | 24096 | 25532 | 25436 | 25340 | 25244 | 25149 | 25052 | 21389 | 17931 | 14789 | 12055 | 9545 | 7329 | 5149 | 3214 | 1528 | 0
| Electric Engagement | Commercial | N/A | Low carbon district heating | Cumulative Annual | stock | 7054 | 9953 | 13059 | 15955 | 19035 | 23583 | 28482 | 33680 | 40354 | 44917 | 49573 | 54558 | 60937 | 77903 | 95260 | 114518 | 133965 | 154290 | 174016 | 192911 | 206115 | 218458 | 229219 | 238694 | 248370 | 258142 | 267812 | 277723
| Electric Engagement | Commercial | N/A | Electric resistive | Cumulative Annual | stock | 338261 | 338111 | 336549 | 327751 | 319870 | 311840 | 305061 | 300590 | 299337 | 290849 | 277985 | 262809 | 246004 | 232244 | 218243 | 203957 | 190066 | 176790 | 169223 | 161091 | 153534 | 144868 | 134217 | 120610 | 112920 | 107848 | 104121 | 101764
| Electric Engagement | Commercial | N/A | Electric storage | Cumulative Annual | stock | 2282 | 2477 | 2673 | 2867 | 3062 | 3256 | 3450 | 3644 | 3834 | 4024 | 4207 | 4386 | 4565 | 10976 | 17255 | 23063 | 28480 | 33232 | 36669 | 40367 | 44348 | 48341 | 52569 | 57019 | 60807 | 64115 | 67216 | 70050
| Electric Engagement | Commercial | N/A | Gas boiler | Cumulative Annual | stock | 339624 | 345038 | 350347 | 352289 | 353953 | 348986 | 343164 | 336257 | 326724 | 319746 | 313365 | 307668 | 302614 | 275200 | 248018 | 220968 | 194056 | 167248 | 143808 | 120646 | 104115 | 88438 | 73848 | 61883 | 47362 | 32245 | 16444 | 0
| Electric Engagement | Commercial | N/A | Gas CHP | Cumulative Annual | stock | 17485 | 16028 | 14571 | 13114 | 11657 | 10200 | 8743 | 7285 | 5828 | 4371 | 2914 | 1457 | 0 | 0 | 0 | 0 | 0 | 0 | 0 | 0 | 0 | 0 | 0 | 0 | 0 | 0 | 0 | 0
| Electric Engagement | Commercial | N/A | GSHP | Cumulative Annual | stock | 5742 | 7237 | 8732 | 10290 | 11839 | 13766 | 15665 | 17567 | 19467 | 21194 | 23107 | 26048 | 30297 | 37988 | 45567 | 52655 | 59386 | 65499 | 70378 | 75473 | 80265 | 85067 | 90103 | 95349 | 99937 | 104034 | 107923 | 111554
| Electric Engagement | Commercial | N/A | Hybrid (ASHP + BioLPG boiler) | Cumulative Annual | stock | 0 | 4 | 20 | 654 | 1189 | 1828 | 2519 | 3600 | 4630 | 6113 | 8599 | 11331 | 14000 | 15324 | 16581 | 17677 | 18610 | 19492 | 20069 | 20598 | 20962 | 21430 | 21884 | 22453 | 22596 | 22158 | 21556 | 20928
| Electric Engagement | Commercial | N/A | Hybrid (ASHP + Electric resistive) | Cumulative Annual | stock | 2988 | 5337 | 8949 | 16958 | 25569 | 34537 | 43940 | 53268 | 60769 | 72341 | 83999 | 95162 | 105034 | 112519 | 120030 | 127183 | 134153 | 140367 | 143443 | 146244 | 147363 | 147888 | 148124 | 149952 | 148857 | 147193 | 145501 | 144123
| Electric Engagement | Commercial | N/A | Oil boiler | Cumulative Annual | stock | 88314 | 87508 | 86660 | 85300 | 83426 | 80166 | 76083 | 70103 | 64122 | 58142 | 52161 | 46181 | 40201 | 34625 | 29084 | 23652 | 18478 | 13345 | 8724 | 4618 | 1897 | 0 | 0 | 0 | 0 | 0 | 0 | 0
| Electric Engagement | Industrial | N/A | ASHP | Cumulative Annual | stock | 647 | 970 | 1351 | 1825 | 2302 | 3170 | 4006 | 4815 | 5615 | 6489 | 7531 | 8753 | 10340 | 11933 | 13570 | 15091 | 16599 | 18099 | 19652 | 21135 | 22475 | 23868 | 25194 | 26537 | 27817 | 29060 | 30263 | 31243
| Electric Engagement | Industrial | N/A | BioLPG boiler | Cumulative Annual | stock | 4 | 6 | 7 | 8 | 10 | 11 | 15 | 35 | 89 | 140 | 190 | 235 | 281 | 458 | 647 | 821 | 980 | 1133 | 1244 | 1353 | 1439 | 1535 | 1608 | 1673 | 1719 | 1745 | 1753 | 1740
| Electric Engagement | Industrial | N/A | Biomass boiler | Cumulative Annual | stock | 1041 | 954 | 868 | 781 | 694 | 607 | 521 | 434 | 347 | 260 | 174 | 87 | 0 | 99 | 193 | 279 | 357 | 429 | 485 | 547 | 614 | 692 | 780 | 881 | 962 | 1021 | 1061 | 1077
| Electric Engagement | Industrial | N/A | Biomass CHP | Cumulative Annual | stock | 4 | 6 | 17 | 108 | 110 | 111 | 112 | 113 | 114 | 114 | 114 | 115 | 115 | 224 | 326 | 420 | 513 | 589 | 748 | 1003 | 1257 | 1498 | 1718 | 1942 | 2208 | 2515 | 2847 | 3186
| Electric Engagement | Industrial | N/A | Fossil fuel communal heating | Cumulative Annual | stock | 182 | 182 | 182 | 179 | 174 | 168 | 162 | 155 | 148 | 140 | 133 | 125 | 117 | 104 | 92 | 80 | 68 | 56 | 47 | 40 | 34 | 28 | 22 | 17 | 13 | 8 | 4 | 0
| Electric Engagement | Industrial | N/A | Low carbon district heating | Cumulative Annual | stock | 375 | 530 | 738 | 1008 | 1345 | 1714 | 2050 | 2410 | 2779 | 3110 | 3446 | 3841 | 4333 | 5693 | 7140 | 9058 | 10916 | 12696 | 14408 | 16166 | 17768 | 19284 | 20730 | 22139 | 23561 | 25001 | 26289 | 27561
| Electric Engagement | Industrial | N/A | Electric resistive | Cumulative Annual | stock | 50613 | 50140 | 49445 | 48425 | 47559 | 46765 | 46211 | 45891 | 45688 | 45180 | 44137 | 42353 | 40057 | 37771 | 35519 | 33240 | 31123 | 29178 | 27431 | 25542 | 23610 | 21502 | 19233 | 16870 | 14740 | 12953 | 11751 | 10973
| Electric Engagement | Industrial | N/A | Electric storage | Cumulative Annual | stock | 291 | 302 | 313 | 324 | 335 | 346 | 357 | 368 | 378 | 389 | 399 | 409 | 419 | 1189 | 1885 | 2451 | 2985 | 3475 | 3861 | 4281 | 4734 | 5245 | 5827 | 6430 | 6996 | 7447 | 7788 | 8065
| Electric Engagement | Industrial | N/A | Gas boiler | Cumulative Annual | stock | 31026 | 31344 | 31653 | 31953 | 32247 | 32197 | 32144 | 32085 | 31946 | 31893 | 31857 | 31837 | 31820 | 29482 | 27148 | 24820 | 22500 | 20189 | 17887 | 15590 | 13638 | 11689 | 9746 | 7883 | 5934 | 3967 | 1984 | 0
| Electric Engagement | Industrial | N/A | Gas CHP | Cumulative Annual | stock | 1628 | 1493 | 1357 | 1221 | 1086 | 950 | 814 | 679 | 543 | 407 | 271 | 136 | 0 | 0 | 0 | 0 | 0 | 0 | 0 | 0 | 0 | 0 | 0 | 0 | 0 | 0 | 0 | 0
| Electric Engagement | Industrial | N/A | GSHP | Cumulative Annual | stock | 606 | 738 | 871 | 1030 | 1175 | 1344 | 1517 | 1697 | 1882 | 2060 | 2244 | 2451 | 2692 | 3532 | 4302 | 4954 | 5590 | 6188 | 6693 | 7220 | 7755 | 8337 | 8982 | 9641 | 10265 | 10779 | 11188 | 11531
| Electric Engagement | Industrial | N/A | Hybrid (ASHP + BioLPG boiler) | Cumulative Annual | stock | 1 | 28 | 84 | 181 | 299 | 419 | 509 | 579 | 638 | 723 | 870 | 1076 | 1390 | 1560 | 1734 | 1902 | 2064 | 2215 | 2304 | 2393 | 2475 | 2579 | 2682 | 2772 | 2859 | 2907 | 2919 | 2918
| Electric Engagement | Industrial | N/A | Hybrid (ASHP + Electric resistive) | Cumulative Annual | stock | 899 | 1380 | 1948 | 2882 | 3734 | 4486 | 5120 | 5746 | 6311 | 7040 | 8050 | 9469 | 10796 | 11742 | 12660 | 13523 | 14334 | 15164 | 15707 | 16201 | 16600 | 17043 | 17455 | 17869 | 18260 | 18606 | 18841 | 19071
| Electric Engagement | Industrial | N/A | Oil boiler | Cumulative Annual | stock | 11770 | 11695 | 11612 | 11197 | 10732 | 10190 | 9621 | 8828 | 8036 | 7243 | 6451 | 5659 | 4866 | 4109 | 3354 | 2605 | 1887 | 1179 | 801 | 474 | 223 | 0 | 0 | 0 | 0 | 0 | 0 | 0
| Hydrogen Evolution | Residential | N/A | ASHP | Cumulative Annual | stock | 273796 | 304370 | 358867 | 442181 | 567366 | 904361 | 1392994 | 2064555 | 2769176 | 3476200 | 4138766 | 4873630 | 5620755 | 6013598 | 6406941 | 6800486 | 7196283 | 7590043 | 7975950 | 8352955 | 8709977 | 9047757 | 9352229 | 9640868 | 9915127 | 10173505 | 10416869 | 10658598
| Hydrogen Evolution | Residential | N/A | BioLPG boiler | Cumulative Annual | stock | 231 | 379 | 578 | 1478 | 4030 | 9789 | 20396 | 51416 | 86293 | 109454 | 124714 | 137601 | 148214 | 160097 | 169663 | 176872 | 181417 | 184543 | 187163 | 189684 | 190532 | 191174 | 190283 | 189782 | 189529 | 189331 | 189153 | 189011
| Hydrogen Evolution | Residential | N/A | Biomass boiler | Cumulative Annual | stock | 52658 | 51079 | 50062 | 48617 | 47132 | 45601 | 44030 | 46042 | 45934 | 46251 | 46659 | 46098 | 44866 | 53329 | 62046 | 71028 | 80321 | 89728 | 98957 | 108052 | 116288 | 123973 | 122994 | 122536 | 122075 | 121629 | 121322 | 121116
| Hydrogen Evolution | Residential | N/A | Fossil fuel communal heating | Cumulative Annual | stock | 719681 | 725583 | 731440 | 719592 | 700932 | 675665 | 650107 | 618081 | 584390 | 547979 | 509888 | 471431 | 432962 | 380219 | 327485 | 274769 | 222078 | 169419 | 134477 | 106347 | 84824 | 63593 | 48830 | 35730 | 25352 | 16653 | 8321 | 0
| Hydrogen Evolution | Residential | N/A | Low carbon district heating | Cumulative Annual | stock | 138001 | 174151 | 211357 | 253615 | 297618 | 347895 | 398247 | 453404 | 509647 | 570422 | 637532 | 706252 | 780354 | 1063088 | 1351524 | 1645222 | 1945866 | 2252573 | 2560264 | 2836236 | 3088898 | 3319948 | 3514367 | 3688606 | 3865336 | 4025155 | 4168269 | 4308710
| Hydrogen Evolution | Residential | N/A | Electric resistive | Cumulative Annual | stock | 795478 | 814477 | 807412 | 793922 | 782808 | 749291 | 715796 | 678050 | 639138 | 599547 | 559512 | 519061 | 478386 | 561900 | 640094 | 716771 | 791438 | 863841 | 927898 | 1001113 | 1089581 | 1167914 | 1227249 | 1278976 | 1326421 | 1364715 | 1394918 | 1424602
| Hydrogen Evolution | Residential | N/A | Electric storage | Cumulative Annual | stock | 1683180 | 1678832 | 1673825 | 1667878 | 1661395 | 1652741 | 1643969 | 1635107 | 1626117 | 1613652 | 1596952 | 1574560 | 1544549 | 1682234 | 1820502 | 1958976 | 2099455 | 2238440 | 2371115 | 2523512 | 2668165 | 2794016 | 2893279 | 2977218 | 3048874 | 3105063 | 3148059 | 3191450
| Hydrogen Evolution | Residential | N/A | Gas boiler | Cumulative Annual | stock | 24336707 | 24446674 | 24555142 | 24652767 | 24713504 | 24580783 | 24295836 | 23815490 | 23199477 | 22407755 | 21493326 | 20465311 | 19423653 | 17712149 | 16000848 | 14290002 | 12579838 | 10870698 | 9172854 | 7511898 | 6044400 | 4729129 | 3609257 | 2625051 | 1816554 | 1130765 | 558561 | 0
| Hydrogen Evolution | Residential | N/A | GSHP | Cumulative Annual | stock | 41544 | 45443 | 51209 | 57116 | 63381 | 77594 | 91646 | 105895 | 119155 | 132124 | 144998 | 158131 | 171712 | 376026 | 581015 | 786310 | 993947 | 1199381 | 1395681 | 1602366 | 1793912 | 1966309 | 2110382 | 2238672 | 2350178 | 2445805 | 2526803 | 2606182
| Hydrogen Evolution | Residential | N/A | Hybrid (ASHP + BioLPG boiler) | Cumulative Annual | stock | 1083 | 1721 | 3297 | 6038 | 8328 | 10106 | 11606 | 18687 | 24448 | 38129 | 58909 | 81410 | 105108 | 125282 | 145920 | 167045 | 188648 | 209451 | 227759 | 244993 | 257345 | 268964 | 270646 | 272180 | 273419 | 274470 | 275489 | 276503
| Hydrogen Evolution | Residential | N/A | Hybrid (ASHP + Electric resistive) | Cumulative Annual | stock | 6636 | 9612 | 20381 | 36727 | 53985 | 70396 | 89247 | 161193 | 338191 | 553650 | 920003 | 1285102 | 1645677 | 1870719 | 2096154 | 2321557 | 2548428 | 2771682 | 2983713 | 3189059 | 3383585 | 3559007 | 3700815 | 3826716 | 3934942 | 4026635 | 4103312 | 4178143
| Hydrogen Evolution | Residential | N/A | Hybrid (ASHP + Hydrogen boiler) | Cumulative Annual | stock | 0 | 0 | 0 | 0 | 0 | 0 | 0 | 0 | 0 | 3572 | 29121 | 108211 | 195599 | 401511 | 607557 | 813429 | 1020566 | 1225198 | 1420642 | 1609680 | 1791087 | 1954295 | 2092484 | 2215248 | 2318891 | 2386980 | 2400717 | 2409306
| Hydrogen Evolution | Residential | N/A | Hydrogen boiler | Cumulative Annual | stock | 0 | 0 | 0 | 0 | 0 | 0 | 0 | 0 | 0 | 137281 | 269683 | 397313 | 526323 | 1011633 | 1495558 | 1976169 | 2443474 | 2911989 | 3400596 | 3857068 | 4187069 | 4486382 | 4742043 | 4965670 | 5092952 | 5221342 | 5372653 | 5523220
| Hydrogen Evolution | Residential | N/A | Oil boiler | Cumulative Annual | stock | 1373134 | 1372206 | 1363353 | 1349388 | 1331236 | 1309890 | 1282637 | 1190986 | 1099335 | 1007684 | 916034 | 824383 | 732732 | 641501 | 550376 | 459441 | 368716 | 285888 | 208202 | 134703 | 64398 | 0 | 0 | 0 | 0 | 0 | 0 | 0
| Hydrogen Evolution | Commercial | N/A | ASHP | Cumulative Annual | stock | 8035 | 10549 | 13147 | 18303 | 23036 | 34032 | 45062 | 56789 | 68519 | 80723 | 94891 | 109447 | 123656 | 137471 | 151417 | 166037 | 181069 | 197043 | 214071 | 231054 | 246983 | 262848 | 278791 | 293870 | 309298 | 323707 | 338037 | 352003
| Hydrogen Evolution | Commercial | N/A | BioLPG boiler | Cumulative Annual | stock | 0 | 0 | 0 | 0 | 0 | 0 | 5 | 35 | 174 | 273 | 354 | 419 | 556 | 1745 | 2906 | 4004 | 5010 | 5892 | 6606 | 7397 | 7827 | 8304 | 8762 | 9239 | 9537 | 9705 | 9827 | 9865
| Hydrogen Evolution | Commercial | N/A | Biomass boiler | Cumulative Annual | stock | 11179 | 10247 | 9316 | 8384 | 7453 | 6521 | 5590 | 4658 | 3726 | 2795 | 1863 | 932 | 0 | 767 | 1502 | 2177 | 2775 | 3247 | 3550 | 3917 | 4331 | 4797 | 5275 | 5853 | 6212 | 6418 | 6552 | 6620
| Hydrogen Evolution | Commercial | N/A | Biomass CHP | Cumulative Annual | stock | 18 | 24 | 34 | 136 | 140 | 142 | 143 | 143 | 143 | 143 | 144 | 144 | 144 | 967 | 1729 | 2465 | 3185 | 3810 | 4398 | 5186 | 6312 | 7326 | 8344 | 9373 | 11015 | 13253 | 15622 | 17813
| Hydrogen Evolution | Commercial | N/A | Fossil fuel communal heating | Cumulative Annual | stock | 1388 | 1391 | 1509 | 4951 | 8167 | 11029 | 13525 | 15845 | 18026 | 19792 | 21338 | 22678 | 23853 | 23734 | 23617 | 23500 | 23383 | 23263 | 19728 | 16421 | 13467 | 10880 | 8468 | 6194 | 4337 | 2699 | 1267 | 0
| Hydrogen Evolution | Commercial | N/A | Low carbon district heating | Cumulative Annual | stock | 7054 | 9953 | 12982 | 15847 | 18518 | 21929 | 25290 | 28803 | 32238 | 36405 | 40660 | 45162 | 50699 | 59766 | 68848 | 77585 | 86203 | 94659 | 102363 | 110005 | 116965 | 124064 | 131049 | 138174 | 144511 | 150450 | 156229 | 162046
| Hydrogen Evolution | Commercial | N/A | Electric resistive | Cumulative Annual | stock | 338261 | 338111 | 336573 | 327812 | 319967 | 311963 | 305290 | 300997 | 299860 | 290901 | 276655 | 259991 | 241929 | 226672 | 211325 | 196033 | 181308 | 167478 | 159848 | 151475 | 143425 | 134266 | 122744 | 108305 | 100157 | 95593 | 92446 | 90580
| Hydrogen Evolution | Commercial | N/A | Electric storage | Cumulative Annual | stock | 2282 | 2477 | 2673 | 2868 | 3062 | 3257 | 3451 | 3654 | 3846 | 3953 | 4055 | 4151 | 4247 | 9033 | 13761 | 18273 | 22616 | 26619 | 29794 | 33123 | 36511 | 40040 | 43529 | 47242 | 50121 | 52571 | 54803 | 56884
| Hydrogen Evolution | Commercial | N/A | Gas boiler | Cumulative Annual | stock | 339624 | 345038 | 350256 | 352341 | 354195 | 349475 | 344080 | 337753 | 330015 | 321732 | 313937 | 306684 | 299961 | 272589 | 245428 | 218391 | 191486 | 164687 | 141103 | 117751 | 100973 | 84870 | 69699 | 55939 | 42723 | 29021 | 14775 | 0
| Hydrogen Evolution | Commercial | N/A | Gas CHP | Cumulative Annual | stock | 17485 | 16028 | 14571 | 13114 | 11657 | 10200 | 8743 | 7285 | 5828 | 4371 | 2914 | 1457 | 0 | 0 | 0 | 0 | 0 | 0 | 0 | 0 | 0 | 0 | 0 | 0 | 0 | 0 | 0 | 0
| Hydrogen Evolution | Commercial | N/A | GSHP | Cumulative Annual | stock | 5742 | 7237 | 8732 | 10297 | 11872 | 13805 | 15705 | 17616 | 19521 | 21163 | 23045 | 25706 | 29315 | 35263 | 41157 | 46832 | 52363 | 57588 | 62078 | 66680 | 70879 | 75214 | 79518 | 84030 | 87657 | 90845 | 93810 | 96673
| Hydrogen Evolution | Commercial | N/A | Hybrid (ASHP + BioLPG boiler) | Cumulative Annual | stock | 0 | 4 | 20 | 652 | 1178 | 1823 | 2521 | 3718 | 4829 | 6158 | 8396 | 10820 | 13162 | 14336 | 15512 | 16594 | 17650 | 18635 | 19339 | 19985 | 20487 | 21013 | 21462 | 21993 | 22176 | 21846 | 21404 | 21001
| Hydrogen Evolution | Commercial | N/A | Hybrid (ASHP + Electric resistive) | Cumulative Annual | stock | 2988 | 5337 | 9032 | 17065 | 25844 | 35171 | 44785 | 54407 | 62493 | 72882 | 82606 | 91489 | 99074 | 104630 | 110283 | 116450 | 122345 | 127996 | 130481 | 132412 | 132941 | 132894 | 132373 | 133187 | 131532 | 129775 | 128407 | 127587
| Hydrogen Evolution | Commercial | N/A | Hybrid (ASHP + Hydrogen boiler) | Cumulative Annual | stock | 0 | 0 | 0 | 0 | 0 | 0 | 0 | 0 | 0 | 2690 | 7673 | 13316 | 18894 | 24476 | 30059 | 35513 | 41230 | 47245 | 53437 | 59430 | 63960 | 68085 | 71877 | 75686 | 77312 | 76560 | 75339 | 74249
| Hydrogen Evolution | Commercial | N/A | Hydrogen boiler | Cumulative Annual | stock | 0 | 0 | 0 | 0 | 0 | 0 | 0 | 0 | 0 | 2750 | 5717 | 9364 | 13784 | 24920 | 35892 | 46538 | 56473 | 65593 | 73083 | 80775 | 85338 | 90006 | 94248 | 98587 | 102617 | 108300 | 113758 | 118489
| Hydrogen Evolution | Commercial | N/A | Oil boiler | Cumulative Annual | stock | 88314 | 87508 | 86593 | 85200 | 83416 | 80692 | 77383 | 71402 | 65422 | 59441 | 53461 | 47480 | 41500 | 35944 | 30417 | 25000 | 19836 | 14712 | 10124 | 5928 | 2671 | 0 | 0 | 0 | 0 | 0 | 0 | 0
| Hydrogen Evolution | Industrial | N/A | ASHP | Cumulative Annual | stock | 647 | 970 | 1350 | 1826 | 2314 | 3195 | 4042 | 4867 | 5675 | 6445 | 7367 | 8435 | 9749 | 11036 | 12398 | 13748 | 15089 | 16379 | 17830 | 19314 | 20595 | 21849 | 23085 | 24340 | 25532 | 26677 | 27702 | 28576
| Hydrogen Evolution | Industrial | N/A | BioLPG boiler | Cumulative Annual | stock | 4 | 6 | 7 | 9 | 10 | 12 | 16 | 34 | 87 | 134 | 178 | 219 | 261 | 419 | 567 | 715 | 850 | 977 | 1066 | 1163 | 1242 | 1327 | 1401 | 1456 | 1500 | 1526 | 1534 | 1525
| Hydrogen Evolution | Industrial | N/A | Biomass boiler | Cumulative Annual | stock | 1041 | 954 | 868 | 781 | 694 | 607 | 521 | 434 | 347 | 260 | 174 | 87 | 0 | 108 | 208 | 305 | 390 | 467 | 519 | 582 | 651 | 731 | 819 | 919 | 1002 | 1064 | 1102 | 1121
| Hydrogen Evolution | Industrial | N/A | Biomass CHP | Cumulative Annual | stock | 4 | 6 | 25 | 103 | 104 | 105 | 106 | 108 | 109 | 109 | 110 | 110 | 111 | 236 | 358 | 482 | 611 | 734 | 960 | 1273 | 1588 | 1885 | 2158 | 2423 | 2753 | 3152 | 3576 | 3987
| Hydrogen Evolution | Industrial | N/A | Fossil fuel communal heating | Cumulative Annual | stock | 182 | 182 | 184 | 181 | 176 | 171 | 166 | 160 | 153 | 145 | 136 | 127 | 119 | 106 | 93 | 81 | 68 | 56 | 47 | 39 | 32 | 26 | 20 | 14 | 10 | 7 | 3 | 0
| Hydrogen Evolution | Industrial | N/A | Low carbon district heating | Cumulative Annual | stock | 375 | 530 | 726 | 993 | 1201 | 1468 | 1721 | 1996 | 2273 | 2563 | 2857 | 3199 | 3607 | 4371 | 5129 | 5877 | 6606 | 7266 | 7857 | 8449 | 9034 | 9647 | 10298 | 11041 | 11716 | 12299 | 12819 | 13319
| Hydrogen Evolution | Industrial | N/A | Electric resistive | Cumulative Annual | stock | 50613 | 50140 | 49449 | 48424 | 47584 | 46828 | 46292 | 45983 | 45786 | 45194 | 43966 | 41970 | 39441 | 36936 | 34476 | 32096 | 29884 | 27790 | 25945 | 23918 | 21856 | 19610 | 17199 | 14767 | 12618 | 10937 | 9898 | 9331
| Hydrogen Evolution | Industrial | N/A | Electric storage | Cumulative Annual | stock | 291 | 302 | 313 | 324 | 335 | 346 | 357 | 368 | 378 | 381 | 384 | 386 | 389 | 932 | 1417 | 1879 | 2313 | 2651 | 2933 | 3240 | 3598 | 3990 | 4440 | 4981 | 5443 | 5812 | 6102 | 6351
| Hydrogen Evolution | Industrial | N/A | Gas boiler | Cumulative Annual | stock | 31026 | 31344 | 31652 | 31952 | 32255 | 32221 | 32191 | 32160 | 32072 | 31748 | 31440 | 31147 | 30855 | 28518 | 26184 | 23856 | 21536 | 19225 | 16923 | 14618 | 12649 | 10677 | 8705 | 6791 | 5114 | 3419 | 1710 | 0
| Hydrogen Evolution | Industrial | N/A | Gas CHP | Cumulative Annual | stock | 1628 | 1493 | 1357 | 1221 | 1086 | 950 | 814 | 679 | 543 | 407 | 271 | 136 | 0 | 0 | 0 | 0 | 0 | 0 | 0 | 0 | 0 | 0 | 0 | 0 | 0 | 0 | 0 | 0
| Hydrogen Evolution | Industrial | N/A | GSHP | Cumulative Annual | stock | 606 | 738 | 870 | 1031 | 1179 | 1349 | 1523 | 1707 | 1896 | 2059 | 2227 | 2414 | 2627 | 3237 | 3795 | 4338 | 4863 | 5302 | 5697 | 6105 | 6541 | 7004 | 7517 | 8109 | 8623 | 9046 | 9399 | 9710
| Hydrogen Evolution | Industrial | N/A | Hybrid (ASHP + BioLPG boiler) | Cumulative Annual | stock | 1 | 28 | 85 | 184 | 309 | 433 | 524 | 596 | 655 | 738 | 880 | 1079 | 1373 | 1536 | 1700 | 1861 | 2012 | 2153 | 2248 | 2333 | 2404 | 2499 | 2600 | 2700 | 2765 | 2794 | 2782 | 2759
| Hydrogen Evolution | Industrial | N/A | Hybrid (ASHP + Electric resistive) | Cumulative Annual | stock | 899 | 1380 | 1959 | 2901 | 3793 | 4563 | 5215 | 5866 | 6451 | 7066 | 7932 | 9106 | 10106 | 10781 | 11491 | 12194 | 12866 | 13444 | 13836 | 14130 | 14423 | 14770 | 15051 | 15386 | 15732 | 16035 | 16253 | 16461
| Hydrogen Evolution | Industrial | N/A | Hybrid (ASHP + Hydrogen boiler) | Cumulative Annual | stock | 0 | 0 | 0 | 0 | 0 | 0 | 0 | 0 | 0 | 210 | 541 | 976 | 1590 | 2185 | 2856 | 3512 | 4170 | 5249 | 6222 | 7279 | 8300 | 9324 | 10257 | 10762 | 11115 | 11428 | 11645 | 11831
| Hydrogen Evolution | Industrial | N/A | Hydrogen boiler | Cumulative Annual | stock | 0 | 0 | 0 | 0 | 0 | 0 | 0 | 0 | 0 | 436 | 905 | 1447 | 2084 | 3338 | 4493 | 5639 | 6712 | 7656 | 8330 | 9009 | 9476 | 9962 | 10427 | 10965 | 11410 | 11815 | 12163 | 12393
| Hydrogen Evolution | Industrial | N/A | Oil boiler | Cumulative Annual | stock | 11770 | 11695 | 11600 | 11193 | 10761 | 10230 | 9670 | 8877 | 8085 | 7293 | 6500 | 5708 | 4915 | 4160 | 3406 | 2659 | 1945 | 1240 | 854 | 493 | 233 | 0 | 0 | 0 | 0 | 0 | 0 | 0
| Falling Behind | Residential | N/A | ASHP | Cumulative Annual | stock | 273796 | 304370 | 359385 | 424762 | 498664 | 679189 | 888630 | 1103673 | 1320269 | 1694295 | 2124723 | 2555755 | 2993944 | 3310217 | 3643787 | 3998285 | 4369040 | 4751874 | 5153639 | 5543434 | 5907965 | 6240497 | 6561613 | 6875359 | 7100253 | 7294301 | 7487788 | 7674663
| Falling Behind | Residential | N/A | BioLPG boiler | Cumulative Annual | stock | 231 | 379 | 382 | 520 | 703 | 1168 | 2225 | 6001 | 17393 | 26744 | 34074 | 39575 | 43618 | 44405 | 45194 | 46022 | 46880 | 47755 | 48616 | 49428 | 49311 | 49205 | 49105 | 48770 | 48535 | 48399 | 48301 | 48145
| Falling Behind | Residential | N/A | Biomass boiler | Cumulative Annual | stock | 52658 | 51079 | 50238 | 48752 | 47214 | 45634 | 44018 | 42379 | 40719 | 39039 | 37330 | 35575 | 33790 | 32964 | 32203 | 31219 | 30339 | 29619 | 29058 | 28378 | 27489 | 26586 | 25674 | 24781 | 23904 | 23051 | 22235 | 21437
| Falling Behind | Residential | N/A | Fossil fuel communal heating | Cumulative Annual | stock | 719681 | 725583 | 731453 | 737272 | 736606 | 733493 | 711341 | 688242 | 664956 | 638152 | 610790 | 583372 | 555755 | 530090 | 502393 | 472609 | 440283 | 405149 | 369548 | 339436 | 312128 | 303417 | 296335 | 289729 | 286599 | 284065 | 281690 | 279583
| Falling Behind | Residential | N/A | Low carbon district heating | Cumulative Annual | stock | 138001 | 174151 | 213680 | 253603 | 296006 | 338920 | 382324 | 426356 | 468275 | 517694 | 569653 | 625761 | 687562 | 746614 | 817058 | 909062 | 1049110 | 1263319 | 1529253 | 1791251 | 2042722 | 2292088 | 2533012 | 2761801 | 2993649 | 3230874 | 3472583 | 3717304
| Falling Behind | Residential | N/A | Electric resistive | Cumulative Annual | stock | 795478 | 814477 | 803940 | 786821 | 770823 | 740456 | 711353 | 686378 | 664269 | 642649 | 621579 | 601055 | 581197 | 576008 | 575349 | 587255 | 636131 | 807713 | 1219516 | 1587447 | 1905930 | 2170341 | 2386560 | 2564846 | 2716334 | 2867584 | 3026012 | 3186553
| Falling Behind | Residential | N/A | Electric storage | Cumulative Annual | stock | 1683180 | 1678832 | 1670010 | 1664227 | 1656112 | 1645635 | 1634834 | 1623691 | 1615687 | 1608593 | 1602405 | 1596972 | 1592371 | 1609656 | 1629173 | 1650259 | 1673617 | 1697092 | 1717353 | 1740832 | 1746007 | 1751394 | 1757112 | 1760959 | 1760336 | 1760960 | 1762900 | 1767513
| Falling Behind | Residential | N/A | Gas boiler | Cumulative Annual | stock | 24336707 | 24446674 | 24560169 | 24668352 | 24776438 | 24799419 | 24812400 | 24818790 | 24817549 | 24647087 | 24416680 | 24179713 | 23931715 | 23709067 | 23455723 | 23155275 | 22758152 | 22168085 | 21277239 | 20435490 | 19738860 | 19110464 | 18544197 | 18032918 | 17651321 | 17296906 | 16934595 | 16569965
| Falling Behind | Residential | N/A | GSHP | Cumulative Annual | stock | 41544 | 45443 | 48794 | 53217 | 57510 | 63657 | 69722 | 75693 | 81712 | 93884 | 106072 | 118251 | 130415 | 173348 | 214923 | 255784 | 296302 | 336338 | 375694 | 415377 | 433965 | 452578 | 471189 | 489794 | 502136 | 514467 | 526821 | 539169
| Falling Behind | Residential | N/A | Hybrid (ASHP + BioLPG boiler) | Cumulative Annual | stock | 1083 | 1721 | 3332 | 5514 | 7397 | 8752 | 9958 | 10969 | 11828 | 12642 | 13416 | 14157 | 14863 | 19610 | 24599 | 29673 | 34855 | 39502 | 44118 | 48704 | 49133 | 49529 | 49874 | 50168 | 50430 | 50665 | 50871 | 51049
| Falling Behind | Residential | N/A | Hybrid (ASHP + Electric resistive) | Cumulative Annual | stock | 6636 | 9612 | 20600 | 35427 | 50165 | 60729 | 71862 | 81281 | 89483 | 98351 | 108175 | 121357 | 136497 | 175988 | 214854 | 252459 | 289453 | 317386 | 343321 | 368437 | 375072 | 380312 | 386518 | 394250 | 394030 | 391992 | 384754 | 375357
| Falling Behind | Residential | N/A | Oil boiler | Cumulative Annual | stock | 1373134 | 1372206 | 1364940 | 1350852 | 1334077 | 1317061 | 1297843 | 1275452 | 1249163 | 1224569 | 1201199 | 1176950 | 1149163 | 1125321 | 1100427 | 1070178 | 1036314 | 999041 | 957914 | 919452 | 881479 | 846047 | 813667 | 783879 | 752122 | 718782 | 685894 | 656101
| Falling Behind | Commercial | N/A | ASHP | Cumulative Annual | stock | 8035 | 10549 | 13451 | 17492 | 20645 | 26755 | 32997 | 39507 | 46228 | 53023 | 60130 | 72330 | 86394 | 97122 | 107968 | 118839 | 130008 | 141464 | 155600 | 169192 | 180797 | 191310 | 201300 | 211036 | 220852 | 232078 | 244298 | 257220
| Falling Behind | Commercial | N/A | BioLPG boiler | Cumulative Annual | stock | 0 | 0 | 0 | 0 | 0 | 0 | 0 | 5 | 33 | 59 | 82 | 103 | 122 | 584 | 1037 | 1446 | 1800 | 2131 | 2433 | 2726 | 2864 | 3006 | 3157 | 3290 | 3424 | 3577 | 3633 | 3688
| Falling Behind | Commercial | N/A | Biomass boiler | Cumulative Annual | stock | 11179 | 10247 | 9316 | 8384 | 7453 | 6521 | 5590 | 4658 | 3726 | 2795 | 1863 | 932 | 0 | 23 | 47 | 71 | 91 | 109 | 130 | 142 | 152 | 159 | 165 | 170 | 175 | 196 | 266 | 335
| Falling Behind | Commercial | N/A | Biomass CHP | Cumulative Annual | stock | 18 | 24 | 85 | 232 | 233 | 234 | 234 | 234 | 234 | 234 | 234 | 234 | 234 | 317 | 419 | 553 | 698 | 846 | 953 | 1244 | 1447 | 1607 | 1736 | 1883 | 2050 | 2447 | 3003 | 3728
| Falling Behind | Commercial | N/A | Fossil fuel communal heating | Cumulative Annual | stock | 1388 | 1391 | 12087 | 14125 | 16214 | 18351 | 20530 | 22801 | 25115 | 26896 | 28284 | 29360 | 30089 | 29279 | 28204 | 27591 | 27868 | 28469 | 29503 | 29586 | 28870 | 27399 | 25953 | 24423 | 23126 | 22197 | 21521 | 21141
| Falling Behind | Commercial | N/A | Low carbon district heating | Cumulative Annual | stock | 7054 | 9953 | 12773 | 15827 | 18794 | 22438 | 26198 | 30277 | 34545 | 38920 | 43549 | 49339 | 56787 | 62458 | 68135 | 73452 | 78784 | 84564 | 90738 | 97170 | 102767 | 108420 | 113763 | 119013 | 124178 | 129478 | 134260 | 139492
| Falling Behind | Commercial | N/A | Electric resistive | Cumulative Annual | stock | 338261 | 338111 | 337478 | 329943 | 324909 | 321592 | 320321 | 320114 | 320092 | 319736 | 315896 | 308514 | 296396 | 296892 | 296880 | 296119 | 294607 | 292502 | 290528 | 288676 | 288421 | 288657 | 289115 | 289657 | 290060 | 289717 | 285981 | 280290
| Falling Behind | Commercial | N/A | Electric storage | Cumulative Annual | stock | 2282 | 2477 | 3147 | 3431 | 3720 | 4011 | 4302 | 4593 | 4885 | 5176 | 5466 | 5734 | 5965 | 6953 | 7876 | 8591 | 9067 | 9372 | 9641 | 9895 | 10127 | 10374 | 10569 | 10725 | 10878 | 11048 | 11500 | 11991
| Falling Behind | Commercial | N/A | Gas boiler | Cumulative Annual | stock | 339624 | 345038 | 341097 | 344675 | 348191 | 349340 | 350427 | 351394 | 352281 | 353694 | 355499 | 353573 | 351987 | 343190 | 335111 | 328086 | 320945 | 313768 | 305534 | 298044 | 292716 | 287943 | 283642 | 279720 | 275783 | 271750 | 269610 | 267518
| Falling Behind | Commercial | N/A | Gas CHP | Cumulative Annual | stock | 17485 | 16028 | 14571 | 13114 | 11657 | 10200 | 8743 | 7285 | 5828 | 4371 | 2914 | 1457 | 0 | 0 | 0 | 0 | 0 | 0 | 0 | 0 | 0 | 0 | 0 | 0 | 0 | 0 | 0 | 0
| Falling Behind | Commercial | N/A | GSHP | Cumulative Annual | stock | 5742 | 7237 | 8758 | 10278 | 11779 | 13407 | 15035 | 16663 | 18291 | 19919 | 21548 | 23278 | 25141 | 27527 | 29825 | 31932 | 33835 | 35610 | 37388 | 39123 | 40402 | 41664 | 42863 | 44009 | 45151 | 46306 | 47668 | 49055
| Falling Behind | Commercial | N/A | Hybrid (ASHP + BioLPG boiler) | Cumulative Annual | stock | 0 | 4 | 32 | 283 | 468 | 728 | 1152 | 1712 | 2350 | 3002 | 3695 | 4812 | 6580 | 6939 | 7369 | 7789 | 8205 | 8620 | 9007 | 9328 | 9463 | 9552 | 9622 | 9694 | 9769 | 9832 | 9913 | 10060
| Falling Behind | Commercial | N/A | Hybrid (ASHP + Electric resistive) | Cumulative Annual | stock | 2988 | 5337 | 4058 | 11181 | 17348 | 21394 | 23816 | 25329 | 26730 | 28259 | 32656 | 37861 | 43530 | 45770 | 48090 | 50349 | 52685 | 54794 | 54332 | 53933 | 53664 | 54007 | 54513 | 55003 | 55397 | 54430 | 53616 | 52959
| Falling Behind | Commercial | N/A | Oil boiler | Cumulative Annual | stock | 88314 | 87508 | 89658 | 89293 | 88598 | 86784 | 84161 | 80678 | 76663 | 72664 | 68682 | 64721 | 60770 | 58693 | 56537 | 54436 | 52413 | 50512 | 48724 | 47200 | 46319 | 45658 | 45107 | 44631 | 44160 | 43694 | 43232 | 42772
| Falling Behind | Industrial | N/A | ASHP | Cumulative Annual | stock | 647 | 970 | 1294 | 1663 | 2022 | 2547 | 2994 | 3428 | 3859 | 4294 | 4844 | 5678 | 6763 | 7381 | 8028 | 8715 | 9442 | 10203 | 11048 | 11870 | 12625 | 13400 | 14135 | 14853 | 15588 | 16318 | 17076 | 17908
| Falling Behind | Industrial | N/A | BioLPG boiler | Cumulative Annual | stock | 4 | 6 | 6 | 7 | 8 | 10 | 14 | 25 | 73 | 119 | 164 | 208 | 254 | 280 | 314 | 360 | 423 | 489 | 539 | 582 | 611 | 634 | 650 | 638 | 625 | 615 | 599 | 588
| Falling Behind | Industrial | N/A | Biomass boiler | Cumulative Annual | stock | 1041 | 954 | 868 | 781 | 694 | 607 | 521 | 434 | 347 | 260 | 174 | 87 | 0 | 0 | 2 | 5 | 11 | 18 | 23 | 26 | 28 | 30 | 33 | 36 | 39 | 43 | 50 | 62
| Falling Behind | Industrial | N/A | Biomass CHP | Cumulative Annual | stock | 4 | 6 | 495 | 605 | 652 | 665 | 669 | 671 | 672 | 673 | 674 | 675 | 676 | 572 | 509 | 488 | 482 | 458 | 464 | 539 | 656 | 744 | 801 | 864 | 939 | 1029 | 1112 | 1193
| Falling Behind | Industrial | N/A | Fossil fuel communal heating | Cumulative Annual | stock | 182 | 182 | 182 | 182 | 182 | 182 | 182 | 180 | 177 | 177 | 176 | 176 | 176 | 164 | 153 | 148 | 148 | 185 | 250 | 284 | 288 | 284 | 277 | 269 | 259 | 249 | 238 | 228
| Falling Behind | Industrial | N/A | Low carbon district heating | Cumulative Annual | stock | 375 | 530 | 745 | 983 | 1247 | 1532 | 1820 | 2114 | 2405 | 2700 | 3011 | 3466 | 4126 | 4324 | 4537 | 4785 | 5077 | 5421 | 5782 | 6102 | 6355 | 6600 | 6840 | 7080 | 7328 | 7621 | 7896 | 8241
| Falling Behind | Industrial | N/A | Electric resistive | Cumulative Annual | stock | 50613 | 50140 | 50285 | 49709 | 49316 | 48966 | 48723 | 48676 | 48669 | 48531 | 48201 | 47500 | 45864 | 46427 | 46911 | 47173 | 47181 | 47090 | 46896 | 46739 | 46703 | 46704 | 46718 | 46747 | 46759 | 46672 | 46419 | 45864
| Falling Behind | Industrial | N/A | Electric storage | Cumulative Annual | stock | 291 | 302 | 393 | 419 | 445 | 473 | 500 | 527 | 554 | 581 | 608 | 633 | 655 | 614 | 575 | 559 | 569 | 583 | 574 | 560 | 545 | 530 | 514 | 499 | 483 | 475 | 476 | 500
| Falling Behind | Industrial | N/A | Gas boiler | Cumulative Annual | stock | 31026 | 31344 | 31755 | 32078 | 32400 | 32592 | 32784 | 32976 | 33166 | 33358 | 33551 | 33514 | 33479 | 33440 | 33401 | 33350 | 33283 | 33128 | 32896 | 32717 | 32626 | 32546 | 32471 | 32397 | 32323 | 32228 | 32220 | 32213
| Falling Behind | Industrial | N/A | Gas CHP | Cumulative Annual | stock | 1628 | 1493 | 1357 | 1221 | 1086 | 950 | 814 | 679 | 543 | 407 | 271 | 136 | 0 | 0 | 0 | 0 | 0 | 0 | 0 | 0 | 0 | 0 | 0 | 0 | 0 | 0 | 0 | 0
| Falling Behind | Industrial | N/A | GSHP | Cumulative Annual | stock | 606 | 738 | 876 | 1022 | 1156 | 1301 | 1448 | 1597 | 1746 | 1896 | 2047 | 2208 | 2398 | 2447 | 2500 | 2577 | 2684 | 2799 | 2900 | 2991 | 3067 | 3139 | 3209 | 3276 | 3347 | 3425 | 3514 | 3625
| Falling Behind | Industrial | N/A | Hybrid (ASHP + BioLPG boiler) | Cumulative Annual | stock | 1 | 28 | 55 | 105 | 155 | 191 | 211 | 234 | 255 | 277 | 329 | 416 | 578 | 609 | 644 | 696 | 736 | 775 | 802 | 821 | 827 | 844 | 858 | 873 | 890 | 906 | 931 | 972
| Falling Behind | Industrial | N/A | Hybrid (ASHP + Electric resistive) | Cumulative Annual | stock | 899 | 1380 | 941 | 1567 | 2113 | 2639 | 3175 | 3530 | 3834 | 4256 | 4700 | 5261 | 6172 | 6247 | 6283 | 6329 | 6429 | 6590 | 6635 | 6612 | 6497 | 6337 | 6228 | 6125 | 6003 | 5933 | 5925 | 6023
| Falling Behind | Industrial | N/A | Oil boiler | Cumulative Annual | stock | 11770 | 11695 | 11399 | 11027 | 10612 | 10152 | 9673 | 9176 | 8664 | 8154 | 7652 | 7163 | 6697 | 6052 | 5415 | 4799 | 4231 | 3671 | 3318 | 3004 | 2738 | 2491 | 2269 | 2063 | 1856 | 1644 | 1420 | 1178
| Ten Year Forecast | Residential | N/A | ASHP | Cumulative Annual | stock | 2023: 273796; 2024: 304370; 2025: 360536; 2026: 436902; 2027: 548979; 2028: 797415; 2029: 1120611; 2030: 1500828; 2031: 1934472; 2032: 2387085; 2033: 2874605; 2034: 3388419; 2035: 3981885
| Ten Year Forecast | Residential | N/A | BioLPG boiler | Cumulative Annual | stock | 2023: 231; 2024: 379; 2025: 383; 2026: 548; 2027: 762; 2028: 1260; 2029: 2363; 2030: 6224; 2031: 18306; 2032: 27917; 2033: 35387; 2034: 40783; 2035: 44281
| Ten Year Forecast | Residential | N/A | Biomass boiler | Cumulative Annual | stock | 2023: 52658; 2024: 51079; 2025: 50230; 2026: 48573; 2027: 46900; 2028: 45222; 2029: 43545; 2030: 41880; 2031: 40216; 2032: 38339; 2033: 36458; 2034: 34570; 2035: 32812
| Ten Year Forecast | Residential | N/A | Fossil fuel communal heating | Cumulative Annual | stock | 2023: 719681; 2024: 725583; 2025: 731436; 2026: 721626; 2027: 704164; 2028: 680076; 2029: 654656; 2030: 627833; 2031: 601882; 2032: 575707; 2033: 549082; 2034: 520988; 2035: 489484
| Ten Year Forecast | Residential | N/A | Low carbon district heating | Cumulative Annual | stock | 2023: 138001; 2024: 174151; 2025: 216323; 2026: 264902; 2027: 312841; 2028: 366420; 2029: 420055; 2030: 473863; 2031: 526653; 2032: 585095; 2033: 648783; 2034: 719769; 2035: 794227
| Ten Year Forecast | Residential | N/A | Electric resistive | Cumulative Annual | stock | 2023: 795478; 2024: 814477; 2025: 803305; 2026: 788637; 2027: 770239; 2028: 731337; 2029: 698333; 2030: 673183; 2031: 656059; 2032: 634621; 2033: 607969; 2034: 575898; 2035: 538849
| Ten Year Forecast | Residential | N/A | Electric storage | Cumulative Annual | stock | 2023: 1683180; 2024: 1678832; 2025: 1668043; 2026: 1658771; 2027: 1649288; 2028: 1637474; 2029: 1625349; 2030: 1612998; 2031: 1602642; 2032: 1587149; 2033: 1566685; 2034: 1539243; 2035: 1508276
| Ten Year Forecast | Residential | N/A | Gas boiler | Cumulative Annual | stock | 2023: 24336707; 2024: 24446674; 2025: 24559891; 2026: 24662827; 2027: 24740860; 2028: 24701322; 2029: 24585396; 2030: 24409234; 2031: 24172796; 2032: 23923748; 2033: 23643574; 2034: 23342454; 2035: 22975312
| Ten Year Forecast | Residential | N/A | GSHP | Cumulative Annual | stock | 2023: 41544; 2024: 45443; 2025: 48547; 2026: 53029; 2027: 57448; 2028: 69845; 2029: 82203; 2030: 94481; 2031: 106708; 2032: 118927; 2033: 131150; 2034: 143125; 2035: 155248
| Ten Year Forecast | Residential | N/A | Hybrid (ASHP + BioLPG boiler) | Cumulative Annual | stock | 2023: 1083; 2024: 1721; 2025: 3417; 2026: 5803; 2027: 7911; 2028: 9529; 2029: 10788; 2030: 11763; 2031: 12525; 2032: 13344; 2033: 14216; 2034: 15557; 2035: 17557
| Ten Year Forecast | Residential | N/A | Hybrid (ASHP + Electric resistive) | Cumulative Annual | stock | 2023: 6636; 2024: 9612; 2025: 20871; 2026: 36988; 2027: 55322; 2028: 71472; 2029: 85858; 2030: 98060; 2031: 109536; 2032: 124427; 2033: 141553; 2034: 161433; 2035: 191379
| Ten Year Forecast | Residential | N/A | Oil boiler | Cumulative Annual | stock | 2023: 1373134; 2024: 1372206; 2025: 1363941; 2026: 1350714; 2027: 1337001; 2028: 1322741; 2029: 1307351; 2030: 1288560; 2031: 1259509; 2032: 1227340; 2033: 1196634; 2034: 1166251; 2035: 1121580
| Ten Year Forecast | Commercial | N/A | ASHP | Cumulative Annual | stock | 2023: 8035; 2024: 10549; 2025: 13468; 2026: 17508; 2027: 20635; 2028: 27528; 2029: 35406; 2030: 43100; 2031: 50881; 2032: 58922; 2033: 70878; 2034: 87196; 2035: 103705
| Ten Year Forecast | Commercial | N/A | BioLPG boiler | Cumulative Annual | stock | 2023: 0; 2024: 0; 2025: 0; 2026: 0; 2027: 0; 2028: 0; 2029: 0; 2030: 5; 2031: 31; 2032: 55; 2033: 76; 2034: 96; 2035: 114
| Ten Year Forecast | Commercial | N/A | Biomass boiler | Cumulative Annual | stock | 2023: 11179; 2024: 10247; 2025: 9316; 2026: 8384; 2027: 7453; 2028: 6521; 2029: 5590; 2030: 4658; 2031: 3726; 2032: 2795; 2033: 1863; 2034: 932; 2035: 0
| Ten Year Forecast | Commercial | N/A | Biomass CHP | Cumulative Annual | stock | 2023: 18; 2024: 24; 2025: 85; 2026: 222; 2027: 224; 2028: 224; 2029: 224; 2030: 224; 2031: 224; 2032: 224; 2033: 224; 2034: 224; 2035: 224
| Ten Year Forecast | Commercial | N/A | Fossil fuel communal heating | Cumulative Annual | stock | 2023: 1388; 2024: 1391; 2025: 13049; 2026: 15512; 2027: 17871; 2028: 20097; 2029: 21874; 2030: 23291; 2031: 24542; 2032: 25601; 2033: 26578; 2034: 27457; 2035: 28165
| Ten Year Forecast | Commercial | N/A | Low carbon district heating | Cumulative Annual | stock | 2023: 7054; 2024: 9953; 2025: 12753; 2026: 16665; 2027: 20665; 2028: 25800; 2029: 30727; 2030: 35591; 2031: 40419; 2032: 45388; 2033: 50599; 2034: 58091; 2035: 67248
| Ten Year Forecast | Commercial | N/A | Electric resistive | Cumulative Annual | stock | 2023: 338261; 2024: 338111; 2025: 337478; 2026: 329682; 2027: 324517; 2028: 320015; 2029: 316394; 2030: 315641; 2031: 315576; 2032: 312767; 2033: 300678; 2034: 282975; 2035: 263900
| Ten Year Forecast | Commercial | N/A | Electric storage | Cumulative Annual | stock | 2023: 2282; 2024: 2477; 2025: 3147; 2026: 3430; 2027: 3718; 2028: 4008; 2029: 4299; 2030: 4590; 2031: 4881; 2032: 5172; 2033: 5441; 2034: 5659; 2035: 5850
| Ten Year Forecast | Commercial | N/A | Gas boiler | Cumulative Annual | stock | 2023: 339624; 2024: 345038; 2025: 340154; 2026: 343226; 2027: 346376; 2028: 346377; 2029: 346183; 2030: 345897; 2031: 345658; 2032: 345911; 2033: 346531; 2034: 344471; 2035: 342698
| Ten Year Forecast | Commercial | N/A | Gas CHP | Cumulative Annual | stock | 2023: 17485; 2024: 16028; 2025: 14571; 2026: 13114; 2027: 11657; 2028: 10200; 2029: 8743; 2030: 7285; 2031: 5828; 2032: 4371; 2033: 2914; 2034: 1457; 2035: 0
| Ten Year Forecast | Commercial | N/A | GSHP | Cumulative Annual | stock | 2023: 5742; 2024: 7237; 2025: 8758; 2026: 10277; 2027: 11777; 2028: 13405; 2029: 15034; 2030: 16662; 2031: 18290; 2032: 19919; 2033: 21547; 2034: 23353; 2035: 25453
| Ten Year Forecast | Commercial | N/A | Hybrid (ASHP + BioLPG boiler) | Cumulative Annual | stock | 2023: 0; 2024: 4; 2025: 31; 2026: 276; 2027: 475; 2028: 818; 2029: 1484; 2030: 2202; 2031: 2975; 2032: 3768; 2033: 5200; 2034: 7527; 2035: 10055
| Ten Year Forecast | Commercial | N/A | Hybrid (ASHP + Electric resistive) | Cumulative Annual | stock | 2023: 2988; 2024: 5337; 2025: 4043; 2026: 11024; 2027: 17068; 2028: 22046; 2029: 26774; 2030: 29733; 2031: 32222; 2032: 36733; 2033: 45456; 2034: 54895; 2035: 63276
| Ten Year Forecast | Commercial | N/A | Oil boiler | Cumulative Annual | stock | 2023: 88314; 2024: 87508; 2025: 89658; 2026: 88939; 2027: 87571; 2028: 84716; 2029: 80773; 2030: 76372; 2031: 71746; 2032: 67123; 2033: 62512; 2034: 57914; 2035: 53305
| Ten Year Forecast | Industrial | N/A | ASHP | Cumulative Annual | stock | 2023: 647; 2024: 970; 2025: 1295; 2026: 1659; 2027: 2008; 2028: 2574; 2029: 3265; 2030: 3883; 2031: 4484; 2032: 5108; 2033: 5882; 2034: 6991; 2035: 8585
| Ten Year Forecast | Industrial | N/A | BioLPG boiler | Cumulative Annual | stock | 2023: 4; 2024: 6; 2025: 6; 2026: 7; 2027: 8; 2028: 10; 2029: 12; 2030: 20; 2031: 54; 2032: 87; 2033: 119; 2034: 151; 2035: 181
| Ten Year Forecast | Industrial | N/A | Biomass boiler | Cumulative Annual | stock | 2023: 1041; 2024: 954; 2025: 868; 2026: 781; 2027: 694; 2028: 607; 2029: 521; 2030: 434; 2031: 347; 2032: 260; 2033: 174; 2034: 87; 2035: 0
| Ten Year Forecast | Industrial | N/A | Biomass CHP | Cumulative Annual | stock | 2023: 4; 2024: 6; 2025: 495; 2026: 600; 2027: 646; 2028: 659; 2029: 661; 2030: 663; 2031: 664; 2032: 664; 2033: 665; 2034: 666; 2035: 666
| Ten Year Forecast | Industrial | N/A | Fossil fuel communal heating | Cumulative Annual | stock | 2023: 182; 2024: 182; 2025: 182; 2026: 182; 2027: 182; 2028: 182; 2029: 176; 2030: 170; 2031: 164; 2032: 158; 2033: 152; 2034: 146; 2035: 141
| Ten Year Forecast | Industrial | N/A | Low carbon district heating | Cumulative Annual | stock | 2023: 375; 2024: 530; 2025: 745; 2026: 1114; 2027: 1466; 2028: 1839; 2029: 2151; 2030: 2455; 2031: 2763; 2032: 3080; 2033: 3470; 2034: 4053; 2035: 4924
| Ten Year Forecast | Industrial | N/A | Electric resistive | Cumulative Annual | stock | 2023: 50613; 2024: 50140; 2025: 50285; 2026: 49699; 2027: 49288; 2028: 48920; 2029: 48593; 2030: 48430; 2031: 48419; 2032: 48168; 2033: 47574; 2034: 46134; 2035: 43358
| Ten Year Forecast | Industrial | N/A | Electric storage | Cumulative Annual | stock | 2023: 291; 2024: 302; 2025: 393; 2026: 419; 2027: 445; 2028: 472; 2029: 499; 2030: 527; 2031: 554; 2032: 581; 2033: 607; 2034: 631; 2035: 648
| Ten Year Forecast | Industrial | N/A | Gas boiler | Cumulative Annual | stock | 2023: 31026; 2024: 31344; 2025: 31755; 2026: 32066; 2027: 32376; 2028: 32501; 2029: 32626; 2030: 32750; 2031: 32874; 2032: 32998; 2033: 33122; 2034: 33072; 2035: 33022
| Ten Year Forecast | Industrial | N/A | Gas CHP | Cumulative Annual | stock | 2023: 1628; 2024: 1493; 2025: 1357; 2026: 1221; 2027: 1086; 2028: 950; 2029: 814; 2030: 679; 2031: 543; 2032: 407; 2033: 271; 2034: 136; 2035: 0
| Ten Year Forecast | Industrial | N/A | GSHP | Cumulative Annual | stock | 2023: 606; 2024: 738; 2025: 875; 2026: 1010; 2027: 1142; 2028: 1288; 2029: 1434; 2030: 1584; 2031: 1732; 2032: 1881; 2033: 2030; 2034: 2186; 2035: 2360
| Ten Year Forecast | Industrial | N/A | Hybrid (ASHP + BioLPG boiler) | Cumulative Annual | stock | 2023: 1; 2024: 28; 2025: 55; 2026: 105; 2027: 155; 2028: 197; 2029: 269; 2030: 326; 2031: 377; 2032: 429; 2033: 530; 2034: 701; 2035: 1017
| Ten Year Forecast | Industrial | N/A | Hybrid (ASHP + Electric resistive) | Cumulative Annual | stock | 2023: 899; 2024: 1380; 2025: 941; 2026: 1528; 2027: 2051; 2028: 2551; 2029: 3018; 2030: 3416; 2031: 3662; 2032: 4115; 2033: 4641; 2034: 5588; 2035: 6940
| Ten Year Forecast | Industrial | N/A | Oil boiler | Cumulative Annual | stock | 2023: 11770; 2024: 11695; 2025: 11399; 2026: 10979; 2027: 10541; 2028: 10058; 2029: 9487; 2030: 8910; 2031: 8328; 2032: 7746; 2033: 7163; 2034: 6580; 2035: 5997
| Holistic Transition | Residential | electricity | ASHP | Peak 1-in-20 | GW | 0.449 | 0.492 | 0.557 | 0.641 | 0.728 | 0.944 | 1.265 | 1.723 | 2.41 | 3.119 | 3.98 | 4.896 | 5.868 | 6.509 | 7.151 | 7.784 | 8.392 | 8.969 | 9.501 | 10.007 | 10.442 | 10.853 | 11.211 | 11.52 | 11.844 | 12.112 | 12.362 | 12.592
| Holistic Transition | Residential | bioLPG | BioLPG boiler | Peak 1-in-20 | GW | 0.004 | 0.005 | 0.007 | 0.013 | 0.026 | 0.056 | 0.115 | 0.386 | 0.721 | 0.879 | 0.972 | 1.042 | 1.092 | 1.165 | 1.22 | 1.261 | 1.283 | 1.297 | 1.312 | 1.327 | 1.33 | 1.33 | 1.313 | 1.309 | 1.305 | 1.302 | 1.299 | 1.297
| Holistic Transition | Residential | biomass | Biomass boiler | Peak 1-in-20 | GW | 0.495 | 0.483 | 0.475 | 0.466 | 0.457 | 0.448 | 0.438 | 0.473 | 0.477 | 0.472 | 0.46 | 0.448 | 0.436 | 0.562 | 0.688 | 0.812 | 0.933 | 1.047 | 1.154 | 1.259 | 1.357 | 1.452 | 1.458 | 1.461 | 1.463 | 1.463 | 1.463 | 1.464
| Holistic Transition | Residential | gas | Fossil fuel communal heating | Peak 1-in-20 | GW | 3.318 | 3.322 | 3.325 | 3.276 | 3.212 | 3.111 | 3.005 | 2.876 | 2.737 | 2.579 | 2.413 | 2.245 | 2.074 | 1.846 | 1.617 | 1.387 | 1.156 | 0.923 | 0.754 | 0.6 | 0.483 | 0.37 | 0.28 | 0.205 | 0.149 | 0.098 | 0.049 | 0
| Holistic Transition | Residential | biomethane | Low carbon district heating | Peak 1-in-20 | GW | 0.202 | 0.348 | 0.539 | 0.649 | 0.753 | 0.833 | 0.909 | 0.998 | 1.157 | 1.34 | 1.535 | 1.714 | 1.885 | 2.837 | 3.712 | 4.541 | 5.354 | 6.151 | 7.278 | 8.08 | 8.772 | 9.378 | 9.865 | 10.406 | 10.882 | 11.283 | 11.659 | 12.001
| Holistic Transition | Residential | electricity | Low carbon district heating | Peak 1-in-20 | GW | 0.032 | 0.055 | 0.086 | 0.133 | 0.19 | 0.251 | 0.319 | 0.401 | 0.491 | 0.601 | 0.727 | 0.859 | 1 | 1.571 | 2.152 | 2.764 | 3.433 | 4.169 | 4.946 | 5.506 | 5.994 | 6.426 | 6.778 | 7.14 | 7.457 | 7.722 | 7.969 | 8.192
| Holistic Transition | Residential | electricity | Electric resistive | Peak 1-in-20 | GW | 2.649 | 2.723 | 2.717 | 2.697 | 2.686 | 2.565 | 2.438 | 2.309 | 2.18 | 2.049 | 1.917 | 1.785 | 1.652 | 1.955 | 2.237 | 2.503 | 2.751 | 2.986 | 3.164 | 3.41 | 3.722 | 4.008 | 4.244 | 4.424 | 4.583 | 4.712 | 4.834 | 4.948
| Holistic Transition | Residential | electricity | Electric storage | Peak 1-in-20 | GW | 0.361 | 0.355 | 0.349 | 0.339 | 0.328 | 0.316 | 0.305 | 0.294 | 0.279 | 0.263 | 0.248 | 0.231 | 0.214 | 0.221 | 0.228 | 0.236 | 0.243 | 0.249 | 0.254 | 0.26 | 0.265 | 0.268 | 0.269 | 0.268 | 0.267 | 0.266 | 0.266 | 0.266
| Holistic Transition | Residential | gas | Gas boiler | Peak 1-in-20 | GW | 153.876 | 153.269 | 152.649 | 152.526 | 151.494 | 149.548 | 147.05 | 143.934 | 140.495 | 136.05 | 130.356 | 124.176 | 117.434 | 106.797 | 96.17 | 85.555 | 74.954 | 64.373 | 54.361 | 45.284 | 37.133 | 29.511 | 22.481 | 16.31 | 11.078 | 7.008 | 3.293 | 0
| Holistic Transition | Residential | electricity | GSHP | Peak 1-in-20 | GW | 0.051 | 0.054 | 0.056 | 0.059 | 0.061 | 0.066 | 0.069 | 0.071 | 0.078 | 0.082 | 0.086 | 0.089 | 0.092 | 0.366 | 0.646 | 0.926 | 1.204 | 1.472 | 1.701 | 1.964 | 2.193 | 2.413 | 2.62 | 2.806 | 2.967 | 3.093 | 3.209 | 3.314
| Holistic Transition | Residential | bioLPG | Hybrid (ASHP + BioLPG boiler) | Peak 1-in-20 | GW | 0.001 | 0.002 | 0.005 | 0.009 | 0.013 | 0.017 | 0.021 | 0.032 | 0.039 | 0.059 | 0.085 | 0.112 | 0.148 | 0.191 | 0.236 | 0.282 | 0.328 | 0.375 | 0.415 | 0.455 | 0.478 | 0.5 | 0.508 | 0.511 | 0.513 | 0.514 | 0.516 | 0.517
| Holistic Transition | Residential | electricity | Hybrid (ASHP + BioLPG boiler) | Peak 1-in-20 | GW | 0.002 | 0.003 | 0.007 | 0.011 | 0.014 | 0.017 | 0.019 | 0.034 | 0.042 | 0.059 | 0.082 | 0.108 | 0.145 | 0.187 | 0.229 | 0.27 | 0.309 | 0.346 | 0.379 | 0.411 | 0.436 | 0.46 | 0.461 | 0.462 | 0.463 | 0.463 | 0.464 | 0.464
| Holistic Transition | Residential | electricity | Hybrid (ASHP + Electric resistive) | Peak 1-in-20 | GW | 0.012 | 0.023 | 0.057 | 0.095 | 0.13 | 0.163 | 0.197 | 0.272 | 0.357 | 0.695 | 1.246 | 1.883 | 2.618 | 3.789 | 4.956 | 6.099 | 7.193 | 8.211 | 9.068 | 9.895 | 10.712 | 11.504 | 12.214 | 12.858 | 13.39 | 13.8 | 14.179 | 14.522
| Holistic Transition | Residential | oil | Oil boiler | Peak 1-in-20 | GW | 13.477 | 13.407 | 13.313 | 13.24 | 13.111 | 12.964 | 12.781 | 11.909 | 11.039 | 10.158 | 9.267 | 8.365 | 7.452 | 6.558 | 5.666 | 4.776 | 3.889 | 3.026 | 2.21 | 1.45 | 0.707 | 0 | 0 | 0 | 0 | 0 | 0 | 0
| Holistic Transition | Commercial | electricity | ASHP | Peak 1-in-20 | GW | 0.114 | 0.15 | 0.184 | 0.231 | 0.278 | 0.429 | 0.594 | 0.792 | 0.994 | 1.201 | 1.417 | 1.638 | 1.862 | 2.08 | 2.296 | 2.515 | 2.733 | 2.952 | 3.171 | 3.396 | 3.577 | 3.754 | 3.924 | 4.079 | 4.258 | 4.438 | 4.616 | 4.792
| Holistic Transition | Commercial | bioLPG | BioLPG boiler | Peak 1-in-20 | GW | 0 | 0 | 0 | 0 | 0 | 0 | 0 | 0 | 0.003 | 0.005 | 0.006 | 0.007 | 0.008 | 0.04 | 0.071 | 0.103 | 0.135 | 0.167 | 0.194 | 0.219 | 0.232 | 0.243 | 0.248 | 0.251 | 0.253 | 0.253 | 0.254 | 0.253
| Holistic Transition | Commercial | biomass | Biomass boiler | Peak 1-in-20 | GW | 0.622 | 0.571 | 0.519 | 0.467 | 0.415 | 0.363 | 0.311 | 0.26 | 0.209 | 0.158 | 0.106 | 0.053 | 0 | 0.027 | 0.054 | 0.08 | 0.104 | 0.128 | 0.15 | 0.168 | 0.181 | 0.192 | 0.197 | 0.202 | 0.205 | 0.207 | 0.207 | 0.208
| Holistic Transition | Commercial | biomass | Biomass CHP | Peak 1-in-20 | GW | 0.001 | 0.001 | 0.001 | 0.005 | 0.005 | 0.005 | 0.005 | 0.005 | 0.005 | 0.005 | 0.005 | 0.005 | 0.005 | 0.058 | 0.11 | 0.16 | 0.208 | 0.256 | 0.302 | 0.348 | 0.386 | 0.421 | 0.443 | 0.466 | 0.502 | 0.546 | 0.588 | 0.628
| Holistic Transition | Commercial | gas | Fossil fuel communal heating | Peak 1-in-20 | GW | 0.141 | 0.14 | 0.139 | 0.199 | 0.26 | 0.319 | 0.375 | 0.431 | 0.487 | 0.539 | 0.581 | 0.614 | 0.638 | 0.629 | 0.621 | 0.612 | 0.603 | 0.595 | 0.527 | 0.457 | 0.389 | 0.322 | 0.255 | 0.19 | 0.128 | 0.077 | 0.034 | 0
| Holistic Transition | Commercial | biomethane | Low carbon district heating | Peak 1-in-20 | GW | 0.155 | 0.216 | 0.281 | 0.34 | 0.41 | 0.523 | 0.655 | 0.794 | 0.958 | 1.021 | 1.075 | 1.122 | 1.164 | 1.302 | 1.43 | 1.536 | 1.641 | 1.728 | 1.889 | 2.038 | 2.145 | 2.242 | 2.322 | 2.423 | 2.539 | 2.657 | 2.778 | 2.901
| Holistic Transition | Commercial | electricity | Low carbon district heating | Peak 1-in-20 | GW | 0.025 | 0.034 | 0.045 | 0.07 | 0.103 | 0.157 | 0.229 | 0.319 | 0.406 | 0.456 | 0.508 | 0.561 | 0.618 | 0.721 | 0.829 | 0.936 | 1.053 | 1.172 | 1.284 | 1.389 | 1.466 | 1.536 | 1.596 | 1.663 | 1.74 | 1.819 | 1.899 | 1.98
| Holistic Transition | Commercial | electricity | Electric resistive | Peak 1-in-20 | GW | 2.485 | 2.505 | 2.515 | 2.477 | 2.444 | 2.375 | 2.315 | 2.268 | 2.243 | 2.169 | 2.069 | 1.95 | 1.821 | 1.886 | 1.944 | 2.002 | 2.052 | 2.103 | 2.182 | 2.257 | 2.361 | 2.445 | 2.496 | 2.504 | 2.573 | 2.658 | 2.76 | 2.871
| Holistic Transition | Commercial | electricity | Electric storage | Peak 1-in-20 | GW | 0.002 | 0.003 | 0.004 | 0.005 | 0.005 | 0.006 | 0.007 | 0.007 | 0.008 | 0.009 | 0.009 | 0.01 | 0.011 | 0.024 | 0.036 | 0.047 | 0.055 | 0.063 | 0.071 | 0.08 | 0.088 | 0.095 | 0.102 | 0.107 | 0.114 | 0.12 | 0.126 | 0.132
| Holistic Transition | Commercial | gas | Gas boiler | Peak 1-in-20 | GW | 20.582 | 20.678 | 20.766 | 20.773 | 20.763 | 20.466 | 20.131 | 19.725 | 19.134 | 18.723 | 18.333 | 17.965 | 17.617 | 16.139 | 14.677 | 13.225 | 11.783 | 10.35 | 8.993 | 7.654 | 6.603 | 5.59 | 4.65 | 3.887 | 2.946 | 1.985 | 1.002 | 0
| Holistic Transition | Commercial | gas | Gas CHP | Peak 1-in-20 | GW | 1.913 | 1.754 | 1.595 | 1.435 | 1.276 | 1.116 | 0.957 | 0.797 | 0.638 | 0.478 | 0.319 | 0.159 | 0 | 0 | 0 | 0 | 0 | 0 | 0 | 0 | 0 | 0 | 0 | 0 | 0 | 0 | 0 | 0
| Holistic Transition | Commercial | electricity | GSHP | Peak 1-in-20 | GW | 0.048 | 0.064 | 0.08 | 0.096 | 0.111 | 0.129 | 0.148 | 0.166 | 0.184 | 0.2 | 0.215 | 0.233 | 0.252 | 0.319 | 0.386 | 0.452 | 0.514 | 0.575 | 0.628 | 0.681 | 0.725 | 0.765 | 0.8 | 0.831 | 0.867 | 0.902 | 0.936 | 0.97
| Holistic Transition | Commercial | bioLPG | Hybrid (ASHP + BioLPG boiler) | Peak 1-in-20 | GW | 0 | 0 | 0 | 0.001 | 0.003 | 0.01 | 0.021 | 0.043 | 0.06 | 0.078 | 0.098 | 0.117 | 0.135 | 0.14 | 0.145 | 0.15 | 0.154 | 0.158 | 0.162 | 0.166 | 0.167 | 0.168 | 0.168 | 0.169 | 0.169 | 0.168 | 0.167 | 0.166
| Holistic Transition | Commercial | electricity | Hybrid (ASHP + BioLPG boiler) | Peak 1-in-20 | GW | 0 | 0 | 0 | 0.003 | 0.012 | 0.029 | 0.052 | 0.091 | 0.126 | 0.166 | 0.207 | 0.248 | 0.287 | 0.299 | 0.311 | 0.323 | 0.334 | 0.345 | 0.355 | 0.362 | 0.364 | 0.365 | 0.362 | 0.36 | 0.357 | 0.353 | 0.35 | 0.348
| Holistic Transition | Commercial | electricity | Hybrid (ASHP + Electric resistive) | Peak 1-in-20 | GW | 0.046 | 0.072 | 0.103 | 0.15 | 0.201 | 0.259 | 0.325 | 0.409 | 0.498 | 0.599 | 0.696 | 0.785 | 0.866 | 1.214 | 1.617 | 2.075 | 2.573 | 3.117 | 3.341 | 3.55 | 3.67 | 3.767 | 3.83 | 3.886 | 3.943 | 3.998 | 4.06 | 4.126
| Holistic Transition | Commercial | oil | Oil boiler | Peak 1-in-20 | GW | 5.802 | 5.755 | 5.706 | 5.642 | 5.536 | 5.324 | 5.04 | 4.645 | 4.249 | 3.853 | 3.457 | 3.061 | 2.665 | 2.309 | 1.955 | 1.603 | 1.257 | 0.912 | 0.582 | 0.293 | 0.111 | 0 | 0 | 0 | 0 | 0 | 0 | 0
| Holistic Transition | Industrial | electricity | ASHP | Peak 1-in-20 | GW | 0.012 | 0.017 | 0.023 | 0.031 | 0.037 | 0.051 | 0.064 | 0.076 | 0.087 | 0.099 | 0.113 | 0.131 | 0.152 | 0.178 | 0.203 | 0.228 | 0.253 | 0.279 | 0.304 | 0.331 | 0.355 | 0.376 | 0.397 | 0.418 | 0.44 | 0.461 | 0.481 | 0.5
| Holistic Transition | Industrial | bioLPG | BioLPG boiler | Peak 1-in-20 | GW | 0 | 0 | 0 | 0 | 0 | 0 | 0 | 0 | 0.001 | 0.001 | 0.002 | 0.002 | 0.002 | 0.006 | 0.01 | 0.014 | 0.017 | 0.021 | 0.023 | 0.026 | 0.028 | 0.031 | 0.034 | 0.036 | 0.039 | 0.04 | 0.04 | 0.04
| Holistic Transition | Industrial | biomass | Biomass boiler | Peak 1-in-20 | GW | 0.092 | 0.085 | 0.077 | 0.069 | 0.062 | 0.054 | 0.046 | 0.039 | 0.031 | 0.023 | 0.016 | 0.008 | 0 | 0.003 | 0.006 | 0.009 | 0.011 | 0.014 | 0.015 | 0.017 | 0.019 | 0.022 | 0.025 | 0.028 | 0.03 | 0.032 | 0.033 | 0.033
| Holistic Transition | Industrial | biomass | Biomass CHP | Peak 1-in-20 | GW | 0 | 0 | 0.001 | 0.005 | 0.005 | 0.005 | 0.005 | 0.005 | 0.005 | 0.005 | 0.005 | 0.005 | 0.005 | 0.011 | 0.017 | 0.023 | 0.028 | 0.032 | 0.039 | 0.051 | 0.064 | 0.076 | 0.086 | 0.096 | 0.107 | 0.115 | 0.124 | 0.131
| Holistic Transition | Industrial | gas | Fossil fuel communal heating | Peak 1-in-20 | GW | 0.002 | 0.002 | 0.002 | 0.002 | 0.002 | 0.002 | 0.002 | 0.002 | 0.002 | 0.002 | 0.001 | 0.001 | 0.001 | 0.001 | 0.001 | 0.001 | 0.001 | 0.001 | 0 | 0 | 0 | 0 | 0 | 0 | 0 | 0 | 0 | 0
| Holistic Transition | Industrial | biomethane | Low carbon district heating | Peak 1-in-20 | GW | 0.01 | 0.015 | 0.021 | 0.028 | 0.035 | 0.043 | 0.051 | 0.058 | 0.065 | 0.069 | 0.072 | 0.076 | 0.081 | 0.106 | 0.134 | 0.16 | 0.182 | 0.199 | 0.223 | 0.246 | 0.268 | 0.29 | 0.312 | 0.336 | 0.364 | 0.39 | 0.414 | 0.44
| Holistic Transition | Industrial | electricity | Low carbon district heating | Peak 1-in-20 | GW | 0.002 | 0.002 | 0.003 | 0.006 | 0.009 | 0.013 | 0.018 | 0.023 | 0.027 | 0.031 | 0.034 | 0.038 | 0.043 | 0.059 | 0.078 | 0.097 | 0.117 | 0.135 | 0.152 | 0.168 | 0.183 | 0.198 | 0.215 | 0.231 | 0.249 | 0.267 | 0.283 | 0.3
| Holistic Transition | Industrial | electricity | Electric resistive | Peak 1-in-20 | GW | 1.725 | 1.705 | 1.678 | 1.64 | 1.606 | 1.573 | 1.545 | 1.527 | 1.512 | 1.483 | 1.433 | 1.362 | 1.279 | 1.223 | 1.163 | 1.104 | 1.049 | 0.997 | 0.952 | 0.901 | 0.851 | 0.795 | 0.731 | 0.664 | 0.606 | 0.563 | 0.539 | 0.526
| Holistic Transition | Industrial | electricity | Electric storage | Peak 1-in-20 | GW | 0.001 | 0.001 | 0.001 | 0.001 | 0.001 | 0.001 | 0.001 | 0.001 | 0.001 | 0.001 | 0.001 | 0.002 | 0.002 | 0.004 | 0.005 | 0.007 | 0.008 | 0.009 | 0.01 | 0.011 | 0.012 | 0.013 | 0.015 | 0.016 | 0.018 | 0.019 | 0.02 | 0.021
| Holistic Transition | Industrial | gas | Gas boiler | Peak 1-in-20 | GW | 3.012 | 3.012 | 3.011 | 3.008 | 3.004 | 2.979 | 2.953 | 2.924 | 2.883 | 2.855 | 2.827 | 2.8 | 2.775 | 2.572 | 2.369 | 2.167 | 1.967 | 1.768 | 1.571 | 1.374 | 1.199 | 1.025 | 0.854 | 0.694 | 0.522 | 0.349 | 0.175 | 0
| Holistic Transition | Industrial | gas | Gas CHP | Peak 1-in-20 | GW | 0.284 | 0.261 | 0.237 | 0.213 | 0.19 | 0.166 | 0.142 | 0.118 | 0.095 | 0.071 | 0.047 | 0.024 | 0 | 0 | 0 | 0 | 0 | 0 | 0 | 0 | 0 | 0 | 0 | 0 | 0 | 0 | 0 | 0
| Holistic Transition | Industrial | electricity | GSHP | Peak 1-in-20 | GW | 0.009 | 0.011 | 0.013 | 0.016 | 0.018 | 0.02 | 0.023 | 0.025 | 0.028 | 0.03 | 0.032 | 0.034 | 0.037 | 0.046 | 0.054 | 0.062 | 0.069 | 0.076 | 0.082 | 0.089 | 0.095 | 0.102 | 0.109 | 0.116 | 0.123 | 0.129 | 0.135 | 0.14
| Holistic Transition | Industrial | bioLPG | Hybrid (ASHP + BioLPG boiler) | Peak 1-in-20 | GW | 0 | 0 | 0 | 0 | 0.001 | 0.001 | 0.002 | 0.003 | 0.003 | 0.003 | 0.004 | 0.005 | 0.006 | 0.007 | 0.008 | 0.008 | 0.009 | 0.01 | 0.01 | 0.01 | 0.011 | 0.011 | 0.012 | 0.012 | 0.013 | 0.013 | 0.013 | 0.013
| Holistic Transition | Industrial | electricity | Hybrid (ASHP + BioLPG boiler) | Peak 1-in-20 | GW | 0 | 0 | 0.001 | 0.002 | 0.003 | 0.004 | 0.005 | 0.006 | 0.006 | 0.007 | 0.008 | 0.01 | 0.013 | 0.015 | 0.017 | 0.018 | 0.02 | 0.021 | 0.022 | 0.023 | 0.023 | 0.024 | 0.025 | 0.026 | 0.027 | 0.028 | 0.028 | 0.028
| Holistic Transition | Industrial | electricity | Hybrid (ASHP + Electric resistive) | Peak 1-in-20 | GW | 0.016 | 0.024 | 0.034 | 0.046 | 0.058 | 0.068 | 0.077 | 0.086 | 0.095 | 0.108 | 0.126 | 0.148 | 0.167 | 0.227 | 0.293 | 0.367 | 0.446 | 0.533 | 0.566 | 0.599 | 0.625 | 0.652 | 0.678 | 0.703 | 0.726 | 0.749 | 0.771 | 0.793
| Holistic Transition | Industrial | oil | Oil boiler | Peak 1-in-20 | GW | 0.097 | 0.096 | 0.096 | 0.092 | 0.088 | 0.084 | 0.079 | 0.072 | 0.066 | 0.059 | 0.052 | 0.046 | 0.039 | 0.033 | 0.027 | 0.021 | 0.015 | 0.009 | 0.006 | 0.003 | 0.002 | 0 | 0 | 0 | 0 | 0 | 0 | 0
| Electric Engagement | Residential | electricity | ASHP | Peak 1-in-20 | GW | 0.449 | 0.492 | 0.568 | 0.673 | 0.819 | 1.161 | 1.648 | 2.37 | 3.203 | 4.025 | 5 | 6.102 | 7.284 | 8.16 | 9.036 | 9.913 | 10.777 | 11.616 | 12.388 | 13.093 | 13.725 | 14.333 | 14.866 | 15.35 | 15.823 | 16.236 | 16.633 | 17.022
| Electric Engagement | Residential | bioLPG | BioLPG boiler | Peak 1-in-20 | GW | 0.004 | 0.005 | 0.007 | 0.013 | 0.026 | 0.056 | 0.117 | 0.401 | 0.765 | 1.013 | 1.147 | 1.256 | 1.338 | 1.407 | 1.46 | 1.5 | 1.525 | 1.541 | 1.558 | 1.575 | 1.577 | 1.578 | 1.568 | 1.565 | 1.562 | 1.56 | 1.558 | 1.556
| Electric Engagement | Residential | biomass | Biomass boiler | Peak 1-in-20 | GW | 0.495 | 0.483 | 0.475 | 0.466 | 0.457 | 0.448 | 0.438 | 0.472 | 0.477 | 0.488 | 0.5 | 0.502 | 0.496 | 0.62 | 0.745 | 0.87 | 0.993 | 1.114 | 1.228 | 1.339 | 1.444 | 1.547 | 1.552 | 1.555 | 1.56 | 1.566 | 1.569 | 1.57
| Electric Engagement | Residential | gas | Fossil fuel communal heating | Peak 1-in-20 | GW | 3.318 | 3.322 | 3.326 | 3.283 | 3.218 | 3.118 | 3.016 | 2.887 | 2.751 | 2.6 | 2.439 | 2.276 | 2.112 | 1.885 | 1.656 | 1.426 | 1.194 | 0.962 | 0.786 | 0.633 | 0.516 | 0.398 | 0.307 | 0.23 | 0.167 | 0.112 | 0.056 | 0
| Electric Engagement | Residential | biomethane | Low carbon district heating | Peak 1-in-20 | GW | 0.202 | 0.348 | 0.539 | 0.654 | 0.766 | 0.864 | 0.959 | 1.071 | 1.233 | 1.42 | 1.635 | 1.826 | 2 | 2.834 | 3.586 | 4.26 | 4.881 | 5.466 | 6.364 | 6.965 | 7.443 | 7.855 | 8.174 | 8.571 | 8.932 | 9.245 | 9.542 | 9.828
| Electric Engagement | Residential | electricity | Low carbon district heating | Peak 1-in-20 | GW | 0.032 | 0.055 | 0.086 | 0.137 | 0.197 | 0.265 | 0.341 | 0.434 | 0.527 | 0.64 | 0.777 | 0.917 | 1.062 | 1.588 | 2.129 | 2.689 | 3.29 | 3.954 | 4.64 | 5.12 | 5.518 | 5.873 | 6.164 | 6.477 | 6.764 | 7.016 | 7.256 | 7.489
| Electric Engagement | Residential | electricity | Electric resistive | Peak 1-in-20 | GW | 2.649 | 2.723 | 2.716 | 2.697 | 2.685 | 2.569 | 2.453 | 2.327 | 2.2 | 2.071 | 1.94 | 1.808 | 1.676 | 2.233 | 2.765 | 3.284 | 3.779 | 4.24 | 4.619 | 5.069 | 5.571 | 6.052 | 6.454 | 6.803 | 7.124 | 7.364 | 7.581 | 7.794
| Electric Engagement | Residential | electricity | Electric storage | Peak 1-in-20 | GW | 0.361 | 0.355 | 0.349 | 0.339 | 0.328 | 0.316 | 0.305 | 0.294 | 0.279 | 0.264 | 0.248 | 0.231 | 0.214 | 0.247 | 0.281 | 0.316 | 0.351 | 0.385 | 0.413 | 0.447 | 0.479 | 0.509 | 0.534 | 0.554 | 0.571 | 0.583 | 0.594 | 0.606
| Electric Engagement | Residential | gas | Gas boiler | Peak 1-in-20 | GW | 153.876 | 153.269 | 152.657 | 152.547 | 151.478 | 149.536 | 147.09 | 143.863 | 140.438 | 136.264 | 130.948 | 125.206 | 119.208 | 108.577 | 97.953 | 87.338 | 76.735 | 66.148 | 56.129 | 47.094 | 38.939 | 31.257 | 24.336 | 18.15 | 12.639 | 8.186 | 4.034 | 0
| Electric Engagement | Residential | electricity | GSHP | Peak 1-in-20 | GW | 0.051 | 0.054 | 0.058 | 0.064 | 0.07 | 0.081 | 0.092 | 0.103 | 0.113 | 0.121 | 0.129 | 0.136 | 0.144 | 0.487 | 0.84 | 1.2 | 1.564 | 1.921 | 2.225 | 2.554 | 2.857 | 3.147 | 3.406 | 3.64 | 3.85 | 4.022 | 4.183 | 4.34
| Electric Engagement | Residential | bioLPG | Hybrid (ASHP + BioLPG boiler) | Peak 1-in-20 | GW | 0.001 | 0.002 | 0.005 | 0.009 | 0.013 | 0.016 | 0.019 | 0.029 | 0.035 | 0.053 | 0.077 | 0.1 | 0.123 | 0.162 | 0.204 | 0.248 | 0.295 | 0.344 | 0.386 | 0.427 | 0.451 | 0.474 | 0.483 | 0.485 | 0.487 | 0.488 | 0.49 | 0.492
| Electric Engagement | Residential | electricity | Hybrid (ASHP + BioLPG boiler) | Peak 1-in-20 | GW | 0.002 | 0.003 | 0.007 | 0.011 | 0.015 | 0.018 | 0.02 | 0.039 | 0.05 | 0.073 | 0.103 | 0.133 | 0.164 | 0.221 | 0.278 | 0.334 | 0.39 | 0.443 | 0.492 | 0.539 | 0.577 | 0.615 | 0.617 | 0.62 | 0.621 | 0.623 | 0.625 | 0.626
| Electric Engagement | Residential | electricity | Hybrid (ASHP + Electric resistive) | Peak 1-in-20 | GW | 0.012 | 0.023 | 0.056 | 0.095 | 0.136 | 0.174 | 0.216 | 0.382 | 0.721 | 1.322 | 2.221 | 3.118 | 4.004 | 5.317 | 6.637 | 7.951 | 9.236 | 10.467 | 11.549 | 12.524 | 13.449 | 14.341 | 15.104 | 15.792 | 16.404 | 16.905 | 17.381 | 17.849
| Electric Engagement | Residential | oil | Oil boiler | Peak 1-in-20 | GW | 13.477 | 13.407 | 13.207 | 13.13 | 12.998 | 12.848 | 12.663 | 11.795 | 10.956 | 10.101 | 9.233 | 8.35 | 7.453 | 6.559 | 5.667 | 4.777 | 3.89 | 3.028 | 2.211 | 1.451 | 0.708 | 0 | 0 | 0 | 0 | 0 | 0 | 0
| Electric Engagement | Commercial | electricity | ASHP | Peak 1-in-20 | GW | 0.114 | 0.15 | 0.193 | 0.241 | 0.289 | 0.444 | 0.61 | 0.813 | 1.022 | 1.254 | 1.497 | 1.746 | 1.998 | 2.232 | 2.467 | 2.701 | 2.938 | 3.178 | 3.417 | 3.657 | 3.872 | 4.083 | 4.285 | 4.476 | 4.683 | 4.888 | 5.093 | 5.296
| Electric Engagement | Commercial | bioLPG | BioLPG boiler | Peak 1-in-20 | GW | 0 | 0 | 0 | 0 | 0 | 0 | 0 | 0 | 0.003 | 0.005 | 0.006 | 0.007 | 0.009 | 0.043 | 0.077 | 0.112 | 0.147 | 0.182 | 0.211 | 0.24 | 0.255 | 0.268 | 0.273 | 0.276 | 0.279 | 0.28 | 0.28 | 0.28
| Electric Engagement | Commercial | biomass | Biomass boiler | Peak 1-in-20 | GW | 0.622 | 0.571 | 0.519 | 0.467 | 0.415 | 0.363 | 0.311 | 0.259 | 0.209 | 0.158 | 0.106 | 0.053 | 0 | 0.028 | 0.055 | 0.082 | 0.107 | 0.132 | 0.154 | 0.174 | 0.19 | 0.202 | 0.207 | 0.213 | 0.217 | 0.219 | 0.219 | 0.22
| Electric Engagement | Commercial | biomass | Biomass CHP | Peak 1-in-20 | GW | 0.001 | 0.001 | 0.001 | 0.005 | 0.005 | 0.005 | 0.005 | 0.005 | 0.005 | 0.005 | 0.005 | 0.005 | 0.005 | 0.06 | 0.113 | 0.165 | 0.216 | 0.265 | 0.316 | 0.366 | 0.413 | 0.449 | 0.474 | 0.502 | 0.537 | 0.581 | 0.626 | 0.669
| Electric Engagement | Commercial | gas | Fossil fuel communal heating | Peak 1-in-20 | GW | 0.141 | 0.14 | 0.139 | 0.215 | 0.285 | 0.349 | 0.402 | 0.448 | 0.491 | 0.534 | 0.571 | 0.602 | 0.63 | 0.621 | 0.613 | 0.604 | 0.596 | 0.587 | 0.505 | 0.426 | 0.353 | 0.289 | 0.23 | 0.177 | 0.125 | 0.078 | 0.037 | 0
| Electric Engagement | Commercial | biomethane | Low carbon district heating | Peak 1-in-20 | GW | 0.155 | 0.216 | 0.281 | 0.344 | 0.417 | 0.537 | 0.684 | 0.841 | 1.008 | 1.064 | 1.111 | 1.15 | 1.182 | 1.338 | 1.468 | 1.581 | 1.668 | 1.734 | 1.889 | 2.036 | 2.119 | 2.191 | 2.249 | 2.333 | 2.427 | 2.521 | 2.616 | 2.713
| Electric Engagement | Commercial | electricity | Low carbon district heating | Peak 1-in-20 | GW | 0.025 | 0.034 | 0.045 | 0.072 | 0.107 | 0.164 | 0.243 | 0.341 | 0.43 | 0.478 | 0.527 | 0.576 | 0.628 | 0.75 | 0.872 | 0.999 | 1.125 | 1.254 | 1.378 | 1.497 | 1.571 | 1.638 | 1.696 | 1.763 | 1.838 | 1.913 | 1.99 | 2.067
| Electric Engagement | Commercial | electricity | Electric resistive | Peak 1-in-20 | GW | 2.485 | 2.505 | 2.515 | 2.476 | 2.445 | 2.38 | 2.324 | 2.285 | 2.265 | 2.2 | 2.104 | 1.986 | 1.859 | 1.926 | 1.992 | 2.055 | 2.121 | 2.189 | 2.282 | 2.367 | 2.486 | 2.583 | 2.645 | 2.665 | 2.744 | 2.846 | 2.966 | 3.098
| Electric Engagement | Commercial | electricity | Electric storage | Peak 1-in-20 | GW | 0.002 | 0.003 | 0.004 | 0.005 | 0.005 | 0.006 | 0.007 | 0.007 | 0.008 | 0.009 | 0.009 | 0.01 | 0.011 | 0.025 | 0.037 | 0.048 | 0.058 | 0.066 | 0.075 | 0.085 | 0.094 | 0.102 | 0.109 | 0.116 | 0.123 | 0.13 | 0.137 | 0.144
| Electric Engagement | Commercial | gas | Gas boiler | Peak 1-in-20 | GW | 20.582 | 20.678 | 20.755 | 20.749 | 20.734 | 20.444 | 20.129 | 19.776 | 19.254 | 18.909 | 18.584 | 18.281 | 17.996 | 16.519 | 15.057 | 13.604 | 12.162 | 10.728 | 9.386 | 8.052 | 6.994 | 5.962 | 4.969 | 4.139 | 3.134 | 2.11 | 1.064 | 0
| Electric Engagement | Commercial | gas | Gas CHP | Peak 1-in-20 | GW | 1.913 | 1.754 | 1.594 | 1.435 | 1.275 | 1.116 | 0.957 | 0.797 | 0.638 | 0.478 | 0.319 | 0.159 | 0 | 0 | 0 | 0 | 0 | 0 | 0 | 0 | 0 | 0 | 0 | 0 | 0 | 0 | 0 | 0
| Electric Engagement | Commercial | electricity | GSHP | Peak 1-in-20 | GW | 0.048 | 0.064 | 0.08 | 0.097 | 0.112 | 0.132 | 0.151 | 0.171 | 0.191 | 0.208 | 0.225 | 0.244 | 0.265 | 0.341 | 0.418 | 0.492 | 0.565 | 0.637 | 0.701 | 0.765 | 0.82 | 0.872 | 0.919 | 0.961 | 1.007 | 1.053 | 1.098 | 1.144
| Electric Engagement | Commercial | bioLPG | Hybrid (ASHP + BioLPG boiler) | Peak 1-in-20 | GW | 0 | 0 | 0 | 0.001 | 0.003 | 0.008 | 0.018 | 0.04 | 0.058 | 0.077 | 0.098 | 0.118 | 0.137 | 0.143 | 0.148 | 0.152 | 0.156 | 0.159 | 0.163 | 0.167 | 0.169 | 0.17 | 0.17 | 0.171 | 0.171 | 0.17 | 0.17 | 0.169
| Electric Engagement | Commercial | electricity | Hybrid (ASHP + BioLPG boiler) | Peak 1-in-20 | GW | 0 | 0 | 0 | 0.003 | 0.009 | 0.023 | 0.044 | 0.085 | 0.124 | 0.169 | 0.216 | 0.264 | 0.31 | 0.325 | 0.339 | 0.352 | 0.365 | 0.377 | 0.388 | 0.397 | 0.401 | 0.405 | 0.404 | 0.405 | 0.404 | 0.402 | 0.4 | 0.398
| Electric Engagement | Commercial | electricity | Hybrid (ASHP + Electric resistive) | Peak 1-in-20 | GW | 0.046 | 0.072 | 0.102 | 0.149 | 0.199 | 0.253 | 0.315 | 0.387 | 0.467 | 0.555 | 0.638 | 0.713 | 0.779 | 1.112 | 1.503 | 1.947 | 2.446 | 2.993 | 3.232 | 3.461 | 3.623 | 3.761 | 3.867 | 3.954 | 4.045 | 4.138 | 4.233 | 4.335
| Electric Engagement | Commercial | oil | Oil boiler | Peak 1-in-20 | GW | 5.802 | 5.755 | 5.706 | 5.643 | 5.549 | 5.36 | 5.095 | 4.7 | 4.304 | 3.908 | 3.511 | 3.115 | 2.719 | 2.364 | 2.01 | 1.658 | 1.312 | 0.967 | 0.635 | 0.334 | 0.129 | 0 | 0 | 0 | 0 | 0 | 0 | 0
| Electric Engagement | Industrial | electricity | ASHP | Peak 1-in-20 | GW | 0.012 | 0.017 | 0.024 | 0.032 | 0.039 | 0.053 | 0.067 | 0.079 | 0.091 | 0.103 | 0.118 | 0.136 | 0.159 | 0.189 | 0.221 | 0.249 | 0.278 | 0.306 | 0.334 | 0.362 | 0.387 | 0.413 | 0.438 | 0.463 | 0.488 | 0.513 | 0.538 | 0.559
| Electric Engagement | Industrial | bioLPG | BioLPG boiler | Peak 1-in-20 | GW | 0 | 0 | 0 | 0 | 0 | 0 | 0 | 0 | 0.001 | 0.001 | 0.002 | 0.002 | 0.002 | 0.007 | 0.011 | 0.015 | 0.019 | 0.023 | 0.026 | 0.029 | 0.031 | 0.034 | 0.037 | 0.04 | 0.042 | 0.044 | 0.045 | 0.045
| Electric Engagement | Industrial | biomass | Biomass boiler | Peak 1-in-20 | GW | 0.092 | 0.085 | 0.077 | 0.069 | 0.062 | 0.054 | 0.046 | 0.039 | 0.031 | 0.023 | 0.016 | 0.008 | 0 | 0.003 | 0.006 | 0.009 | 0.012 | 0.014 | 0.016 | 0.018 | 0.02 | 0.022 | 0.025 | 0.029 | 0.032 | 0.034 | 0.035 | 0.035
| Electric Engagement | Industrial | biomass | Biomass CHP | Peak 1-in-20 | GW | 0 | 0 | 0.001 | 0.005 | 0.005 | 0.005 | 0.005 | 0.005 | 0.005 | 0.005 | 0.005 | 0.005 | 0.005 | 0.011 | 0.018 | 0.023 | 0.028 | 0.033 | 0.042 | 0.055 | 0.068 | 0.08 | 0.09 | 0.101 | 0.113 | 0.126 | 0.139 | 0.152
| Electric Engagement | Industrial | gas | Fossil fuel communal heating | Peak 1-in-20 | GW | 0.002 | 0.002 | 0.002 | 0.002 | 0.002 | 0.002 | 0.002 | 0.002 | 0.002 | 0.002 | 0.001 | 0.001 | 0.001 | 0.001 | 0.001 | 0.001 | 0.001 | 0.001 | 0.001 | 0 | 0 | 0 | 0 | 0 | 0 | 0 | 0 | 0
| Electric Engagement | Industrial | biomethane | Low carbon district heating | Peak 1-in-20 | GW | 0.01 | 0.015 | 0.021 | 0.028 | 0.036 | 0.045 | 0.052 | 0.06 | 0.067 | 0.071 | 0.074 | 0.077 | 0.082 | 0.104 | 0.124 | 0.149 | 0.17 | 0.185 | 0.209 | 0.232 | 0.253 | 0.272 | 0.29 | 0.312 | 0.334 | 0.357 | 0.378 | 0.399
| Electric Engagement | Industrial | electricity | Low carbon district heating | Peak 1-in-20 | GW | 0.002 | 0.002 | 0.003 | 0.006 | 0.009 | 0.014 | 0.019 | 0.024 | 0.029 | 0.032 | 0.035 | 0.039 | 0.043 | 0.058 | 0.073 | 0.094 | 0.114 | 0.134 | 0.152 | 0.171 | 0.188 | 0.203 | 0.219 | 0.235 | 0.253 | 0.271 | 0.288 | 0.304
| Electric Engagement | Industrial | electricity | Electric resistive | Peak 1-in-20 | GW | 1.725 | 1.705 | 1.678 | 1.64 | 1.606 | 1.575 | 1.551 | 1.535 | 1.521 | 1.499 | 1.46 | 1.396 | 1.315 | 1.261 | 1.207 | 1.149 | 1.096 | 1.048 | 1.004 | 0.955 | 0.904 | 0.847 | 0.785 | 0.717 | 0.657 | 0.607 | 0.578 | 0.564
| Electric Engagement | Industrial | electricity | Electric storage | Peak 1-in-20 | GW | 0.001 | 0.001 | 0.001 | 0.001 | 0.001 | 0.001 | 0.001 | 0.001 | 0.001 | 0.001 | 0.001 | 0.002 | 0.002 | 0.004 | 0.006 | 0.007 | 0.008 | 0.009 | 0.011 | 0.012 | 0.013 | 0.014 | 0.016 | 0.018 | 0.019 | 0.021 | 0.022 | 0.023
| Electric Engagement | Industrial | gas | Gas boiler | Peak 1-in-20 | GW | 3.012 | 3.012 | 3.009 | 3.007 | 3.003 | 2.978 | 2.952 | 2.926 | 2.892 | 2.867 | 2.844 | 2.822 | 2.801 | 2.597 | 2.395 | 2.193 | 1.993 | 1.794 | 1.596 | 1.4 | 1.225 | 1.05 | 0.876 | 0.71 | 0.534 | 0.357 | 0.179 | 0
| Electric Engagement | Industrial | gas | Gas CHP | Peak 1-in-20 | GW | 0.284 | 0.261 | 0.237 | 0.213 | 0.189 | 0.166 | 0.142 | 0.118 | 0.095 | 0.071 | 0.047 | 0.024 | 0 | 0 | 0 | 0 | 0 | 0 | 0 | 0 | 0 | 0 | 0 | 0 | 0 | 0 | 0 | 0
| Electric Engagement | Industrial | electricity | GSHP | Peak 1-in-20 | GW | 0.009 | 0.011 | 0.013 | 0.016 | 0.018 | 0.021 | 0.023 | 0.026 | 0.029 | 0.031 | 0.033 | 0.036 | 0.039 | 0.05 | 0.06 | 0.069 | 0.078 | 0.087 | 0.094 | 0.102 | 0.11 | 0.118 | 0.127 | 0.136 | 0.145 | 0.153 | 0.16 | 0.167
| Electric Engagement | Industrial | bioLPG | Hybrid (ASHP + BioLPG boiler) | Peak 1-in-20 | GW | 0 | 0 | 0 | 0 | 0.001 | 0.001 | 0.002 | 0.003 | 0.003 | 0.003 | 0.003 | 0.004 | 0.006 | 0.006 | 0.007 | 0.008 | 0.008 | 0.009 | 0.009 | 0.01 | 0.01 | 0.011 | 0.011 | 0.012 | 0.012 | 0.012 | 0.013 | 0.013
| Electric Engagement | Industrial | electricity | Hybrid (ASHP + BioLPG boiler) | Peak 1-in-20 | GW | 0 | 0 | 0.001 | 0.002 | 0.003 | 0.004 | 0.005 | 0.005 | 0.006 | 0.006 | 0.007 | 0.009 | 0.013 | 0.014 | 0.016 | 0.018 | 0.019 | 0.021 | 0.022 | 0.023 | 0.024 | 0.025 | 0.026 | 0.027 | 0.029 | 0.029 | 0.03 | 0.03
| Electric Engagement | Industrial | electricity | Hybrid (ASHP + Electric resistive) | Peak 1-in-20 | GW | 0.016 | 0.024 | 0.034 | 0.046 | 0.057 | 0.067 | 0.075 | 0.083 | 0.09 | 0.099 | 0.113 | 0.135 | 0.155 | 0.214 | 0.282 | 0.357 | 0.439 | 0.529 | 0.566 | 0.601 | 0.632 | 0.664 | 0.697 | 0.727 | 0.758 | 0.789 | 0.815 | 0.841
| Electric Engagement | Industrial | oil | Oil boiler | Peak 1-in-20 | GW | 0.097 | 0.096 | 0.096 | 0.092 | 0.089 | 0.084 | 0.079 | 0.072 | 0.066 | 0.059 | 0.053 | 0.046 | 0.039 | 0.033 | 0.027 | 0.021 | 0.015 | 0.009 | 0.006 | 0.003 | 0.002 | 0 | 0 | 0 | 0 | 0 | 0 | 0
| Hydrogen Evolution | Residential | electricity | ASHP | Peak 1-in-20 | GW | 0.449 | 0.492 | 0.568 | 0.673 | 0.819 | 1.161 | 1.647 | 2.369 | 3.203 | 4.013 | 4.83 | 5.843 | 6.919 | 7.521 | 8.125 | 8.731 | 9.34 | 9.947 | 10.512 | 11.015 | 11.482 | 11.925 | 12.302 | 12.646 | 12.988 | 13.304 | 13.592 | 13.876
| Hydrogen Evolution | Residential | bioLPG | BioLPG boiler | Peak 1-in-20 | GW | 0.004 | 0.005 | 0.007 | 0.013 | 0.026 | 0.056 | 0.117 | 0.397 | 0.789 | 1.051 | 1.19 | 1.3 | 1.383 | 1.45 | 1.502 | 1.541 | 1.566 | 1.582 | 1.6 | 1.618 | 1.621 | 1.623 | 1.613 | 1.607 | 1.604 | 1.602 | 1.6 | 1.599
| Hydrogen Evolution | Residential | biomass | Biomass boiler | Peak 1-in-20 | GW | 0.495 | 0.483 | 0.482 | 0.473 | 0.463 | 0.453 | 0.443 | 0.476 | 0.484 | 0.498 | 0.513 | 0.517 | 0.512 | 0.628 | 0.745 | 0.863 | 0.982 | 1.101 | 1.217 | 1.329 | 1.435 | 1.537 | 1.539 | 1.541 | 1.544 | 1.548 | 1.551 | 1.552
| Hydrogen Evolution | Residential | gas | Fossil fuel communal heating | Peak 1-in-20 | GW | 3.318 | 3.322 | 3.326 | 3.283 | 3.218 | 3.118 | 3.016 | 2.887 | 2.757 | 2.613 | 2.459 | 2.3 | 2.139 | 1.911 | 1.683 | 1.453 | 1.221 | 0.988 | 0.813 | 0.66 | 0.543 | 0.425 | 0.335 | 0.25 | 0.18 | 0.118 | 0.059 | 0
| Hydrogen Evolution | Residential | biomethane | Low carbon district heating | Peak 1-in-20 | GW | 0.202 | 0.348 | 0.53 | 0.616 | 0.691 | 0.748 | 0.796 | 0.853 | 0.93 | 1.002 | 1.079 | 1.147 | 1.216 | 1.647 | 2.052 | 2.428 | 2.776 | 3.096 | 3.524 | 3.85 | 4.149 | 4.43 | 4.665 | 4.913 | 5.165 | 5.4 | 5.61 | 5.813
| Hydrogen Evolution | Residential | electricity | Low carbon district heating | Peak 1-in-20 | GW | 0.032 | 0.055 | 0.094 | 0.122 | 0.151 | 0.182 | 0.214 | 0.255 | 0.302 | 0.352 | 0.41 | 0.471 | 0.539 | 0.81 | 1.115 | 1.455 | 1.832 | 2.249 | 2.587 | 2.858 | 3.113 | 3.359 | 3.575 | 3.763 | 3.952 | 4.129 | 4.286 | 4.438
| Hydrogen Evolution | Residential | electricity | Electric resistive | Peak 1-in-20 | GW | 2.649 | 2.723 | 2.717 | 2.697 | 2.686 | 2.569 | 2.453 | 2.327 | 2.2 | 2.071 | 1.94 | 1.808 | 1.675 | 1.998 | 2.307 | 2.616 | 2.923 | 3.226 | 3.447 | 3.719 | 4.085 | 4.426 | 4.705 | 4.945 | 5.161 | 5.339 | 5.476 | 5.609
| Hydrogen Evolution | Residential | electricity | Electric storage | Peak 1-in-20 | GW | 0.361 | 0.355 | 0.35 | 0.339 | 0.328 | 0.316 | 0.305 | 0.294 | 0.279 | 0.264 | 0.248 | 0.232 | 0.214 | 0.232 | 0.251 | 0.27 | 0.289 | 0.309 | 0.326 | 0.347 | 0.368 | 0.387 | 0.403 | 0.415 | 0.426 | 0.434 | 0.44 | 0.447
| Hydrogen Evolution | Residential | gas | Gas boiler | Peak 1-in-20 | GW | 153.876 | 153.269 | 152.689 | 152.581 | 151.507 | 149.555 | 147.095 | 143.849 | 140.484 | 135.817 | 130.413 | 124.17 | 117.679 | 107.045 | 96.419 | 85.805 | 75.204 | 64.62 | 54.597 | 45.566 | 37.42 | 29.756 | 22.859 | 16.598 | 11.588 | 7.211 | 3.553 | 0
| Hydrogen Evolution | Residential | electricity | GSHP | Peak 1-in-20 | GW | 0.051 | 0.054 | 0.058 | 0.064 | 0.07 | 0.081 | 0.092 | 0.103 | 0.113 | 0.121 | 0.128 | 0.135 | 0.142 | 0.36 | 0.586 | 0.819 | 1.062 | 1.311 | 1.525 | 1.748 | 1.96 | 2.16 | 2.334 | 2.492 | 2.625 | 2.742 | 2.839 | 2.935
| Hydrogen Evolution | Residential | bioLPG | Hybrid (ASHP + BioLPG boiler) | Peak 1-in-20 | GW | 0.001 | 0.002 | 0.005 | 0.009 | 0.013 | 0.016 | 0.019 | 0.029 | 0.035 | 0.051 | 0.074 | 0.098 | 0.122 | 0.159 | 0.199 | 0.241 | 0.286 | 0.332 | 0.374 | 0.416 | 0.439 | 0.462 | 0.471 | 0.474 | 0.476 | 0.478 | 0.48 | 0.482
| Hydrogen Evolution | Residential | electricity | Hybrid (ASHP + BioLPG boiler) | Peak 1-in-20 | GW | 0.002 | 0.003 | 0.007 | 0.011 | 0.015 | 0.018 | 0.02 | 0.039 | 0.051 | 0.072 | 0.101 | 0.131 | 0.163 | 0.215 | 0.268 | 0.322 | 0.375 | 0.427 | 0.477 | 0.523 | 0.562 | 0.598 | 0.601 | 0.604 | 0.606 | 0.608 | 0.61 | 0.613
| Hydrogen Evolution | Residential | electricity | Hybrid (ASHP + Electric resistive) | Peak 1-in-20 | GW | 0.012 | 0.023 | 0.056 | 0.095 | 0.136 | 0.174 | 0.216 | 0.381 | 0.723 | 1.162 | 1.956 | 2.761 | 3.547 | 4.373 | 5.209 | 6.054 | 6.91 | 7.763 | 8.517 | 9.169 | 9.8 | 10.396 | 10.882 | 11.319 | 11.687 | 12.006 | 12.278 | 12.547
| Hydrogen Evolution | Residential | electricity | Hybrid (ASHP + Hydrogen boiler) | Peak 1-in-20 | GW | 0 | 0 | 0 | 0 | 0 | 0 | 0 | 0 | 0 | 0.003 | 0.026 | 0.107 | 0.233 | 0.691 | 1.148 | 1.604 | 2.059 | 2.508 | 2.923 | 3.27 | 3.611 | 3.934 | 4.219 | 4.48 | 4.697 | 4.863 | 4.957 | 5.044
| Hydrogen Evolution | Residential | hydrogen | Hybrid (ASHP + Hydrogen boiler) | Peak 1-in-20 | GW | 0 | 0 | 0 | 0 | 0 | 0 | 0 | 0 | 0 | 0.002 | 0.018 | 0.084 | 0.188 | 0.477 | 0.813 | 1.196 | 1.626 | 2.1 | 2.428 | 2.738 | 3.035 | 3.302 | 3.525 | 3.756 | 3.955 | 4.1 | 4.164 | 4.22
| Hydrogen Evolution | Residential | hydrogen | Hydrogen boiler | Peak 1-in-20 | GW | 0 | 0 | 0 | 0 | 0 | 0 | 0 | 0 | 0 | 1.171 | 2.326 | 3.449 | 4.573 | 7.762 | 10.838 | 13.793 | 16.592 | 19.294 | 22.412 | 25.154 | 27.213 | 29.166 | 30.926 | 32.506 | 33.363 | 34.199 | 35.058 | 35.901
| Hydrogen Evolution | Residential | oil | Oil boiler | Peak 1-in-20 | GW | 13.477 | 13.407 | 13.18 | 13.101 | 12.967 | 12.815 | 12.627 | 11.76 | 10.928 | 10.082 | 9.22 | 8.342 | 7.449 | 6.556 | 5.663 | 4.774 | 3.886 | 3.024 | 2.207 | 1.448 | 0.706 | 0 | 0 | 0 | 0 | 0 | 0 | 0
| Hydrogen Evolution | Commercial | electricity | ASHP | Peak 1-in-20 | GW | 0.114 | 0.15 | 0.194 | 0.242 | 0.29 | 0.446 | 0.615 | 0.848 | 1.09 | 1.265 | 1.449 | 1.636 | 1.825 | 2.031 | 2.238 | 2.449 | 2.661 | 2.878 | 3.097 | 3.317 | 3.519 | 3.719 | 3.91 | 4.096 | 4.284 | 4.469 | 4.654 | 4.835
| Hydrogen Evolution | Commercial | bioLPG | BioLPG boiler | Peak 1-in-20 | GW | 0 | 0 | 0 | 0 | 0 | 0 | 0 | 0.001 | 0.003 | 0.005 | 0.007 | 0.008 | 0.009 | 0.043 | 0.078 | 0.113 | 0.148 | 0.184 | 0.215 | 0.246 | 0.264 | 0.28 | 0.284 | 0.288 | 0.291 | 0.292 | 0.293 | 0.294
| Hydrogen Evolution | Commercial | biomass | Biomass boiler | Peak 1-in-20 | GW | 0.622 | 0.571 | 0.519 | 0.467 | 0.415 | 0.363 | 0.311 | 0.259 | 0.218 | 0.171 | 0.119 | 0.062 | 0 | 0.031 | 0.059 | 0.085 | 0.107 | 0.127 | 0.149 | 0.17 | 0.188 | 0.203 | 0.208 | 0.214 | 0.218 | 0.22 | 0.221 | 0.221
| Hydrogen Evolution | Commercial | biomass | Biomass CHP | Peak 1-in-20 | GW | 0.001 | 0.001 | 0.001 | 0.004 | 0.005 | 0.005 | 0.005 | 0.005 | 0.005 | 0.005 | 0.005 | 0.005 | 0.005 | 0.057 | 0.109 | 0.159 | 0.21 | 0.259 | 0.308 | 0.359 | 0.41 | 0.454 | 0.477 | 0.503 | 0.536 | 0.578 | 0.623 | 0.664
| Hydrogen Evolution | Commercial | gas | Fossil fuel communal heating | Peak 1-in-20 | GW | 0.141 | 0.14 | 0.141 | 0.212 | 0.278 | 0.336 | 0.386 | 0.43 | 0.474 | 0.508 | 0.537 | 0.562 | 0.583 | 0.574 | 0.565 | 0.556 | 0.547 | 0.538 | 0.46 | 0.385 | 0.317 | 0.257 | 0.201 | 0.148 | 0.104 | 0.065 | 0.031 | 0
| Hydrogen Evolution | Commercial | biomethane | Low carbon district heating | Peak 1-in-20 | GW | 0.155 | 0.216 | 0.269 | 0.314 | 0.352 | 0.396 | 0.436 | 0.477 | 0.523 | 0.57 | 0.611 | 0.648 | 0.681 | 0.75 | 0.811 | 0.862 | 0.904 | 0.938 | 1.01 | 1.08 | 1.144 | 1.206 | 1.261 | 1.324 | 1.385 | 1.445 | 1.506 | 1.568
| Hydrogen Evolution | Commercial | electricity | Low carbon district heating | Peak 1-in-20 | GW | 0.025 | 0.034 | 0.048 | 0.062 | 0.077 | 0.096 | 0.117 | 0.143 | 0.17 | 0.2 | 0.232 | 0.266 | 0.302 | 0.368 | 0.439 | 0.515 | 0.596 | 0.681 | 0.741 | 0.802 | 0.858 | 0.915 | 0.966 | 1.014 | 1.059 | 1.105 | 1.151 | 1.197
| Hydrogen Evolution | Commercial | electricity | Electric resistive | Peak 1-in-20 | GW | 2.485 | 2.505 | 2.515 | 2.477 | 2.446 | 2.381 | 2.327 | 2.289 | 2.27 | 2.202 | 2.096 | 1.97 | 1.835 | 1.847 | 1.859 | 1.873 | 1.892 | 1.917 | 1.977 | 2.032 | 2.118 | 2.19 | 2.219 | 2.219 | 2.256 | 2.322 | 2.404 | 2.497
| Hydrogen Evolution | Commercial | electricity | Electric storage | Peak 1-in-20 | GW | 0.002 | 0.003 | 0.004 | 0.005 | 0.005 | 0.006 | 0.007 | 0.007 | 0.008 | 0.008 | 0.009 | 0.009 | 0.01 | 0.02 | 0.03 | 0.038 | 0.046 | 0.052 | 0.06 | 0.068 | 0.075 | 0.082 | 0.088 | 0.094 | 0.099 | 0.104 | 0.109 | 0.114
| Hydrogen Evolution | Commercial | gas | Gas boiler | Peak 1-in-20 | GW | 20.582 | 20.678 | 20.754 | 20.751 | 20.744 | 20.469 | 20.178 | 19.862 | 19.49 | 19.037 | 18.6 | 18.181 | 17.779 | 16.303 | 14.841 | 13.389 | 11.947 | 10.514 | 9.168 | 7.826 | 6.753 | 5.697 | 4.667 | 3.689 | 2.791 | 1.878 | 0.947 | 0
| Hydrogen Evolution | Commercial | gas | Gas CHP | Peak 1-in-20 | GW | 1.913 | 1.754 | 1.597 | 1.438 | 1.279 | 1.119 | 0.96 | 0.8 | 0.64 | 0.48 | 0.32 | 0.16 | 0 | 0 | 0 | 0 | 0 | 0 | 0 | 0 | 0 | 0 | 0 | 0 | 0 | 0 | 0 | 0
| Hydrogen Evolution | Commercial | electricity | GSHP | Peak 1-in-20 | GW | 0.048 | 0.064 | 0.08 | 0.097 | 0.112 | 0.132 | 0.151 | 0.171 | 0.191 | 0.207 | 0.224 | 0.242 | 0.261 | 0.32 | 0.379 | 0.438 | 0.497 | 0.555 | 0.609 | 0.662 | 0.71 | 0.755 | 0.794 | 0.831 | 0.865 | 0.899 | 0.932 | 0.966
| Hydrogen Evolution | Commercial | bioLPG | Hybrid (ASHP + BioLPG boiler) | Peak 1-in-20 | GW | 0 | 0 | 0 | 0.001 | 0.002 | 0.008 | 0.017 | 0.042 | 0.062 | 0.079 | 0.097 | 0.115 | 0.133 | 0.138 | 0.143 | 0.147 | 0.151 | 0.155 | 0.159 | 0.162 | 0.164 | 0.166 | 0.166 | 0.167 | 0.167 | 0.166 | 0.166 | 0.165
| Hydrogen Evolution | Commercial | electricity | Hybrid (ASHP + BioLPG boiler) | Peak 1-in-20 | GW | 0 | 0 | 0 | 0.003 | 0.009 | 0.023 | 0.044 | 0.093 | 0.138 | 0.178 | 0.219 | 0.261 | 0.302 | 0.315 | 0.328 | 0.341 | 0.354 | 0.366 | 0.377 | 0.387 | 0.393 | 0.398 | 0.397 | 0.397 | 0.397 | 0.395 | 0.394 | 0.393
| Hydrogen Evolution | Commercial | electricity | Hybrid (ASHP + Electric resistive) | Peak 1-in-20 | GW | 0.046 | 0.072 | 0.105 | 0.152 | 0.205 | 0.265 | 0.329 | 0.408 | 0.496 | 0.572 | 0.64 | 0.699 | 0.749 | 1.032 | 1.358 | 1.73 | 2.144 | 2.6 | 2.79 | 2.969 | 3.096 | 3.208 | 3.277 | 3.339 | 3.394 | 3.452 | 3.516 | 3.59
| Hydrogen Evolution | Commercial | electricity | Hybrid (ASHP + Hydrogen boiler) | Peak 1-in-20 | GW | 0 | 0 | 0 | 0 | 0 | 0 | 0 | 0 | 0 | 0.051 | 0.107 | 0.165 | 0.223 | 0.317 | 0.412 | 0.505 | 0.6 | 0.698 | 0.798 | 0.897 | 0.966 | 1.029 | 1.081 | 1.131 | 1.168 | 1.201 | 1.232 | 1.264
| Hydrogen Evolution | Commercial | hydrogen | Hybrid (ASHP + Hydrogen boiler) | Peak 1-in-20 | GW | 0 | 0 | 0 | 0 | 0 | 0 | 0 | 0 | 0 | 0.021 | 0.045 | 0.07 | 0.096 | 0.133 | 0.167 | 0.2 | 0.23 | 0.26 | 0.293 | 0.325 | 0.346 | 0.363 | 0.376 | 0.392 | 0.404 | 0.414 | 0.423 | 0.432
| Hydrogen Evolution | Commercial | hydrogen | Hydrogen boiler | Peak 1-in-20 | GW | 0 | 0 | 0 | 0 | 0 | 0 | 0 | 0 | 0 | 0.243 | 0.49 | 0.744 | 1.004 | 1.429 | 1.842 | 2.239 | 2.611 | 2.958 | 3.28 | 3.604 | 3.818 | 4.025 | 4.198 | 4.364 | 4.488 | 4.626 | 4.763 | 4.896
| Hydrogen Evolution | Commercial | oil | Oil boiler | Peak 1-in-20 | GW | 5.802 | 5.755 | 5.716 | 5.652 | 5.571 | 5.438 | 5.261 | 4.866 | 4.467 | 4.068 | 3.67 | 3.272 | 2.874 | 2.519 | 2.165 | 1.814 | 1.468 | 1.123 | 0.793 | 0.479 | 0.217 | 0 | 0 | 0 | 0 | 0 | 0 | 0
| Hydrogen Evolution | Industrial | electricity | ASHP | Peak 1-in-20 | GW | 0.012 | 0.017 | 0.024 | 0.032 | 0.039 | 0.054 | 0.067 | 0.079 | 0.091 | 0.103 | 0.117 | 0.133 | 0.153 | 0.178 | 0.204 | 0.231 | 0.256 | 0.281 | 0.308 | 0.335 | 0.359 | 0.383 | 0.406 | 0.43 | 0.454 | 0.477 | 0.498 | 0.517
| Hydrogen Evolution | Industrial | bioLPG | BioLPG boiler | Peak 1-in-20 | GW | 0 | 0 | 0 | 0 | 0 | 0 | 0 | 0 | 0.001 | 0.001 | 0.001 | 0.002 | 0.002 | 0.006 | 0.01 | 0.014 | 0.017 | 0.021 | 0.023 | 0.026 | 0.028 | 0.031 | 0.034 | 0.037 | 0.039 | 0.041 | 0.042 | 0.042
| Hydrogen Evolution | Industrial | biomass | Biomass boiler | Peak 1-in-20 | GW | 0.092 | 0.085 | 0.077 | 0.069 | 0.062 | 0.054 | 0.046 | 0.039 | 0.032 | 0.025 | 0.018 | 0.009 | 0 | 0.004 | 0.007 | 0.01 | 0.012 | 0.014 | 0.016 | 0.018 | 0.02 | 0.022 | 0.025 | 0.029 | 0.032 | 0.033 | 0.035 | 0.035
| Hydrogen Evolution | Industrial | biomass | Biomass CHP | Peak 1-in-20 | GW | 0 | 0 | 0.001 | 0.005 | 0.005 | 0.005 | 0.005 | 0.005 | 0.005 | 0.005 | 0.005 | 0.005 | 0.005 | 0.012 | 0.018 | 0.025 | 0.032 | 0.038 | 0.047 | 0.061 | 0.076 | 0.089 | 0.101 | 0.112 | 0.125 | 0.141 | 0.157 | 0.172
| Hydrogen Evolution | Industrial | gas | Fossil fuel communal heating | Peak 1-in-20 | GW | 0.002 | 0.002 | 0.002 | 0.002 | 0.002 | 0.002 | 0.002 | 0.002 | 0.002 | 0.002 | 0.002 | 0.001 | 0.001 | 0.001 | 0.001 | 0.001 | 0.001 | 0.001 | 0.001 | 0 | 0 | 0 | 0 | 0 | 0 | 0 | 0 | 0
| Hydrogen Evolution | Industrial | biomethane | Low carbon district heating | Peak 1-in-20 | GW | 0.01 | 0.015 | 0.02 | 0.026 | 0.03 | 0.034 | 0.036 | 0.039 | 0.041 | 0.045 | 0.047 | 0.051 | 0.054 | 0.064 | 0.072 | 0.079 | 0.085 | 0.09 | 0.097 | 0.104 | 0.112 | 0.119 | 0.127 | 0.138 | 0.147 | 0.155 | 0.163 | 0.171
| Hydrogen Evolution | Industrial | electricity | Low carbon district heating | Peak 1-in-20 | GW | 0.002 | 0.002 | 0.004 | 0.005 | 0.007 | 0.008 | 0.01 | 0.012 | 0.013 | 0.016 | 0.018 | 0.021 | 0.024 | 0.031 | 0.039 | 0.047 | 0.056 | 0.065 | 0.071 | 0.078 | 0.084 | 0.09 | 0.098 | 0.105 | 0.112 | 0.119 | 0.125 | 0.131
| Hydrogen Evolution | Industrial | electricity | Electric resistive | Peak 1-in-20 | GW | 1.725 | 1.705 | 1.679 | 1.641 | 1.608 | 1.578 | 1.555 | 1.539 | 1.526 | 1.501 | 1.454 | 1.383 | 1.293 | 1.228 | 1.163 | 1.1 | 1.043 | 0.986 | 0.937 | 0.88 | 0.822 | 0.758 | 0.688 | 0.617 | 0.553 | 0.504 | 0.478 | 0.469
| Hydrogen Evolution | Industrial | electricity | Electric storage | Peak 1-in-20 | GW | 0.001 | 0.001 | 0.001 | 0.001 | 0.001 | 0.001 | 0.001 | 0.001 | 0.001 | 0.001 | 0.001 | 0.001 | 0.001 | 0.003 | 0.005 | 0.006 | 0.007 | 0.007 | 0.008 | 0.009 | 0.01 | 0.011 | 0.012 | 0.014 | 0.015 | 0.016 | 0.017 | 0.018
| Hydrogen Evolution | Industrial | gas | Gas boiler | Peak 1-in-20 | GW | 3.012 | 3.012 | 3.01 | 3.007 | 3.004 | 2.981 | 2.959 | 2.937 | 2.91 | 2.862 | 2.816 | 2.77 | 2.725 | 2.522 | 2.319 | 2.118 | 1.917 | 1.718 | 1.521 | 1.323 | 1.146 | 0.968 | 0.79 | 0.617 | 0.464 | 0.31 | 0.155 | 0
| Hydrogen Evolution | Industrial | gas | Gas CHP | Peak 1-in-20 | GW | 0.284 | 0.261 | 0.237 | 0.214 | 0.19 | 0.166 | 0.143 | 0.119 | 0.095 | 0.071 | 0.048 | 0.024 | 0 | 0 | 0 | 0 | 0 | 0 | 0 | 0 | 0 | 0 | 0 | 0 | 0 | 0 | 0 | 0
| Hydrogen Evolution | Industrial | electricity | GSHP | Peak 1-in-20 | GW | 0.009 | 0.011 | 0.013 | 0.016 | 0.018 | 0.021 | 0.023 | 0.026 | 0.029 | 0.031 | 0.033 | 0.035 | 0.038 | 0.046 | 0.054 | 0.062 | 0.069 | 0.076 | 0.082 | 0.087 | 0.094 | 0.1 | 0.107 | 0.116 | 0.123 | 0.129 | 0.135 | 0.14
| Hydrogen Evolution | Industrial | bioLPG | Hybrid (ASHP + BioLPG boiler) | Peak 1-in-20 | GW | 0 | 0 | 0 | 0 | 0.001 | 0.001 | 0.002 | 0.002 | 0.003 | 0.003 | 0.003 | 0.004 | 0.005 | 0.006 | 0.007 | 0.008 | 0.008 | 0.009 | 0.009 | 0.01 | 0.01 | 0.01 | 0.011 | 0.011 | 0.012 | 0.012 | 0.012 | 0.012
| Hydrogen Evolution | Industrial | electricity | Hybrid (ASHP + BioLPG boiler) | Peak 1-in-20 | GW | 0 | 0 | 0.001 | 0.002 | 0.003 | 0.004 | 0.005 | 0.005 | 0.006 | 0.006 | 0.007 | 0.009 | 0.012 | 0.014 | 0.016 | 0.017 | 0.019 | 0.021 | 0.022 | 0.023 | 0.024 | 0.025 | 0.026 | 0.027 | 0.028 | 0.029 | 0.029 | 0.03
| Hydrogen Evolution | Industrial | electricity | Hybrid (ASHP + Electric resistive) | Peak 1-in-20 | GW | 0.016 | 0.024 | 0.034 | 0.046 | 0.058 | 0.068 | 0.077 | 0.084 | 0.091 | 0.1 | 0.112 | 0.131 | 0.146 | 0.197 | 0.256 | 0.322 | 0.394 | 0.469 | 0.5 | 0.527 | 0.552 | 0.579 | 0.605 | 0.631 | 0.657 | 0.682 | 0.704 | 0.724
| Hydrogen Evolution | Industrial | electricity | Hybrid (ASHP + Hydrogen boiler) | Peak 1-in-20 | GW | 0 | 0 | 0 | 0 | 0 | 0 | 0 | 0 | 0 | 0.002 | 0.006 | 0.011 | 0.02 | 0.033 | 0.047 | 0.062 | 0.076 | 0.099 | 0.12 | 0.144 | 0.166 | 0.189 | 0.21 | 0.222 | 0.232 | 0.241 | 0.25 | 0.257
| Hydrogen Evolution | Industrial | hydrogen | Hybrid (ASHP + Hydrogen boiler) | Peak 1-in-20 | GW | 0 | 0 | 0 | 0 | 0 | 0 | 0 | 0 | 0 | 0.001 | 0.002 | 0.005 | 0.008 | 0.014 | 0.019 | 0.024 | 0.029 | 0.037 | 0.044 | 0.052 | 0.06 | 0.067 | 0.073 | 0.077 | 0.08 | 0.083 | 0.086 | 0.088
| Hydrogen Evolution | Industrial | hydrogen | Hydrogen boiler | Peak 1-in-20 | GW | 0 | 0 | 0 | 0 | 0 | 0 | 0 | 0 | 0 | 0.031 | 0.063 | 0.1 | 0.141 | 0.205 | 0.264 | 0.323 | 0.379 | 0.427 | 0.469 | 0.511 | 0.541 | 0.572 | 0.606 | 0.645 | 0.674 | 0.701 | 0.724 | 0.743
| Hydrogen Evolution | Industrial | oil | Oil boiler | Peak 1-in-20 | GW | 0.097 | 0.096 | 0.096 | 0.092 | 0.089 | 0.084 | 0.08 | 0.073 | 0.066 | 0.06 | 0.053 | 0.047 | 0.04 | 0.034 | 0.028 | 0.022 | 0.016 | 0.01 | 0.007 | 0.004 | 0.002 | 0 | 0 | 0 | 0 | 0 | 0 | 0
| Falling Behind | Residential | electricity | ASHP | Peak 1-in-20 | GW | 0.449 | 0.492 | 0.747 | 0.848 | 0.957 | 1.235 | 1.539 | 1.844 | 2.168 | 2.654 | 3.205 | 3.757 | 4.324 | 4.757 | 5.203 | 5.67 | 6.155 | 6.656 | 7.207 | 7.737 | 8.212 | 8.644 | 9.056 | 9.456 | 9.755 | 10.016 | 10.275 | 10.523
| Falling Behind | Residential | bioLPG | BioLPG boiler | Peak 1-in-20 | GW | 0.004 | 0.005 | 0.006 | 0.008 | 0.009 | 0.013 | 0.019 | 0.039 | 0.098 | 0.146 | 0.184 | 0.212 | 0.232 | 0.238 | 0.244 | 0.249 | 0.255 | 0.26 | 0.267 | 0.273 | 0.271 | 0.27 | 0.268 | 0.266 | 0.264 | 0.262 | 0.261 | 0.26
| Falling Behind | Residential | biomass | Biomass boiler | Peak 1-in-20 | GW | 0.495 | 0.483 | 0.493 | 0.483 | 0.472 | 0.461 | 0.449 | 0.437 | 0.424 | 0.412 | 0.399 | 0.385 | 0.371 | 0.363 | 0.357 | 0.346 | 0.336 | 0.328 | 0.323 | 0.317 | 0.309 | 0.301 | 0.293 | 0.285 | 0.278 | 0.271 | 0.265 | 0.259
| Falling Behind | Residential | gas | Fossil fuel communal heating | Peak 1-in-20 | GW | 3.318 | 3.322 | 3.412 | 3.419 | 3.407 | 3.371 | 3.282 | 3.189 | 3.099 | 2.993 | 2.883 | 2.772 | 2.659 | 2.571 | 2.47 | 2.355 | 2.23 | 2.096 | 1.962 | 1.836 | 1.736 | 1.691 | 1.652 | 1.612 | 1.588 | 1.566 | 1.546 | 1.528
| Falling Behind | Residential | biomethane | Low carbon district heating | Peak 1-in-20 | GW | 0.202 | 0.348 | 0.568 | 0.665 | 0.77 | 0.86 | 0.947 | 1.03 | 1.13 | 1.243 | 1.367 | 1.507 | 1.666 | 1.675 | 1.692 | 1.733 | 1.842 | 2.037 | 2.442 | 2.807 | 3.124 | 3.406 | 3.643 | 3.846 | 4.03 | 4.197 | 4.343 | 4.468
| Falling Behind | Residential | electricity | Low carbon district heating | Peak 1-in-20 | GW | 0.032 | 0.055 | 0.091 | 0.127 | 0.17 | 0.218 | 0.273 | 0.334 | 0.403 | 0.484 | 0.577 | 0.685 | 0.811 | 0.852 | 0.903 | 0.977 | 1.103 | 1.309 | 1.601 | 1.878 | 2.137 | 2.384 | 2.612 | 2.767 | 2.91 | 3.041 | 3.16 | 3.266
| Falling Behind | Residential | electricity | Electric resistive | Peak 1-in-20 | GW | 2.649 | 2.723 | 2.804 | 2.767 | 2.734 | 2.62 | 2.511 | 2.415 | 2.333 | 2.252 | 2.174 | 2.097 | 2.023 | 1.992 | 1.978 | 2.007 | 2.168 | 2.857 | 4.667 | 6.3 | 7.712 | 8.878 | 9.826 | 10.512 | 11.138 | 11.774 | 12.441 | 13.115
| Falling Behind | Residential | electricity | Electric storage | Peak 1-in-20 | GW | 0.361 | 0.355 | 0.272 | 0.269 | 0.265 | 0.261 | 0.256 | 0.252 | 0.245 | 0.239 | 0.233 | 0.227 | 0.221 | 0.228 | 0.235 | 0.243 | 0.251 | 0.26 | 0.266 | 0.274 | 0.278 | 0.283 | 0.287 | 0.288 | 0.288 | 0.289 | 0.29 | 0.291
| Falling Behind | Residential | gas | Gas boiler | Peak 1-in-20 | GW | 153.876 | 153.269 | 165.841 | 165.295 | 164.751 | 163.683 | 162.581 | 161.456 | 160.379 | 158.731 | 156.866 | 154.952 | 152.962 | 151.974 | 150.839 | 149.449 | 147.454 | 144.226 | 139.109 | 134.281 | 130.343 | 126.802 | 123.645 | 120.851 | 118.467 | 116.139 | 113.75 | 111.323
| Falling Behind | Residential | electricity | GSHP | Peak 1-in-20 | GW | 0.051 | 0.054 | 0.069 | 0.074 | 0.079 | 0.085 | 0.09 | 0.096 | 0.101 | 0.114 | 0.125 | 0.136 | 0.147 | 0.2 | 0.249 | 0.295 | 0.338 | 0.379 | 0.424 | 0.468 | 0.485 | 0.501 | 0.518 | 0.536 | 0.548 | 0.56 | 0.571 | 0.583
| Falling Behind | Residential | bioLPG | Hybrid (ASHP + BioLPG boiler) | Peak 1-in-20 | GW | 0.001 | 0.002 | 0.005 | 0.008 | 0.011 | 0.012 | 0.014 | 0.015 | 0.016 | 0.018 | 0.019 | 0.02 | 0.021 | 0.033 | 0.043 | 0.05 | 0.053 | 0.054 | 0.061 | 0.069 | 0.069 | 0.068 | 0.068 | 0.068 | 0.069 | 0.069 | 0.07 | 0.07
| Falling Behind | Residential | electricity | Hybrid (ASHP + BioLPG boiler) | Peak 1-in-20 | GW | 0.002 | 0.003 | 0.008 | 0.013 | 0.017 | 0.02 | 0.023 | 0.025 | 0.027 | 0.029 | 0.031 | 0.033 | 0.035 | 0.046 | 0.057 | 0.067 | 0.077 | 0.086 | 0.095 | 0.105 | 0.105 | 0.106 | 0.106 | 0.107 | 0.108 | 0.109 | 0.109 | 0.11
| Falling Behind | Residential | electricity | Hybrid (ASHP + Electric resistive) | Peak 1-in-20 | GW | 0.012 | 0.023 | 0.066 | 0.108 | 0.148 | 0.179 | 0.208 | 0.234 | 0.256 | 0.28 | 0.307 | 0.339 | 0.376 | 0.509 | 0.628 | 0.732 | 0.825 | 0.891 | 0.976 | 1.058 | 1.073 | 1.086 | 1.101 | 1.124 | 1.128 | 1.128 | 1.118 | 1.104
| Falling Behind | Residential | oil | Oil boiler | Peak 1-in-20 | GW | 13.477 | 13.407 | 14.001 | 13.894 | 13.777 | 13.658 | 13.529 | 13.381 | 13.191 | 13.005 | 12.817 | 12.615 | 12.381 | 12.291 | 12.193 | 12.057 | 11.889 | 11.65 | 11.342 | 11.043 | 10.748 | 10.466 | 10.203 | 9.979 | 9.744 | 9.504 | 9.27 | 9.062
| Falling Behind | Commercial | electricity | ASHP | Peak 1-in-20 | GW | 0.114 | 0.15 | 0.202 | 0.248 | 0.291 | 0.389 | 0.496 | 0.615 | 0.741 | 0.87 | 1.004 | 1.197 | 1.398 | 1.555 | 1.714 | 1.872 | 2.031 | 2.192 | 2.362 | 2.531 | 2.687 | 2.839 | 2.988 | 3.134 | 3.28 | 3.43 | 3.581 | 3.733
| Falling Behind | Commercial | bioLPG | BioLPG boiler | Peak 1-in-20 | GW | 0 | 0 | 0 | 0 | 0 | 0 | 0 | 0 | 0.001 | 0.001 | 0.001 | 0.002 | 0.002 | 0.013 | 0.023 | 0.033 | 0.042 | 0.051 | 0.059 | 0.066 | 0.07 | 0.073 | 0.076 | 0.08 | 0.083 | 0.086 | 0.086 | 0.087
| Falling Behind | Commercial | biomass | Biomass boiler | Peak 1-in-20 | GW | 0.622 | 0.571 | 0.519 | 0.467 | 0.415 | 0.363 | 0.311 | 0.259 | 0.206 | 0.153 | 0.101 | 0.05 | 0 | 0.001 | 0.001 | 0.002 | 0.002 | 0.003 | 0.003 | 0.004 | 0.004 | 0.004 | 0.004 | 0.004 | 0.004 | 0.005 | 0.005 | 0.006
| Falling Behind | Commercial | biomass | Biomass CHP | Peak 1-in-20 | GW | 0.001 | 0.001 | 0.003 | 0.006 | 0.006 | 0.006 | 0.006 | 0.006 | 0.006 | 0.006 | 0.006 | 0.006 | 0.006 | 0.009 | 0.012 | 0.017 | 0.022 | 0.027 | 0.031 | 0.04 | 0.046 | 0.051 | 0.056 | 0.061 | 0.067 | 0.078 | 0.09 | 0.106
| Falling Behind | Commercial | gas | Fossil fuel communal heating | Peak 1-in-20 | GW | 0.141 | 0.14 | 0.368 | 0.41 | 0.453 | 0.498 | 0.543 | 0.591 | 0.641 | 0.678 | 0.706 | 0.727 | 0.742 | 0.726 | 0.704 | 0.692 | 0.702 | 0.72 | 0.748 | 0.755 | 0.742 | 0.711 | 0.679 | 0.647 | 0.621 | 0.602 | 0.588 | 0.58
| Falling Behind | Commercial | biomethane | Low carbon district heating | Peak 1-in-20 | GW | 0.155 | 0.216 | 0.278 | 0.334 | 0.387 | 0.456 | 0.53 | 0.617 | 0.729 | 0.839 | 0.948 | 1.069 | 1.193 | 1.178 | 1.152 | 1.115 | 1.066 | 1.009 | 1.027 | 1.042 | 1.045 | 1.045 | 1.041 | 1.04 | 1.037 | 1.03 | 1.011 | 0.991
| Falling Behind | Commercial | electricity | Low carbon district heating | Peak 1-in-20 | GW | 0.025 | 0.034 | 0.045 | 0.063 | 0.085 | 0.115 | 0.152 | 0.2 | 0.26 | 0.326 | 0.399 | 0.485 | 0.581 | 0.599 | 0.615 | 0.628 | 0.638 | 0.648 | 0.673 | 0.697 | 0.715 | 0.731 | 0.746 | 0.748 | 0.748 | 0.746 | 0.736 | 0.725
| Falling Behind | Commercial | electricity | Electric resistive | Peak 1-in-20 | GW | 2.485 | 2.505 | 2.56 | 2.534 | 2.524 | 2.493 | 2.479 | 2.476 | 2.475 | 2.469 | 2.433 | 2.372 | 2.278 | 2.268 | 2.25 | 2.224 | 2.189 | 2.149 | 2.112 | 2.074 | 2.078 | 2.085 | 2.094 | 2.105 | 2.114 | 2.117 | 2.098 | 2.067
| Falling Behind | Commercial | electricity | Electric storage | Peak 1-in-20 | GW | 0.002 | 0.003 | 0.004 | 0.005 | 0.005 | 0.006 | 0.007 | 0.008 | 0.008 | 0.009 | 0.01 | 0.01 | 0.011 | 0.012 | 0.013 | 0.013 | 0.013 | 0.013 | 0.014 | 0.014 | 0.014 | 0.014 | 0.013 | 0.013 | 0.013 | 0.013 | 0.013 | 0.013
| Falling Behind | Commercial | gas | Gas boiler | Peak 1-in-20 | GW | 20.582 | 20.678 | 20.482 | 20.519 | 20.555 | 20.496 | 20.436 | 20.373 | 20.306 | 20.251 | 20.206 | 19.997 | 19.796 | 19.572 | 19.366 | 19.177 | 18.981 | 18.78 | 18.544 | 18.322 | 18.165 | 18.022 | 17.89 | 17.766 | 17.645 | 17.526 | 17.479 | 17.436
| Falling Behind | Commercial | gas | Gas CHP | Peak 1-in-20 | GW | 1.913 | 1.754 | 1.273 | 1.146 | 1.018 | 0.891 | 0.764 | 0.636 | 0.509 | 0.382 | 0.255 | 0.127 | 0 | 0 | 0 | 0 | 0 | 0 | 0 | 0 | 0 | 0 | 0 | 0 | 0 | 0 | 0 | 0
| Falling Behind | Commercial | electricity | GSHP | Peak 1-in-20 | GW | 0.048 | 0.064 | 0.081 | 0.097 | 0.113 | 0.131 | 0.148 | 0.165 | 0.183 | 0.2 | 0.218 | 0.236 | 0.255 | 0.272 | 0.289 | 0.305 | 0.32 | 0.335 | 0.349 | 0.363 | 0.373 | 0.383 | 0.392 | 0.401 | 0.41 | 0.418 | 0.426 | 0.435
| Falling Behind | Commercial | bioLPG | Hybrid (ASHP + BioLPG boiler) | Peak 1-in-20 | GW | 0 | 0 | 0 | 0 | 0.001 | 0.005 | 0.012 | 0.025 | 0.037 | 0.049 | 0.06 | 0.071 | 0.083 | 0.084 | 0.085 | 0.086 | 0.088 | 0.089 | 0.09 | 0.091 | 0.091 | 0.091 | 0.091 | 0.091 | 0.091 | 0.091 | 0.091 | 0.091
| Falling Behind | Commercial | electricity | Hybrid (ASHP + BioLPG boiler) | Peak 1-in-20 | GW | 0 | 0 | 0 | 0.002 | 0.004 | 0.012 | 0.027 | 0.047 | 0.072 | 0.097 | 0.122 | 0.15 | 0.181 | 0.184 | 0.189 | 0.194 | 0.198 | 0.203 | 0.207 | 0.211 | 0.212 | 0.213 | 0.213 | 0.214 | 0.215 | 0.215 | 0.216 | 0.216
| Falling Behind | Commercial | electricity | Hybrid (ASHP + Electric resistive) | Peak 1-in-20 | GW | 0.046 | 0.072 | 0.048 | 0.08 | 0.113 | 0.143 | 0.169 | 0.191 | 0.212 | 0.233 | 0.264 | 0.295 | 0.325 | 0.425 | 0.536 | 0.656 | 0.79 | 0.931 | 0.97 | 1.002 | 1.011 | 1.022 | 1.034 | 1.043 | 1.051 | 1.05 | 1.048 | 1.047
| Falling Behind | Commercial | oil | Oil boiler | Peak 1-in-20 | GW | 5.802 | 5.755 | 5.756 | 5.718 | 5.67 | 5.562 | 5.4 | 5.175 | 4.904 | 4.632 | 4.36 | 4.087 | 3.812 | 3.775 | 3.735 | 3.693 | 3.649 | 3.607 | 3.563 | 3.526 | 3.51 | 3.499 | 3.492 | 3.485 | 3.478 | 3.472 | 3.465 | 3.458
| Falling Behind | Industrial | electricity | ASHP | Peak 1-in-20 | GW | 0.012 | 0.017 | 0.024 | 0.03 | 0.036 | 0.046 | 0.054 | 0.062 | 0.07 | 0.078 | 0.088 | 0.104 | 0.124 | 0.136 | 0.149 | 0.162 | 0.175 | 0.189 | 0.204 | 0.218 | 0.231 | 0.244 | 0.257 | 0.269 | 0.281 | 0.294 | 0.307 | 0.322
| Falling Behind | Industrial | bioLPG | BioLPG boiler | Peak 1-in-20 | GW | 0 | 0 | 0 | 0 | 0 | 0 | 0 | 0 | 0.001 | 0.001 | 0.001 | 0.002 | 0.002 | 0.003 | 0.004 | 0.005 | 0.006 | 0.007 | 0.008 | 0.009 | 0.01 | 0.01 | 0.011 | 0.011 | 0.011 | 0.011 | 0.011 | 0.011
| Falling Behind | Industrial | biomass | Biomass boiler | Peak 1-in-20 | GW | 0.092 | 0.085 | 0.077 | 0.069 | 0.062 | 0.054 | 0.046 | 0.039 | 0.031 | 0.023 | 0.015 | 0.007 | 0 | 0 | 0 | 0 | 0 | 0 | 0 | 0 | 0 | 0 | 0 | 0 | 0 | 0 | 0.001 | 0.001
| Falling Behind | Industrial | biomass | Biomass CHP | Peak 1-in-20 | GW | 0 | 0 | 0.009 | 0.012 | 0.013 | 0.013 | 0.013 | 0.013 | 0.013 | 0.013 | 0.013 | 0.013 | 0.013 | 0.012 | 0.011 | 0.013 | 0.016 | 0.017 | 0.02 | 0.024 | 0.029 | 0.032 | 0.033 | 0.034 | 0.036 | 0.039 | 0.041 | 0.044
| Falling Behind | Industrial | gas | Fossil fuel communal heating | Peak 1-in-20 | GW | 0.002 | 0.002 | 0.002 | 0.002 | 0.002 | 0.002 | 0.002 | 0.002 | 0.002 | 0.002 | 0.002 | 0.002 | 0.002 | 0.002 | 0.002 | 0.002 | 0.002 | 0.005 | 0.01 | 0.013 | 0.014 | 0.014 | 0.014 | 0.014 | 0.014 | 0.013 | 0.013 | 0.013
| Falling Behind | Industrial | biomethane | Low carbon district heating | Peak 1-in-20 | GW | 0.01 | 0.015 | 0.021 | 0.028 | 0.033 | 0.038 | 0.043 | 0.047 | 0.053 | 0.059 | 0.064 | 0.073 | 0.085 | 0.083 | 0.08 | 0.078 | 0.074 | 0.071 | 0.073 | 0.074 | 0.074 | 0.074 | 0.074 | 0.074 | 0.074 | 0.074 | 0.073 | 0.073
| Falling Behind | Industrial | electricity | Low carbon district heating | Peak 1-in-20 | GW | 0.002 | 0.002 | 0.003 | 0.005 | 0.007 | 0.01 | 0.012 | 0.015 | 0.019 | 0.023 | 0.027 | 0.033 | 0.041 | 0.042 | 0.043 | 0.044 | 0.044 | 0.046 | 0.048 | 0.05 | 0.051 | 0.052 | 0.053 | 0.053 | 0.053 | 0.053 | 0.053 | 0.053
| Falling Behind | Industrial | electricity | Electric resistive | Peak 1-in-20 | GW | 1.725 | 1.705 | 1.736 | 1.717 | 1.703 | 1.691 | 1.682 | 1.68 | 1.679 | 1.673 | 1.661 | 1.635 | 1.574 | 1.575 | 1.574 | 1.57 | 1.563 | 1.553 | 1.542 | 1.533 | 1.528 | 1.526 | 1.525 | 1.526 | 1.526 | 1.522 | 1.512 | 1.493
| Falling Behind | Industrial | electricity | Electric storage | Peak 1-in-20 | GW | 0.001 | 0.001 | 0.001 | 0.001 | 0.001 | 0.001 | 0.001 | 0.002 | 0.002 | 0.002 | 0.002 | 0.002 | 0.002 | 0.002 | 0.002 | 0.002 | 0.002 | 0.001 | 0.001 | 0.001 | 0.001 | 0.001 | 0.001 | 0.001 | 0.001 | 0.001 | 0.001 | 0.001
| Falling Behind | Industrial | gas | Gas boiler | Peak 1-in-20 | GW | 3.012 | 3.012 | 3.011 | 3.01 | 3.008 | 2.999 | 2.99 | 2.98 | 2.971 | 2.961 | 2.951 | 2.928 | 2.904 | 2.903 | 2.901 | 2.899 | 2.895 | 2.885 | 2.871 | 2.86 | 2.854 | 2.849 | 2.844 | 2.839 | 2.834 | 2.828 | 2.828 | 2.827
| Falling Behind | Industrial | gas | Gas CHP | Peak 1-in-20 | GW | 0.284 | 0.261 | 0.189 | 0.17 | 0.151 | 0.132 | 0.113 | 0.095 | 0.076 | 0.057 | 0.038 | 0.019 | 0 | 0 | 0 | 0 | 0 | 0 | 0 | 0 | 0 | 0 | 0 | 0 | 0 | 0 | 0 | 0
| Falling Behind | Industrial | electricity | GSHP | Peak 1-in-20 | GW | 0.009 | 0.011 | 0.013 | 0.016 | 0.018 | 0.021 | 0.023 | 0.026 | 0.028 | 0.03 | 0.033 | 0.035 | 0.038 | 0.039 | 0.039 | 0.04 | 0.04 | 0.041 | 0.042 | 0.043 | 0.044 | 0.044 | 0.045 | 0.045 | 0.046 | 0.047 | 0.047 | 0.048
| Falling Behind | Industrial | bioLPG | Hybrid (ASHP + BioLPG boiler) | Peak 1-in-20 | GW | 0 | 0 | 0 | 0 | 0.001 | 0.001 | 0.001 | 0.001 | 0.001 | 0.001 | 0.002 | 0.002 | 0.003 | 0.003 | 0.003 | 0.003 | 0.003 | 0.003 | 0.003 | 0.003 | 0.003 | 0.003 | 0.003 | 0.003 | 0.003 | 0.003 | 0.004 | 0.004
| Falling Behind | Industrial | electricity | Hybrid (ASHP + BioLPG boiler) | Peak 1-in-20 | GW | 0 | 0 | 0.001 | 0.001 | 0.002 | 0.002 | 0.002 | 0.003 | 0.003 | 0.003 | 0.003 | 0.004 | 0.006 | 0.006 | 0.007 | 0.007 | 0.007 | 0.008 | 0.008 | 0.008 | 0.008 | 0.008 | 0.008 | 0.008 | 0.008 | 0.008 | 0.008 | 0.009
| Falling Behind | Industrial | electricity | Hybrid (ASHP + Electric resistive) | Peak 1-in-20 | GW | 0.016 | 0.024 | 0.018 | 0.026 | 0.032 | 0.037 | 0.043 | 0.046 | 0.048 | 0.052 | 0.057 | 0.064 | 0.078 | 0.096 | 0.113 | 0.131 | 0.15 | 0.171 | 0.174 | 0.177 | 0.177 | 0.175 | 0.175 | 0.174 | 0.173 | 0.174 | 0.176 | 0.181
| Falling Behind | Industrial | oil | Oil boiler | Peak 1-in-20 | GW | 0.097 | 0.096 | 0.093 | 0.091 | 0.087 | 0.083 | 0.079 | 0.075 | 0.07 | 0.066 | 0.061 | 0.057 | 0.053 | 0.048 | 0.042 | 0.038 | 0.033 | 0.028 | 0.025 | 0.022 | 0.021 | 0.019 | 0.017 | 0.016 | 0.014 | 0.012 | 0.011 | 0.009
| Ten Year Forecast | Residential | electricity | ASHP | Peak 1-in-20 | GW | 2023: 0.449; 2024: 0.492; 2025: 0.595; 2026: 0.69; 2027: 0.822; 2028: 1.088; 2029: 1.419; 2030: 1.798; 2031: 2.238; 2032: 2.664; 2033: 3.133; 2034: 3.635; 2035: 4.236
| Ten Year Forecast | Residential | bioLPG | BioLPG boiler | Peak 1-in-20 | GW | 2023: 0.004; 2024: 0.005; 2025: 0.006; 2026: 0.008; 2027: 0.01; 2028: 0.013; 2029: 0.02; 2030: 0.041; 2031: 0.107; 2032: 0.158; 2033: 0.198; 2034: 0.226; 2035: 0.245
| Ten Year Forecast | Residential | biomass | Biomass boiler | Peak 1-in-20 | GW | 2023: 0.495; 2024: 0.483; 2025: 0.49; 2026: 0.478; 2027: 0.466; 2028: 0.454; 2029: 0.442; 2030: 0.429; 2031: 0.417; 2032: 0.401; 2033: 0.386; 2034: 0.369; 2035: 0.356
| Ten Year Forecast | Residential | gas | Fossil fuel communal heating | Peak 1-in-20 | GW | 2023: 3.318; 2024: 3.322; 2025: 3.378; 2026: 3.34; 2027: 3.28; 2028: 3.184; 2029: 3.081; 2030: 2.972; 2031: 2.872; 2032: 2.771; 2033: 2.666; 2034: 2.555; 2035: 2.428
| Ten Year Forecast | Residential | biomethane | Low carbon district heating | Peak 1-in-20 | GW | 2023: 0.202; 2024: 0.348; 2025: 0.579; 2026: 0.73; 2027: 0.881; 2028: 1.024; 2029: 1.171; 2030: 1.324; 2031: 1.45; 2032: 1.584; 2033: 1.731; 2034: 1.895; 2035: 2.066
| Ten Year Forecast | Residential | electricity | Low carbon district heating | Peak 1-in-20 | GW | 2023: 0.032; 2024: 0.055; 2025: 0.097; 2026: 0.158; 2027: 0.232; 2028: 0.318; 2029: 0.417; 2030: 0.531; 2031: 0.617; 2032: 0.715; 2033: 0.826; 2034: 0.955; 2035: 1.097
| Ten Year Forecast | Residential | electricity | Electric resistive | Peak 1-in-20 | GW | 2023: 2.649; 2024: 2.723; 2025: 2.77; 2026: 2.741; 2027: 2.703; 2028: 2.565; 2029: 2.445; 2030: 2.35; 2031: 2.286; 2032: 2.209; 2033: 2.116; 2034: 2.009; 2035: 1.888
| Ten Year Forecast | Residential | electricity | Electric storage | Peak 1-in-20 | GW | 2023: 0.361; 2024: 0.355; 2025: 0.296; 2026: 0.289; 2027: 0.283; 2028: 0.276; 2029: 0.268; 2030: 0.261; 2031: 0.253; 2032: 0.243; 2033: 0.233; 2034: 0.221; 2035: 0.209
| Ten Year Forecast | Residential | gas | Gas boiler | Peak 1-in-20 | GW | 2023: 153.876; 2024: 153.269; 2025: 162.674; 2026: 162.102; 2027: 161.4; 2028: 160.033; 2029: 158.441; 2030: 156.666; 2031: 154.836; 2032: 152.942; 2033: 150.897; 2034: 148.739; 2035: 146.318
| Ten Year Forecast | Residential | electricity | GSHP | Peak 1-in-20 | GW | 2023: 0.051; 2024: 0.054; 2025: 0.056; 2026: 0.06; 2027: 0.064; 2028: 0.073; 2029: 0.082; 2030: 0.09; 2031: 0.099; 2032: 0.106; 2033: 0.113; 2034: 0.119; 2035: 0.125
| Ten Year Forecast | Residential | bioLPG | Hybrid (ASHP + BioLPG boiler) | Peak 1-in-20 | GW | 2023: 0.001; 2024: 0.002; 2025: 0.005; 2026: 0.009; 2027: 0.011; 2028: 0.013; 2029: 0.015; 2030: 0.016; 2031: 0.017; 2032: 0.018; 2033: 0.019; 2034: 0.021; 2035: 0.023
| Ten Year Forecast | Residential | electricity | Hybrid (ASHP + BioLPG boiler) | Peak 1-in-20 | GW | 2023: 0.002; 2024: 0.003; 2025: 0.007; 2026: 0.011; 2027: 0.015; 2028: 0.018; 2029: 0.02; 2030: 0.022; 2031: 0.023; 2032: 0.025; 2033: 0.027; 2034: 0.029; 2035: 0.032
| Ten Year Forecast | Residential | electricity | Hybrid (ASHP + Electric resistive) | Peak 1-in-20 | GW | 2023: 0.012; 2024: 0.023; 2025: 0.059; 2026: 0.098; 2027: 0.14; 2028: 0.179; 2029: 0.213; 2030: 0.242; 2031: 0.268; 2032: 0.3; 2033: 0.336; 2034: 0.379; 2035: 0.439
| Ten Year Forecast | Residential | oil | Oil boiler | Peak 1-in-20 | GW | 2023: 13.477; 2024: 13.407; 2025: 13.832; 2026: 13.721; 2027: 13.606; 2028: 13.487; 2029: 13.356; 2030: 13.2; 2031: 12.972; 2032: 12.718; 2033: 12.469; 2034: 12.215; 2035: 11.877
| Ten Year Forecast | Commercial | electricity | ASHP | Peak 1-in-20 | GW | 2023: 0.114; 2024: 0.15; 2025: 0.214; 2026: 0.263; 2027: 0.309; 2028: 0.425; 2029: 0.563; 2030: 0.713; 2031: 0.872; 2032: 1.036; 2033: 1.214; 2034: 1.437; 2035: 1.664
| Ten Year Forecast | Commercial | bioLPG | BioLPG boiler | Peak 1-in-20 | GW | 2023: 0; 2024: 0; 2025: 0; 2026: 0; 2027: 0; 2028: 0; 2029: 0; 2030: 0; 2031: 0.001; 2032: 0.001; 2033: 0.001; 2034: 0.002; 2035: 0.002
| Ten Year Forecast | Commercial | biomass | Biomass boiler | Peak 1-in-20 | GW | 2023: 0.622; 2024: 0.571; 2025: 0.518; 2026: 0.467; 2027: 0.415; 2028: 0.363; 2029: 0.311; 2030: 0.259; 2031: 0.205; 2032: 0.153; 2033: 0.101; 2034: 0.05; 2035: 0
| Ten Year Forecast | Commercial | biomass | Biomass CHP | Peak 1-in-20 | GW | 2023: 0.001; 2024: 0.001; 2025: 0.003; 2026: 0.006; 2027: 0.006; 2028: 0.006; 2029: 0.006; 2030: 0.006; 2031: 0.006; 2032: 0.006; 2033: 0.006; 2034: 0.006; 2035: 0.006
| Ten Year Forecast | Commercial | gas | Fossil fuel communal heating | Peak 1-in-20 | GW | 2023: 0.141; 2024: 0.14; 2025: 0.389; 2026: 0.442; 2027: 0.491; 2028: 0.537; 2029: 0.574; 2030: 0.603; 2031: 0.629; 2032: 0.651; 2033: 0.67; 2034: 0.688; 2035: 0.702
| Ten Year Forecast | Commercial | biomethane | Low carbon district heating | Peak 1-in-20 | GW | 2023: 0.155; 2024: 0.216; 2025: 0.276; 2026: 0.365; 2027: 0.472; 2028: 0.621; 2029: 0.781; 2030: 0.946; 2031: 1.088; 2032: 1.225; 2033: 1.357; 2034: 1.507; 2035: 1.656
| Ten Year Forecast | Commercial | electricity | Low carbon district heating | Peak 1-in-20 | GW | 2023: 0.025; 2024: 0.034; 2025: 0.046; 2026: 0.079; 2027: 0.124; 2028: 0.192; 2029: 0.278; 2030: 0.379; 2031: 0.463; 2032: 0.552; 2033: 0.647; 2034: 0.759; 2035: 0.879
| Ten Year Forecast | Commercial | electricity | Electric resistive | Peak 1-in-20 | GW | 2023: 2.485; 2024: 2.505; 2025: 2.563; 2026: 2.534; 2027: 2.523; 2028: 2.484; 2029: 2.451; 2030: 2.442; 2031: 2.439; 2032: 2.413; 2033: 2.324; 2034: 2.197; 2035: 2.059
| Ten Year Forecast | Commercial | electricity | Electric storage | Peak 1-in-20 | GW | 2023: 0.002; 2024: 0.003; 2025: 0.004; 2026: 0.005; 2027: 0.005; 2028: 0.006; 2029: 0.007; 2030: 0.008; 2031: 0.008; 2032: 0.009; 2033: 0.01; 2034: 0.01; 2035: 0.011
| Ten Year Forecast | Commercial | gas | Gas boiler | Peak 1-in-20 | GW | 2023: 20.582; 2024: 20.678; 2025: 20.463; 2026: 20.483; 2027: 20.504; 2028: 20.392; 2029: 20.275; 2030: 20.153; 2031: 20.028; 2032: 19.914; 2033: 19.808; 2034: 19.581; 2035: 19.361
| Ten Year Forecast | Commercial | gas | Gas CHP | Peak 1-in-20 | GW | 2023: 1.913; 2024: 1.754; 2025: 1.473; 2026: 1.326; 2027: 1.178; 2028: 1.031; 2029: 0.884; 2030: 0.737; 2031: 0.589; 2032: 0.442; 2033: 0.295; 2034: 0.147; 2035: 0
| Ten Year Forecast | Commercial | electricity | GSHP | Peak 1-in-20 | GW | 2023: 0.048; 2024: 0.064; 2025: 0.085; 2026: 0.102; 2027: 0.118; 2028: 0.136; 2029: 0.154; 2030: 0.172; 2031: 0.19; 2032: 0.208; 2033: 0.226; 2034: 0.245; 2035: 0.265
| Ten Year Forecast | Commercial | bioLPG | Hybrid (ASHP + BioLPG boiler) | Peak 1-in-20 | GW | 2023: 0; 2024: 0; 2025: 0; 2026: 0; 2027: 0.001; 2028: 0.006; 2029: 0.016; 2030: 0.031; 2031: 0.045; 2032: 0.058; 2033: 0.071; 2034: 0.086; 2035: 0.1
| Ten Year Forecast | Commercial | electricity | Hybrid (ASHP + BioLPG boiler) | Peak 1-in-20 | GW | 2023: 0; 2024: 0; 2025: 0; 2026: 0.002; 2027: 0.005; 2028: 0.016; 2029: 0.036; 2030: 0.062; 2031: 0.091; 2032: 0.121; 2033: 0.154; 2034: 0.19; 2035: 0.227
| Ten Year Forecast | Commercial | electricity | Hybrid (ASHP + Electric resistive) | Peak 1-in-20 | GW | 2023: 0.046; 2024: 0.072; 2025: 0.048; 2026: 0.079; 2027: 0.111; 2028: 0.145; 2029: 0.184; 2030: 0.218; 2031: 0.248; 2032: 0.285; 2033: 0.332; 2034: 0.378; 2035: 0.419
| Ten Year Forecast | Commercial | oil | Oil boiler | Peak 1-in-20 | GW | 2023: 5.802; 2024: 5.755; 2025: 5.76; 2026: 5.697; 2027: 5.6; 2028: 5.417; 2029: 5.164; 2030: 4.876; 2031: 4.564; 2032: 4.251; 2033: 3.937; 2034: 3.621; 2035: 3.304
| Ten Year Forecast | Industrial | electricity | ASHP | Peak 1-in-20 | GW | 2023: 0.012; 2024: 0.017; 2025: 0.025; 2026: 0.032; 2027: 0.039; 2028: 0.05; 2029: 0.061; 2030: 0.071; 2031: 0.081; 2032: 0.091; 2033: 0.104; 2034: 0.124; 2035: 0.152
| Ten Year Forecast | Industrial | bioLPG | BioLPG boiler | Peak 1-in-20 | GW | 2023: 0; 2024: 0; 2025: 0; 2026: 0; 2027: 0; 2028: 0; 2029: 0; 2030: 0; 2031: 0; 2032: 0.001; 2033: 0.001; 2034: 0.001; 2035: 0.001
| Ten Year Forecast | Industrial | biomass | Biomass boiler | Peak 1-in-20 | GW | 2023: 0.092; 2024: 0.085; 2025: 0.077; 2026: 0.069; 2027: 0.062; 2028: 0.054; 2029: 0.046; 2030: 0.039; 2031: 0.031; 2032: 0.023; 2033: 0.015; 2034: 0.007; 2035: 0
| Ten Year Forecast | Industrial | biomass | Biomass CHP | Peak 1-in-20 | GW | 2023: 0; 2024: 0; 2025: 0.009; 2026: 0.012; 2027: 0.013; 2028: 0.013; 2029: 0.013; 2030: 0.013; 2031: 0.013; 2032: 0.013; 2033: 0.013; 2034: 0.013; 2035: 0.013
| Ten Year Forecast | Industrial | gas | Fossil fuel communal heating | Peak 1-in-20 | GW | 2023: 0.002; 2024: 0.002; 2025: 0.002; 2026: 0.002; 2027: 0.002; 2028: 0.002; 2029: 0.002; 2030: 0.002; 2031: 0.002; 2032: 0.002; 2033: 0.002; 2034: 0.002; 2035: 0.002
| Ten Year Forecast | Industrial | biomethane | Low carbon district heating | Peak 1-in-20 | GW | 2023: 0.01; 2024: 0.015; 2025: 0.021; 2026: 0.03; 2027: 0.039; 2028: 0.048; 2029: 0.057; 2030: 0.066; 2031: 0.073; 2032: 0.08; 2033: 0.088; 2034: 0.101; 2035: 0.119
| Ten Year Forecast | Industrial | electricity | Low carbon district heating | Peak 1-in-20 | GW | 2023: 0.002; 2024: 0.002; 2025: 0.004; 2026: 0.007; 2027: 0.01; 2028: 0.015; 2029: 0.02; 2030: 0.026; 2031: 0.031; 2032: 0.036; 2033: 0.042; 2034: 0.051; 2035: 0.063
| Ten Year Forecast | Industrial | electricity | Electric resistive | Peak 1-in-20 | GW | 2023: 1.725; 2024: 1.705; 2025: 1.738; 2026: 1.718; 2027: 1.704; 2028: 1.69; 2029: 1.679; 2030: 1.673; 2031: 1.672; 2032: 1.662; 2033: 1.641; 2034: 1.59; 2035: 1.494
| Ten Year Forecast | Industrial | electricity | Electric storage | Peak 1-in-20 | GW | 2023: 0.001; 2024: 0.001; 2025: 0.001; 2026: 0.001; 2027: 0.001; 2028: 0.001; 2029: 0.001; 2030: 0.002; 2031: 0.002; 2032: 0.002; 2033: 0.002; 2034: 0.002; 2035: 0.002
| Ten Year Forecast | Industrial | gas | Gas boiler | Peak 1-in-20 | GW | 2023: 3.012; 2024: 3.012; 2025: 3.012; 2026: 3.008; 2027: 3.005; 2028: 2.99; 2029: 2.976; 2030: 2.961; 2031: 2.946; 2032: 2.931; 2033: 2.916; 2034: 2.89; 2035: 2.864
| Ten Year Forecast | Industrial | gas | Gas CHP | Peak 1-in-20 | GW | 2023: 0.284; 2024: 0.261; 2025: 0.219; 2026: 0.197; 2027: 0.175; 2028: 0.153; 2029: 0.131; 2030: 0.109; 2031: 0.088; 2032: 0.066; 2033: 0.044; 2034: 0.022; 2035: 0
| Ten Year Forecast | Industrial | electricity | GSHP | Peak 1-in-20 | GW | 2023: 0.009; 2024: 0.011; 2025: 0.014; 2026: 0.016; 2027: 0.018; 2028: 0.021; 2029: 0.023; 2030: 0.026; 2031: 0.028; 2032: 0.031; 2033: 0.033; 2034: 0.036; 2035: 0.039
| Ten Year Forecast | Industrial | bioLPG | Hybrid (ASHP + BioLPG boiler) | Peak 1-in-20 | GW | 2023: 0; 2024: 0; 2025: 0; 2026: 0; 2027: 0.001; 2028: 0.001; 2029: 0.001; 2030: 0.002; 2031: 0.002; 2032: 0.002; 2033: 0.002; 2034: 0.003; 2035: 0.004
| Ten Year Forecast | Industrial | electricity | Hybrid (ASHP + BioLPG boiler) | Peak 1-in-20 | GW | 2023: 0; 2024: 0; 2025: 0.001; 2026: 0.001; 2027: 0.002; 2028: 0.002; 2029: 0.003; 2030: 0.003; 2031: 0.003; 2032: 0.003; 2033: 0.004; 2034: 0.006; 2035: 0.01
| Ten Year Forecast | Industrial | electricity | Hybrid (ASHP + Electric resistive) | Peak 1-in-20 | GW | 2023: 0.016; 2024: 0.024; 2025: 0.018; 2026: 0.025; 2027: 0.031; 2028: 0.037; 2029: 0.042; 2030: 0.047; 2031: 0.048; 2032: 0.054; 2033: 0.061; 2034: 0.075; 2035: 0.097
| Ten Year Forecast | Industrial | oil | Oil boiler | Peak 1-in-20 | GW | 2023: 0.097; 2024: 0.096; 2025: 0.094; 2026: 0.09; 2027: 0.087; 2028: 0.083; 2029: 0.078; 2030: 0.073; 2031: 0.068; 2032: 0.063; 2033: 0.058; 2034: 0.053; 2035: 0.047
| Holistic Transition | Residential | electricity | ASHP | Peak ACS | GW | 0.323 | 0.354 | 0.401 | 0.461 | 0.524 | 0.68 | 0.911 | 1.24 | 1.736 | 2.246 | 2.865 | 3.525 | 4.225 | 4.686 | 5.149 | 5.605 | 6.042 | 6.458 | 6.841 | 7.205 | 7.518 | 7.814 | 8.072 | 8.294 | 8.528 | 8.72 | 8.901 | 9.066
| Holistic Transition | Residential | electricity | Low carbon district heating | Peak ACS | GW | 0.023 | 0.04 | 0.062 | 0.096 | 0.137 | 0.181 | 0.23 | 0.289 | 0.354 | 0.432 | 0.523 | 0.618 | 0.72 | 1.131 | 1.549 | 1.99 | 2.471 | 3.002 | 3.561 | 3.964 | 4.316 | 4.627 | 4.88 | 5.141 | 5.369 | 5.56 | 5.738 | 5.898
| Holistic Transition | Residential | electricity | Electric resistive | Peak ACS | GW | 2.145 | 2.206 | 2.201 | 2.185 | 2.176 | 2.078 | 1.975 | 1.87 | 1.766 | 1.66 | 1.553 | 1.446 | 1.338 | 1.583 | 1.812 | 2.028 | 2.228 | 2.419 | 2.563 | 2.762 | 3.015 | 3.247 | 3.438 | 3.583 | 3.712 | 3.817 | 3.915 | 4.008
| Holistic Transition | Residential | electricity | Electric storage | Peak ACS | GW | 0.292 | 0.288 | 0.283 | 0.274 | 0.265 | 0.256 | 0.247 | 0.238 | 0.226 | 0.213 | 0.201 | 0.187 | 0.173 | 0.179 | 0.185 | 0.191 | 0.197 | 0.202 | 0.206 | 0.211 | 0.215 | 0.217 | 0.218 | 0.217 | 0.217 | 0.216 | 0.215 | 0.216
| Holistic Transition | Residential | electricity | GSHP | Peak ACS | GW | 0.037 | 0.039 | 0.04 | 0.042 | 0.044 | 0.047 | 0.05 | 0.051 | 0.056 | 0.059 | 0.062 | 0.064 | 0.066 | 0.264 | 0.465 | 0.667 | 0.867 | 1.06 | 1.224 | 1.414 | 1.579 | 1.738 | 1.886 | 2.02 | 2.136 | 2.227 | 2.311 | 2.386
| Holistic Transition | Residential | electricity | Hybrid (ASHP + BioLPG boiler) | Peak ACS | GW | 0.001 | 0.002 | 0.005 | 0.008 | 0.01 | 0.012 | 0.014 | 0.024 | 0.03 | 0.042 | 0.059 | 0.078 | 0.104 | 0.135 | 0.165 | 0.194 | 0.223 | 0.249 | 0.273 | 0.296 | 0.314 | 0.332 | 0.332 | 0.333 | 0.333 | 0.333 | 0.334 | 0.334
| Holistic Transition | Residential | electricity | Hybrid (ASHP + Electric resistive) | Peak ACS | GW | 0.009 | 0.016 | 0.041 | 0.068 | 0.094 | 0.117 | 0.142 | 0.196 | 0.257 | 0.5 | 0.897 | 1.356 | 1.885 | 2.728 | 3.568 | 4.391 | 5.179 | 5.912 | 6.529 | 7.124 | 7.713 | 8.283 | 8.794 | 9.257 | 9.641 | 9.936 | 10.209 | 10.456
| Holistic Transition | Commercial | electricity | ASHP | Peak ACS | GW | 0.082 | 0.108 | 0.133 | 0.166 | 0.2 | 0.309 | 0.428 | 0.57 | 0.716 | 0.865 | 1.02 | 1.179 | 1.341 | 1.497 | 1.653 | 1.811 | 1.968 | 2.125 | 2.283 | 2.445 | 2.576 | 2.703 | 2.825 | 2.937 | 3.066 | 3.195 | 3.323 | 3.45
| Holistic Transition | Commercial | electricity | Low carbon district heating | Peak ACS | GW | 0.018 | 0.025 | 0.032 | 0.05 | 0.074 | 0.113 | 0.165 | 0.23 | 0.292 | 0.329 | 0.366 | 0.404 | 0.445 | 0.519 | 0.597 | 0.674 | 0.758 | 0.844 | 0.924 | 1 | 1.055 | 1.106 | 1.149 | 1.197 | 1.253 | 1.309 | 1.367 | 1.426
| Holistic Transition | Commercial | electricity | Electric resistive | Peak ACS | GW | 2.013 | 2.029 | 2.037 | 2.006 | 1.979 | 1.924 | 1.875 | 1.837 | 1.817 | 1.757 | 1.676 | 1.579 | 1.475 | 1.527 | 1.574 | 1.622 | 1.662 | 1.704 | 1.767 | 1.828 | 1.912 | 1.98 | 2.022 | 2.028 | 2.084 | 2.153 | 2.235 | 2.325
| Holistic Transition | Commercial | electricity | Electric storage | Peak ACS | GW | 0.002 | 0.003 | 0.003 | 0.004 | 0.004 | 0.005 | 0.005 | 0.006 | 0.006 | 0.007 | 0.007 | 0.008 | 0.009 | 0.02 | 0.029 | 0.038 | 0.045 | 0.051 | 0.058 | 0.065 | 0.071 | 0.077 | 0.082 | 0.087 | 0.092 | 0.097 | 0.102 | 0.107
| Holistic Transition | Commercial | electricity | GSHP | Peak ACS | GW | 0.034 | 0.046 | 0.058 | 0.069 | 0.08 | 0.093 | 0.106 | 0.119 | 0.133 | 0.144 | 0.155 | 0.168 | 0.181 | 0.23 | 0.278 | 0.325 | 0.37 | 0.414 | 0.452 | 0.49 | 0.522 | 0.551 | 0.576 | 0.598 | 0.624 | 0.649 | 0.674 | 0.699
| Holistic Transition | Commercial | electricity | Hybrid (ASHP + BioLPG boiler) | Peak ACS | GW | 0 | 0 | 0 | 0.002 | 0.008 | 0.021 | 0.038 | 0.065 | 0.091 | 0.12 | 0.149 | 0.178 | 0.207 | 0.216 | 0.224 | 0.233 | 0.241 | 0.248 | 0.256 | 0.261 | 0.262 | 0.262 | 0.26 | 0.259 | 0.257 | 0.254 | 0.252 | 0.251
| Holistic Transition | Commercial | electricity | Hybrid (ASHP + Electric resistive) | Peak ACS | GW | 0.033 | 0.052 | 0.074 | 0.108 | 0.145 | 0.187 | 0.234 | 0.294 | 0.359 | 0.431 | 0.501 | 0.565 | 0.623 | 0.874 | 1.164 | 1.494 | 1.852 | 2.244 | 2.405 | 2.556 | 2.643 | 2.712 | 2.758 | 2.798 | 2.839 | 2.879 | 2.923 | 2.971
| Holistic Transition | Industrial | electricity | ASHP | Peak ACS | GW | 0.009 | 0.012 | 0.017 | 0.022 | 0.027 | 0.036 | 0.046 | 0.054 | 0.063 | 0.071 | 0.081 | 0.094 | 0.11 | 0.128 | 0.146 | 0.164 | 0.182 | 0.201 | 0.219 | 0.239 | 0.255 | 0.271 | 0.286 | 0.301 | 0.317 | 0.332 | 0.346 | 0.36
| Holistic Transition | Industrial | electricity | Low carbon district heating | Peak ACS | GW | 0.001 | 0.002 | 0.002 | 0.004 | 0.006 | 0.009 | 0.013 | 0.017 | 0.02 | 0.022 | 0.024 | 0.027 | 0.031 | 0.042 | 0.056 | 0.07 | 0.084 | 0.097 | 0.109 | 0.121 | 0.132 | 0.143 | 0.154 | 0.166 | 0.18 | 0.192 | 0.204 | 0.216
| Holistic Transition | Industrial | electricity | Electric resistive | Peak ACS | GW | 1.397 | 1.381 | 1.36 | 1.328 | 1.301 | 1.274 | 1.252 | 1.237 | 1.224 | 1.201 | 1.161 | 1.103 | 1.036 | 0.99 | 0.942 | 0.894 | 0.849 | 0.808 | 0.771 | 0.73 | 0.689 | 0.644 | 0.592 | 0.538 | 0.491 | 0.456 | 0.437 | 0.426
| Holistic Transition | Industrial | electricity | Electric storage | Peak ACS | GW | 0.001 | 0.001 | 0.001 | 0.001 | 0.001 | 0.001 | 0.001 | 0.001 | 0.001 | 0.001 | 0.001 | 0.001 | 0.001 | 0.003 | 0.004 | 0.005 | 0.006 | 0.007 | 0.008 | 0.009 | 0.01 | 0.011 | 0.012 | 0.013 | 0.014 | 0.015 | 0.016 | 0.017
| Holistic Transition | Industrial | electricity | GSHP | Peak ACS | GW | 0.006 | 0.008 | 0.01 | 0.011 | 0.013 | 0.015 | 0.016 | 0.018 | 0.02 | 0.021 | 0.023 | 0.025 | 0.027 | 0.033 | 0.039 | 0.045 | 0.05 | 0.055 | 0.059 | 0.064 | 0.068 | 0.073 | 0.078 | 0.084 | 0.089 | 0.093 | 0.097 | 0.101
| Holistic Transition | Industrial | electricity | Hybrid (ASHP + BioLPG boiler) | Peak ACS | GW | 0 | 0 | 0.001 | 0.002 | 0.002 | 0.003 | 0.004 | 0.004 | 0.004 | 0.005 | 0.006 | 0.007 | 0.01 | 0.011 | 0.012 | 0.013 | 0.014 | 0.015 | 0.016 | 0.016 | 0.017 | 0.017 | 0.018 | 0.019 | 0.02 | 0.02 | 0.02 | 0.02
| Holistic Transition | Industrial | electricity | Hybrid (ASHP + Electric resistive) | Peak ACS | GW | 0.011 | 0.017 | 0.024 | 0.033 | 0.042 | 0.049 | 0.056 | 0.062 | 0.069 | 0.077 | 0.091 | 0.107 | 0.121 | 0.163 | 0.211 | 0.264 | 0.321 | 0.384 | 0.408 | 0.431 | 0.45 | 0.47 | 0.488 | 0.506 | 0.522 | 0.539 | 0.555 | 0.571
| Electric Engagement | Residential | electricity | ASHP | Peak ACS | GW | 0.323 | 0.354 | 0.409 | 0.485 | 0.59 | 0.836 | 1.186 | 1.706 | 2.306 | 2.898 | 3.6 | 4.394 | 5.244 | 5.875 | 6.506 | 7.137 | 7.76 | 8.364 | 8.92 | 9.427 | 9.882 | 10.32 | 10.703 | 11.052 | 11.393 | 11.69 | 11.976 | 12.256
| Electric Engagement | Residential | electricity | Low carbon district heating | Peak ACS | GW | 0.023 | 0.04 | 0.062 | 0.098 | 0.142 | 0.191 | 0.246 | 0.313 | 0.379 | 0.461 | 0.56 | 0.66 | 0.764 | 1.144 | 1.533 | 1.936 | 2.369 | 2.847 | 3.341 | 3.687 | 3.973 | 4.229 | 4.438 | 4.664 | 4.87 | 5.051 | 5.225 | 5.392
| Electric Engagement | Residential | electricity | Electric resistive | Peak ACS | GW | 2.145 | 2.206 | 2.2 | 2.184 | 2.175 | 2.081 | 1.987 | 1.885 | 1.782 | 1.677 | 1.571 | 1.465 | 1.357 | 1.809 | 2.239 | 2.66 | 3.061 | 3.435 | 3.742 | 4.106 | 4.513 | 4.902 | 5.228 | 5.51 | 5.77 | 5.965 | 6.141 | 6.313
| Electric Engagement | Residential | electricity | Electric storage | Peak ACS | GW | 0.292 | 0.288 | 0.283 | 0.274 | 0.265 | 0.256 | 0.247 | 0.238 | 0.226 | 0.214 | 0.201 | 0.187 | 0.173 | 0.2 | 0.228 | 0.256 | 0.284 | 0.312 | 0.335 | 0.362 | 0.388 | 0.412 | 0.433 | 0.449 | 0.462 | 0.472 | 0.481 | 0.491
| Electric Engagement | Residential | electricity | GSHP | Peak ACS | GW | 0.037 | 0.039 | 0.042 | 0.046 | 0.051 | 0.059 | 0.066 | 0.074 | 0.082 | 0.087 | 0.093 | 0.098 | 0.103 | 0.351 | 0.605 | 0.864 | 1.126 | 1.383 | 1.602 | 1.839 | 2.057 | 2.266 | 2.452 | 2.621 | 2.772 | 2.896 | 3.012 | 3.125
| Electric Engagement | Residential | electricity | Hybrid (ASHP + BioLPG boiler) | Peak ACS | GW | 0.001 | 0.002 | 0.005 | 0.008 | 0.011 | 0.013 | 0.015 | 0.028 | 0.036 | 0.053 | 0.074 | 0.095 | 0.118 | 0.159 | 0.2 | 0.241 | 0.281 | 0.319 | 0.355 | 0.388 | 0.416 | 0.442 | 0.444 | 0.446 | 0.447 | 0.448 | 0.45 | 0.451
| Electric Engagement | Residential | electricity | Hybrid (ASHP + Electric resistive) | Peak ACS | GW | 0.009 | 0.016 | 0.04 | 0.069 | 0.098 | 0.125 | 0.156 | 0.275 | 0.519 | 0.952 | 1.599 | 2.245 | 2.883 | 3.828 | 4.779 | 5.725 | 6.65 | 7.536 | 8.316 | 9.017 | 9.683 | 10.325 | 10.875 | 11.37 | 11.811 | 12.171 | 12.514 | 12.851
| Electric Engagement | Commercial | electricity | ASHP | Peak ACS | GW | 0.082 | 0.108 | 0.139 | 0.174 | 0.208 | 0.32 | 0.439 | 0.585 | 0.736 | 0.903 | 1.078 | 1.257 | 1.439 | 1.607 | 1.776 | 1.945 | 2.115 | 2.288 | 2.461 | 2.633 | 2.788 | 2.94 | 3.085 | 3.222 | 3.372 | 3.519 | 3.667 | 3.813
| Electric Engagement | Commercial | electricity | Low carbon district heating | Peak ACS | GW | 0.018 | 0.025 | 0.032 | 0.052 | 0.077 | 0.118 | 0.175 | 0.246 | 0.309 | 0.344 | 0.379 | 0.415 | 0.452 | 0.54 | 0.628 | 0.719 | 0.81 | 0.903 | 0.992 | 1.078 | 1.131 | 1.179 | 1.221 | 1.269 | 1.323 | 1.378 | 1.432 | 1.488
| Electric Engagement | Commercial | electricity | Electric resistive | Peak ACS | GW | 2.013 | 2.029 | 2.037 | 2.006 | 1.98 | 1.928 | 1.883 | 1.85 | 1.835 | 1.782 | 1.704 | 1.609 | 1.506 | 1.56 | 1.614 | 1.665 | 1.718 | 1.773 | 1.848 | 1.918 | 2.014 | 2.092 | 2.143 | 2.158 | 2.222 | 2.305 | 2.402 | 2.509
| Electric Engagement | Commercial | electricity | Electric storage | Peak ACS | GW | 0.002 | 0.003 | 0.003 | 0.004 | 0.004 | 0.005 | 0.005 | 0.006 | 0.006 | 0.007 | 0.007 | 0.008 | 0.009 | 0.02 | 0.03 | 0.039 | 0.047 | 0.053 | 0.061 | 0.069 | 0.076 | 0.083 | 0.088 | 0.094 | 0.1 | 0.105 | 0.111 | 0.117
| Electric Engagement | Commercial | electricity | GSHP | Peak ACS | GW | 0.034 | 0.046 | 0.058 | 0.07 | 0.081 | 0.095 | 0.109 | 0.123 | 0.137 | 0.15 | 0.162 | 0.176 | 0.191 | 0.246 | 0.301 | 0.354 | 0.407 | 0.458 | 0.505 | 0.551 | 0.591 | 0.628 | 0.662 | 0.692 | 0.725 | 0.758 | 0.791 | 0.824
| Electric Engagement | Commercial | electricity | Hybrid (ASHP + BioLPG boiler) | Peak ACS | GW | 0 | 0 | 0 | 0.002 | 0.007 | 0.017 | 0.032 | 0.061 | 0.09 | 0.122 | 0.156 | 0.19 | 0.223 | 0.234 | 0.244 | 0.254 | 0.263 | 0.272 | 0.279 | 0.286 | 0.289 | 0.291 | 0.291 | 0.292 | 0.291 | 0.29 | 0.288 | 0.286
| Electric Engagement | Commercial | electricity | Hybrid (ASHP + Electric resistive) | Peak ACS | GW | 0.033 | 0.052 | 0.074 | 0.107 | 0.143 | 0.182 | 0.227 | 0.279 | 0.336 | 0.4 | 0.459 | 0.513 | 0.561 | 0.801 | 1.082 | 1.402 | 1.761 | 2.155 | 2.327 | 2.492 | 2.608 | 2.708 | 2.784 | 2.847 | 2.913 | 2.979 | 3.048 | 3.121
| Electric Engagement | Industrial | electricity | ASHP | Peak ACS | GW | 0.009 | 0.012 | 0.018 | 0.023 | 0.028 | 0.038 | 0.048 | 0.057 | 0.066 | 0.074 | 0.085 | 0.098 | 0.115 | 0.136 | 0.159 | 0.179 | 0.2 | 0.22 | 0.24 | 0.26 | 0.278 | 0.297 | 0.316 | 0.333 | 0.352 | 0.37 | 0.387 | 0.403
| Electric Engagement | Industrial | electricity | Low carbon district heating | Peak ACS | GW | 0.001 | 0.002 | 0.002 | 0.004 | 0.007 | 0.01 | 0.013 | 0.018 | 0.021 | 0.023 | 0.025 | 0.028 | 0.031 | 0.042 | 0.053 | 0.068 | 0.082 | 0.096 | 0.11 | 0.123 | 0.135 | 0.146 | 0.157 | 0.17 | 0.182 | 0.195 | 0.207 | 0.219
| Electric Engagement | Industrial | electricity | Electric resistive | Peak ACS | GW | 1.397 | 1.381 | 1.359 | 1.328 | 1.301 | 1.275 | 1.256 | 1.243 | 1.232 | 1.214 | 1.182 | 1.13 | 1.065 | 1.021 | 0.978 | 0.931 | 0.888 | 0.849 | 0.813 | 0.773 | 0.732 | 0.686 | 0.636 | 0.581 | 0.532 | 0.492 | 0.468 | 0.457
| Electric Engagement | Industrial | electricity | Electric storage | Peak ACS | GW | 0.001 | 0.001 | 0.001 | 0.001 | 0.001 | 0.001 | 0.001 | 0.001 | 0.001 | 0.001 | 0.001 | 0.001 | 0.001 | 0.003 | 0.005 | 0.006 | 0.007 | 0.008 | 0.009 | 0.01 | 0.011 | 0.012 | 0.013 | 0.014 | 0.016 | 0.017 | 0.018 | 0.018
| Electric Engagement | Industrial | electricity | GSHP | Peak ACS | GW | 0.006 | 0.008 | 0.01 | 0.011 | 0.013 | 0.015 | 0.017 | 0.019 | 0.021 | 0.022 | 0.024 | 0.026 | 0.028 | 0.036 | 0.044 | 0.05 | 0.056 | 0.062 | 0.068 | 0.073 | 0.079 | 0.085 | 0.091 | 0.098 | 0.105 | 0.11 | 0.115 | 0.12
| Electric Engagement | Industrial | electricity | Hybrid (ASHP + BioLPG boiler) | Peak ACS | GW | 0 | 0 | 0.001 | 0.002 | 0.002 | 0.003 | 0.004 | 0.004 | 0.004 | 0.004 | 0.005 | 0.007 | 0.009 | 0.01 | 0.012 | 0.013 | 0.014 | 0.015 | 0.016 | 0.016 | 0.017 | 0.018 | 0.019 | 0.02 | 0.021 | 0.021 | 0.021 | 0.022
| Electric Engagement | Industrial | electricity | Hybrid (ASHP + Electric resistive) | Peak ACS | GW | 0.011 | 0.017 | 0.024 | 0.033 | 0.041 | 0.048 | 0.054 | 0.06 | 0.065 | 0.071 | 0.082 | 0.097 | 0.111 | 0.154 | 0.203 | 0.257 | 0.316 | 0.381 | 0.408 | 0.433 | 0.455 | 0.478 | 0.502 | 0.524 | 0.546 | 0.568 | 0.587 | 0.605
| Hydrogen Evolution | Residential | electricity | ASHP | Peak ACS | GW | 0.323 | 0.354 | 0.409 | 0.485 | 0.59 | 0.836 | 1.186 | 1.705 | 2.306 | 2.89 | 3.478 | 4.207 | 4.982 | 5.415 | 5.85 | 6.286 | 6.725 | 7.162 | 7.569 | 7.931 | 8.267 | 8.586 | 8.858 | 9.105 | 9.351 | 9.579 | 9.787 | 9.991
| Hydrogen Evolution | Residential | electricity | Low carbon district heating | Peak ACS | GW | 0.023 | 0.04 | 0.068 | 0.088 | 0.109 | 0.131 | 0.154 | 0.184 | 0.217 | 0.253 | 0.295 | 0.339 | 0.388 | 0.583 | 0.803 | 1.048 | 1.319 | 1.619 | 1.863 | 2.057 | 2.241 | 2.419 | 2.574 | 2.709 | 2.846 | 2.973 | 3.086 | 3.195
| Hydrogen Evolution | Residential | electricity | Electric resistive | Peak ACS | GW | 2.145 | 2.206 | 2.201 | 2.185 | 2.175 | 2.081 | 1.987 | 1.885 | 1.782 | 1.677 | 1.571 | 1.464 | 1.356 | 1.618 | 1.869 | 2.119 | 2.368 | 2.613 | 2.792 | 3.012 | 3.309 | 3.585 | 3.811 | 4.006 | 4.181 | 4.325 | 4.435 | 4.543
| Hydrogen Evolution | Residential | electricity | Electric storage | Peak ACS | GW | 0.292 | 0.288 | 0.283 | 0.275 | 0.266 | 0.256 | 0.247 | 0.238 | 0.226 | 0.214 | 0.201 | 0.188 | 0.174 | 0.188 | 0.203 | 0.219 | 0.234 | 0.25 | 0.264 | 0.281 | 0.298 | 0.314 | 0.327 | 0.337 | 0.345 | 0.352 | 0.357 | 0.362
| Hydrogen Evolution | Residential | electricity | GSHP | Peak ACS | GW | 0.037 | 0.039 | 0.042 | 0.046 | 0.051 | 0.059 | 0.066 | 0.074 | 0.081 | 0.087 | 0.092 | 0.097 | 0.103 | 0.259 | 0.422 | 0.59 | 0.765 | 0.944 | 1.098 | 1.259 | 1.411 | 1.555 | 1.681 | 1.794 | 1.89 | 1.974 | 2.044 | 2.113
| Hydrogen Evolution | Residential | electricity | Hybrid (ASHP + BioLPG boiler) | Peak ACS | GW | 0.001 | 0.002 | 0.005 | 0.008 | 0.011 | 0.013 | 0.015 | 0.028 | 0.037 | 0.052 | 0.073 | 0.094 | 0.117 | 0.155 | 0.193 | 0.232 | 0.27 | 0.308 | 0.343 | 0.377 | 0.404 | 0.431 | 0.433 | 0.435 | 0.436 | 0.438 | 0.439 | 0.441
| Hydrogen Evolution | Residential | electricity | Hybrid (ASHP + Electric resistive) | Peak ACS | GW | 0.009 | 0.016 | 0.04 | 0.069 | 0.098 | 0.125 | 0.156 | 0.274 | 0.521 | 0.837 | 1.409 | 1.988 | 2.554 | 3.148 | 3.75 | 4.359 | 4.975 | 5.589 | 6.132 | 6.602 | 7.056 | 7.485 | 7.835 | 8.15 | 8.415 | 8.644 | 8.84 | 9.033
| Hydrogen Evolution | Residential | electricity | Hybrid (ASHP + Hydrogen boiler) | Peak ACS | GW | 0 | 0 | 0 | 0 | 0 | 0 | 0 | 0 | 0 | 0.002 | 0.019 | 0.077 | 0.167 | 0.497 | 0.827 | 1.155 | 1.483 | 1.805 | 2.104 | 2.355 | 2.6 | 2.832 | 3.038 | 3.226 | 3.382 | 3.501 | 3.569 | 3.632
| Hydrogen Evolution | Commercial | electricity | ASHP | Peak ACS | GW | 0.082 | 0.108 | 0.139 | 0.174 | 0.209 | 0.321 | 0.443 | 0.611 | 0.785 | 0.911 | 1.043 | 1.178 | 1.314 | 1.462 | 1.612 | 1.763 | 1.916 | 2.072 | 2.23 | 2.388 | 2.534 | 2.678 | 2.815 | 2.949 | 3.085 | 3.218 | 3.351 | 3.481
| Hydrogen Evolution | Commercial | electricity | Low carbon district heating | Peak ACS | GW | 0.018 | 0.025 | 0.034 | 0.045 | 0.055 | 0.069 | 0.084 | 0.103 | 0.122 | 0.144 | 0.167 | 0.191 | 0.218 | 0.265 | 0.316 | 0.371 | 0.429 | 0.491 | 0.534 | 0.577 | 0.618 | 0.659 | 0.696 | 0.73 | 0.763 | 0.796 | 0.829 | 0.862
| Hydrogen Evolution | Commercial | electricity | Electric resistive | Peak ACS | GW | 2.013 | 2.029 | 2.037 | 2.006 | 1.981 | 1.929 | 1.885 | 1.854 | 1.839 | 1.784 | 1.698 | 1.596 | 1.486 | 1.496 | 1.506 | 1.517 | 1.533 | 1.552 | 1.602 | 1.646 | 1.715 | 1.774 | 1.797 | 1.798 | 1.827 | 1.881 | 1.947 | 2.022
| Hydrogen Evolution | Commercial | electricity | Electric storage | Peak ACS | GW | 0.002 | 0.003 | 0.003 | 0.004 | 0.004 | 0.005 | 0.005 | 0.006 | 0.006 | 0.007 | 0.007 | 0.008 | 0.008 | 0.017 | 0.024 | 0.031 | 0.037 | 0.042 | 0.049 | 0.055 | 0.061 | 0.067 | 0.071 | 0.076 | 0.08 | 0.084 | 0.088 | 0.092
| Hydrogen Evolution | Commercial | electricity | GSHP | Peak ACS | GW | 0.034 | 0.046 | 0.058 | 0.07 | 0.081 | 0.095 | 0.109 | 0.123 | 0.138 | 0.149 | 0.161 | 0.174 | 0.188 | 0.231 | 0.273 | 0.315 | 0.358 | 0.399 | 0.438 | 0.477 | 0.511 | 0.544 | 0.572 | 0.598 | 0.623 | 0.647 | 0.671 | 0.696
| Hydrogen Evolution | Commercial | electricity | Hybrid (ASHP + BioLPG boiler) | Peak ACS | GW | 0 | 0 | 0 | 0.002 | 0.006 | 0.017 | 0.032 | 0.067 | 0.1 | 0.128 | 0.158 | 0.188 | 0.217 | 0.227 | 0.236 | 0.246 | 0.255 | 0.264 | 0.271 | 0.278 | 0.283 | 0.286 | 0.286 | 0.286 | 0.286 | 0.285 | 0.284 | 0.283
| Hydrogen Evolution | Commercial | electricity | Hybrid (ASHP + Electric resistive) | Peak ACS | GW | 0.033 | 0.052 | 0.076 | 0.109 | 0.148 | 0.191 | 0.237 | 0.294 | 0.357 | 0.412 | 0.461 | 0.504 | 0.54 | 0.743 | 0.978 | 1.246 | 1.544 | 1.872 | 2.009 | 2.138 | 2.229 | 2.309 | 2.359 | 2.404 | 2.443 | 2.485 | 2.532 | 2.585
| Hydrogen Evolution | Commercial | electricity | Hybrid (ASHP + Hydrogen boiler) | Peak ACS | GW | 0 | 0 | 0 | 0 | 0 | 0 | 0 | 0 | 0 | 0.036 | 0.077 | 0.119 | 0.161 | 0.229 | 0.296 | 0.364 | 0.432 | 0.503 | 0.575 | 0.646 | 0.695 | 0.741 | 0.778 | 0.814 | 0.841 | 0.864 | 0.887 | 0.91
| Hydrogen Evolution | Industrial | electricity | ASHP | Peak ACS | GW | 0.009 | 0.012 | 0.018 | 0.023 | 0.028 | 0.039 | 0.048 | 0.057 | 0.066 | 0.074 | 0.084 | 0.096 | 0.11 | 0.128 | 0.147 | 0.166 | 0.185 | 0.202 | 0.221 | 0.241 | 0.258 | 0.276 | 0.293 | 0.31 | 0.327 | 0.343 | 0.359 | 0.372
| Hydrogen Evolution | Industrial | electricity | Low carbon district heating | Peak ACS | GW | 0.001 | 0.002 | 0.003 | 0.004 | 0.005 | 0.006 | 0.007 | 0.008 | 0.01 | 0.011 | 0.013 | 0.015 | 0.017 | 0.023 | 0.028 | 0.034 | 0.04 | 0.047 | 0.051 | 0.056 | 0.06 | 0.065 | 0.07 | 0.076 | 0.081 | 0.085 | 0.09 | 0.094
| Hydrogen Evolution | Industrial | electricity | Electric resistive | Peak ACS | GW | 1.397 | 1.381 | 1.36 | 1.329 | 1.303 | 1.278 | 1.26 | 1.247 | 1.236 | 1.215 | 1.178 | 1.12 | 1.047 | 0.995 | 0.942 | 0.891 | 0.844 | 0.799 | 0.759 | 0.713 | 0.666 | 0.614 | 0.557 | 0.499 | 0.448 | 0.408 | 0.387 | 0.38
| Hydrogen Evolution | Industrial | electricity | Electric storage | Peak ACS | GW | 0.001 | 0.001 | 0.001 | 0.001 | 0.001 | 0.001 | 0.001 | 0.001 | 0.001 | 0.001 | 0.001 | 0.001 | 0.001 | 0.003 | 0.004 | 0.005 | 0.005 | 0.006 | 0.007 | 0.007 | 0.008 | 0.009 | 0.01 | 0.011 | 0.012 | 0.013 | 0.014 | 0.015
| Hydrogen Evolution | Industrial | electricity | GSHP | Peak ACS | GW | 0.006 | 0.008 | 0.01 | 0.011 | 0.013 | 0.015 | 0.017 | 0.019 | 0.021 | 0.022 | 0.024 | 0.025 | 0.027 | 0.033 | 0.039 | 0.045 | 0.05 | 0.055 | 0.059 | 0.063 | 0.067 | 0.072 | 0.077 | 0.083 | 0.088 | 0.093 | 0.097 | 0.101
| Hydrogen Evolution | Industrial | electricity | Hybrid (ASHP + BioLPG boiler) | Peak ACS | GW | 0 | 0 | 0.001 | 0.002 | 0.002 | 0.003 | 0.004 | 0.004 | 0.004 | 0.004 | 0.005 | 0.007 | 0.009 | 0.01 | 0.011 | 0.013 | 0.014 | 0.015 | 0.016 | 0.016 | 0.017 | 0.018 | 0.019 | 0.02 | 0.02 | 0.021 | 0.021 | 0.021
| Hydrogen Evolution | Industrial | electricity | Hybrid (ASHP + Electric resistive) | Peak ACS | GW | 0.011 | 0.017 | 0.024 | 0.033 | 0.042 | 0.049 | 0.055 | 0.06 | 0.066 | 0.072 | 0.081 | 0.094 | 0.105 | 0.142 | 0.184 | 0.232 | 0.284 | 0.338 | 0.36 | 0.379 | 0.397 | 0.417 | 0.436 | 0.455 | 0.473 | 0.491 | 0.507 | 0.522
| Hydrogen Evolution | Industrial | electricity | Hybrid (ASHP + Hydrogen boiler) | Peak ACS | GW | 0 | 0 | 0 | 0 | 0 | 0 | 0 | 0 | 0 | 0.001 | 0.004 | 0.008 | 0.014 | 0.024 | 0.034 | 0.044 | 0.055 | 0.071 | 0.087 | 0.104 | 0.12 | 0.136 | 0.151 | 0.16 | 0.167 | 0.174 | 0.18 | 0.185
| Falling Behind | Residential | electricity | ASHP | Peak ACS | GW | 0.323 | 0.354 | 0.538 | 0.611 | 0.689 | 0.889 | 1.108 | 1.328 | 1.561 | 1.911 | 2.307 | 2.705 | 3.113 | 3.425 | 3.746 | 4.082 | 4.432 | 4.792 | 5.189 | 5.571 | 5.913 | 6.224 | 6.52 | 6.808 | 7.024 | 7.212 | 7.398 | 7.576
| Falling Behind | Residential | electricity | Low carbon district heating | Peak ACS | GW | 0.023 | 0.04 | 0.066 | 0.091 | 0.123 | 0.157 | 0.196 | 0.241 | 0.29 | 0.348 | 0.415 | 0.493 | 0.584 | 0.613 | 0.65 | 0.703 | 0.794 | 0.943 | 1.153 | 1.352 | 1.539 | 1.716 | 1.88 | 1.992 | 2.095 | 2.19 | 2.276 | 2.351
| Falling Behind | Residential | electricity | Electric resistive | Peak ACS | GW | 2.145 | 2.206 | 2.271 | 2.241 | 2.214 | 2.122 | 2.034 | 1.957 | 1.89 | 1.824 | 1.761 | 1.699 | 1.639 | 1.614 | 1.603 | 1.626 | 1.756 | 2.314 | 3.78 | 5.103 | 6.246 | 7.191 | 7.959 | 8.515 | 9.022 | 9.537 | 10.077 | 10.623
| Falling Behind | Residential | electricity | Electric storage | Peak ACS | GW | 0.292 | 0.288 | 0.221 | 0.218 | 0.215 | 0.211 | 0.208 | 0.204 | 0.199 | 0.193 | 0.188 | 0.184 | 0.179 | 0.185 | 0.191 | 0.197 | 0.204 | 0.211 | 0.216 | 0.222 | 0.226 | 0.229 | 0.233 | 0.233 | 0.234 | 0.234 | 0.235 | 0.235
| Falling Behind | Residential | electricity | GSHP | Peak ACS | GW | 0.037 | 0.039 | 0.05 | 0.053 | 0.057 | 0.061 | 0.065 | 0.069 | 0.073 | 0.082 | 0.09 | 0.098 | 0.106 | 0.144 | 0.179 | 0.212 | 0.244 | 0.273 | 0.305 | 0.337 | 0.349 | 0.361 | 0.373 | 0.386 | 0.394 | 0.403 | 0.411 | 0.42
| Falling Behind | Residential | electricity | Hybrid (ASHP + BioLPG boiler) | Peak ACS | GW | 0.001 | 0.002 | 0.006 | 0.009 | 0.012 | 0.015 | 0.016 | 0.018 | 0.02 | 0.021 | 0.023 | 0.024 | 0.025 | 0.033 | 0.041 | 0.048 | 0.056 | 0.062 | 0.069 | 0.075 | 0.076 | 0.076 | 0.077 | 0.077 | 0.078 | 0.078 | 0.079 | 0.079
| Falling Behind | Residential | electricity | Hybrid (ASHP + Electric resistive) | Peak ACS | GW | 0.009 | 0.016 | 0.047 | 0.077 | 0.107 | 0.129 | 0.15 | 0.168 | 0.184 | 0.202 | 0.221 | 0.244 | 0.271 | 0.367 | 0.452 | 0.527 | 0.594 | 0.641 | 0.703 | 0.762 | 0.773 | 0.782 | 0.793 | 0.809 | 0.812 | 0.812 | 0.805 | 0.795
| Falling Behind | Commercial | electricity | ASHP | Peak ACS | GW | 0.082 | 0.108 | 0.145 | 0.178 | 0.209 | 0.28 | 0.357 | 0.443 | 0.534 | 0.627 | 0.723 | 0.862 | 1.006 | 1.12 | 1.234 | 1.348 | 1.463 | 1.578 | 1.7 | 1.822 | 1.935 | 2.044 | 2.151 | 2.256 | 2.362 | 2.47 | 2.578 | 2.688
| Falling Behind | Commercial | electricity | Low carbon district heating | Peak ACS | GW | 0.018 | 0.025 | 0.032 | 0.046 | 0.061 | 0.083 | 0.11 | 0.144 | 0.187 | 0.235 | 0.288 | 0.35 | 0.418 | 0.431 | 0.443 | 0.452 | 0.46 | 0.467 | 0.484 | 0.502 | 0.514 | 0.527 | 0.537 | 0.539 | 0.539 | 0.537 | 0.53 | 0.522
| Falling Behind | Commercial | electricity | Electric resistive | Peak ACS | GW | 2.013 | 2.029 | 2.074 | 2.052 | 2.044 | 2.019 | 2.008 | 2.006 | 2.004 | 2 | 1.971 | 1.921 | 1.845 | 1.837 | 1.822 | 1.801 | 1.773 | 1.741 | 1.711 | 1.68 | 1.683 | 1.689 | 1.696 | 1.705 | 1.713 | 1.715 | 1.699 | 1.674
| Falling Behind | Commercial | electricity | Electric storage | Peak ACS | GW | 0.002 | 0.003 | 0.003 | 0.004 | 0.004 | 0.005 | 0.006 | 0.006 | 0.007 | 0.007 | 0.008 | 0.008 | 0.009 | 0.01 | 0.01 | 0.011 | 0.011 | 0.011 | 0.011 | 0.011 | 0.011 | 0.011 | 0.011 | 0.011 | 0.011 | 0.011 | 0.01 | 0.01
| Falling Behind | Commercial | electricity | GSHP | Peak ACS | GW | 0.034 | 0.046 | 0.058 | 0.07 | 0.081 | 0.094 | 0.107 | 0.119 | 0.132 | 0.144 | 0.157 | 0.17 | 0.183 | 0.196 | 0.208 | 0.22 | 0.231 | 0.241 | 0.251 | 0.261 | 0.269 | 0.275 | 0.282 | 0.289 | 0.295 | 0.301 | 0.307 | 0.313
| Falling Behind | Commercial | electricity | Hybrid (ASHP + BioLPG boiler) | Peak ACS | GW | 0 | 0 | 0 | 0.001 | 0.003 | 0.009 | 0.019 | 0.034 | 0.052 | 0.07 | 0.088 | 0.108 | 0.13 | 0.133 | 0.136 | 0.14 | 0.143 | 0.146 | 0.149 | 0.152 | 0.153 | 0.153 | 0.154 | 0.154 | 0.154 | 0.155 | 0.155 | 0.156
| Falling Behind | Commercial | electricity | Hybrid (ASHP + Electric resistive) | Peak ACS | GW | 0.033 | 0.052 | 0.035 | 0.058 | 0.081 | 0.103 | 0.122 | 0.137 | 0.153 | 0.168 | 0.19 | 0.212 | 0.234 | 0.306 | 0.386 | 0.473 | 0.569 | 0.67 | 0.699 | 0.722 | 0.728 | 0.736 | 0.744 | 0.751 | 0.757 | 0.756 | 0.755 | 0.754
| Falling Behind | Industrial | electricity | ASHP | Peak ACS | GW | 0.009 | 0.012 | 0.017 | 0.022 | 0.026 | 0.033 | 0.039 | 0.045 | 0.05 | 0.056 | 0.063 | 0.075 | 0.089 | 0.098 | 0.107 | 0.116 | 0.126 | 0.136 | 0.147 | 0.157 | 0.166 | 0.176 | 0.185 | 0.194 | 0.203 | 0.212 | 0.221 | 0.232
| Falling Behind | Industrial | electricity | Low carbon district heating | Peak ACS | GW | 0.001 | 0.002 | 0.002 | 0.004 | 0.005 | 0.007 | 0.009 | 0.011 | 0.014 | 0.016 | 0.02 | 0.024 | 0.03 | 0.03 | 0.031 | 0.031 | 0.032 | 0.033 | 0.034 | 0.036 | 0.037 | 0.037 | 0.038 | 0.038 | 0.038 | 0.038 | 0.038 | 0.038
| Falling Behind | Industrial | electricity | Electric resistive | Peak ACS | GW | 1.397 | 1.381 | 1.406 | 1.39 | 1.379 | 1.369 | 1.362 | 1.361 | 1.36 | 1.355 | 1.345 | 1.324 | 1.275 | 1.276 | 1.275 | 1.272 | 1.266 | 1.258 | 1.249 | 1.241 | 1.238 | 1.236 | 1.235 | 1.236 | 1.236 | 1.233 | 1.225 | 1.209
| Falling Behind | Industrial | electricity | Electric storage | Peak ACS | GW | 0.001 | 0.001 | 0.001 | 0.001 | 0.001 | 0.001 | 0.001 | 0.001 | 0.001 | 0.001 | 0.002 | 0.002 | 0.002 | 0.002 | 0.001 | 0.001 | 0.001 | 0.001 | 0.001 | 0.001 | 0.001 | 0.001 | 0.001 | 0.001 | 0.001 | 0 | 0 | 0
| Falling Behind | Industrial | electricity | GSHP | Peak ACS | GW | 0.006 | 0.008 | 0.01 | 0.011 | 0.013 | 0.015 | 0.017 | 0.018 | 0.02 | 0.022 | 0.024 | 0.025 | 0.028 | 0.028 | 0.028 | 0.029 | 0.029 | 0.03 | 0.03 | 0.031 | 0.031 | 0.032 | 0.032 | 0.033 | 0.033 | 0.033 | 0.034 | 0.035
| Falling Behind | Industrial | electricity | Hybrid (ASHP + BioLPG boiler) | Peak ACS | GW | 0 | 0 | 0.001 | 0.001 | 0.001 | 0.002 | 0.002 | 0.002 | 0.002 | 0.002 | 0.002 | 0.003 | 0.004 | 0.005 | 0.005 | 0.005 | 0.005 | 0.005 | 0.006 | 0.006 | 0.006 | 0.006 | 0.006 | 0.006 | 0.006 | 0.006 | 0.006 | 0.006
| Falling Behind | Industrial | electricity | Hybrid (ASHP + Electric resistive) | Peak ACS | GW | 0.011 | 0.017 | 0.013 | 0.018 | 0.023 | 0.027 | 0.031 | 0.033 | 0.034 | 0.037 | 0.041 | 0.046 | 0.056 | 0.069 | 0.082 | 0.094 | 0.108 | 0.123 | 0.126 | 0.128 | 0.127 | 0.126 | 0.126 | 0.126 | 0.125 | 0.125 | 0.127 | 0.13
| Ten Year Forecast | Residential | electricity | ASHP | Peak ACS | GW | 2023: 0.323; 2024: 0.354; 2025: 0.428; 2026: 0.497; 2027: 0.592; 2028: 0.783; 2029: 1.021; 2030: 1.295; 2031: 1.611; 2032: 1.918; 2033: 2.256; 2034: 2.617; 2035: 3.05
| Ten Year Forecast | Residential | electricity | Low carbon district heating | Peak ACS | GW | 2023: 0.023; 2024: 0.04; 2025: 0.07; 2026: 0.113; 2027: 0.167; 2028: 0.229; 2029: 0.3; 2030: 0.382; 2031: 0.445; 2032: 0.515; 2033: 0.595; 2034: 0.687; 2035: 0.79
| Ten Year Forecast | Residential | electricity | Electric resistive | Peak ACS | GW | 2023: 2.145; 2024: 2.206; 2025: 2.243; 2026: 2.22; 2027: 2.19; 2028: 2.078; 2029: 1.981; 2030: 1.904; 2031: 1.851; 2032: 1.789; 2033: 1.714; 2034: 1.627; 2035: 1.529
| Ten Year Forecast | Residential | electricity | Electric storage | Peak ACS | GW | 2023: 0.292; 2024: 0.288; 2025: 0.239; 2026: 0.234; 2027: 0.229; 2028: 0.223; 2029: 0.217; 2030: 0.212; 2031: 0.205; 2032: 0.197; 2033: 0.188; 2034: 0.179; 2035: 0.169
| Ten Year Forecast | Residential | electricity | GSHP | Peak ACS | GW | 2023: 0.037; 2024: 0.039; 2025: 0.04; 2026: 0.043; 2027: 0.046; 2028: 0.053; 2029: 0.059; 2030: 0.064; 2031: 0.071; 2032: 0.076; 2033: 0.081; 2034: 0.086; 2035: 0.09
| Ten Year Forecast | Residential | electricity | Hybrid (ASHP + BioLPG boiler) | Peak ACS | GW | 2023: 0.001; 2024: 0.002; 2025: 0.005; 2026: 0.008; 2027: 0.011; 2028: 0.013; 2029: 0.014; 2030: 0.016; 2031: 0.017; 2032: 0.018; 2033: 0.019; 2034: 0.021; 2035: 0.023
| Ten Year Forecast | Residential | electricity | Hybrid (ASHP + Electric resistive) | Peak ACS | GW | 2023: 0.009; 2024: 0.016; 2025: 0.042; 2026: 0.07; 2027: 0.101; 2028: 0.129; 2029: 0.153; 2030: 0.174; 2031: 0.193; 2032: 0.216; 2033: 0.242; 2034: 0.273; 2035: 0.316
| Ten Year Forecast | Commercial | electricity | ASHP | Peak ACS | GW | 2023: 0.082; 2024: 0.108; 2025: 0.154; 2026: 0.189; 2027: 0.222; 2028: 0.306; 2029: 0.405; 2030: 0.513; 2031: 0.628; 2032: 0.746; 2033: 0.874; 2034: 1.035; 2035: 1.198
| Ten Year Forecast | Commercial | electricity | Low carbon district heating | Peak ACS | GW | 2023: 0.018; 2024: 0.025; 2025: 0.033; 2026: 0.057; 2027: 0.089; 2028: 0.138; 2029: 0.2; 2030: 0.273; 2031: 0.333; 2032: 0.398; 2033: 0.466; 2034: 0.546; 2035: 0.633
| Ten Year Forecast | Commercial | electricity | Electric resistive | Peak ACS | GW | 2023: 2.013; 2024: 2.029; 2025: 2.076; 2026: 2.053; 2027: 2.044; 2028: 2.012; 2029: 1.986; 2030: 1.978; 2031: 1.976; 2032: 1.954; 2033: 1.882; 2034: 1.78; 2035: 1.668
| Ten Year Forecast | Commercial | electricity | Electric storage | Peak ACS | GW | 2023: 0.002; 2024: 0.003; 2025: 0.003; 2026: 0.004; 2027: 0.004; 2028: 0.005; 2029: 0.006; 2030: 0.006; 2031: 0.007; 2032: 0.007; 2033: 0.008; 2034: 0.008; 2035: 0.009
| Ten Year Forecast | Commercial | electricity | GSHP | Peak ACS | GW | 2023: 0.034; 2024: 0.046; 2025: 0.061; 2026: 0.073; 2027: 0.085; 2028: 0.098; 2029: 0.111; 2030: 0.124; 2031: 0.137; 2032: 0.15; 2033: 0.163; 2034: 0.177; 2035: 0.191
| Ten Year Forecast | Commercial | electricity | Hybrid (ASHP + BioLPG boiler) | Peak ACS | GW | 2023: 0; 2024: 0; 2025: 0; 2026: 0.001; 2027: 0.003; 2028: 0.011; 2029: 0.026; 2030: 0.045; 2031: 0.066; 2032: 0.087; 2033: 0.111; 2034: 0.137; 2035: 0.163
| Ten Year Forecast | Commercial | electricity | Hybrid (ASHP + Electric resistive) | Peak ACS | GW | 2023: 0.033; 2024: 0.052; 2025: 0.035; 2026: 0.057; 2027: 0.08; 2028: 0.105; 2029: 0.133; 2030: 0.157; 2031: 0.179; 2032: 0.205; 2033: 0.239; 2034: 0.272; 2035: 0.302
| Ten Year Forecast | Industrial | electricity | ASHP | Peak ACS | GW | 2023: 0.009; 2024: 0.012; 2025: 0.018; 2026: 0.023; 2027: 0.028; 2028: 0.036; 2029: 0.044; 2030: 0.051; 2031: 0.058; 2032: 0.066; 2033: 0.075; 2034: 0.089; 2035: 0.109
| Ten Year Forecast | Industrial | electricity | Low carbon district heating | Peak ACS | GW | 2023: 0.001; 2024: 0.002; 2025: 0.003; 2026: 0.005; 2027: 0.007; 2028: 0.011; 2029: 0.015; 2030: 0.019; 2031: 0.022; 2032: 0.026; 2033: 0.03; 2034: 0.037; 2035: 0.046
| Ten Year Forecast | Industrial | electricity | Electric resistive | Peak ACS | GW | 2023: 1.397; 2024: 1.381; 2025: 1.408; 2026: 1.392; 2027: 1.38; 2028: 1.369; 2029: 1.36; 2030: 1.355; 2031: 1.354; 2032: 1.346; 2033: 1.329; 2034: 1.288; 2035: 1.21
| Ten Year Forecast | Industrial | electricity | Electric storage | Peak ACS | GW | 2023: 0.001; 2024: 0.001; 2025: 0.001; 2026: 0.001; 2027: 0.001; 2028: 0.001; 2029: 0.001; 2030: 0.001; 2031: 0.001; 2032: 0.001; 2033: 0.002; 2034: 0.002; 2035: 0.002
| Ten Year Forecast | Industrial | electricity | GSHP | Peak ACS | GW | 2023: 0.006; 2024: 0.008; 2025: 0.01; 2026: 0.012; 2027: 0.013; 2028: 0.015; 2029: 0.017; 2030: 0.019; 2031: 0.02; 2032: 0.022; 2033: 0.024; 2034: 0.026; 2035: 0.028
| Ten Year Forecast | Industrial | electricity | Hybrid (ASHP + BioLPG boiler) | Peak ACS | GW | 2023: 0; 2024: 0; 2025: 0.001; 2026: 0.001; 2027: 0.001; 2028: 0.002; 2029: 0.002; 2030: 0.002; 2031: 0.002; 2032: 0.002; 2033: 0.003; 2034: 0.004; 2035: 0.007
| Ten Year Forecast | Industrial | electricity | Hybrid (ASHP + Electric resistive) | Peak ACS | GW | 2023: 0.011; 2024: 0.017; 2025: 0.013; 2026: 0.018; 2027: 0.023; 2028: 0.026; 2029: 0.031; 2030: 0.034; 2031: 0.035; 2032: 0.039; 2033: 0.044; 2034: 0.054; 2035: 0.07
| Holistic Transition | Residential | electricity | ASHP | Savings from Behaviour | TWh | 0.184 | 0.126 | 0.115 | 0.102 | 0.079 | 0.053 | 0 | 0 | 0 | 0 | 0 | 0 | 0 | 0 | 0 | 0 | 0 | 0 | 0 | 0 | 0 | 0 | 0 | 0 | 0 | 0 | 0 | 0
| Holistic Transition | Residential | bioLPG | BioLPG boiler | Savings from Behaviour | TWh | 0.001 | 0.001 | 0.001 | 0.002 | 0.002 | 0.002 | 0 | 0 | 0 | 0 | 0 | 0 | 0 | 0 | 0 | 0 | 0 | 0 | 0 | 0 | 0 | 0 | 0 | 0 | 0 | 0 | 0 | 0
| Holistic Transition | Residential | biomass | Biomass boiler | Savings from Behaviour | TWh | 0.19 | 0.101 | 0.08 | 0.058 | 0.038 | 0.019 | 0 | 0 | 0 | 0 | 0 | 0 | 0 | 0 | 0 | 0 | 0 | 0 | 0 | 0 | 0 | 0 | 0 | 0 | 0 | 0 | 0 | 0
| Holistic Transition | Residential | gas | Fossil fuel communal heating | Savings from Behaviour | TWh | 1.141 | 0.776 | 0.621 | 0.457 | 0.298 | 0.144 | 0 | 0 | 0 | 0 | 0 | 0 | 0 | 0 | 0 | 0 | 0 | 0 | 0 | 0 | 0 | 0 | 0 | 0 | 0 | 0 | 0 | 0
| Holistic Transition | Residential | biomethane | Low carbon district heating | Savings from Behaviour | TWh | 0.056 | 0.039 | 0.038 | 0.03 | 0.021 | 0.011 | 0 | 0 | 0 | 0 | 0 | 0 | 0 | 0 | 0 | 0 | 0 | 0 | 0 | 0 | 0 | 0 | 0 | 0 | 0 | 0 | 0 | 0
| Holistic Transition | Residential | electricity | Low carbon district heating | Savings from Behaviour | TWh | 0.031 | 0.02 | 0.018 | 0.023 | 0.021 | 0.014 | 0 | 0 | 0 | 0 | 0 | 0 | 0 | 0 | 0 | 0 | 0 | 0 | 0 | 0 | 0 | 0 | 0 | 0 | 0 | 0 | 0 | 0
| Holistic Transition | Residential | hydrogen | Low carbon district heating | Savings from Behaviour | TWh | 0 | 0 | 0 | 0 | 0 | 0 | 0 | 0 | 0 | 0 | 0 | 0 | 0 | 0 | 0 | 0 | 0 | 0 | 0 | 0 | 0 | 0 | 0 | 0 | 0 | 0 | 0 | 0
| Holistic Transition | Residential | electricity | Electric resistive | Savings from Behaviour | TWh | 1.138 | 0.726 | 0.577 | 0.428 | 0.282 | 0.134 | 0 | 0 | 0 | 0 | 0 | 0 | 0 | 0 | 0 | 0 | 0 | 0 | 0 | 0 | 0 | 0 | 0 | 0 | 0 | 0 | 0 | 0
| Holistic Transition | Residential | electricity | Electric storage | Savings from Behaviour | TWh | 3.261 | 2 | 1.572 | 1.158 | 0.756 | 0.369 | 0 | 0 | 0 | 0 | 0 | 0 | 0 | 0 | 0 | 0 | 0 | 0 | 0 | 0 | 0 | 0 | 0 | 0 | 0 | 0 | 0 | 0
| Holistic Transition | Residential | gas | Gas boiler | Savings from Behaviour | TWh | 53.478 | 36.195 | 28.844 | 21.486 | 14.142 | 6.939 | 0 | 0 | 0 | 0 | 0 | 0 | 0 | 0 | 0 | 0 | 0 | 0 | 0 | 0 | 0 | 0 | 0 | 0 | 0 | 0 | 0 | 0
| Holistic Transition | Residential | electricity | GSHP | Savings from Behaviour | TWh | 0.02 | 0.014 | 0.012 | 0.01 | 0.008 | 0.004 | 0 | 0 | 0 | 0 | 0 | 0 | 0 | 0 | 0 | 0 | 0 | 0 | 0 | 0 | 0 | 0 | 0 | 0 | 0 | 0 | 0 | 0
| Holistic Transition | Residential | bioLPG | Hybrid (ASHP + BioLPG boiler) | Savings from Behaviour | TWh | 0 | 0 | 0 | 0 | 0 | 0 | 0 | 0 | 0 | 0 | 0 | 0 | 0 | 0 | 0 | 0 | 0 | 0 | 0 | 0 | 0 | 0 | 0 | 0 | 0 | 0 | 0 | 0
| Holistic Transition | Residential | electricity | Hybrid (ASHP + BioLPG boiler) | Savings from Behaviour | TWh | 0.001 | 0.001 | 0.001 | 0.001 | 0.001 | 0.001 | 0 | 0 | 0 | 0 | 0 | 0 | 0 | 0 | 0 | 0 | 0 | 0 | 0 | 0 | 0 | 0 | 0 | 0 | 0 | 0 | 0 | 0
| Holistic Transition | Residential | electricity | Hybrid (ASHP + Electric resistive) | Savings from Behaviour | TWh | 0.005 | 0.004 | 0.006 | 0.008 | 0.008 | 0.005 | 0 | 0 | 0 | 0 | 0 | 0 | 0 | 0 | 0 | 0 | 0 | 0 | 0 | 0 | 0 | 0 | 0 | 0 | 0 | 0 | 0 | 0
| Holistic Transition | Residential | oil | Oil boiler | Savings from Behaviour | TWh | 4.642 | 2.888 | 2.294 | 1.703 | 1.119 | 0.55 | 0 | 0 | 0 | 0 | 0 | 0 | 0 | 0 | 0 | 0 | 0 | 0 | 0 | 0 | 0 | 0 | 0 | 0 | 0 | 0 | 0 | 0
| Electric Engagement | Residential | electricity | ASHP | Savings from Behaviour | TWh | 0.184 | 0.126 | 0.115 | 0.101 | 0.08 | 0.056 | 0 | 0 | 0 | 0 | 0 | 0 | 0 | 0 | 0 | 0 | 0 | 0 | 0 | 0 | 0 | 0 | 0 | 0 | 0 | 0 | 0 | 0
| Electric Engagement | Residential | bioLPG | BioLPG boiler | Savings from Behaviour | TWh | 0.001 | 0.001 | 0.001 | 0.002 | 0.002 | 0.002 | 0 | 0 | 0 | 0 | 0 | 0 | 0 | 0 | 0 | 0 | 0 | 0 | 0 | 0 | 0 | 0 | 0 | 0 | 0 | 0 | 0 | 0
| Electric Engagement | Residential | biomass | Biomass boiler | Savings from Behaviour | TWh | 0.19 | 0.101 | 0.08 | 0.058 | 0.038 | 0.019 | 0 | 0 | 0 | 0 | 0 | 0 | 0 | 0 | 0 | 0 | 0 | 0 | 0 | 0 | 0 | 0 | 0 | 0 | 0 | 0 | 0 | 0
| Electric Engagement | Residential | gas | Fossil fuel communal heating | Savings from Behaviour | TWh | 1.141 | 0.776 | 0.621 | 0.458 | 0.298 | 0.144 | 0 | 0 | 0 | 0 | 0 | 0 | 0 | 0 | 0 | 0 | 0 | 0 | 0 | 0 | 0 | 0 | 0 | 0 | 0 | 0 | 0 | 0
| Electric Engagement | Residential | biomethane | Low carbon district heating | Savings from Behaviour | TWh | 0.056 | 0.039 | 0.038 | 0.031 | 0.022 | 0.012 | 0 | 0 | 0 | 0 | 0 | 0 | 0 | 0 | 0 | 0 | 0 | 0 | 0 | 0 | 0 | 0 | 0 | 0 | 0 | 0 | 0 | 0
| Electric Engagement | Residential | electricity | Low carbon district heating | Savings from Behaviour | TWh | 0.031 | 0.02 | 0.018 | 0.024 | 0.023 | 0.015 | 0 | 0 | 0 | 0 | 0 | 0 | 0 | 0 | 0 | 0 | 0 | 0 | 0 | 0 | 0 | 0 | 0 | 0 | 0 | 0 | 0 | 0
| Electric Engagement | Residential | electricity | Electric resistive | Savings from Behaviour | TWh | 1.138 | 0.726 | 0.577 | 0.427 | 0.282 | 0.134 | 0 | 0 | 0 | 0 | 0 | 0 | 0 | 0 | 0 | 0 | 0 | 0 | 0 | 0 | 0 | 0 | 0 | 0 | 0 | 0 | 0 | 0
| Electric Engagement | Residential | electricity | Electric storage | Savings from Behaviour | TWh | 3.261 | 2 | 1.572 | 1.158 | 0.756 | 0.369 | 0 | 0 | 0 | 0 | 0 | 0 | 0 | 0 | 0 | 0 | 0 | 0 | 0 | 0 | 0 | 0 | 0 | 0 | 0 | 0 | 0 | 0
| Electric Engagement | Residential | gas | Gas boiler | Savings from Behaviour | TWh | 53.478 | 36.195 | 28.844 | 21.487 | 14.139 | 6.937 | 0 | 0 | 0 | 0 | 0 | 0 | 0 | 0 | 0 | 0 | 0 | 0 | 0 | 0 | 0 | 0 | 0 | 0 | 0 | 0 | 0 | 0
| Electric Engagement | Residential | electricity | GSHP | Savings from Behaviour | TWh | 0.02 | 0.014 | 0.013 | 0.011 | 0.008 | 0.005 | 0 | 0 | 0 | 0 | 0 | 0 | 0 | 0 | 0 | 0 | 0 | 0 | 0 | 0 | 0 | 0 | 0 | 0 | 0 | 0 | 0 | 0
| Electric Engagement | Residential | bioLPG | Hybrid (ASHP + BioLPG boiler) | Savings from Behaviour | TWh | 0 | 0 | 0 | 0 | 0 | 0 | 0 | 0 | 0 | 0 | 0 | 0 | 0 | 0 | 0 | 0 | 0 | 0 | 0 | 0 | 0 | 0 | 0 | 0 | 0 | 0 | 0 | 0
| Electric Engagement | Residential | electricity | Hybrid (ASHP + BioLPG boiler) | Savings from Behaviour | TWh | 0.001 | 0.001 | 0.001 | 0.001 | 0.001 | 0.001 | 0 | 0 | 0 | 0 | 0 | 0 | 0 | 0 | 0 | 0 | 0 | 0 | 0 | 0 | 0 | 0 | 0 | 0 | 0 | 0 | 0 | 0
| Electric Engagement | Residential | electricity | Hybrid (ASHP + Electric resistive) | Savings from Behaviour | TWh | 0.005 | 0.004 | 0.006 | 0.008 | 0.008 | 0.005 | 0 | 0 | 0 | 0 | 0 | 0 | 0 | 0 | 0 | 0 | 0 | 0 | 0 | 0 | 0 | 0 | 0 | 0 | 0 | 0 | 0 | 0
| Electric Engagement | Residential | oil | Oil boiler | Savings from Behaviour | TWh | 4.642 | 2.888 | 2.294 | 1.703 | 1.119 | 0.55 | 0 | 0 | 0 | 0 | 0 | 0 | 0 | 0 | 0 | 0 | 0 | 0 | 0 | 0 | 0 | 0 | 0 | 0 | 0 | 0 | 0 | 0
| Hydrogen Evolution | Residential | electricity | ASHP | Savings from Behaviour | TWh | 0.184 | 0.126 | 0.115 | 0.101 | 0.08 | 0.056 | 0 | 0 | 0 | 0 | 0 | 0 | 0 | 0 | 0 | 0 | 0 | 0 | 0 | 0 | 0 | 0 | 0 | 0 | 0 | 0 | 0 | 0
| Hydrogen Evolution | Residential | bioLPG | BioLPG boiler | Savings from Behaviour | TWh | 0.001 | 0.001 | 0.001 | 0.002 | 0.002 | 0.002 | 0 | 0 | 0 | 0 | 0 | 0 | 0 | 0 | 0 | 0 | 0 | 0 | 0 | 0 | 0 | 0 | 0 | 0 | 0 | 0 | 0 | 0
| Hydrogen Evolution | Residential | biomass | Biomass boiler | Savings from Behaviour | TWh | 0.19 | 0.101 | 0.081 | 0.059 | 0.039 | 0.019 | 0 | 0 | 0 | 0 | 0 | 0 | 0 | 0 | 0 | 0 | 0 | 0 | 0 | 0 | 0 | 0 | 0 | 0 | 0 | 0 | 0 | 0
| Hydrogen Evolution | Residential | gas | Fossil fuel communal heating | Savings from Behaviour | TWh | 1.141 | 0.776 | 0.621 | 0.458 | 0.298 | 0.144 | 0 | 0 | 0 | 0 | 0 | 0 | 0 | 0 | 0 | 0 | 0 | 0 | 0 | 0 | 0 | 0 | 0 | 0 | 0 | 0 | 0 | 0
| Hydrogen Evolution | Residential | biomethane | Low carbon district heating | Savings from Behaviour | TWh | 0.056 | 0.039 | 0.036 | 0.03 | 0.021 | 0.011 | 0 | 0 | 0 | 0 | 0 | 0 | 0 | 0 | 0 | 0 | 0 | 0 | 0 | 0 | 0 | 0 | 0 | 0 | 0 | 0 | 0 | 0
| Hydrogen Evolution | Residential | electricity | Low carbon district heating | Savings from Behaviour | TWh | 0.031 | 0.02 | 0.019 | 0.019 | 0.016 | 0.01 | 0 | 0 | 0 | 0 | 0 | 0 | 0 | 0 | 0 | 0 | 0 | 0 | 0 | 0 | 0 | 0 | 0 | 0 | 0 | 0 | 0 | 0
| Hydrogen Evolution | Residential | electricity | Electric resistive | Savings from Behaviour | TWh | 1.138 | 0.726 | 0.577 | 0.427 | 0.282 | 0.134 | 0 | 0 | 0 | 0 | 0 | 0 | 0 | 0 | 0 | 0 | 0 | 0 | 0 | 0 | 0 | 0 | 0 | 0 | 0 | 0 | 0 | 0
| Hydrogen Evolution | Residential | electricity | Electric storage | Savings from Behaviour | TWh | 3.261 | 2 | 1.572 | 1.158 | 0.756 | 0.369 | 0 | 0 | 0 | 0 | 0 | 0 | 0 | 0 | 0 | 0 | 0 | 0 | 0 | 0 | 0 | 0 | 0 | 0 | 0 | 0 | 0 | 0
| Hydrogen Evolution | Residential | gas | Gas boiler | Savings from Behaviour | TWh | 53.478 | 36.195 | 28.844 | 21.487 | 14.139 | 6.937 | 0 | 0 | 0 | 0 | 0 | 0 | 0 | 0 | 0 | 0 | 0 | 0 | 0 | 0 | 0 | 0 | 0 | 0 | 0 | 0 | 0 | 0
| Hydrogen Evolution | Residential | electricity | GSHP | Savings from Behaviour | TWh | 0.02 | 0.014 | 0.013 | 0.011 | 0.008 | 0.005 | 0 | 0 | 0 | 0 | 0 | 0 | 0 | 0 | 0 | 0 | 0 | 0 | 0 | 0 | 0 | 0 | 0 | 0 | 0 | 0 | 0 | 0
| Hydrogen Evolution | Residential | bioLPG | Hybrid (ASHP + BioLPG boiler) | Savings from Behaviour | TWh | 0 | 0 | 0 | 0 | 0 | 0 | 0 | 0 | 0 | 0 | 0 | 0 | 0 | 0 | 0 | 0 | 0 | 0 | 0 | 0 | 0 | 0 | 0 | 0 | 0 | 0 | 0 | 0
| Hydrogen Evolution | Residential | electricity | Hybrid (ASHP + BioLPG boiler) | Savings from Behaviour | TWh | 0.001 | 0.001 | 0.001 | 0.001 | 0.001 | 0.001 | 0 | 0 | 0 | 0 | 0 | 0 | 0 | 0 | 0 | 0 | 0 | 0 | 0 | 0 | 0 | 0 | 0 | 0 | 0 | 0 | 0 | 0
| Hydrogen Evolution | Residential | electricity | Hybrid (ASHP + Electric resistive) | Savings from Behaviour | TWh | 0.005 | 0.004 | 0.006 | 0.008 | 0.008 | 0.005 | 0 | 0 | 0 | 0 | 0 | 0 | 0 | 0 | 0 | 0 | 0 | 0 | 0 | 0 | 0 | 0 | 0 | 0 | 0 | 0 | 0 | 0
| Hydrogen Evolution | Residential | electricity | Hybrid (ASHP + Hydrogen boiler) | Savings from Behaviour | TWh | 0 | 0 | 0 | 0 | 0 | 0 | 0 | 0 | 0 | 0 | 0 | 0 | 0 | 0 | 0 | 0 | 0 | 0 | 0 | 0 | 0 | 0 | 0 | 0 | 0 | 0 | 0 | 0
| Hydrogen Evolution | Residential | hydrogen | Hybrid (ASHP + Hydrogen boiler) | Savings from Behaviour | TWh | 0 | 0 | 0 | 0 | 0 | 0 | 0 | 0 | 0 | 0 | 0 | 0 | 0 | 0 | 0 | 0 | 0 | 0 | 0 | 0 | 0 | 0 | 0 | 0 | 0 | 0 | 0 | 0
| Hydrogen Evolution | Residential | hydrogen | Hydrogen boiler | Savings from Behaviour | TWh | 0 | 0 | 0 | 0 | 0 | 0 | 0 | 0 | 0 | 0 | 0 | 0 | 0 | 0 | 0 | 0 | 0 | 0 | 0 | 0 | 0 | 0 | 0 | 0 | 0 | 0 | 0 | 0
| Hydrogen Evolution | Residential | oil | Oil boiler | Savings from Behaviour | TWh | 4.642 | 2.888 | 2.294 | 1.703 | 1.119 | 0.55 | 0 | 0 | 0 | 0 | 0 | 0 | 0 | 0 | 0 | 0 | 0 | 0 | 0 | 0 | 0 | 0 | 0 | 0 | 0 | 0 | 0 | 0
| Falling Behind | Residential | electricity | ASHP | Savings from Behaviour | TWh | 0.184 | 0.126 | 0.116 | 0.099 | 0.074 | 0.048 | 0 | 0 | 0 | 0 | 0 | 0 | 0 | 0 | 0 | 0 | 0 | 0 | 0 | 0 | 0 | 0 | 0 | 0 | 0 | 0 | 0 | 0
| Falling Behind | Residential | bioLPG | BioLPG boiler | Savings from Behaviour | TWh | 0.001 | 0.001 | 0.001 | 0.001 | 0.001 | 0.001 | 0 | 0 | 0 | 0 | 0 | 0 | 0 | 0 | 0 | 0 | 0 | 0 | 0 | 0 | 0 | 0 | 0 | 0 | 0 | 0 | 0 | 0
| Falling Behind | Residential | biomass | Biomass boiler | Savings from Behaviour | TWh | 0.19 | 0.101 | 0.081 | 0.06 | 0.039 | 0.019 | 0 | 0 | 0 | 0 | 0 | 0 | 0 | 0 | 0 | 0 | 0 | 0 | 0 | 0 | 0 | 0 | 0 | 0 | 0 | 0 | 0 | 0
| Falling Behind | Residential | gas | Fossil fuel communal heating | Savings from Behaviour | TWh | 1.141 | 0.776 | 0.621 | 0.466 | 0.309 | 0.153 | 0 | 0 | 0 | 0 | 0 | 0 | 0 | 0 | 0 | 0 | 0 | 0 | 0 | 0 | 0 | 0 | 0 | 0 | 0 | 0 | 0 | 0
| Falling Behind | Residential | biomethane | Low carbon district heating | Savings from Behaviour | TWh | 0.056 | 0.039 | 0.04 | 0.033 | 0.024 | 0.013 | 0 | 0 | 0 | 0 | 0 | 0 | 0 | 0 | 0 | 0 | 0 | 0 | 0 | 0 | 0 | 0 | 0 | 0 | 0 | 0 | 0 | 0
| Falling Behind | Residential | electricity | Low carbon district heating | Savings from Behaviour | TWh | 0.031 | 0.02 | 0.019 | 0.022 | 0.02 | 0.012 | 0 | 0 | 0 | 0 | 0 | 0 | 0 | 0 | 0 | 0 | 0 | 0 | 0 | 0 | 0 | 0 | 0 | 0 | 0 | 0 | 0 | 0
| Falling Behind | Residential | electricity | Electric resistive | Savings from Behaviour | TWh | 1.138 | 0.726 | 0.579 | 0.427 | 0.28 | 0.134 | 0 | 0 | 0 | 0 | 0 | 0 | 0 | 0 | 0 | 0 | 0 | 0 | 0 | 0 | 0 | 0 | 0 | 0 | 0 | 0 | 0 | 0
| Falling Behind | Residential | electricity | Electric storage | Savings from Behaviour | TWh | 3.261 | 2 | 1.578 | 1.164 | 0.761 | 0.372 | 0 | 0 | 0 | 0 | 0 | 0 | 0 | 0 | 0 | 0 | 0 | 0 | 0 | 0 | 0 | 0 | 0 | 0 | 0 | 0 | 0 | 0
| Falling Behind | Residential | gas | Gas boiler | Savings from Behaviour | TWh | 53.478 | 36.195 | 28.921 | 21.615 | 14.36 | 7.132 | 0 | 0 | 0 | 0 | 0 | 0 | 0 | 0 | 0 | 0 | 0 | 0 | 0 | 0 | 0 | 0 | 0 | 0 | 0 | 0 | 0 | 0
| Falling Behind | Residential | electricity | GSHP | Savings from Behaviour | TWh | 0.02 | 0.014 | 0.012 | 0.01 | 0.007 | 0.004 | 0 | 0 | 0 | 0 | 0 | 0 | 0 | 0 | 0 | 0 | 0 | 0 | 0 | 0 | 0 | 0 | 0 | 0 | 0 | 0 | 0 | 0
| Falling Behind | Residential | bioLPG | Hybrid (ASHP + BioLPG boiler) | Savings from Behaviour | TWh | 0 | 0 | 0 | 0 | 0 | 0 | 0 | 0 | 0 | 0 | 0 | 0 | 0 | 0 | 0 | 0 | 0 | 0 | 0 | 0 | 0 | 0 | 0 | 0 | 0 | 0 | 0 | 0
| Falling Behind | Residential | electricity | Hybrid (ASHP + BioLPG boiler) | Savings from Behaviour | TWh | 0.001 | 0.001 | 0.001 | 0.001 | 0.001 | 0.001 | 0 | 0 | 0 | 0 | 0 | 0 | 0 | 0 | 0 | 0 | 0 | 0 | 0 | 0 | 0 | 0 | 0 | 0 | 0 | 0 | 0 | 0
| Falling Behind | Residential | electricity | Hybrid (ASHP + Electric resistive) | Savings from Behaviour | TWh | 0.005 | 0.004 | 0.006 | 0.008 | 0.007 | 0.004 | 0 | 0 | 0 | 0 | 0 | 0 | 0 | 0 | 0 | 0 | 0 | 0 | 0 | 0 | 0 | 0 | 0 | 0 | 0 | 0 | 0 | 0
| Falling Behind | Residential | oil | Oil boiler | Savings from Behaviour | TWh | 4.642 | 2.888 | 2.296 | 1.708 | 1.129 | 0.559 | 0 | 0 | 0 | 0 | 0 | 0 | 0 | 0 | 0 | 0 | 0 | 0 | 0 | 0 | 0 | 0 | 0 | 0 | 0 | 0 | 0 | 0
| Ten Year Forecast | Residential | electricity | ASHP | Savings from Behaviour | TWh | 2023: 0.184; 2024: 0.126; 2025: 0.116; 2026: 0.1; 2027: 0.079; 2028: 0.052; 2029: 0; 2030: 0; 2031: 0; 2032: 0; 2033: 0; 2034: 0; 2035: 0
| Ten Year Forecast | Residential | bioLPG | BioLPG boiler | Savings from Behaviour | TWh | 2023: 0.001; 2024: 0.001; 2025: 0.001; 2026: 0.001; 2027: 0.001; 2028: 0.001; 2029: 0; 2030: 0; 2031: 0; 2032: 0; 2033: 0; 2034: 0; 2035: 0
| Ten Year Forecast | Residential | biomass | Biomass boiler | Savings from Behaviour | TWh | 2023: 0.19; 2024: 0.101; 2025: 0.081; 2026: 0.059; 2027: 0.039; 2028: 0.019; 2029: 0; 2030: 0; 2031: 0; 2032: 0; 2033: 0; 2034: 0; 2035: 0
| Ten Year Forecast | Residential | gas | Fossil fuel communal heating | Savings from Behaviour | TWh | 2023: 1.141; 2024: 0.776; 2025: 0.621; 2026: 0.46; 2027: 0.3; 2028: 0.145; 2029: 0; 2030: 0; 2031: 0; 2032: 0; 2033: 0; 2034: 0; 2035: 0
| Ten Year Forecast | Residential | biomethane | Low carbon district heating | Savings from Behaviour | TWh | 2023: 0.056; 2024: 0.039; 2025: 0.041; 2026: 0.034; 2027: 0.025; 2028: 0.014; 2029: 0; 2030: 0; 2031: 0; 2032: 0; 2033: 0; 2034: 0; 2035: 0
| Ten Year Forecast | Residential | electricity | Low carbon district heating | Savings from Behaviour | TWh | 2023: 0.031; 2024: 0.02; 2025: 0.02; 2026: 0.028; 2027: 0.028; 2028: 0.018; 2029: 0; 2030: 0; 2031: 0; 2032: 0; 2033: 0; 2034: 0; 2035: 0
| Ten Year Forecast | Residential | electricity | Electric resistive | Savings from Behaviour | TWh | 2023: 1.138; 2024: 0.726; 2025: 0.579; 2026: 0.428; 2027: 0.28; 2028: 0.132; 2029: 0; 2030: 0; 2031: 0; 2032: 0; 2033: 0; 2034: 0; 2035: 0
| Ten Year Forecast | Residential | electricity | Electric storage | Savings from Behaviour | TWh | 2023: 3.261; 2024: 2; 2025: 1.575; 2026: 1.158; 2027: 0.756; 2028: 0.369; 2029: 0; 2030: 0; 2031: 0; 2032: 0; 2033: 0; 2034: 0; 2035: 0
| Ten Year Forecast | Residential | gas | Gas boiler | Savings from Behaviour | TWh | 2023: 53.478; 2024: 36.195; 2025: 28.92; 2026: 21.575; 2027: 14.295; 2028: 7.074; 2029: 0; 2030: 0; 2031: 0; 2032: 0; 2033: 0; 2034: 0; 2035: 0
| Ten Year Forecast | Residential | electricity | GSHP | Savings from Behaviour | TWh | 2023: 0.02; 2024: 0.014; 2025: 0.012; 2026: 0.01; 2027: 0.007; 2028: 0.004; 2029: 0; 2030: 0; 2031: 0; 2032: 0; 2033: 0; 2034: 0; 2035: 0
| Ten Year Forecast | Residential | bioLPG | Hybrid (ASHP + BioLPG boiler) | Savings from Behaviour | TWh | 2023: 0; 2024: 0; 2025: 0; 2026: 0; 2027: 0; 2028: 0; 2029: 0; 2030: 0; 2031: 0; 2032: 0; 2033: 0; 2034: 0; 2035: 0
| Ten Year Forecast | Residential | electricity | Hybrid (ASHP + BioLPG boiler) | Savings from Behaviour | TWh | 2023: 0.001; 2024: 0.001; 2025: 0.001; 2026: 0.001; 2027: 0.001; 2028: 0.001; 2029: 0; 2030: 0; 2031: 0; 2032: 0; 2033: 0; 2034: 0; 2035: 0
| Ten Year Forecast | Residential | electricity | Hybrid (ASHP + Electric resistive) | Savings from Behaviour | TWh | 2023: 0.005; 2024: 0.004; 2025: 0.007; 2026: 0.008; 2027: 0.008; 2028: 0.005; 2029: 0; 2030: 0; 2031: 0; 2032: 0; 2033: 0; 2034: 0; 2035: 0
| Ten Year Forecast | Residential | oil | Oil boiler | Savings from Behaviour | TWh | 2023: 4.642; 2024: 2.888; 2025: 2.296; 2026: 1.705; 2027: 1.126; 2028: 0.557; 2029: 0; 2030: 0; 2031: 0; 2032: 0; 2033: 0; 2034: 0; 2035: 0
| Holistic Transition | Residential | electricity | ASHP | Savings from Insulation - Cumulative | TWh | 0.002 | 0.003 | 0.007 | 0.021 | 0.048 | 0.094 | 0.175 | 0.328 | 0.557 | 0.82 | 1.126 | 1.443 | 1.768 | 1.786 | 1.822 | 1.889 | 1.952 | 2.017 | 2.111 | 2.269 | 2.427 | 2.581 | 2.721 | 2.84 | 2.954 | 3.044 | 3.128 | 3.202
| Holistic Transition | Residential | bioLPG | BioLPG boiler | Savings from Insulation - Cumulative | TWh | 0 | 0 | 0 | 0.001 | 0.003 | 0.008 | 0.021 | 0.102 | 0.144 | 0.171 | 0.193 | 0.21 | 0.222 | 0.23 | 0.237 | 0.242 | 0.243 | 0.243 | 0.245 | 0.246 | 0.246 | 0.246 | 0.241 | 0.24 | 0.239 | 0.239 | 0.238 | 0.237
| Holistic Transition | Residential | biomass | Biomass boiler | Savings from Insulation - Cumulative | TWh | 0 | 0 | 0 | 0 | 0.001 | 0.002 | 0.003 | 0.032 | 0.042 | 0.047 | 0.048 | 0.049 | 0.05 | 0.053 | 0.057 | 0.063 | 0.067 | 0.071 | 0.078 | 0.091 | 0.103 | 0.114 | 0.09 | 0.082 | 0.079 | 0.08 | 0.081 | 0.081
| Holistic Transition | Residential | gas | Fossil fuel communal heating | Savings from Insulation - Cumulative | TWh | 0.048 | 0.071 | 0.097 | 0.121 | 0.153 | 0.186 | 0.219 | 0.239 | 0.258 | 0.272 | 0.285 | 0.297 | 0.309 | 0.289 | 0.268 | 0.246 | 0.225 | 0.202 | 0.179 | 0.148 | 0.119 | 0.091 | 0.07 | 0.051 | 0.037 | 0.025 | 0.012 | 0
| Holistic Transition | Residential | biomethane | Low carbon district heating | Savings from Insulation - Cumulative | TWh | 0.003 | 0.004 | 0.006 | 0.008 | 0.013 | 0.019 | 0.023 | 0.03 | 0.038 | 0.049 | 0.06 | 0.069 | 0.076 | 0.071 | 0.077 | 0.092 | 0.112 | 0.137 | 0.17 | 0.203 | 0.237 | 0.27 | 0.302 | 0.324 | 0.345 | 0.365 | 0.385 | 0.404
| Holistic Transition | Residential | electricity | Low carbon district heating | Savings from Insulation - Cumulative | TWh | 0.002 | 0.002 | 0.003 | 0.006 | 0.014 | 0.023 | 0.033 | 0.049 | 0.074 | 0.11 | 0.154 | 0.198 | 0.243 | 0.322 | 0.417 | 0.563 | 0.75 | 0.967 | 1.208 | 1.453 | 1.701 | 1.944 | 2.184 | 2.328 | 2.462 | 2.589 | 2.714 | 2.834
| Holistic Transition | Residential | hydrogen | Low carbon district heating | Savings from Insulation - Cumulative | TWh | 0 | 0 | 0 | 0 | 0 | 0 | 0 | 0 | 0 | 0.001 | 0.003 | 0.006 | 0.011 | 0.015 | 0.019 | 0.026 | 0.036 | 0.046 | 0.057 | 0.068 | 0.079 | 0.09 | 0.101 | 0.109 | 0.116 | 0.122 | 0.129 | 0.135
| Holistic Transition | Residential | electricity | Electric resistive | Savings from Insulation - Cumulative | TWh | 0.014 | 0.017 | 0.075 | 0.084 | 0.093 | 0.103 | 0.113 | 0.12 | 0.127 | 0.133 | 0.139 | 0.145 | 0.15 | 0.179 | 0.234 | 0.283 | 0.323 | 0.365 | 0.424 | 0.545 | 0.665 | 0.784 | 0.884 | 0.963 | 1.032 | 1.088 | 1.141 | 1.19
| Holistic Transition | Residential | electricity | Electric storage | Savings from Insulation - Cumulative | TWh | 0.099 | 0.133 | 0.363 | 0.447 | 0.571 | 0.698 | 0.83 | 0.942 | 1.05 | 1.151 | 1.245 | 1.328 | 1.391 | 1.374 | 1.359 | 1.344 | 1.329 | 1.32 | 1.325 | 1.313 | 1.298 | 1.28 | 1.252 | 1.218 | 1.181 | 1.142 | 1.107 | 1.087
| Holistic Transition | Residential | gas | Gas boiler | Savings from Insulation - Cumulative | TWh | 0.651 | 0.957 | 2.107 | 3.354 | 6.337 | 9.417 | 12.56 | 15.274 | 17.618 | 19.568 | 21.113 | 22.534 | 23.804 | 23.347 | 22.886 | 22.42 | 21.949 | 21.473 | 20.19 | 17.147 | 14.155 | 11.244 | 8.529 | 6.186 | 4.236 | 2.69 | 1.27 | 0
| Holistic Transition | Residential | electricity | GSHP | Savings from Insulation - Cumulative | TWh | 0.001 | 0.002 | 0.003 | 0.004 | 0.006 | 0.008 | 0.009 | 0.011 | 0.013 | 0.014 | 0.015 | 0.016 | 0.017 | 0.041 | 0.071 | 0.128 | 0.184 | 0.235 | 0.303 | 0.419 | 0.538 | 0.658 | 0.771 | 0.873 | 0.958 | 1.025 | 1.087 | 1.143
| Holistic Transition | Residential | bioLPG | Hybrid (ASHP + BioLPG boiler) | Savings from Insulation - Cumulative | TWh | 0 | 0 | 0 | 0 | 0 | 0.001 | 0.001 | 0.002 | 0.002 | 0.003 | 0.004 | 0.006 | 0.007 | 0.007 | 0.008 | 0.008 | 0.008 | 0.009 | 0.009 | 0.01 | 0.01 | 0.011 | 0.011 | 0.011 | 0.011 | 0.011 | 0.011 | 0.011
| Holistic Transition | Residential | electricity | Hybrid (ASHP + BioLPG boiler) | Savings from Insulation - Cumulative | TWh | 0 | 0 | 0.001 | 0.002 | 0.003 | 0.003 | 0.005 | 0.014 | 0.019 | 0.026 | 0.034 | 0.042 | 0.053 | 0.054 | 0.055 | 0.056 | 0.057 | 0.058 | 0.061 | 0.065 | 0.068 | 0.072 | 0.072 | 0.072 | 0.072 | 0.072 | 0.072 | 0.072
| Holistic Transition | Residential | electricity | Hybrid (ASHP + Electric resistive) | Savings from Insulation - Cumulative | TWh | 0.003 | 0.003 | 0.006 | 0.01 | 0.016 | 0.022 | 0.029 | 0.051 | 0.069 | 0.122 | 0.23 | 0.359 | 0.519 | 0.547 | 0.594 | 0.675 | 0.75 | 0.818 | 0.911 | 1.079 | 1.253 | 1.429 | 1.594 | 1.743 | 1.866 | 1.96 | 2.048 | 2.127
| Holistic Transition | Residential | oil | Oil boiler | Savings from Insulation - Cumulative | TWh | 0.012 | 0.016 | 0.037 | 0.084 | 0.183 | 0.283 | 0.38 | 0.38 | 0.38 | 0.38 | 0.38 | 0.38 | 0.38 | 0.371 | 0.363 | 0.354 | 0.345 | 0.339 | 0.29 | 0.188 | 0.089 | 0 | 0 | 0 | 0 | 0 | 0 | 0
| Holistic Transition | Commercial | electricity | ASHP | Savings from Insulation - Cumulative | TWh | 2023: 0.014; 2024: 0.019; 2025: 0.024; 2026: 0.031; 2027: 0.038; 2028: 0.046; 2029: 0.054; 2030: 0.063; 2031: 0.07; 2032: 0.082; 2033: 0.096; 2034: 0.111; 2035: 0.125
| Holistic Transition | Commercial | bioLPG | BioLPG boiler | Savings from Insulation - Cumulative | TWh | 2023: 0; 2024: 0; 2025: 0; 2026: 0; 2027: 0; 2028: 0; 2029: 0; 2030: 0; 2031: 0.001; 2032: 0.002; 2033: 0.002; 2034: 0.003; 2035: 0.004
| Holistic Transition | Commercial | biomass | Biomass boiler | Savings from Insulation - Cumulative | TWh | 2023: 0; 2024: 0; 2025: 0; 2026: 0; 2027: 0; 2028: 0; 2029: 0; 2030: 0; 2031: 0; 2032: 0; 2033: 0; 2034: 0; 2035: 0
| Holistic Transition | Commercial | biomass | Biomass CHP | Savings from Insulation - Cumulative | TWh | 2023: 0; 2024: 0; 2025: 0; 2026: 0.001; 2027: 0.001; 2028: 0.001; 2029: 0.001; 2030: 0.001; 2031: 0.001; 2032: 0.001; 2033: 0.001; 2034: 0.001; 2035: 0.001
| Holistic Transition | Commercial | gas | Fossil fuel communal heating | Savings from Insulation - Cumulative | TWh | 2023: 0.015; 2024: 0.017; 2025: 0; 2026: 0.022; 2027: 0.045; 2028: 0.068; 2029: 0.09; 2030: 0.112; 2031: 0.134; 2032: 0.155; 2033: 0.171; 2034: 0.185; 2035: 0.195
| Holistic Transition | Commercial | biomethane | Low carbon district heating | Savings from Insulation - Cumulative | TWh | 2023: 0.011; 2024: 0.014; 2025: 0.015; 2026: 0.018; 2027: 0.019; 2028: 0.02; 2029: 0.02; 2030: 0.02; 2031: 0.019; 2032: 0.019; 2033: 0.019; 2034: 0.019; 2035: 0.019
| Holistic Transition | Commercial | electricity | Low carbon district heating | Savings from Insulation - Cumulative | TWh | 2023: 0.005; 2024: 0.006; 2025: 0.007; 2026: 0.014; 2027: 0.021; 2028: 0.026; 2029: 0.029; 2030: 0.033; 2031: 0.036; 2032: 0.042; 2033: 0.048; 2034: 0.054; 2035: 0.061
| Holistic Transition | Commercial | hydrogen | Low carbon district heating | Savings from Insulation - Cumulative | TWh | 2023: 0; 2024: 0; 2025: 0; 2026: 0; 2027: 0; 2028: 0; 2029: 0; 2030: 0; 2031: 0; 2032: 0.001; 2033: 0.001; 2034: 0.002; 2035: 0.003
| Holistic Transition | Commercial | electricity | Electric resistive | Savings from Insulation - Cumulative | TWh | 2023: 0; 2024: 0; 2025: 0.15; 2026: 0.17; 2027: 0.191; 2028: 0.213; 2029: 0.236; 2030: 0.262; 2031: 0.292; 2032: 0.313; 2033: 0.329; 2034: 0.353; 2035: 0.375
| Holistic Transition | Commercial | electricity | Electric storage | Savings from Insulation - Cumulative | TWh | 2023: 0.032; 2024: 0.046; 2025: 0.063; 2026: 0.077; 2027: 0.091; 2028: 0.105; 2029: 0.119; 2030: 0.133; 2031: 0.146; 2032: 0.16; 2033: 0.174; 2034: 0.188; 2035: 0.202
| Holistic Transition | Commercial | gas | Gas boiler | Savings from Insulation - Cumulative | TWh | 2023: 0.104; 2024: 0.136; 2025: 0; 2026: 0.045; 2027: 0.088; 2028: 0.127; 2029: 0.158; 2030: 0.185; 2031: 0.21; 2032: 0.238; 2033: 0.267; 2034: 0.298; 2035: 0.332
| Holistic Transition | Commercial | electricity | GSHP | Savings from Insulation - Cumulative | TWh | 2023: 0.048; 2024: 0.068; 2025: 0.085; 2026: 0.1; 2027: 0.114; 2028: 0.129; 2029: 0.143; 2030: 0.157; 2031: 0.171; 2032: 0.183; 2033: 0.196; 2034: 0.211; 2035: 0.227
| Holistic Transition | Commercial | bioLPG | Hybrid (ASHP + BioLPG boiler) | Savings from Insulation - Cumulative | TWh | 2023: 0; 2024: 0; 2025: 0; 2026: 0; 2027: 0; 2028: 0.001; 2029: 0.001; 2030: 0.001; 2031: 0.001; 2032: 0.001; 2033: 0.002; 2034: 0.003; 2035: 0.003
| Holistic Transition | Commercial | electricity | Hybrid (ASHP + BioLPG boiler) | Savings from Insulation - Cumulative | TWh | 2023: 0; 2024: 0; 2025: 0; 2026: 0.001; 2027: 0.001; 2028: 0.003; 2029: 0.003; 2030: 0.004; 2031: 0.005; 2032: 0.006; 2033: 0.009; 2034: 0.011; 2035: 0.013
| Holistic Transition | Commercial | electricity | Hybrid (ASHP + Electric resistive) | Savings from Insulation - Cumulative | TWh | 2023: 0.028; 2024: 0.04; 2025: 0.024; 2026: 0.036; 2027: 0.048; 2028: 0.063; 2029: 0.082; 2030: 0.103; 2031: 0.121; 2032: 0.144; 2033: 0.166; 2034: 0.186; 2035: 0.205
| Holistic Transition | Commercial | oil | Oil boiler | Savings from Insulation - Cumulative | TWh | 2023: 0.021; 2024: 0.028; 2025: 0.004; 2026: 0.01; 2027: 0.015; 2028: 0.02; 2029: 0.024; 2030: 0.024; 2031: 0.024; 2032: 0.024; 2033: 0.024; 2034: 0.024; 2035: 0.024
| Holistic Transition | Industrial | electricity | ASHP | Savings from Insulation - Cumulative | TWh | 2023: 0.001; 2024: 0.002; 2025: 0.003; 2026: 0.004; 2027: 0.005; 2028: 0.005; 2029: 0.006; 2030: 0.006; 2031: 0.006; 2032: 0.007; 2033: 0.008; 2034: 0.009; 2035: 0.01
| Holistic Transition | Industrial | bioLPG | BioLPG boiler | Savings from Insulation - Cumulative | TWh | 2023: 0; 2024: 0; 2025: 0; 2026: 0; 2027: 0; 2028: 0; 2029: 0; 2030: 0; 2031: 0; 2032: 0; 2033: 0.001; 2034: 0.001; 2035: 0.001
| Holistic Transition | Industrial | biomass | Biomass boiler | Savings from Insulation - Cumulative | TWh | 2023: 0; 2024: 0; 2025: 0; 2026: 0; 2027: 0; 2028: 0; 2029: 0; 2030: 0; 2031: 0; 2032: 0; 2033: 0; 2034: 0; 2035: 0
| Holistic Transition | Industrial | biomass | Biomass CHP | Savings from Insulation - Cumulative | TWh | 2023: 0; 2024: 0; 2025: 0; 2026: 0.001; 2027: 0.001; 2028: 0.001; 2029: 0.001; 2030: 0.001; 2031: 0.001; 2032: 0.001; 2033: 0.001; 2034: 0.001; 2035: 0.001
| Holistic Transition | Industrial | gas | Fossil fuel communal heating | Savings from Insulation - Cumulative | TWh | 2023: 0; 2024: 0; 2025: 0; 2026: 0; 2027: 0; 2028: 0; 2029: 0; 2030: 0; 2031: 0; 2032: 0; 2033: 0; 2034: 0; 2035: 0
| Holistic Transition | Industrial | biomethane | Low carbon district heating | Savings from Insulation - Cumulative | TWh | 2023: 0.001; 2024: 0.001; 2025: 0.001; 2026: 0.002; 2027: 0.002; 2028: 0.002; 2029: 0.002; 2030: 0.001; 2031: 0.001; 2032: 0.001; 2033: 0.001; 2034: 0.001; 2035: 0.001
| Holistic Transition | Industrial | electricity | Low carbon district heating | Savings from Insulation - Cumulative | TWh | 2023: 0; 2024: 0; 2025: 0.001; 2026: 0.001; 2027: 0.002; 2028: 0.002; 2029: 0.002; 2030: 0.002; 2031: 0.002; 2032: 0.003; 2033: 0.003; 2034: 0.004; 2035: 0.004
| Holistic Transition | Industrial | hydrogen | Low carbon district heating | Savings from Insulation - Cumulative | TWh | 2023: 0; 2024: 0; 2025: 0; 2026: 0; 2027: 0; 2028: 0; 2029: 0; 2030: 0; 2031: 0; 2032: 0; 2033: 0; 2034: 0; 2035: 0
| Holistic Transition | Industrial | electricity | Electric resistive | Savings from Insulation - Cumulative | TWh | 2023: 0; 2024: 0; 2025: 0.1; 2026: 0.113; 2027: 0.126; 2028: 0.141; 2029: 0.158; 2030: 0.176; 2031: 0.197; 2032: 0.214; 2033: 0.228; 2034: 0.247; 2035: 0.263
| Holistic Transition | Industrial | electricity | Electric storage | Savings from Insulation - Cumulative | TWh | 2023: 0.009; 2024: 0.012; 2025: 0.015; 2026: 0.016; 2027: 0.018; 2028: 0.02; 2029: 0.021; 2030: 0.023; 2031: 0.024; 2032: 0.026; 2033: 0.027; 2034: 0.029; 2035: 0.03
| Holistic Transition | Industrial | gas | Gas boiler | Savings from Insulation - Cumulative | TWh | 2023: 0.015; 2024: 0.02; 2025: 0; 2026: 0.007; 2027: 0.013; 2028: 0.018; 2029: 0.023; 2030: 0.027; 2031: 0.032; 2032: 0.036; 2033: 0.041; 2034: 0.047; 2035: 0.052
| Holistic Transition | Industrial | electricity | GSHP | Savings from Insulation - Cumulative | TWh | 2023: 0.009; 2024: 0.012; 2025: 0.014; 2026: 0.017; 2027: 0.019; 2028: 0.02; 2029: 0.022; 2030: 0.024; 2031: 0.026; 2032: 0.027; 2033: 0.029; 2034: 0.031; 2035: 0.033
| Holistic Transition | Industrial | bioLPG | Hybrid (ASHP + BioLPG boiler) | Savings from Insulation - Cumulative | TWh | 2023: 0; 2024: 0; 2025: 0; 2026: 0; 2027: 0; 2028: 0; 2029: 0; 2030: 0; 2031: 0; 2032: 0; 2033: 0; 2034: 0; 2035: 0
| Holistic Transition | Industrial | electricity | Hybrid (ASHP + BioLPG boiler) | Savings from Insulation - Cumulative | TWh | 2023: 0; 2024: 0; 2025: 0; 2026: 0; 2027: 0; 2028: 0; 2029: 0; 2030: 0; 2031: 0; 2032: 0; 2033: 0; 2034: 0; 2035: 0.001
| Holistic Transition | Industrial | electricity | Hybrid (ASHP + Electric resistive) | Savings from Insulation - Cumulative | TWh | 2023: 0.01; 2024: 0.013; 2025: 0.008; 2026: 0.011; 2027: 0.014; 2028: 0.017; 2029: 0.02; 2030: 0.022; 2031: 0.023; 2032: 0.026; 2033: 0.03; 2034: 0.035; 2035: 0.04
| Holistic Transition | Industrial | oil | Oil boiler | Savings from Insulation - Cumulative | TWh | 2023: 0; 2024: 0; 2025: 0; 2026: 0; 2027: 0; 2028: 0; 2029: 0; 2030: 0; 2031: 0; 2032: 0; 2033: 0; 2034: 0; 2035: 0
| Electric Engagement | Residential | electricity | ASHP | Savings from Insulation - Cumulative | TWh | 0.002 | 0.003 | 0.007 | 0.019 | 0.053 | 0.098 | 0.176 | 0.319 | 0.542 | 0.768 | 1.023 | 1.31 | 1.611 | 1.628 | 1.65 | 1.686 | 1.752 | 1.825 | 1.915 | 2.084 | 2.254 | 2.422 | 2.575 | 2.708 | 2.834 | 2.938 | 3.037 | 3.132
| Electric Engagement | Residential | bioLPG | BioLPG boiler | Savings from Insulation - Cumulative | TWh | 0 | 0 | 0 | 0.001 | 0.003 | 0.008 | 0.021 | 0.107 | 0.155 | 0.184 | 0.221 | 0.248 | 0.266 | 0.275 | 0.281 | 0.285 | 0.286 | 0.287 | 0.288 | 0.289 | 0.289 | 0.289 | 0.287 | 0.286 | 0.285 | 0.285 | 0.284 | 0.284
| Electric Engagement | Residential | biomass | Biomass boiler | Savings from Insulation - Cumulative | TWh | 0 | 0 | 0 | 0 | 0.001 | 0.002 | 0.003 | 0.032 | 0.043 | 0.057 | 0.072 | 0.081 | 0.084 | 0.088 | 0.091 | 0.096 | 0.1 | 0.103 | 0.111 | 0.124 | 0.137 | 0.148 | 0.125 | 0.116 | 0.105 | 0.093 | 0.087 | 0.085
| Electric Engagement | Residential | gas | Fossil fuel communal heating | Savings from Insulation - Cumulative | TWh | 0.048 | 0.071 | 0.097 | 0.121 | 0.153 | 0.186 | 0.22 | 0.241 | 0.26 | 0.275 | 0.288 | 0.301 | 0.313 | 0.292 | 0.272 | 0.25 | 0.229 | 0.206 | 0.182 | 0.152 | 0.122 | 0.093 | 0.073 | 0.053 | 0.038 | 0.026 | 0.013 | 0
| Electric Engagement | Residential | biomethane | Low carbon district heating | Savings from Insulation - Cumulative | TWh | 0.003 | 0.004 | 0.006 | 0.008 | 0.014 | 0.019 | 0.025 | 0.032 | 0.04 | 0.052 | 0.066 | 0.078 | 0.09 | 0.085 | 0.087 | 0.095 | 0.113 | 0.136 | 0.167 | 0.198 | 0.23 | 0.261 | 0.292 | 0.314 | 0.335 | 0.355 | 0.376 | 0.395
| Electric Engagement | Residential | electricity | Low carbon district heating | Savings from Insulation - Cumulative | TWh | 0.002 | 0.002 | 0.003 | 0.006 | 0.015 | 0.025 | 0.036 | 0.053 | 0.077 | 0.112 | 0.156 | 0.198 | 0.241 | 0.305 | 0.369 | 0.447 | 0.576 | 0.73 | 0.915 | 1.107 | 1.306 | 1.501 | 1.692 | 1.821 | 1.943 | 2.059 | 2.174 | 2.286
| Electric Engagement | Residential | electricity | Electric resistive | Savings from Insulation - Cumulative | TWh | 0.014 | 0.017 | 0.075 | 0.083 | 0.093 | 0.103 | 0.114 | 0.121 | 0.129 | 0.135 | 0.141 | 0.147 | 0.152 | 0.187 | 0.228 | 0.281 | 0.356 | 0.443 | 0.547 | 0.724 | 0.903 | 1.082 | 1.236 | 1.366 | 1.481 | 1.573 | 1.656 | 1.737
| Electric Engagement | Residential | electricity | Electric storage | Savings from Insulation - Cumulative | TWh | 0.099 | 0.133 | 0.363 | 0.447 | 0.571 | 0.698 | 0.83 | 0.942 | 1.05 | 1.152 | 1.246 | 1.33 | 1.393 | 1.445 | 1.507 | 1.581 | 1.678 | 1.786 | 1.935 | 2.198 | 2.464 | 2.728 | 2.955 | 3.134 | 3.283 | 3.392 | 3.493 | 3.604
| Electric Engagement | Residential | gas | Gas boiler | Savings from Insulation - Cumulative | TWh | 0.651 | 0.957 | 2.106 | 3.358 | 6.325 | 9.417 | 12.586 | 15.292 | 17.623 | 19.701 | 21.405 | 23.005 | 24.552 | 24.096 | 23.635 | 23.168 | 22.697 | 22.222 | 20.933 | 17.908 | 14.904 | 11.966 | 9.26 | 6.929 | 4.851 | 3.147 | 1.547 | 0
| Electric Engagement | Residential | electricity | GSHP | Savings from Insulation - Cumulative | TWh | 0.001 | 0.002 | 0.003 | 0.005 | 0.007 | 0.009 | 0.011 | 0.013 | 0.015 | 0.016 | 0.018 | 0.02 | 0.022 | 0.045 | 0.071 | 0.1 | 0.155 | 0.21 | 0.277 | 0.401 | 0.527 | 0.654 | 0.77 | 0.871 | 0.962 | 1.036 | 1.106 | 1.173
| Electric Engagement | Residential | bioLPG | Hybrid (ASHP + BioLPG boiler) | Savings from Insulation - Cumulative | TWh | 0 | 0 | 0 | 0 | 0 | 0 | 0.001 | 0.001 | 0.002 | 0.003 | 0.004 | 0.005 | 0.007 | 0.007 | 0.007 | 0.007 | 0.008 | 0.008 | 0.008 | 0.009 | 0.009 | 0.01 | 0.01 | 0.01 | 0.01 | 0.01 | 0.01 | 0.01
| Electric Engagement | Residential | electricity | Hybrid (ASHP + BioLPG boiler) | Savings from Insulation - Cumulative | TWh | 0 | 0 | 0.001 | 0.002 | 0.002 | 0.003 | 0.004 | 0.013 | 0.019 | 0.028 | 0.038 | 0.047 | 0.056 | 0.057 | 0.058 | 0.059 | 0.06 | 0.062 | 0.064 | 0.068 | 0.073 | 0.077 | 0.077 | 0.077 | 0.078 | 0.078 | 0.078 | 0.079
| Electric Engagement | Residential | electricity | Hybrid (ASHP + Electric resistive) | Savings from Insulation - Cumulative | TWh | 0.003 | 0.003 | 0.006 | 0.01 | 0.016 | 0.022 | 0.03 | 0.075 | 0.123 | 0.232 | 0.41 | 0.586 | 0.757 | 0.782 | 0.813 | 0.857 | 0.934 | 1.01 | 1.104 | 1.286 | 1.47 | 1.655 | 1.823 | 1.973 | 2.106 | 2.215 | 2.319 | 2.42
| Electric Engagement | Residential | oil | Oil boiler | Savings from Insulation - Cumulative | TWh | 0.012 | 0.016 | 0.037 | 0.084 | 0.183 | 0.283 | 0.38 | 0.38 | 0.38 | 0.38 | 0.38 | 0.38 | 0.38 | 0.372 | 0.363 | 0.354 | 0.346 | 0.34 | 0.29 | 0.188 | 0.09 | 0 | 0 | 0 | 0 | 0 | 0 | 0
| Electric Engagement | Commercial | electricity | ASHP | Savings from Insulation - Cumulative | TWh | 2023: 0.014; 2024: 0.019; 2025: 0.024; 2026: 0.031; 2027: 0.038; 2028: 0.046; 2029: 0.054; 2030: 0.061; 2031: 0.069; 2032: 0.08; 2033: 0.095; 2034: 0.111; 2035: 0.127
| Electric Engagement | Commercial | bioLPG | BioLPG boiler | Savings from Insulation - Cumulative | TWh | 2023: 0; 2024: 0; 2025: 0; 2026: 0; 2027: 0; 2028: 0; 2029: 0; 2030: 0; 2031: 0.001; 2032: 0.002; 2033: 0.002; 2034: 0.003; 2035: 0.004
| Electric Engagement | Commercial | biomass | Biomass boiler | Savings from Insulation - Cumulative | TWh | 2023: 0; 2024: 0; 2025: 0; 2026: 0; 2027: 0; 2028: 0; 2029: 0; 2030: 0; 2031: 0; 2032: 0; 2033: 0; 2034: 0; 2035: 0
| Electric Engagement | Commercial | biomass | Biomass CHP | Savings from Insulation - Cumulative | TWh | 2023: 0; 2024: 0; 2025: 0; 2026: 0.001; 2027: 0.001; 2028: 0.001; 2029: 0.001; 2030: 0.001; 2031: 0.001; 2032: 0.001; 2033: 0.001; 2034: 0.001; 2035: 0.001
| Electric Engagement | Commercial | gas | Fossil fuel communal heating | Savings from Insulation - Cumulative | TWh | 2023: 0.015; 2024: 0.017; 2025: 0; 2026: 0.028; 2027: 0.055; 2028: 0.079; 2029: 0.1; 2030: 0.119; 2031: 0.136; 2032: 0.152; 2033: 0.166; 2034: 0.179; 2035: 0.189
| Electric Engagement | Commercial | biomethane | Low carbon district heating | Savings from Insulation - Cumulative | TWh | 2023: 0.011; 2024: 0.014; 2025: 0.015; 2026: 0.018; 2027: 0.02; 2028: 0.021; 2029: 0.021; 2030: 0.021; 2031: 0.02; 2032: 0.021; 2033: 0.022; 2034: 0.023; 2035: 0.024
| Electric Engagement | Commercial | electricity | Low carbon district heating | Savings from Insulation - Cumulative | TWh | 2023: 0.005; 2024: 0.006; 2025: 0.007; 2026: 0.015; 2027: 0.023; 2028: 0.028; 2029: 0.032; 2030: 0.035; 2031: 0.038; 2032: 0.044; 2033: 0.05; 2034: 0.056; 2035: 0.064
| Electric Engagement | Commercial | electricity | Electric resistive | Savings from Insulation - Cumulative | TWh | 2023: 0; 2024: 0; 2025: 0.15; 2026: 0.17; 2027: 0.191; 2028: 0.214; 2029: 0.238; 2030: 0.266; 2031: 0.298; 2032: 0.32; 2033: 0.338; 2034: 0.363; 2035: 0.385
| Electric Engagement | Commercial | electricity | Electric storage | Savings from Insulation - Cumulative | TWh | 0.032 | 0.046 | 0.063 | 0.077 | 0.091 | 0.105 | 0.119 | 0.133 | 0.147 | 0.161 | 0.175 | 0.189 | 0.203
| Electric Engagement | Commercial | gas | Gas boiler | Savings from Insulation - Cumulative | TWh | 0.104 | 0.136 | 0 | 0.04 | 0.081 | 0.122 | 0.158 | 0.19 | 0.219 | 0.252 | 0.288 | 0.327 | 0.369
| Electric Engagement | Commercial | electricity | GSHP | Savings from Insulation - Cumulative | TWh | 0.048 | 0.068 | 0.085 | 0.1 | 0.115 | 0.13 | 0.145 | 0.161 | 0.175 | 0.19 | 0.204 | 0.22 | 0.238
| Electric Engagement | Commercial | bioLPG | Hybrid (ASHP + BioLPG boiler) | Savings from Insulation - Cumulative | TWh | 0 | 0 | 0 | 0 | 0 | 0 | 0.001 | 0.001 | 0.001 | 0.001 | 0.002 | 0.003 | 0.003
| Electric Engagement | Commercial | electricity | Hybrid (ASHP + BioLPG boiler) | Savings from Insulation - Cumulative | TWh | 0 | 0 | 0 | 0.001 | 0.001 | 0.002 | 0.003 | 0.004 | 0.004 | 0.006 | 0.008 | 0.011 | 0.014
| Electric Engagement | Commercial | electricity | Hybrid (ASHP + Electric resistive) | Savings from Insulation - Cumulative | TWh | 0.028 | 0.04 | 0.024 | 0.036 | 0.049 | 0.063 | 0.081 | 0.103 | 0.121 | 0.146 | 0.169 | 0.189 | 0.208
| Electric Engagement | Commercial | oil | Oil boiler | Savings from Insulation - Cumulative | TWh | 0.021 | 0.028 | 0.004 | 0.01 | 0.015 | 0.02 | 0.025 | 0.025 | 0.025 | 0.025 | 0.025 | 0.025 | 0.025
| Electric Engagement | Industrial | electricity | ASHP | Savings from Insulation - Cumulative | TWh | 0.001 | 0.002 | 0.003 | 0.004 | 0.005 | 0.006 | 0.006 | 0.006 | 0.006 | 0.007 | 0.008 | 0.009 | 0.01
| Electric Engagement | Industrial | bioLPG | BioLPG boiler | Savings from Insulation - Cumulative | TWh | 0 | 0 | 0 | 0 | 0 | 0 | 0 | 0 | 0 | 0 | 0.001 | 0.001 | 0.001
| Electric Engagement | Industrial | biomass | Biomass boiler | Savings from Insulation - Cumulative | TWh | 0 | 0 | 0 | 0 | 0 | 0 | 0 | 0 | 0 | 0 | 0 | 0 | 0
| Electric Engagement | Industrial | biomass | Biomass CHP | Savings from Insulation - Cumulative | TWh | 0 | 0 | 0 | 0.001 | 0.001 | 0.001 | 0.001 | 0.001 | 0.001 | 0.001 | 0.001 | 0.001 | 0.001
| Electric Engagement | Industrial | gas | Fossil fuel communal heating | Savings from Insulation - Cumulative | TWh | 0 | 0 | 0 | 0 | 0 | 0 | 0 | 0 | 0 | 0 | 0 | 0 | 0
| Electric Engagement | Industrial | biomethane | Low carbon district heating | Savings from Insulation - Cumulative | TWh | 0.001 | 0.001 | 0.001 | 0.002 | 0.002 | 0.002 | 0.002 | 0.002 | 0.001 | 0.001 | 0.001 | 0.002 | 0.002
| Electric Engagement | Industrial | electricity | Low carbon district heating | Savings from Insulation - Cumulative | TWh | 0 | 0 | 0.001 | 0.001 | 0.002 | 0.002 | 0.002 | 0.003 | 0.003 | 0.003 | 0.003 | 0.004 | 0.004
| Electric Engagement | Industrial | electricity | Electric resistive | Savings from Insulation - Cumulative | TWh | 0 | 0 | 0.1 | 0.113 | 0.126 | 0.141 | 0.159 | 0.179 | 0.2 | 0.218 | 0.234 | 0.255 | 0.272
| Electric Engagement | Industrial | electricity | Electric storage | Savings from Insulation - Cumulative | TWh | 0.009 | 0.012 | 0.015 | 0.016 | 0.018 | 0.02 | 0.021 | 0.023 | 0.024 | 0.026 | 0.027 | 0.029 | 0.03
| Electric Engagement | Industrial | gas | Gas boiler | Savings from Insulation - Cumulative | TWh | 0.015 | 0.02 | 0 | 0.006 | 0.012 | 0.018 | 0.023 | 0.028 | 0.033 | 0.038 | 0.044 | 0.05 | 0.057
| Electric Engagement | Industrial | electricity | GSHP | Savings from Insulation - Cumulative | TWh | 0.009 | 0.012 | 0.014 | 0.017 | 0.019 | 0.021 | 0.022 | 0.024 | 0.026 | 0.028 | 0.03 | 0.032 | 0.035
| Electric Engagement | Industrial | bioLPG | Hybrid (ASHP + BioLPG boiler) | Savings from Insulation - Cumulative | TWh | 0 | 0 | 0 | 0 | 0 | 0 | 0 | 0 | 0 | 0 | 0 | 0 | 0
| Electric Engagement | Industrial | electricity | Hybrid (ASHP + BioLPG boiler) | Savings from Insulation - Cumulative | TWh | 0 | 0 | 0 | 0 | 0 | 0 | 0 | 0 | 0 | 0 | 0 | 0 | 0.001
| Electric Engagement | Industrial | electricity | Hybrid (ASHP + Electric resistive) | Savings from Insulation - Cumulative | TWh | 0.01 | 0.013 | 0.008 | 0.011 | 0.014 | 0.017 | 0.019 | 0.022 | 0.023 | 0.026 | 0.03 | 0.036 | 0.041
| Electric Engagement | Industrial | oil | Oil boiler | Savings from Insulation - Cumulative | TWh | 0 | 0 | 0 | 0 | 0 | 0 | 0 | 0 | 0 | 0 | 0 | 0 | 0
| Hydrogen Evolution | Residential | electricity | ASHP | Savings from Insulation - Cumulative | TWh | 0.002 | 0.003 | 0.007 | 0.019 | 0.053 | 0.098 | 0.175 | 0.318 | 0.543 | 0.765 | 0.973 | 1.229 | 1.495 | 1.504 | 1.513 | 1.521 | 1.529 | 1.554 | 1.61 | 1.723 | 1.837 | 1.945 | 2.04 | 2.122 | 2.198 | 2.266 | 2.325 | 2.382
| Hydrogen Evolution | Residential | bioLPG | BioLPG boiler | Savings from Insulation - Cumulative | TWh | 0 | 0 | 0 | 0.001 | 0.003 | 0.008 | 0.021 | 0.106 | 0.155 | 0.184 | 0.223 | 0.251 | 0.269 | 0.277 | 0.283 | 0.287 | 0.288 | 0.288 | 0.289 | 0.29 | 0.291 | 0.291 | 0.288 | 0.287 | 0.286 | 0.285 | 0.285 | 0.284
| Hydrogen Evolution | Residential | biomass | Biomass boiler | Savings from Insulation - Cumulative | TWh | 0 | 0 | 0 | 0.001 | 0.001 | 0.002 | 0.003 | 0.031 | 0.044 | 0.059 | 0.076 | 0.085 | 0.089 | 0.092 | 0.095 | 0.099 | 0.101 | 0.104 | 0.112 | 0.126 | 0.139 | 0.15 | 0.126 | 0.116 | 0.104 | 0.091 | 0.084 | 0.082
| Hydrogen Evolution | Residential | gas | Fossil fuel communal heating | Savings from Insulation - Cumulative | TWh | 0.048 | 0.071 | 0.097 | 0.121 | 0.153 | 0.186 | 0.22 | 0.24 | 0.26 | 0.276 | 0.289 | 0.301 | 0.314 | 0.293 | 0.272 | 0.251 | 0.229 | 0.207 | 0.183 | 0.153 | 0.123 | 0.094 | 0.074 | 0.054 | 0.038 | 0.025 | 0.013 | 0
| Hydrogen Evolution | Residential | biomethane | Low carbon district heating | Savings from Insulation - Cumulative | TWh | 0.003 | 0.004 | 0.006 | 0.008 | 0.014 | 0.02 | 0.025 | 0.034 | 0.039 | 0.045 | 0.052 | 0.057 | 0.063 | 0.058 | 0.058 | 0.059 | 0.061 | 0.065 | 0.076 | 0.094 | 0.112 | 0.13 | 0.146 | 0.162 | 0.178 | 0.194 | 0.209 | 0.224
| Hydrogen Evolution | Residential | electricity | Low carbon district heating | Savings from Insulation - Cumulative | TWh | 0.002 | 0.002 | 0.003 | 0.005 | 0.01 | 0.017 | 0.023 | 0.033 | 0.045 | 0.06 | 0.078 | 0.094 | 0.113 | 0.157 | 0.196 | 0.234 | 0.272 | 0.316 | 0.379 | 0.483 | 0.588 | 0.695 | 0.798 | 0.875 | 0.957 | 1.034 | 1.11 | 1.184
| Hydrogen Evolution | Residential | electricity | Electric resistive | Savings from Insulation - Cumulative | TWh | 0.014 | 0.017 | 0.075 | 0.083 | 0.093 | 0.103 | 0.113 | 0.121 | 0.128 | 0.135 | 0.141 | 0.147 | 0.152 | 0.174 | 0.194 | 0.212 | 0.229 | 0.266 | 0.347 | 0.477 | 0.606 | 0.732 | 0.838 | 0.928 | 1.003 | 1.065 | 1.115 | 1.164
| Hydrogen Evolution | Residential | electricity | Electric storage | Savings from Insulation - Cumulative | TWh | 0.099 | 0.133 | 0.363 | 0.447 | 0.57 | 0.697 | 0.827 | 0.938 | 1.047 | 1.15 | 1.245 | 1.328 | 1.391 | 1.418 | 1.444 | 1.469 | 1.492 | 1.537 | 1.64 | 1.815 | 1.99 | 2.158 | 2.3 | 2.41 | 2.498 | 2.562 | 2.61 | 2.669
| Hydrogen Evolution | Residential | gas | Gas boiler | Savings from Insulation - Cumulative | TWh | 0.651 | 0.957 | 2.106 | 3.358 | 6.322 | 9.409 | 12.57 | 15.265 | 17.638 | 19.486 | 21.086 | 22.47 | 23.806 | 23.349 | 22.888 | 22.422 | 21.951 | 21.475 | 20.187 | 17.164 | 14.165 | 11.236 | 8.54 | 6.167 | 4.32 | 2.72 | 1.335 | 0
| Hydrogen Evolution | Residential | electricity | GSHP | Savings from Insulation - Cumulative | TWh | 0.001 | 0.002 | 0.003 | 0.004 | 0.007 | 0.009 | 0.011 | 0.013 | 0.015 | 0.017 | 0.018 | 0.02 | 0.021 | 0.038 | 0.053 | 0.068 | 0.083 | 0.102 | 0.143 | 0.23 | 0.318 | 0.405 | 0.482 | 0.551 | 0.606 | 0.654 | 0.694 | 0.734
| Hydrogen Evolution | Residential | bioLPG | Hybrid (ASHP + BioLPG boiler) | Savings from Insulation - Cumulative | TWh | 0 | 0 | 0 | 0 | 0 | 0 | 0.001 | 0.001 | 0.002 | 0.003 | 0.004 | 0.005 | 0.007 | 0.007 | 0.007 | 0.007 | 0.007 | 0.008 | 0.008 | 0.008 | 0.009 | 0.009 | 0.01 | 0.01 | 0.01 | 0.01 | 0.01 | 0.01
| Hydrogen Evolution | Residential | electricity | Hybrid (ASHP + BioLPG boiler) | Savings from Insulation - Cumulative | TWh | 0 | 0 | 0.001 | 0.002 | 0.002 | 0.003 | 0.004 | 0.013 | 0.019 | 0.029 | 0.039 | 0.048 | 0.057 | 0.057 | 0.058 | 0.059 | 0.06 | 0.06 | 0.062 | 0.067 | 0.071 | 0.075 | 0.076 | 0.076 | 0.076 | 0.076 | 0.077 | 0.077
| Hydrogen Evolution | Residential | electricity | Hybrid (ASHP + Electric resistive) | Savings from Insulation - Cumulative | TWh | 0.003 | 0.003 | 0.006 | 0.01 | 0.016 | 0.022 | 0.03 | 0.074 | 0.124 | 0.195 | 0.341 | 0.501 | 0.655 | 0.671 | 0.687 | 0.701 | 0.716 | 0.74 | 0.798 | 0.919 | 1.041 | 1.16 | 1.266 | 1.36 | 1.437 | 1.504 | 1.562 | 1.618
| Hydrogen Evolution | Residential | electricity | Hybrid (ASHP + Hydrogen boiler) | Savings from Insulation - Cumulative | TWh | 0 | 0 | 0 | 0 | 0 | 0 | 0 | 0 | 0 | 0.003 | 0.02 | 0.041 | 0.062 | 0.078 | 0.094 | 0.109 | 0.124 | 0.145 | 0.194 | 0.296 | 0.399 | 0.5 | 0.593 | 0.676 | 0.744 | 0.79 | 0.826 | 0.861
| Hydrogen Evolution | Residential | hydrogen | Hybrid (ASHP + Hydrogen boiler) | Savings from Insulation - Cumulative | TWh | 0 | 0 | 0 | 0 | 0 | 0 | 0 | 0 | 0 | 0 | 0.004 | 0.008 | 0.012 | 0.015 | 0.019 | 0.022 | 0.026 | 0.03 | 0.038 | 0.055 | 0.071 | 0.087 | 0.102 | 0.114 | 0.125 | 0.131 | 0.136 | 0.14
| Hydrogen Evolution | Residential | hydrogen | Hydrogen boiler | Savings from Insulation - Cumulative | TWh | 0 | 0 | 0 | 0 | 0 | 0 | 0 | 0 | 0 | 0.432 | 0.852 | 1.256 | 1.667 | 2.23 | 2.792 | 3.351 | 3.914 | 4.504 | 5.345 | 6.138 | 6.918 | 7.675 | 8.377 | 8.999 | 9.296 | 9.6 | 9.878 | 10.138
| Hydrogen Evolution | Residential | oil | Oil boiler | Savings from Insulation - Cumulative | TWh | 0.012 | 0.016 | 0.037 | 0.084 | 0.183 | 0.283 | 0.38 | 0.38 | 0.38 | 0.38 | 0.38 | 0.38 | 0.38 | 0.371 | 0.362 | 0.354 | 0.345 | 0.339 | 0.289 | 0.188 | 0.089 | 0 | 0 | 0 | 0 | 0 | 0 | 0
| Hydrogen Evolution | Commercial | electricity | ASHP | Savings from Insulation - Cumulative | TWh | 0.014 | 0.019 | 0.024 | 0.031 | 0.038 | 0.046 | 0.054 | 0.063 | 0.071 | 0.08 | 0.091 | 0.103 | 0.115
| Hydrogen Evolution | Commercial | bioLPG | BioLPG boiler | Savings from Insulation - Cumulative | TWh | 0 | 0 | 0 | 0 | 0 | 0 | 0 | 0 | 0.001 | 0.002 | 0.002 | 0.003 | 0.004
| Hydrogen Evolution | Commercial | biomass | Biomass boiler | Savings from Insulation - Cumulative | TWh | 0 | 0 | 0 | 0 | 0 | 0 | 0 | 0 | 0 | 0 | 0 | 0 | 0
| Hydrogen Evolution | Commercial | biomass | Biomass CHP | Savings from Insulation - Cumulative | TWh | 0 | 0 | 0 | 0.001 | 0.001 | 0.001 | 0.001 | 0.001 | 0.001 | 0.001 | 0.001 | 0.001 | 0.001
| Hydrogen Evolution | Commercial | gas | Fossil fuel communal heating | Savings from Insulation - Cumulative | TWh | 0.015 | 0.017 | 0 | 0.027 | 0.051 | 0.074 | 0.093 | 0.111 | 0.128 | 0.141 | 0.153 | 0.163 | 0.172
| Hydrogen Evolution | Commercial | biomethane | Low carbon district heating | Savings from Insulation - Cumulative | TWh | 0.011 | 0.014 | 0.015 | 0.016 | 0.017 | 0.018 | 0.019 | 0.019 | 0.02 | 0.02 | 0.019 | 0.02 | 0.02
| Hydrogen Evolution | Commercial | electricity | Low carbon district heating | Savings from Insulation - Cumulative | TWh | 0.005 | 0.006 | 0.008 | 0.01 | 0.013 | 0.015 | 0.017 | 0.019 | 0.023 | 0.026 | 0.029 | 0.032 | 0.036
| Hydrogen Evolution | Commercial | electricity | Electric resistive | Savings from Insulation - Cumulative | TWh | 0 | 0 | 0.15 | 0.17 | 0.191 | 0.214 | 0.239 | 0.267 | 0.299 | 0.321 | 0.336 | 0.356 | 0.373
| Hydrogen Evolution | Commercial | electricity | Electric storage | Savings from Insulation - Cumulative | TWh | 0.032 | 0.046 | 0.063 | 0.077 | 0.091 | 0.105 | 0.119 | 0.135 | 0.149 | 0.16 | 0.17 | 0.18 | 0.19
| Hydrogen Evolution | Commercial | gas | Gas boiler | Savings from Insulation - Cumulative | TWh | 0.104 | 0.136 | 0 | 0.042 | 0.085 | 0.125 | 0.162 | 0.197 | 0.228 | 0.261 | 0.295 | 0.332 | 0.371
| Hydrogen Evolution | Commercial | electricity | GSHP | Savings from Insulation - Cumulative | TWh | 0.048 | 0.068 | 0.085 | 0.1 | 0.115 | 0.13 | 0.145 | 0.161 | 0.176 | 0.189 | 0.203 | 0.217 | 0.233
| Hydrogen Evolution | Commercial | bioLPG | Hybrid (ASHP + BioLPG boiler) | Savings from Insulation - Cumulative | TWh | 0 | 0 | 0 | 0 | 0 | 0 | 0.001 | 0.001 | 0.001 | 0.001 | 0.002 | 0.002 | 0.003
| Hydrogen Evolution | Commercial | electricity | Hybrid (ASHP + BioLPG boiler) | Savings from Insulation - Cumulative | TWh | 0 | 0 | 0 | 0.001 | 0.001 | 0.002 | 0.003 | 0.004 | 0.004 | 0.005 | 0.008 | 0.01 | 0.012
| Hydrogen Evolution | Commercial | electricity | Hybrid (ASHP + Electric resistive) | Savings from Insulation - Cumulative | TWh | 0.028 | 0.04 | 0.024 | 0.036 | 0.049 | 0.064 | 0.083 | 0.105 | 0.125 | 0.147 | 0.165 | 0.182 | 0.196
| Hydrogen Evolution | Commercial | electricity | Hybrid (ASHP + Hydrogen boiler) | Savings from Insulation - Cumulative | TWh | 0 | 0 | 0 | 0 | 0 | 0 | 0 | 0 | 0 | 0.006 | 0.015 | 0.025 | 0.034
| Hydrogen Evolution | Commercial | hydrogen | Hybrid (ASHP + Hydrogen boiler) | Savings from Insulation - Cumulative | TWh | 0 | 0 | 0 | 0 | 0 | 0 | 0 | 0 | 0 | 0.002 | 0.004 | 0.006 | 0.009
| Hydrogen Evolution | Commercial | hydrogen | Hydrogen boiler | Savings from Insulation - Cumulative | TWh | 0 | 0 | 0 | 0 | 0 | 0 | 0 | 0 | 0 | 0.026 | 0.053 | 0.084 | 0.119
| Hydrogen Evolution | Commercial | oil | Oil boiler | Savings from Insulation - Cumulative | TWh | 0.021 | 0.028 | 0.004 | 0.01 | 0.016 | 0.021 | 0.026 | 0.026 | 0.026 | 0.026 | 0.026 | 0.026 | 0.026
| Hydrogen Evolution | Industrial | electricity | ASHP | Savings from Insulation - Cumulative | TWh | 0.001 | 0.002 | 0.003 | 0.004 | 0.005 | 0.006 | 0.006 | 0.006 | 0.006 | 0.006 | 0.007 | 0.008 | 0.01
| Hydrogen Evolution | Industrial | bioLPG | BioLPG boiler | Savings from Insulation - Cumulative | TWh | 0 | 0 | 0 | 0 | 0 | 0 | 0 | 0 | 0 | 0 | 0.001 | 0.001 | 0.001
| Hydrogen Evolution | Industrial | biomass | Biomass boiler | Savings from Insulation - Cumulative | TWh | 0 | 0 | 0 | 0 | 0 | 0 | 0 | 0 | 0 | 0 | 0 | 0 | 0
| Hydrogen Evolution | Industrial | biomass | Biomass CHP | Savings from Insulation - Cumulative | TWh | 0 | 0 | 0 | 0.001 | 0.001 | 0.001 | 0.001 | 0.001 | 0.001 | 0.001 | 0.001 | 0.001 | 0.001
| Hydrogen Evolution | Industrial | gas | Fossil fuel communal heating | Savings from Insulation - Cumulative | TWh | 0 | 0 | 0 | 0 | 0 | 0 | 0 | 0 | 0 | 0 | 0 | 0 | 0
| Hydrogen Evolution | Industrial | biomethane | Low carbon district heating | Savings from Insulation - Cumulative | TWh | 0.001 | 0.001 | 0.001 | 0.001 | 0.001 | 0.001 | 0.002 | 0.002 | 0.002 | 0.002 | 0.002 | 0.002 | 0.002
| Hydrogen Evolution | Industrial | electricity | Low carbon district heating | Savings from Insulation - Cumulative | TWh | 0 | 0 | 0.001 | 0.001 | 0.001 | 0.001 | 0.001 | 0.002 | 0.002 | 0.002 | 0.002 | 0.003 | 0.003
| Hydrogen Evolution | Industrial | electricity | Electric resistive | Savings from Insulation - Cumulative | TWh | 0 | 0 | 0.1 | 0.112 | 0.126 | 0.142 | 0.16 | 0.179 | 0.201 | 0.219 | 0.233 | 0.25 | 0.263
| Hydrogen Evolution | Industrial | electricity | Electric storage | Savings from Insulation - Cumulative | TWh | 0.009 | 0.012 | 0.015 | 0.016 | 0.018 | 0.02 | 0.021 | 0.023 | 0.024 | 0.025 | 0.026 | 0.027 | 0.028
| Hydrogen Evolution | Industrial | gas | Gas boiler | Savings from Insulation - Cumulative | TWh | 0.015 | 0.02 | 0 | 0.006 | 0.012 | 0.018 | 0.024 | 0.029 | 0.034 | 0.039 | 0.045 | 0.051 | 0.057
| Hydrogen Evolution | Industrial | electricity | GSHP | Savings from Insulation - Cumulative | TWh | 0.009 | 0.012 | 0.014 | 0.017 | 0.019 | 0.021 | 0.022 | 0.024 | 0.026 | 0.028 | 0.03 | 0.032 | 0.034
| Hydrogen Evolution | Industrial | bioLPG | Hybrid (ASHP + BioLPG boiler) | Savings from Insulation - Cumulative | TWh | 0 | 0 | 0 | 0 | 0 | 0 | 0 | 0 | 0 | 0 | 0 | 0 | 0
| Hydrogen Evolution | Industrial | electricity | Hybrid (ASHP + BioLPG boiler) | Savings from Insulation - Cumulative | TWh | 0 | 0 | 0 | 0 | 0.001 | 0 | 0 | 0 | 0 | 0 | 0 | 0 | 0.001
| Hydrogen Evolution | Industrial | electricity | Hybrid (ASHP + Electric resistive) | Savings from Insulation - Cumulative | TWh | 0.01 | 0.013 | 0.008 | 0.011 | 0.014 | 0.016 | 0.019 | 0.022 | 0.023 | 0.026 | 0.029 | 0.034 | 0.038
| Hydrogen Evolution | Industrial | electricity | Hybrid (ASHP + Hydrogen boiler) | Savings from Insulation - Cumulative | TWh | 0 | 0 | 0 | 0 | 0 | 0 | 0 | 0 | 0 | 0 | 0.001 | 0.002 | 0.003
| Hydrogen Evolution | Industrial | hydrogen | Hybrid (ASHP + Hydrogen boiler) | Savings from Insulation - Cumulative | TWh | 0 | 0 | 0 | 0 | 0 | 0 | 0 | 0 | 0 | 0 | 0 | 0 | 0.001
| Hydrogen Evolution | Industrial | hydrogen | Hydrogen boiler | Savings from Insulation - Cumulative | TWh | 0 | 0 | 0 | 0 | 0 | 0 | 0 | 0 | 0 | 0.003 | 0.007 | 0.011 | 0.017
| Hydrogen Evolution | Industrial | oil | Oil boiler | Savings from Insulation - Cumulative | TWh | 0 | 0 | 0 | 0 | 0 | 0 | 0 | 0 | 0 | 0 | 0 | 0 | 0
| Falling Behind | Residential | electricity | ASHP | Savings from Insulation - Cumulative | TWh | 0.002 | 0.003 | 0.005 | 0.007 | 0.012 | 0.016 | 0.024 | 0.035 | 0.048 | 0.061 | 0.075 | 0.089 | 0.104 | 0.116 | 0.13 | 0.146 | 0.165 | 0.189 | 0.218 | 0.246 | 0.271 | 0.292 | 0.308 | 0.321 | 0.331 | 0.34 | 0.349 | 0.356
| Falling Behind | Residential | bioLPG | BioLPG boiler | Savings from Insulation - Cumulative | TWh | 0 | 0 | 0 | 0 | 0 | 0.001 | 0.001 | 0.001 | 0.001 | 0.001 | 0.001 | 0.001 | 0.001 | 0.001 | 0.001 | 0.001 | 0.001 | 0.001 | 0.001 | 0.001 | 0.001 | 0.001 | 0.001 | 0.001 | 0.001 | 0.001 | 0.001 | 0.001
| Falling Behind | Residential | biomass | Biomass boiler | Savings from Insulation - Cumulative | TWh | 0 | 0 | 0 | 0.001 | 0.001 | 0.001 | 0.001 | 0.001 | 0.001 | 0.001 | 0.002 | 0.002 | 0.002 | 0.002 | 0.003 | 0.003 | 0.004 | 0.004 | 0.005 | 0.006 | 0.006 | 0.006 | 0.006 | 0.006 | 0.006 | 0.006 | 0.006 | 0.006
| Falling Behind | Residential | gas | Fossil fuel communal heating | Savings from Insulation - Cumulative | TWh | 0.048 | 0.071 | 0.091 | 0.112 | 0.131 | 0.151 | 0.172 | 0.189 | 0.206 | 0.223 | 0.24 | 0.257 | 0.273 | 0.269 | 0.265 | 0.262 | 0.259 | 0.254 | 0.249 | 0.247 | 0.247 | 0.246 | 0.246 | 0.246 | 0.245 | 0.245 | 0.246 | 0.246
| Falling Behind | Residential | biomethane | Low carbon district heating | Savings from Insulation - Cumulative | TWh | 0.003 | 0.004 | 0.006 | 0.007 | 0.007 | 0.008 | 0.009 | 0.01 | 0.011 | 0.011 | 0.011 | 0.011 | 0.011 | 0.01 | 0.01 | 0.009 | 0.009 | 0.008 | 0.009 | 0.01 | 0.01 | 0.011 | 0.012 | 0.013 | 0.013 | 0.014 | 0.015 | 0.016
| Falling Behind | Residential | electricity | Low carbon district heating | Savings from Insulation - Cumulative | TWh | 0.002 | 0.002 | 0.003 | 0.004 | 0.006 | 0.008 | 0.01 | 0.012 | 0.015 | 0.019 | 0.021 | 0.024 | 0.025 | 0.028 | 0.03 | 0.033 | 0.035 | 0.036 | 0.042 | 0.049 | 0.055 | 0.061 | 0.068 | 0.071 | 0.075 | 0.079 | 0.084 | 0.088
| Falling Behind | Residential | electricity | Electric resistive | Savings from Insulation - Cumulative | TWh | 0.014 | 0.017 | 0.02 | 0.022 | 0.025 | 0.028 | 0.032 | 0.036 | 0.041 | 0.046 | 0.05 | 0.055 | 0.06 | 0.06 | 0.062 | 0.069 | 0.091 | 0.144 | 0.251 | 0.348 | 0.434 | 0.504 | 0.561 | 0.611 | 0.663 | 0.718 | 0.773 | 0.827
| Falling Behind | Residential | electricity | Electric storage | Savings from Insulation - Cumulative | TWh | 0.099 | 0.133 | 0.191 | 0.248 | 0.287 | 0.327 | 0.368 | 0.399 | 0.47 | 0.54 | 0.598 | 0.65 | 0.697 | 0.687 | 0.69 | 0.696 | 0.705 | 0.719 | 0.718 | 0.735 | 0.752 | 0.767 | 0.78 | 0.778 | 0.778 | 0.78 | 0.785 | 0.787
| Falling Behind | Residential | gas | Gas boiler | Savings from Insulation - Cumulative | TWh | 0.651 | 0.957 | 1.245 | 1.558 | 1.877 | 2.204 | 2.529 | 2.79 | 3.204 | 3.616 | 4.025 | 4.429 | 4.828 | 4.787 | 4.737 | 4.681 | 4.612 | 4.518 | 4.357 | 4.199 | 4.049 | 3.919 | 3.803 | 3.57 | 3.343 | 3.118 | 2.895 | 2.677
| Falling Behind | Residential | electricity | GSHP | Savings from Insulation - Cumulative | TWh | 0.001 | 0.002 | 0.002 | 0.003 | 0.003 | 0.004 | 0.005 | 0.005 | 0.006 | 0.006 | 0.007 | 0.008 | 0.008 | 0.008 | 0.009 | 0.009 | 0.01 | 0.01 | 0.011 | 0.013 | 0.014 | 0.015 | 0.016 | 0.017 | 0.018 | 0.019 | 0.02 | 0.021
| Falling Behind | Residential | bioLPG | Hybrid (ASHP + BioLPG boiler) | Savings from Insulation - Cumulative | TWh | 0 | 0 | 0 | 0 | 0 | 0 | 0 | 0 | 0 | 0 | 0 | 0 | 0 | 0 | 0 | 0 | 0 | 0 | 0 | 0 | 0 | 0 | 0 | 0 | 0 | 0 | 0 | 0
| Falling Behind | Residential | electricity | Hybrid (ASHP + BioLPG boiler) | Savings from Insulation - Cumulative | TWh | 0 | 0 | 0 | 0 | 0.001 | 0.001 | 0.001 | 0.001 | 0.001 | 0.001 | 0.001 | 0.001 | 0.001 | 0.001 | 0.001 | 0.001 | 0.001 | 0.002 | 0.002 | 0.002 | 0.002 | 0.002 | 0.002 | 0.002 | 0.002 | 0.002 | 0.002 | 0.002
| Falling Behind | Residential | electricity | Hybrid (ASHP + Electric resistive) | Savings from Insulation - Cumulative | TWh | 0.003 | 0.003 | 0.005 | 0.006 | 0.008 | 0.009 | 0.011 | 0.013 | 0.014 | 0.015 | 0.017 | 0.019 | 0.021 | 0.021 | 0.021 | 0.022 | 0.023 | 0.025 | 0.026 | 0.028 | 0.029 | 0.03 | 0.031 | 0.032 | 0.032 | 0.033 | 0.033 | 0.033
| Falling Behind | Residential | oil | Oil boiler | Savings from Insulation - Cumulative | TWh | 0.012 | 0.016 | 0.019 | 0.022 | 0.026 | 0.029 | 0.032 | 0.034 | 0.038 | 0.042 | 0.046 | 0.05 | 0.053 | 0.049 | 0.044 | 0.04 | 0.036 | 0.033 | 0.031 | 0.029 | 0.027 | 0.025 | 0.023 | 0.019 | 0.015 | 0.011 | 0.008 | 0.005
| Falling Behind | Commercial | electricity | ASHP | Savings from Insulation - Cumulative | TWh | 0.014 | 0.019 | 0.024 | 0.031 | 0.036 | 0.041 | 0.047 | 0.052 | 0.058 | 0.064 | 0.069 | 0.076 | 0.084
| Falling Behind | Commercial | bioLPG | BioLPG boiler | Savings from Insulation - Cumulative | TWh | 0 | 0 | 0 | 0 | 0 | 0 | 0 | 0 | 0 | 0 | 0 | 0.001 | 0.001
| Falling Behind | Commercial | biomass | Biomass boiler | Savings from Insulation - Cumulative | TWh | 0 | 0 | 0 | 0 | 0 | 0 | 0 | 0 | 0 | 0 | 0 | 0 | 0
| Falling Behind | Commercial | biomass | Biomass CHP | Savings from Insulation - Cumulative | TWh | 0 | 0 | 0.001 | 0.002 | 0.002 | 0.002 | 0.002 | 0.002 | 0.002 | 0.002 | 0.002 | 0.002 | 0.002
| Falling Behind | Commercial | gas | Fossil fuel communal heating | Savings from Insulation - Cumulative | TWh | 0.015 | 0.017 | 0.047 | 0.055 | 0.064 | 0.074 | 0.083 | 0.091 | 0.1 | 0.108 | 0.113 | 0.118 | 0.12
| Falling Behind | Commercial | biomethane | Low carbon district heating | Savings from Insulation - Cumulative | TWh | 0.011 | 0.014 | 0.017 | 0.018 | 0.02 | 0.021 | 0.021 | 0.021 | 0.021 | 0.022 | 0.022 | 0.023 | 0.023
| Falling Behind | Commercial | electricity | Low carbon district heating | Savings from Insulation - Cumulative | TWh | 0.005 | 0.006 | 0.008 | 0.012 | 0.017 | 0.02 | 0.023 | 0.025 | 0.032 | 0.038 | 0.044 | 0.05 | 0.055
| Falling Behind | Commercial | electricity | Electric resistive | Savings from Insulation - Cumulative | TWh | 0 | 0 | 0 | 0 | 0 | 0 | 0 | 0 | 0 | 0 | 0.001 | 0.006 | 0.016
| Falling Behind | Commercial | electricity | Electric storage | Savings from Insulation - Cumulative | TWh | 0.032 | 0.046 | 0.062 | 0.075 | 0.088 | 0.102 | 0.115 | 0.129 | 0.142 | 0.156 | 0.169 | 0.183 | 0.196
| Falling Behind | Commercial | gas | Gas boiler | Savings from Insulation - Cumulative | TWh | 0.104 | 0.136 | 0.166 | 0.195 | 0.223 | 0.248 | 0.271 | 0.292 | 0.312 | 0.33 | 0.349 | 0.367 | 0.384
| Falling Behind | Commercial | electricity | GSHP | Savings from Insulation - Cumulative | TWh | 0.048 | 0.068 | 0.085 | 0.1 | 0.115 | 0.13 | 0.146 | 0.161 | 0.176 | 0.191 | 0.207 | 0.222 | 0.237
| Falling Behind | Commercial | bioLPG | Hybrid (ASHP + BioLPG boiler) | Savings from Insulation - Cumulative | TWh | 0 | 0 | 0 | 0 | 0 | 0 | 0 | 0 | 0 | 0 | 0 | 0 | 0.001
| Falling Behind | Commercial | electricity | Hybrid (ASHP + BioLPG boiler) | Savings from Insulation - Cumulative | TWh | 0 | 0 | 0 | 0 | 0 | 0.001 | 0.001 | 0.001 | 0.001 | 0.002 | 0.002 | 0.002 | 0.003
| Falling Behind | Commercial | electricity | Hybrid (ASHP + Electric resistive) | Savings from Insulation - Cumulative | TWh | 0.028 | 0.04 | 0.024 | 0.034 | 0.044 | 0.053 | 0.06 | 0.067 | 0.073 | 0.079 | 0.087 | 0.095 | 0.102
| Falling Behind | Commercial | oil | Oil boiler | Savings from Insulation - Cumulative | TWh | 0.021 | 0.028 | 0.034 | 0.039 | 0.044 | 0.048 | 0.051 | 0.053 | 0.056 | 0.058 | 0.06 | 0.063 | 0.065
| Falling Behind | Industrial | electricity | ASHP | Savings from Insulation - Cumulative | TWh | 0.001 | 0.002 | 0.003 | 0.004 | 0.005 | 0.005 | 0.005 | 0.005 | 0.005 | 0.006 | 0.006 | 0.007 | 0.007
| Falling Behind | Industrial | bioLPG | BioLPG boiler | Savings from Insulation - Cumulative | TWh | 0 | 0 | 0 | 0 | 0 | 0 | 0 | 0 | 0 | 0 | 0 | 0 | 0.001
| Falling Behind | Industrial | biomass | Biomass boiler | Savings from Insulation - Cumulative | TWh | 0 | 0 | 0 | 0 | 0 | 0 | 0 | 0 | 0 | 0 | 0 | 0 | 0
| Falling Behind | Industrial | biomass | Biomass CHP | Savings from Insulation - Cumulative | TWh | 0 | 0 | 0.002 | 0.003 | 0.004 | 0.004 | 0.004 | 0.004 | 0.004 | 0.004 | 0.004 | 0.004 | 0.004
| Falling Behind | Industrial | gas | Fossil fuel communal heating | Savings from Insulation - Cumulative | TWh | 0 | 0 | 0 | 0 | 0 | 0 | 0 | 0 | 0 | 0 | 0 | 0 | 0
| Falling Behind | Industrial | biomethane | Low carbon district heating | Savings from Insulation - Cumulative | TWh | 0.001 | 0.001 | 0.001 | 0.002 | 0.002 | 0.002 | 0.002 | 0.002 | 0.002 | 0.001 | 0.002 | 0.002 | 0.002
| Falling Behind | Industrial | electricity | Low carbon district heating | Savings from Insulation - Cumulative | TWh | 0 | 0 | 0.001 | 0.001 | 0.001 | 0.002 | 0.002 | 0.002 | 0.002 | 0.003 | 0.003 | 0.003 | 0.004
| Falling Behind | Industrial | electricity | Electric resistive | Savings from Insulation - Cumulative | TWh | 0 | 0 | 0 | 0 | 0 | 0 | 0 | 0 | 0 | 0 | 0.001 | 0.004 | 0.011
| Falling Behind | Industrial | electricity | Electric storage | Savings from Insulation - Cumulative | TWh | 0.009 | 0.012 | 0.016 | 0.018 | 0.021 | 0.023 | 0.025 | 0.027 | 0.029 | 0.031 | 0.033 | 0.035 | 0.037
| Falling Behind | Industrial | gas | Gas boiler | Savings from Insulation - Cumulative | TWh | 0.015 | 0.02 | 0.024 | 0.029 | 0.033 | 0.036 | 0.04 | 0.043 | 0.046 | 0.048 | 0.051 | 0.054 | 0.056
| Falling Behind | Industrial | electricity | GSHP | Savings from Insulation - Cumulative | TWh | 0.009 | 0.012 | 0.014 | 0.016 | 0.019 | 0.021 | 0.023 | 0.025 | 0.027 | 0.029 | 0.031 | 0.033 | 0.036
| Falling Behind | Industrial | bioLPG | Hybrid (ASHP + BioLPG boiler) | Savings from Insulation - Cumulative | TWh | 0 | 0 | 0 | 0 | 0 | 0 | 0 | 0 | 0 | 0 | 0 | 0 | 0
| Falling Behind | Industrial | electricity | Hybrid (ASHP + BioLPG boiler) | Savings from Insulation - Cumulative | TWh | 0 | 0 | 0 | 0 | 0 | 0 | 0 | 0 | 0 | 0 | 0 | 0 | 0
| Falling Behind | Industrial | electricity | Hybrid (ASHP + Electric resistive) | Savings from Insulation - Cumulative | TWh | 0.01 | 0.013 | 0.009 | 0.011 | 0.013 | 0.014 | 0.015 | 0.016 | 0.016 | 0.018 | 0.019 | 0.021 | 0.025
| Falling Behind | Industrial | oil | Oil boiler | Savings from Insulation - Cumulative | TWh | 0 | 0 | 0.001 | 0.001 | 0.001 | 0.001 | 0.001 | 0.001 | 0.001 | 0.001 | 0.001 | 0.001 | 0.001
| Ten Year Forecast | Residential | electricity | ASHP | Savings from Insulation - Cumulative | TWh | 0.002 | 0.003 | 0.005 | 0.01 | 0.023 | 0.038 | 0.056 | 0.073 | 0.101 | 0.137 | 0.196 | 0.268 | 0.353
| Ten Year Forecast | Residential | bioLPG | BioLPG boiler | Savings from Insulation - Cumulative | TWh | 0 | 0 | 0 | 0 | 0.001 | 0.001 | 0.001 | 0.002 | 0.004 | 0.005 | 0.006 | 0.007 | 0.007
| Ten Year Forecast | Residential | biomass | Biomass boiler | Savings from Insulation - Cumulative | TWh | 0 | 0 | 0.001 | 0.001 | 0.001 | 0.001 | 0.001 | 0.002 | 0.002 | 0.002 | 0.002 | 0.003 | 0.003
| Ten Year Forecast | Residential | gas | Fossil fuel communal heating | Savings from Insulation - Cumulative | TWh | 0.048 | 0.071 | 0.091 | 0.111 | 0.132 | 0.154 | 0.177 | 0.195 | 0.217 | 0.237 | 0.258 | 0.277 | 0.292
| Ten Year Forecast | Residential | biomethane | Low carbon district heating | Savings from Insulation - Cumulative | TWh | 0.003 | 0.004 | 0.006 | 0.007 | 0.009 | 0.011 | 0.014 | 0.016 | 0.018 | 0.02 | 0.023 | 0.026 | 0.029
| Ten Year Forecast | Residential | electricity | Low carbon district heating | Savings from Insulation - Cumulative | TWh | 0.002 | 0.002 | 0.003 | 0.006 | 0.01 | 0.015 | 0.021 | 0.027 | 0.034 | 0.043 | 0.053 | 0.065 | 0.079
| Ten Year Forecast | Residential | electricity | Electric resistive | Savings from Insulation - Cumulative | TWh | 0.014 | 0.017 | 0.02 | 0.027 | 0.033 | 0.04 | 0.048 | 0.056 | 0.065 | 0.073 | 0.08 | 0.087 | 0.094
| Ten Year Forecast | Residential | electricity | Electric storage | Savings from Insulation - Cumulative | TWh | 0.099 | 0.133 | 0.171 | 0.227 | 0.296 | 0.367 | 0.441 | 0.506 | 0.583 | 0.648 | 0.704 | 0.753 | 0.803
| Ten Year Forecast | Residential | gas | Gas boiler | Savings from Insulation - Cumulative | TWh | 0.651 | 0.957 | 1.245 | 2.057 | 2.971 | 3.925 | 4.918 | 5.81 | 6.816 | 7.792 | 8.737 | 9.683 | 10.588
| Ten Year Forecast | Residential | electricity | GSHP | Savings from Insulation - Cumulative | TWh | 0.001 | 0.002 | 0.002 | 0.003 | 0.004 | 0.005 | 0.005 | 0.006 | 0.007 | 0.008 | 0.008 | 0.009 | 0.01
| Ten Year Forecast | Residential | bioLPG | Hybrid (ASHP + BioLPG boiler) | Savings from Insulation - Cumulative | TWh | 0 | 0 | 0 | 0 | 0 | 0 | 0 | 0 | 0 | 0 | 0 | 0 | 0
| Ten Year Forecast | Residential | electricity | Hybrid (ASHP + BioLPG boiler) | Savings from Insulation - Cumulative | TWh | 0 | 0 | 0 | 0.001 | 0.001 | 0.001 | 0.002 | 0.002 | 0.002 | 0.002 | 0.002 | 0.003 | 0.003
| Ten Year Forecast | Residential | electricity | Hybrid (ASHP + Electric resistive) | Savings from Insulation - Cumulative | TWh | 0.003 | 0.003 | 0.005 | 0.007 | 0.009 | 0.012 | 0.014 | 0.016 | 0.019 | 0.024 | 0.028 | 0.033 | 0.038
| Ten Year Forecast | Residential | oil | Oil boiler | Savings from Insulation - Cumulative | TWh | 0.012 | 0.016 | 0.019 | 0.049 | 0.083 | 0.119 | 0.156 | 0.19 | 0.223 | 0.256 | 0.289 | 0.322 | 0.354
| Ten Year Forecast | Commercial | electricity | ASHP | Savings from Insulation - Cumulative | TWh | 0.014 | 0.019 | 0.024 | 0.031 | 0.036 | 0.042 | 0.048 | 0.054 | 0.06 | 0.066 | 0.075 | 0.085 | 0.095
| Ten Year Forecast | Commercial | bioLPG | BioLPG boiler | Savings from Insulation - Cumulative | TWh | 0 | 0 | 0 | 0 | 0 | 0 | 0 | 0 | 0 | 0 | 0 | 0.001 | 0.001
| Ten Year Forecast | Commercial | biomass | Biomass boiler | Savings from Insulation - Cumulative | TWh | 0 | 0 | 0 | 0 | 0 | 0 | 0 | 0 | 0 | 0 | 0 | 0 | 0
| Ten Year Forecast | Commercial | biomass | Biomass CHP | Savings from Insulation - Cumulative | TWh | 0 | 0 | 0.001 | 0.002 | 0.002 | 0.002 | 0.002 | 0.002 | 0.002 | 0.002 | 0.002 | 0.002 | 0.002
| Ten Year Forecast | Commercial | gas | Fossil fuel communal heating | Savings from Insulation - Cumulative | TWh | 0.015 | 0.017 | 0.051 | 0.062 | 0.073 | 0.082 | 0.09 | 0.096 | 0.102 | 0.106 | 0.11 | 0.114 | 0.117
| Ten Year Forecast | Commercial | biomethane | Low carbon district heating | Savings from Insulation - Cumulative | TWh | 0.011 | 0.014 | 0.016 | 0.019 | 0.021 | 0.022 | 0.022 | 0.023 | 0.024 | 0.024 | 0.025 | 0.025 | 0.026
| Ten Year Forecast | Commercial | electricity | Low carbon district heating | Savings from Insulation - Cumulative | TWh | 0.005 | 0.006 | 0.008 | 0.017 | 0.025 | 0.03 | 0.034 | 0.038 | 0.045 | 0.052 | 0.059 | 0.065 | 0.071
| Ten Year Forecast | Commercial | electricity | Electric resistive | Savings from Insulation - Cumulative | TWh | 0 | 0 | 0 | 0 | 0 | 0 | 0 | 0 | 0 | 0 | 0 | 0 | 0.003
| Ten Year Forecast | Commercial | electricity | Electric storage | Savings from Insulation - Cumulative | TWh | 0.032 | 0.046 | 0.062 | 0.075 | 0.088 | 0.102 | 0.115 | 0.129 | 0.142 | 0.156 | 0.169 | 0.183 | 0.196
| Ten Year Forecast | Commercial | gas | Gas boiler | Savings from Insulation - Cumulative | TWh | 0.104 | 0.136 | 0.161 | 0.189 | 0.217 | 0.244 | 0.269 | 0.293 | 0.316 | 0.34 | 0.363 | 0.386 | 0.408
| Ten Year Forecast | Commercial | electricity | GSHP | Savings from Insulation - Cumulative | TWh | 0.048 | 0.068 | 0.086 | 0.102 | 0.119 | 0.136 | 0.152 | 0.169 | 0.185 | 0.201 | 0.217 | 0.234 | 0.251
| Ten Year Forecast | Commercial | bioLPG | Hybrid (ASHP + BioLPG boiler) | Savings from Insulation - Cumulative | TWh | 0 | 0 | 0 | 0 | 0 | 0 | 0 | 0 | 0 | 0 | 0.001 | 0.001 | 0.001
| Ten Year Forecast | Commercial | electricity | Hybrid (ASHP + BioLPG boiler) | Savings from Insulation - Cumulative | TWh | 0 | 0 | 0 | 0 | 0.001 | 0.001 | 0.001 | 0.002 | 0.002 | 0.002 | 0.003 | 0.004 | 0.005
| Ten Year Forecast | Commercial | electricity | Hybrid (ASHP + Electric resistive) | Savings from Insulation - Cumulative | TWh | 0.028 | 0.04 | 0.024 | 0.034 | 0.044 | 0.054 | 0.063 | 0.072 | 0.08 | 0.089 | 0.1 | 0.11 | 0.117
| Ten Year Forecast | Commercial | oil | Oil boiler | Savings from Insulation - Cumulative | TWh | 0.021 | 0.028 | 0.034 | 0.039 | 0.043 | 0.047 | 0.049 | 0.052 | 0.054 | 0.056 | 0.058 | 0.06 | 0.062
| Ten Year Forecast | Industrial | electricity | ASHP | Savings from Insulation - Cumulative | TWh | 0.001 | 0.002 | 0.003 | 0.004 | 0.005 | 0.005 | 0.005 | 0.005 | 0.006 | 0.006 | 0.006 | 0.007 | 0.009
| Ten Year Forecast | Industrial | bioLPG | BioLPG boiler | Savings from Insulation - Cumulative | TWh | 0 | 0 | 0 | 0 | 0 | 0 | 0 | 0 | 0 | 0 | 0 | 0 | 0
| Ten Year Forecast | Industrial | biomass | Biomass boiler | Savings from Insulation - Cumulative | TWh | 0 | 0 | 0 | 0 | 0 | 0 | 0 | 0 | 0 | 0 | 0 | 0 | 0
| Ten Year Forecast | Industrial | biomass | Biomass CHP | Savings from Insulation - Cumulative | TWh | 0 | 0 | 0.002 | 0.003 | 0.003 | 0.004 | 0.004 | 0.004 | 0.004 | 0.004 | 0.004 | 0.004 | 0.004
| Ten Year Forecast | Industrial | gas | Fossil fuel communal heating | Savings from Insulation - Cumulative | TWh | 0 | 0 | 0 | 0 | 0 | 0 | 0 | 0 | 0 | 0 | 0 | 0 | 0
| Ten Year Forecast | Industrial | biomethane | Low carbon district heating | Savings from Insulation - Cumulative | TWh | 0.001 | 0.001 | 0.001 | 0.002 | 0.002 | 0.002 | 0.002 | 0.002 | 0.002 | 0.002 | 0.002 | 0.002 | 0.002
| Ten Year Forecast | Industrial | electricity | Low carbon district heating | Savings from Insulation - Cumulative | TWh | 0 | 0 | 0.001 | 0.001 | 0.002 | 0.002 | 0.002 | 0.003 | 0.003 | 0.003 | 0.004 | 0.004 | 0.005
| Ten Year Forecast | Industrial | electricity | Electric resistive | Savings from Insulation - Cumulative | TWh | 0 | 0 | 0 | 0 | 0 | 0 | 0 | 0 | 0 | 0 | 0 | 0 | 0.002
| Ten Year Forecast | Industrial | electricity | Electric storage | Savings from Insulation - Cumulative | TWh | 0.009 | 0.012 | 0.016 | 0.018 | 0.021 | 0.023 | 0.025 | 0.027 | 0.029 | 0.031 | 0.033 | 0.035 | 0.037
| Ten Year Forecast | Industrial | gas | Gas boiler | Savings from Insulation - Cumulative | TWh | 0.015 | 0.02 | 0.024 | 0.028 | 0.032 | 0.036 | 0.039 | 0.043 | 0.047 | 0.05 | 0.053 | 0.057 | 0.06
| Ten Year Forecast | Industrial | electricity | GSHP | Savings from Insulation - Cumulative | TWh | 0.009 | 0.012 | 0.014 | 0.016 | 0.019 | 0.021 | 0.023 | 0.025 | 0.028 | 0.03 | 0.032 | 0.034 | 0.037
| Ten Year Forecast | Industrial | bioLPG | Hybrid (ASHP + BioLPG boiler) | Savings from Insulation - Cumulative | TWh | 0 | 0 | 0 | 0 | 0 | 0 | 0 | 0 | 0 | 0 | 0 | 0 | 0
| Ten Year Forecast | Industrial | electricity | Hybrid (ASHP + BioLPG boiler) | Savings from Insulation - Cumulative | TWh | 0 | 0 | 0 | 0 | 0 | 0 | 0 | 0 | 0 | 0 | 0 | 0 | 0
| Ten Year Forecast | Industrial | electricity | Hybrid (ASHP + Electric resistive) | Savings from Insulation - Cumulative | TWh | 0.01 | 0.013 | 0.009 | 0.011 | 0.012 | 0.014 | 0.015 | 0.015 | 0.016 | 0.017 | 0.018 | 0.022 | 0.027
| Ten Year Forecast | Industrial | oil | Oil boiler | Savings from Insulation - Cumulative | TWh | 0 | 0 | 0.001 | 0.001 | 0.001 | 0.001 | 0.001 | 0.001 | 0.001 | 0.001 | 0.001 | 0.001 | 0.001

## ED8
ED8: Heat demand definitions
Return to: Main Menu
Return to: Data table contents
The table below provides definitions for terminology presented in ED7: Heat demand summary
| Terminology | Definition
| ASHP | Pure Air Source Heat Pump (ASHP), where the heat pump provides all heat to a dwelling
| GSHP | Pure Ground Source Heat Pump (GSHP), where the heat pump provides all heat to a dwelling. Includes shared ground loop systems.
| Hybrid (ASHP) | A heating system where an ASHP is the primary means of heating, assisted by a secondary technology, either when the ASHP is undersized to meet peak thermal demand, or it is more economical to use a secondary heater.
| Fossil fuel communal heating | A heat network where heat is generated from a fossil fuel heat source
| Low carbon district heating | District Heat, a heat network where heat is generated from a low-carbon heat source in an energy centre and then distributed to buildings
| Electric resistive | A direct electric heating system that generates heat at the point of demand with no storage capability
| Electric storage | A direct electric heating system capable of storing thermal energy and discharging at a later point. This could be a traditional electric storage heater or emerging technology.
| Uptake | Number of installations of a heating technology in a given year
| Stock | Total number of installed heating systems at the start of a given year, i.e. excluding uptake within that year
| ACS | Average Cold Spell, the fuel consumption during the peak hour of the coldest day in an average year
| 1-in-20 | The fuel consumption during the peak hour of the coldest day expected in a twenty year period
| Savings from Behaviour | The fuel consumption avoided through change in consumer behaviour, such as reducing thermostat setpoint
| Savings from Insulation | The fuel consumption avoided by the installation of energy efficiency measures in buildings
| CHP | Combined Heat & Power, a heating system which generates electricity and heat from a single fuel source
Notes:
Only the residential sector is considered for savings from behaviour, no savings from behaviour are attributed to the commercial or industrial sectors. Savings from behaviour are calculated before savings from insulation, to avoid double counting.
Savings from insulation considers all sectors. Due to a model constraint, the savings breakdown for I&C is only provided up to 2035. However, the effect of insulation is correctly accounted for in the annual fuel consumption data for all years.
Annual fuel consumption data for oil boilers includes fuel blending (Holistic Transition only). It is assumed that 5% of oil boilers adopt B30K fuel in 2027, increasing to 30% in 2030.

## WS1
WS1: Whole system & gas supply
Return to: Main Menu
Return to: Data table contents
Notes: | Bioenergy supply/demand is only matched at 2050 and is based on the supply numbers from the CCC
Fuel Type | Pathway | Units | Category | Sector | Fuel | Feedstock | Category Lookup | 2020 | 2021 | 2022 | 2023 | 2024 | 2025 | 2026 | 2027 | 2028 | 2029 | 2030 | 2031 | 2032 | 2033 | 2034 | 2035 | 2036 | 2037 | 2038 | 2039 | 2040 | 2041 | 2042 | 2043 | 2044 | 2045 | 2046 | 2047 | 2048 | 2049 | 2050
Bioenergy | Electric Engagement | TWh | Demand | Power Generation | Biomass | [5 empty] | 84.59 | 36.9257 | 89.5162 | 79.715 | 61.3431 | 47.9681 | 43.2601 | 39.0657 | 59.6525 | 81.5126 | 95.7436 | 100.0771 | 102.1422 | 102.8377 | 102.4846 | 107.107 | 112.1467 | 115.2818 | 115.0892 | 117.2827 | 116.1913 | 116.1057 | 115.3139 | 116.416 | 117.1222 | 116.7049 | 114.7575 | 113.3665
Bioenergy | Electric Engagement | TWh | Demand | Waste | Waste | [6 empty] | 34.665 | 35.08 | 35.03 | 32.085 | 30.09 | 28.63 | 23.13 | 22.22 | 19.31 | 16.955 | 17.86 | 17.16 | 17.565 | 15.14 | 14.145 | 13.315 | 15.69 | 14.625 | 15.56 | 15.76 | 15.69 | 15.28 | 14.64 | 14.68 | 13.785 | 13.27 | 13.465
Bioenergy | Hydrogen Evolution | TWh | Demand | Power Generation | Biomass | [5 empty] | 84.56 | 36.7224 | 89.8586 | 82.4756 | 64.3712 | 48.3533 | 53.5 | 49.7764 | 44.4692 | 42.907 | 41.6444 | 41.1415 | 39.8468 | 39.6114 | 38.306 | 38.2846 | 37.5356 | 35.8771 | 37.0862 | 36.7759 | 36.3479 | 35.8557 | 36.3479 | 35.9413 | 36.6261 | 36.2944 | 38.1241 | 37.236
Bioenergy | Hydrogen Evolution | TWh | Demand | Waste | Waste | [6 empty] | 34.66 | 34.935 | 35.01 | 32.745 | 30.735 | 29.645 | 27.02 | 22.785 | 21.575 | 19.345 | 20.215 | 18.94 | 19.07 | 18.97 | 18.93 | 18.72 | 15.615 | 18.16 | 15.06 | 14.65 | 13.955 | 13.375 | 17.98 | 16.23 | 14.29 | 15.69 | 13.26
Bioenergy | Holistic Transition | TWh | Demand | Power Generation | Biomass | [5 empty] | 84.59 | 36.8615 | 89.1203 | 78.7627 | 60.5192 | 45.154 | 41.409 | 36.9043 | 41.195 | 60.027 | 74.1296 | 75.4457 | 77.147 | 77.9495 | 77.0721 | 77.1577 | 76.8367 | 74.9749 | 75.1033 | 76.1733 | 75.6276 | 74.9749 | 75.1675 | 75.3066 | 75.221 | 75.9914 | 73.9905 | 73.2629
Bioenergy | Holistic Transition | TWh | Demand | Waste | Waste | [6 empty] | 34.67 | 35.05 | 34.92 | 32.235 | 30.8 | 29.45 | 22.985 | 20.275 | 19.69 | 17.6 | 17.61 | 18.43 | 19.03 | 18.82 | 17.35 | 16.915 | 15.875 | 15.135 | 16.245 | 15.03 | 15.345 | 15.35 | 14.395 | 15.25 | 13.74 | 13.63 | 13.325
Bioenergy | Falling Behind | TWh | Demand | Power Generation | Biomass | [5 empty] | 84.53 | 36.7224 | 46.652 | 53.9922 | 42.6716 | 15.8146 | 13.3857 | 10.7321 | 17.2912 | 14.7125 | 19.474 | 16.4994 | 15.7397 | 14.7767 | 14.5199 | 14.9158 | 14.231 | 14.0384 | 12.6367 | 12.8935 | 12.3906 | 11.984 | 14.4664 | 13.7602 | 14.3059 | 15.0014 | 14.6911 | 13.2359
Bioenergy | Falling Behind | TWh | Demand | Waste | Waste | [6 empty] | 34.635 | 35.335 | 36.345 | 36.565 | 35.115 | 35.33 | 35.475 | 31.095 | 28.355 | 26.11 | 26.105 | 26.91 | 26.86 | 26.125 | 24.4 | 23.845 | 23.945 | 24.435 | 23.365 | 23.185 | 23.235 | 22.86 | 22.525 | 21.96 | 21.46 | 20.94 | 19.84
Bioenergy | Ten Year Forecast | TWh | Demand | Power Generation | Biomass |  |  | 2023: 84.57; 2024: 36.6689; 2025: 79.5973; 2026: 68.4265; 2027: 35.1067; 2028: 27.4348; 2029: 23.0157; 2030: 35.7166; 2031: 29.2217; 2032: 20.5868; 2033: 17.4731; 2034: 16.8953; 2035: 16.0607
Bioenergy | Ten Year Forecast | TWh | Demand | Waste | Waste |  |  | 2024: 34.63; 2025: 34.99; 2026: 35.835; 2027: 34.91; 2028: 34.565; 2029: 33.9; 2030: 31.12; 2031: 27.43; 2032: 24.875; 2033: 23.555; 2034: 23.27; 2035: 24.365
Bioenergy | Electric Engagement | TWh | Demand | Residential | bioLPG |  |  | 0 | 0.00089094 | 0.0035861 | 0.0065721 | 0.0086887 | 0.01256 | 0.022591 | 0.046191 | 0.098862 | 0.20632 | 0.70236 | 1.331 | 1.7608 | 1.9956 | 2.1861 | 2.331 | 2.4694 | 2.5818 | 2.6715 | 2.7357 | 2.7853 | 2.8274 | 2.8684 | 2.8802 | 2.8882 | 2.8731 | 2.8677 | 2.864 | 2.8611 | 2.8583 | 2.8559
Bioenergy | Electric Engagement | TWh | Demand | Residential | biomass |  |  | 0 | 0.90764 | 0.88704 | 0.8662 | 0.74326 | 0.74947 | 0.75292 | 0.75556 | 0.75681 | 0.7566 | 0.81408 | 0.81965 | 0.83609 | 0.85313 | 0.85393 | 0.84022 | 1.0528 | 1.2666 | 1.4816 | 1.6953 | 1.904 | 2.0996 | 2.2907 | 2.4711 | 2.6468 | 2.6564 | 2.6639 | 2.6737 | 2.684 | 2.6904 | 2.6935
Bioenergy | Electric Engagement | TWh | Demand | Residential | biomethane |  |  | 0 | 0.11709 | 0.19199 | 0.26689 | 0.30077 | 0.37699 | 0.41787 | 0.46034 | 0.50441 | 0.55008 | 0.58335 | 0.64327 | 0.7032 | 0.76312 | 0.82304 | 0.88297 | 1.066 | 1.249 | 1.432 | 1.615 | 1.7981 | 1.9678 | 2.1376 | 2.3074 | 2.4771 | 2.6469 | 2.7622 | 2.8774 | 2.9927 | 3.108 | 3.2233
Bioenergy | Hydrogen Evolution | TWh | Demand | Residential | bioLPG |  |  | 0 | 0.00089094 | 0.0035861 | 0.0065721 | 0.0086887 | 0.012461 | 0.022461 | 0.046056 | 0.098705 | 0.20604 | 0.69477 | 1.3719 | 1.8258 | 2.0676 | 2.2591 | 2.4054 | 2.5396 | 2.6487 | 2.7366 | 2.8006 | 2.8511 | 2.8944 | 2.9373 | 2.9493 | 2.9589 | 2.9443 | 2.9345 | 2.9305 | 2.9277 | 2.9254 | 2.9239
Bioenergy | Hydrogen Evolution | TWh | Demand | Residential | biomass |  |  | 0 | 0.90764 | 0.88704 | 0.8662 | 0.74326 | 0.75983 | 0.76379 | 0.76598 | 0.76623 | 0.76464 | 0.81914 | 0.83029 | 0.85146 | 0.87529 | 0.87851 | 0.86707 | 1.0658 | 1.2668 | 1.47 | 1.675 | 1.8804 | 2.079 | 2.2718 | 2.453 | 2.6287 | 2.6321 | 2.6369 | 2.6437 | 2.6519 | 2.6571 | 2.6606
Bioenergy | Hydrogen Evolution | TWh | Demand | Residential | biomethane |  |  | 0 | 0.11709 | 0.19199 | 0.26689 | 0.30077 | 0.36115 | 0.40263 | 0.44575 | 0.49053 | 0.53695 | 0.57132 | 0.58938 | 0.60745 | 0.62551 | 0.64358 | 0.66164 | 0.75444 | 0.84724 | 0.94004 | 1.0328 | 1.1256 | 1.2244 | 1.3231 | 1.4218 | 1.5205 | 1.6192 | 1.7116 | 1.8039 | 1.8962 | 1.9885 | 2.0809
Bioenergy | Holistic Transition | TWh | Demand | Residential | bioLPG |  |  | 0 | 0.00089094 | 0.0035861 | 0.0065721 | 0.0086887 | 0.012617 | 0.022696 | 0.046363 | 0.09917 | 0.20387 | 0.67718 | 1.2583 | 1.5354 | 1.7016 | 1.8301 | 1.9261 | 2.072 | 2.1894 | 2.2813 | 2.3429 | 2.3882 | 2.4276 | 2.4645 | 2.4762 | 2.4828 | 2.4565 | 2.4491 | 2.4431 | 2.4385 | 2.4341 | 2.4306
Bioenergy | Holistic Transition | TWh | Demand | Residential | biomass |  |  | 0 | 0.90764 | 0.88704 | 0.8662 | 0.74326 | 0.7495 | 0.75295 | 0.75554 | 0.7568 | 0.75661 | 0.81453 | 0.81873 | 0.80761 | 0.78558 | 0.76288 | 0.73998 | 0.95476 | 1.171 | 1.386 | 1.5947 | 1.7929 | 1.978 | 2.1582 | 2.327 | 2.4913 | 2.5007 | 2.5082 | 2.512 | 2.5133 | 2.5146 | 2.5159
Bioenergy | Holistic Transition | TWh | Demand | Residential | biomethane |  |  | 0 | 0.11709 | 0.19199 | 0.26689 | 0.30077 | 0.37669 | 0.40958 | 0.44365 | 0.47891 | 0.51535 | 0.54001 | 0.58846 | 0.62004 | 0.64905 | 0.67549 | 0.68698 | 0.83813 | 1.0001 | 1.152 | 1.294 | 1.4564 | 1.6391 | 1.8218 | 2.0045 | 2.1871 | 2.3698 | 2.4845 | 2.5991 | 2.7138 | 2.8284 | 2.9431
Bioenergy | Holistic Transition | TWh | Demand | Residential | Biodiesel/bioethanol |  |  | 0 | 0 | 0 | 0 | 0 | 0 | 0 | 0.35037 | 0.70695 | 1.4214 | 1.9771 | 1.8222 | 1.6673 | 1.5123 | 1.3574 | 1.2025 | 1.058 | 0.9138 | 0.77006 | 0.62682 | 0.48771 | 0.35612 | 0.23365 | 0.11395 | 0 | 0 | 0 | 0 | 0 | 0 | 0
Bioenergy | Falling Behind | TWh | Demand | Residential | bioLPG |  |  | 0 | 0.00089094 | 0.0035861 | 0.0065721 | 0.0086887 | 0.010454 | 0.01434 | 0.018564 | 0.025114 | 0.037033 | 0.072684 | 0.17785 | 0.26403 | 0.33179 | 0.38298 | 0.42074 | 0.43834 | 0.45515 | 0.47213 | 0.48945 | 0.50668 | 0.52369 | 0.54056 | 0.53889 | 0.53742 | 0.53577 | 0.53133 | 0.528 | 0.52569 | 0.52385 | 0.5217
Bioenergy | Falling Behind | TWh | Demand | Residential | biomass |  |  | 0 | 0.90764 | 0.88704 | 0.8662 | 0.74326 | 0.76588 | 0.76954 | 0.77114 | 0.77081 | 0.76865 | 0.74692 | 0.7248 | 0.70235 | 0.67908 | 0.65441 | 0.62899 | 0.61778 | 0.60782 | 0.58963 | 0.57401 | 0.56209 | 0.55368 | 0.54398 | 0.53083 | 0.51764 | 0.50446 | 0.49163 | 0.4791 | 0.46733 | 0.45686 | 0.44701
Bioenergy | Falling Behind | TWh | Demand | Residential | biomethane |  |  | 0 | 0.11709 | 0.19199 | 0.26689 | 0.30077 | 0.39781 | 0.44538 | 0.49487 | 0.54626 | 0.59958 | 0.63945 | 0.66254 | 0.68562 | 0.7087 | 0.73178 | 0.75486 | 0.73933 | 0.7238 | 0.70827 | 0.69274 | 0.67721 | 0.76892 | 0.86062 | 0.95233 | 1.044 | 1.1357 | 1.2075 | 1.2793 | 1.3511 | 1.4229 | 1.4946
Bioenergy | Ten Year Forecast | TWh | Demand | Residential | bioLPG |  |  | 2020: 0; 2021: 0.00089094; 2022: 0.0035861; 2023: 0.0065721; 2024: 0.0086887; 2025: 0.010507; 2026: 0.014766; 2027: 0.019506; 2028: 0.026658; 2029: 0.039338; 2030: 0.076428; 2031: 0.19325; 2032: 0.28452; 2033: 0.35557; 2034: 0.40745; 2035: 0.44184
Bioenergy | Ten Year Forecast | TWh | Demand | Residential | biomass |  |  | 2020: 0; 2021: 0.90764; 2022: 0.88704; 2023: 0.8662; 2024: 0.74326; 2025: 0.76573; 2026: 0.76604; 2027: 0.76498; 2028: 0.76267; 2029: 0.75919; 2030: 0.73699; 2031: 0.71482; 2032: 0.68619; 2033: 0.65751; 2034: 0.62876; 2035: 0.60408
Bioenergy | Ten Year Forecast | TWh | Demand | Residential | biomethane |  |  | 2020: 0; 2021: 0.11709; 2022: 0.19199; 2023: 0.26689; 2024: 0.30077; 2025: 0.40404; 2026: 0.4659; 2027: 0.53039; 2028: 0.59753; 2029: 0.66732; 2030: 0.72241; 2031: 0.75115; 2032: 0.77989; 2033: 0.80863; 2034: 0.83737; 2035: 0.86611
Bioenergy | Electric Engagement | TWh | Demand | Industrial | bioLPG |  | Industrial & Commercial | 0 | 4.4343e-05 | 9.0815e-05 | 0.00015198 | 0.00040193 | 0.00083776 | 0.001428 | 0.0019687 | 0.0024068 | 0.0027573 | 0.0034766 | 0.0053449 | 0.0072738 | 0.0094876 | 0.011901 | 0.015084 | 0.031126 | 0.047213 | 0.06133 | 0.074169 | 0.086399 | 0.096216 | 0.10637 | 0.11461 | 0.12449 | 0.13445 | 0.14557 | 0.15399 | 0.15971 | 0.16316 | 0.16393
Bioenergy | Electric Engagement | TWh | Demand | Industrial | biomass |  | Industrial & Commercial | 0 | 0.37362 | 0.34698 | 0.32034 | 0.2937 | 0.26918 | 0.25527 | 0.22866 | 0.20202 | 0.17538 | 0.14873 | 0.12206 | 0.095389 | 0.068717 | 0.042046 | 0.015373 | 0.046171 | 0.075225 | 0.1009 | 0.12495 | 0.14493 | 0.17832 | 0.22597 | 0.27421 | 0.32118 | 0.36319 | 0.40917 | 0.45723 | 0.50622 | 0.5546 | 0.5967
Bioenergy | Electric Engagement | TWh | Demand | Industrial | biomethane |  | Industrial & Commercial | 0 | 0.0054738 | 0.010719 | 0.01618 | 0.022325 | 0.030116 | 0.039151 | 0.047169 | 0.051539 | 0.053687 | 0.055786 | 0.053931 | 0.055859 | 0.057853 | 0.060491 | 0.064146 | 0.072883 | 0.080597 | 0.091468 | 0.10015 | 0.10694 | 0.11707 | 0.12765 | 0.14025 | 0.15267 | 0.16559 | 0.17943 | 0.19297 | 0.20673 | 0.21978 | 0.23257
Bioenergy | Hydrogen Evolution | TWh | Demand | Industrial | bioLPG |  | Industrial & Commercial | 0 | 4.4343e-05 | 9.0815e-05 | 0.00015198 | 0.00040193 | 0.00085287 | 0.0014521 | 0.0020131 | 0.0024542 | 0.0028018 | 0.003477 | 0.0052557 | 0.0069682 | 0.0089525 | 0.011132 | 0.01406 | 0.029134 | 0.042908 | 0.056389 | 0.068508 | 0.079754 | 0.088153 | 0.097911 | 0.10597 | 0.11532 | 0.12555 | 0.13586 | 0.14443 | 0.15043 | 0.15385 | 0.15513
Bioenergy | Hydrogen Evolution | TWh | Demand | Industrial | biomass |  | Industrial & Commercial | 0 | 0.37362 | 0.34698 | 0.32034 | 0.2937 | 0.26949 | 0.25481 | 0.22818 | 0.20152 | 0.17488 | 0.14823 | 0.12157 | 0.094901 | 0.068233 | 0.041563 | 0.014892 | 0.047952 | 0.078492 | 0.10876 | 0.13666 | 0.16168 | 0.19597 | 0.24626 | 0.29873 | 0.34962 | 0.3961 | 0.44276 | 0.49545 | 0.5535 | 0.60981 | 0.65926
Bioenergy | Hydrogen Evolution | TWh | Demand | Industrial | biomethane |  | Industrial & Commercial | 0 | 0.0054738 | 0.010719 | 0.01618 | 0.022325 | 0.028795 | 0.034513 | 0.038422 | 0.041425 | 0.04391 | 0.045535 | 0.046053 | 0.047193 | 0.048434 | 0.05022 | 0.052654 | 0.055597 | 0.05738 | 0.058621 | 0.059472 | 0.059537 | 0.063381 | 0.067269 | 0.071461 | 0.075862 | 0.080986 | 0.087965 | 0.094604 | 0.10082 | 0.1068 | 0.11271
Bioenergy | Holistic Transition | TWh | Demand | Industrial | bioLPG |  | Industrial & Commercial | 0 | 4.4343e-05 | 9.0815e-05 | 0.00015198 | 0.00040193 | 0.00083785 | 0.0014281 | 0.0019652 | 0.0024661 | 0.0029163 | 0.0036628 | 0.005513 | 0.007576 | 0.0098523 | 0.012461 | 0.015714 | 0.030447 | 0.044249 | 0.057008 | 0.068825 | 0.07971 | 0.088782 | 0.098224 | 0.10604 | 0.11455 | 0.12428 | 0.13453 | 0.14214 | 0.14683 | 0.14933 | 0.14964
Bioenergy | Holistic Transition | TWh | Demand | Industrial | biomass |  | Industrial & Commercial | 0 | 0.37362 | 0.34698 | 0.32034 | 0.2937 | 0.26918 | 0.25527 | 0.22866 | 0.20202 | 0.17537 | 0.14872 | 0.12205 | 0.095382 | 0.06871 | 0.042038 | 0.015365 | 0.045595 | 0.074384 | 0.099894 | 0.12353 | 0.14228 | 0.16837 | 0.21409 | 0.25998 | 0.30453 | 0.34682 | 0.38992 | 0.43202 | 0.46664 | 0.49822 | 0.5246
Bioenergy | Holistic Transition | TWh | Demand | Industrial | biomethane |  | Industrial & Commercial | 0 | 0.0054738 | 0.010719 | 0.01618 | 0.022325 | 0.030073 | 0.038361 | 0.04553 | 0.049355 | 0.051405 | 0.053289 | 0.051415 | 0.051347 | 0.051307 | 0.05179 | 0.052129 | 0.058761 | 0.067205 | 0.073852 | 0.07838 | 0.082669 | 0.091159 | 0.09995 | 0.1099 | 0.12066 | 0.13264 | 0.14473 | 0.15744 | 0.16932 | 0.18077 | 0.19231
Bioenergy | Holistic Transition | TWh | Demand | Industrial | Biodiesel/bioethanol |  | Industrial & Commercial | 0 | 0 | 0 | 0 | 0 | 0 | 0 | 0.0041832 | 0.0079084 | 0.014867 | 0.020437 | 0.018574 | 0.016711 | 0.014848 | 0.012984 | 0.011121 | 0.0093791 | 0.0076396 | 0.0059135 | 0.004251 | 0.002607 | 0.0017078 | 0.00092783 | 0.00043828 | 0 | 0 | 0 | 0 | 0 | 0 | 0
Bioenergy | Falling Behind | TWh | Demand | Industrial | bioLPG |  | Industrial & Commercial | 0 | 4.4343e-05 | 9.0815e-05 | 0.00015198 | 0.00040193 | 0.00056514 | 0.00090154 | 0.0011972 | 0.0013758 | 0.0015038 | 0.0018937 | 0.0034091 | 0.0048824 | 0.0064933 | 0.0082918 | 0.010575 | 0.013621 | 0.01687 | 0.020521 | 0.024689 | 0.029088 | 0.032976 | 0.036207 | 0.037976 | 0.039641 | 0.041051 | 0.041556 | 0.04208 | 0.042801 | 0.042844 | 0.043408
Bioenergy | Falling Behind | TWh | Demand | Industrial | biomass |  | Industrial & Commercial | 0 | 0.37362 | 0.34698 | 0.32034 | 0.2937 | 0.29831 | 0.28335 | 0.25921 | 0.23322 | 0.20675 | 0.18019 | 0.15356 | 0.12693 | 0.1003 | 0.073661 | 0.047027 | 0.041613 | 0.041775 | 0.049383 | 0.058864 | 0.064877 | 0.073612 | 0.089787 | 0.1073 | 0.11816 | 0.12291 | 0.1283 | 0.1359 | 0.14598 | 0.15507 | 0.16442
Bioenergy | Falling Behind | TWh | Demand | Industrial | biomethane |  | Industrial & Commercial | 0 | 0.0054738 | 0.010719 | 0.01618 | 0.022325 | 0.030845 | 0.037196 | 0.042623 | 0.046243 | 0.048995 | 0.050616 | 0.05214 | 0.054092 | 0.056476 | 0.060417 | 0.067041 | 0.061255 | 0.055804 | 0.050677 | 0.045776 | 0.041174 | 0.041505 | 0.041557 | 0.041467 | 0.041327 | 0.041209 | 0.041457 | 0.041769 | 0.042302 | 0.04297 | 0.043875
Bioenergy | Ten Year Forecast | TWh | Demand | Industrial | bioLPG |  | Industrial & Commercial | 2020: 0; 2021: 4.4343e-05; 2022: 9.0815e-05; 2023: 0.00015198; 2024: 0.00040193; 2025: 0.00056534; 2026: 0.00090075; 2027: 0.0011798; 2028: 0.0013672; 2029: 0.0016063; 2030: 0.0019351; 2031: 0.0031018; 2032: 0.0042344; 2033: 0.0056227; 2034: 0.0073895; 2035: 0.0099947
Bioenergy | Ten Year Forecast | TWh | Demand | Industrial | biomass |  | Industrial & Commercial | 2020: 0; 2021: 0.37362; 2022: 0.34698; 2023: 0.32034; 2024: 0.2937; 2025: 0.29831; 2026: 0.28307; 2027: 0.2589; 2028: 0.23288; 2029: 0.20634; 2030: 0.17973; 2031: 0.15309; 2032: 0.12644; 2033: 0.099789; 2034: 0.073138; 2035: 0.046487
Bioenergy | Ten Year Forecast | TWh | Demand | Industrial | biomethane |  | Industrial & Commercial | 2020: 0; 2021: 0.0054738; 2022: 0.010719; 2023: 0.01618; 2024: 0.022325; 2025: 0.030611; 2026: 0.040772; 2027: 0.048594; 2028: 0.05355; 2029: 0.057618; 2030: 0.061765; 2031: 0.064179; 2032: 0.067074; 2033: 0.071281; 2034: 0.077674; 2035: 0.087777
Bioenergy | Electric Engagement | TWh | Demand | Commercial | bioLPG |  | Industrial & Commercial | 0 | 3.74e-09 | 9.21e-09 | 5.3587e-06 | 3.7726e-05 | 0.00016577 | 0.0016552 | 0.004504 | 0.010873 | 0.020415 | 0.040105 | 0.067217 | 0.09498 | 0.12293 | 0.14985 | 0.17772 | 0.30788 | 0.43492 | 0.55735 | 0.67249 | 0.78258 | 0.88621 | 0.98526 | 1.0384 | 1.0814 | 1.0981 | 1.1127 | 1.1219 | 1.126 | 1.127 | 1.1256
Bioenergy | Electric Engagement | TWh | Demand | Commercial | biomass |  | Industrial & Commercial | 0 | 2.5153 | 2.3365 | 2.1576 | 1.9787 | 1.8005 | 1.6304 | 1.4511 | 1.2717 | 1.0921 | 0.91246 | 0.73285 | 0.55324 | 0.37363 | 0.19402 | 0.014408 | 0.27925 | 0.53364 | 0.77966 | 1.0141 | 1.239 | 1.4672 | 1.6904 | 1.8899 | 2.0466 | 2.1451 | 2.2587 | 2.3875 | 2.5431 | 2.6976 | 2.8445
Bioenergy | Electric Engagement | TWh | Demand | Commercial | biomethane |  | Industrial & Commercial | 0 | 0.081069 | 0.16237 | 0.24345 | 0.32385 | 0.40319 | 0.47416 | 0.54616 | 0.6218 | 0.69966 | 0.77757 | 0.81085 | 0.84035 | 0.86978 | 0.89857 | 0.92634 | 0.9413 | 0.95728 | 0.97011 | 0.98512 | 1.002 | 1.0602 | 1.118 | 1.1738 | 1.2297 | 1.2851 | 1.3436 | 1.4024 | 1.461 | 1.5203 | 1.5798
Bioenergy | Hydrogen Evolution | TWh | Demand | Commercial | bioLPG |  | Industrial & Commercial | 0 | 3.74e-09 | 9.21e-09 | 5.3587e-06 | 3.7726e-05 | 0.00017605 | 0.0016958 | 0.0044494 | 0.010857 | 0.020586 | 0.044632 | 0.075395 | 0.10058 | 0.12587 | 0.15009 | 0.17484 | 0.30422 | 0.43163 | 0.55493 | 0.6738 | 0.78873 | 0.89712 | 1.0047 | 1.0687 | 1.1242 | 1.1402 | 1.1544 | 1.1648 | 1.1703 | 1.1739 | 1.1761
Bioenergy | Hydrogen Evolution | TWh | Demand | Commercial | biomass |  | Industrial & Commercial | 0 | 2.5153 | 2.3365 | 2.1576 | 1.9787 | 1.8002 | 1.63 | 1.4508 | 1.2714 | 1.0918 | 0.91225 | 0.73264 | 0.55304 | 0.37344 | 0.19383 | 0.014224 | 0.26778 | 0.51238 | 0.75053 | 0.9828 | 1.2061 | 1.4272 | 1.6555 | 1.875 | 2.0677 | 2.1597 | 2.2666 | 2.3884 | 2.5373 | 2.6887 | 2.8295
Bioenergy | Hydrogen Evolution | TWh | Demand | Commercial | biomethane |  | Industrial & Commercial | 0 | 0.081069 | 0.16237 | 0.24345 | 0.32385 | 0.38747 | 0.41983 | 0.454 | 0.48908 | 0.52468 | 0.56113 | 0.58244 | 0.60312 | 0.62371 | 0.64374 | 0.66313 | 0.65368 | 0.64539 | 0.63764 | 0.63028 | 0.62371 | 0.65971 | 0.69567 | 0.73132 | 0.76676 | 0.80149 | 0.84679 | 0.89244 | 0.93851 | 0.98482 | 1.0312
Bioenergy | Holistic Transition | TWh | Demand | Commercial | bioLPG |  | Industrial & Commercial | 0 | 3.74e-09 | 9.21e-09 | 5.3586e-06 | 3.7726e-05 | 0.00016509 | 0.0016537 | 0.005616 | 0.013464 | 0.024659 | 0.04408 | 0.07025 | 0.096834 | 0.12335 | 0.14882 | 0.17527 | 0.29535 | 0.41194 | 0.52284 | 0.62787 | 0.72904 | 0.82502 | 0.91289 | 0.95836 | 0.99581 | 1.0106 | 1.0236 | 1.0298 | 1.0319 | 1.0321 | 1.0302
Bioenergy | Holistic Transition | TWh | Demand | Commercial | biomass |  | Industrial & Commercial | 0 | 2.5153 | 2.3365 | 2.1576 | 1.9787 | 1.8005 | 1.6303 | 1.4511 | 1.2716 | 1.092 | 0.91243 | 0.73282 | 0.55321 | 0.3736 | 0.19399 | 0.014376 | 0.27398 | 0.52142 | 0.75521 | 0.97905 | 1.1939 | 1.4061 | 1.6138 | 1.7756 | 1.9216 | 2.0072 | 2.1062 | 2.2363 | 2.3886 | 2.5317 | 2.6662
Bioenergy | Holistic Transition | TWh | Demand | Commercial | biomethane |  | Industrial & Commercial | 0 | 0.081069 | 0.16237 | 0.24345 | 0.32385 | 0.40264 | 0.46474 | 0.52795 | 0.59451 | 0.66284 | 0.73134 | 0.75952 | 0.76371 | 0.76648 | 0.76733 | 0.75243 | 0.72435 | 0.71752 | 0.71129 | 0.70597 | 0.71636 | 0.77187 | 0.82708 | 0.88114 | 0.93438 | 0.98641 | 1.0427 | 1.0984 | 1.1549 | 1.2118 | 1.2687
Bioenergy | Holistic Transition | TWh | Demand | Commercial | Biodiesel/bioethanol |  | Industrial & Commercial | 0 | 0 | 0 | 0 | 0 | 0 | 0 | 0.26172 | 0.50329 | 0.95264 | 1.3167 | 1.2044 | 1.0922 | 0.97993 | 0.86767 | 0.75541 | 0.65459 | 0.55407 | 0.45432 | 0.35624 | 0.25853 | 0.16492 | 0.083142 | 0.03135 | 0 | 0 | 0 | 0 | 0 | 0 | 0
Bioenergy | Falling Behind | TWh | Demand | Commercial | bioLPG |  | Industrial & Commercial | 0 | 3.74e-09 | 9.21e-09 | 5.3587e-06 | 3.7726e-05 | 0.00020923 | 0.00092903 | 0.0020051 | 0.0054584 | 0.011538 | 0.020529 | 0.033042 | 0.045678 | 0.05859 | 0.072564 | 0.08775 | 0.12873 | 0.16936 | 0.20616 | 0.23996 | 0.27202 | 0.301 | 0.32844 | 0.34092 | 0.35312 | 0.36528 | 0.3762 | 0.38725 | 0.39891 | 0.40045 | 0.40201
Bioenergy | Falling Behind | TWh | Demand | Commercial | biomass |  | Industrial & Commercial | 0 | 2.5153 | 2.3365 | 2.1576 | 1.9787 | 1.806 | 1.6388 | 1.4593 | 1.2798 | 1.1001 | 0.92054 | 0.74093 | 0.56132 | 0.38171 | 0.2021 | 0.022486 | 0.034986 | 0.049015 | 0.068279 | 0.089012 | 0.10911 | 0.12776 | 0.16084 | 0.18387 | 0.20481 | 0.22257 | 0.2431 | 0.26483 | 0.3051 | 0.35437 | 0.41421
Bioenergy | Falling Behind | TWh | Demand | Commercial | biomethane |  | Industrial & Commercial | 0 | 0.081069 | 0.16237 | 0.24345 | 0.32385 | 0.40184 | 0.45066 | 0.50041 | 0.55196 | 0.60438 | 0.65792 | 0.71599 | 0.77363 | 0.83084 | 0.8865 | 0.93946 | 0.86951 | 0.79922 | 0.7286 | 0.65776 | 0.58662 | 0.5851 | 0.58386 | 0.58277 | 0.58172 | 0.58066 | 0.58427 | 0.58781 | 0.59114 | 0.59433 | 0.59728
Bioenergy | Ten Year Forecast | TWh | Demand | Commercial | bioLPG |  | Industrial & Commercial | 2020: 0; 2021: 3.74e-09; 2022: 9.21e-09; 2023: 5.3587e-06; 2024: 3.7726e-05; 2025: 0.00020734; 2026: 0.00090272; 2027: 0.0022426; 2028: 0.0068764; 2029: 0.015637; 2030: 0.027136; 2031: 0.041768; 2032: 0.05655; 2033: 0.072616; 2034: 0.090271; 2035: 0.10849
Bioenergy | Ten Year Forecast | TWh | Demand | Commercial | biomass |  | Industrial & Commercial | 2020: 0; 2021: 2.5153; 2022: 2.3365; 2023: 2.1576; 2024: 1.9787; 2025: 1.806; 2026: 1.6381; 2027: 1.4586; 2028: 1.279; 2029: 1.0994; 2030: 0.91979; 2031: 0.74017; 2032: 0.56056; 2033: 0.38095; 2034: 0.20134; 2035: 0.021732
Bioenergy | Ten Year Forecast | TWh | Demand | Commercial | biomethane |  | Industrial & Commercial | 2020: 0; 2021: 0.081069; 2022: 0.16237; 2023: 0.24345; 2024: 0.32385; 2025: 0.39848; 2026: 0.49271; 2027: 0.58928; 2028: 0.68871; 2029: 0.78903; 2030: 0.88927; 2031: 0.95819; 2032: 1.0266; 2033: 1.0937; 2034: 1.1587; 2035: 1.2199
Bioenergy | Holistic Transition | TWh | Demand | Road Transport | Biodiesel/bioethanol |  |  | 23.1391 | 22.7856 | 29.9023 | 34.257 | 37.5689 | 41.7196 | 45.3176 | 44.8802 | 44.1505 | 42.9829 | 43.4812 | 40.2952 | 36.7465 | 33.0694 | 29.1507 | 25.0898 | 21.2652 | 17.6196 | 14.1613 | 11.0146 | 8.3986 | 6.1534 | 4.2389 | 2.9976 | 2.0051 | 1.1087 | 0.36444 | 0.2188 | 0.16981 | 0.13653 | 0.11471
Bioenergy | Electric Engagement | TWh | Demand | Road Transport | Biodiesel/bioethanol |  |  | 23.1391 | 22.7856 | 29.9023 | 34.257 | 37.5782 | 41.7364 | 45.3452 | 44.9198 | 44.2062 | 43.0597 | 41.4997 | 39.4631 | 36.8958 | 33.2329 | 29.3328 | 25.2937 | 21.4974 | 17.885 | 14.4616 | 11.2795 | 8.6905 | 6.4713 | 4.5841 | 3.1012 | 2.1217 | 1.2389 | 0.45428 | 0.24155 | 0.18148 | 0.14574 | 0.11932
Bioenergy | Hydrogen Evolution | TWh | Demand | Road Transport | Biodiesel/bioethanol |  |  | 23.1391 | 22.7856 | 29.9023 | 34.257 | 37.5708 | 41.7136 | 45.3064 | 44.8643 | 44.131 | 42.9599 | 41.3609 | 39.2745 | 36.695 | 33.0325 | 29.1458 | 25.1373 | 21.4095 | 17.9051 | 14.6259 | 11.7719 | 9.2332 | 7.0442 | 5.1885 | 3.6028 | 2.4339 | 1.6101 | 0.86487 | 0.29648 | 0.22164 | 0.19207 | 0.17157
Bioenergy | Falling Behind | TWh | Demand | Road Transport | Biodiesel/bioethanol |  |  | 23.1391 | 22.7856 | 29.9023 | 34.257 | 37.7152 | 42.0764 | 46.0294 | 46.0413 | 45.9174 | 45.541 | 45.0503 | 44.3269 | 43.2753 | 41.0376 | 38.612 | 35.8973 | 32.906 | 29.7937 | 26.5869 | 23.4344 | 20.2683 | 17.1904 | 14.5456 | 12.221 | 10.1007 | 7.9192 | 6.2262 | 5.0852 | 4.022 | 3.0349 | 2.1588
Bioenergy | Ten Year Forecast | TWh | Demand | Road Transport | Biodiesel/bioethanol |  |  | 2020: 23.1391; 2021: 22.7856; 2022: 29.9023; 2023: 34.257; 2024: 37.6826; 2025: 41.999; 2026: 45.8683; 2027: 45.7696; 2028: 45.4925; 2029: 44.9082; 2030: 44.087; 2031: 42.9401; 2032: 41.3555; 2033: 38.5346; 2034: 35.4072; 2035: 32.0178
Bioenergy | Holistic Transition | TWh | Demand | Aviation | Biojet Fuel | [5 empty] | 0 | 0 | 1.9335 | 3.7197 | 5.2374 | 7.2049 | 7.8104 | 8.5173 | 9.9032 | 11.7566 | 13.2722 | 14.8126 | 16.1293 | 16.4488 | 16.7786 | 17.1205 | 17.4745 | 17.3723 | 19.4862 | 20.8392 | 22.3213 | 23.9559 | 25.9636 | 27.5387 | 29.0757 | 30.6748 | 32.2472 | 33.899
Bioenergy | Electric Engagement | TWh | Demand | Aviation | Biojet Fuel | [5 empty] | 0 | 0 | 1.9335 | 3.7197 | 5.2374 | 7.2049 | 7.8104 | 8.5173 | 9.9032 | 11.7566 | 13.2722 | 14.8126 | 16.1293 | 16.4488 | 16.7786 | 17.1205 | 17.4745 | 17.3723 | 19.4862 | 20.8392 | 22.3213 | 23.9559 | 25.9636 | 27.5387 | 29.0757 | 30.6748 | 32.2472 | 33.899
Bioenergy | Hydrogen Evolution | TWh | Demand | Aviation | Biojet Fuel | [5 empty] | 0 | 0 | 1.9335 | 3.7197 | 5.2374 | 7.2049 | 7.8104 | 8.5173 | 9.9032 | 11.7566 | 13.2722 | 14.8126 | 16.1293 | 16.4488 | 16.7786 | 17.1205 | 17.4745 | 17.3723 | 19.4862 | 20.8392 | 22.3213 | 23.9559 | 25.9636 | 27.5387 | 29.0757 | 30.6748 | 32.2472 | 33.899
Bioenergy | Falling Behind | TWh | Demand | Aviation | Biojet Fuel | [5 empty] | 0 | 0 | 0.2 | 0.88 | 1.71 | 2.18 | 3.32 | 5.46 | 6.5 | 7 | 7.5 | 8 | 8.5 | 9 | 9.5 | 10 | 10.5 | 11 | 11.5 | 12 | 12.5 | 13 | 13.5 | 14 | 14.5 | 15 | 15.5 | 16
Bioenergy | Ten Year Forecast | TWh | Demand | Aviation | Biojet Fuel |  |  | 2023: 0; 2024: 0; 2025: 1.0668; 2026: 2.2998; 2027: 3.4737; 2028: 4.6925; 2029: 5.5652; 2030: 6.9886; 2031: 8.2016; 2032: 9.3783; 2033: 10.3861; 2034: 11.4063; 2035: 12.3147
Bioenergy | Electric Engagement | TWh | Demand | Hydrogen Production | Biomass | [5 empty] | 0 | 0 | 0 | 0 | 0 | 0 | 0 | 0 | 0 | 0 | 0 | 0 | 0 | 0 | 0 | 0 | 0 | 0 | 0 | 0 | 0 | 0 | 0 | 0 | 0 | 0 | 0 | 0
Bioenergy | Hydrogen Evolution | TWh | Demand | Hydrogen Production | Biomass | [5 empty] | 0 | 0 | 0 | 0 | 0 | 0 | 0 | 1.2264 | 1.2264 | 1.2298 | 1.2264 | 1.9322 | 1.9322 | 1.9375 | 1.9322 | 1.9322 | 1.9322 | 1.9375 | 1.9322 | 1.9322 | 1.9322 | 1.9375 | 1.9322 | 1.9322 | 1.9322 | 1.9375 | 1.9322 | 1.9322
Bioenergy | Holistic Transition | TWh | Demand | Hydrogen Production | Biomass | [5 empty] | 0 | 0 | 0 | 0 | 0 | 0 | 0 | 1.1038 | 1.1038 | 1.1068 | 1.1038 | 1.1038 | 1.2264 | 1.2298 | 1.2264 | 1.2264 | 1.2264 | 1.2298 | 1.2264 | 1.2264 | 1.2264 | 1.2298 | 1.2264 | 1.2264 | 1.2264 | 1.2298 | 1.2264 | 1.2264
Bioenergy | Falling Behind | TWh | Demand | Hydrogen Production | Biomass | [5 empty] | 0 | 0 | 0 | 0 | 0 | 0 | 0 | 0 | 0 | 0 | 0 | 0 | 0 | 0 | 0 | 0 | 0 | 0 | 0 | 0 | 0 | 0 | 0 | 0 | 0 | 0 | 0 | 0
Bioenergy | Ten Year Forecast | TWh | Demand | Hydrogen Production | Biomass |  |  | 2023: 0; 2024: 0; 2025: 0; 2026: 0; 2027: 0; 2028: 0; 2029: 0; 2030: 0; 2031: 0; 2032: 0; 2033: 0; 2034: 0; 2035: 0
Bioenergy | Electric Engagement | TWh | Demand | Green Gas Blending | Biomethane |  |  |  |  | 5.0642 | 5.144 | 5.4858 | 5.5049 | 5.5239 | 5.5429 | 5.5619 | 5.581 | 5.6 | 5.6 | 3.6 | 3.3 | 2.8 | 2.4 | 2.4 | 2.4 | 2.4 | 2 | 2 | 1.6 | 0.79704 | 0.69741 | 0.59778 | 0.47324 | 0.28021 | 0.099319 | 0.034762 | 0.0052142 | 0
Bioenergy | Hydrogen Evolution | TWh | Demand | Green Gas Blending | Biomethane |  |  |  |  | 5.0642 | 5.144 | 5.4858 | 7.0382 | 8.5906 | 10.1429 | 11.6953 | 13.2476 | 14.8 | 16.9 | 19.1 | 21.2 | 23.4 | 25.6 | 27.7 | 29.9 | 32 | 34.2 | 36.4 | 38.5 | 40.7 | 42.8 | 45 | 47.2 | 49.3 | 51.5 | 53.6 | 55.8 | 57.9
Bioenergy | Holistic Transition | TWh | Demand | Green Gas Blending | Biomethane |  |  |  |  | 5.0642 | 5.144 | 5.4858 | 9.0215 | 12.5572 | 16.0929 | 19.6286 | 23.1643 | 26.7 | 28.615 | 30.53 | 32.445 | 34.36 | 36.275 | 38.19 | 40.105 | 42.02 | 43.935 | 45.85 | 47.765 | 49.68 | 51.595 | 53.51 | 55.425 | 57.34 | 59.255 | 61.17 | 63.085 | 65
Bioenergy | Falling Behind | TWh | Demand | Green Gas Blending | Biomethane |  |  |  |  | 5.0642 | 5.144 | 5.4858 | 6.4004 | 7.3149 | 8.2295 | 9.144 | 10.0585 | 11.5458 | 12.7185 | 13.8912 | 15.0639 | 16.2366 | 17.4093 | 18.582 | 19.7547 | 20.9275 | 22.1002 | 23.2729 | 24.4456 | 25.6183 | 26.791 | 27.9637 | 29.1364 | 30.3092 | 31.4819 | 32.6546 | 33.8273 | 35
Bioenergy | Ten Year Forecast | TWh | Demand | Green Gas Blending | Biomethane |  |  | 2022: 5.0642; 2023: 5.144; 2024: 5.4858; 2025: 6.4004; 2026: 7.3149; 2027: 8.2295; 2028: 9.144; 2029: 10.0585; 2030: 11.5458; 2031: 13.5375; 2032: 15.5293; 2033: 17.5211; 2034: 19.5129; 2035: 21.5047
Bioenergy | Electric Engagement | TWh | Supply | Waste | Waste | MSW, C&I (biogenic) |  |  |  |  | N/A | N/A | N/A | N/A | N/A | N/A | N/A | N/A | N/A | N/A | N/A | N/A | N/A | N/A | N/A | N/A | N/A | N/A | N/A | N/A | N/A | N/A | N/A | N/A | N/A | N/A | N/A | 0
Bioenergy | Electric Engagement | TWh | Supply | Power Generation | Biomass | Forest residues |  |  |  |  | N/A | N/A | N/A | N/A | N/A | N/A | N/A | N/A | N/A | N/A | N/A | N/A | N/A | N/A | N/A | N/A | N/A | N/A | N/A | N/A | N/A | N/A | N/A | N/A | N/A | N/A | N/A | 40.3727
Bioenergy | Electric Engagement | TWh | Supply | Power Generation | Biomass | Agri residues |  |  |  |  | N/A | N/A | N/A | N/A | N/A | N/A | N/A | N/A | N/A | N/A | N/A | N/A | N/A | N/A | N/A | N/A | N/A | N/A | N/A | N/A | N/A | N/A | N/A | N/A | N/A | N/A | N/A | 11.5509
Bioenergy | Electric Engagement | TWh | Supply | Power Generation | Biomass | Waste wood |  |  |  |  | N/A | N/A | N/A | N/A | N/A | N/A | N/A | N/A | N/A | N/A | N/A | N/A | N/A | N/A | N/A | N/A | N/A | N/A | N/A | N/A | N/A | N/A | N/A | N/A | N/A | N/A | N/A | 14.023
Bioenergy | Electric Engagement | TWh | Supply | Power Generation | Biomass | Energy crops |  |  |  |  | N/A | N/A | N/A | N/A | N/A | N/A | N/A | N/A | N/A | N/A | N/A | N/A | N/A | N/A | N/A | N/A | N/A | N/A | N/A | N/A | N/A | N/A | N/A | N/A | N/A | N/A | N/A | 2.3869
Bioenergy | Electric Engagement | TWh | Supply | Power Generation | Biomass | Biomass imports |  |  |  |  | N/A | N/A | N/A | N/A | N/A | N/A | N/A | N/A | N/A | N/A | N/A | N/A | N/A | N/A | N/A | N/A | N/A | N/A | N/A | N/A | N/A | N/A | N/A | N/A | N/A | N/A | N/A | 45.033
Bioenergy | Electric Engagement | TWh | Supply | Domestic | BioLPG | Energy crops |  |  |  |  | N/A | N/A | N/A | N/A | N/A | N/A | N/A | N/A | N/A | N/A | N/A | N/A | N/A | N/A | N/A | N/A | N/A | N/A | N/A | N/A | N/A | N/A | N/A | N/A | N/A | N/A | N/A | 2.8559
Bioenergy | Electric Engagement | TWh | Supply | Domestic | BioLPG | MSW, C&I (biogenic) |  |  |  |  | N/A | N/A | N/A | N/A | N/A | N/A | N/A | N/A | N/A | N/A | N/A | N/A | N/A | N/A | N/A | N/A | N/A | N/A | N/A | N/A | N/A | N/A | N/A | N/A | N/A | N/A | N/A | 0
Bioenergy | Electric Engagement | TWh | Supply | Domestic | Biomass | Forest residues |  |  |  |  | N/A | N/A | N/A | N/A | N/A | N/A | N/A | N/A | N/A | N/A | N/A | N/A | N/A | N/A | N/A | N/A | N/A | N/A | N/A | N/A | N/A | N/A | N/A | N/A | N/A | N/A | N/A | 0.95921
Bioenergy | Electric Engagement | TWh | Supply | Domestic | Biomass | Agri residues |  |  |  |  | N/A | N/A | N/A | N/A | N/A | N/A | N/A | N/A | N/A | N/A | N/A | N/A | N/A | N/A | N/A | N/A | N/A | N/A | N/A | N/A | N/A | N/A | N/A | N/A | N/A | N/A | N/A | 0.27444
Bioenergy | Electric Engagement | TWh | Supply | Domestic | Biomass | Waste wood |  |  |  |  | N/A | N/A | N/A | N/A | N/A | N/A | N/A | N/A | N/A | N/A | N/A | N/A | N/A | N/A | N/A | N/A | N/A | N/A | N/A | N/A | N/A | N/A | N/A | N/A | N/A | N/A | N/A | 0.33317
Bioenergy | Electric Engagement | TWh | Supply | Domestic | Biomass | Energy crops |  |  |  |  | N/A | N/A | N/A | N/A | N/A | N/A | N/A | N/A | N/A | N/A | N/A | N/A | N/A | N/A | N/A | N/A | N/A | N/A | N/A | N/A | N/A | N/A | N/A | N/A | N/A | N/A | N/A | 0.05671
Bioenergy | Electric Engagement | TWh | Supply | Domestic | Biomass | Biomass imports |  |  |  |  | N/A | N/A | N/A | N/A | N/A | N/A | N/A | N/A | N/A | N/A | N/A | N/A | N/A | N/A | N/A | N/A | N/A | N/A | N/A | N/A | N/A | N/A | N/A | N/A | N/A | N/A | N/A | 1.0699
Bioenergy | Electric Engagement | TWh | Supply | Domestic | Biomethane | Biogas |  |  |  |  | N/A | N/A | N/A | N/A | N/A | N/A | N/A | N/A | N/A | N/A | N/A | N/A | N/A | N/A | N/A | N/A | N/A | N/A | N/A | N/A | N/A | N/A | N/A | N/A | N/A | N/A | N/A | 3.2233
Bioenergy | Electric Engagement | TWh | Supply | Domestic | Biomethane | MSW, C&I (biogenic) |  |  |  |  | N/A | N/A | N/A | N/A | N/A | N/A | N/A | N/A | N/A | N/A | N/A | N/A | N/A | N/A | N/A | N/A | N/A | N/A | N/A | N/A | N/A | N/A | N/A | N/A | N/A | N/A | N/A | 0
Bioenergy | Electric Engagement | TWh | Supply | Domestic | Biomethane | Forest residues |  |  |  |  | N/A | N/A | N/A | N/A | N/A | N/A | N/A | N/A | N/A | N/A | N/A | N/A | N/A | N/A | N/A | N/A | N/A | N/A | N/A | N/A | N/A | N/A | N/A | N/A | N/A | N/A | N/A | 0
Bioenergy | Electric Engagement | TWh | Supply | Domestic | Biomethane | Energy crops |  |  |  |  | N/A | N/A | N/A | N/A | N/A | N/A | N/A | N/A | N/A | N/A | N/A | N/A | N/A | N/A | N/A | N/A | N/A | N/A | N/A | N/A | N/A | N/A | N/A | N/A | N/A | N/A | N/A | 0
Bioenergy | Electric Engagement | TWh | Supply | Domestic | Biomethane | Agri residues |  |  |  |  | N/A | N/A | N/A | N/A | N/A | N/A | N/A | N/A | N/A | N/A | N/A | N/A | N/A | N/A | N/A | N/A | N/A | N/A | N/A | N/A | N/A | N/A | N/A | N/A | N/A | N/A | N/A | 0
Bioenergy | Electric Engagement | TWh | Supply | Domestic | Biomethane | Waste wood |  |  |  |  | N/A | N/A | N/A | N/A | N/A | N/A | N/A | N/A | N/A | N/A | N/A | N/A | N/A | N/A | N/A | N/A | N/A | N/A | N/A | N/A | N/A | N/A | N/A | N/A | N/A | N/A | N/A | 0
Bioenergy | Electric Engagement | TWh | Supply | Industrial | BioLPG | Energy crops |  |  |  |  | N/A | N/A | N/A | N/A | N/A | N/A | N/A | N/A | N/A | N/A | N/A | N/A | N/A | N/A | N/A | N/A | N/A | N/A | N/A | N/A | N/A | N/A | N/A | N/A | N/A | N/A | N/A | 0.16393
Bioenergy | Electric Engagement | TWh | Supply | Industrial | BioLPG | MSW, C&I (biogenic) |  |  |  |  | N/A | N/A | N/A | N/A | N/A | N/A | N/A | N/A | N/A | N/A | N/A | N/A | N/A | N/A | N/A | N/A | N/A | N/A | N/A | N/A | N/A | N/A | N/A | N/A | N/A | N/A | N/A | 0
Bioenergy | Electric Engagement | TWh | Supply | Industrial | Biomass | Forest residues |  |  |  |  | N/A | N/A | N/A | N/A | N/A | N/A | N/A | N/A | N/A | N/A | N/A | N/A | N/A | N/A | N/A | N/A | N/A | N/A | N/A | N/A | N/A | N/A | N/A | N/A | N/A | N/A | N/A | 0.2125
Bioenergy | Electric Engagement | TWh | Supply | Industrial | Biomass | Agri residues |  |  |  |  | N/A | N/A | N/A | N/A | N/A | N/A | N/A | N/A | N/A | N/A | N/A | N/A | N/A | N/A | N/A | N/A | N/A | N/A | N/A | N/A | N/A | N/A | N/A | N/A | N/A | N/A | N/A | 0.060797
Bioenergy | Electric Engagement | TWh | Supply | Industrial | Biomass | Waste wood |  |  |  |  | N/A | N/A | N/A | N/A | N/A | N/A | N/A | N/A | N/A | N/A | N/A | N/A | N/A | N/A | N/A | N/A | N/A | N/A | N/A | N/A | N/A | N/A | N/A | N/A | N/A | N/A | N/A | 0.073809
Bioenergy | Electric Engagement | TWh | Supply | Industrial | Biomass | Energy crops |  |  |  |  | N/A | N/A | N/A | N/A | N/A | N/A | N/A | N/A | N/A | N/A | N/A | N/A | N/A | N/A | N/A | N/A | N/A | N/A | N/A | N/A | N/A | N/A | N/A | N/A | N/A | N/A | N/A | 0.012563
Bioenergy | Electric Engagement | TWh | Supply | Industrial | Biomass | Biomass imports |  |  |  |  | N/A | N/A | N/A | N/A | N/A | N/A | N/A | N/A | N/A | N/A | N/A | N/A | N/A | N/A | N/A | N/A | N/A | N/A | N/A | N/A | N/A | N/A | N/A | N/A | N/A | N/A | N/A | 0.23703
Bioenergy | Electric Engagement | TWh | Supply | Industrial | Biomethane | Biogas |  |  |  |  | N/A | N/A | N/A | N/A | N/A | N/A | N/A | N/A | N/A | N/A | N/A | N/A | N/A | N/A | N/A | N/A | N/A | N/A | N/A | N/A | N/A | N/A | N/A | N/A | N/A | N/A | N/A | 0.23257
Bioenergy | Electric Engagement | TWh | Supply | Industrial | Biomethane | Forest residues |  |  |  |  | N/A | N/A | N/A | N/A | N/A | N/A | N/A | N/A | N/A | N/A | N/A | N/A | N/A | N/A | N/A | N/A | N/A | N/A | N/A | N/A | N/A | N/A | N/A | N/A | N/A | N/A | N/A | 0
Bioenergy | Electric Engagement | TWh | Supply | Industrial | Biomethane | Energy crops |  |  |  |  | N/A | N/A | N/A | N/A | N/A | N/A | N/A | N/A | N/A | N/A | N/A | N/A | N/A | N/A | N/A | N/A | N/A | N/A | N/A | N/A | N/A | N/A | N/A | N/A | N/A | N/A | N/A | 0
Bioenergy | Electric Engagement | TWh | Supply | Industrial | Biomethane | Agri residues |  |  |  |  | N/A | N/A | N/A | N/A | N/A | N/A | N/A | N/A | N/A | N/A | N/A | N/A | N/A | N/A | N/A | N/A | N/A | N/A | N/A | N/A | N/A | N/A | N/A | N/A | N/A | N/A | N/A | 0
Bioenergy | Electric Engagement | TWh | Supply | Industrial | Biomethane | Waste wood |  |  |  |  | N/A | N/A | N/A | N/A | N/A | N/A | N/A | N/A | N/A | N/A | N/A | N/A | N/A | N/A | N/A | N/A | N/A | N/A | N/A | N/A | N/A | N/A | N/A | N/A | N/A | N/A | N/A | 0
Bioenergy | Electric Engagement | TWh | Supply | Industrial | Biomethane | MSW, C&I (biogenic) |  |  |  |  | N/A | N/A | N/A | N/A | N/A | N/A | N/A | N/A | N/A | N/A | N/A | N/A | N/A | N/A | N/A | N/A | N/A | N/A | N/A | N/A | N/A | N/A | N/A | N/A | N/A | N/A | N/A | 0
Bioenergy | Electric Engagement | TWh | Supply | Commercial | BioLPG | Energy crops |  |  |  |  | N/A | N/A | N/A | N/A | N/A | N/A | N/A | N/A | N/A | N/A | N/A | N/A | N/A | N/A | N/A | N/A | N/A | N/A | N/A | N/A | N/A | N/A | N/A | N/A | N/A | N/A | N/A | 1.1256
Bioenergy | Electric Engagement | TWh | Supply | Commercial | BioLPG | MSW, C&I (biogenic) |  |  |  |  | N/A | N/A | N/A | N/A | N/A | N/A | N/A | N/A | N/A | N/A | N/A | N/A | N/A | N/A | N/A | N/A | N/A | N/A | N/A | N/A | N/A | N/A | N/A | N/A | N/A | N/A | N/A | 0
Bioenergy | Electric Engagement | TWh | Supply | Commercial | Biomass | Forest residues |  |  |  |  | N/A | N/A | N/A | N/A | N/A | N/A | N/A | N/A | N/A | N/A | N/A | N/A | N/A | N/A | N/A | N/A | N/A | N/A | N/A | N/A | N/A | N/A | N/A | N/A | N/A | N/A | N/A | 1.013
Bioenergy | Electric Engagement | TWh | Supply | Commercial | Biomass | Agri residues |  |  |  |  | N/A | N/A | N/A | N/A | N/A | N/A | N/A | N/A | N/A | N/A | N/A | N/A | N/A | N/A | N/A | N/A | N/A | N/A | N/A | N/A | N/A | N/A | N/A | N/A | N/A | N/A | N/A | 0.28982
Bioenergy | Electric Engagement | TWh | Supply | Commercial | Biomass | Waste wood |  |  |  |  | N/A | N/A | N/A | N/A | N/A | N/A | N/A | N/A | N/A | N/A | N/A | N/A | N/A | N/A | N/A | N/A | N/A | N/A | N/A | N/A | N/A | N/A | N/A | N/A | N/A | N/A | N/A | 0.35185
Bioenergy | Electric Engagement | TWh | Supply | Commercial | Biomass | Energy crops |  |  |  |  | N/A | N/A | N/A | N/A | N/A | N/A | N/A | N/A | N/A | N/A | N/A | N/A | N/A | N/A | N/A | N/A | N/A | N/A | N/A | N/A | N/A | N/A | N/A | N/A | N/A | N/A | N/A | 0.059889
Bioenergy | Electric Engagement | TWh | Supply | Commercial | Biomass | Biomass imports |  |  |  |  | N/A | N/A | N/A | N/A | N/A | N/A | N/A | N/A | N/A | N/A | N/A | N/A | N/A | N/A | N/A | N/A | N/A | N/A | N/A | N/A | N/A | N/A | N/A | N/A | N/A | N/A | N/A | 1.1299
Bioenergy | Electric Engagement | TWh | Supply | Commercial | Biomethane | Biogas |  |  |  |  | N/A | N/A | N/A | N/A | N/A | N/A | N/A | N/A | N/A | N/A | N/A | N/A | N/A | N/A | N/A | N/A | N/A | N/A | N/A | N/A | N/A | N/A | N/A | N/A | N/A | N/A | N/A | 1.5798
Bioenergy | Electric Engagement | TWh | Supply | Commercial | Biomethane | MSW, C&I (biogenic) |  |  |  |  | N/A | N/A | N/A | N/A | N/A | N/A | N/A | N/A | N/A | N/A | N/A | N/A | N/A | N/A | N/A | N/A | N/A | N/A | N/A | N/A | N/A | N/A | N/A | N/A | N/A | N/A | N/A | 0
Bioenergy | Electric Engagement | TWh | Supply | Commercial | Biomethane | Forest residues |  |  |  |  | N/A | N/A | N/A | N/A | N/A | N/A | N/A | N/A | N/A | N/A | N/A | N/A | N/A | N/A | N/A | N/A | N/A | N/A | N/A | N/A | N/A | N/A | N/A | N/A | N/A | N/A | N/A | 0
Bioenergy | Electric Engagement | TWh | Supply | Commercial | Biomethane | Energy crops |  |  |  |  | N/A | N/A | N/A | N/A | N/A | N/A | N/A | N/A | N/A | N/A | N/A | N/A | N/A | N/A | N/A | N/A | N/A | N/A | N/A | N/A | N/A | N/A | N/A | N/A | N/A | N/A | N/A | 0
Bioenergy | Electric Engagement | TWh | Supply | Commercial | Biomethane | Agri residues |  |  |  |  | N/A | N/A | N/A | N/A | N/A | N/A | N/A | N/A | N/A | N/A | N/A | N/A | N/A | N/A | N/A | N/A | N/A | N/A | N/A | N/A | N/A | N/A | N/A | N/A | N/A | N/A | N/A | 0
Bioenergy | Electric Engagement | TWh | Supply | Commercial | Biomethane | Waste wood |  |  |  |  | N/A | N/A | N/A | N/A | N/A | N/A | N/A | N/A | N/A | N/A | N/A | N/A | N/A | N/A | N/A | N/A | N/A | N/A | N/A | N/A | N/A | N/A | N/A | N/A | N/A | N/A | N/A | 0
Bioenergy | Electric Engagement | TWh | Supply | Road Transport | Biodiesel | Waste biodiesel, bioethanol |  |  |  |  | N/A | N/A | N/A | N/A | N/A | N/A | N/A | N/A | N/A | N/A | N/A | N/A | N/A | N/A | N/A | N/A | N/A | N/A | N/A | N/A | N/A | N/A | N/A | N/A | N/A | N/A | N/A | 0
Bioenergy | Electric Engagement | TWh | Supply | Road Transport | Biodiesel | Forest residues |  |  |  |  | N/A | N/A | N/A | N/A | N/A | N/A | N/A | N/A | N/A | N/A | N/A | N/A | N/A | N/A | N/A | N/A | N/A | N/A | N/A | N/A | N/A | N/A | N/A | N/A | N/A | N/A | N/A | 0
Bioenergy | Electric Engagement | TWh | Supply | Road Transport | Biodiesel | Agri residues |  |  |  |  | N/A | N/A | N/A | N/A | N/A | N/A | N/A | N/A | N/A | N/A | N/A | N/A | N/A | N/A | N/A | N/A | N/A | N/A | N/A | N/A | N/A | N/A | N/A | N/A | N/A | N/A | N/A | 0
Bioenergy | Electric Engagement | TWh | Supply | Road Transport | Biodiesel | Waste wood |  |  |  |  | N/A | N/A | N/A | N/A | N/A | N/A | N/A | N/A | N/A | N/A | N/A | N/A | N/A | N/A | N/A | N/A | N/A | N/A | N/A | N/A | N/A | N/A | N/A | N/A | N/A | N/A | N/A | 0
Bioenergy | Electric Engagement | TWh | Supply | Road Transport | Biodiesel/bioethanol | Waste biodiesel, bioethanol |  |  |  |  | N/A | N/A | N/A | N/A | N/A | N/A | N/A | N/A | N/A | N/A | N/A | N/A | N/A | N/A | N/A | N/A | N/A | N/A | N/A | N/A | N/A | N/A | N/A | N/A | N/A | N/A | N/A | 0.11932
Bioenergy | Electric Engagement | TWh | Supply | Road Transport | Biodiesel/bioethanol | Energy crops |  |  |  |  | N/A | N/A | N/A | N/A | N/A | N/A | N/A | N/A | N/A | N/A | N/A | N/A | N/A | N/A | N/A | N/A | N/A | N/A | N/A | N/A | N/A | N/A | N/A | N/A | N/A | N/A | N/A | 0
Bioenergy | Electric Engagement | TWh | Supply | Road Transport | Biomethane | Biogas |  |  |  |  | N/A | N/A | N/A | N/A | N/A | N/A | N/A | N/A | N/A | N/A | N/A | N/A | N/A | N/A | N/A | N/A | N/A | N/A | N/A | N/A | N/A | N/A | N/A | N/A | N/A | N/A | N/A | 0
Bioenergy | Electric Engagement | TWh | Supply | Aviation | Biojet fuel (from Biomass) | Biofuel imports |  |  |  |  | N/A | N/A | N/A | N/A | N/A | N/A | N/A | N/A | N/A | N/A | N/A | N/A | N/A | N/A | N/A | N/A | N/A | N/A | N/A | N/A | N/A | N/A | N/A | N/A | N/A | N/A | N/A | 4.7
Bioenergy | Electric Engagement | TWh | Supply | Aviation | Biojet fuel (from Biomass) | Forest residues |  |  |  |  | N/A | N/A | N/A | N/A | N/A | N/A | N/A | N/A | N/A | N/A | N/A | N/A | N/A | N/A | N/A | N/A | N/A | N/A | N/A | N/A | N/A | N/A | N/A | N/A | N/A | N/A | N/A | 0
Bioenergy | Electric Engagement | TWh | Supply | Aviation | Biojet fuel (from Biomass) | Waste wood |  |  |  |  | N/A | N/A | N/A | N/A | N/A | N/A | N/A | N/A | N/A | N/A | N/A | N/A | N/A | N/A | N/A | N/A | N/A | N/A | N/A | N/A | N/A | N/A | N/A | N/A | N/A | N/A | N/A | 0
Bioenergy | Electric Engagement | TWh | Supply | Aviation | Biojet fuel (from Biomass) | Biomass imports |  |  |  |  | N/A | N/A | N/A | N/A | N/A | N/A | N/A | N/A | N/A | N/A | N/A | N/A | N/A | N/A | N/A | N/A | N/A | N/A | N/A | N/A | N/A | N/A | N/A | N/A | N/A | N/A | N/A | 2.5447
Bioenergy | Electric Engagement | TWh | Supply | Aviation | Biojet fuel (from Biomass) | Agri residues |  |  |  |  | N/A | N/A | N/A | N/A | N/A | N/A | N/A | N/A | N/A | N/A | N/A | N/A | N/A | N/A | N/A | N/A | N/A | N/A | N/A | N/A | N/A | N/A | N/A | N/A | N/A | N/A | N/A | 0
Bioenergy | Electric Engagement | TWh | Supply | Aviation | Biojet fuel (from Biomass) | Energy crops |  |  |  |  | N/A | N/A | N/A | N/A | N/A | N/A | N/A | N/A | N/A | N/A | N/A | N/A | N/A | N/A | N/A | N/A | N/A | N/A | N/A | N/A | N/A | N/A | N/A | N/A | N/A | N/A | N/A | 17.4825
Bioenergy | Electric Engagement | TWh | Supply | Aviation | Biojet fuel (from waste) | MSW, C&I (biogenic) |  |  |  |  | N/A | N/A | N/A | N/A | N/A | N/A | N/A | N/A | N/A | N/A | N/A | N/A | N/A | N/A | N/A | N/A | N/A | N/A | N/A | N/A | N/A | N/A | N/A | N/A | N/A | N/A | N/A | 9.1718
Bioenergy | Electric Engagement | TWh | Supply | Hydrogen Production | Biomass | Forest residues |  |  |  |  | N/A | N/A | N/A | N/A | N/A | N/A | N/A | N/A | N/A | N/A | N/A | N/A | N/A | N/A | N/A | N/A | N/A | N/A | N/A | N/A | N/A | N/A | N/A | N/A | N/A | N/A | N/A | 0
Bioenergy | Electric Engagement | TWh | Supply | Hydrogen Production | Biomass | Agri residues |  |  |  |  | N/A | N/A | N/A | N/A | N/A | N/A | N/A | N/A | N/A | N/A | N/A | N/A | N/A | N/A | N/A | N/A | N/A | N/A | N/A | N/A | N/A | N/A | N/A | N/A | N/A | N/A | N/A | 0
Bioenergy | Electric Engagement | TWh | Supply | Hydrogen Production | Biomass | Waste wood |  |  |  |  | N/A | N/A | N/A | N/A | N/A | N/A | N/A | N/A | N/A | N/A | N/A | N/A | N/A | N/A | N/A | N/A | N/A | N/A | N/A | N/A | N/A | N/A | N/A | N/A | N/A | N/A | N/A | 0
Bioenergy | Electric Engagement | TWh | Supply | Hydrogen Production | Biomass | Energy crops |  |  |  |  | N/A | N/A | N/A | N/A | N/A | N/A | N/A | N/A | N/A | N/A | N/A | N/A | N/A | N/A | N/A | N/A | N/A | N/A | N/A | N/A | N/A | N/A | N/A | N/A | N/A | N/A | N/A | 0
Bioenergy | Electric Engagement | TWh | Supply | Hydrogen Production | Biomass | Biomass imports |  |  |  |  | N/A | N/A | N/A | N/A | N/A | N/A | N/A | N/A | N/A | N/A | N/A | N/A | N/A | N/A | N/A | N/A | N/A | N/A | N/A | N/A | N/A | N/A | N/A | N/A | N/A | N/A | N/A | 0
Bioenergy | Electric Engagement | TWh | Supply | Greengas Blending | Biomethane | Biogas |  |  |  |  | N/A | N/A | N/A | N/A | N/A | N/A | N/A | N/A | N/A | N/A | N/A | N/A | N/A | N/A | N/A | N/A | N/A | N/A | N/A | N/A | N/A | N/A | N/A | N/A | N/A | N/A | N/A | 0
Bioenergy | Electric Engagement | TWh | Supply | Greengas Blending | Biomethane | Forest residues |  |  |  |  | N/A | N/A | N/A | N/A | N/A | N/A | N/A | N/A | N/A | N/A | N/A | N/A | N/A | N/A | N/A | N/A | N/A | N/A | N/A | N/A | N/A | N/A | N/A | N/A | N/A | N/A | N/A | 0
Bioenergy | Electric Engagement | TWh | Supply | Greengas Blending | Biomethane | Energy crops |  |  |  |  | N/A | N/A | N/A | N/A | N/A | N/A | N/A | N/A | N/A | N/A | N/A | N/A | N/A | N/A | N/A | N/A | N/A | N/A | N/A | N/A | N/A | N/A | N/A | N/A | N/A | N/A | N/A | 0
Bioenergy | Electric Engagement | TWh | Supply | Greengas Blending | Biomethane | MSW, C&I (biogenic) |  |  |  |  | N/A | N/A | N/A | N/A | N/A | N/A | N/A | N/A | N/A | N/A | N/A | N/A | N/A | N/A | N/A | N/A | N/A | N/A | N/A | N/A | N/A | N/A | N/A | N/A | N/A | N/A | N/A | 0
Bioenergy | Electric Engagement | TWh | Supply | Greengas Blending | Biomethane | Agri residues |  |  |  |  | N/A | N/A | N/A | N/A | N/A | N/A | N/A | N/A | N/A | N/A | N/A | N/A | N/A | N/A | N/A | N/A | N/A | N/A | N/A | N/A | N/A | N/A | N/A | N/A | N/A | N/A | N/A | 0
Bioenergy | Electric Engagement | TWh | Supply | Greengas Blending | Biomethane | Waste wood |  |  |  |  | N/A | N/A | N/A | N/A | N/A | N/A | N/A | N/A | N/A | N/A | N/A | N/A | N/A | N/A | N/A | N/A | N/A | N/A | N/A | N/A | N/A | N/A | N/A | N/A | N/A | N/A | N/A | 0
Bioenergy | Electric Engagement | TWh | Supply | Waste | Waste | MSW, C&I (biogenic) |  |  |  |  | N/A | N/A | N/A | N/A | N/A | N/A | N/A | N/A | N/A | N/A | N/A | N/A | N/A | N/A | N/A | N/A | N/A | N/A | N/A | N/A | N/A | N/A | N/A | N/A | N/A | N/A | N/A | 13.465
Bioenergy | Electric Engagement | TWh | Supply | Shipping | Biodiesel/bioethanol | Waste biodiesel, bioethanol |  |  |  |  | N/A | N/A | N/A | N/A | N/A | N/A | N/A | N/A | N/A | N/A | N/A | N/A | N/A | N/A | N/A | N/A | N/A | N/A | N/A | N/A | N/A | N/A | N/A | N/A | N/A | N/A | N/A | 1.7145
Bioenergy | Electric Engagement | TWh | Supply | Shipping | Biodiesel/bioethanol | Forest residues |  |  |  |  | N/A | N/A | N/A | N/A | N/A | N/A | N/A | N/A | N/A | N/A | N/A | N/A | N/A | N/A | N/A | N/A | N/A | N/A | N/A | N/A | N/A | N/A | N/A | N/A | N/A | N/A | N/A | 0
Bioenergy | Electric Engagement | TWh | Supply | Shipping | Biodiesel/bioethanol | Agri residues |  |  |  |  | N/A | N/A | N/A | N/A | N/A | N/A | N/A | N/A | N/A | N/A | N/A | N/A | N/A | N/A | N/A | N/A | N/A | N/A | N/A | N/A | N/A | N/A | N/A | N/A | N/A | N/A | N/A | 0
Bioenergy | Electric Engagement | TWh | Supply | Shipping | Biodiesel/bioethanol | Waste wood |  |  |  |  | N/A | N/A | N/A | N/A | N/A | N/A | N/A | N/A | N/A | N/A | N/A | N/A | N/A | N/A | N/A | N/A | N/A | N/A | N/A | N/A | N/A | N/A | N/A | N/A | N/A | N/A | N/A | 0
Bioenergy | Electric Engagement | TWh | Supply | Shipping | Bioethanol | Waste biodiesel, bioethanol |  |  |  |  | N/A | N/A | N/A | N/A | N/A | N/A | N/A | N/A | N/A | N/A | N/A | N/A | N/A | N/A | N/A | N/A | N/A | N/A | N/A | N/A | N/A | N/A | N/A | N/A | N/A | N/A | N/A | 0
Bioenergy | Electric Engagement | TWh | Supply | Shipping | Bioethanol | Energy crops |  |  |  |  | N/A | N/A | N/A | N/A | N/A | N/A | N/A | N/A | N/A | N/A | N/A | N/A | N/A | N/A | N/A | N/A | N/A | N/A | N/A | N/A | N/A | N/A | N/A | N/A | N/A | N/A | N/A | 0
Bioenergy | Electric Engagement | TWh | Supply | Industry (non-space heating) | Biomass | Biomass imports |  |  |  |  | N/A | N/A | N/A | N/A | N/A | N/A | N/A | N/A | N/A | N/A | N/A | N/A | N/A | N/A | N/A | N/A | N/A | N/A | N/A | N/A | N/A | N/A | N/A | N/A | N/A | N/A | N/A | 5.357
Bioenergy | Electric Engagement | TWh | Supply | Industry (non-space heating) | Biomass | Forest residues |  |  |  |  | N/A | N/A | N/A | N/A | N/A | N/A | N/A | N/A | N/A | N/A | N/A | N/A | N/A | N/A | N/A | N/A | N/A | N/A | N/A | N/A | N/A | N/A | N/A | N/A | N/A | N/A | N/A | 4.8026
Bioenergy | Electric Engagement | TWh | Supply | Industry (non-space heating) | Biomass | Agri residues |  |  |  |  | N/A | N/A | N/A | N/A | N/A | N/A | N/A | N/A | N/A | N/A | N/A | N/A | N/A | N/A | N/A | N/A | N/A | N/A | N/A | N/A | N/A | N/A | N/A | N/A | N/A | N/A | N/A | 1.3741
Bioenergy | Electric Engagement | TWh | Supply | Industry (non-space heating) | Biomass | Waste wood |  |  |  |  | N/A | N/A | N/A | N/A | N/A | N/A | N/A | N/A | N/A | N/A | N/A | N/A | N/A | N/A | N/A | N/A | N/A | N/A | N/A | N/A | N/A | N/A | N/A | N/A | N/A | N/A | N/A | 1.6681
Bioenergy | Electric Engagement | TWh | Supply | Industry (non-space heating) | Biomass | Energy crops |  |  |  |  | N/A | N/A | N/A | N/A | N/A | N/A | N/A | N/A | N/A | N/A | N/A | N/A | N/A | N/A | N/A | N/A | N/A | N/A | N/A | N/A | N/A | N/A | N/A | N/A | N/A | N/A | N/A | 0.28394
Bioenergy | Electric Engagement | TWh | Supply | Agriculture | Bioethanol | Waste biodiesel, bioethanol |  |  |  |  | N/A | N/A | N/A | N/A | N/A | N/A | N/A | N/A | N/A | N/A | N/A | N/A | N/A | N/A | N/A | N/A | N/A | N/A | N/A | N/A | N/A | N/A | N/A | N/A | N/A | N/A | N/A | 0
Bioenergy | Electric Engagement | TWh | Supply | Agriculture | Bioethanol | Energy crops |  |  |  |  | N/A | N/A | N/A | N/A | N/A | N/A | N/A | N/A | N/A | N/A | N/A | N/A | N/A | N/A | N/A | N/A | N/A | N/A | N/A | N/A | N/A | N/A | N/A | N/A | N/A | N/A | N/A | 0
Bioenergy | Electric Engagement | TWh | Supply | Agriculture | Biodiesel/bioethanol | Waste biodiesel, bioethanol |  |  |  |  | N/A | N/A | N/A | N/A | N/A | N/A | N/A | N/A | N/A | N/A | N/A | N/A | N/A | N/A | N/A | N/A | N/A | N/A | N/A | N/A | N/A | N/A | N/A | N/A | N/A | N/A | N/A | -0.0049124
Bioenergy | Electric Engagement | TWh | Supply | Agriculture | Biodiesel/bioethanol | Forest residues |  |  |  |  | N/A | N/A | N/A | N/A | N/A | N/A | N/A | N/A | N/A | N/A | N/A | N/A | N/A | N/A | N/A | N/A | N/A | N/A | N/A | N/A | N/A | N/A | N/A | N/A | N/A | N/A | N/A | 0
Bioenergy | Electric Engagement | TWh | Supply | Agriculture | Biodiesel/bioethanol | Agri residues |  |  |  |  | N/A | N/A | N/A | N/A | N/A | N/A | N/A | N/A | N/A | N/A | N/A | N/A | N/A | N/A | N/A | N/A | N/A | N/A | N/A | N/A | N/A | N/A | N/A | N/A | N/A | N/A | N/A | 0
Bioenergy | Electric Engagement | TWh | Supply | Agriculture | Biodiesel/bioethanol | Waste wood |  |  |  |  | N/A | N/A | N/A | N/A | N/A | N/A | N/A | N/A | N/A | N/A | N/A | N/A | N/A | N/A | N/A | N/A | N/A | N/A | N/A | N/A | N/A | N/A | N/A | N/A | N/A | N/A | N/A | 0
Bioenergy | Hydrogen Evolution | TWh | Supply | Waste | Waste | MSW, C&I (biogenic) |  |  |  |  | N/A | N/A | N/A | N/A | N/A | N/A | N/A | N/A | N/A | N/A | N/A | N/A | N/A | N/A | N/A | N/A | N/A | N/A | N/A | N/A | N/A | N/A | N/A | N/A | N/A | N/A | N/A | 0
Bioenergy | Hydrogen Evolution | TWh | Supply | Power Generation | Biomass | Forest residues |  |  |  |  | N/A | N/A | N/A | N/A | N/A | N/A | N/A | N/A | N/A | N/A | N/A | N/A | N/A | N/A | N/A | N/A | N/A | N/A | N/A | N/A | N/A | N/A | N/A | N/A | N/A | N/A | N/A | 25.2786
Bioenergy | Hydrogen Evolution | TWh | Supply | Power Generation | Biomass | Agri residues |  |  |  |  | N/A | N/A | N/A | N/A | N/A | N/A | N/A | N/A | N/A | N/A | N/A | N/A | N/A | N/A | N/A | N/A | N/A | N/A | N/A | N/A | N/A | N/A | N/A | N/A | N/A | N/A | N/A | 0
Bioenergy | Hydrogen Evolution | TWh | Supply | Power Generation | Biomass | Waste wood |  |  |  |  | N/A | N/A | N/A | N/A | N/A | N/A | N/A | N/A | N/A | N/A | N/A | N/A | N/A | N/A | N/A | N/A | N/A | N/A | N/A | N/A | N/A | N/A | N/A | N/A | N/A | N/A | N/A | 10.4166
Bioenergy | Hydrogen Evolution | TWh | Supply | Power Generation | Biomass | Energy crops |  |  |  |  | N/A | N/A | N/A | N/A | N/A | N/A | N/A | N/A | N/A | N/A | N/A | N/A | N/A | N/A | N/A | N/A | N/A | N/A | N/A | N/A | N/A | N/A | N/A | N/A | N/A | N/A | N/A | 0
Bioenergy | Hydrogen Evolution | TWh | Supply | Power Generation | Biomass | Biomass imports |  |  |  |  | N/A | N/A | N/A | N/A | N/A | N/A | N/A | N/A | N/A | N/A | N/A | N/A | N/A | N/A | N/A | N/A | N/A | N/A | N/A | N/A | N/A | N/A | N/A | N/A | N/A | N/A | N/A | 1.5408
Bioenergy | Hydrogen Evolution | TWh | Supply | Domestic | BioLPG | Energy crops |  |  |  |  | N/A | N/A | N/A | N/A | N/A | N/A | N/A | N/A | N/A | N/A | N/A | N/A | N/A | N/A | N/A | N/A | N/A | N/A | N/A | N/A | N/A | N/A | N/A | N/A | N/A | N/A | N/A | 2.9239
Bioenergy | Hydrogen Evolution | TWh | Supply | Domestic | BioLPG | MSW, C&I (biogenic) |  |  |  |  | N/A | N/A | N/A | N/A | N/A | N/A | N/A | N/A | N/A | N/A | N/A | N/A | N/A | N/A | N/A | N/A | N/A | N/A | N/A | N/A | N/A | N/A | N/A | N/A | N/A | N/A | N/A | 0
Bioenergy | Hydrogen Evolution | TWh | Supply | Domestic | Biomass | Forest residues |  |  |  |  | N/A | N/A | N/A | N/A | N/A | N/A | N/A | N/A | N/A | N/A | N/A | N/A | N/A | N/A | N/A | N/A | N/A | N/A | N/A | N/A | N/A | N/A | N/A | N/A | N/A | N/A | N/A | 1.8062
Bioenergy | Hydrogen Evolution | TWh | Supply | Domestic | Biomass | Agri residues |  |  |  |  | N/A | N/A | N/A | N/A | N/A | N/A | N/A | N/A | N/A | N/A | N/A | N/A | N/A | N/A | N/A | N/A | N/A | N/A | N/A | N/A | N/A | N/A | N/A | N/A | N/A | N/A | N/A | 0
Bioenergy | Hydrogen Evolution | TWh | Supply | Domestic | Biomass | Waste wood |  |  |  |  | N/A | N/A | N/A | N/A | N/A | N/A | N/A | N/A | N/A | N/A | N/A | N/A | N/A | N/A | N/A | N/A | N/A | N/A | N/A | N/A | N/A | N/A | N/A | N/A | N/A | N/A | N/A | 0.74429
Bioenergy | Hydrogen Evolution | TWh | Supply | Domestic | Biomass | Energy crops |  |  |  |  | N/A | N/A | N/A | N/A | N/A | N/A | N/A | N/A | N/A | N/A | N/A | N/A | N/A | N/A | N/A | N/A | N/A | N/A | N/A | N/A | N/A | N/A | N/A | N/A | N/A | N/A | N/A | 0
Bioenergy | Hydrogen Evolution | TWh | Supply | Domestic | Biomass | Biomass imports |  |  |  |  | N/A | N/A | N/A | N/A | N/A | N/A | N/A | N/A | N/A | N/A | N/A | N/A | N/A | N/A | N/A | N/A | N/A | N/A | N/A | N/A | N/A | N/A | N/A | N/A | N/A | N/A | N/A | 0.11009
Bioenergy | Hydrogen Evolution | TWh | Supply | Domestic | Biomethane | Biogas |  |  |  |  | N/A | N/A | N/A | N/A | N/A | N/A | N/A | N/A | N/A | N/A | N/A | N/A | N/A | N/A | N/A | N/A | N/A | N/A | N/A | N/A | N/A | N/A | N/A | N/A | N/A | N/A | N/A | 0.71638
Bioenergy | Hydrogen Evolution | TWh | Supply | Domestic | Biomethane | MSW, C&I (biogenic) |  |  |  |  | N/A | N/A | N/A | N/A | N/A | N/A | N/A | N/A | N/A | N/A | N/A | N/A | N/A | N/A | N/A | N/A | N/A | N/A | N/A | N/A | N/A | N/A | N/A | N/A | N/A | N/A | N/A | 0.71776
Bioenergy | Hydrogen Evolution | TWh | Supply | Domestic | Biomethane | Forest residues |  |  |  |  | N/A | N/A | N/A | N/A | N/A | N/A | N/A | N/A | N/A | N/A | N/A | N/A | N/A | N/A | N/A | N/A | N/A | N/A | N/A | N/A | N/A | N/A | N/A | N/A | N/A | N/A | N/A | 0
Bioenergy | Hydrogen Evolution | TWh | Supply | Domestic | Biomethane | Energy crops |  |  |  |  | N/A | N/A | N/A | N/A | N/A | N/A | N/A | N/A | N/A | N/A | N/A | N/A | N/A | N/A | N/A | N/A | N/A | N/A | N/A | N/A | N/A | N/A | N/A | N/A | N/A | N/A | N/A | 0.20769
Bioenergy | Hydrogen Evolution | TWh | Supply | Domestic | Biomethane | Agri residues |  |  |  |  | N/A | N/A | N/A | N/A | N/A | N/A | N/A | N/A | N/A | N/A | N/A | N/A | N/A | N/A | N/A | N/A | N/A | N/A | N/A | N/A | N/A | N/A | N/A | N/A | N/A | N/A | N/A | 0.43904
Bioenergy | Hydrogen Evolution | TWh | Supply | Domestic | Biomethane | Waste wood |  |  |  |  | N/A | N/A | N/A | N/A | N/A | N/A | N/A | N/A | N/A | N/A | N/A | N/A | N/A | N/A | N/A | N/A | N/A | N/A | N/A | N/A | N/A | N/A | N/A | N/A | N/A | N/A | N/A | 0
Bioenergy | Hydrogen Evolution | TWh | Supply | Industrial | BioLPG | Energy crops |  |  |  |  | N/A | N/A | N/A | N/A | N/A | N/A | N/A | N/A | N/A | N/A | N/A | N/A | N/A | N/A | N/A | N/A | N/A | N/A | N/A | N/A | N/A | N/A | N/A | N/A | N/A | N/A | N/A | 0.15513
Bioenergy | Hydrogen Evolution | TWh | Supply | Industrial | BioLPG | MSW, C&I (biogenic) |  |  |  |  | N/A | N/A | N/A | N/A | N/A | N/A | N/A | N/A | N/A | N/A | N/A | N/A | N/A | N/A | N/A | N/A | N/A | N/A | N/A | N/A | N/A | N/A | N/A | N/A | N/A | N/A | N/A | 0
Bioenergy | Hydrogen Evolution | TWh | Supply | Industrial | Biomass | Forest residues |  |  |  |  | N/A | N/A | N/A | N/A | N/A | N/A | N/A | N/A | N/A | N/A | N/A | N/A | N/A | N/A | N/A | N/A | N/A | N/A | N/A | N/A | N/A | N/A | N/A | N/A | N/A | N/A | N/A | 0.44756
Bioenergy | Hydrogen Evolution | TWh | Supply | Industrial | Biomass | Agri residues |  |  |  |  | N/A | N/A | N/A | N/A | N/A | N/A | N/A | N/A | N/A | N/A | N/A | N/A | N/A | N/A | N/A | N/A | N/A | N/A | N/A | N/A | N/A | N/A | N/A | N/A | N/A | N/A | N/A | 0
Bioenergy | Hydrogen Evolution | TWh | Supply | Industrial | Biomass | Waste wood |  |  |  |  | N/A | N/A | N/A | N/A | N/A | N/A | N/A | N/A | N/A | N/A | N/A | N/A | N/A | N/A | N/A | N/A | N/A | N/A | N/A | N/A | N/A | N/A | N/A | N/A | N/A | N/A | N/A | 0.18443
Bioenergy | Hydrogen Evolution | TWh | Supply | Industrial | Biomass | Energy crops |  |  |  |  | N/A | N/A | N/A | N/A | N/A | N/A | N/A | N/A | N/A | N/A | N/A | N/A | N/A | N/A | N/A | N/A | N/A | N/A | N/A | N/A | N/A | N/A | N/A | N/A | N/A | N/A | N/A | 0
Bioenergy | Hydrogen Evolution | TWh | Supply | Industrial | Biomass | Biomass imports |  |  |  |  | N/A | N/A | N/A | N/A | N/A | N/A | N/A | N/A | N/A | N/A | N/A | N/A | N/A | N/A | N/A | N/A | N/A | N/A | N/A | N/A | N/A | N/A | N/A | N/A | N/A | N/A | N/A | 0.027279
Bioenergy | Hydrogen Evolution | TWh | Supply | Industrial | Biomethane | Biogas |  |  |  |  | N/A | N/A | N/A | N/A | N/A | N/A | N/A | N/A | N/A | N/A | N/A | N/A | N/A | N/A | N/A | N/A | N/A | N/A | N/A | N/A | N/A | N/A | N/A | N/A | N/A | N/A | N/A | 0.038804
Bioenergy | Hydrogen Evolution | TWh | Supply | Industrial | Biomethane | Forest residues |  |  |  |  | N/A | N/A | N/A | N/A | N/A | N/A | N/A | N/A | N/A | N/A | N/A | N/A | N/A | N/A | N/A | N/A | N/A | N/A | N/A | N/A | N/A | N/A | N/A | N/A | N/A | N/A | N/A | 0
Bioenergy | Hydrogen Evolution | TWh | Supply | Industrial | Biomethane | Energy crops |  |  |  |  | N/A | N/A | N/A | N/A | N/A | N/A | N/A | N/A | N/A | N/A | N/A | N/A | N/A | N/A | N/A | N/A | N/A | N/A | N/A | N/A | N/A | N/A | N/A | N/A | N/A | N/A | N/A | 0.01125
Bioenergy | Hydrogen Evolution | TWh | Supply | Industrial | Biomethane | Agri residues |  |  |  |  | N/A | N/A | N/A | N/A | N/A | N/A | N/A | N/A | N/A | N/A | N/A | N/A | N/A | N/A | N/A | N/A | N/A | N/A | N/A | N/A | N/A | N/A | N/A | N/A | N/A | N/A | N/A | 0.023781
Bioenergy | Hydrogen Evolution | TWh | Supply | Industrial | Biomethane | Waste wood |  |  |  |  | N/A | N/A | N/A | N/A | N/A | N/A | N/A | N/A | N/A | N/A | N/A | N/A | N/A | N/A | N/A | N/A | N/A | N/A | N/A | N/A | N/A | N/A | N/A | N/A | N/A | N/A | N/A | 0
Bioenergy | Hydrogen Evolution | TWh | Supply | Industrial | Biomethane | MSW, C&I (biogenic) |  |  |  |  | N/A | N/A | N/A | N/A | N/A | N/A | N/A | N/A | N/A | N/A | N/A | N/A | N/A | N/A | N/A | N/A | N/A | N/A | N/A | N/A | N/A | N/A | N/A | N/A | N/A | N/A | N/A | 0.038878
Bioenergy | Hydrogen Evolution | TWh | Supply | Commercial | BioLPG | Energy crops |  |  |  |  | N/A | N/A | N/A | N/A | N/A | N/A | N/A | N/A | N/A | N/A | N/A | N/A | N/A | N/A | N/A | N/A | N/A | N/A | N/A | N/A | N/A | N/A | N/A | N/A | N/A | N/A | N/A | 1.1761
Bioenergy | Hydrogen Evolution | TWh | Supply | Commercial | BioLPG | MSW, C&I (biogenic) |  |  |  |  | N/A | N/A | N/A | N/A | N/A | N/A | N/A | N/A | N/A | N/A | N/A | N/A | N/A | N/A | N/A | N/A | N/A | N/A | N/A | N/A | N/A | N/A | N/A | N/A | N/A | N/A | N/A | 0
Bioenergy | Hydrogen Evolution | TWh | Supply | Commercial | Biomass | Forest residues |  |  |  |  | N/A | N/A | N/A | N/A | N/A | N/A | N/A | N/A | N/A | N/A | N/A | N/A | N/A | N/A | N/A | N/A | N/A | N/A | N/A | N/A | N/A | N/A | N/A | N/A | N/A | N/A | N/A | 1.9209
Bioenergy | Hydrogen Evolution | TWh | Supply | Commercial | Biomass | Agri residues |  |  |  |  | N/A | N/A | N/A | N/A | N/A | N/A | N/A | N/A | N/A | N/A | N/A | N/A | N/A | N/A | N/A | N/A | N/A | N/A | N/A | N/A | N/A | N/A | N/A | N/A | N/A | N/A | N/A | 0
Bioenergy | Hydrogen Evolution | TWh | Supply | Commercial | Biomass | Waste wood |  |  |  |  | N/A | N/A | N/A | N/A | N/A | N/A | N/A | N/A | N/A | N/A | N/A | N/A | N/A | N/A | N/A | N/A | N/A | N/A | N/A | N/A | N/A | N/A | N/A | N/A | N/A | N/A | N/A | 0.79154
Bioenergy | Hydrogen Evolution | TWh | Supply | Commercial | Biomass | Energy crops |  |  |  |  | N/A | N/A | N/A | N/A | N/A | N/A | N/A | N/A | N/A | N/A | N/A | N/A | N/A | N/A | N/A | N/A | N/A | N/A | N/A | N/A | N/A | N/A | N/A | N/A | N/A | N/A | N/A | 0
Bioenergy | Hydrogen Evolution | TWh | Supply | Commercial | Biomass | Biomass imports |  |  |  |  | N/A | N/A | N/A | N/A | N/A | N/A | N/A | N/A | N/A | N/A | N/A | N/A | N/A | N/A | N/A | N/A | N/A | N/A | N/A | N/A | N/A | N/A | N/A | N/A | N/A | N/A | N/A | 0.11708
Bioenergy | Hydrogen Evolution | TWh | Supply | Commercial | Biomethane | Biogas |  |  |  |  | N/A | N/A | N/A | N/A | N/A | N/A | N/A | N/A | N/A | N/A | N/A | N/A | N/A | N/A | N/A | N/A | N/A | N/A | N/A | N/A | N/A | N/A | N/A | N/A | N/A | N/A | N/A | 0.35501
Bioenergy | Hydrogen Evolution | TWh | Supply | Commercial | Biomethane | MSW, C&I (biogenic) |  |  |  |  | N/A | N/A | N/A | N/A | N/A | N/A | N/A | N/A | N/A | N/A | N/A | N/A | N/A | N/A | N/A | N/A | N/A | N/A | N/A | N/A | N/A | N/A | N/A | N/A | N/A | N/A | N/A | 0.35569
Bioenergy | Hydrogen Evolution | TWh | Supply | Commercial | Biomethane | Forest residues |  |  |  |  | N/A | N/A | N/A | N/A | N/A | N/A | N/A | N/A | N/A | N/A | N/A | N/A | N/A | N/A | N/A | N/A | N/A | N/A | N/A | N/A | N/A | N/A | N/A | N/A | N/A | N/A | N/A | 0
Bioenergy | Hydrogen Evolution | TWh | Supply | Commercial | Biomethane | Energy crops |  |  |  |  | N/A | N/A | N/A | N/A | N/A | N/A | N/A | N/A | N/A | N/A | N/A | N/A | N/A | N/A | N/A | N/A | N/A | N/A | N/A | N/A | N/A | N/A | N/A | N/A | N/A | N/A | N/A | 0.10292
Bioenergy | Hydrogen Evolution | TWh | Supply | Commercial | Biomethane | Agri residues |  |  |  |  | N/A | N/A | N/A | N/A | N/A | N/A | N/A | N/A | N/A | N/A | N/A | N/A | N/A | N/A | N/A | N/A | N/A | N/A | N/A | N/A | N/A | N/A | N/A | N/A | N/A | N/A | N/A | 0.21757
Bioenergy | Hydrogen Evolution | TWh | Supply | Commercial | Biomethane | Waste wood |  |  |  |  | N/A | N/A | N/A | N/A | N/A | N/A | N/A | N/A | N/A | N/A | N/A | N/A | N/A | N/A | N/A | N/A | N/A | N/A | N/A | N/A | N/A | N/A | N/A | N/A | N/A | N/A | N/A | 0
Bioenergy | Hydrogen Evolution | TWh | Supply | Road Transport | Biodiesel/bioethanol | Waste biodiesel, bioethanol |  |  |  |  | N/A | N/A | N/A | N/A | N/A | N/A | N/A | N/A | N/A | N/A | N/A | N/A | N/A | N/A | N/A | N/A | N/A | N/A | N/A | N/A | N/A | N/A | N/A | N/A | N/A | N/A | N/A | 0.17157
Bioenergy | Hydrogen Evolution | TWh | Supply | Road Transport | Biodiesel/bioethanol | Forest residues |  |  |  |  | N/A | N/A | N/A | N/A | N/A | N/A | N/A | N/A | N/A | N/A | N/A | N/A | N/A | N/A | N/A | N/A | N/A | N/A | N/A | N/A | N/A | N/A | N/A | N/A | N/A | N/A | N/A | 0
Bioenergy | Hydrogen Evolution | TWh | Supply | Road Transport | Biodiesel/bioethanol | Agri residues |  |  |  |  | N/A | N/A | N/A | N/A | N/A | N/A | N/A | N/A | N/A | N/A | N/A | N/A | N/A | N/A | N/A | N/A | N/A | N/A | N/A | N/A | N/A | N/A | N/A | N/A | N/A | N/A | N/A | 0
Bioenergy | Hydrogen Evolution | TWh | Supply | Road Transport | Biodiesel/bioethanol | Waste wood |  |  |  |  | N/A | N/A | N/A | N/A | N/A | N/A | N/A | N/A | N/A | N/A | N/A | N/A | N/A | N/A | N/A | N/A | N/A | N/A | N/A | N/A | N/A | N/A | N/A | N/A | N/A | N/A | N/A | 0
Bioenergy | Hydrogen Evolution | TWh | Supply | Road Transport | Bioethanol | Waste biodiesel, bioethanol |  |  |  |  | N/A | N/A | N/A | N/A | N/A | N/A | N/A | N/A | N/A | N/A | N/A | N/A | N/A | N/A | N/A | N/A | N/A | N/A | N/A | N/A | N/A | N/A | N/A | N/A | N/A | N/A | N/A | 0
Bioenergy | Hydrogen Evolution | TWh | Supply | Road Transport | Bioethanol | Energy crops |  |  |  |  | N/A | N/A | N/A | N/A | N/A | N/A | N/A | N/A | N/A | N/A | N/A | N/A | N/A | N/A | N/A | N/A | N/A | N/A | N/A | N/A | N/A | N/A | N/A | N/A | N/A | N/A | N/A | 0
Bioenergy | Hydrogen Evolution | TWh | Supply | Road Transport | Biomethane | Biogas |  |  |  |  | N/A | N/A | N/A | N/A | N/A | N/A | N/A | N/A | N/A | N/A | N/A | N/A | N/A | N/A | N/A | N/A | N/A | N/A | N/A | N/A | N/A | N/A | N/A | N/A | N/A | N/A | N/A | 0
Bioenergy | Hydrogen Evolution | TWh | Supply | Aviation | Biojet fuel (from Biomass) | Biofuel imports |  |  |  |  | N/A | N/A | N/A | N/A | N/A | N/A | N/A | N/A | N/A | N/A | N/A | N/A | N/A | N/A | N/A | N/A | N/A | N/A | N/A | N/A | N/A | N/A | N/A | N/A | N/A | N/A | N/A | 4.7
Bioenergy | Hydrogen Evolution | TWh | Supply | Aviation | Biojet fuel (from Biomass) | Forest residues |  |  |  |  | N/A | N/A | N/A | N/A | N/A | N/A | N/A | N/A | N/A | N/A | N/A | N/A | N/A | N/A | N/A | N/A | N/A | N/A | N/A | N/A | N/A | N/A | N/A | N/A | N/A | N/A | N/A | 5.2028
Bioenergy | Hydrogen Evolution | TWh | Supply | Aviation | Biojet fuel (from Biomass) | Waste wood |  |  |  |  | N/A | N/A | N/A | N/A | N/A | N/A | N/A | N/A | N/A | N/A | N/A | N/A | N/A | N/A | N/A | N/A | N/A | N/A | N/A | N/A | N/A | N/A | N/A | N/A | N/A | N/A | N/A | 0
Bioenergy | Hydrogen Evolution | TWh | Supply | Aviation | Biojet fuel (from Biomass) | Biomass imports |  |  |  |  | N/A | N/A | N/A | N/A | N/A | N/A | N/A | N/A | N/A | N/A | N/A | N/A | N/A | N/A | N/A | N/A | N/A | N/A | N/A | N/A | N/A | N/A | N/A | N/A | N/A | N/A | N/A | 0
Bioenergy | Hydrogen Evolution | TWh | Supply | Aviation | Biojet fuel (from Biomass) | Agri residues |  |  |  |  | N/A | N/A | N/A | N/A | N/A | N/A | N/A | N/A | N/A | N/A | N/A | N/A | N/A | N/A | N/A | N/A | N/A | N/A | N/A | N/A | N/A | N/A | N/A | N/A | N/A | N/A | N/A | 0
Bioenergy | Hydrogen Evolution | TWh | Supply | Aviation | Biojet fuel (from Biomass) | Energy crops |  |  |  |  | N/A | N/A | N/A | N/A | N/A | N/A | N/A | N/A | N/A | N/A | N/A | N/A | N/A | N/A | N/A | N/A | N/A | N/A | N/A | N/A | N/A | N/A | N/A | N/A | N/A | N/A | N/A | 14.8252
Bioenergy | Hydrogen Evolution | TWh | Supply | Aviation | Biojet fuel (from waste) | MSW, C&I (biogenic) |  |  |  |  | N/A | N/A | N/A | N/A | N/A | N/A | N/A | N/A | N/A | N/A | N/A | N/A | N/A | N/A | N/A | N/A | N/A | N/A | N/A | N/A | N/A | N/A | N/A | N/A | N/A | N/A | N/A | 9.1718
Bioenergy | Hydrogen Evolution | TWh | Supply | Hydrogen Production | Biomass | Forest residues |  |  |  |  | N/A | N/A | N/A | N/A | N/A | N/A | N/A | N/A | N/A | N/A | N/A | N/A | N/A | N/A | N/A | N/A | N/A | N/A | N/A | N/A | N/A | N/A | N/A | N/A | N/A | N/A | N/A | 1.3117
Bioenergy | Hydrogen Evolution | TWh | Supply | Hydrogen Production | Biomass | Agri residues |  |  |  |  | N/A | N/A | N/A | N/A | N/A | N/A | N/A | N/A | N/A | N/A | N/A | N/A | N/A | N/A | N/A | N/A | N/A | N/A | N/A | N/A | N/A | N/A | N/A | N/A | N/A | N/A | N/A | 0
Bioenergy | Hydrogen Evolution | TWh | Supply | Hydrogen Production | Biomass | Waste wood |  |  |  |  | N/A | N/A | N/A | N/A | N/A | N/A | N/A | N/A | N/A | N/A | N/A | N/A | N/A | N/A | N/A | N/A | N/A | N/A | N/A | N/A | N/A | N/A | N/A | N/A | N/A | N/A | N/A | 0.54051
Bioenergy | Hydrogen Evolution | TWh | Supply | Hydrogen Production | Biomass | Energy crops |  |  |  |  | N/A | N/A | N/A | N/A | N/A | N/A | N/A | N/A | N/A | N/A | N/A | N/A | N/A | N/A | N/A | N/A | N/A | N/A | N/A | N/A | N/A | N/A | N/A | N/A | N/A | N/A | N/A | 0
Bioenergy | Hydrogen Evolution | TWh | Supply | Hydrogen Production | Biomass | Biomass imports |  |  |  |  | N/A | N/A | N/A | N/A | N/A | N/A | N/A | N/A | N/A | N/A | N/A | N/A | N/A | N/A | N/A | N/A | N/A | N/A | N/A | N/A | N/A | N/A | N/A | N/A | N/A | N/A | N/A | 0.07995
Bioenergy | Hydrogen Evolution | TWh | Supply | Greengas Blending | Biomethane | Biogas |  |  |  |  | N/A | N/A | N/A | N/A | N/A | N/A | N/A | N/A | N/A | N/A | N/A | N/A | N/A | N/A | N/A | N/A | N/A | N/A | N/A | N/A | N/A | N/A | N/A | N/A | N/A | N/A | N/A | 19.9332
Bioenergy | Hydrogen Evolution | TWh | Supply | Greengas Blending | Biomethane | Forest residues |  |  |  |  | N/A | N/A | N/A | N/A | N/A | N/A | N/A | N/A | N/A | N/A | N/A | N/A | N/A | N/A | N/A | N/A | N/A | N/A | N/A | N/A | N/A | N/A | N/A | N/A | N/A | N/A | N/A | 0
Bioenergy | Hydrogen Evolution | TWh | Supply | Greengas Blending | Biomethane | Energy crops |  |  |  |  | N/A | N/A | N/A | N/A | N/A | N/A | N/A | N/A | N/A | N/A | N/A | N/A | N/A | N/A | N/A | N/A | N/A | N/A | N/A | N/A | N/A | N/A | N/A | N/A | N/A | N/A | N/A | 5.779
Bioenergy | Hydrogen Evolution | TWh | Supply | Greengas Blending | Biomethane | MSW, C&I (biogenic) |  |  |  |  | N/A | N/A | N/A | N/A | N/A | N/A | N/A | N/A | N/A | N/A | N/A | N/A | N/A | N/A | N/A | N/A | N/A | N/A | N/A | N/A | N/A | N/A | N/A | N/A | N/A | N/A | N/A | 19.9716
Bioenergy | Hydrogen Evolution | TWh | Supply | Greengas Blending | Biomethane | Agri residues |  |  |  |  | N/A | N/A | N/A | N/A | N/A | N/A | N/A | N/A | N/A | N/A | N/A | N/A | N/A | N/A | N/A | N/A | N/A | N/A | N/A | N/A | N/A | N/A | N/A | N/A | N/A | N/A | N/A | 12.2162
Bioenergy | Hydrogen Evolution | TWh | Supply | Greengas Blending | Biomethane | Waste wood |  |  |  |  | N/A | N/A | N/A | N/A | N/A | N/A | N/A | N/A | N/A | N/A | N/A | N/A | N/A | N/A | N/A | N/A | N/A | N/A | N/A | N/A | N/A | N/A | N/A | N/A | N/A | N/A | N/A | 0
Bioenergy | Hydrogen Evolution | TWh | Supply | Waste | Waste | MSW, C&I (biogenic) |  |  |  |  | N/A | N/A | N/A | N/A | N/A | N/A | N/A | N/A | N/A | N/A | N/A | N/A | N/A | N/A | N/A | N/A | N/A | N/A | N/A | N/A | N/A | N/A | N/A | N/A | N/A | N/A | N/A | 13.26
Bioenergy | Hydrogen Evolution | TWh | Supply | Shipping | Biodiesel/bioethanol | Waste biodiesel, bioethanol |  |  |  |  | N/A | N/A | N/A | N/A | N/A | N/A | N/A | N/A | N/A | N/A | N/A | N/A | N/A | N/A | N/A | N/A | N/A | N/A | N/A | N/A | N/A | N/A | N/A | N/A | N/A | N/A | N/A | 1.7145
Bioenergy | Hydrogen Evolution | TWh | Supply | Shipping | Biodiesel/bioethanol | Forest residues |  |  |  |  | N/A | N/A | N/A | N/A | N/A | N/A | N/A | N/A | N/A | N/A | N/A | N/A | N/A | N/A | N/A | N/A | N/A | N/A | N/A | N/A | N/A | N/A | N/A | N/A | N/A | N/A | N/A | 0
Bioenergy | Hydrogen Evolution | TWh | Supply | Shipping | Biodiesel/bioethanol | Agri residues |  |  |  |  | N/A | N/A | N/A | N/A | N/A | N/A | N/A | N/A | N/A | N/A | N/A | N/A | N/A | N/A | N/A | N/A | N/A | N/A | N/A | N/A | N/A | N/A | N/A | N/A | N/A | N/A | N/A | 0
Bioenergy | Hydrogen Evolution | TWh | Supply | Shipping | Biodiesel/bioethanol | Waste wood |  |  |  |  | N/A | N/A | N/A | N/A | N/A | N/A | N/A | N/A | N/A | N/A | N/A | N/A | N/A | N/A | N/A | N/A | N/A | N/A | N/A | N/A | N/A | N/A | N/A | N/A | N/A | N/A | N/A | 0
Bioenergy | Hydrogen Evolution | TWh | Supply | Shipping | Bioethanol | Waste biodiesel, bioethanol |  |  |  |  | N/A | N/A | N/A | N/A | N/A | N/A | N/A | N/A | N/A | N/A | N/A | N/A | N/A | N/A | N/A | N/A | N/A | N/A | N/A | N/A | N/A | N/A | N/A | N/A | N/A | N/A | N/A | 0
Bioenergy | Hydrogen Evolution | TWh | Supply | Shipping | Bioethanol | Energy crops |  |  |  |  | N/A | N/A | N/A | N/A | N/A | N/A | N/A | N/A | N/A | N/A | N/A | N/A | N/A | N/A | N/A | N/A | N/A | N/A | N/A | N/A | N/A | N/A | N/A | N/A | N/A | N/A | N/A | 0
Bioenergy | Hydrogen Evolution | TWh | Supply | Industry (non-space heating) | Biomass | Biomass imports |  |  |  |  | N/A | N/A | N/A | N/A | N/A | N/A | N/A | N/A | N/A | N/A | N/A | N/A | N/A | N/A | N/A | N/A | N/A | N/A | N/A | N/A | N/A | N/A | N/A | N/A | N/A | N/A | N/A | 0.55802
Bioenergy | Hydrogen Evolution | TWh | Supply | Industry (non-space heating) | Biomass | Forest residues |  |  |  |  | N/A | N/A | N/A | N/A | N/A | N/A | N/A | N/A | N/A | N/A | N/A | N/A | N/A | N/A | N/A | N/A | N/A | N/A | N/A | N/A | N/A | N/A | N/A | N/A | N/A | N/A | N/A | 9.1551
Bioenergy | Hydrogen Evolution | TWh | Supply | Industry (non-space heating) | Biomass | Agri residues |  |  |  |  | N/A | N/A | N/A | N/A | N/A | N/A | N/A | N/A | N/A | N/A | N/A | N/A | N/A | N/A | N/A | N/A | N/A | N/A | N/A | N/A | N/A | N/A | N/A | N/A | N/A | N/A | N/A | 0
Bioenergy | Hydrogen Evolution | TWh | Supply | Industry (non-space heating) | Biomass | Waste wood |  |  |  |  | N/A | N/A | N/A | N/A | N/A | N/A | N/A | N/A | N/A | N/A | N/A | N/A | N/A | N/A | N/A | N/A | N/A | N/A | N/A | N/A | N/A | N/A | N/A | N/A | N/A | N/A | N/A | 3.7726
Bioenergy | Hydrogen Evolution | TWh | Supply | Industry (non-space heating) | Biomass | Energy crops |  |  |  |  | N/A | N/A | N/A | N/A | N/A | N/A | N/A | N/A | N/A | N/A | N/A | N/A | N/A | N/A | N/A | N/A | N/A | N/A | N/A | N/A | N/A | N/A | N/A | N/A | N/A | N/A | N/A | 0
Bioenergy | Hydrogen Evolution | TWh | Supply | Agriculture | Bioethanol | Waste biodiesel, bioethanol |  |  |  |  | N/A | N/A | N/A | N/A | N/A | N/A | N/A | N/A | N/A | N/A | N/A | N/A | N/A | N/A | N/A | N/A | N/A | N/A | N/A | N/A | N/A | N/A | N/A | N/A | N/A | N/A | N/A | 0
Bioenergy | Hydrogen Evolution | TWh | Supply | Agriculture | Bioethanol | Energy crops |  |  |  |  | N/A | N/A | N/A | N/A | N/A | N/A | N/A | N/A | N/A | N/A | N/A | N/A | N/A | N/A | N/A | N/A | N/A | N/A | N/A | N/A | N/A | N/A | N/A | N/A | N/A | N/A | N/A | 0
Bioenergy | Hydrogen Evolution | TWh | Supply | Agriculture | Biodiesel/bioethanol | Waste biodiesel, bioethanol |  |  |  |  | N/A | N/A | N/A | N/A | N/A | N/A | N/A | N/A | N/A | N/A | N/A | N/A | N/A | N/A | N/A | N/A | N/A | N/A | N/A | N/A | N/A | N/A | N/A | N/A | N/A | N/A | N/A | -0.0049124
Bioenergy | Hydrogen Evolution | TWh | Supply | Agriculture | Biodiesel/bioethanol | Forest residues |  |  |  |  | N/A | N/A | N/A | N/A | N/A | N/A | N/A | N/A | N/A | N/A | N/A | N/A | N/A | N/A | N/A | N/A | N/A | N/A | N/A | N/A | N/A | N/A | N/A | N/A | N/A | N/A | N/A | 0
Bioenergy | Hydrogen Evolution | TWh | Supply | Agriculture | Biodiesel/bioethanol | Agri residues |  |  |  |  | N/A | N/A | N/A | N/A | N/A | N/A | N/A | N/A | N/A | N/A | N/A | N/A | N/A | N/A | N/A | N/A | N/A | N/A | N/A | N/A | N/A | N/A | N/A | N/A | N/A | N/A | N/A | 0
Bioenergy | Hydrogen Evolution | TWh | Supply | Agriculture | Biodiesel/bioethanol | Waste wood |  |  |  |  | N/A | N/A | N/A | N/A | N/A | N/A | N/A | N/A | N/A | N/A | N/A | N/A | N/A | N/A | N/A | N/A | N/A | N/A | N/A | N/A | N/A | N/A | N/A | N/A | N/A | N/A | N/A | 0
Bioenergy | Holistic Transition | TWh | Supply | Waste | Waste | MSW, C&I (biogenic) |  |  |  |  | N/A | N/A | N/A | N/A | N/A | N/A | N/A | N/A | N/A | N/A | N/A | N/A | N/A | N/A | N/A | N/A | N/A | N/A | N/A | N/A | N/A | N/A | N/A | N/A | N/A | N/A | N/A | 0
Bioenergy | Holistic Transition | TWh | Supply | Power Generation | Biomass | Forest residues |  |  |  |  | N/A | N/A | N/A | N/A | N/A | N/A | N/A | N/A | N/A | N/A | N/A | N/A | N/A | N/A | N/A | N/A | N/A | N/A | N/A | N/A | N/A | N/A | N/A | N/A | N/A | N/A | N/A | 37.0375
Bioenergy | Holistic Transition | TWh | Supply | Power Generation | Biomass | Agri residues |  |  |  |  | N/A | N/A | N/A | N/A | N/A | N/A | N/A | N/A | N/A | N/A | N/A | N/A | N/A | N/A | N/A | N/A | N/A | N/A | N/A | N/A | N/A | N/A | N/A | N/A | N/A | N/A | N/A | 0
Bioenergy | Holistic Transition | TWh | Supply | Power Generation | Biomass | Waste wood |  |  |  |  | N/A | N/A | N/A | N/A | N/A | N/A | N/A | N/A | N/A | N/A | N/A | N/A | N/A | N/A | N/A | N/A | N/A | N/A | N/A | N/A | N/A | N/A | N/A | N/A | N/A | N/A | N/A | 12.8646
Bioenergy | Holistic Transition | TWh | Supply | Power Generation | Biomass | Energy crops |  |  |  |  | N/A | N/A | N/A | N/A | N/A | N/A | N/A | N/A | N/A | N/A | N/A | N/A | N/A | N/A | N/A | N/A | N/A | N/A | N/A | N/A | N/A | N/A | N/A | N/A | N/A | N/A | N/A | 0
Bioenergy | Holistic Transition | TWh | Supply | Power Generation | Biomass | Biomass imports |  |  |  |  | N/A | N/A | N/A | N/A | N/A | N/A | N/A | N/A | N/A | N/A | N/A | N/A | N/A | N/A | N/A | N/A | N/A | N/A | N/A | N/A | N/A | N/A | N/A | N/A | N/A | N/A | N/A | 23.3609
Bioenergy | Holistic Transition | TWh | Supply | Domestic | BioLPG | Energy crops |  |  |  |  | N/A | N/A | N/A | N/A | N/A | N/A | N/A | N/A | N/A | N/A | N/A | N/A | N/A | N/A | N/A | N/A | N/A | N/A | N/A | N/A | N/A | N/A | N/A | N/A | N/A | N/A | N/A | 2.4306
Bioenergy | Holistic Transition | TWh | Supply | Domestic | BioLPG | MSW, C&I (biogenic) |  |  |  |  | N/A | N/A | N/A | N/A | N/A | N/A | N/A | N/A | N/A | N/A | N/A | N/A | N/A | N/A | N/A | N/A | N/A | N/A | N/A | N/A | N/A | N/A | N/A | N/A | N/A | N/A | N/A | 0
Bioenergy | Holistic Transition | TWh | Supply | Domestic | Biomass | Forest residues |  |  |  |  | N/A | N/A | N/A | N/A | N/A | N/A | N/A | N/A | N/A | N/A | N/A | N/A | N/A | N/A | N/A | N/A | N/A | N/A | N/A | N/A | N/A | N/A | N/A | N/A | N/A | N/A | N/A | 1.2719
Bioenergy | Holistic Transition | TWh | Supply | Domestic | Biomass | Agri residues |  |  |  |  | N/A | N/A | N/A | N/A | N/A | N/A | N/A | N/A | N/A | N/A | N/A | N/A | N/A | N/A | N/A | N/A | N/A | N/A | N/A | N/A | N/A | N/A | N/A | N/A | N/A | N/A | N/A | 0
Bioenergy | Holistic Transition | TWh | Supply | Domestic | Biomass | Waste wood |  |  |  |  | N/A | N/A | N/A | N/A | N/A | N/A | N/A | N/A | N/A | N/A | N/A | N/A | N/A | N/A | N/A | N/A | N/A | N/A | N/A | N/A | N/A | N/A | N/A | N/A | N/A | N/A | N/A | 0.44177
Bioenergy | Holistic Transition | TWh | Supply | Domestic | Biomass | Energy crops |  |  |  |  | N/A | N/A | N/A | N/A | N/A | N/A | N/A | N/A | N/A | N/A | N/A | N/A | N/A | N/A | N/A | N/A | N/A | N/A | N/A | N/A | N/A | N/A | N/A | N/A | N/A | N/A | N/A | 0
Bioenergy | Holistic Transition | TWh | Supply | Domestic | Biomass | Biomass imports |  |  |  |  | N/A | N/A | N/A | N/A | N/A | N/A | N/A | N/A | N/A | N/A | N/A | N/A | N/A | N/A | N/A | N/A | N/A | N/A | N/A | N/A | N/A | N/A | N/A | N/A | N/A | N/A | N/A | 0.80222
Bioenergy | Holistic Transition | TWh | Supply | Domestic | Biomethane | Biogas |  |  |  |  | N/A | N/A | N/A | N/A | N/A | N/A | N/A | N/A | N/A | N/A | N/A | N/A | N/A | N/A | N/A | N/A | N/A | N/A | N/A | N/A | N/A | N/A | N/A | N/A | N/A | N/A | N/A | 0.89234
Bioenergy | Holistic Transition | TWh | Supply | Domestic | Biomethane | MSW, C&I (biogenic) |  |  |  |  | N/A | N/A | N/A | N/A | N/A | N/A | N/A | N/A | N/A | N/A | N/A | N/A | N/A | N/A | N/A | N/A | N/A | N/A | N/A | N/A | N/A | N/A | N/A | N/A | N/A | N/A | N/A | 1.5039
Bioenergy | Holistic Transition | TWh | Supply | Domestic | Biomethane | Forest residues |  |  |  |  | N/A | N/A | N/A | N/A | N/A | N/A | N/A | N/A | N/A | N/A | N/A | N/A | N/A | N/A | N/A | N/A | N/A | N/A | N/A | N/A | N/A | N/A | N/A | N/A | N/A | N/A | N/A | 0
Bioenergy | Holistic Transition | TWh | Supply | Domestic | Biomethane | Energy crops |  |  |  |  | N/A | N/A | N/A | N/A | N/A | N/A | N/A | N/A | N/A | N/A | N/A | N/A | N/A | N/A | N/A | N/A | N/A | N/A | N/A | N/A | N/A | N/A | N/A | N/A | N/A | N/A | N/A | 0
Bioenergy | Holistic Transition | TWh | Supply | Domestic | Biomethane | Agri residues |  |  |  |  | N/A | N/A | N/A | N/A | N/A | N/A | N/A | N/A | N/A | N/A | N/A | N/A | N/A | N/A | N/A | N/A | N/A | N/A | N/A | N/A | N/A | N/A | N/A | N/A | N/A | N/A | N/A | 0.54688
Bioenergy | Holistic Transition | TWh | Supply | Domestic | Biomethane | Waste wood |  |  |  |  | N/A | N/A | N/A | N/A | N/A | N/A | N/A | N/A | N/A | N/A | N/A | N/A | N/A | N/A | N/A | N/A | N/A | N/A | N/A | N/A | N/A | N/A | N/A | N/A | N/A | N/A | N/A | 0
Bioenergy | Holistic Transition | TWh | Supply | Domestic | Biodiesel/bioethanol | Waste biodiesel, bioethanol |  |  |  |  | N/A | N/A | N/A | N/A | N/A | N/A | N/A | N/A | N/A | N/A | N/A | N/A | N/A | N/A | N/A | N/A | N/A | N/A | N/A | N/A | N/A | N/A | N/A | N/A | N/A | N/A | N/A | 0
Bioenergy | Holistic Transition | TWh | Supply | Domestic | Biodiesel/bioethanol | Forest residues |  |  |  |  | N/A | N/A | N/A | N/A | N/A | N/A | N/A | N/A | N/A | N/A | N/A | N/A | N/A | N/A | N/A | N/A | N/A | N/A | N/A | N/A | N/A | N/A | N/A | N/A | N/A | N/A | N/A | 0
Bioenergy | Holistic Transition | TWh | Supply | Domestic | Biodiesel/bioethanol | Agri residues |  |  |  |  | N/A | N/A | N/A | N/A | N/A | N/A | N/A | N/A | N/A | N/A | N/A | N/A | N/A | N/A | N/A | N/A | N/A | N/A | N/A | N/A | N/A | N/A | N/A | N/A | N/A | N/A | N/A | 0
Bioenergy | Holistic Transition | TWh | Supply | Domestic | Biodiesel/bioethanol | Waste wood |  |  |  |  | N/A | N/A | N/A | N/A | N/A | N/A | N/A | N/A | N/A | N/A | N/A | N/A | N/A | N/A | N/A | N/A | N/A | N/A | N/A | N/A | N/A | N/A | N/A | N/A | N/A | N/A | N/A | 0
Bioenergy | Holistic Transition | TWh | Supply | Industrial | BioLPG | Energy crops |  |  |  |  | N/A | N/A | N/A | N/A | N/A | N/A | N/A | N/A | N/A | N/A | N/A | N/A | N/A | N/A | N/A | N/A | N/A | N/A | N/A | N/A | N/A | N/A | N/A | N/A | N/A | N/A | N/A | 0.14964
Bioenergy | Holistic Transition | TWh | Supply | Industrial | BioLPG | MSW, C&I (biogenic) |  |  |  |  | N/A | N/A | N/A | N/A | N/A | N/A | N/A | N/A | N/A | N/A | N/A | N/A | N/A | N/A | N/A | N/A | N/A | N/A | N/A | N/A | N/A | N/A | N/A | N/A | N/A | N/A | N/A | 0
Bioenergy | Holistic Transition | TWh | Supply | Industrial | Biomass | Forest residues |  |  |  |  | N/A | N/A | N/A | N/A | N/A | N/A | N/A | N/A | N/A | N/A | N/A | N/A | N/A | N/A | N/A | N/A | N/A | N/A | N/A | N/A | N/A | N/A | N/A | N/A | N/A | N/A | N/A | 0.26521
Bioenergy | Holistic Transition | TWh | Supply | Industrial | Biomass | Agri residues |  |  |  |  | N/A | N/A | N/A | N/A | N/A | N/A | N/A | N/A | N/A | N/A | N/A | N/A | N/A | N/A | N/A | N/A | N/A | N/A | N/A | N/A | N/A | N/A | N/A | N/A | N/A | N/A | N/A | 0
Bioenergy | Holistic Transition | TWh | Supply | Industrial | Biomass | Waste wood |  |  |  |  | N/A | N/A | N/A | N/A | N/A | N/A | N/A | N/A | N/A | N/A | N/A | N/A | N/A | N/A | N/A | N/A | N/A | N/A | N/A | N/A | N/A | N/A | N/A | N/A | N/A | N/A | N/A | 0.092117
Bioenergy | Holistic Transition | TWh | Supply | Industrial | Biomass | Energy crops |  |  |  |  | N/A | N/A | N/A | N/A | N/A | N/A | N/A | N/A | N/A | N/A | N/A | N/A | N/A | N/A | N/A | N/A | N/A | N/A | N/A | N/A | N/A | N/A | N/A | N/A | N/A | N/A | N/A | 0
Bioenergy | Holistic Transition | TWh | Supply | Industrial | Biomass | Biomass imports |  |  |  |  | N/A | N/A | N/A | N/A | N/A | N/A | N/A | N/A | N/A | N/A | N/A | N/A | N/A | N/A | N/A | N/A | N/A | N/A | N/A | N/A | N/A | N/A | N/A | N/A | N/A | N/A | N/A | 0.16728
Bioenergy | Holistic Transition | TWh | Supply | Industrial | Biomethane | Biogas |  |  |  |  | N/A | N/A | N/A | N/A | N/A | N/A | N/A | N/A | N/A | N/A | N/A | N/A | N/A | N/A | N/A | N/A | N/A | N/A | N/A | N/A | N/A | N/A | N/A | N/A | N/A | N/A | N/A | 0.058307
Bioenergy | Holistic Transition | TWh | Supply | Industrial | Biomethane | Forest residues |  |  |  |  | N/A | N/A | N/A | N/A | N/A | N/A | N/A | N/A | N/A | N/A | N/A | N/A | N/A | N/A | N/A | N/A | N/A | N/A | N/A | N/A | N/A | N/A | N/A | N/A | N/A | N/A | N/A | 0
Bioenergy | Holistic Transition | TWh | Supply | Industrial | Biomethane | Energy crops |  |  |  |  | N/A | N/A | N/A | N/A | N/A | N/A | N/A | N/A | N/A | N/A | N/A | N/A | N/A | N/A | N/A | N/A | N/A | N/A | N/A | N/A | N/A | N/A | N/A | N/A | N/A | N/A | N/A | 0
Bioenergy | Holistic Transition | TWh | Supply | Industrial | Biomethane | Agri residues |  |  |  |  | N/A | N/A | N/A | N/A | N/A | N/A | N/A | N/A | N/A | N/A | N/A | N/A | N/A | N/A | N/A | N/A | N/A | N/A | N/A | N/A | N/A | N/A | N/A | N/A | N/A | N/A | N/A | 0.035734
Bioenergy | Holistic Transition | TWh | Supply | Industrial | Biomethane | Waste wood |  |  |  |  | N/A | N/A | N/A | N/A | N/A | N/A | N/A | N/A | N/A | N/A | N/A | N/A | N/A | N/A | N/A | N/A | N/A | N/A | N/A | N/A | N/A | N/A | N/A | N/A | N/A | N/A | N/A | 0
Bioenergy | Holistic Transition | TWh | Supply | Industrial | Biomethane | MSW, C&I (biogenic) |  |  |  |  | N/A | N/A | N/A | N/A | N/A | N/A | N/A | N/A | N/A | N/A | N/A | N/A | N/A | N/A | N/A | N/A | N/A | N/A | N/A | N/A | N/A | N/A | N/A | N/A | N/A | N/A | N/A | 0.098265
Bioenergy | Holistic Transition | TWh | Supply | Industrial | Biodiesel/bioethanol | Waste biodiesel, bioethanol |  |  |  |  | N/A | N/A | N/A | N/A | N/A | N/A | N/A | N/A | N/A | N/A | N/A | N/A | N/A | N/A | N/A | N/A | N/A | N/A | N/A | N/A | N/A | N/A | N/A | N/A | N/A | N/A | N/A | 0
Bioenergy | Holistic Transition | TWh | Supply | Industrial | Biodiesel/bioethanol | Forest residues |  |  |  |  | N/A | N/A | N/A | N/A | N/A | N/A | N/A | N/A | N/A | N/A | N/A | N/A | N/A | N/A | N/A | N/A | N/A | N/A | N/A | N/A | N/A | N/A | N/A | N/A | N/A | N/A | N/A | 0
Bioenergy | Holistic Transition | TWh | Supply | Industrial | Biodiesel/bioethanol | Agri residues |  |  |  |  | N/A | N/A | N/A | N/A | N/A | N/A | N/A | N/A | N/A | N/A | N/A | N/A | N/A | N/A | N/A | N/A | N/A | N/A | N/A | N/A | N/A | N/A | N/A | N/A | N/A | N/A | N/A | 0
Bioenergy | Holistic Transition | TWh | Supply | Industrial | Biodiesel/bioethanol | Waste wood |  |  |  |  | N/A | N/A | N/A | N/A | N/A | N/A | N/A | N/A | N/A | N/A | N/A | N/A | N/A | N/A | N/A | N/A | N/A | N/A | N/A | N/A | N/A | N/A | N/A | N/A | N/A | N/A | N/A | 0
Bioenergy | Holistic Transition | TWh | Supply | Commercial | BioLPG | Energy crops |  |  |  |  | N/A | N/A | N/A | N/A | N/A | N/A | N/A | N/A | N/A | N/A | N/A | N/A | N/A | N/A | N/A | N/A | N/A | N/A | N/A | N/A | N/A | N/A | N/A | N/A | N/A | N/A | N/A | 1.0302
Bioenergy | Holistic Transition | TWh | Supply | Commercial | BioLPG | MSW, C&I (biogenic) |  |  |  |  | N/A | N/A | N/A | N/A | N/A | N/A | N/A | N/A | N/A | N/A | N/A | N/A | N/A | N/A | N/A | N/A | N/A | N/A | N/A | N/A | N/A | N/A | N/A | N/A | N/A | N/A | N/A | 0
Bioenergy | Holistic Transition | TWh | Supply | Commercial | Biomass | Forest residues |  |  |  |  | N/A | N/A | N/A | N/A | N/A | N/A | N/A | N/A | N/A | N/A | N/A | N/A | N/A | N/A | N/A | N/A | N/A | N/A | N/A | N/A | N/A | N/A | N/A | N/A | N/A | N/A | N/A | 1.3479
Bioenergy | Holistic Transition | TWh | Supply | Commercial | Biomass | Agri residues |  |  |  |  | N/A | N/A | N/A | N/A | N/A | N/A | N/A | N/A | N/A | N/A | N/A | N/A | N/A | N/A | N/A | N/A | N/A | N/A | N/A | N/A | N/A | N/A | N/A | N/A | N/A | N/A | N/A | 0
Bioenergy | Holistic Transition | TWh | Supply | Commercial | Biomass | Waste wood |  |  |  |  | N/A | N/A | N/A | N/A | N/A | N/A | N/A | N/A | N/A | N/A | N/A | N/A | N/A | N/A | N/A | N/A | N/A | N/A | N/A | N/A | N/A | N/A | N/A | N/A | N/A | N/A | N/A | 0.46817
Bioenergy | Holistic Transition | TWh | Supply | Commercial | Biomass | Energy crops |  |  |  |  | N/A | N/A | N/A | N/A | N/A | N/A | N/A | N/A | N/A | N/A | N/A | N/A | N/A | N/A | N/A | N/A | N/A | N/A | N/A | N/A | N/A | N/A | N/A | N/A | N/A | N/A | N/A | 0
Bioenergy | Holistic Transition | TWh | Supply | Commercial | Biomass | Biomass imports |  |  |  |  | N/A | N/A | N/A | N/A | N/A | N/A | N/A | N/A | N/A | N/A | N/A | N/A | N/A | N/A | N/A | N/A | N/A | N/A | N/A | N/A | N/A | N/A | N/A | N/A | N/A | N/A | N/A | 0.85015
Bioenergy | Holistic Transition | TWh | Supply | Commercial | Biomethane | Biogas |  |  |  |  | N/A | N/A | N/A | N/A | N/A | N/A | N/A | N/A | N/A | N/A | N/A | N/A | N/A | N/A | N/A | N/A | N/A | N/A | N/A | N/A | N/A | N/A | N/A | N/A | N/A | N/A | N/A | 0.38466
Bioenergy | Holistic Transition | TWh | Supply | Commercial | Biomethane | MSW, C&I (biogenic) |  |  |  |  | N/A | N/A | N/A | N/A | N/A | N/A | N/A | N/A | N/A | N/A | N/A | N/A | N/A | N/A | N/A | N/A | N/A | N/A | N/A | N/A | N/A | N/A | N/A | N/A | N/A | N/A | N/A | 0.64826
Bioenergy | Holistic Transition | TWh | Supply | Commercial | Biomethane | Forest residues |  |  |  |  | N/A | N/A | N/A | N/A | N/A | N/A | N/A | N/A | N/A | N/A | N/A | N/A | N/A | N/A | N/A | N/A | N/A | N/A | N/A | N/A | N/A | N/A | N/A | N/A | N/A | N/A | N/A | 0
Bioenergy | Holistic Transition | TWh | Supply | Commercial | Biomethane | Energy crops |  |  |  |  | N/A | N/A | N/A | N/A | N/A | N/A | N/A | N/A | N/A | N/A | N/A | N/A | N/A | N/A | N/A | N/A | N/A | N/A | N/A | N/A | N/A | N/A | N/A | N/A | N/A | N/A | N/A | 0
Bioenergy | Holistic Transition | TWh | Supply | Commercial | Biomethane | Agri residues |  |  |  |  | N/A | N/A | N/A | N/A | N/A | N/A | N/A | N/A | N/A | N/A | N/A | N/A | N/A | N/A | N/A | N/A | N/A | N/A | N/A | N/A | N/A | N/A | N/A | N/A | N/A | N/A | N/A | 0.23574
Bioenergy | Holistic Transition | TWh | Supply | Commercial | Biomethane | Waste wood |  |  |  |  | N/A | N/A | N/A | N/A | N/A | N/A | N/A | N/A | N/A | N/A | N/A | N/A | N/A | N/A | N/A | N/A | N/A | N/A | N/A | N/A | N/A | N/A | N/A | N/A | N/A | N/A | N/A | 0
Bioenergy | Holistic Transition | TWh | Supply | Commercial | Biodiesel/bioethanol | Waste biodiesel, bioethanol |  |  |  |  | N/A | N/A | N/A | N/A | N/A | N/A | N/A | N/A | N/A | N/A | N/A | N/A | N/A | N/A | N/A | N/A | N/A | N/A | N/A | N/A | N/A | N/A | N/A | N/A | N/A | N/A | N/A | 0
Bioenergy | Holistic Transition | TWh | Supply | Commercial | Biodiesel/bioethanol | Forest residues |  |  |  |  | N/A | N/A | N/A | N/A | N/A | N/A | N/A | N/A | N/A | N/A | N/A | N/A | N/A | N/A | N/A | N/A | N/A | N/A | N/A | N/A | N/A | N/A | N/A | N/A | N/A | N/A | N/A | 0
Bioenergy | Holistic Transition | TWh | Supply | Commercial | Biodiesel/bioethanol | Agri residues |  |  |  |  | N/A | N/A | N/A | N/A | N/A | N/A | N/A | N/A | N/A | N/A | N/A | N/A | N/A | N/A | N/A | N/A | N/A | N/A | N/A | N/A | N/A | N/A | N/A | N/A | N/A | N/A | N/A | 0
Bioenergy | Holistic Transition | TWh | Supply | Commercial | Biodiesel/bioethanol | Waste wood |  |  |  |  | N/A | N/A | N/A | N/A | N/A | N/A | N/A | N/A | N/A | N/A | N/A | N/A | N/A | N/A | N/A | N/A | N/A | N/A | N/A | N/A | N/A | N/A | N/A | N/A | N/A | N/A | N/A | 0
Bioenergy | Holistic Transition | TWh | Supply | Road Transport | Biodiesel/bioethanol | Waste biodiesel, bioethanol |  |  |  |  | N/A | N/A | N/A | N/A | N/A | N/A | N/A | N/A | N/A | N/A | N/A | N/A | N/A | N/A | N/A | N/A | N/A | N/A | N/A | N/A | N/A | N/A | N/A | N/A | N/A | N/A | N/A | 0.11471
Bioenergy | Holistic Transition | TWh | Supply | Road Transport | Biodiesel/bioethanol | Forest residues |  |  |  |  | N/A | N/A | N/A | N/A | N/A | N/A | N/A | N/A | N/A | N/A | N/A | N/A | N/A | N/A | N/A | N/A | N/A | N/A | N/A | N/A | N/A | N/A | N/A | N/A | N/A | N/A | N/A | 0
Bioenergy | Holistic Transition | TWh | Supply | Road Transport | Biodiesel/bioethanol | Agri residues |  |  |  |  | N/A | N/A | N/A | N/A | N/A | N/A | N/A | N/A | N/A | N/A | N/A | N/A | N/A | N/A | N/A | N/A | N/A | N/A | N/A | N/A | N/A | N/A | N/A | N/A | N/A | N/A | N/A | 0
Bioenergy | Holistic Transition | TWh | Supply | Road Transport | Biodiesel/bioethanol | Waste wood |  |  |  |  | N/A | N/A | N/A | N/A | N/A | N/A | N/A | N/A | N/A | N/A | N/A | N/A | N/A | N/A | N/A | N/A | N/A | N/A | N/A | N/A | N/A | N/A | N/A | N/A | N/A | N/A | N/A | 0
Bioenergy | Holistic Transition | TWh | Supply | Road Transport | Bioethanol | Waste biodiesel, bioethanol |  |  |  |  | N/A | N/A | N/A | N/A | N/A | N/A | N/A | N/A | N/A | N/A | N/A | N/A | N/A | N/A | N/A | N/A | N/A | N/A | N/A | N/A | N/A | N/A | N/A | N/A | N/A | N/A | N/A | 0
Bioenergy | Holistic Transition | TWh | Supply | Road Transport | Bioethanol | Energy crops |  |  |  |  | N/A | N/A | N/A | N/A | N/A | N/A | N/A | N/A | N/A | N/A | N/A | N/A | N/A | N/A | N/A | N/A | N/A | N/A | N/A | N/A | N/A | N/A | N/A | N/A | N/A | N/A | N/A | 0
Bioenergy | Holistic Transition | TWh | Supply | Road Transport | Biomethane | Biogas |  |  |  |  | N/A | N/A | N/A | N/A | N/A | N/A | N/A | N/A | N/A | N/A | N/A | N/A | N/A | N/A | N/A | N/A | N/A | N/A | N/A | N/A | N/A | N/A | N/A | N/A | N/A | N/A | N/A | 0
Bioenergy | Holistic Transition | TWh | Supply | Aviation | Biojet fuel (from Biomass) | Biofuel imports |  |  |  |  | N/A | N/A | N/A | N/A | N/A | N/A | N/A | N/A | N/A | N/A | N/A | N/A | N/A | N/A | N/A | N/A | N/A | N/A | N/A | N/A | N/A | N/A | N/A | N/A | N/A | N/A | N/A | 4.72
Bioenergy | Holistic Transition | TWh | Supply | Aviation | Biojet fuel (from Biomass) | Forest residues |  |  |  |  | N/A | N/A | N/A | N/A | N/A | N/A | N/A | N/A | N/A | N/A | N/A | N/A | N/A | N/A | N/A | N/A | N/A | N/A | N/A | N/A | N/A | N/A | N/A | N/A | N/A | N/A | N/A | 0
Bioenergy | Holistic Transition | TWh | Supply | Aviation | Biojet fuel (from Biomass) | Waste wood |  |  |  |  | N/A | N/A | N/A | N/A | N/A | N/A | N/A | N/A | N/A | N/A | N/A | N/A | N/A | N/A | N/A | N/A | N/A | N/A | N/A | N/A | N/A | N/A | N/A | N/A | N/A | N/A | N/A | 0
Bioenergy | Holistic Transition | TWh | Supply | Aviation | Biojet fuel (from Biomass) | Biomass imports |  |  |  |  | N/A | N/A | N/A | N/A | N/A | N/A | N/A | N/A | N/A | N/A | N/A | N/A | N/A | N/A | N/A | N/A | N/A | N/A | N/A | N/A | N/A | N/A | N/A | N/A | N/A | N/A | N/A | 0
Bioenergy | Holistic Transition | TWh | Supply | Aviation | Biojet fuel (from Biomass) | Agri residues |  |  |  |  | N/A | N/A | N/A | N/A | N/A | N/A | N/A | N/A | N/A | N/A | N/A | N/A | N/A | N/A | N/A | N/A | N/A | N/A | N/A | N/A | N/A | N/A | N/A | N/A | N/A | N/A | N/A | 0
Bioenergy | Holistic Transition | TWh | Supply | Aviation | Biojet fuel (from Biomass) | Energy crops |  |  |  |  | N/A | N/A | N/A | N/A | N/A | N/A | N/A | N/A | N/A | N/A | N/A | N/A | N/A | N/A | N/A | N/A | N/A | N/A | N/A | N/A | N/A | N/A | N/A | N/A | N/A | N/A | N/A | 20.0072
Bioenergy | Holistic Transition | TWh | Supply | Aviation | Biojet fuel (from waste) | MSW, C&I (biogenic) |  |  |  |  | N/A | N/A | N/A | N/A | N/A | N/A | N/A | N/A | N/A | N/A | N/A | N/A | N/A | N/A | N/A | N/A | N/A | N/A | N/A | N/A | N/A | N/A | N/A | N/A | N/A | N/A | N/A | 9.1718
Bioenergy | Holistic Transition | TWh | Supply | Hydrogen Production | Biomass | Forest residues |  |  |  |  | N/A | N/A | N/A | N/A | N/A | N/A | N/A | N/A | N/A | N/A | N/A | N/A | N/A | N/A | N/A | N/A | N/A | N/A | N/A | N/A | N/A | N/A | N/A | N/A | N/A | N/A | N/A | 0.62
Bioenergy | Holistic Transition | TWh | Supply | Hydrogen Production | Biomass | Agri residues |  |  |  |  | N/A | N/A | N/A | N/A | N/A | N/A | N/A | N/A | N/A | N/A | N/A | N/A | N/A | N/A | N/A | N/A | N/A | N/A | N/A | N/A | N/A | N/A | N/A | N/A | N/A | N/A | N/A | 0
Bioenergy | Holistic Transition | TWh | Supply | Hydrogen Production | Biomass | Waste wood |  |  |  |  | N/A | N/A | N/A | N/A | N/A | N/A | N/A | N/A | N/A | N/A | N/A | N/A | N/A | N/A | N/A | N/A | N/A | N/A | N/A | N/A | N/A | N/A | N/A | N/A | N/A | N/A | N/A | 0.21535
Bioenergy | Holistic Transition | TWh | Supply | Hydrogen Production | Biomass | Energy crops |  |  |  |  | N/A | N/A | N/A | N/A | N/A | N/A | N/A | N/A | N/A | N/A | N/A | N/A | N/A | N/A | N/A | N/A | N/A | N/A | N/A | N/A | N/A | N/A | N/A | N/A | N/A | N/A | N/A | 0
Bioenergy | Holistic Transition | TWh | Supply | Hydrogen Production | Biomass | Biomass imports |  |  |  |  | N/A | N/A | N/A | N/A | N/A | N/A | N/A | N/A | N/A | N/A | N/A | N/A | N/A | N/A | N/A | N/A | N/A | N/A | N/A | N/A | N/A | N/A | N/A | N/A | N/A | N/A | N/A | 0.39105
Bioenergy | Holistic Transition | TWh | Supply | Greengas Blending | Biomethane | Biogas |  |  |  |  | N/A | N/A | N/A | N/A | N/A | N/A | N/A | N/A | N/A | N/A | N/A | N/A | N/A | N/A | N/A | N/A | N/A | N/A | N/A | N/A | N/A | N/A | N/A | N/A | N/A | N/A | N/A | 19.7081
Bioenergy | Holistic Transition | TWh | Supply | Greengas Blending | Biomethane | Forest residues |  |  |  |  | N/A | N/A | N/A | N/A | N/A | N/A | N/A | N/A | N/A | N/A | N/A | N/A | N/A | N/A | N/A | N/A | N/A | N/A | N/A | N/A | N/A | N/A | N/A | N/A | N/A | N/A | N/A | 0
Bioenergy | Holistic Transition | TWh | Supply | Greengas Blending | Biomethane | Energy crops |  |  |  |  | N/A | N/A | N/A | N/A | N/A | N/A | N/A | N/A | N/A | N/A | N/A | N/A | N/A | N/A | N/A | N/A | N/A | N/A | N/A | N/A | N/A | N/A | N/A | N/A | N/A | N/A | N/A | 0
Bioenergy | Holistic Transition | TWh | Supply | Greengas Blending | Biomethane | MSW, C&I (biogenic) |  |  |  |  | N/A | N/A | N/A | N/A | N/A | N/A | N/A | N/A | N/A | N/A | N/A | N/A | N/A | N/A | N/A | N/A | N/A | N/A | N/A | N/A | N/A | N/A | N/A | N/A | N/A | N/A | N/A | 33.2137
Bioenergy | Holistic Transition | TWh | Supply | Greengas Blending | Biomethane | Agri residues |  |  |  |  | N/A | N/A | N/A | N/A | N/A | N/A | N/A | N/A | N/A | N/A | N/A | N/A | N/A | N/A | N/A | N/A | N/A | N/A | N/A | N/A | N/A | N/A | N/A | N/A | N/A | N/A | N/A | 12.0782
Bioenergy | Holistic Transition | TWh | Supply | Greengas Blending | Biomethane | Waste wood |  |  |  |  | N/A | N/A | N/A | N/A | N/A | N/A | N/A | N/A | N/A | N/A | N/A | N/A | N/A | N/A | N/A | N/A | N/A | N/A | N/A | N/A | N/A | N/A | N/A | N/A | N/A | N/A | N/A | 0
Bioenergy | Holistic Transition | TWh | Supply | Waste | Waste | MSW, C&I (biogenic) |  |  |  |  | N/A | N/A | N/A | N/A | N/A | N/A | N/A | N/A | N/A | N/A | N/A | N/A | N/A | N/A | N/A | N/A | N/A | N/A | N/A | N/A | N/A | N/A | N/A | N/A | N/A | N/A | N/A | 13.325
Bioenergy | Holistic Transition | TWh | Supply | Shipping | Biodiesel/bioethanol | Waste biodiesel, bioethanol |  |  |  |  | N/A | N/A | N/A | N/A | N/A | N/A | N/A | N/A | N/A | N/A | N/A | N/A | N/A | N/A | N/A | N/A | N/A | N/A | N/A | N/A | N/A | N/A | N/A | N/A | N/A | N/A | N/A | 1.7145
Bioenergy | Holistic Transition | TWh | Supply | Shipping | Biodiesel/bioethanol | Forest residues |  |  |  |  | N/A | N/A | N/A | N/A | N/A | N/A | N/A | N/A | N/A | N/A | N/A | N/A | N/A | N/A | N/A | N/A | N/A | N/A | N/A | N/A | N/A | N/A | N/A | N/A | N/A | N/A | N/A | 0
Bioenergy | Holistic Transition | TWh | Supply | Shipping | Biodiesel/bioethanol | Agri residues |  |  |  |  | N/A | N/A | N/A | N/A | N/A | N/A | N/A | N/A | N/A | N/A | N/A | N/A | N/A | N/A | N/A | N/A | N/A | N/A | N/A | N/A | N/A | N/A | N/A | N/A | N/A | N/A | N/A | 0
Bioenergy | Holistic Transition | TWh | Supply | Shipping | Biodiesel/bioethanol | Waste wood |  |  |  |  | N/A | N/A | N/A | N/A | N/A | N/A | N/A | N/A | N/A | N/A | N/A | N/A | N/A | N/A | N/A | N/A | N/A | N/A | N/A | N/A | N/A | N/A | N/A | N/A | N/A | N/A | N/A | 0
Bioenergy | Holistic Transition | TWh | Supply | Shipping | Bioethanol | Waste biodiesel, bioethanol |  |  |  |  | N/A | N/A | N/A | N/A | N/A | N/A | N/A | N/A | N/A | N/A | N/A | N/A | N/A | N/A | N/A | N/A | N/A | N/A | N/A | N/A | N/A | N/A | N/A | N/A | N/A | N/A | N/A | 0
Bioenergy | Holistic Transition | TWh | Supply | Shipping | Bioethanol | Energy crops |  |  |  |  | N/A | N/A | N/A | N/A | N/A | N/A | N/A | N/A | N/A | N/A | N/A | N/A | N/A | N/A | N/A | N/A | N/A | N/A | N/A | N/A | N/A | N/A | N/A | N/A | N/A | N/A | N/A | 0
Bioenergy | Holistic Transition | TWh | Supply | Industry (non-space heating) | Biomass | Biomass imports |  |  |  |  | N/A | N/A | N/A | N/A | N/A | N/A | N/A | N/A | N/A | N/A | N/A | N/A | N/A | N/A | N/A | N/A | N/A | N/A | N/A | N/A | N/A | N/A | N/A | N/A | N/A | N/A | N/A | 4.3001
Bioenergy | Holistic Transition | TWh | Supply | Industry (non-space heating) | Biomass | Forest residues |  |  |  |  | N/A | N/A | N/A | N/A | N/A | N/A | N/A | N/A | N/A | N/A | N/A | N/A | N/A | N/A | N/A | N/A | N/A | N/A | N/A | N/A | N/A | N/A | N/A | N/A | N/A | N/A | N/A | 6.8176
Bioenergy | Holistic Transition | TWh | Supply | Industry (non-space heating) | Biomass | Agri residues |  |  |  |  | N/A | N/A | N/A | N/A | N/A | N/A | N/A | N/A | N/A | N/A | N/A | N/A | N/A | N/A | N/A | N/A | N/A | N/A | N/A | N/A | N/A | N/A | N/A | N/A | N/A | N/A | N/A | 0
Bioenergy | Holistic Transition | TWh | Supply | Industry (non-space heating) | Biomass | Waste wood |  |  |  |  | N/A | N/A | N/A | N/A | N/A | N/A | N/A | N/A | N/A | N/A | N/A | N/A | N/A | N/A | N/A | N/A | N/A | N/A | N/A | N/A | N/A | N/A | N/A | N/A | N/A | N/A | N/A | 2.368
Bioenergy | Holistic Transition | TWh | Supply | Industry (non-space heating) | Biomass | Energy crops |  |  |  |  | N/A | N/A | N/A | N/A | N/A | N/A | N/A | N/A | N/A | N/A | N/A | N/A | N/A | N/A | N/A | N/A | N/A | N/A | N/A | N/A | N/A | N/A | N/A | N/A | N/A | N/A | N/A | 0
Bioenergy | Holistic Transition | TWh | Supply | Agriculture | Bioethanol | Waste biodiesel, bioethanol |  |  |  |  | N/A | N/A | N/A | N/A | N/A | N/A | N/A | N/A | N/A | N/A | N/A | N/A | N/A | N/A | N/A | N/A | N/A | N/A | N/A | N/A | N/A | N/A | N/A | N/A | N/A | N/A | N/A | 0
Bioenergy | Holistic Transition | TWh | Supply | Agriculture | Bioethanol | Energy crops |  |  |  |  | N/A | N/A | N/A | N/A | N/A | N/A | N/A | N/A | N/A | N/A | N/A | N/A | N/A | N/A | N/A | N/A | N/A | N/A | N/A | N/A | N/A | N/A | N/A | N/A | N/A | N/A | N/A | 0
Bioenergy | Holistic Transition | TWh | Supply | Agriculture | Biodiesel/bioethanol | Waste biodiesel, bioethanol |  |  |  |  | N/A | N/A | N/A | N/A | N/A | N/A | N/A | N/A | N/A | N/A | N/A | N/A | N/A | N/A | N/A | N/A | N/A | N/A | N/A | N/A | N/A | N/A | N/A | N/A | N/A | N/A | N/A | -0.0049124
Bioenergy | Holistic Transition | TWh | Supply | Agriculture | Biodiesel/bioethanol | Forest residues |  |  |  |  | N/A | N/A | N/A | N/A | N/A | N/A | N/A | N/A | N/A | N/A | N/A | N/A | N/A | N/A | N/A | N/A | N/A | N/A | N/A | N/A | N/A | N/A | N/A | N/A | N/A | N/A | N/A | 0
Bioenergy | Holistic Transition | TWh | Supply | Agriculture | Biodiesel/bioethanol | Agri residues |  |  |  |  | N/A | N/A | N/A | N/A | N/A | N/A | N/A | N/A | N/A | N/A | N/A | N/A | N/A | N/A | N/A | N/A | N/A | N/A | N/A | N/A | N/A | N/A | N/A | N/A | N/A | N/A | N/A | 0
Bioenergy | Holistic Transition | TWh | Supply | Agriculture | Biodiesel/bioethanol | Waste wood |  |  |  |  | N/A | N/A | N/A | N/A | N/A | N/A | N/A | N/A | N/A | N/A | N/A | N/A | N/A | N/A | N/A | N/A | N/A | N/A | N/A | N/A | N/A | N/A | N/A | N/A | N/A | N/A | N/A | 0
Bioenergy | Falling Behind | TWh | Supply | Waste | Waste | MSW, C&I (biogenic) |  |  |  |  | N/A | N/A | N/A | N/A | N/A | N/A | N/A | N/A | N/A | N/A | N/A | N/A | N/A | N/A | N/A | N/A | N/A | N/A | N/A | N/A | N/A | N/A | N/A | N/A | N/A | N/A | N/A | 0
Bioenergy | Falling Behind | TWh | Supply | Power Generation | Biomass | Forest residues |  |  |  |  | N/A | N/A | N/A | N/A | N/A | N/A | N/A | N/A | N/A | N/A | N/A | N/A | N/A | N/A | N/A | N/A | N/A | N/A | N/A | N/A | N/A | N/A | N/A | N/A | N/A | N/A | N/A | 12.9352
Bioenergy | Falling Behind | TWh | Supply | Power Generation | Biomass | Agri residues |  |  |  |  | N/A | N/A | N/A | N/A | N/A | N/A | N/A | N/A | N/A | N/A | N/A | N/A | N/A | N/A | N/A | N/A | N/A | N/A | N/A | N/A | N/A | N/A | N/A | N/A | N/A | N/A | N/A | 0
Bioenergy | Falling Behind | TWh | Supply | Power Generation | Biomass | Waste wood |  |  |  |  | N/A | N/A | N/A | N/A | N/A | N/A | N/A | N/A | N/A | N/A | N/A | N/A | N/A | N/A | N/A | N/A | N/A | N/A | N/A | N/A | N/A | N/A | N/A | N/A | N/A | N/A | N/A | 0
Bioenergy | Falling Behind | TWh | Supply | Power Generation | Biomass | Energy crops |  |  |  |  | N/A | N/A | N/A | N/A | N/A | N/A | N/A | N/A | N/A | N/A | N/A | N/A | N/A | N/A | N/A | N/A | N/A | N/A | N/A | N/A | N/A | N/A | N/A | N/A | N/A | N/A | N/A | 0
Bioenergy | Falling Behind | TWh | Supply | Power Generation | Biomass | Biomass imports |  |  |  |  | N/A | N/A | N/A | N/A | N/A | N/A | N/A | N/A | N/A | N/A | N/A | N/A | N/A | N/A | N/A | N/A | N/A | N/A | N/A | N/A | N/A | N/A | N/A | N/A | N/A | N/A | N/A | 0.30041
Bioenergy | Falling Behind | TWh | Supply | Domestic | BioLPG | Energy crops |  |  |  |  | N/A | N/A | N/A | N/A | N/A | N/A | N/A | N/A | N/A | N/A | N/A | N/A | N/A | N/A | N/A | N/A | N/A | N/A | N/A | N/A | N/A | N/A | N/A | N/A | N/A | N/A | N/A | 0.5217
Bioenergy | Falling Behind | TWh | Supply | Domestic | BioLPG | MSW, C&I (biogenic) |  |  |  |  | N/A | N/A | N/A | N/A | N/A | N/A | N/A | N/A | N/A | N/A | N/A | N/A | N/A | N/A | N/A | N/A | N/A | N/A | N/A | N/A | N/A | N/A | N/A | N/A | N/A | N/A | N/A | 0
Bioenergy | Falling Behind | TWh | Supply | Domestic | Biomass | Forest residues |  |  |  |  | N/A | N/A | N/A | N/A | N/A | N/A | N/A | N/A | N/A | N/A | N/A | N/A | N/A | N/A | N/A | N/A | N/A | N/A | N/A | N/A | N/A | N/A | N/A | N/A | N/A | N/A | N/A | 0.43685
Bioenergy | Falling Behind | TWh | Supply | Domestic | Biomass | Agri residues |  |  |  |  | N/A | N/A | N/A | N/A | N/A | N/A | N/A | N/A | N/A | N/A | N/A | N/A | N/A | N/A | N/A | N/A | N/A | N/A | N/A | N/A | N/A | N/A | N/A | N/A | N/A | N/A | N/A | 0
Bioenergy | Falling Behind | TWh | Supply | Domestic | Biomass | Waste wood |  |  |  |  | N/A | N/A | N/A | N/A | N/A | N/A | N/A | N/A | N/A | N/A | N/A | N/A | N/A | N/A | N/A | N/A | N/A | N/A | N/A | N/A | N/A | N/A | N/A | N/A | N/A | N/A | N/A | 0
Bioenergy | Falling Behind | TWh | Supply | Domestic | Biomass | Energy crops |  |  |  |  | N/A | N/A | N/A | N/A | N/A | N/A | N/A | N/A | N/A | N/A | N/A | N/A | N/A | N/A | N/A | N/A | N/A | N/A | N/A | N/A | N/A | N/A | N/A | N/A | N/A | N/A | N/A | 0
Bioenergy | Falling Behind | TWh | Supply | Domestic | Biomass | Biomass imports |  |  |  |  | N/A | N/A | N/A | N/A | N/A | N/A | N/A | N/A | N/A | N/A | N/A | N/A | N/A | N/A | N/A | N/A | N/A | N/A | N/A | N/A | N/A | N/A | N/A | N/A | N/A | N/A | N/A | 0.010146
Bioenergy | Falling Behind | TWh | Supply | Domestic | Biomethane | Biogas |  |  |  |  | N/A | N/A | N/A | N/A | N/A | N/A | N/A | N/A | N/A | N/A | N/A | N/A | N/A | N/A | N/A | N/A | N/A | N/A | N/A | N/A | N/A | N/A | N/A | N/A | N/A | N/A | N/A | 0.84649
Bioenergy | Falling Behind | TWh | Supply | Domestic | Biomethane | MSW, C&I (biogenic) |  |  |  |  | N/A | N/A | N/A | N/A | N/A | N/A | N/A | N/A | N/A | N/A | N/A | N/A | N/A | N/A | N/A | N/A | N/A | N/A | N/A | N/A | N/A | N/A | N/A | N/A | N/A | N/A | N/A | 0
Bioenergy | Falling Behind | TWh | Supply | Domestic | Biomethane | Forest residues |  |  |  |  | N/A | N/A | N/A | N/A | N/A | N/A | N/A | N/A | N/A | N/A | N/A | N/A | N/A | N/A | N/A | N/A | N/A | N/A | N/A | N/A | N/A | N/A | N/A | N/A | N/A | N/A | N/A | 0
Bioenergy | Falling Behind | TWh | Supply | Domestic | Biomethane | Energy crops |  |  |  |  | N/A | N/A | N/A | N/A | N/A | N/A | N/A | N/A | N/A | N/A | N/A | N/A | N/A | N/A | N/A | N/A | N/A | N/A | N/A | N/A | N/A | N/A | N/A | N/A | N/A | N/A | N/A | 0.1291
Bioenergy | Falling Behind | TWh | Supply | Domestic | Biomethane | Agri residues |  |  |  |  | N/A | N/A | N/A | N/A | N/A | N/A | N/A | N/A | N/A | N/A | N/A | N/A | N/A | N/A | N/A | N/A | N/A | N/A | N/A | N/A | N/A | N/A | N/A | N/A | N/A | N/A | N/A | 0.51906
Bioenergy | Falling Behind | TWh | Supply | Domestic | Biomethane | Waste wood |  |  |  |  | N/A | N/A | N/A | N/A | N/A | N/A | N/A | N/A | N/A | N/A | N/A | N/A | N/A | N/A | N/A | N/A | N/A | N/A | N/A | N/A | N/A | N/A | N/A | N/A | N/A | N/A | N/A | 0
Bioenergy | Falling Behind | TWh | Supply | Industrial | BioLPG | Energy crops |  |  |  |  | N/A | N/A | N/A | N/A | N/A | N/A | N/A | N/A | N/A | N/A | N/A | N/A | N/A | N/A | N/A | N/A | N/A | N/A | N/A | N/A | N/A | N/A | N/A | N/A | N/A | N/A | N/A | 0.043408
Bioenergy | Falling Behind | TWh | Supply | Industrial | BioLPG | MSW, C&I (biogenic) |  |  |  |  | N/A | N/A | N/A | N/A | N/A | N/A | N/A | N/A | N/A | N/A | N/A | N/A | N/A | N/A | N/A | N/A | N/A | N/A | N/A | N/A | N/A | N/A | N/A | N/A | N/A | N/A | N/A | 0
Bioenergy | Falling Behind | TWh | Supply | Industrial | Biomass | Forest residues |  |  |  |  | N/A | N/A | N/A | N/A | N/A | N/A | N/A | N/A | N/A | N/A | N/A | N/A | N/A | N/A | N/A | N/A | N/A | N/A | N/A | N/A | N/A | N/A | N/A | N/A | N/A | N/A | N/A | 0.16069
Bioenergy | Falling Behind | TWh | Supply | Industrial | Biomass | Agri residues |  |  |  |  | N/A | N/A | N/A | N/A | N/A | N/A | N/A | N/A | N/A | N/A | N/A | N/A | N/A | N/A | N/A | N/A | N/A | N/A | N/A | N/A | N/A | N/A | N/A | N/A | N/A | N/A | N/A | 0
Bioenergy | Falling Behind | TWh | Supply | Industrial | Biomass | Waste wood |  |  |  |  | N/A | N/A | N/A | N/A | N/A | N/A | N/A | N/A | N/A | N/A | N/A | N/A | N/A | N/A | N/A | N/A | N/A | N/A | N/A | N/A | N/A | N/A | N/A | N/A | N/A | N/A | N/A | 0
Bioenergy | Falling Behind | TWh | Supply | Industrial | Biomass | Energy crops |  |  |  |  | N/A | N/A | N/A | N/A | N/A | N/A | N/A | N/A | N/A | N/A | N/A | N/A | N/A | N/A | N/A | N/A | N/A | N/A | N/A | N/A | N/A | N/A | N/A | N/A | N/A | N/A | N/A | 0
Bioenergy | Falling Behind | TWh | Supply | Industrial | Biomass | Biomass imports |  |  |  |  | N/A | N/A | N/A | N/A | N/A | N/A | N/A | N/A | N/A | N/A | N/A | N/A | N/A | N/A | N/A | N/A | N/A | N/A | N/A | N/A | N/A | N/A | N/A | N/A | N/A | N/A | N/A | 0.0037318
Bioenergy | Falling Behind | TWh | Supply | Industrial | Biomethane | Biogas |  |  |  |  | N/A | N/A | N/A | N/A | N/A | N/A | N/A | N/A | N/A | N/A | N/A | N/A | N/A | N/A | N/A | N/A | N/A | N/A | N/A | N/A | N/A | N/A | N/A | N/A | N/A | N/A | N/A | 0.024848
Bioenergy | Falling Behind | TWh | Supply | Industrial | Biomethane | Forest residues |  |  |  |  | N/A | N/A | N/A | N/A | N/A | N/A | N/A | N/A | N/A | N/A | N/A | N/A | N/A | N/A | N/A | N/A | N/A | N/A | N/A | N/A | N/A | N/A | N/A | N/A | N/A | N/A | N/A | 0
Bioenergy | Falling Behind | TWh | Supply | Industrial | Biomethane | Energy crops |  |  |  |  | N/A | N/A | N/A | N/A | N/A | N/A | N/A | N/A | N/A | N/A | N/A | N/A | N/A | N/A | N/A | N/A | N/A | N/A | N/A | N/A | N/A | N/A | N/A | N/A | N/A | N/A | N/A | 0.0037895
Bioenergy | Falling Behind | TWh | Supply | Industrial | Biomethane | Agri residues |  |  |  |  | N/A | N/A | N/A | N/A | N/A | N/A | N/A | N/A | N/A | N/A | N/A | N/A | N/A | N/A | N/A | N/A | N/A | N/A | N/A | N/A | N/A | N/A | N/A | N/A | N/A | N/A | N/A | 0.015237
Bioenergy | Falling Behind | TWh | Supply | Industrial | Biomethane | Waste wood |  |  |  |  | N/A | N/A | N/A | N/A | N/A | N/A | N/A | N/A | N/A | N/A | N/A | N/A | N/A | N/A | N/A | N/A | N/A | N/A | N/A | N/A | N/A | N/A | N/A | N/A | N/A | N/A | N/A | 0
Bioenergy | Falling Behind | TWh | Supply | Industrial | Biomethane | MSW, C&I (biogenic) |  |  |  |  | N/A | N/A | N/A | N/A | N/A | N/A | N/A | N/A | N/A | N/A | N/A | N/A | N/A | N/A | N/A | N/A | N/A | N/A | N/A | N/A | N/A | N/A | N/A | N/A | N/A | N/A | N/A | 0
Bioenergy | Falling Behind | TWh | Supply | Commercial | BioLPG | Energy crops |  |  |  |  | N/A | N/A | N/A | N/A | N/A | N/A | N/A | N/A | N/A | N/A | N/A | N/A | N/A | N/A | N/A | N/A | N/A | N/A | N/A | N/A | N/A | N/A | N/A | N/A | N/A | N/A | N/A | 0.40201
Bioenergy | Falling Behind | TWh | Supply | Commercial | BioLPG | MSW, C&I (biogenic) |  |  |  |  | N/A | N/A | N/A | N/A | N/A | N/A | N/A | N/A | N/A | N/A | N/A | N/A | N/A | N/A | N/A | N/A | N/A | N/A | N/A | N/A | N/A | N/A | N/A | N/A | N/A | N/A | N/A | 0
Bioenergy | Falling Behind | TWh | Supply | Commercial | Biomass | Forest residues |  |  |  |  | N/A | N/A | N/A | N/A | N/A | N/A | N/A | N/A | N/A | N/A | N/A | N/A | N/A | N/A | N/A | N/A | N/A | N/A | N/A | N/A | N/A | N/A | N/A | N/A | N/A | N/A | N/A | 0.4048
Bioenergy | Falling Behind | TWh | Supply | Commercial | Biomass | Agri residues |  |  |  |  | N/A | N/A | N/A | N/A | N/A | N/A | N/A | N/A | N/A | N/A | N/A | N/A | N/A | N/A | N/A | N/A | N/A | N/A | N/A | N/A | N/A | N/A | N/A | N/A | N/A | N/A | N/A | 0
Bioenergy | Falling Behind | TWh | Supply | Commercial | Biomass | Waste wood |  |  |  |  | N/A | N/A | N/A | N/A | N/A | N/A | N/A | N/A | N/A | N/A | N/A | N/A | N/A | N/A | N/A | N/A | N/A | N/A | N/A | N/A | N/A | N/A | N/A | N/A | N/A | N/A | N/A | 0
Bioenergy | Falling Behind | TWh | Supply | Commercial | Biomass | Energy crops |  |  |  |  | N/A | N/A | N/A | N/A | N/A | N/A | N/A | N/A | N/A | N/A | N/A | N/A | N/A | N/A | N/A | N/A | N/A | N/A | N/A | N/A | N/A | N/A | N/A | N/A | N/A | N/A | N/A | 0
Bioenergy | Falling Behind | TWh | Supply | Commercial | Biomass | Biomass imports |  |  |  |  | N/A | N/A | N/A | N/A | N/A | N/A | N/A | N/A | N/A | N/A | N/A | N/A | N/A | N/A | N/A | N/A | N/A | N/A | N/A | N/A | N/A | N/A | N/A | N/A | N/A | N/A | N/A | 0.0094011
Bioenergy | Falling Behind | TWh | Supply | Commercial | Biomethane | Biogas |  |  |  |  | N/A | N/A | N/A | N/A | N/A | N/A | N/A | N/A | N/A | N/A | N/A | N/A | N/A | N/A | N/A | N/A | N/A | N/A | N/A | N/A | N/A | N/A | N/A | N/A | N/A | N/A | N/A | 0.33827
Bioenergy | Falling Behind | TWh | Supply | Commercial | Biomethane | MSW, C&I (biogenic) |  |  |  |  | N/A | N/A | N/A | N/A | N/A | N/A | N/A | N/A | N/A | N/A | N/A | N/A | N/A | N/A | N/A | N/A | N/A | N/A | N/A | N/A | N/A | N/A | N/A | N/A | N/A | N/A | N/A | 0
Bioenergy | Falling Behind | TWh | Supply | Commercial | Biomethane | Forest residues |  |  |  |  | N/A | N/A | N/A | N/A | N/A | N/A | N/A | N/A | N/A | N/A | N/A | N/A | N/A | N/A | N/A | N/A | N/A | N/A | N/A | N/A | N/A | N/A | N/A | N/A | N/A | N/A | N/A | 0
Bioenergy | Falling Behind | TWh | Supply | Commercial | Biomethane | Energy crops |  |  |  |  | N/A | N/A | N/A | N/A | N/A | N/A | N/A | N/A | N/A | N/A | N/A | N/A | N/A | N/A | N/A | N/A | N/A | N/A | N/A | N/A | N/A | N/A | N/A | N/A | N/A | N/A | N/A | 0.051588
Bioenergy | Falling Behind | TWh | Supply | Commercial | Biomethane | Agri residues |  |  |  |  | N/A | N/A | N/A | N/A | N/A | N/A | N/A | N/A | N/A | N/A | N/A | N/A | N/A | N/A | N/A | N/A | N/A | N/A | N/A | N/A | N/A | N/A | N/A | N/A | N/A | N/A | N/A | 0.20742
Bioenergy | Falling Behind | TWh | Supply | Commercial | Biomethane | Waste wood |  |  |  |  | N/A | N/A | N/A | N/A | N/A | N/A | N/A | N/A | N/A | N/A | N/A | N/A | N/A | N/A | N/A | N/A | N/A | N/A | N/A | N/A | N/A | N/A | N/A | N/A | N/A | N/A | N/A | 0
Bioenergy | Falling Behind | TWh | Supply | Road Transport | Biodiesel/bioethanol | Waste biodiesel, bioethanol |  |  |  |  | N/A | N/A | N/A | N/A | N/A | N/A | N/A | N/A | N/A | N/A | N/A | N/A | N/A | N/A | N/A | N/A | N/A | N/A | N/A | N/A | N/A | N/A | N/A | N/A | N/A | N/A | N/A | 2.1588
Bioenergy | Falling Behind | TWh | Supply | Road Transport | Biodiesel/bioethanol | Forest residues |  |  |  |  | N/A | N/A | N/A | N/A | N/A | N/A | N/A | N/A | N/A | N/A | N/A | N/A | N/A | N/A | N/A | N/A | N/A | N/A | N/A | N/A | N/A | N/A | N/A | N/A | N/A | N/A | N/A | 0
Bioenergy | Falling Behind | TWh | Supply | Road Transport | Biodiesel/bioethanol | Agri residues |  |  |  |  | N/A | N/A | N/A | N/A | N/A | N/A | N/A | N/A | N/A | N/A | N/A | N/A | N/A | N/A | N/A | N/A | N/A | N/A | N/A | N/A | N/A | N/A | N/A | N/A | N/A | N/A | N/A | 0
Bioenergy | Falling Behind | TWh | Supply | Road Transport | Biodiesel/bioethanol | Waste wood |  |  |  |  | N/A | N/A | N/A | N/A | N/A | N/A | N/A | N/A | N/A | N/A | N/A | N/A | N/A | N/A | N/A | N/A | N/A | N/A | N/A | N/A | N/A | N/A | N/A | N/A | N/A | N/A | N/A | 0
Bioenergy | Falling Behind | TWh | Supply | Road Transport | Bioethanol | Waste biodiesel, bioethanol |  |  |  |  | N/A | N/A | N/A | N/A | N/A | N/A | N/A | N/A | N/A | N/A | N/A | N/A | N/A | N/A | N/A | N/A | N/A | N/A | N/A | N/A | N/A | N/A | N/A | N/A | N/A | N/A | N/A | 0
Bioenergy | Falling Behind | TWh | Supply | Road Transport | Bioethanol | Energy crops |  |  |  |  | N/A | N/A | N/A | N/A | N/A | N/A | N/A | N/A | N/A | N/A | N/A | N/A | N/A | N/A | N/A | N/A | N/A | N/A | N/A | N/A | N/A | N/A | N/A | N/A | N/A | N/A | N/A | 0
Bioenergy | Falling Behind | TWh | Supply | Road Transport | Biomethane | Biogas |  |  |  |  | N/A | N/A | N/A | N/A | N/A | N/A | N/A | N/A | N/A | N/A | N/A | N/A | N/A | N/A | N/A | N/A | N/A | N/A | N/A | N/A | N/A | N/A | N/A | N/A | N/A | N/A | N/A | 0
Bioenergy | Falling Behind | TWh | Supply | Aviation | Biojet fuel (from Biomass) | Biofuel imports |  |  |  |  | N/A | N/A | N/A | N/A | N/A | N/A | N/A | N/A | N/A | N/A | N/A | N/A | N/A | N/A | N/A | N/A | N/A | N/A | N/A | N/A | N/A | N/A | N/A | N/A | N/A | N/A | N/A | 4.707
Bioenergy | Falling Behind | TWh | Supply | Aviation | Biojet fuel (from Biomass) | Forest residues |  |  |  |  | N/A | N/A | N/A | N/A | N/A | N/A | N/A | N/A | N/A | N/A | N/A | N/A | N/A | N/A | N/A | N/A | N/A | N/A | N/A | N/A | N/A | N/A | N/A | N/A | N/A | N/A | N/A | 0
Bioenergy | Falling Behind | TWh | Supply | Aviation | Biojet fuel (from Biomass) | Waste wood |  |  |  |  | N/A | N/A | N/A | N/A | N/A | N/A | N/A | N/A | N/A | N/A | N/A | N/A | N/A | N/A | N/A | N/A | N/A | N/A | N/A | N/A | N/A | N/A | N/A | N/A | N/A | N/A | N/A | 0
Bioenergy | Falling Behind | TWh | Supply | Aviation | Biojet fuel (from Biomass) | Biomass imports |  |  |  |  | N/A | N/A | N/A | N/A | N/A | N/A | N/A | N/A | N/A | N/A | N/A | N/A | N/A | N/A | N/A | N/A | N/A | N/A | N/A | N/A | N/A | N/A | N/A | N/A | N/A | N/A | N/A | 0
Bioenergy | Falling Behind | TWh | Supply | Aviation | Biojet fuel (from Biomass) | Agri residues |  |  |  |  | N/A | N/A | N/A | N/A | N/A | N/A | N/A | N/A | N/A | N/A | N/A | N/A | N/A | N/A | N/A | N/A | N/A | N/A | N/A | N/A | N/A | N/A | N/A | N/A | N/A | N/A | N/A | 0
Bioenergy | Falling Behind | TWh | Supply | Aviation | Biojet fuel (from Biomass) | Energy crops |  |  |  |  | N/A | N/A | N/A | N/A | N/A | N/A | N/A | N/A | N/A | N/A | N/A | N/A | N/A | N/A | N/A | N/A | N/A | N/A | N/A | N/A | N/A | N/A | N/A | N/A | N/A | N/A | N/A | 6.9641
Bioenergy | Falling Behind | TWh | Supply | Aviation | Biojet fuel (from waste) | MSW, C&I (biogenic) |  |  |  |  | N/A | N/A | N/A | N/A | N/A | N/A | N/A | N/A | N/A | N/A | N/A | N/A | N/A | N/A | N/A | N/A | N/A | N/A | N/A | N/A | N/A | N/A | N/A | N/A | N/A | N/A | N/A | 4.329
Bioenergy | Falling Behind | TWh | Supply | Hydrogen Production | Biomass | Forest residues |  |  |  |  | N/A | N/A | N/A | N/A | N/A | N/A | N/A | N/A | N/A | N/A | N/A | N/A | N/A | N/A | N/A | N/A | N/A | N/A | N/A | N/A | N/A | N/A | N/A | N/A | N/A | N/A | N/A | 0
Bioenergy | Falling Behind | TWh | Supply | Hydrogen Production | Biomass | Agri residues |  |  |  |  | N/A | N/A | N/A | N/A | N/A | N/A | N/A | N/A | N/A | N/A | N/A | N/A | N/A | N/A | N/A | N/A | N/A | N/A | N/A | N/A | N/A | N/A | N/A | N/A | N/A | N/A | N/A | 0
Bioenergy | Falling Behind | TWh | Supply | Hydrogen Production | Biomass | Waste wood |  |  |  |  | N/A | N/A | N/A | N/A | N/A | N/A | N/A | N/A | N/A | N/A | N/A | N/A | N/A | N/A | N/A | N/A | N/A | N/A | N/A | N/A | N/A | N/A | N/A | N/A | N/A | N/A | N/A | 0
Bioenergy | Falling Behind | TWh | Supply | Hydrogen Production | Biomass | Energy crops |  |  |  |  | N/A | N/A | N/A | N/A | N/A | N/A | N/A | N/A | N/A | N/A | N/A | N/A | N/A | N/A | N/A | N/A | N/A | N/A | N/A | N/A | N/A | N/A | N/A | N/A | N/A | N/A | N/A | 0
Bioenergy | Falling Behind | TWh | Supply | Hydrogen Production | Biomass | Biomass imports |  |  |  |  | N/A | N/A | N/A | N/A | N/A | N/A | N/A | N/A | N/A | N/A | N/A | N/A | N/A | N/A | N/A | N/A | N/A | N/A | N/A | N/A | N/A | N/A | N/A | N/A | N/A | N/A | N/A | 0
Bioenergy | Falling Behind | TWh | Supply | Greengas Blending | Biomethane | Biogas |  |  |  |  | N/A | N/A | N/A | N/A | N/A | N/A | N/A | N/A | N/A | N/A | N/A | N/A | N/A | N/A | N/A | N/A | N/A | N/A | N/A | N/A | N/A | N/A | N/A | N/A | N/A | N/A | N/A | 19.8222
Bioenergy | Falling Behind | TWh | Supply | Greengas Blending | Biomethane | Forest residues |  |  |  |  | N/A | N/A | N/A | N/A | N/A | N/A | N/A | N/A | N/A | N/A | N/A | N/A | N/A | N/A | N/A | N/A | N/A | N/A | N/A | N/A | N/A | N/A | N/A | N/A | N/A | N/A | N/A | 0
Bioenergy | Falling Behind | TWh | Supply | Greengas Blending | Biomethane | Energy crops |  |  |  |  | N/A | N/A | N/A | N/A | N/A | N/A | N/A | N/A | N/A | N/A | N/A | N/A | N/A | N/A | N/A | N/A | N/A | N/A | N/A | N/A | N/A | N/A | N/A | N/A | N/A | N/A | N/A | 3.023
Bioenergy | Falling Behind | TWh | Supply | Greengas Blending | Biomethane | MSW, C&I (biogenic) |  |  |  |  | N/A | N/A | N/A | N/A | N/A | N/A | N/A | N/A | N/A | N/A | N/A | N/A | N/A | N/A | N/A | N/A | N/A | N/A | N/A | N/A | N/A | N/A | N/A | N/A | N/A | N/A | N/A | 0
Bioenergy | Falling Behind | TWh | Supply | Greengas Blending | Biomethane | Agri residues |  |  |  |  | N/A | N/A | N/A | N/A | N/A | N/A | N/A | N/A | N/A | N/A | N/A | N/A | N/A | N/A | N/A | N/A | N/A | N/A | N/A | N/A | N/A | N/A | N/A | N/A | N/A | N/A | N/A | 12.1548
Bioenergy | Falling Behind | TWh | Supply | Greengas Blending | Biomethane | Waste wood |  |  |  |  | N/A | N/A | N/A | N/A | N/A | N/A | N/A | N/A | N/A | N/A | N/A | N/A | N/A | N/A | N/A | N/A | N/A | N/A | N/A | N/A | N/A | N/A | N/A | N/A | N/A | N/A | N/A | 0
Bioenergy | Falling Behind | TWh | Supply | Waste | Waste | MSW, C&I (biogenic) |  |  |  |  | N/A | N/A | N/A | N/A | N/A | N/A | N/A | N/A | N/A | N/A | N/A | N/A | N/A | N/A | N/A | N/A | N/A | N/A | N/A | N/A | N/A | N/A | N/A | N/A | N/A | N/A | N/A | 19.84
Bioenergy | Falling Behind | TWh | Supply | Shipping | Biodiesel/bioethanol | Waste biodiesel, bioethanol |  |  |  |  | N/A | N/A | N/A | N/A | N/A | N/A | N/A | N/A | N/A | N/A | N/A | N/A | N/A | N/A | N/A | N/A | N/A | N/A | N/A | N/A | N/A | N/A | N/A | N/A | N/A | N/A | N/A | 0
Bioenergy | Falling Behind | TWh | Supply | Shipping | Biodiesel/bioethanol | Forest residues |  |  |  |  | N/A | N/A | N/A | N/A | N/A | N/A | N/A | N/A | N/A | N/A | N/A | N/A | N/A | N/A | N/A | N/A | N/A | N/A | N/A | N/A | N/A | N/A | N/A | N/A | N/A | N/A | N/A | 0
Bioenergy | Falling Behind | TWh | Supply | Shipping | Biodiesel/bioethanol | Agri residues |  |  |  |  | N/A | N/A | N/A | N/A | N/A | N/A | N/A | N/A | N/A | N/A | N/A | N/A | N/A | N/A | N/A | N/A | N/A | N/A | N/A | N/A | N/A | N/A | N/A | N/A | N/A | N/A | N/A | 0
Bioenergy | Falling Behind | TWh | Supply | Shipping | Biodiesel/bioethanol | Waste wood |  |  |  |  | N/A | N/A | N/A | N/A | N/A | N/A | N/A | N/A | N/A | N/A | N/A | N/A | N/A | N/A | N/A | N/A | N/A | N/A | N/A | N/A | N/A | N/A | N/A | N/A | N/A | N/A | N/A | 0
Bioenergy | Falling Behind | TWh | Supply | Shipping | Bioethanol | Waste biodiesel, bioethanol |  |  |  |  | N/A | N/A | N/A | N/A | N/A | N/A | N/A | N/A | N/A | N/A | N/A | N/A | N/A | N/A | N/A | N/A | N/A | N/A | N/A | N/A | N/A | N/A | N/A | N/A | N/A | N/A | N/A | 0
Bioenergy | Falling Behind | TWh | Supply | Shipping | Bioethanol | Energy crops |  |  |  |  | N/A | N/A | N/A | N/A | N/A | N/A | N/A | N/A | N/A | N/A | N/A | N/A | N/A | N/A | N/A | N/A | N/A | N/A | N/A | N/A | N/A | N/A | N/A | N/A | N/A | N/A | N/A | 0
Bioenergy | Falling Behind | TWh | Supply | Industry (non-space heating) | Biomass | Biomass imports |  |  |  |  | N/A | N/A | N/A | N/A | N/A | N/A | N/A | N/A | N/A | N/A | N/A | N/A | N/A | N/A | N/A | N/A | N/A | N/A | N/A | N/A | N/A | N/A | N/A | N/A | N/A | N/A | N/A | 0.52631
Bioenergy | Falling Behind | TWh | Supply | Industry (non-space heating) | Biomass | Forest residues |  |  |  |  | N/A | N/A | N/A | N/A | N/A | N/A | N/A | N/A | N/A | N/A | N/A | N/A | N/A | N/A | N/A | N/A | N/A | N/A | N/A | N/A | N/A | N/A | N/A | N/A | N/A | N/A | N/A | 22.6624
Bioenergy | Falling Behind | TWh | Supply | Industry (non-space heating) | Biomass | Agri residues |  |  |  |  | N/A | N/A | N/A | N/A | N/A | N/A | N/A | N/A | N/A | N/A | N/A | N/A | N/A | N/A | N/A | N/A | N/A | N/A | N/A | N/A | N/A | N/A | N/A | N/A | N/A | N/A | N/A | 0
Bioenergy | Falling Behind | TWh | Supply | Industry (non-space heating) | Biomass | Waste wood |  |  |  |  | N/A | N/A | N/A | N/A | N/A | N/A | N/A | N/A | N/A | N/A | N/A | N/A | N/A | N/A | N/A | N/A | N/A | N/A | N/A | N/A | N/A | N/A | N/A | N/A | N/A | N/A | N/A | 0
Bioenergy | Falling Behind | TWh | Supply | Industry (non-space heating) | Biomass | Energy crops |  |  |  |  | N/A | N/A | N/A | N/A | N/A | N/A | N/A | N/A | N/A | N/A | N/A | N/A | N/A | N/A | N/A | N/A | N/A | N/A | N/A | N/A | N/A | N/A | N/A | N/A | N/A | N/A | N/A | 0
Bioenergy | Falling Behind | TWh | Supply | Agriculture | Bioethanol | Waste biodiesel, bioethanol |  |  |  |  | N/A | N/A | N/A | N/A | N/A | N/A | N/A | N/A | N/A | N/A | N/A | N/A | N/A | N/A | N/A | N/A | N/A | N/A | N/A | N/A | N/A | N/A | N/A | N/A | N/A | N/A | N/A | 0
Bioenergy | Falling Behind | TWh | Supply | Agriculture | Bioethanol | Energy crops |  |  |  |  | N/A | N/A | N/A | N/A | N/A | N/A | N/A | N/A | N/A | N/A | N/A | N/A | N/A | N/A | N/A | N/A | N/A | N/A | N/A | N/A | N/A | N/A | N/A | N/A | N/A | N/A | N/A | 0
Bioenergy | Falling Behind | TWh | Supply | Agriculture | Biodiesel/bioethanol | Waste biodiesel, bioethanol |  |  |  |  | N/A | N/A | N/A | N/A | N/A | N/A | N/A | N/A | N/A | N/A | N/A | N/A | N/A | N/A | N/A | N/A | N/A | N/A | N/A | N/A | N/A | N/A | N/A | N/A | N/A | N/A | N/A | 0
Bioenergy | Falling Behind | TWh | Supply | Agriculture | Biodiesel/bioethanol | Forest residues |  |  |  |  | N/A | N/A | N/A | N/A | N/A | N/A | N/A | N/A | N/A | N/A | N/A | N/A | N/A | N/A | N/A | N/A | N/A | N/A | N/A | N/A | N/A | N/A | N/A | N/A | N/A | N/A | N/A | 0
Bioenergy | Falling Behind | TWh | Supply | Agriculture | Biodiesel/bioethanol | Agri residues |  |  |  |  | N/A | N/A | N/A | N/A | N/A | N/A | N/A | N/A | N/A | N/A | N/A | N/A | N/A | N/A | N/A | N/A | N/A | N/A | N/A | N/A | N/A | N/A | N/A | N/A | N/A | N/A | N/A | 0
Bioenergy | Falling Behind | TWh | Supply | Agriculture | Biodiesel/bioethanol | Waste wood |  |  |  |  | N/A | N/A | N/A | N/A | N/A | N/A | N/A | N/A | N/A | N/A | N/A | N/A | N/A | N/A | N/A | N/A | N/A | N/A | N/A | N/A | N/A | N/A | N/A | N/A | N/A | N/A | N/A | 0
Hydrogen | Electric Engagement | TWh | Supply | Methane Reformation with CCUS |  |  | Methane Reformation with CCUS | 0 | 0 | 0 | 0 | 0.04 | 0.04 | 0.04 | 0.04 | 0.04 | 0.12 | 0.13 | 0.17 | 1.42 | 3.14 | 5.26 | 9.38 | 9.38 | 14.18 | 14.2 | 15.55 | 15.86 | 16.7 | 20.06 | 21.87 | 24.13 | 24.47 | 28.42 | 30.08 | 31.23 | 31.37 | 31.59
Hydrogen | Electric Engagement | TWh | Supply | Networked Electrolysis |  |  | Networked Electrolysis | 0 | 0 | 0 | 0 | 0.02 | 0.03 | 0.14 | 0.24 | 0.88 | 1.56 | 2.92 | 4.13 | 4.36 | 4.48 | 4.67 | 6 | 9.01 | 21.28 | 26.58 | 28.87 | 34.78 | 40.7 | 47.98 | 52.43 | 52.18 | 53.25 | 55.03 | 59.36 | 64.47 | 66.17 | 66.73
Hydrogen | Electric Engagement | TWh | Supply | Non-networked Electrolysis |  |  | Non-networked Electrolysis | 0 | 0 | 0 | 0 | 0 | 0 | 0 | 0 | 0 | 0 | 0 | 0 | 0 | 0 | 0 | 0.01 | 0.01 | 0.01 | 0.02 | 0.02 | 0.02 | 0.02 | 0.03 | 0.03 | 0.03 | 0.03 | 0.03 | 0.04 | 0.04 | 0.04 | 0.04
Hydrogen | Electric Engagement | TWh | Supply | Biomass gasification |  |  | Biomass gasification | 0 | 0 | 0 | 0 | 0 | 0 | 0 | 0 | 0 | 0 | 0 | 0 | 0 | 0 | 0 | 0 | 0 | 0 | 0 | 0 | 0 | 0 | 0 | 0 | 0 | 0 | 0 | 0 | 0 | 0 | 0
Hydrogen | Electric Engagement | TWh | Supply | Nuclear Electrolysis |  |  | Nuclear Electrolysis | 0 | 0 | 0 | 0 | 0 | 0 | 0 | 0 | 0 | 0 | 0 | 0 | 0 | 0 | 0 | 0 | 0 | 0 | 0 | 0 | 0 | 0 | 0 | 0 | 0 | 0 | 0 | 0 | 0 | 0 | 0
Hydrogen | Electric Engagement | TWh | Supply | Imports |  |  | Imports | 0 | 0 | 0 | 0 | 0 | 0 | 0 | 0 | 0 | 0 | 0 | 0 | 0 | 0 | 0 | 0 | 0 | 0 | 0 | 0 | 0 | 0 | 0 | 0 | 0 | 0 | 0 | 0 | 0 | 0 | 0
Hydrogen | Electric Engagement | TWh | Supply | Exports |  |  | Exports | 0 | 0 | 0 | 0 | 0 | 0 | 0 | 0 | 0 | 0 | 0 | 0 | 0 | 0 | 0 | 0 | 0 | 0 | 0 | 0 | 0 | 0 | 0 | 0 | 0 | 0 | 0 | 0 | 0 | 0 | 0
Hydrogen | Hydrogen Evolution | TWh | Supply | Methane Reformation with CCUS |  |  | Methane Reformation with CCUS | 0 | 0 | 0 | 0 | 0.04 | 0.04 | 0.04 | 0.12 | 3.03 | 6.4 | 8.48 | 18.63 | 27.38 | 33.35 | 33.12 | 38.09 | 63.51 | 82.83 | 98.8 | 113.47 | 115.01 | 116.67 | 118.07 | 120.09 | 121.27 | 121.56 | 123.08 | 124.68 | 126.76 | 129.15 | 131.06
Hydrogen | Hydrogen Evolution | TWh | Supply | Networked Electrolysis |  |  | Networked Electrolysis | 0 | 0 | 0 | 0 | 0.02 | 0.03 | 0.27 | 0.4 | 1.47 | 1.84 | 3.15 | 3.19 | 12.15 | 16.9 | 28.19 | 50.64 | 65.4 | 66.98 | 71.25 | 80.04 | 84.54 | 101.12 | 113.75 | 131.06 | 145.58 | 148.13 | 153.73 | 166.07 | 166.68 | 175.93 | 171.11
Hydrogen | Hydrogen Evolution | TWh | Supply | Non-networked Electrolysis |  |  | Non-networked Electrolysis | 0 | 0 | 0 | 0 | 0 | 0 | 0 | 0 | 0 | 0.02 | 0 | 0.01 | 0.02 | 0.02 | 0.03 | 1.04 | 1.05 | 2.06 | 3.07 | 3.08 | 3.08 | 4.09 | 4.1 | 2.1 | 2.11 | 2.11 | 2.8 | 2.8 | 1.89 | 1.89 | 1.89
Hydrogen | Hydrogen Evolution | TWh | Supply | Biomass gasification |  |  | Biomass gasification | 0 | 0 | 0 | 0 | 0 | 0 | 0 | 0 | 0 | 0 | 0.8 | 0.8 | 0.8 | 0.8 | 1.25 | 1.25 | 1.26 | 1.25 | 1.25 | 1.25 | 1.26 | 1.25 | 1.25 | 1.25 | 1.26 | 1.25 | 1.25 | 1.25 | 1.26 | 1.25 | 1.25
Hydrogen | Hydrogen Evolution | TWh | Supply | Nuclear Electrolysis |  |  | Nuclear Electrolysis | 0 | 0 | 0 | 0 | 0 | 0 | 0 | 0 | 0 | 0 | 0 | 0 | 0 | 0 | 0.03 | 0.03 | 0.03 | 0.03 | 0.03 | 0.03 | 0.04 | 0.22 | 0.23 | 0.25 | 0.26 | 4.07 | 12.9 | 13.24 | 18.54 | 18.91 | 19.96
Hydrogen | Hydrogen Evolution | TWh | Supply | Imports |  |  | Imports | 0 | 0 | 0 | 0 | 0 | 0 | 0 | 0 | 0 | 0 | 0 | 0 | 0 | 0 | 0 | 0 | 0 | 0 | 0 | 0 | 0 | 0 | 0 | 0 | 0 | 0 | 0 | 0 | 0 | 0 | 0
Hydrogen | Hydrogen Evolution | TWh | Supply | Exports |  |  | Exports | 0 | 0 | 0 | 0 | 0 | 0 | 0 | 0 | 0 | 0 | 0 | 0 | 0 | 0 | 0 | 0 | 0 | 0 | 0 | 0 | 0 | 0 | 0 | 0 | 0 | 0 | 0 | 0 | 0 | 0 | 0
Hydrogen | Holistic Transition | TWh | Supply | Methane Reformation with CCUS |  |  | Methane Reformation with CCUS | 0 | 0 | 0 | 0 | 0.04 | 0.04 | 0.04 | 0.12 | 0.12 | 3.03 | 6.41 | 8.15 | 11.14 | 14.46 | 19.82 | 22.5 | 22.8 | 25.5 | 29.97 | 30.06 | 30.23 | 33.31 | 33.99 | 34.67 | 35.19 | 35.29 | 37.44 | 42.02 | 43.23 | 43.78 | 44.51
Hydrogen | Holistic Transition | TWh | Supply | Networked Electrolysis |  |  | Networked Electrolysis | 0 | 0 | 0 | 0 | 0.01 | 0.03 | 0.14 | 0.34 | 2.39 | 2.7 | 3.12 | 4.45 | 5.12 | 6.15 | 6.74 | 9.75 | 13.55 | 17.91 | 22.48 | 25.5 | 32.86 | 35.02 | 38.91 | 43.76 | 46.14 | 53.6 | 60.49 | 64.68 | 68.53 | 72.48 | 72.27
Hydrogen | Holistic Transition | TWh | Supply | Non-networked Electrolysis |  |  | Non-networked Electrolysis | 0 | 0 | 0 | 0 | 0 | 0 | 0 | 0 | 0 | 0.06 | 0 | 0.39 | 0.01 | 0.01 | 0.01 | 0.1 | 0.51 | 1.05 | 1.22 | 0.36 | 0.58 | 0.49 | 0.53 | 1.16 | 1.14 | 0.68 | 1.14 | 1.14 | 1.38 | 1.44 | 1.44
Hydrogen | Holistic Transition | TWh | Supply | Biomass gasification |  |  | Biomass gasification | 0 | 0 | 0 | 0 | 0 | 0 | 0 | 0 | 0 | 0 | 0.72 | 0.72 | 0.72 | 0.72 | 0.72 | 0.8 | 0.8 | 0.8 | 0.8 | 0.8 | 0.8 | 0.8 | 0.8 | 0.8 | 0.8 | 0.8 | 0.8 | 0.8 | 0.8 | 0.8 | 0.8
Hydrogen | Holistic Transition | TWh | Supply | Nuclear Electrolysis |  |  | Nuclear Electrolysis | 0 | 0 | 0 | 0 | 0 | 0 | 0 | 0 | 0 | 0 | 0 | 0 | 0 | 0 | 0 | 0 | 0 | 0 | 0 | 0 | 0 | 0 | 0 | 0 | 0 | 0 | 0 | 0 | 0 | 0 | 0
Hydrogen | Holistic Transition | TWh | Supply | Imports |  |  | Imports | 0 | 0 | 0 | 0 | 0 | 0 | 0 | 0 | 0 | 0 | 0 | 0 | 0 | 0 | 0 | 0 | 0 | 0 | 0 | 0 | 0 | 0 | 0 | 0 | 0 | 0 | 0 | 0 | 0 | 0 | 0
Hydrogen | Holistic Transition | TWh | Supply | Exports |  |  | Exports | 0 | 0 | 0 | 0 | 0 | 0 | 0 | 0 | 0 | 0 | 0 | 0 | 0 | 0 | 0 | 0 | 0 | 0 | 0 | 0 | 0 | 0 | 0 | 0 | 0 | 0 | 0 | 0 | 0 | 0 | 0
Hydrogen | Falling Behind | TWh | Supply | Methane Reformation with CCUS |  |  | Methane Reformation with CCUS | 0 | 0 | 0 | 0 | 0.04 | 0.04 | 0.04 | 0.12 | 0.12 | 0.12 | 0.12 | 0.12 | 0.12 | 0.19 | 0.22 | 0.22 | 0.23 | 0.24 | 0.35 | 0.42 | 0.76 | 0.8 | 1.58 | 2.42 | 2.88 | 3.28 | 3.91 | 4.52 | 4.66 | 4.91 | 5.3
Hydrogen | Falling Behind | TWh | Supply | Networked Electrolysis |  |  | Networked Electrolysis | 0 | 0 | 0 | 0 | 0.01 | 0.01 | 0.14 | 0.19 | 0.28 | 0.43 | 0.43 | 0.44 | 0.47 | 0.73 | 1.24 | 1.9 | 2.53 | 3.71 | 4.08 | 4.92 | 5.65 | 6.64 | 7.03 | 7.13 | 7.81 | 8.44 | 9.23 | 10.04 | 11.06 | 11.85 | 12.39
Hydrogen | Falling Behind | TWh | Supply | Non-networked Electrolysis |  |  | Non-networked Electrolysis | 0 | 0 | 0 | 0 | 0 | 0 | 0 | 0 | 0 | 0 | 0 | 0 | 0 | 0 | 0 | 0 | 0 | 0 | 0 | 0 | 0 | 0 | 0 | 0 | 0 | 0 | 0.01 | 0.01 | 0.01 | 0.01 | 0.01
Hydrogen | Falling Behind | TWh | Supply | Biomass gasification |  |  | Biomass gasification | 0 | 0 | 0 | 0 | 0 | 0 | 0 | 0 | 0 | 0 | 0 | 0 | 0 | 0 | 0 | 0 | 0 | 0 | 0 | 0 | 0 | 0 | 0 | 0 | 0 | 0 | 0 | 0 | 0 | 0 | 0
Hydrogen | Falling Behind | TWh | Supply | Nuclear Electrolysis |  |  | Nuclear Electrolysis | 0 | 0 | 0 | 0 | 0 | 0 | 0 | 0 | 0 | 0 | 0 | 0 | 0 | 0 | 0 | 0 | 0 | 0 | 0 | 0 | 0 | 0 | 0 | 0 | 0 | 0 | 0 | 0 | 0 | 0 | 0
Hydrogen | Falling Behind | TWh | Supply | Imports |  |  | Imports | 0 | 0 | 0 | 0 | 0 | 0 | 0 | 0 | 0 | 0 | 0 | 0 | 0 | 0 | 0 | 0 | 0 | 0 | 0 | 0 | 0 | 0 | 0 | 0 | 0 | 0 | 0 | 0 | 0 | 0 | 0
Hydrogen | Falling Behind | TWh | Supply | Exports |  |  | Exports | 0 | 0 | 0 | 0 | 0 | 0 | 0 | 0 | 0 | 0 | 0 | 0 | 0 | 0 | 0 | 0 | 0 | 0 | 0 | 0 | 0 | 0 | 0 | 0 | 0 | 0 | 0 | 0 | 0 | 0 | 0
Hydrogen | Ten Year Forecast | TWh | Supply | Methane Reformation with CCUS |  |  | Methane Reformation with CCUS | 2022: 0; 2023: 0; 2024: 0.04; 2025: 0.04; 2026: 0.04; 2027: 0.04; 2028: 0.04; 2029: 0.04; 2030: 2.64; 2031: 3.4; 2032: 3.78; 2033: 3.77; 2034: 4.21; 2035: 7.54
Hydrogen | Ten Year Forecast | TWh | Supply | Networked Electrolysis |  |  | Networked Electrolysis | 2020: 0; 2021: 0; 2022: 0; 2023: 0; 2024: 0.01; 2025: 0.03; 2026: 0.13; 2027: 0.28; 2028: 1.37; 2029: 2.3; 2030: 2.76; 2031: 3.76; 2032: 5.74; 2033: 8.25; 2034: 9.66; 2035: 10.51
Hydrogen | Ten Year Forecast | TWh | Supply | Non-networked Electrolysis |  |  | Non-networked Electrolysis | 2022: 0; 2023: 0; 2024: 0; 2025: 0; 2026: 0; 2027: 0; 2028: 0; 2029: 0; 2030: 0; 2031: 0; 2032: 0; 2033: 0.01; 2034: 0.22; 2035: 0.46
Hydrogen | Ten Year Forecast | TWh | Supply | Biomass gasification |  |  | Biomass gasification | 2022: 0; 2023: 0; 2024: 0; 2025: 0; 2026: 0; 2027: 0; 2028: 0; 2029: 0; 2030: 0; 2031: 0; 2032: 0; 2033: 0; 2034: 0; 2035: 0
Hydrogen | Ten Year Forecast | TWh | Supply | Nuclear Electrolysis |  |  | Nuclear Electrolysis | 2022: 0; 2023: 0; 2024: 0; 2025: 0; 2026: 0; 2027: 0; 2028: 0; 2029: 0; 2030: 0; 2031: 0; 2032: 0; 2033: 0; 2034: 0; 2035: 0
Hydrogen | Ten Year Forecast | TWh | Supply | Imports |  |  | Imports | 2022: 0; 2023: 0; 2024: 0; 2025: 0; 2026: 0; 2027: 0; 2028: 0; 2029: 0; 2030: 0; 2031: 0; 2032: 0; 2033: 0; 2034: 0; 2035: 0
Hydrogen | Ten Year Forecast | TWh | Supply | Exports |  |  | Exports | 2022: 0; 2023: 0; 2024: 0; 2025: 0; 2026: 0; 2027: 0; 2028: 0; 2029: 0; 2030: 0; 2031: 0; 2032: 0; 2033: 0; 2034: 0; 2035: 0
Hydrogen | Electric Engagement | GW | Capacity | Methane Reformation with CCUS |  |  | Methane Reformation with CCUS | 0 | 0 | 0 | 0 | 0.01 | 0.01 | 0.01 | 0.01 | 0.01 | 0.02 | 0.02 | 0.02 | 0.17 | 0.38 | 0.63 | 1.13 | 1.13 | 1.71 | 1.71 | 1.87 | 1.91 | 2.01 | 2.41 | 2.63 | 2.9 | 2.94 | 3.42 | 3.62 | 3.76 | 3.77 | 3.8
Hydrogen | Electric Engagement | GW | Capacity | Networked Electrolysis |  |  | Networked Electrolysis | 0 | 0 | 0.01 | 0.012677 | 0.02 | 0.02 | 0.03 | 0.05 | 0.23 | 0.4 | 0.78 | 1.08 | 1.11 | 1.13 | 1.19 | 1.51 | 2.29 | 5.16 | 6.4 | 7.17 | 8.23 | 9.24 | 10.73 | 12.31 | 12.36 | 12.5 | 12.61 | 13.51 | 14.25 | 14.66 | 14.71
Hydrogen | Electric Engagement | GW | Capacity | Non-networked Electrolysis |  |  | Non-networked Electrolysis | 0 | 0 | 0 | 0 | 0 | 0 | 0 | 0 | 0 | 0.01 | 0.01 | 0.01 | 0.01 | 0.01 | 0.01 | 0.01 | 0.01 | 0.01 | 0.01 | 0.01 | 0.01 | 0.01 | 0.01 | 0.01 | 0.01 | 0.01 | 0.01 | 0.01 | 0.01 | 0.01 | 0.01
Hydrogen | Electric Engagement | GW | Capacity | Biomass gasification |  |  | Biomass gasification | 0 | 0 | 0 | 0 | 0 | 0 | 0 | 0 | 0 | 0 | 0 | 0 | 0 | 0 | 0 | 0 | 0 | 0 | 0 | 0 | 0 | 0 | 0 | 0 | 0 | 0 | 0 | 0 | 0 | 0 | 0
Hydrogen | Electric Engagement | GW | Capacity | Nuclear Electrolysis |  |  | Nuclear Electrolysis | 0 | 0 | 0 | 0 | 0 | 0 | 0 | 0 | 0 | 0 | 0 | 0 | 0 | 0 | 0 | 0 | 0 | 0 | 0 | 0 | 0 | 0 | 0 | 0 | 0 | 0 | 0 | 0 | 0 | 0 | 0
Hydrogen | Electric Engagement | GW | Capacity | Imports |  |  | Imports | 0 | 0 | 0 | 0 | 0 | 0 | 0 | 0 | 0 | 0 | 0 | 0 | 0 | 0 | 0 | 0 | 0 | 0 | 0 | 0 | 0 | 0 | 0 | 0 | 0 | 0 | 0 | 0 | 0 | 0 | 0
Hydrogen | Electric Engagement | GW | Capacity | Exports |  |  | Exports | 0 | 0 | 0 | 0 | 0 | 0 | 0 | 0 | 0 | 0 | 0 | 0 | 0 | 0 | 0 | 0 | 0 | 0 | 0 | 0 | 0 | 0 | 0 | 0 | 0 | 0 | 0 | 0 | 0 | 0 | 0
Hydrogen | Hydrogen Evolution | GW | Capacity | Methane Reformation with CCUS |  |  | Methane Reformation with CCUS | 0 | 0 | 0 | 0 | 0.01 | 0.01 | 0.01 | 0.02 | 0.37 | 0.77 | 1.02 | 2.25 | 3.31 | 4.03 | 3.99 | 4.63 | 7.69 | 10.02 | 11.93 | 13.7 | 13.89 | 14.1 | 14.26 | 14.52 | 14.63 | 14.68 | 14.86 | 15.06 | 15.31 | 15.59 | 15.81
Hydrogen | Hydrogen Evolution | GW | Capacity | Networked Electrolysis |  |  | Networked Electrolysis | 0 | 0 | 0.01 | 0.012573 | 0.02 | 0.02 | 0.07 | 0.1 | 0.37 | 0.46 | 0.8 | 0.8 | 2.96 | 4.14 | 6.77 | 11.82 | 15.23 | 15.63 | 16.62 | 18.54 | 19.37 | 23.34 | 25.3 | 28.27 | 32.38 | 33.22 | 34.25 | 35.8 | 36.15 | 37.89 | 38.78
Hydrogen | Hydrogen Evolution | GW | Capacity | Non-networked Electrolysis |  |  | Non-networked Electrolysis | 0 | 0 | 0 | 0 | 0 | 0 | 0 | 0 | 0 | 0.01 | 0.01 | 0.01 | 0.01 | 0.01 | 0.01 | 0.27 | 0.27 | 0.54 | 0.8 | 0.8 | 0.8 | 1.08 | 1.09 | 1.09 | 1.09 | 1.09 | 1.09 | 1.09 | 1.09 | 1.09 | 1.09
Hydrogen | Hydrogen Evolution | GW | Capacity | Biomass gasification |  |  | Biomass gasification | 0 | 0 | 0 | 0 | 0 | 0 | 0 | 0 | 0 | 0 | 0.1 | 0.1 | 0.1 | 0.1 | 0.16 | 0.16 | 0.16 | 0.16 | 0.16 | 0.16 | 0.16 | 0.16 | 0.16 | 0.16 | 0.16 | 0.16 | 0.16 | 0.16 | 0.16 | 0.16 | 0.16
Hydrogen | Hydrogen Evolution | GW | Capacity | Nuclear Electrolysis |  |  | Nuclear Electrolysis | 0 | 0 | 0 | 0 | 0 | 0 | 0 | 0 | 0 | 0 | 0 | 0 | 0 | 0 | 0 | 0 | 0 | 0 | 0 | 0 | 0 | 0.03 | 0.03 | 0.03 | 0.03 | 0.49 | 1.55 | 1.59 | 2.23 | 2.28 | 2.4
Hydrogen | Hydrogen Evolution | GW | Capacity | Imports |  |  | Imports | 0 | 0 | 0 | 0 | 0 | 0 | 0 | 0 | 0 | 0 | 0 | 0 | 0 | 0 | 0 | 0 | 0 | 0 | 0 | 0 | 0 | 0 | 0 | 0 | 0 | 0 | 0 | 0 | 0 | 0 | 0
Hydrogen | Hydrogen Evolution | GW | Capacity | Exports |  |  | Exports | 0 | 0 | 0 | 0 | 0 | 0 | 0 | 0 | 0 | 0 | 0 | 0 | 0 | 0 | 0 | 0 | 0 | 0 | 0 | 0 | 0 | 0 | 0 | 0 | 0 | 0 | 0 | 0 | 0 | 0 | 0
Hydrogen | Holistic Transition | GW | Capacity | Methane Reformation with CCUS |  |  | Methane Reformation with CCUS | 0 | 0 | 0 | 0 | 0.01 | 0.01 | 0.01 | 0.02 | 0.02 | 0.37 | 0.78 | 0.99 | 1.35 | 1.74 | 2.39 | 2.74 | 2.77 | 3.1 | 3.63 | 3.65 | 3.67 | 4.04 | 4.12 | 4.2 | 4.26 | 4.27 | 4.53 | 5.08 | 5.23 | 5.3 | 5.38
Hydrogen | Holistic Transition | GW | Capacity | Networked Electrolysis |  |  | Networked Electrolysis | 0 | 0 | 0.01 | 0.013042 | 0.01 | 0.02 | 0.04 | 0.09 | 0.57 | 0.67 | 0.77 | 1.11 | 1.15 | 1.38 | 1.57 | 2.12 | 3.11 | 4.03 | 4.98 | 5.6 | 6.82 | 7.2 | 8.02 | 9.1 | 9.53 | 10.97 | 12.65 | 13.39 | 14.63 | 15.46 | 15.66
Hydrogen | Holistic Transition | GW | Capacity | Non-networked Electrolysis |  |  | Non-networked Electrolysis | 0 | 0 | 0 | 0 | 0 | 0 | 0 | 0 | 0.03 | 0.02 | 0.02 | 0.1 | 0.1 | 0.1 | 0.1 | 0.1 | 0.14 | 0.29 | 0.32 | 0.32 | 0.32 | 0.32 | 0.32 | 0.44 | 0.46 | 0.55 | 0.61 | 0.64 | 0.71 | 0.74 | 0.76
Hydrogen | Holistic Transition | GW | Capacity | Biomass gasification |  |  | Biomass gasification | 0 | 0 | 0 | 0 | 0 | 0 | 0 | 0 | 0 | 0 | 0.09 | 0.09 | 0.09 | 0.09 | 0.09 | 0.1 | 0.1 | 0.1 | 0.1 | 0.1 | 0.1 | 0.1 | 0.1 | 0.1 | 0.1 | 0.1 | 0.1 | 0.1 | 0.1 | 0.1 | 0.1
Hydrogen | Holistic Transition | GW | Capacity | Nuclear Electrolysis |  |  | Nuclear Electrolysis | 0 | 0 | 0 | 0 | 0 | 0 | 0 | 0 | 0 | 0 | 0 | 0 | 0 | 0 | 0 | 0 | 0 | 0 | 0 | 0 | 0 | 0 | 0 | 0 | 0 | 0 | 0 | 0 | 0 | 0 | 0
Hydrogen | Holistic Transition | GW | Capacity | Imports |  |  | Imports | 0 | 0 | 0 | 0 | 0 | 0 | 0 | 0 | 0 | 0 | 0 | 0 | 0 | 0 | 0 | 0 | 0 | 0 | 0 | 0 | 0 | 0 | 0 | 0 | 0 | 0 | 0 | 0 | 0 | 0 | 0
Hydrogen | Holistic Transition | GW | Capacity | Exports |  |  | Exports | 0 | 0 | 0 | 0 | 0 | 0 | 0 | 0 | 0 | 0 | 0 | 0 | 0 | 0 | 0 | 0 | 0 | 0 | 0 | 0 | 0 | 0 | 0 | 0 | 0 | 0 | 0 | 0 | 0 | 0 | 0
Hydrogen | Falling Behind | GW | Capacity | Methane Reformation with CCUS |  |  | Methane Reformation with CCUS | 0 | 0 | 0 | 0 | 0.01 | 0.01 | 0.01 | 0.02 | 0.02 | 0.02 | 0.02 | 0.02 | 0.02 | 0.02 | 0.03 | 0.03 | 0.03 | 0.04 | 0.04 | 0.05 | 0.21 | 0.21 | 0.23 | 0.35 | 0.43 | 0.64 | 0.64 | 0.87 | 0.87 | 1 | 1
Hydrogen | Falling Behind | GW | Capacity | Networked Electrolysis |  |  | Networked Electrolysis | 0 | 0 | 0.01 | 0.012573 | 0.01 | 0.02 | 0.04 | 0.05 | 0.07 | 0.11 | 0.11 | 0.11 | 0.11 | 0.16 | 0.26 | 0.37 | 0.48 | 0.95 | 0.95 | 0.96 | 1.54 | 1.55 | 1.56 | 1.64 | 1.84 | 2.29 | 2.31 | 3.04 | 3.16 | 3.8 | 3.83
Hydrogen | Falling Behind | GW | Capacity | Non-networked Electrolysis |  |  | Non-networked Electrolysis | 0 | 0 | 0 | 0 | 0 | 0 | 0 | 0 | 0 | 0 | 0.01 | 0.01 | 0.01 | 0.01 | 0.01 | 0.01 | 0.01 | 0.01 | 0.01 | 0.01 | 0.01 | 0.01 | 0.01 | 0.01 | 0.01 | 0.01 | 0.01 | 0.01 | 0.01 | 0.01 | 0.01
Hydrogen | Falling Behind | GW | Capacity | Biomass gasification |  |  | Biomass gasification | 0 | 0 | 0 | 0 | 0 | 0 | 0 | 0 | 0 | 0 | 0 | 0 | 0 | 0 | 0 | 0 | 0 | 0 | 0 | 0 | 0 | 0 | 0 | 0 | 0 | 0 | 0 | 0 | 0 | 0 | 0
Hydrogen | Falling Behind | GW | Capacity | Nuclear Electrolysis |  |  | Nuclear Electrolysis | 0 | 0 | 0 | 0 | 0 | 0 | 0 | 0 | 0 | 0 | 0 | 0 | 0 | 0 | 0 | 0 | 0 | 0 | 0 | 0 | 0 | 0 | 0 | 0 | 0 | 0 | 0 | 0 | 0 | 0 | 0
Hydrogen | Falling Behind | GW | Capacity | Imports |  |  | Imports | 0 | 0 | 0 | 0 | 0 | 0 | 0 | 0 | 0 | 0 | 0 | 0 | 0 | 0 | 0 | 0 | 0 | 0 | 0 | 0 | 0 | 0 | 0 | 0 | 0 | 0 | 0 | 0 | 0 | 0 | 0
Hydrogen | Falling Behind | GW | Capacity | Exports |  |  | Exports | 0 | 0 | 0 | 0 | 0 | 0 | 0 | 0 | 0 | 0 | 0 | 0 | 0 | 0 | 0 | 0 | 0 | 0 | 0 | 0 | 0 | 0 | 0 | 0 | 0 | 0 | 0 | 0 | 0 | 0 | 0
Hydrogen | Ten Year Forecast | GW | Capacity | Methane Reformation with CCUS |  |  | Methane Reformation with CCUS | 2022: 0; 2023: 0; 2024: 0; 2025: 0; 2026: 0; 2027: 0.3; 2028: 1.57; 2029: 2.53; 2030: 3.22; 2031: 3.22; 2032: 3.22; 2033: 4.42; 2034: 4.42; 2035: 4.43
Hydrogen | Ten Year Forecast | GW | Capacity | Networked Electrolysis |  |  | Networked Electrolysis | 2022: 0.01; 2023: 0.01; 2024: 0.01; 2025: 0.02; 2026: 0.03; 2027: 0.07; 2028: 0.33; 2029: 0.53; 2030: 0.53; 2031: 0.91; 2032: 1.44; 2033: 2.04; 2034: 2.36; 2035: 2.55
Hydrogen | Ten Year Forecast | GW | Capacity | Non-networked Electrolysis |  |  | Non-networked Electrolysis | 2022: 0; 2023: 0; 2024: 0; 2025: 0; 2026: 0; 2027: 0; 2028: 0.01; 2029: 0.01; 2030: 0.01; 2031: 0.01; 2032: 0.01; 2033: 0.01; 2034: 0.06; 2035: 0.12
Hydrogen | Ten Year Forecast | GW | Capacity | Biomass gasification |  |  | Biomass gasification | 2022: 0; 2023: 0; 2024: 0; 2025: 0; 2026: 0; 2027: 0; 2028: 0; 2029: 0; 2030: 0; 2031: 0; 2032: 0; 2033: 0; 2034: 0; 2035: 0
Hydrogen | Ten Year Forecast | GW | Capacity | Nuclear Electrolysis |  |  | Nuclear Electrolysis | 2022: 0; 2023: 0; 2024: 0; 2025: 0; 2026: 0; 2027: 0; 2028: 0; 2029: 0; 2030: 0; 2031: 0; 2032: 0; 2033: 0; 2034: 0; 2035: 0
Hydrogen | Ten Year Forecast | GW | Capacity | Imports |  |  | Imports | 2022: 0; 2023: 0; 2024: 0; 2025: 0; 2026: 0; 2027: 0; 2028: 0; 2029: 0; 2030: 0; 2031: 0; 2032: 0; 2033: 0; 2034: 0; 2035: 0
Hydrogen | Ten Year Forecast | GW | Capacity | Exports |  |  | Exports | 2022: 0; 2023: 0; 2024: 0; 2025: 0; 2026: 0; 2027: 0; 2028: 0; 2029: 0; 2030: 0; 2031: 0; 2032: 0; 2033: 0; 2034: 0; 2035: 0
Hydrogen | Electric Engagement | TWh | Demand | Road Transport | Hydrogen |  | Road transport and Rail | 0 | 0 | 0.02 | 0.02 | 0.02 | 0.04 | 0.06 | 0.08 | 0.1 | 0.13 | 0.16 | 0.19 | 0.22 | 0.25 | 0.29 | 0.33 | 0.37 | 0.43 | 0.49 | 0.58 | 0.63 | 0.69 | 0.76 | 0.84 | 0.93 | 1.05 | 1.2 | 1.31 | 1.42 | 1.55 | 1.69
Hydrogen | Hydrogen Evolution | TWh | Demand | Road Transport | Hydrogen |  | Road transport and Rail | 0 | 0 | 0.02 | 0.02 | 0.03 | 0.05 | 0.08 | 0.12 | 0.17 | 0.24 | 0.34 | 0.48 | 0.66 | 0.9 | 1.25 | 1.73 | 2.4 | 3.34 | 4.66 | 6.42 | 9.58 | 12.78 | 16 | 19.2 | 22.33 | 25.3 | 28.04 | 30.46 | 31.02 | 31.3 | 31.49
Hydrogen | Holistic Transition | TWh | Demand | Road Transport | Hydrogen |  | Road transport and Rail | 0 | 0 | 0.02 | 0.02 | 0.02 | 0.04 | 0.07 | 0.09 | 0.12 | 0.15 | 0.19 | 0.24 | 0.28 | 0.34 | 0.4 | 0.47 | 0.55 | 0.66 | 0.8 | 0.96 | 1.09 | 1.24 | 1.41 | 1.61 | 1.85 | 2.16 | 2.52 | 2.83 | 3.18 | 3.58 | 4.04
Hydrogen | Falling Behind | TWh | Demand | Road Transport | Hydrogen |  | Road transport and Rail | 0 | 0 | 0.01 | 0.01 | 0.01 | 0.02 | 0.02 | 0.03 | 0.03 | 0.04 | 0.05 | 0.06 | 0.07 | 0.08 | 0.09 | 0.11 | 0.13 | 0.15 | 0.17 | 0.19 | 0.22 | 0.25 | 0.28 | 0.32 | 0.36 | 0.4 | 0.45 | 0.51 | 0.57 | 0.63 | 0.71
Hydrogen | Ten Year Forecast | TWh | Demand | Road Transport | Hydrogen |  | Road transport and Rail | 2020: 0; 2021: 0; 2022: 0.02; 2023: 0.02; 2024: 0.02; 2025: 0.04; 2026: 0.07; 2027: 0.09; 2028: 0.12; 2029: 0.15; 2030: 0.19; 2031: 0.24; 2032: 0.29; 2033: 0.34; 2034: 0.41; 2035: 0.48
Hydrogen | Electric Engagement | TWh | Demand | Residential | Hydrogen |  | Residential | 0 | 0 | 0 | 0 | 0 | 0 | 0 | 0 | 0 | 0 | 0 | 0 | 0 | 0 | 0 | 0 | 0 | 0 | 0 | 0 | 0 | 0 | 0 | 0 | 0 | 0 | 0 | 0 | 0 | 0 | 0
Hydrogen | Hydrogen Evolution | TWh | Demand | Residential | Hydrogen |  | Residential | 0 | 0 | 0 | 0 | 0 | 0 | 0 | 0 | 0 | 0 | 0 | 0 | 2.07 | 4.13 | 6.15 | 8.17 | 14.14 | 20.1 | 26.02 | 31.85 | 37.68 | 43.69 | 48.96 | 52.9 | 56.61 | 59.93 | 62.93 | 64.53 | 66.08 | 67.64 | 69.16
Hydrogen | Holistic Transition | TWh | Demand | Residential | Hydrogen |  | Residential | 0 | 0 | 0 | 0 | 0 | 0 | 0 | 0 | 0 | 0 | 0 | 0 | 0.02 | 0.04 | 0.06 | 0.1 | 0.17 | 0.24 | 0.31 | 0.4 | 0.46 | 0.52 | 0.58 | 0.64 | 0.7 | 0.75 | 0.79 | 0.83 | 0.86 | 0.9 | 0.94
Hydrogen | Falling Behind | TWh | Demand | Residential | Hydrogen |  | Residential | 0 | 0 | 0 | 0 | 0 | 0 | 0 | 0 | 0 | 0 | 0 | 0 | 0 | 0 | 0 | 0 | 0 | 0 | 0 | 0 | 0 | 0 | 0 | 0 | 0 | 0 | 0 | 0 | 0 | 0 | 0
Hydrogen | Ten Year Forecast | TWh | Demand | Residential | Hydrogen |  | Residential | 2020: 0; 2021: 0; 2022: 0; 2023: 0; 2024: 0; 2025: 0; 2026: 0; 2027: 0; 2028: 0; 2029: 0; 2030: 0; 2031: 0; 2032: 0; 2033: 0; 2034: 0; 2035: 0
Hydrogen | Electric Engagement | TWh | Demand | Commercial | Hydrogen |  | Industrial and Commercial | 0 | 0 | 0 | 0 | 0 | 0 | 0 | 0 | 0.135 | 0.203 | 0.271 | 0.339 | 0.406 | 0.474 | 0.542 | 0.61 | 0.677 | 0.745 | 0.817 | 0.89 | 0.962 | 1.034 | 1.107 | 1.179 | 1.251 | 1.324 | 1.396 | 1.468 | 1.541 | 1.613 | 1.685
Hydrogen | Hydrogen Evolution | TWh | Demand | Commercial | Hydrogen |  | Industrial and Commercial | 0 | 0 | 0 | 0 | 0 | 0 | 0 | 0 | 0.271 | 0.599 | 0.927 | 1.229 | 2.383 | 3.542 | 4.736 | 5.946 | 7.839 | 9.737 | 11.779 | 13.782 | 15.748 | 17.615 | 19.52 | 21.063 | 22.615 | 24.071 | 25.535 | 26.885 | 28.315 | 29.761 | 31.147
Hydrogen | Holistic Transition | TWh | Demand | Commercial | Hydrogen |  | Industrial and Commercial | 0 | 0 | 0 | 0 | 0 | 0 | 0 | 0 | 0.271 | 0.406 | 0.542 | 0.677 | 0.834 | 0.991 | 1.15 | 1.346 | 1.549 | 1.729 | 1.91 | 2.093 | 2.262 | 2.438 | 2.613 | 2.789 | 2.965 | 3.14 | 3.315 | 3.491 | 3.669 | 3.845 | 3.998
Hydrogen | Falling Behind | TWh | Demand | Commercial | Hydrogen |  | Industrial and Commercial | 0 | 0 | 0 | 0 | 0 | 0 | 0 | 0 | 0 | 0 | 0 | 0 | 0 | 0 | 0 | 0 | 0 | 0 | 0 | 0 | 0 | 0 | 0 | 0 | 0 | 0 | 0 | 0 | 0 | 0 | 0
Hydrogen | Ten Year Forecast | TWh | Demand | Commercial | Hydrogen |  | Industrial and Commercial | 2020: 0; 2021: 0; 2022: 0; 2023: 0; 2024: 0; 2025: 0; 2026: 0; 2027: 0; 2028: 0; 2029: 0; 2030: 0; 2031: 0; 2032: 0.1; 2033: 0.2; 2034: 0.33; 2035: 0.44
Hydrogen | Electric Engagement | TWh | Demand | Industrial | Hydrogen |  | Industrial and Commercial | 0 | 0 | 0 | 0 | 0 | 0 | 0 | 0 | 0 | 0.39 | 1.49 | 2.48 | 3.54 | 4.09 | 4.68 | 5.14 | 5.62 | 6.1 | 6.55 | 7.03 | 7.45 | 7.81 | 8.17 | 8.54 | 8.95 | 9.3 | 9.68 | 10.03 | 10.4 | 10.76 | 11.08
Hydrogen | Hydrogen Evolution | TWh | Demand | Industrial | Hydrogen |  | Industrial and Commercial | 0 | 0 | 0 | 0 | 0 | 0 | 0 | 0.26 | 3.3 | 6.42 | 9.6 | 13 | 16.92 | 20.88 | 25.18 | 29.76 | 34.82 | 40.36 | 43.8 | 44.17 | 45.23 | 45.45 | 45.62 | 45.85 | 46.15 | 46.27 | 46.42 | 46.57 | 46.72 | 46.84 | 46.92
Hydrogen | Holistic Transition | TWh | Demand | Industrial | Hydrogen |  | Industrial and Commercial | 0 | 0 | 0 | 0 | 0 | 0 | 0 | 0 | 1.42 | 4.1 | 6.74 | 9.43 | 12.04 | 14.62 | 17.2 | 19.79 | 22.4 | 25.02 | 27.57 | 28.83 | 29.41 | 29.49 | 29.55 | 29.68 | 29.87 | 29.92 | 30.02 | 30.11 | 30.21 | 30.29 | 30.34
Hydrogen | Falling Behind | TWh | Demand | Industrial | Hydrogen |  | Industrial and Commercial | 0 | 0 | 0 | 0 | 0 | 0 | 0 | 0 | 0 | 0 | 0 | 0 | 0.41 | 0.84 | 1.37 | 1.91 | 2.55 | 3.31 | 4.16 | 5.03 | 6.08 | 7.06 | 8.02 | 9.12 | 10.24 | 11.32 | 12.61 | 13.92 | 15.02 | 16.11 | 16.97
Hydrogen | Ten Year Forecast | TWh | Demand | Industrial | Hydrogen |  | Industrial and Commercial | 2020: 0; 2021: 0; 2022: 0; 2023: 0; 2024: 0; 2025: 0; 2026: 0; 2027: 0; 2028: 0.64; 2029: 1.38; 2030: 2.31; 2031: 3.41; 2032: 4.69; 2033: 6.16; 2034: 7.88; 2035: 9.88
Hydrogen | Electric Engagement | TWh | Demand | Power Generation | Hydrogen |  | Power Generation | 0 | 0 | 0 | 0 | 0 | 0 | 0 | 0 | 0 | 0 | 0 | 0.084652 | 0.13011 | 0.49317 | 1.195 | 4.5257 | 4.8707 | 18.0148 | 20.9812 | 20.9251 | 21.8361 | 24.9182 | 30.595 | 32.7036 | 32.1067 | 29.0051 | 31.0396 | 33.2499 | 34.9612 | 33.5333 | 30.7053
Hydrogen | Hydrogen Evolution | TWh | Demand | Power Generation | Hydrogen |  | Power Generation | 0 | 0 | 0 | 0 | 0 | 0 | 0 | 0 | 0 | 0.19548 | 0.051966 | 6.1591 | 15.9597 | 19.2137 | 21.981 | 39.3334 | 62.9855 | 67.6684 | 73.5013 | 84.4539 | 84.9113 | 66.6346 | 89.1387 | 86.4239 | 88.0286 | 88.0173 | 91.1287 | 96.6935 | 97.3727 | 103.912 | 96.3621
Hydrogen | Holistic Transition | TWh | Demand | Power Generation | Hydrogen |  | Power Generation | 0 | 0 | 0 | 0 | 0 | 0 | 0 | 0 | 0 | 0.33287 | 1.3358 | 2.1633 | 1.9522 | 3.0765 | 5.3002 | 6.9207 | 5.5914 | 7.3047 | 13.2609 | 8.0302 | 12.3382 | 13.0196 | 12.9749 | 15.4471 | 14.7406 | 18.1265 | 23.5296 | 27.829 | 29.107 | 31.0289 | 27.3303
Hydrogen | Falling Behind | TWh | Demand | Power Generation | Hydrogen |  | Power Generation | 0 | 0 | 0 | 0 | 0 | 0 | 0 | 0 | 0 | 0 | 0 | 0 | 0 | 0 | 0 | 0 | 0 | 0 | 0 | 0 | 0 | 0 | 0 | 0 | 0 | 0 | 0 | 0 | 0 | 0 | 0
Hydrogen | Ten Year Forecast | TWh | Demand | Power Generation | Hydrogen |  | Power Generation | 2020: 0; 2021: 0; 2022: 0; 2023: 0; 2024: 0; 2025: 0; 2026: 0; 2027: 0; 2028: 0; 2029: 0; 2030: 0; 2031: 2.1065; 2032: 5.132; 2033: 3.0614; 2034: 2.4168; 2035: 3.2302
Hydrogen | Electric Engagement | TWh | Demand | Rail | Hydrogen |  | Road transport and Rail | 0 | 0 | 0 | 0 | 0 | 0 | 0 | 0 | 0 | 0 | 0 | 0 | 0 | 0 | 0 | 0.66 | 0.66 | 0.66 | 0.66 | 0.66 | 0.82 | 0.82 | 0.82 | 0.82 | 0.82 | 0.98 | 0.98 | 0.98 | 0.98 | 0.98 | 1.15
Hydrogen | Hydrogen Evolution | TWh | Demand | Rail | Hydrogen |  | Road transport and Rail | 0 | 0 | 0 | 0 | 0 | 0 | 0 | 0 | 0 | 0 | 0 | 0 | 0 | 0 | 0 | 0.66 | 0.66 | 0.66 | 0.66 | 0.66 | 0.82 | 0.82 | 0.82 | 0.82 | 0.82 | 0.98 | 0.98 | 0.98 | 0.98 | 0.98 | 1.15
Hydrogen | Holistic Transition | TWh | Demand | Rail | Hydrogen |  | Road transport and Rail | 0 | 0 | 0 | 0 | 0 | 0 | 0 | 0 | 0 | 0 | 0 | 0 | 0 | 0 | 0 | 0.66 | 0.66 | 0.66 | 0.66 | 0.66 | 0.82 | 0.82 | 0.82 | 0.82 | 0.82 | 0.98 | 0.98 | 0.98 | 0.98 | 0.98 | 1.15
Hydrogen | Falling Behind | TWh | Demand | Rail | Hydrogen |  | Road transport and Rail | 0 | 0 | 0 | 0 | 0 | 0 | 0 | 0 | 0 | 0 | 0 | 0 | 0 | 0 | 0 | 0 | 0 | 0 | 0 | 0 | 0 | 0 | 0 | 0 | 0 | 0 | 0 | 0 | 0 | 0 | 0
Hydrogen | Ten Year Forecast | TWh | Demand | Rail | Hydrogen |  | Road transport and Rail | 2020: 0; 2021: 0; 2022: 0; 2023: 0; 2024: 0; 2025: 0; 2026: 0; 2027: 0; 2028: 0; 2029: 0; 2030: 0; 2031: 0; 2032: 0; 2033: 0; 2034: 0; 2035: 0.66
Hydrogen | Electric Engagement | TWh | Demand | Shipping | Hydrogen |  | Shipping and Aviation | 0 | 0 | 0 | 0 | 0 | 0 | 0 | 0 | 0 | 0 | 0 | 0 | 0 | 0.75 | 1.47 | 2.22 | 2.91 | 4.05 | 5.48 | 6.97 | 8.37 | 10.34 | 11.98 | 13.08 | 14.22 | 16.18 | 17.79 | 19.38 | 20.6 | 21.9 | 22.46
Hydrogen | Hydrogen Evolution | TWh | Demand | Shipping | Hydrogen |  | Shipping and Aviation | 0 | 0 | 0 | 0 | 0 | 0 | 0 | 0 | 0 | 0 | 0 | 0 | 0 | 0.75 | 1.47 | 2.22 | 2.91 | 4.05 | 5.48 | 6.97 | 8.37 | 10.34 | 11.98 | 13.08 | 14.22 | 16.18 | 17.79 | 19.38 | 20.6 | 21.9 | 22.46
Hydrogen | Holistic Transition | TWh | Demand | Shipping | Hydrogen |  | Shipping and Aviation | 0 | 0 | 0 | 0 | 0 | 0 | 0 | 0 | 0 | 0 | 0 | 0 | 0 | 0.75 | 1.47 | 2.22 | 2.91 | 4.05 | 5.48 | 6.97 | 8.37 | 10.34 | 11.98 | 13.08 | 14.22 | 16.18 | 17.79 | 19.38 | 20.6 | 21.9 | 22.46
Hydrogen | Falling Behind | TWh | Demand | Shipping | Hydrogen |  | Shipping and Aviation | 0 | 0 | 0 | 0 | 0 | 0 | 0 | 0 | 0 | 0 | 0 | 0 | 0 | 0 | 0 | 0 | 0 | 0 | 0 | 0 | 0 | 0 | 0 | 0 | 0 | 0 | 0 | 0 | 0 | 0 | 0
Hydrogen | Ten Year Forecast | TWh | Demand | Shipping | Hydrogen |  | Shipping and Aviation | 2020: 0; 2021: 0; 2022: 0; 2023: 0; 2024: 0; 2025: 0; 2026: 0; 2027: 0; 2028: 0; 2029: 0; 2030: 0; 2031: 0; 2032: 0; 2033: 0.75; 2034: 1.47; 2035: 2.22
Hydrogen | Electric Engagement | TWh | Demand | Blending | Hydrogen |  | Blending | 0 | 0 | 0 | 0 | 0 | 0 | 0.11 | 0.19 | 0.11 | 0.15 | 0 | 0 | 0 | 0 | 0 | 0 | 0 | 0 | 0 | 0 | 0 | 0 | 0 | 0 | 0 | 0 | 0 | 0 | 0 | 0 | 0
Hydrogen | Hydrogen Evolution | TWh | Demand | Blending | Hydrogen |  | Blending | 0 | 0 | 0 | 0 | 0 | 0 | 0.22 | 0.14 | 0.19 | 0 | 0 | 0 | 0 | 0 | 0 | 0 | 0 | 0 | 0 | 0 | 0 | 0 | 0 | 0 | 0 | 0 | 0 | 0 | 0 | 0 | 0
Hydrogen | Holistic Transition | TWh | Demand | Blending | Hydrogen |  | Blending | 0 | 0 | 0 | 0 | 0 | 0 | 0.1 | 0.36 | 0.12 | 0 | 0 | 0 | 0 | 0 | 0 | 0 | 0 | 0 | 0 | 0 | 0 | 0 | 0 | 0 | 0 | 0 | 0 | 0 | 0 | 0 | 0
Hydrogen | Falling Behind | TWh | Demand | Blending | Hydrogen |  | Blending | 0 | 0 | 0 | 0 | 0 | 0 | 0.16 | 0.28 | 0.38 | 0.52 | 0 | 0 | 0 | 0 | 0 | 0 | 0 | 0 | 0 | 0 | 0 | 0 | 0 | 0 | 0 | 0 | 0 | 0 | 0 | 0 | 0
Hydrogen | Ten Year Forecast | TWh | Demand | Blending | Hydrogen |  | Blending | 2020: 0; 2021: 0; 2022: 0; 2023: 0; 2024: 0; 2025: 0; 2026: 0.09; 2027: 0.22; 2028: 0.08; 2029: 0.01; 2030: 0; 2031: 0; 2032: 0; 2033: 0; 2034: 0; 2035: 0
Hydrogen | Electric Engagement | TWh | Demand | Aviation | Hydrogen |  | Shipping and Aviation | 0 | 0 | 0 | 0 | 0 | 0.01 | 0.01 | 0.01 | 0.58 | 0.81 | 0.97 | 1.19 | 1.41 | 1.51 | 1.58 | 1.63 | 3.05 | 4.54 | 5.99 | 7.48 | 9.48 | 12.27 | 14.26 | 16.29 | 18.07 | 19.06 | 21.16 | 23.07 | 25.34 | 27.39 | 29.25
Hydrogen | Hydrogen Evolution | TWh | Demand | Aviation | Hydrogen |  | Shipping and Aviation | 0 | 0 | 0 | 0 | 0 | 0.01 | 0.01 | 0.01 | 0.58 | 0.81 | 0.97 | 1.19 | 1.41 | 1.51 | 1.58 | 1.63 | 3.05 | 4.54 | 5.99 | 7.48 | 9.48 | 12.27 | 14.26 | 16.29 | 18.07 | 19.06 | 21.16 | 23.07 | 25.34 | 27.39 | 29.25
Hydrogen | Holistic Transition | TWh | Demand | Aviation | Hydrogen |  | Shipping and Aviation | 0 | 0 | 0 | 0 | 0 | 0.01 | 0.01 | 0.01 | 0.58 | 0.81 | 0.97 | 1.19 | 1.41 | 1.51 | 1.58 | 1.63 | 3.05 | 4.54 | 5.99 | 7.48 | 9.48 | 12.27 | 14.26 | 16.29 | 18.07 | 19.06 | 21.16 | 23.07 | 25.34 | 27.39 | 29.25
Hydrogen | Falling Behind | TWh | Demand | Aviation | Hydrogen |  | Shipping and Aviation | 0 | 0 | 0 | 0 | 0 | 0 | 0 | 0 | 0 | 0 | 0 | 0 | 0 | 0 | 0 | 0 | 0 | 0 | 0 | 0 | 0 | 0 | 0 | 0 | 0 | 0 | 0 | 0 | 0 | 0 | 0
Hydrogen | Ten Year Forecast | TWh | Demand | Aviation | Hydrogen |  | Shipping and Aviation | 2020: 0; 2021: 0; 2022: 0; 2023: 0; 2024: 0; 2025: 0.01; 2026: 0.01; 2027: 0.01; 2028: 0.58; 2029: 0.81; 2030: 0.97; 2031: 1.19; 2032: 1.41; 2033: 1.51; 2034: 1.58; 2035: 1.63
Hydrogen | Electric Engagement | TWh | Demand | Direct Air Carbon Capture and Storage | Hydrogen |  | Direct Air Carbon Capture and Storage | 0 | 0 | 0 | 0 | 0 | 0 | 0 | 0 | 0 | 0 | 0 | 0 | 0 | 0 | 0 | 0 | 0 | 0 | 0 | 0 | 0 | 0 | 0 | 0 | 0 | 0 | 0 | 0 | 0 | 0 | 0
Hydrogen | Hydrogen Evolution | TWh | Demand | Direct Air Carbon Capture and Storage | Hydrogen |  | Direct Air Carbon Capture and Storage | 0 | 0 | 0 | 0 | 0 | 0 | 0 | 0 | 0 | 0 | 0 | 0 | 0 | 0 | 0 | 0 | 0 | 0 | 0 | 0 | 0 | 0 | 0 | 0 | 0 | 0 | 0 | 0 | 0 | 0 | 0
Hydrogen | Holistic Transition | TWh | Demand | Direct Air Carbon Capture and Storage | Hydrogen |  | Direct Air Carbon Capture and Storage | 0 | 0 | 0 | 0 | 0 | 0 | 0 | 0 | 0 | 0 | 0 | 0 | 0 | 0 | 0 | 0 | 0 | 0 | 0 | 0 | 0 | 0 | 0 | 0 | 0 | 0 | 0 | 0 | 0 | 0 | 0
Hydrogen | Falling Behind | TWh | Demand | Direct Air Carbon Capture and Storage | Hydrogen |  | Direct Air Carbon Capture and Storage | 0 | 0 | 0 | 0 | 0 | 0 | 0 | 0 | 0 | 0 | 0 | 0 | 0 | 0 | 0 | 0 | 0 | 0 | 0 | 0 | 0 | 0 | 0 | 0 | 0 | 0 | 0 | 0 | 0 | 0 | 0
Hydrogen | Ten Year Forecast | TWh | Demand | Direct Air Carbon Capture and Storage | Hydrogen |  | Direct Air Carbon Capture and Storage | 2020: 0; 2021: 0; 2022: 0; 2023: 0; 2024: 0; 2025: 0; 2026: 0; 2027: 0; 2028: 0; 2029: 0; 2030: 0; 2031: 0; 2032: 0; 2033: 0; 2034: 0; 2035: 0
Hydrogen | Electric Engagement | TWh | Demand | Transmission Losses | Hydrogen |  | Transmission Losses | 0 | 0 | 0 | 0 | 0 | 0 | 0 | 0 | 0 | 0 | 0 | 0 | 0 | 0 | 0 | 0.01 | 0.01 | 0.01 | 0.02 | 0.02 | 0.02 | 0.02 | 0.03 | 0.03 | 0.03 | 0.03 | 0.03 | 0.04 | 0.04 | 0.04 | 0.04
Hydrogen | Hydrogen Evolution | TWh | Demand | Transmission Losses | Hydrogen |  | Transmission Losses | 0 | 0 | 0 | 0 | 0 | 0 | 0 | 0 | 0 | 0 | 0 | 0.01 | 0.02 | 0.02 | 0.03 | 0.04 | 0.05 | 0.06 | 0.07 | 0.08 | 0.08 | 0.09 | 0.1 | 0.1 | 0.11 | 0.11 | 0.12 | 0.12 | 0.13 | 0.13 | 0.13
Hydrogen | Holistic Transition | TWh | Demand | Transmission Losses | Hydrogen |  | Transmission Losses | 0 | 0 | 0 | 0 | 0 | 0 | 0 | 0 | 0 | 0 | 0 | 0.01 | 0.01 | 0.01 | 0.01 | 0.01 | 0.01 | 0.02 | 0.02 | 0.02 | 0.03 | 0.03 | 0.03 | 0.03 | 0.03 | 0.04 | 0.04 | 0.04 | 0.05 | 0.05 | 0.05
Hydrogen | Falling Behind | TWh | Demand | Transmission Losses | Hydrogen |  | Transmission Losses | 0 | 0 | 0 | 0 | 0 | 0 | 0 | 0 | 0 | 0 | 0 | 0 | 0 | 0 | 0 | 0 | 0 | 0 | 0 | 0 | 0 | 0 | 0 | 0 | 0 | 0 | 0.01 | 0.01 | 0.01 | 0.01 | 0.01
Hydrogen | Ten Year Forecast | TWh | Demand | Transmission Losses | Hydrogen |  | Transmission Losses | 2020: 0; 2021: 0; 2022: 0; 2023: 0; 2024: 0; 2025: 0; 2026: 0; 2027: 0; 2028: 0; 2029: 0.0009; 2030: 0.0016; 2031: 0.0028; 2032: 0.0037; 2033: 0.0047; 2034: 0.0056; 2035: 0.0072
Hydrogen | Electric Engagement | TWh | Feedstock | Methane Reformation with CCUS | Natural Gas |  | Natural Gas | 0 | 0 | 0 | 0 | 0.05 | 0.05 | 0.05 | 0.05 | 0.05 | 0.15 | 0.16 | 0.2 | 1.7 | 3.76 | 6.31 | 11.24 | 11.24 | 17 | 17.02 | 18.64 | 19.01 | 20.02 | 24.04 | 26.22 | 28.92 | 29.33 | 34.07 | 36.07 | 37.43 | 37.6 | 37.87
Hydrogen | Hydrogen Evolution | TWh | Feedstock | Methane Reformation with CCUS | Natural Gas |  | Natural Gas | 0 | 0 | 0 | 0 | 0.05 | 0.05 | 0.05 | 0.15 | 3.64 | 7.67 | 10.16 | 22.33 | 32.83 | 39.99 | 39.71 | 45.67 | 76.14 | 99.3 | 118.45 | 136.03 | 137.88 | 139.86 | 141.55 | 143.97 | 145.39 | 145.74 | 147.55 | 149.47 | 151.96 | 154.84 | 157.12
Hydrogen | Holistic Transition | TWh | Feedstock | Methane Reformation with CCUS | Natural Gas |  | Natural Gas | 0 | 0 | 0 | 0 | 0.05 | 0.05 | 0.05 | 0.15 | 0.15 | 3.64 | 7.68 | 9.77 | 13.35 | 17.33 | 23.76 | 26.97 | 27.33 | 30.57 | 35.93 | 36.04 | 36.24 | 39.93 | 40.74 | 41.57 | 42.18 | 42.31 | 44.89 | 50.37 | 51.83 | 52.49 | 53.36
Hydrogen | Falling Behind | TWh | Feedstock | Methane Reformation with CCUS | Natural Gas |  | Natural Gas | 0 | 0 | 0 | 0 | 0.05 | 0.05 | 0.05 | 0.15 | 0.15 | 0.15 | 0.15 | 0.15 | 0.15 | 0.23 | 0.26 | 0.27 | 0.27 | 0.29 | 0.42 | 0.5 | 0.91 | 0.96 | 1.89 | 2.9 | 3.45 | 3.93 | 4.69 | 5.42 | 5.58 | 5.89 | 6.35
Hydrogen | Ten Year Forecast | TWh | Feedstock | Methane Reformation with CCUS | Natural Gas |  | Natural Gas | 2020: 0; 2021: 0; 2022: 0; 2023: 0; 2024: 0.05; 2025: 0.05; 2026: 0.05; 2027: 0.05; 2028: 0.05; 2029: 0.05; 2030: 3.17; 2031: 4.07; 2032: 4.53; 2033: 4.52; 2034: 5.05; 2035: 9.04
Hydrogen | Electric Engagement | TWh | Feedstock | Biomass Gasification | Bioresources |  | Bioresources | 0 | 0 | 0 | 0 | 0 | 0 | 0 | 0 | 0 | 0 | 0 | 0 | 0 | 0 | 0 | 0 | 0 | 0 | 0 | 0 | 0 | 0 | 0 | 0 | 0 | 0 | 0 | 0 | 0 | 0 | 0
Hydrogen | Hydrogen Evolution | TWh | Feedstock | Biomass Gasification | Bioresources |  | Bioresources | 0 | 0 | 0 | 0 | 0 | 0 | 0 | 0 | 0 | 0 | 1.23 | 1.23 | 1.23 | 1.23 | 1.93 | 1.93 | 1.94 | 1.93 | 1.93 | 1.93 | 1.94 | 1.93 | 1.93 | 1.93 | 1.94 | 1.93 | 1.93 | 1.93 | 1.94 | 1.93 | 1.93
Hydrogen | Holistic Transition | TWh | Feedstock | Biomass Gasification | Bioresources |  | Bioresources | 0 | 0 | 0 | 0 | 0 | 0 | 0 | 0 | 0 | 0 | 1.1 | 1.1 | 1.11 | 1.1 | 1.1 | 1.23 | 1.23 | 1.23 | 1.23 | 1.23 | 1.23 | 1.23 | 1.23 | 1.23 | 1.23 | 1.23 | 1.23 | 1.23 | 1.23 | 1.23 | 1.23
Hydrogen | Falling Behind | TWh | Feedstock | Biomass Gasification | Bioresources |  | Bioresources | 0 | 0 | 0 | 0 | 0 | 0 | 0 | 0 | 0 | 0 | 0 | 0 | 0 | 0 | 0 | 0 | 0 | 0 | 0 | 0 | 0 | 0 | 0 | 0 | 0 | 0 | 0 | 0 | 0 | 0 | 0
Hydrogen | Ten Year Forecast | TWh | Feedstock | Biomass Gasification | Bioresources |  | Bioresources | 2020: 0; 2021: 0; 2022: 0; 2023: 0; 2024: 0; 2025: 0; 2026: 0; 2027: 0; 2028: 0; 2029: 0; 2030: 0; 2031: 0; 2032: 0; 2033: 0; 2034: 0; 2035: 0
Hydrogen | Electric Engagement | TWh | Feedstock | Nuclear Electrolysis | Nuclear |  | Nuclear | 0 | 0 | 0 | 0 | 0 | 0 | 0 | 0 | 0 | 0 | 0 | 0 | 0 | 0 | 0 | 0 | 0 | 0 | 0 | 0 | 0 | 0 | 0 | 0 | 0 | 0 | 0 | 0 | 0 | 0 | 0
Hydrogen | Hydrogen Evolution | TWh | Feedstock | Nuclear Electrolysis | Nuclear |  | Nuclear | 0 | 0 | 0 | 0 | 0 | 0 | 0 | 0 | 0 | 0 | 0 | 0 | 0 | 0 | 0.03 | 0.02 | 0.02 | 0.03 | 0.03 | 0.03 | 0.04 | 0.2 | 0.21 | 0.22 | 0.24 | 3.65 | 11.57 | 11.87 | 16.63 | 16.96 | 17.9
Hydrogen | Holistic Transition | TWh | Feedstock | Nuclear Electrolysis | Nuclear |  | Nuclear | 0 | 0 | 0 | 0 | 0 | 0 | 0 | 0 | 0 | 0 | 0 | 0 | 0 | 0 | 0 | 0 | 0 | 0 | 0 | 0 | 0 | 0 | 0 | 0 | 0 | 0 | 0 | 0 | 0 | 0 | 0
Hydrogen | Falling Behind | TWh | Feedstock | Nuclear Electrolysis | Nuclear |  | Nuclear | 0 | 0 | 0 | 0 | 0 | 0 | 0 | 0 | 0 | 0 | 0 | 0 | 0 | 0 | 0 | 0 | 0 | 0 | 0 | 0 | 0 | 0 | 0 | 0 | 0 | 0 | 0 | 0 | 0 | 0 | 0
Hydrogen | Ten Year Forecast | TWh | Feedstock | Nuclear Electrolysis | Nuclear |  | Nuclear | 2020: 0; 2021: 0; 2022: 0; 2023: 0; 2024: 0; 2025: 0; 2026: 0; 2027: 0; 2028: 0; 2029: 0; 2030: 0; 2031: 0; 2032: 0; 2033: 0; 2034: 0; 2035: 0
Hydrogen | Electric Engagement | TWh | Feedstock | Networked Electrolysis | Networked Electricity |  | Networked Electricity | 0 | 0 | 0 | 0 | 0.02 | 0.04 | 0.17 | 0.29 | 1.08 | 1.91 | 3.58 | 5.07 | 5.36 | 5.5 | 5.73 | 7.36 | 11.06 | 26.12 | 32.62 | 35.44 | 42.69 | 49.95 | 58.89 | 64.35 | 64.05 | 65.36 | 67.55 | 72.86 | 79.13 | 81.23 | 81.91
Hydrogen | Hydrogen Evolution | TWh | Feedstock | Networked Electrolysis | Networked Electricity |  | Networked Electricity | 0 | 0 | 0 | 0 | 0.02 | 0.04 | 0.33 | 0.49 | 1.81 | 2.26 | 3.86 | 3.92 | 14.92 | 20.75 | 34.61 | 62.16 | 80.28 | 82.22 | 87.46 | 98.25 | 103.78 | 124.13 | 139.83 | 161.11 | 178.88 | 182.02 | 188.9 | 204.07 | 204.81 | 216.18 | 210.24
Hydrogen | Holistic Transition | TWh | Feedstock | Networked Electrolysis | Networked Electricity |  | Networked Electricity | 0 | 0 | 0 | 0 | 0.02 | 0.04 | 0.17 | 0.42 | 2.93 | 3.31 | 3.83 | 5.46 | 6.29 | 7.55 | 8.28 | 11.97 | 16.63 | 21.98 | 27.6 | 31.3 | 40.34 | 42.98 | 47.77 | 53.71 | 56.64 | 65.79 | 74.25 | 79.39 | 84.12 | 88.97 | 88.71
Hydrogen | Falling Behind | TWh | Feedstock | Networked Electrolysis | Networked Electricity |  | Networked Electricity | 0 | 0 | 0 | 0 | 0.01 | 0.01 | 0.17 | 0.23 | 0.35 | 0.53 | 0.53 | 0.54 | 0.57 | 0.89 | 1.52 | 2.34 | 3.1 | 4.55 | 5.01 | 6.03 | 6.94 | 8.15 | 8.63 | 8.76 | 9.59 | 10.36 | 11.34 | 12.32 | 13.57 | 14.55 | 15.21
Hydrogen | Ten Year Forecast | TWh | Feedstock | Networked Electrolysis | Networked Electricity |  | Networked Electricity | 2020: 0; 2021: 0; 2022: 0; 2023: 0; 2024: 0.02; 2025: 0.04; 2026: 0.15; 2027: 0.35; 2028: 1.68; 2029: 2.83; 2030: 3.39; 2031: 4.61; 2032: 7.05; 2033: 10.13; 2034: 11.86; 2035: 12.9
Hydrogen | Electric Engagement | TWh | Feedstock | Non-networked Electrolysis | Non Networked Electricity |  | Non Networked Electricity | 0 | 0 | 0 | 0 | 2.8638e-05 | 3.6589e-05 | 9.6807e-05 | 0.00014439 | 0.00046913 | 0.00084546 | 0.0015203 | 0.0021298 | 0.0028456 | 0.0037313 | 0.0048391 | 0.0074618 | 0.0088931 | 0.017089 | 0.019681 | 0.021332 | 0.02419 | 0.027581 | 0.032345 | 0.035245 | 0.036138 | 0.036717 | 0.039351 | 0.042127 | 0.044963 | 0.045845 | 0.046049
Hydrogen | Hydrogen Evolution | TWh | Feedstock | Non-networked Electrolysis | Non Networked Electricity |  | Non Networked Electricity | 0 | 0 | 0 | 0 | 3.1295e-05 | 3.8482e-05 | 0.00016592 | 0.00027277 | 0.0022913 | 0.031372 | 0.0061922 | 0.011199 | 0.019852 | 0.024995 | 0.030508 | 1.2571 | 1.2719 | 2.4825 | 3.6858 | 3.6867 | 3.6844 | 4.8701 | 4.8715 | 2.4932 | 2.4942 | 2.4944 | 3.298 | 3.2989 | 2.2161 | 2.2187 | 2.2144
Hydrogen | Holistic Transition | TWh | Feedstock | Non-networked Electrolysis | Non Networked Electricity |  | Non Networked Electricity | 0 | 0 | 0 | 0 | 2.743e-05 | 3.7008e-05 | 9.6807e-05 | 0.00024117 | 0.0012771 | 0.077387 | 0.0051091 | 0.48137 | 0.0083566 | 0.013846 | 0.013297 | 0.1175 | 0.62242 | 1.2623 | 1.4682 | 0.42575 | 0.68761 | 0.58672 | 0.62405 | 1.3729 | 1.3436 | 0.80631 | 1.344 | 1.3455 | 1.6159 | 1.6864 | 1.6835
Hydrogen | Falling Behind | TWh | Feedstock | Non-networked Electrolysis | Non Networked Electricity |  | Non Networked Electricity | 0 | 0 | 0 | 0 | 2.3997e-05 | 2.6294e-05 | 9.6807e-05 | 0.00016096 | 0.00020749 | 0.00027875 | 0.00027633 | 0.00027773 | 0.00029155 | 0.00044947 | 0.00071197 | 0.0010313 | 0.0013329 | 0.0019037 | 0.0021265 | 0.0025549 | 0.003062 | 0.0035476 | 0.0040929 | 0.0045336 | 0.0050602 | 0.0055354 | 0.0062 | 0.0068526 | 0.0073833 | 0.0078638 | 0.0082856
Hydrogen | Ten Year Forecast | TWh | Feedstock | Non-networked Electrolysis | Non Networked Electricity |  | Non Networked Electricity | 2020: 0; 2021: 0; 2022: 0; 2023: 0; 2024: 2.743e-05; 2025: 3.5799e-05; 2026: 8.9819e-05; 2027: 0.00016777; 2028: 0.00071918; 2029: 0.0011798; 2030: 0.0026932; 2031: 0.0035419; 2032: 0.0057233; 2033: 0.011412; 2034: 0.26437; 2035: 0.55503
Hydrogen | Electric Engagement | TWh | Storage |  |  |  |  | 0 | 0 | 0 | 0 | 0 | 0 | 0 | 0 | 0 | 0 | 0.31 | 0.43 | 0.58 | 0.74 | 1.02 | 1.63 | 1.92 | 3.94 | 4.33 | 4.81 | 5.23 | 5.84 | 7.12 | 7.66 | 7.97 | 8.04 | 8.48 | 9.09 | 9.52 | 9.76 | 9.92
Hydrogen | Hydrogen Evolution | TWh | Storage |  |  |  |  | 0 | 0 | 0 | 0 | 0 | 0 | 0 | 0 | 0 | 0 | 1.99 | 2.73 | 5.34 | 6.61 | 8.06 | 12.05 | 17.43 | 19.84 | 22.29 | 23.52 | 25.06 | 27.19 | 28.73 | 30.74 | 32.66 | 33.65 | 35.46 | 36.59 | 37.77 | 38.86 | 39.13
Hydrogen | Holistic Transition | TWh | Storage |  |  |  |  | 0 | 0 | 0 | 0 | 0 | 0 | 0 | 0 | 0 | 0 | 1.05 | 1.33 | 1.72 | 2.11 | 2.77 | 3.29 | 3.72 | 4.4 | 5.06 | 5.43 | 5.85 | 6.51 | 6.89 | 7.63 | 8.06 | 8.51 | 10.06 | 10.74 | 11.3 | 11.53 | 11.67
Hydrogen | Falling Behind | TWh | Storage |  |  |  |  | 0 | 0 | 0 | 0 | 0 | 0 | 0 | 0 | 0 | 0 | 0 | 0 | 0 | 0 | 0 | 2.03 | 2.03 | 2.03 | 2.03 | 2.03 | 2.03 | 2.03 | 2.03 | 2.03 | 2.03 | 2.03 | 2.03 | 2.03 | 2.03 | 2.03 | 2.03
Hydrogen | Ten Year Forecast | TWh | Storage |  |  |  |  | 2020: 0; 2021: 0; 2022: 0; 2023: 0; 2024: 0; 2025: 0; 2026: 0; 2027: 0; 2028: 0; 2029: 0; 2030: 0; 2031: 0; 2032: 0; 2033: 0; 2034: 0; 2035: 2.03
Natural Gas | Falling Behind | bcm/yr | Supply | UKCS |  |  | UKCS | 34.92 | 28.86 | 32.69 | 29.16 | 26.18 | 25.45 | 24.35 | 22.62 | 21.39 | 19.57 | 19.16 | 19.65 | 18.18 | 16.93 | 15.57 | 13.63 | 12.2 | 10.79 | 9.3 | 8.09 | 6.79 | 6.15 | 5.58 | 4.93 | 3.97 | 3.57 | 3.06 | 2.7 | 2.56 | 2.43 | 2.26
Natural Gas | Falling Behind | bcm/yr | Supply | Shale |  |  | Shale | 0 | 0 | 0 | 0 | 0 | 0 | 0 | 0 | 0 | 0 | 0 | 0 | 0 | 0 | 0 | 0 | 0 | 0 | 0 | 0 | 0 | 0 | 0 | 0 | 0 | 0 | 0 | 0 | 0 | 0 | 0
Natural Gas | Falling Behind | bcm/yr | Supply | Green Gas |  |  | Green Gas | 0.57 | 0.58 | 0.61 | 0.68 | 0.68 | 0.58 | 0.66 | 0.74 | 0.82 | 0.91 | 1.04 | 1.14 | 1.25 | 1.36 | 1.46 | 1.57 | 1.67 | 1.78 | 1.88 | 1.99 | 2.09 | 2.2 | 2.31 | 2.41 | 2.52 | 2.62 | 2.73 | 2.83 | 2.94 | 3.04 | 3.15
Natural Gas | Falling Behind | bcm/yr | Supply | Norway |  |  | Imports | 26.3 | 33.3 | 31.79 | 26.75 | 31.51 | 32.74 | 30.04 | 28.84 | 27.67 | 26.56 | 26.65 | 28.48 | 27.42 | 25.06 | 22.57 | 21.35 | 19.69 | 17.17 | 15.33 | 14.02 | 12.59 | 10.9 | 9.28 | 8.79 | 8.37 | 8.29 | 7.75 | 6.73 | 6.06 | 5.32 | 4.94
Natural Gas | Falling Behind | bcm/yr | Supply | Continent |  |  | Imports | 1.33 | 4.12 | 0.16 | 0.04 | 0 | 0 | 0 | 0 | 0 | 0 | 0 | 0 | 0 | 0 | 0 | 0 | 0 | 0 | 0 | 0 | 0 | 0 | 0 | 0 | 0 | 0 | 0 | 0 | 0 | 0 | 0
Natural Gas | Falling Behind | bcm/yr | Supply | LNG |  |  | Imports | 18.01 | 14.39 | 24.74 | 18.83 | 9.2 | 2.92 | 2.92 | 2.92 | 2.92 | 2.92 | 2.92 | 2.92 | 2.92 | 2.92 | 2.92 | 2.92 | 2.92 | 2.92 | 2.92 | 2.92 | 2.92 | 2.92 | 2.92 | 2.92 | 2.92 | 2.92 | 2.92 | 2.92 | 2.92 | 2.92 | 2.92
Natural Gas | Falling Behind | bcm/yr | Supply | Generic Imports |  |  | Imports | 0 | 0 | 0 | 0 | 0 | 3.5 | 8.32 | 12.66 | 16.6 | 19.34 | 20.36 | 15.54 | 16.02 | 18.12 | 21.06 | 23.55 | 26.62 | 30.4 | 33.67 | 35.41 | 36.36 | 38.6 | 42.78 | 43.61 | 44.77 | 46.67 | 46.52 | 47.29 | 47.1 | 46.61 | 44.87
Natural Gas | Hydrogen Evolution | bcm/yr | Supply | UKCS |  |  | UKCS | 34.92 | 28.86 | 32.69 | 29.16 | 26.18 | 25.45 | 24.35 | 22.62 | 21.03 | 18.78 | 17.54 | 17.51 | 15.29 | 13.23 | 11.17 | 9.4 | 8.38 | 7.33 | 6.33 | 5.66 | 4.87 | 4.57 | 4.21 | 3.71 | 3.15 | 2.8 | 2.33 | 2.05 | 1.91 | 1.77 | 1.61
Natural Gas | Hydrogen Evolution | bcm/yr | Supply | Shale |  |  | Shale | 0 | 0 | 0 | 0 | 0 | 0 | 0 | 0 | 0 | 0 | 0 | 0 | 0 | 0 | 0 | 0 | 0 | 0 | 0 | 0 | 0 | 0 | 0 | 0 | 0 | 0 | 0 | 0 | 0 | 0 | 0
Natural Gas | Hydrogen Evolution | bcm/yr | Supply | Green Gas |  |  | Green Gas | 0.57 | 0.58 | 0.61 | 0.68 | 0.68 | 0.63 | 0.77 | 0.91 | 1.05 | 1.19 | 1.33 | 1.52 | 1.72 | 1.91 | 2.11 | 2.3 | 2.49 | 2.69 | 2.88 | 3.08 | 3.28 | 3.47 | 3.66 | 3.85 | 4.05 | 4.25 | 4.44 | 4.64 | 4.82 | 5.02 | 5.21
Natural Gas | Hydrogen Evolution | bcm/yr | Supply | Norway |  |  | Imports | 26.3 | 33.3 | 31.79 | 26.75 | 31.51 | 29.52 | 27.09 | 25.95 | 24.84 | 23.76 | 23.9 | 25.71 | 23.4 | 20.79 | 17.88 | 16.39 | 14.41 | 12 | 10.18 | 8.81 | 7.61 | 6.43 | 5.2 | 4.78 | 4.21 | 4.03 | 3.69 | 3.04 | 2.73 | 2.39 | 2.21
Natural Gas | Hydrogen Evolution | bcm/yr | Supply | Continent |  |  | Imports | 1.33 | 4.12 | 0.16 | 0.04 | 0 | 0 | 0 | 0 | 0 | 0 | 0 | 0 | 0 | 0 | 0 | 0 | 0 | 0 | 0 | 0 | 0 | 0 | 0 | 0 | 0 | 0 | 0 | 0 | 0 | 0 | 0
Natural Gas | Hydrogen Evolution | bcm/yr | Supply | LNG |  |  | Imports | 18.01 | 14.39 | 24.74 | 18.83 | 9.2 | 2.92 | 2.92 | 2.92 | 2.92 | 2.92 | 2.92 | 2.92 | 2.92 | 2.92 | 2.92 | 2.92 | 2.92 | 2.92 | 2.92 | 2.92 | 2.92 | 2.92 | 2.92 | 2.92 | 2.92 | 2.92 | 2.92 | 2.92 | 2.92 | 2.92 | 2.92
Natural Gas | Hydrogen Evolution | bcm/yr | Supply | Generic Imports |  |  | Imports | 0 | 0 | 0 | 0 | 0 | 6.17 | 9 | 10.44 | 12.98 | 15.33 | 13.41 | 8.48 | 11.59 | 14.01 | 17.69 | 19.02 | 22.28 | 25.44 | 26.52 | 26.96 | 28.2 | 27.52 | 29.24 | 28.75 | 29.73 | 28.52 | 26.26 | 27.22 | 27.11 | 26.68 | 24.21
Natural Gas | Electric Engagement | bcm/yr | Supply | UKCS |  |  | UKCS | 34.92 | 28.86 | 32.69 | 29.16 | 26.18 | 25.45 | 24.16 | 21.67 | 19.23 | 16.44 | 13.96 | 12.02 | 10.46 | 9.18 | 7.66 | 6.34 | 5.71 | 5.04 | 4.29 | 3.76 | 3.19 | 3.06 | 2.85 | 2.48 | 2.14 | 1.86 | 1.59 | 1.37 | 1.28 | 1.18 | 1.06
Natural Gas | Electric Engagement | bcm/yr | Supply | Shale |  |  | Shale | 0 | 0 | 0 | 0 | 0 | 0 | 0 | 0 | 0 | 0 | 0 | 0 | 0 | 0 | 0 | 0 | 0 | 0 | 0 | 0 | 0 | 0 | 0 | 0 | 0 | 0 | 0 | 0 | 0 | 0 | 0
Natural Gas | Electric Engagement | bcm/yr | Supply | Green Gas |  |  | Green Gas | 0.57 | 0.58 | 0.61 | 0.68 | 0.68 | 0.5 | 0.5 | 0.5 | 0.5 | 0.5 | 0.5 | 0.5 | 0.32 | 0.3 | 0.25 | 0.22 | 0.22 | 0.22 | 0.22 | 0.18 | 0.18 | 0.14 | 0.07 | 0.06 | 0.05 | 0.04 | 0.03 | 0.01 | 0 | 0 | 0
Natural Gas | Electric Engagement | bcm/yr | Supply | Norway |  |  | Imports | 26.3 | 33.3 | 31.79 | 26.75 | 31.51 | 26.63 | 24.43 | 23.34 | 22.28 | 21.24 | 21.42 | 23.22 | 21.08 | 18.66 | 15.98 | 14.67 | 12.87 | 10.68 | 9.05 | 7.81 | 6.73 | 5.69 | 4.55 | 4.18 | 3.68 | 3.52 | 3.23 | 2.66 | 2.39 | 2.09 | 1.93
Natural Gas | Electric Engagement | bcm/yr | Supply | Continent |  |  | Imports | 1.33 | 4.12 | 0.16 | 0.04 | 0 | 0 | 0 | 0 | 0 | 0 | 0 | 0 | 0 | 0 | 0 | 0 | 0 | 0 | 0 | 0 | 0 | 0 | 0 | 0 | 0 | 0 | 0 | 0 | 0 | 0 | 0
Natural Gas | Electric Engagement | bcm/yr | Supply | LNG |  |  | Imports | 18.01 | 14.39 | 24.74 | 18.83 | 9.2 | 2.92 | 2.92 | 2.92 | 2.92 | 2.92 | 2.92 | 2.92 | 2.92 | 2.92 | 2.92 | 2.92 | 2.92 | 2.92 | 2.92 | 2.92 | 2.92 | 2.92 | 2.92 | 2.92 | 2.92 | 2.92 | 2.92 | 2.92 | 2.92 | 2.92 | 2.92
Natural Gas | Electric Engagement | bcm/yr | Supply | Generic Imports |  |  | Imports | 0 | 0 | 0 | 0 | 0 | 9.03 | 11.54 | 13.2 | 15.93 | 17.76 | 16.17 | 14.69 | 16.71 | 17.94 | 20.38 | 20.68 | 21.3 | 21.65 | 21.69 | 20.36 | 18.35 | 16.53 | 16.28 | 15.6 | 15.09 | 13.64 | 13.48 | 12.32 | 11.57 | 10.31 | 9.22
Natural Gas | Holistic Transition | bcm/yr | Supply | UKCS |  |  | UKCS | 34.92 | 28.86 | 32.69 | 29.16 | 26.18 | 25.45 | 24.16 | 21.67 | 19.23 | 16.44 | 13.96 | 12.02 | 10.46 | 9.18 | 7.66 | 6.34 | 5.71 | 5.04 | 4.29 | 3.76 | 3.19 | 3.06 | 2.85 | 2.48 | 2.14 | 1.86 | 1.59 | 1.37 | 1.28 | 1.18 | 1.06
Natural Gas | Holistic Transition | bcm/yr | Supply | Shale |  |  | Shale | 0 | 0 | 0 | 0 | 0 | 0 | 0 | 0 | 0 | 0 | 0 | 0 | 0 | 0 | 0 | 0 | 0 | 0 | 0 | 0 | 0 | 0 | 0 | 0 | 0 | 0 | 0 | 0 | 0 | 0 | 0
Natural Gas | Holistic Transition | bcm/yr | Supply | Green Gas |  |  | Green Gas | 0.57 | 0.58 | 0.61 | 0.68 | 0.68 | 0.81 | 1.13 | 1.45 | 1.77 | 2.08 | 2.4 | 2.58 | 2.75 | 2.92 | 3.09 | 3.26 | 3.44 | 3.61 | 3.78 | 3.95 | 4.13 | 4.3 | 4.47 | 4.64 | 4.82 | 4.99 | 5.16 | 5.33 | 5.51 | 5.68 | 5.85
Natural Gas | Holistic Transition | bcm/yr | Supply | Norway |  |  | Imports | 26.3 | 33.3 | 31.79 | 26.75 | 31.51 | 26.63 | 24.43 | 23.34 | 22.28 | 21.24 | 21.42 | 23.22 | 21.08 | 18.66 | 15.98 | 14.67 | 12.87 | 10.68 | 9.05 | 7.81 | 6.73 | 5.69 | 4.55 | 4.18 | 3.68 | 3.52 | 3.23 | 2.66 | 2.39 | 2.09 | 1.93
Natural Gas | Holistic Transition | bcm/yr | Supply | Continent |  |  | Imports | 1.33 | 4.12 | 0.16 | 0.04 | 0 | 0 | 0 | 0 | 0 | 0 | 0 | 0 | 0 | 0 | 0 | 0 | 0 | 0 | 0 | 0 | 0 | 0 | 0 | 0 | 0 | 0 | 0 | 0 | 0 | 0 | 0
Natural Gas | Holistic Transition | bcm/yr | Supply | LNG |  |  | Imports | 18.01 | 14.39 | 24.74 | 18.83 | 9.2 | 2.92 | 2.92 | 2.92 | 2.92 | 2.92 | 2.92 | 2.92 | 2.92 | 2.92 | 2.92 | 2.92 | 2.92 | 2.92 | 2.92 | 2.92 | 2.92 | 2.92 | 2.92 | 2.92 | 2.92 | 2.92 | 2.92 | 2.92 | 2.92 | 2.92 | 2.92
Natural Gas | Holistic Transition | bcm/yr | Supply | Generic Imports |  |  | Imports | 0 | 0 | 0 | 0 | 0 | 8.59 | 10.72 | 12.16 | 14.86 | 16.3 | 14.67 | 12.62 | 13.03 | 13.86 | 15.37 | 15.66 | 16.03 | 17.21 | 16.42 | 14.3 | 14.32 | 13.34 | 12.35 | 11.25 | 10.34 | 8.74 | 8.23 | 7.29 | 7 | 5.17 | 3.47
Oil | Electric Engagement | TWh | Demand | Industrial |  |  |  |  | 6.93 | 6.93 | 5.177 | 5.177 | 5.177 | 5.037 | 4.909 | 4.764 | 4.553 | 4.271 | 3.967 | 3.644 | 3.323 | 2.891 | 2.395 | 2.013 | 1.689 | 1.426 | 1.211 | 0.983 | 0.854 | 0.749 | 0.644 | 0.544 | 0.459 | 0.373 | 0.278 | 0.186 | 0.092 | 0
Oil | Hydrogen Evolution | TWh | Demand | Industrial |  |  |  |  | 6.93 | 6.93 | 5.177 | 5.177 | 5.177 | 5.032 | 4.955 | 4.685 | 4.405 | 4.115 | 3.78 | 3.436 | 3.067 | 2.65 | 2.161 | 1.609 | 1.133 | 0.786 | 0.649 | 0.477 | 0.398 | 0.341 | 0.281 | 0.224 | 0.186 | 0.149 | 0.11 | 0.07 | 0.033 | 0
Oil | Holistic Transition | TWh | Demand | Industrial |  |  |  |  | 6.93 | 6.93 | 5.177 | 5.177 | 5.177 | 5.014 | 4.859 | 4.565 | 4.205 | 3.835 | 3.449 | 3.062 | 2.679 | 2.275 | 1.84 | 1.382 | 1.022 | 0.77 | 0.64 | 0.503 | 0.445 | 0.398 | 0.34 | 0.279 | 0.235 | 0.189 | 0.14 | 0.09 | 0.043 | 0
Oil | Falling Behind | TWh | Demand | Industrial |  |  |  |  | 6.93 | 6.93 | 5.177 | 5.177 | 5.177 | 5.063 | 5.049 | 5.031 | 5.002 | 4.983 | 4.959 | 4.896 | 4.832 | 4.757 | 4.683 | 4.598 | 4.502 | 4.395 | 4.284 | 4.149 | 4.025 | 3.898 | 3.757 | 3.609 | 3.463 | 3.295 | 3.121 | 2.958 | 2.791 | 2.636
Oil | Ten Year Forecast | TWh | Demand | Industrial |  |  |  | 2021: 6.93; 2022: 6.93; 2023: 5.177; 2024: 5.177; 2025: 5.177; 2026: 5.083; 2027: 5.052; 2028: 4.993; 2029: 4.893; 2030: 4.781; 2031: 4.631; 2032: 4.457; 2033: 4.273; 2034: 4.034; 2035: 3.758
Oil | Electric Engagement | TWh | Demand | Commercial |  |  |  |  | 31.669 | 32.355 | 32.153 | 31.324 | 34.664 | 34.062 | 32.769 | 31.31 | 29.748 | 28.214 | 26.164 | 24.129 | 22.659 | 21.22 | 19.813 | 18.335 | 16.858 | 15.376 | 14.039 | 12.741 | 11.465 | 10.187 | 8.897 | 7.664 | 6.532 | 5.388 | 4.452 | 3.535 | 2.608 | 1.691
Oil | Hydrogen Evolution | TWh | Demand | Commercial |  |  |  |  | 31.669 | 32.355 | 32.153 | 31.324 | 34.664 | 34.062 | 32.769 | 31.31 | 29.748 | 28.214 | 26.164 | 24.129 | 22.659 | 21.22 | 19.813 | 18.335 | 16.858 | 15.376 | 14.039 | 12.741 | 11.465 | 10.187 | 8.897 | 7.664 | 6.532 | 5.388 | 4.452 | 3.535 | 2.608 | 1.691
Oil | Holistic Transition | TWh | Demand | Commercial |  |  |  |  | 31.669 | 32.355 | 32.153 | 31.324 | 34.664 | 34.062 | 32.769 | 31.31 | 29.748 | 28.214 | 26.164 | 24.129 | 22.659 | 21.22 | 19.813 | 18.335 | 16.858 | 15.376 | 14.039 | 12.741 | 11.465 | 10.187 | 8.897 | 7.664 | 6.532 | 5.388 | 4.452 | 3.535 | 2.608 | 1.691
Oil | Falling Behind | TWh | Demand | Commercial |  |  |  |  | 31.669 | 32.355 | 32.153 | 31.324 | 35.852 | 35.909 | 35.993 | 36.076 | 36.142 | 36.203 | 36.239 | 36.268 | 36.347 | 36.461 | 36.627 | 36.715 | 36.81 | 36.874 | 36.918 | 36.959 | 37.025 | 37.092 | 37.158 | 37.224 | 37.291 | 37.357 | 37.423 | 37.49 | 37.556 | 37.623
Oil | Ten Year Forecast | TWh | Demand | Commercial |  |  |  | 2021: 31.669; 2022: 32.355; 2023: 32.153; 2024: 31.324; 2025: 34.664; 2026: 34.062; 2027: 32.769; 2028: 31.31; 2029: 29.748; 2030: 28.214; 2031: 26.164; 2032: 24.129; 2033: 22.659; 2034: 21.22; 2035: 19.813
Natural Gas | Ten Year Forecast | bcm/yr | Supply | UKCS |  |  | UKCS | 2020: 34.92; 2021: 28.86; 2022: 32.69; 2023: 29.16; 2024: 26.18; 2025: 25.45; 2026: 24.35; 2027: 22.62; 2028: 21.03; 2029: 18.78; 2030: 17.54; 2031: 17.51; 2032: 15.29; 2033: 13.23; 2034: 11.17; 2035: 9.4
Natural Gas | Ten Year Forecast | bcm/yr | Supply | Shale |  |  | Shale | 2020: 0; 2021: 0; 2022: 0; 2023: 0; 2024: 0; 2025: 0; 2026: 0; 2027: 0; 2028: 0; 2029: 0; 2030: 0; 2031: 0; 2032: 0; 2033: 0; 2034: 0; 2035: 0
Natural Gas | Ten Year Forecast | bcm/yr | Supply | Green Gas |  |  | Green Gas | 2020: 0.57; 2021: 0.58; 2022: 0.61; 2023: 0.68; 2024: 0.68; 2025: 0.58; 2026: 0.66; 2027: 0.74; 2028: 0.82; 2029: 0.91; 2030: 1.04; 2031: 1.22; 2032: 1.4; 2033: 1.58; 2034: 1.76; 2035: 1.94
Natural Gas | Ten Year Forecast | bcm/yr | Supply | Norway |  |  | Imports | 2020: 26.3; 2021: 33.3; 2022: 31.79; 2023: 26.75; 2024: 31.51; 2025: 29.52; 2026: 27.09; 2027: 25.95; 2028: 24.84; 2029: 23.76; 2030: 23.9; 2031: 25.71; 2032: 23.4; 2033: 20.79; 2034: 17.88; 2035: 16.39
Natural Gas | Ten Year Forecast | bcm/yr | Supply | Continent |  |  | Imports | 2020: 1.33; 2021: 4.12; 2022: 0.16; 2023: 0.04; 2024: 0; 2025: 0; 2026: 0; 2027: 0; 2028: 0; 2029: 0; 2030: 0; 2031: 0; 2032: 0; 2033: 0; 2034: 0; 2035: 0
Natural Gas | Ten Year Forecast | bcm/yr | Supply | LNG |  |  | Imports | 2020: 18.01; 2021: 14.39; 2022: 24.74; 2023: 18.83; 2024: 9.2; 2025: 2.92; 2026: 2.92; 2027: 2.92; 2028: 2.92; 2029: 2.92; 2030: 2.92; 2031: 2.92; 2032: 2.92; 2033: 2.92; 2034: 2.92; 2035: 2.92
Natural Gas | Ten Year Forecast | bcm/yr | Supply | Generic Imports |  |  | Imports | 2020: 0; 2021: 0; 2022: 0; 2023: 0; 2024: 0; 2025: 5.18; 2026: 9.48; 2027: 13.07; 2028: 17.19; 2029: 19.71; 2030: 19.19; 2031: 14.79; 2032: 18.64; 2033: 22.11; 2034: 26.01; 2035: 28.72
Bioenergy | Electric Engagement | TWh | Demand | Shipping | Biodiesel/bioethanol |  |  | 0 | 0 | 0 | 0 | 0 | 0 | 0 | 0 | 0 | 0 | 0.081641 | 0.16328 | 0.24492 | 0.32656 | 0.40821 | 0.48985 | 0.57149 | 0.65313 | 0.73477 | 0.81641 | 0.89805 | 0.97969 | 1.0613 | 1.143 | 1.2246 | 1.3063 | 1.3879 | 1.4695 | 1.5512 | 1.6328 | 1.7145
Bioenergy | Hydrogen Evolution | TWh | Demand | Shipping | Biodiesel/bioethanol |  |  | 0 | 0 | 0 | 0 | 0 | 0 | 0 | 0 | 0 | 0 | 0.081641 | 0.16328 | 0.24492 | 0.32656 | 0.40821 | 0.48985 | 0.57149 | 0.65313 | 0.73477 | 0.81641 | 0.89805 | 0.97969 | 1.0613 | 1.143 | 1.2246 | 1.3063 | 1.3879 | 1.4695 | 1.5512 | 1.6328 | 1.7145
Bioenergy | Holistic Transition | TWh | Demand | Shipping | Biodiesel/bioethanol |  |  | 0 | 0 | 0 | 0 | 0 | 0 | 0 | 0 | 0 | 0 | 0.081641 | 0.16328 | 0.24492 | 0.32656 | 0.40821 | 0.48985 | 0.57149 | 0.65313 | 0.73477 | 0.81641 | 0.89805 | 0.97969 | 1.0613 | 1.143 | 1.2246 | 1.3063 | 1.3879 | 1.4695 | 1.5512 | 1.6328 | 1.7145
Bioenergy | Falling Behind | TWh | Demand | Shipping | Biodiesel/bioethanol |  |  | 0 | 0 | 0 | 0 | 0 | 0 | 0 | 0 | 0 | 0 | 0 | 0 | 0 | 0 | 0 | 0 | 0 | 0 | 0 | 0 | 0 | 0 | 0 | 0 | 0 | 0 | 0 | 0 | 0 | 0 | 0
Bioenergy | Ten Year Forecast | TWh | Demand | Shipping | Biodiesel/bioethanol |  |  | 2020: 0; 2021: 0; 2022: 0; 2023: 0; 2024: 0; 2025: 0; 2026: 0; 2027: 0; 2028: 0; 2029: 0; 2030: 0.040821; 2031: 0.081641; 2032: 0.12246; 2033: 0.16328; 2034: 0.2041; 2035: 0.24492
Bioenergy | Electric Engagement | TWh | Demand | Industry (non-space heating demand) | Biomass |  |  | 40.2128 | 40.6139 | 40.2949 | 40.0697 | 39.7751 | 22.9518 | 23.0067 | 22.1189 | 21.0086 | 19.5357 | 18.5038 | 17.2226 | 17.2214 | 17.1047 | 16.8729 | 16.6791 | 16.4094 | 15.3932 | 14.5594 | 14.4607 | 14.2829 | 13.6268 | 14.0765 | 14.2195 | 14.326 | 14.3711 | 13.9958 | 13.7864 | 13.5697 | 13.5062 | 13.4857
Bioenergy | Hydrogen Evolution | TWh | Demand | Industry (non-space heating demand) | Biomass |  |  | 40.2128 | 40.6139 | 40.2949 | 40.0697 | 39.7751 | 22.9518 | 23.0067 | 22.1189 | 21.0086 | 19.5357 | 18.5038 | 17.2226 | 17.2214 | 17.1047 | 16.8729 | 16.6791 | 16.4094 | 15.3932 | 14.5594 | 14.4607 | 14.2829 | 13.6268 | 14.0765 | 14.2195 | 14.326 | 14.3711 | 13.9958 | 13.7864 | 13.5697 | 13.5062 | 13.4857
Bioenergy | Holistic Transition | TWh | Demand | Industry (non-space heating demand) | Biomass |  |  | 40.2128 | 40.6139 | 40.2949 | 40.0697 | 39.7751 | 22.9518 | 23.0067 | 22.1189 | 21.0086 | 19.5357 | 18.5038 | 17.2226 | 17.2214 | 17.1047 | 16.8729 | 16.6791 | 16.4094 | 15.3932 | 14.5594 | 14.4607 | 14.2829 | 13.6268 | 14.0765 | 14.2195 | 14.326 | 14.3711 | 13.9958 | 13.7864 | 13.5697 | 13.5062 | 13.4857
Bioenergy | Falling Behind | TWh | Demand | Industry (non-space heating demand) | Biomass |  |  | 40.2128 | 40.6139 | 40.2949 | 40.0697 | 39.7751 | 41.1839 | 40.9884 | 37.1068 | 34.3286 | 34.2656 | 34.1841 | 33.9453 | 33.5186 | 33.0116 | 32.1605 | 30.9619 | 29.4111 | 27.0914 | 25.2023 | 24.1335 | 23.1892 | 23.1892 | 23.1892 | 23.1892 | 23.1892 | 23.1892 | 23.1892 | 23.1892 | 23.1892 | 23.1892 | 23.1892
Bioenergy | Ten Year Forecast | TWh | Demand | Industry (non-space heating demand) | Biomass |  |  | 2020: 40.2128; 2021: 40.6139; 2022: 40.2949; 2023: 40.0697; 2024: 39.7751; 2025: 32.0678; 2026: 31.9975; 2027: 29.6129; 2028: 27.6686; 2029: 26.9006; 2030: 26.3439; 2031: 25.5839; 2032: 25.37; 2033: 25.0582; 2034: 24.5167; 2035: 23.8205
Bioenergy | Electric Engagement | TWh | Demand | Agriculture | Biodiesel/bioethanol |  |  | 1.6872 | 1.6689 | 1.6871 | 1.711 | 1.7591 | 2.0559 | 1.9977 | 1.9606 | 1.9124 | 1.8637 | 1.8042 | 1.6942 | 1.5536 | 1.2741 | 1.0047 | 0.75509 | 0.58509 | 0.42509 | 0.27509 | 0.13509 | -0.0049124 | -0.0049124 | -0.0049124 | -0.0049124 | -0.0049124 | -0.0049124 | -0.0049124 | -0.0049124 | -0.0049124 | -0.0049124 | -0.0049124
Bioenergy | Hydrogen Evolution | TWh | Demand | Agriculture | Biodiesel/bioethanol |  |  | 1.6872 | 1.6689 | 1.6871 | 1.711 | 1.7591 | 2.0559 | 1.9977 | 1.9606 | 1.9124 | 1.8637 | 1.8042 | 1.6942 | 1.5536 | 1.2741 | 1.0047 | 0.75509 | 0.58509 | 0.42509 | 0.27509 | 0.13509 | -0.0049124 | -0.0049124 | -0.0049124 | -0.0049124 | -0.0049124 | -0.0049124 | -0.0049124 | -0.0049124 | -0.0049124 | -0.0049124 | -0.0049124
Bioenergy | Holistic Transition | TWh | Demand | Agriculture | Biodiesel/bioethanol |  |  | 1.6872 | 1.6689 | 1.6871 | 1.711 | 1.7591 | 2.0559 | 1.9977 | 1.9606 | 1.9124 | 1.8637 | 1.8042 | 1.6942 | 1.5536 | 1.2741 | 1.0047 | 0.75509 | 0.58509 | 0.42509 | 0.27509 | 0.13509 | -0.0049124 | -0.0049124 | -0.0049124 | -0.0049124 | -0.0049124 | -0.0049124 | -0.0049124 | -0.0049124 | -0.0049124 | -0.0049124 | -0.0049124
Bioenergy | Falling Behind | TWh | Demand | Agriculture | Biodiesel/bioethanol |  |  | 1.6872 | 1.6689 | 1.6871 | 1.711 | 1.7591 | 0 | 0 | 0 | 0 | 0 | 0 | 0 | 0 | 0 | 0 | 0 | 0 | 0 | 0 | 0 | 0 | 0 | 0 | 0 | 0 | 0 | 0 | 0 | 0 | 0 | 0
Bioenergy | Ten Year Forecast | TWh | Demand | Agriculture | Biodiesel/bioethanol |  |  | 2020: 1.6872; 2021: 1.6689; 2022: 1.6871; 2023: 1.711; 2024: 1.7591; 2025: 1.028; 2026: 0.99884; 2027: 0.9803; 2028: 0.9562; 2029: 0.93186; 2030: 0.90212; 2031: 0.84712; 2032: 0.77678; 2033: 0.63706; 2034: 0.50233; 2035: 0.37754

## WS2
WS2: Whole system & gas supply - emissions
Return to: Main Menu
Return to: Data table contents
Note: 'Carbon offset from Biomethane' category is left blank for 2021 - 2023 because these years are aligned to historical emissions, where any biomethane use is already accounted for within sectoral emissions
Note: Historical LULUCF emissions are based on government statistics, which reports emissions from organic soils under 'peatland' . In contrast, from 2023 onwards, it aligns with CCC CB7 data, which distributes these emissions across cropland and grassland. This classification difference results in a lower net LULUCF N figure
| Pathway | Sector | 2021 | 2022 | 2023 | 2024 | 2025 | 2026 | 2027 | 2028 | 2029 | 2030 | 2031 | 2032 | 2033 | 2034 | 2035 | 2036 | 2037 | 2038 | 2039 | 2040 | 2041 | 2042 | 2043 | 2044 | 2045 | 2046 | 2047 | 2048 | 2049 | 2050
| Electric Engagement | Agriculture | 48.1166 | 46.8562 | 46.6137 | 41.9088 | 41.2978 | 40.8821 | 39.6946 | 38.3132 | 36.7659 | 35.4 | 33.9754 | 32.6598 | 31.5177 | 30.5273 | 29.7871 | 29.5192 | 29.3859 | 29.1718 | 28.945 | 28.7182 | 28.4645 | 28.1101 | 27.8672 | 27.6231 | 27.379 | 27.1353 | 26.8921 | 26.652 | 26.4102 | 26.176
| Hydrogen Evolution | Agriculture | 48.1166 | 46.8562 | 46.6137 | 41.9088 | 41.2978 | 40.8821 | 39.6946 | 38.3132 | 36.7659 | 35.4 | 33.9754 | 32.6598 | 31.5177 | 30.5273 | 29.7871 | 29.5192 | 29.3859 | 29.1718 | 28.945 | 28.7182 | 28.4645 | 28.1101 | 27.8672 | 27.6231 | 27.379 | 27.1353 | 26.8921 | 26.652 | 26.4102 | 26.176
| Holistic Transition | Agriculture | 48.1166 | 46.8562 | 46.6137 | 41.9088 | 41.2978 | 40.8821 | 39.6946 | 38.3132 | 36.7659 | 35.4 | 33.9754 | 32.6598 | 31.5177 | 30.5273 | 29.7871 | 29.5192 | 29.3859 | 29.1718 | 28.945 | 28.7182 | 28.4645 | 28.1101 | 27.8672 | 27.6231 | 27.379 | 27.1353 | 26.8921 | 26.652 | 26.4102 | 26.176
| Falling Behind | Agriculture and LULUCF | 48.3516 | 47.3979 | 47.7335 | 48.4409 | 48.4409 | 48.4409 | 47.703 | 46.5617 | 45.4203 | 44.279 | 43.1376 | 41.9963 | 40.8549 | 39.7136 | 38.5722 | 37.4309 | 36.2895 | 35.1482 | 34.0068 | 32.8655 | 31.7241 | 30.5828 | 29.4415 | 28.3001 | 27.1588 | 26.0174 | 24.8761 | 23.7347 | 22.5934 | 21.452
| Ten Year Forecast | Agriculture and LULUCF | 2021: 48.3516; 2022: 47.3979; 2023: 47.7335; 2024: 45.8227; 2025: 45.3911; 2026: 45.2258; 2027: 44.2959; 2028: 43.0364; 2029: 41.6633; 2030: 40.4997; 2031: 39.3006; 2032: 38.1244; 2033: 36.9611; 2034: 35.8554; 2035: 34.7997
| Electric Engagement | Aviation | 15.6705 | 30.9436 | 35.7957 | 36.2516 | 36.7309 | 35.8202 | 35.0074 | 34.0018 | 33.673 | 33.4947 | 32.5177 | 31.9803 | 31.5402 | 31.1512 | 30.1346 | 30.0455 | 29.9648 | 29.6612 | 29.7197 | 29.5395 | 28.8093 | 27.9191 | 27.4547 | 26.9037 | 25.9416 | 25.4456 | 24.7452 | 24.1629 | 23.5423 | 22.6683
| Hydrogen Evolution | Aviation | 15.6705 | 30.9436 | 35.7957 | 36.2516 | 36.7309 | 35.8202 | 35.0074 | 34.0018 | 33.673 | 33.4947 | 32.5177 | 31.9803 | 31.5402 | 31.1512 | 30.1346 | 30.0455 | 29.9648 | 29.6612 | 29.7197 | 29.5395 | 28.8093 | 27.9191 | 27.4547 | 26.9037 | 25.9416 | 25.4456 | 24.7452 | 24.1629 | 23.5423 | 22.6683
| Holistic Transition | Aviation | 15.6705 | 30.9436 | 35.7957 | 36.2516 | 36.7309 | 35.8202 | 35.0074 | 34.0018 | 33.673 | 33.4947 | 32.5177 | 31.9803 | 31.5402 | 31.1512 | 30.1346 | 30.0455 | 29.9648 | 29.6612 | 29.7197 | 29.5395 | 28.8093 | 27.9191 | 27.4547 | 26.9037 | 25.9416 | 25.4456 | 24.7452 | 24.1629 | 23.5423 | 22.6683
| Falling Behind | Aviation | 15.6705 | 30.9436 | 35.7957 | 36.973 | 36.5198 | 35.8486 | 35.1137 | 34.4108 | 33.589 | 33.1291 | 32.5789 | 31.8568 | 31.3005 | 30.7314 | 30.4655 | 30.2434 | 29.9927 | 29.8013 | 29.6154 | 30.3099 | 31.0043 | 31.6988 | 32.3932 | 33.0877 | 33.7821 | 34.4766 | 35.171 | 35.8655 | 36.5599 | 37.85
| Ten Year Forecast | Aviation | 2021: 15.6705; 2022: 30.9436; 2023: 35.7957; 2024: 36.6123; 2025: 36.6253; 2026: 35.8344; 2027: 35.0605; 2028: 34.2063; 2029: 33.631; 2030: 33.3119; 2031: 32.5483; 2032: 31.9185; 2033: 31.4203; 2034: 30.9413; 2035: 30.3
| Electric Engagement | BECCS for biofuel | 0 | 0 | 0 | 0 | 0 | 0 | 0 | -0.19309 | -0.37428 | -0.54278 | -0.76551 | -0.97459 | -1.2014 | -1.4415 | -1.7235 | -2.1692 | -2.6168 | -2.9969 | -3.4544 | -3.932 | -4.3799 | -4.6068 | -4.8027 | -5.0404 | -5.401 | -5.614 | -5.8481 | -6.0669 | -6.2827 | -6.5182
| Hydrogen Evolution | BECCS for biofuel | 0 | 0 | 0 | 0 | 0 | 0 | 0 | -0.19309 | -0.37428 | -0.54278 | -0.76551 | -0.97459 | -1.2014 | -1.4415 | -1.7235 | -2.1692 | -2.6168 | -2.9969 | -3.4544 | -3.932 | -4.3799 | -4.6068 | -4.8027 | -5.0404 | -5.401 | -5.614 | -5.8481 | -6.0669 | -6.2827 | -6.5182
| Holistic Transition | BECCS for biofuel | 0 | 0 | 0 | 0 | 0 | 0 | 0 | -0.19309 | -0.37428 | -0.54278 | -0.76551 | -0.97459 | -1.2014 | -1.4415 | -1.7235 | -2.1692 | -2.6168 | -2.9969 | -3.4544 | -3.932 | -4.3799 | -4.6068 | -4.8027 | -5.0404 | -5.401 | -5.614 | -5.8481 | -6.0669 | -6.2827 | -6.5182
| Falling Behind | BECCS for biofuel | 0 | 0 | 0 | 0 | 0 | 0 | 0 | 0 | 0 | 0 | 0 | 0 | 0 | 0 | 0 | 0 | 0 | 0 | 0 | 0 | 0 | 0 | 0 | 0 | 0 | 0 | 0 | 0 | 0 | 0
| Ten Year Forecast | BECCS for biofuel | 2021: 0; 2022: 0; 2023: 0; 2024: 0; 2025: 0; 2026: 0; 2027: 0; 2028: 0; 2029: 0; 2030: 0; 2031: 0; 2032: 0; 2033: 0; 2034: 0; 2035: 0
| Electric Engagement | DACCS | 0 | 0 | 0 | 0 | 0 | 0 | 0 | 0 | 0 | 0 | 0 | 0 | 0 | 0 | 0 | 0 | 0 | 0 | 0 | 0 | 0 | 0 | 0 | 0 | 0 | 0 | 0 | 0 | 0 | 0
| Hydrogen Evolution | DACCS | 0 | 0 | 0 | 0 | 0 | 0 | 0 | 0 | 0 | 0 | 0 | 0 | 0 | 0 | -0.15 | -0.3 | -0.67637 | -0.85222 | -1.3 | -1.7 | -2.1 | -2.7 | -3.4 | -4.1 | -4.7 | -5.3 | -5.9 | -6.5 | -7.2 | -8
| Holistic Transition | DACCS | 0 | 0 | 0 | 0 | 0 | 0 | 0 | 0 | 0 | 0 | 0 | 0 | 0 | 0 | 0 | 0 | 0 | 0 | 0 | 0 | 0 | 0 | 0 | 0 | 0 | 0 | 0 | 0 | 0 | 0
| Falling Behind | DACCS | 0 | 0 | 0 | 0 | 0 | 0 | 0 | 0 | 0 | 0 | 0 | 0 | 0 | 0 | 0 | 0 | 0 | 0 | 0 | 0 | 0 | 0 | 0 | 0 | 0 | 0 | 0 | 0 | 0 | 0
| Ten Year Forecast | DACCS | 2021: 0; 2022: 0; 2023: 0; 2024: 0; 2025: 0; 2026: 0; 2027: 0; 2028: 0; 2029: 0; 2030: 0; 2031: 0; 2032: 0; 2033: 0; 2034: 0; 2035: 0
| Electric Engagement | Electricity without BECCS | 45.2636 | 45.6638 | 34.9443 | 29.4508 | 13.1174 | 11.3377 | 9.6253 | 10.4193 | 9.6996 | 7.2287 | 6.0084 | 3.5025 | 4.551 | 5.2495 | 4.1596 | 3.5781 | 2.8079 | 2.4031 | 2.159 | 1.341 | 1.2883 | 1.2686 | 1.388 | 1.2494 | 1.2917 | 1.3797 | 1.2862 | 1.2563 | 1.2446 | 1.1855
| Hydrogen Evolution | Electricity without BECCS | 45.2636 | 45.6638 | 34.9443 | 29.2259 | 13.3849 | 12.1903 | 10.9555 | 12.3498 | 11.7131 | 9.1481 | 4.6786 | 3.357 | 3.1643 | 2.9277 | 2.4129 | 1.9016 | 1.9016 | 1.9257 | 1.7754 | 1.6631 | 1.8215 | 1.954 | 2.4026 | 2.686 | 2.4709 | 2.2782 | 2.9696 | 2.767 | 3.2634 | 3.2626
| Holistic Transition | Electricity without BECCS | 45.2636 | 45.6638 | 34.9443 | 29.424 | 12.8027 | 10.9387 | 9.5599 | 11.1299 | 9.5962 | 6.8061 | 6.3234 | 2.7524 | 2.8791 | 2.9659 | 2.75 | 2.5481 | 2.2153 | 2.2432 | 2.0112 | 1.1835 | 1.1921 | 1.1093 | 1.1772 | 1.2099 | 1.0787 | 1.0402 | 0.99237 | 1.0152 | 0.92658 | 0.91421
| Falling Behind | Electricity without BECCS | 45.2636 | 45.6638 | 34.9443 | 29.1734 | 16.5457 | 16.9986 | 19.7149 | 22.4497 | 22.1163 | 24.1337 | 18.9996 | 16.3324 | 13.6544 | 13.5641 | 13.7066 | 14.8017 | 14.2975 | 17.0538 | 17.7659 | 15.8922 | 17.9277 | 19.2629 | 18.1836 | 16.6468 | 21.9691 | 22.0663 | 23.5034 | 18.6677 | 18.1252 | 16.3035
| Ten Year Forecast | Electricity without BECCS | 2021: 45.2636; 2022: 45.6638; 2023: 34.9443; 2024: 29.2487; 2025: 13.9956; 2026: 14.402; 2027: 16.155; 2028: 19.6909; 2029: 19.4324; 2030: 17.1633; 2031: 13.7845; 2032: 13.0335; 2033: 11.1408; 2034: 12.9788; 2035: 13.223
| Electric Engagement | F-gases | 8.1663 | 7.5542 | 7.0447 | 6.5293 | 5.9922 | 5.4999 | 4.9394 | 4.5111 | 4.1311 | 3.7888 | 3.565 | 3.3419 | 3.1309 | 2.9295 | 2.74 | 2.5465 | 2.3717 | 2.216 | 2.1097 | 2.0214 | 1.9436 | 1.8738 | 1.8123 | 1.7592 | 1.7157 | 1.6806 | 1.6521 | 1.6311 | 1.615 | 1.6028
| Hydrogen Evolution | F-gases | 8.1663 | 7.5542 | 7.0447 | 6.5293 | 5.9922 | 5.4999 | 4.9394 | 4.5111 | 4.1311 | 3.7888 | 3.565 | 3.3419 | 3.1309 | 2.9295 | 2.74 | 2.5465 | 2.3717 | 2.216 | 2.1097 | 2.0214 | 1.9436 | 1.8738 | 1.8123 | 1.7592 | 1.7157 | 1.6806 | 1.6521 | 1.6311 | 1.615 | 1.6028
| Holistic Transition | F-gases | 8.1663 | 7.5542 | 7.0447 | 6.5293 | 5.9922 | 5.4999 | 4.9394 | 4.5111 | 4.1311 | 3.7888 | 3.565 | 3.3419 | 3.1309 | 2.9295 | 2.74 | 2.5465 | 2.3717 | 2.216 | 2.1097 | 2.0214 | 1.9436 | 1.8738 | 1.8123 | 1.7592 | 1.7157 | 1.6806 | 1.6521 | 1.6311 | 1.615 | 1.6028
| Falling Behind | F-gases | 8.1663 | 7.5542 | 7.0447 | 8.2188 | 7.5303 | 7.3481 | 7.1659 | 6.9837 | 6.8015 | 6.6193 | 6.4372 | 6.255 | 6.0728 | 5.8906 | 5.7084 | 5.5262 | 5.3441 | 5.1619 | 4.9797 | 4.7975 | 4.6153 | 4.4331 | 4.251 | 4.0688 | 3.8866 | 3.7044 | 3.5222 | 3.34 | 3.1579 | 3.1579
| Ten Year Forecast | F-gases | 2021: 8.1663; 2022: 7.5542; 2023: 7.0447; 2024: 7.3741; 2025: 6.7612; 2026: 6.424; 2027: 6.0527; 2028: 5.7474; 2029: 5.4663; 2030: 5.2041; 2031: 5.0011; 2032: 4.7984; 2033: 4.6018; 2034: 4.4101; 2035: 4.2242
| Electric Engagement | Fuel Supply | 31.2127 | 31.3203 | 30.0974 | 30.1771 | 28.7299 | 26.5447 | 24.422 | 22.2648 | 20.6046 | 17.0459 | 14.434 | 12.8293 | 11.181 | 9.9068 | 8.6638 | 7.403 | 7.0029 | 6.6606 | 6.0896 | 4.9677 | 3.6098 | 2.5822 | 2.1436 | 2.0793 | 2.0309 | 1.986 | 1.9278 | 1.4727 | 1.4606 | 1.2418
| Hydrogen Evolution | Fuel Supply | 31.2127 | 31.3203 | 30.0974 | 30.1771 | 28.7299 | 26.5447 | 24.422 | 22.2648 | 20.6046 | 17.0459 | 14.434 | 12.8293 | 11.181 | 9.9068 | 8.6638 | 7.403 | 7.0029 | 6.6606 | 6.0896 | 4.9677 | 3.6098 | 2.5822 | 2.1436 | 2.0793 | 2.0309 | 1.986 | 1.9278 | 1.4727 | 1.4606 | 1.2418
| Holistic Transition | Fuel Supply | 31.2127 | 31.3203 | 30.0974 | 30.1771 | 28.7299 | 26.5447 | 24.422 | 22.2648 | 20.6046 | 17.0459 | 14.434 | 12.8293 | 11.181 | 9.9068 | 8.6638 | 7.403 | 7.0029 | 6.6606 | 6.0896 | 4.9677 | 3.6098 | 2.5822 | 2.1436 | 2.0793 | 2.0309 | 1.986 | 1.9278 | 1.4727 | 1.4606 | 1.2418
| Falling Behind | Fuel Supply | 31.2127 | 31.3203 | 30.0974 | 30.7435 | 30.2835 | 29.8235 | 29.3635 | 28.9035 | 28.4435 | 27.9835 | 27.5235 | 27.0635 | 26.6035 | 26.1435 | 25.6835 | 25.2235 | 24.7635 | 24.3035 | 23.8435 | 23.3835 | 22.9235 | 22.4635 | 22.0035 | 21.5435 | 21.0835 | 20.6235 | 20.1635 | 19.7035 | 19.2435 | 18.7835
| Ten Year Forecast | Fuel Supply | 2021: 31.2127; 2022: 31.3203; 2023: 30.0974; 2024: 30.4603; 2025: 29.5067; 2026: 28.1841; 2027: 26.8928; 2028: 25.5842; 2029: 24.524; 2030: 22.5147; 2031: 20.9788; 2032: 19.9464; 2033: 18.8923; 2034: 18.0251; 2035: 17.1736
| Electric Engagement | Methane Reformation with CCUS | 0 | 0 | 0 | 0.00026815 | 0.00026741 | 0.00029888 | 0.00029888 | 0.00029888 | 0.00086214 | 0.00089608 | 0.0011809 | 0.0098159 | 0.02172 | 0.036401 | 0.064868 | 0.064877 | 0.09811 | 0.098204 | 0.10753 | 0.10968 | 0.11554 | 0.13873 | 0.15128 | 0.16689 | 0.16924 | 0.19656 | 0.2081 | 0.21599 | 0.21696 | 0.21849
| Hydrogen Evolution | Methane Reformation with CCUS | 0 | 0 | 0 | 0.00026815 | 0.00026741 | 0.00029888 | 0.00086214 | 0.020979 | 0.044257 | 0.058626 | 0.12886 | 0.18942 | 0.23072 | 0.22911 | 0.26349 | 0.43932 | 0.57296 | 0.68344 | 0.78487 | 0.79554 | 0.80699 | 0.81673 | 0.8307 | 0.83888 | 0.84088 | 0.85133 | 0.8624 | 0.87679 | 0.89338 | 0.90658
| Holistic Transition | Methane Reformation with CCUS | 0 | 0 | 0 | 0.00026815 | 0.00026741 | 0.00029888 | 0.00086214 | 0.00086214 | 0.020979 | 0.04433 | 0.056389 | 0.077041 | 0.1 | 0.13711 | 0.15563 | 0.1577 | 0.17639 | 0.20731 | 0.20795 | 0.20913 | 0.2304 | 0.23509 | 0.23985 | 0.2434 | 0.24413 | 0.25899 | 0.29064 | 0.29904 | 0.30286 | 0.30791
| Falling Behind | Methane Reformation with CCUS | 0 | 0 | 0 | 0.00026815 | 0.00026741 | 0.00029888 | 0.00086214 | 0.00086214 | 0.00086214 | 0.00086214 | 0.00086214 | 0.00086214 | 0.0013335 | 0.0015157 | 0.001535 | 0.0015796 | 0.0016712 | 0.0023959 | 0.0028873 | 0.0052365 | 0.0055539 | 0.0109 | 0.016752 | 0.01989 | 0.022668 | 0.027073 | 0.031263 | 0.032218 | 0.033972 | 0.036652
| Ten Year Forecast | Methane Reformation with CCUS | 2021: 0; 2022: 0; 2023: 0; 2024: 0.00026815; 2025: 0.00026741; 2026: 0.00029888; 2027: 0.00029888; 2028: 0.00029888; 2029: 0.00029888; 2030: 0.018266; 2031: 0.023506; 2032: 0.026149; 2033: 0.026077; 2034: 0.029145; 2035: 0.052135
| Electric Engagement | BECCS Enabled Hydrogen | 0 | 0 | 0 | 0 | 0 | 0 | 0 | 0 | 0 | 0 | 0 | 0 | 0 | 0 | 0 | 0 | 0 | 0 | 0 | 0 | 0 | 0 | 0 | 0 | 0 | 0 | 0 | 0 | 0 | 0
| Hydrogen Evolution | BECCS Enabled Hydrogen | 0 | 0 | 0 | 0 | 0 | 0 | 0 | 0 | 0 | -0.36164 | -0.36164 | -0.36263 | -0.36164 | -0.56975 | -0.56975 | -0.57131 | -0.56975 | -0.56975 | -0.56975 | -0.57131 | -0.56975 | -0.56975 | -0.56975 | -0.57131 | -0.56975 | -0.56975 | -0.56975 | -0.57131 | -0.56975 | -0.56975
| Holistic Transition | BECCS Enabled Hydrogen | 0 | 0 | 0 | 0 | 0 | 0 | 0 | 0 | 0 | -0.32547 | -0.32547 | -0.32636 | -0.32547 | -0.32547 | -0.36164 | -0.36263 | -0.36164 | -0.36164 | -0.36164 | -0.36263 | -0.36164 | -0.36164 | -0.36164 | -0.36263 | -0.36164 | -0.36164 | -0.36164 | -0.36263 | -0.36164 | -0.36164
| Falling Behind | BECCS Enabled Hydrogen | 0 | 0 | 0 | 0 | 0 | 0 | 0 | 0 | 0 | 0 | 0 | 0 | 0 | 0 | 0 | 0 | 0 | 0 | 0 | 0 | 0 | 0 | 0 | 0 | 0 | 0 | 0 | 0 | 0 | 0
| Ten Year Forecast | BECCS Enabled Hydrogen | 2021: 0; 2022: 0; 2023: 0; 2024: 0; 2025: 0; 2026: 0; 2027: 0; 2028: 0; 2029: 0; 2030: 0; 2031: 0; 2032: 0; 2033: 0; 2034: 0; 2035: 0
| Electric Engagement | Industrial Heat | 45.2609 | 42.9594 | 43.4572 | 30.1059 | 29.7397 | 29.2117 | 28.3628 | 27.1233 | 25.6781 | 24.0703 | 22.4592 | 20.7767 | 19.0365 | 16.9681 | 14.6525 | 12.5948 | 10.8303 | 9.3152 | 8.0004 | 6.8679 | 5.9419 | 5.1142 | 4.4057 | 3.765 | 3.1798 | 2.6403 | 2.1123 | 1.6478 | 1.1855 | 0.72098
| Hydrogen Evolution | Industrial Heat | 45.2609 | 42.9594 | 43.4572 | 30.1165 | 29.7434 | 29.2239 | 28.5943 | 26.764 | 25.3082 | 23.7264 | 22.0689 | 20.3892 | 18.5246 | 16.575 | 14.428 | 11.8286 | 9.5876 | 7.8879 | 6.8353 | 5.875 | 5.0779 | 4.3662 | 3.769 | 3.2297 | 2.7515 | 2.3344 | 1.951 | 1.5681 | 1.208 | 0.86462
| Holistic Transition | Industrial Heat | 45.2609 | 42.9594 | 43.4572 | 30.1544 | 29.7746 | 29.062 | 27.9916 | 25.9866 | 23.5651 | 21.3051 | 19.5187 | 17.7879 | 16.0197 | 14.2545 | 12.3745 | 10.2164 | 8.459 | 7.1704 | 6.1852 | 5.4473 | 4.8079 | 4.2026 | 3.6693 | 3.1684 | 2.7182 | 2.3122 | 1.9094 | 1.5274 | 1.1558 | 0.77975
| Falling Behind | Industrial Heat | 45.2609 | 42.9594 | 43.4572 | 30.0721 | 29.6898 | 29.0902 | 28.595 | 28.1108 | 27.6349 | 26.9203 | 26.4966 | 25.9297 | 25.1029 | 24.4775 | 23.8881 | 23.3325 | 22.713 | 21.9904 | 21.2606 | 20.7032 | 19.9585 | 19.182 | 18.4264 | 17.7113 | 16.9637 | 16.1615 | 15.3438 | 14.582 | 13.7951 | 13.0298
| Ten Year Forecast | Industrial Heat | 2021: 45.2609; 2022: 42.9594; 2023: 43.4572; 2024: 30.1936; 2025: 29.8622; 2026: 29.4226; 2027: 28.8638; 2028: 28.1782; 2029: 27.3729; 2030: 26.3088; 2031: 25.3652; 2032: 24.3464; 2033: 23.0145; 2034: 21.7422; 2035: 20.3307
| Electric Engagement | Industrial Process | 10.1928 | 9.1121 | 7.4412 | 6.9673 | 6.5111 | 6.5466 | 7.1788 | 7.2371 | 7.1575 | 6.9874 | 6.5665 | 5.901 | 5.2568 | 4.639 | 4.0268 | 3.4062 | 2.316 | 2.337 | 2.3264 | 2.0576 | 2.0438 | 2.0433 | 2.0563 | 2.0886 | 2.075 | 2.1305 | 2.1388 | 2.1195 | 2.1055 | 2.0832
| Hydrogen Evolution | Industrial Process | 10.1928 | 9.1121 | 7.4412 | 6.9673 | 6.5111 | 6.5466 | 7.1788 | 7.2371 | 7.1575 | 6.9874 | 6.5665 | 5.901 | 5.2568 | 4.639 | 4.0268 | 3.4062 | 2.316 | 2.337 | 2.3264 | 2.0576 | 2.0438 | 2.0433 | 2.0563 | 2.0886 | 2.075 | 2.1305 | 2.1388 | 2.1195 | 2.1055 | 2.0832
| Holistic Transition | Industrial Process | 10.1928 | 9.1121 | 7.4412 | 6.9673 | 6.5111 | 6.5466 | 7.1788 | 7.2371 | 7.1327 | 6.1677 | 5.0417 | 4.2762 | 3.832 | 3.4142 | 3.302 | 2.8814 | 2.316 | 2.337 | 2.3264 | 2.0576 | 2.0438 | 2.0433 | 2.0563 | 2.0886 | 2.075 | 2.1305 | 2.1388 | 2.1195 | 2.1055 | 2.0832
| Falling Behind | Industrial Process | 10.1928 | 9.1121 | 7.4412 | 7.0064 | 6.7826 | 6.9214 | 7.6287 | 8.0163 | 8.1227 | 8.1544 | 8.1542 | 8.1544 | 8.0684 | 8.0461 | 8.1051 | 8.1535 | 8.2087 | 8.2709 | 8.3317 | 8.2369 | 8.2965 | 8.3571 | 8.4222 | 8.4871 | 8.5412 | 8.5961 | 8.6513 | 8.703 | 8.7581 | 8.8099
| Ten Year Forecast | Industrial Process | 2021: 10.1928; 2022: 9.1121; 2023: 7.4412; 2024: 7.0064; 2025: 6.7826; 2026: 6.9214; 2027: 7.6287; 2028: 8.0163; 2029: 8.1227; 2030: 8.1544; 2031: 8.1542; 2032: 8.1544; 2033: 8.0684; 2034: 8.0461; 2035: 8.1051
| Electric Engagement | LULUCF N | -27.7395 | -27.2929 | -26.7363 | -19.6536 | -19.7936 | -19.591 | -19.4013 | -19.2326 | -19.0989 | -18.7049 | -18.2982 | -17.9496 | -17.7145 | -17.5078 | -17.4323 | -17.4241 | -17.6601 | -17.9701 | -18.2847 | -18.9513 | -19.7975 | -21.0955 | -22.6326 | -24.5087 | -26.7248 | -29.1997 | -32.3117 | -35.7431 | -39.675 | -44.2366
| Hydrogen Evolution | LULUCF N | -27.7395 | -27.2929 | -26.7363 | -19.6536 | -19.7936 | -19.591 | -19.4013 | -19.2326 | -19.0989 | -18.7049 | -18.2982 | -17.9496 | -17.7145 | -17.5078 | -17.4323 | -17.4241 | -17.6601 | -17.9701 | -18.2847 | -18.9513 | -19.7975 | -21.0955 | -22.6326 | -24.5087 | -26.7248 | -29.1997 | -32.3117 | -35.7431 | -39.675 | -44.2366
| Holistic Transition | LULUCF N | -27.7395 | -27.2929 | -26.7363 | -19.6536 | -19.7936 | -19.591 | -19.4013 | -19.2326 | -19.0989 | -18.7049 | -18.2982 | -17.9496 | -17.7145 | -17.5078 | -17.4323 | -17.4241 | -17.6601 | -17.9701 | -18.2847 | -18.9513 | -19.7975 | -21.0955 | -22.6326 | -24.5087 | -26.7248 | -29.1997 | -32.3117 | -35.7431 | -39.675 | -44.2366
| Electric Engagement | LULUCF P | 27.9745 | 27.8347 | 27.856 | 20.9495 | 20.8371 | 20.7195 | 20.5954 | 20.4305 | 20.2393 | 20.0253 | 19.7864 | 19.5424 | 19.264 | 18.9778 | 18.6722 | 18.3527 | 18.0355 | 17.7116 | 17.401 | 17.0845 | 16.779 | 16.459 | 16.2443 | 16.0166 | 15.7804 | 15.5281 | 15.2614 | 14.9745 | 14.6691 | 14.3445
| Hydrogen Evolution | LULUCF P | 27.9745 | 27.8347 | 27.856 | 20.9495 | 20.8371 | 20.7195 | 20.5954 | 20.4305 | 20.2393 | 20.0253 | 19.7864 | 19.5424 | 19.264 | 18.9778 | 18.6722 | 18.3527 | 18.0355 | 17.7116 | 17.401 | 17.0845 | 16.779 | 16.459 | 16.2443 | 16.0166 | 15.7804 | 15.5281 | 15.2614 | 14.9745 | 14.6691 | 14.3445
| Holistic Transition | LULUCF P | 27.9745 | 27.8347 | 27.856 | 20.9495 | 20.8371 | 20.7195 | 20.5954 | 20.4305 | 20.2393 | 20.0253 | 19.7864 | 19.5424 | 19.264 | 18.9778 | 18.6722 | 18.3527 | 18.0355 | 17.7116 | 17.401 | 17.0845 | 16.779 | 16.459 | 16.2443 | 16.0166 | 15.7804 | 15.5281 | 15.2614 | 14.9745 | 14.6691 | 14.3445
| Electric Engagement | Power Sector BECCS | 0 | 0 | 0 | 0 | 0 | 0 | 0 | 0 | 0 | -3.4164 | -13.625 | -20.6384 | -25.145 | -26.2117 | -26.914 | -27.1873 | -27.2672 | -28.9266 | -30.1626 | -30.9414 | -31.1358 | -31.8447 | -31.3781 | -31.4072 | -31.3464 | -31.4474 | -31.7707 | -31.5795 | -31.0323 | -30.8572
| Hydrogen Evolution | Power Sector BECCS | 0 | 0 | 0 | 0 | 0 | 0 | 0 | 0 | -3.4854 | -4.5488 | -9.0727 | -8.9701 | -9.0091 | -8.9171 | -9.0621 | -9.0975 | -8.956 | -9.0515 | -8.8746 | -9.0727 | -9.1506 | -9.2284 | -9.0267 | -8.9312 | -9.1966 | -9.0267 | -9.0161 | -9.0551 | -9.2249 | -9.1187
| Holistic Transition | Power Sector BECCS | 0 | 0 | 0 | 0 | 0 | 0 | 0 | 0 | 0 | -3.4111 | -9.0975 | -14.5504 | -18.842 | -19.1428 | -19.7364 | -19.9577 | -20.0228 | -20.1559 | -20.0086 | -19.9507 | -20.0114 | -20.3633 | -20.2583 | -20.115 | -20.2206 | -20.1956 | -20.2703 | -20.4036 | -19.9162 | -19.863
| Falling Behind | Power Sector BECCS | 0 | 0 | 0 | 0 | 0 | 0 | 0 | 0 | 0 | 0 | -4.1671 | -3.3644 | -3.0251 | -3.075 | -3.1678 | -3.247 | -3.0687 | -2.9742 | -2.8443 | -2.9439 | -2.8399 | -2.7637 | -2.8996 | -2.9372 | -2.8906 | -2.8643 | -3.0204 | -3.0168 | -2.8761 | -2.9248
| Ten Year Forecast | Power Sector BECCS | 2021: 0; 2022: 0; 2023: 0; 2024: 0; 2025: 0; 2026: 0; 2027: 0; 2028: 0; 2029: 0; 2030: -4.4746; 2031: -4.1416; 2032: -3.1849; 2033: -3.0377; 2034: -3.1804; 2035: -3.2913
| Electric Engagement | Residential Heat | 65.134 | 53.3062 | 49.2233 | 60.7717 | 61.9745 | 62.9477 | 63.5032 | 63.6678 | 63.5744 | 61.3362 | 58.8286 | 56.0887 | 52.9848 | 49.794 | 46.5812 | 42.2132 | 37.878 | 33.5769 | 29.311 | 25.091 | 21.1034 | 17.5281 | 14.3099 | 11.3006 | 8.8844 | 6.7477 | 4.8609 | 3.3477 | 1.947 | 0.59751
| Hydrogen Evolution | Residential Heat | 65.134 | 53.3062 | 49.2233 | 60.7717 | 61.9711 | 62.9444 | 63.4981 | 63.6588 | 63.559 | 61.3138 | 58.8306 | 55.9086 | 52.7748 | 49.4041 | 46.0178 | 41.6351 | 37.2853 | 32.9699 | 28.6898 | 24.4559 | 20.458 | 16.8744 | 13.6499 | 10.6364 | 8.2171 | 6.0486 | 4.3247 | 2.8311 | 1.5911 | 0.39652
| Holistic Transition | Residential Heat | 65.134 | 53.3062 | 49.2233 | 60.7717 | 61.9754 | 62.9402 | 63.4331 | 63.5179 | 63.2472 | 60.9297 | 58.4538 | 55.6448 | 52.4349 | 49.1182 | 45.6703 | 41.3302 | 37.0247 | 32.7516 | 28.5116 | 24.3204 | 20.3731 | 16.8144 | 13.628 | 10.668 | 8.2166 | 6.082 | 4.2889 | 2.9036 | 1.6491 | 0.54615
| Falling Behind | Residential Heat | 65.134 | 53.3062 | 49.2233 | 60.7717 | 62.1328 | 63.327 | 64.4895 | 65.4328 | 66.3089 | 65.5619 | 64.7602 | 63.7546 | 62.6765 | 61.5821 | 60.4547 | 59.767 | 59.0238 | 58.1758 | 57.1062 | 55.5852 | 53.4351 | 51.4072 | 49.7079 | 48.1811 | 46.8058 | 45.5926 | 44.5252 | 43.4822 | 42.4286 | 41.3809
| Ten Year Forecast | Residential Heat | 2021: 65.134; 2022: 53.3062; 2023: 49.2233; 2024: 60.7717; 2025: 62.1306; 2026: 63.199; 2027: 64.1848; 2028: 64.8864; 2029: 65.4597; 2030: 64.3657; 2031: 63.1447; 2032: 61.9023; 2033: 60.6194; 2034: 59.3055; 2035: 57.8727
| Electric Engagement | Road Transport and Rail | 98.7911 | 99.4046 | 98.284 | 93.9513 | 90.1146 | 85.8253 | 82.4377 | 78.7338 | 74.5033 | 69.7623 | 64.5829 | 58.8632 | 53.1963 | 47.1761 | 40.3433 | 34.4719 | 28.8792 | 23.5758 | 18.5878 | 14.3635 | 10.8768 | 7.9002 | 5.5415 | 3.9473 | 2.5043 | 1.2083 | 0.80229 | 0.63423 | 0.50379 | 0.38571
| Hydrogen Evolution | Road Transport and Rail | 98.7911 | 99.4046 | 98.284 | 93.9552 | 90.1162 | 85.8387 | 82.4664 | 78.7845 | 74.5829 | 69.8661 | 64.7165 | 59.104 | 53.5702 | 47.7241 | 41.0511 | 35.416 | 30.1411 | 25.2344 | 21.0115 | 16.8184 | 13.3138 | 10.3115 | 7.7136 | 5.7305 | 4.2633 | 2.8931 | 1.7633 | 1.392 | 1.0687 | 0.7284
| Holistic Transition | Road Transport and Rail | 98.7911 | 99.4046 | 98.284 | 93.9255 | 90.0732 | 85.7651 | 82.3528 | 78.6168 | 74.3458 | 69.0331 | 64.0789 | 58.571 | 52.8702 | 46.8085 | 39.944 | 34.0311 | 28.3897 | 23.0351 | 18.1068 | 13.8433 | 10.3193 | 7.304 | 5.3147 | 3.7051 | 2.2471 | 1.0218 | 0.7317 | 0.59285 | 0.47749 | 0.37885
| Falling Behind | Road Transport and Rail | 98.7911 | 99.4046 | 98.284 | 94.5766 | 91.0424 | 87.339 | 84.7491 | 82.0793 | 79.1506 | 76.2172 | 73.1038 | 69.6906 | 66.4481 | 62.9705 | 59.1106 | 54.883 | 50.5131 | 46.0459 | 41.7141 | 37.1616 | 32.7915 | 29.1366 | 26.0239 | 23.2638 | 19.624 | 16.6965 | 14.5688 | 12.5123 | 10.5141 | 8.6169
| Ten Year Forecast | Road Transport and Rail | 2021: 98.7911; 2022: 99.4046; 2023: 98.284; 2024: 94.3356; 2025: 90.7367; 2026: 86.8536; 2027: 84.0142; 2028: 81.0145; 2029: 77.6569; 2030: 74.0567; 2031: 70.1585; 2032: 65.7886; 2033: 61.4053; 2034: 56.5597; 2035: 51.0131
| Electric Engagement | Commercial Heat | 24.457 | 22.6084 | 22.4201 | 20.2002 | 20.0297 | 19.7113 | 19.392 | 18.8533 | 18.328 | 17.6562 | 16.8511 | 16.1542 | 15.5153 | 14.9177 | 14.2778 | 13.058 | 11.8587 | 10.6896 | 9.4975 | 8.2487 | 7.0754 | 5.885 | 4.9459 | 4.1475 | 3.4345 | 2.8256 | 2.0844 | 1.4009 | 0.72182 | 0.033136
| Hydrogen Evolution | Commercial Heat | 24.457 | 22.6084 | 22.4201 | 20.2002 | 20.0396 | 19.7691 | 19.5535 | 19.1951 | 18.7894 | 18.1377 | 17.3723 | 16.556 | 15.8528 | 15.1422 | 14.4338 | 13.1537 | 11.8988 | 10.7191 | 9.5637 | 8.3823 | 7.2161 | 6.0109 | 5.0379 | 4.1362 | 3.3939 | 2.704 | 2.0155 | 1.2943 | 0.64443 | 0.032784
| Holistic Transition | Commercial Heat | 24.457 | 22.6084 | 22.4201 | 20.2002 | 20.0475 | 19.6934 | 19.2211 | 18.6343 | 17.9834 | 17.143 | 16.3216 | 15.6135 | 14.9779 | 14.3362 | 13.692 | 12.4609 | 11.2699 | 10.1109 | 8.9395 | 7.8007 | 6.6796 | 5.5777 | 4.7221 | 3.9449 | 3.2584 | 2.6824 | 1.9733 | 1.3243 | 0.68137 | 0.030974
| Falling Behind | Commercial Heat | 24.457 | 22.6084 | 22.4201 | 20.2002 | 20.1156 | 20.0136 | 19.9033 | 19.7401 | 19.4953 | 19.1949 | 18.8693 | 18.5583 | 18.2329 | 17.8024 | 17.3633 | 17.1829 | 16.9962 | 16.8281 | 16.6649 | 16.5148 | 16.3402 | 16.1631 | 16.0358 | 15.9177 | 15.8038 | 15.6895 | 15.5861 | 15.498 | 15.4428 | 15.3987
| Ten Year Forecast | Commercial Heat | 2021: 24.457; 2022: 22.6084; 2023: 22.4201; 2024: 20.2002; 2025: 20.1003; 2026: 19.9785; 2027: 19.8312; 2028: 19.5277; 2029: 19.1822; 2030: 18.7824; 2031: 18.3732; 2032: 17.967; 2033: 17.5636; 2034: 17.0642; 2035: 16.5746
| Electric Engagement | Shipping | 12.4399 | 12.4181 | 12.2907 | 14.2277 | 14.1787 | 13.4939 | 12.433 | 11.1985 | 10.4591 | 9.7931 | 9.2517 | 8.8513 | 8.3925 | 8.0189 | 7.6835 | 7.4198 | 6.9919 | 6.4824 | 5.9159 | 5.3575 | 4.4529 | 3.7085 | 3.223 | 2.7555 | 2.1482 | 1.7868 | 1.4677 | 1.1109 | 0.6707 | 0.5075
| Hydrogen Evolution | Shipping | 12.4399 | 12.4181 | 12.2907 | 14.2277 | 14.1787 | 13.4939 | 12.433 | 11.1985 | 10.4591 | 9.7931 | 9.2517 | 8.8513 | 8.3925 | 8.0189 | 7.6835 | 7.4198 | 6.9919 | 6.4824 | 5.9159 | 5.3575 | 4.4529 | 3.7085 | 3.223 | 2.7555 | 2.1482 | 1.7868 | 1.4677 | 1.1109 | 0.6707 | 0.5075
| Holistic Transition | Shipping | 12.4399 | 12.4181 | 12.2907 | 14.2277 | 14.1787 | 13.4939 | 12.433 | 11.1985 | 10.4591 | 9.7931 | 9.2517 | 8.8513 | 8.3925 | 8.0189 | 7.6835 | 7.4198 | 6.9919 | 6.4824 | 5.9159 | 5.3575 | 4.4529 | 3.7085 | 3.223 | 2.7555 | 2.1482 | 1.7868 | 1.4677 | 1.1109 | 0.6707 | 0.5075
| Falling Behind | Shipping | 12.4399 | 12.4181 | 12.2907 | 15.1898 | 15.3214 | 15.4235 | 15.4963 | 15.5398 | 15.5832 | 15.6267 | 15.2269 | 14.3841 | 13.0981 | 11.8121 | 10.5261 | 9.5309 | 8.8266 | 8.4132 | 7.9997 | 7.5863 | 6.9135 | 5.9814 | 5.7508 | 5.5201 | 5.2895 | 5.0588 | 4.8282 | 4.5975 | 4.3668 | 4.4
| Ten Year Forecast | Shipping | 2021: 12.4399; 2022: 12.4181; 2023: 12.2907; 2024: 14.7088; 2025: 14.75; 2026: 14.4587; 2027: 13.9646; 2028: 13.3691; 2029: 13.0212; 2030: 12.7099; 2031: 12.2393; 2032: 11.6177; 2033: 10.7453; 2034: 9.9155; 2035: 9.1048
| Electric Engagement | Waste | 26.4912 | 26.3695 | 26.7317 | 25.8971 | 25.3677 | 24.6196 | 23.2713 | 21.5169 | 20.082 | 17.7601 | 16.6351 | 15.1316 | 13.8238 | 13.3577 | 12.5948 | 12.1671 | 11.1295 | 10.4688 | 9.887 | 10.0888 | 9.5687 | 9.5413 | 9.3676 | 9.1535 | 8.8449 | 8.5097 | 8.3607 | 8.012 | 7.7693 | 7.6878
| Hydrogen Evolution | Waste | 26.4912 | 26.3695 | 26.7317 | 25.8964 | 25.3339 | 24.6144 | 23.4272 | 21.6687 | 20.319 | 18.6734 | 16.7665 | 15.6633 | 14.3846 | 13.9096 | 13.0121 | 12.5201 | 12.028 | 11.5919 | 11.1554 | 10.0718 | 10.3984 | 9.4238 | 9.1072 | 8.7456 | 8.3978 | 9.2946 | 8.725 | 8.1303 | 8.3373 | 7.6396
| Holistic Transition | Waste | 26.4912 | 26.3695 | 26.7317 | 25.8979 | 25.3609 | 24.5944 | 23.3076 | 21.384 | 19.0346 | 15.7254 | 14.1793 | 13.2213 | 11.9755 | 11.2986 | 10.8926 | 10.5101 | 9.9936 | 9.2219 | 8.7324 | 8.1337 | 7.6885 | 7.7019 | 7.195 | 7.0734 | 6.8611 | 6.4528 | 6.495 | 6.0008 | 5.8539 | 5.6543
| Falling Behind | Waste | 26.4912 | 26.3695 | 26.7317 | 18.7654 | 18.7654 | 18.7654 | 19.3354 | 18.7965 | 18.2576 | 17.7187 | 17.1799 | 16.641 | 16.1021 | 15.5632 | 15.0243 | 14.4855 | 13.9466 | 13.4077 | 12.8688 | 12.3299 | 11.7911 | 11.2522 | 10.7133 | 10.1744 | 9.6356 | 9.0967 | 8.5578 | 8.0189 | 7.48 | 6.9412
| Ten Year Forecast | Waste | 2021: 26.4912; 2022: 26.3695; 2023: 26.7317; 2024: 22.3309; 2025: 22.0496; 2026: 21.6899; 2027: 21.3813; 2028: 20.2326; 2029: 19.2883; 2030: 18.1961; 2031: 16.9732; 2032: 16.1521; 2033: 15.2434; 2034: 14.7364; 2035: 14.0182
| Electric Engagement | Carbon offset from Biomethane |  |  |  | -1.0125 | -1.016 | -1.0195 | -1.023 | -1.0265 | -1.03 | -1.0335 | -1.0335 | -0.66441 | -0.60904 | -0.51676 | -0.44294 | -0.44294 | -0.44294 | -0.44294 | -0.36912 | -0.36912 | -0.29529 | -0.1471 | -0.12871 | -0.11032 | -0.087341 | -0.051715 | -0.01833 | -0.0064155 | -0.00096233 | 0
| Hydrogen Evolution | Carbon offset from Biomethane |  |  |  | -1.0125 | -1.299 | -1.5855 | -1.872 | -2.1585 | -2.445 | -2.7315 | -3.119 | -3.525 | -3.9126 | -4.3186 | -4.7247 | -5.1122 | -5.5183 | -5.9058 | -6.3119 | -6.7179 | -7.1055 | -7.5115 | -7.8991 | -8.3051 | -8.7111 | -9.0987 | -9.5047 | -9.8923 | -10.2983 | -10.6859
| Holistic Transition | Carbon offset from Biomethane |  |  |  | -1.0125 | -1.665 | -2.3175 | -2.9701 | -3.6226 | -4.2751 | -4.9277 | -5.2811 | -5.6345 | -5.988 | -6.3414 | -6.6948 | -7.0483 | -7.4017 | -7.7551 | -8.1085 | -8.462 | -8.8154 | -9.1688 | -9.5222 | -9.8757 | -10.2291 | -10.5825 | -10.936 | -11.2894 | -11.6428 | -11.9962
| Falling Behind | Carbon offset from Biomethane |  |  |  | -1.0125 | -1.1812 | -1.35 | -1.5188 | -1.6876 | -1.8564 | -2.1309 | -2.3473 | -2.5637 | -2.7802 | -2.9966 | -3.213 | -3.4295 | -3.6459 | -3.8623 | -4.0788 | -4.2952 | -4.5116 | -4.7281 | -4.9445 | -5.1609 | -5.3773 | -5.5938 | -5.8102 | -6.0266 | -6.2431 | -6.4595
| Ten Year Forecast | Carbon offset from Biomethane | 2024: -1.0125; 2025: -1.1812; 2026: -1.35; 2027: -1.5188; 2028: -1.6876; 2029: -1.8564; 2030: -2.1309; 2031: -2.4985; 2032: -2.8661; 2033: -3.2337; 2034: -3.6012; 2035: -3.9688
| Electric Engagement | FES Sector Related Northern Ireland Emissions | 11.0409 | 10.2822 | 8.9835 | 8.8004 | 8.6173 | 8.4343 | 8.2512 | 8.0682 | 7.5025 | 6.9144 | 6.292 | 5.7009 | 5.2371 | 4.77 | 4.2608 | 3.7954 | 3.4005 | 2.7619 | 2.331 | 1.9987 | 1.6387 | 1.3321 | 1.0487 | 0.80393 | 0.59 | 0.42542 | 0.31844 | 0.27493 | 0.24851 | 0.2255
| Hydrogen Evolution | FES Sector Related Northern Ireland Emissions | 11.0409 | 10.2822 | 8.9835 | 8.8004 | 8.6173 | 8.4343 | 8.2512 | 8.0682 | 7.5025 | 6.9144 | 6.292 | 5.7009 | 5.2371 | 4.77 | 4.2608 | 3.7954 | 3.4005 | 2.7619 | 2.331 | 1.9987 | 1.6387 | 1.3321 | 1.0487 | 0.80393 | 0.59 | 0.42542 | 0.31844 | 0.27493 | 0.24851 | 0.2255
| Holistic Transition | FES Sector Related Northern Ireland Emissions | 11.0409 | 10.2822 | 8.9835 | 8.8004 | 8.6173 | 8.4343 | 8.2512 | 8.0682 | 7.5025 | 6.9144 | 6.292 | 5.7009 | 5.2371 | 4.77 | 4.2608 | 3.7954 | 3.4005 | 2.7619 | 2.331 | 1.9987 | 1.6387 | 1.3321 | 1.0487 | 0.80393 | 0.59 | 0.42542 | 0.31844 | 0.27493 | 0.24851 | 0.2255
| Falling Behind | FES Sector Related Northern Ireland Emissions | 11.0409 | 10.2822 | 8.9835 | 8.8004 | 8.6173 | 8.4343 | 8.2512 | 8.0682 | 7.5025 | 6.9144 | 6.292 | 5.7009 | 5.2371 | 4.77 | 4.2608 | 3.7954 | 3.4005 | 2.7619 | 2.331 | 1.9987 | 1.6387 | 1.3321 | 1.0487 | 0.80393 | 0.59 | 0.42542 | 0.31844 | 0.27493 | 0.24851 | 0.2255
| Ten Year Forecast | FES Sector Related Northern Ireland Emissions | 2021: 11.0409; 2022: 10.2822; 2023: 8.9835; 2024: 8.8004; 2025: 8.6173; 2026: 8.4343; 2027: 8.2512; 2028: 8.0682; 2029: 7.5025; 2030: 6.9144; 2031: 6.292; 2032: 5.7009; 2033: 5.2371; 2034: 4.77; 2035: 4.2608
| Electric Engagement | Enhanced weathering and biochar | 0 | 0 | 0 | 0 | 0 | 0 | 0 | 0 | 0 | 0 | 0 | 0 | 0 | 0 | 0 | 0 | 0 | 0 | 0 | 0 | 0 | 0 | 0 | 0 | 0 | 0 | 0 | 0 | 0 | 0
| Hydrogen Evolution | Enhanced weathering and biochar | 0 | 0 | 0 | 0 | 0 | 0 | 0 | 0 | 0 | -0.05 | -0.1 | -0.15 | -0.18934 | -0.22275 | -0.26206 | -0.30831 | -0.36272 | -0.42673 | -0.50203 | -0.59062 | -0.69485 | -0.81747 | -0.96173 | -1.1314 | -1.4311 | -1.766 | -2.1424 | -2.5675 | -3.05 | -3.6
| Holistic Transition | Enhanced weathering and biochar | 0 | 0 | 0 | 0 | 0 | 0 | 0 | 0 | 0 | 0 | 0 | 0 | 0 | 0 | 0 | 0 | 0 | 0 | 0 | 0 | 0 | 0 | 0 | 0 | 0 | 0 | 0 | 0 | 0 | 0
| Falling Behind | Enhanced weathering and biochar | 0 | 0 | 0 | 0 | 0 | 0 | 0 | 0 | 0 | 0 | 0 | 0 | 0 | 0 | 0 | 0 | 0 | 0 | 0 | 0 | 0 | 0 | 0 | 0 | 0 | 0 | 0 | 0 | 0 | 0
| Ten Year Forecast | Enhanced weathering and biochar | 2021: 0; 2022: 0; 2023: 0; 2024: 0; 2025: 0; 2026: 0; 2027: 0; 2028: 0; 2029: 0; 2030: 0; 2031: 0; 2032: 0; 2033: 0; 2034: 0; 2035: 0

## WS3
WS3: Whole system & gas supply - emissions definitions
Return to: Main Menu
Return to: Data table contents
Data definitions for sheet WS2
| Column | Category | Description
| Data Item | MtCO2e Agriculture | UK wide emissions from farming activities, mainly from animals and fertilisers, excluding stationary and mobile combustion
| Data Item | MtCO2e Agriculture and LULUCF | UK wide emissions from Agriculture and Land Use and Land Use Change and Forestry
| Data Item | MtCO2e Aviation | UK wide emissions from domestic and international flights that refuel in the UK
| Data Item | MtCO2e BECCS for biofuel | UK wide emissions removals from biofuel production using bioenergy with carbon capture and storage (BECCS)
| Data Item | MtCO2e DACCS | GB wide emissions removals from Direct Air Carbon Capture and Storage technologies
| Data Item | MtCO2e Electricity without BECCS | GB wide emissions from electricity generation by fossil-fuel power stations and CHP operated by Major Power Producers (MPPs), excluding BECCS. Also excludes energy-from-waste plants and non-MPP CHP plants
| Data Item | MtCO2e F-gases | UK wide emissions from fluorinated gases used in products like heat pumps, air conditioners, and refrigeration systems
| Data Item | MtCO2e Fuel Supply | UK wide emissions from producing and processing fuels (e.g. oil refineries, gas production)
| Data Item | MtCO2e Methane Reformation with CCUS | GB wide emissions from hydrogen production via methane reformation, with carbon capture and storage
| Data Item | MtCO2e BECCS Enabled Hydrogen | GB wide emissions from hydrogen production via biomass gasification with carbon capture and storage
| Data Item | MtCO2e Industrial Heat | GB wide emissions from burning fuel to provide heat in the industrial sector
| Data Item | MtCO2e Industrial Process | GB wide emissions from chemical reactions in manufacturing (e.g. cement, steel), not related to fuel combustion
| Data Item | MtCO2e LULUCF N | UK wide negative emissions from land activities that absorb more carbon than they emit, such as forestry and grassland mineral soil changes
| Data Item | MtCO2e LULUCF P | UK wide positive emissions from land activities that release more carbon than they absorb, such as cropland mineral soils change, degraded peatland, and settlements
| Data Item | MtCO2e Power Sector BECCS | GB wide emissions from biomass power generation with carbon capture and storage
| Data Item | MtCO2e Residential Heat | GB wide emissions from fuel use in homes for heating and cooking
| Data Item | MtCO2e Road Transport and Rail | GB wide emissions from petrol/diesel vehicles and trains in the UK
| Data Item | MtCO2e Commercial Heat | GB wide emissions from fuel use in commercial buildings and public services, as well as off-road service vehicles and equipment
| Data Item | MtCO2e Shipping | UK wide emissions from domestic and international ships that refuel in the UK
| Data Item | MtCO2e Waste | UK wide emissions from waste treatment and disposal, including landfill, composting, energy from waste, incineration, and wastewater
| Data Item | MtCO2e Carbon offset from Biomethane Grid Injection | GB wide emissions reduction from injecting biomethane into the gas grid, displacing natural gas and offsetting emissions
| Data Item | MtCO2e FES Sector Related Northern Ireland Emissions | Emissions from Northern Ireland for sectors covered by FES models, to ensure full UK coverage. These include sectors where FES modelling is based on GB wide data only, including power, heat, road transport and hydrogen production. Datasource: https://www.theccc.org.uk/publication/northern-irelands-fourth-carbon-budget/#publication-downloads
| Data Item | MtCO2e Enhanced weathering and biochar | UK wide emissions removal from applying crushed minerals (enhanced weathering) and stable carbon-rich material (biochar) to land, which captures carbon from the atmosphere and stores it permanently in soils.

## WS4
WS4: Whole system & gas supply - UK historical emissions
Return to: Main Menu
Return to: Data table contents
| MtCO2e | 1990 | 1991 | 1992 | 1993 | 1994 | 1995 | 1996 | 1997 | 1998 | 1999 | 2000 | 2001 | 2002 | 2003 | 2004 | 2005 | 2006 | 2007 | 2008 | 2009 | 2010 | 2011 | 2012 | 2013 | 2014 | 2015 | 2016 | 2017 | 2018 | 2019 | 2020 | 2021 | 2022 | 2023
| Electricity | 203.8398 | 200.4102 | 188.2802 | 170.7053 | 166.3162 | 163.1279 | 162.7834 | 150.0426 | 154.8494 | 146.8067 | 158.1233 | 168.8859 | 164.4309 | 173.4803 | 173.1743 | 172.4495 | 181.2559 | 176.9472 | 171.7998 | 149.8091 | 155.9905 | 143.1617 | 156.7815 | 145.8 | 121.9459 | 100.973 | 78.168 | 67.8927 | 60.8421 | 52.2706 | 43.7996 | 48.3411 | 48.647 | 37.0684
| Fuel Supply | 77.1922 | 78.0808 | 79.2408 | 78.9275 | 71.4489 | 74.8462 | 74.6166 | 72.7019 | 71.0438 | 65.3235 | 63.2688 | 62.8182 | 63.2501 | 59.7772 | 58.2079 | 57.5678 | 52.6789 | 51.2953 | 49.6781 | 48.303 | 48.8104 | 46.8192 | 43.1372 | 40.9579 | 39.2561 | 39.7391 | 38.5572 | 38.0442 | 37.2624 | 37.2744 | 33.8901 | 31.2127 | 31.3203 | 30.0974
| Industrial Heat | 98.3195 | 101.7867 | 98.5977 | 95.7447 | 95.31 | 92.3648 | 92.8517 | 92.5932 | 92.2035 | 92.986 | 92.664 | 88.9186 | 79.8944 | 82.2583 | 80.5595 | 80.9288 | 79.5812 | 78.7258 | 71.8103 | 61.0625 | 62.5128 | 59.9201 | 58.8252 | 60.8367 | 58.5738 | 55.8428 | 51.7372 | 51.6685 | 51.0489 | 49.8158 | 47.2942 | 46.2518 | 43.9047 | 44.3619
| Commercial Heat | 29.8049 | 32.6612 | 32.0727 | 31.5653 | 31.0299 | 31.4645 | 33.3696 | 31.1964 | 30.5175 | 31.8922 | 31.2312 | 31.8611 | 27.2572 | 27.453 | 28.0963 | 28.4858 | 26.056 | 24.4871 | 27.326 | 24.0727 | 24.994 | 21.3981 | 24.4692 | 24.7925 | 22.3043 | 22.1571 | 22.3972 | 21.8093 | 24.8402 | 23.9091 | 23.1143 | 24.8428 | 22.9812 | 22.7742
| Industrial Process | 42.1029 | 39.3777 | 35.5032 | 31.9298 | 33.7597 | 33.0084 | 33.7588 | 32.4752 | 32.1135 | 23.2483 | 22.9258 | 20.9396 | 19.1835 | 19.8886 | 21.89 | 20.2958 | 18.9875 | 20.6446 | 19.1051 | 12.1229 | 13.6774 | 12.1014 | 11.5037 | 13.7507 | 13.9864 | 13.0277 | 10.8629 | 11.0895 | 10.5995 | 10.4267 | 9.8002 | 10.4214 | 9.3182 | 7.6408
| Aviation (incl. intl.) | 21.0317 | 19.714 | 21.2788 | 22.6769 | 23.2638 | 24.4661 | 25.7147 | 26.8906 | 29.5341 | 31.7967 | 34.582 | 34.0041 | 33.6898 | 34.4838 | 37.296 | 40.0667 | 41.1388 | 41.1147 | 39.7436 | 38.1844 | 37.5912 | 37.6252 | 36.4234 | 37.0961 | 36.3871 | 36.6918 | 37.2117 | 40.3158 | 39.7993 | 39.2032 | 16.9318 | 15.6705 | 30.9436 | 35.7957
| Road and Rail | 113.0058 | 112.1885 | 113.677 | 114.8742 | 115.4491 | 114.4761 | 118.6978 | 119.5419 | 118.5884 | 119.8477 | 118.6828 | 118.7848 | 121.1744 | 120.486 | 121.5713 | 121.9782 | 121.9523 | 122.7731 | 118.5157 | 114.5585 | 113.4653 | 111.5143 | 111.6676 | 110.5572 | 112.4648 | 112.946 | 116.7533 | 117.4429 | 116.1702 | 112.8336 | 94.0996 | 102.1691 | 102.8216 | 101.6577
| Shipping (incl. intl.) | 18.8649 | 18.6626 | 18.7138 | 18.4845 | 18.8931 | 19.7946 | 20.4317 | 21.1146 | 21.3391 | 19.1249 | 17.5029 | 17.7481 | 16.9085 | 16.1039 | 17.1938 | 16.8643 | 17.2529 | 17.3427 | 20.4324 | 19.7514 | 17.7015 | 17.8131 | 16.0481 | 15.6235 | 15.5704 | 15.3044 | 15.5611 | 14.7355 | 14.763 | 14.2516 | 11.9644 | 12.4399 | 12.4181 | 12.2907
| Residential Heat | 79.9485 | 88.8402 | 86.005 | 90.1882 | 85.5693 | 80.7736 | 91.9666 | 84.728 | 86.6089 | 86.3946 | 86.4645 | 88.71 | 85.1742 | 85.8869 | 87.5248 | 82.9335 | 80.337 | 76.7965 | 78.6592 | 75.1877 | 84.8809 | 68.044 | 74.4141 | 75.3503 | 62.8597 | 65.3919 | 66.1352 | 64.646 | 66.1312 | 63.7982 | 64.8848 | 68.1142 | 55.664 | 51.2507
| Agriculture | 54.401 | 54.211 | 53.8501 | 52.9616 | 53.7331 | 53.6729 | 55.0409 | 54.6237 | 54.294 | 54.5409 | 52.5802 | 50.3804 | 50.0718 | 50.5149 | 51.2974 | 51.4386 | 50.3864 | 49.9876 | 49.6981 | 49.2151 | 49.6272 | 48.8195 | 49.2578 | 49.085 | 49.4344 | 50.617 | 50.0257 | 49.9449 | 48.0992 | 48.6437 | 47.4217 | 48.1166 | 46.8562 | 46.6137
| F-gases | 14.7878 | 15.1075 | 15.0483 | 15.4394 | 16.246 | 17.3106 | 18.0794 | 19.7763 | 16.7045 | 9.9083 | 8.7417 | 8.9606 | 9.348 | 9.9115 | 8.8949 | 9.521 | 10.1327 | 10.3516 | 10.5068 | 10.7709 | 11.4568 | 12.0312 | 12.3016 | 12.3844 | 11.8177 | 11.6507 | 11.3552 | 10.9811 | 10.3776 | 9.6854 | 8.7435 | 8.1663 | 7.5542 | 7.0447
| LULUCF N | -23.645 | -24.1455 | -24.6987 | -25.2376 | -25.5725 | -25.9778 | -26.3115 | -26.6733 | -26.998 | -27.2619 | -27.2976 | -27.5707 | -27.8899 | -27.9844 | -28.294 | -28.4233 | -28.7798 | -28.7967 | -29.3167 | -29.1334 | -29.0954 | -29.3627 | -29.0774 | -29.0677 | -28.8267 | -28.5173 | -28.3826 | -28.4344 | -27.8108 | -27.854 | -27.8694 | -27.7395 | -27.2929 | -26.7363
| LULUCF P | 34.2689 | 34.2573 | 33.9779 | 33.9314 | 33.8275 | 34.2719 | 33.6104 | 33.4229 | 32.9597 | 33.3381 | 33.1141 | 32.7442 | 32.2357 | 32.17 | 31.62 | 31.3795 | 31.3168 | 30.7067 | 30.5444 | 30.269 | 30.1455 | 29.7666 | 29.5828 | 29.4667 | 28.8987 | 28.4556 | 28.6777 | 28.4556 | 28.4955 | 28.4057 | 28.2707 | 27.9745 | 27.8347 | 27.856
| Waste | 70.4362 | 71.3045 | 71.496 | 72.2443 | 72.8837 | 73.6185 | 74.2817 | 74.0373 | 73.774 | 71.2493 | 68.5895 | 66.366 | 65.9909 | 62.5008 | 57.802 | 55.5372 | 53.675 | 50.0929 | 45.2656 | 41.3978 | 36.2615 | 34.0305 | 32.6813 | 29.2649 | 27.448 | 27.4368 | 27.0344 | 27.6185 | 28.1354 | 28.2234 | 26.864 | 26.4912 | 26.3695 | 26.7317

## WS5
WS5: Whole system & gas supply - UK historical emissions definition
Return to: Main Menu
Return to: Data table contents
Data definitions for sheet WS4
Datasource: https://www.gov.uk/government/statistics/final-uk-greenhouse-gas-emissions-statistics-1990-to-2023
| Column | Category | Description
| Data Item | MtCO2e Electricity | Emissions from burning fossil fuels at power stations to generate electricity, excluding municipal solid waste
| Data Item | MtCO2e Fuel Supply | Emissions from producing and processing fuels (e.g. oil refineries, gas production)
| Data Item | MtCO2e Industrial Heat | Emissions from burning fuel to provide heat in the industrial sector
| Data Item | MtCO2e Commercial Heat | Emissions from fuel use in commercial buildings and public services, as well as off-road service vehicles and equipment
| Data Item | MtCO2e Industrial Process | Emissions from chemical reactions in manufacturing (e.g. cement, steel), not related to fuel combustion
| Data Item | MtCO2e Aviation (incl. intl.) | Emissions from domestic and international flights that refuel in the UK
| Data Item | MtCO2e Road and Rail | Emissions from petrol/diesel vehicles and trains in the UK
| Data Item | MtCO2e Shipping (incl. intl.) | Emissions from domestic and international ships that refuel in the UK
| Data Item | MtCO2e Residential Heat | Emissions from fuel use in homes for heating and cooking
| Data Item | MtCO2e Agriculture | Emissions from farming activities, mainly from animals and fertilisers
| Data Item | MtCO2e F-gases | Emissions from fluorinated gases used in products like heat pumps, air conditioners, and refrigeration systems
| Data Item | MtCO2e LULUCF N | Negative emissions from land activities that absorb more carbon than they emit, such as forestry and grassland mineral soil changes
| Data Item | MtCO2e LULUCF P | Positive emissions from land activities that release more carbon than they absorb, such as cropland mineral soils change, degraded peatland, and settlements
| Data Item | MtCO2e LULUCF (net) | Net emissions from land use, land use change and forestry, calculated by netting off LULUCF P and LULUCF N
| Data Item | MtCO2e Waste | Emissions from waste treatment and disposal, including landfill, composting, energy from waste, incineration, and wastewater

## Building Blocks ->
Building Block Notes
Return to: Main Menu
Return to: Data table contents
Description | The GB FES Building Blocks represent a top-down breakdown of the national level FES pathway results to a smaller Grid Supply Point level which was developed as part of the Energy Networks Association (ENA) Open Networks project. One of the outputs is an agreed set of common building blocks, of which the GB FES values are included here. Common building blocks ensure that the results are published to a consistent template making comparison easier as we can now directly compare like for like components between the outputs from different organisations and from different processes. These are intended to provide additional clarity for stakeholders on alignment of FES and Regional Distribution Future Energy Scenarios (DFES's) produced by Distribution Network Operators. They are not intended to be used for the creation of regional pathways. The first RESPs are expected to be published in late 2027. However, to support the upcoming electricity distribution price control (ED3), a transitional RESP output will be consulted on in September 2025 and published in January 2026. The tRESP output will include regional conditions and priorities, identified areas of strategic need, modelled short-term and long-term pathways and consistent planning assumptions. The baseline for the tRESP pathways outputs is a new bottom-up disaggregation of FES 2025 at a very local level which is then reaggregated to Grid Supply Point (GSP) feeding area. The RESPs will develop bottom-up regional plans at distribution level that span across all energy vectors. NESO will be producing RESPs across the 11 nations and regions defined by Ofgem. These are set out in Ofgem’s RESP Framework Policy decision (April 2025). The RESP boundaries have been developed through consideration of cross-vector planning potential, sufficiency of scale, fullness of Great Britain’s coverage and, critically, being deliverable at pace.
Building Blocks -> | Building Block Data | BB1
| Building Block Definitions | BB2
| BB3: Building Blocks - Area Name Lookup | BB3

## BB2
2025 Buildings Blocks
Template | Technology | Building Block ID Number | Technology Detail | Units | Detail | Comments | Alignment with Ofgem Core Scenario Key Drivers | Included in NESO Data | NESO Comments
Generation | Non-renewable CHP | Gen_BB001 | >=1MW | MW | Installed capacity | Non-renewable | Distribution Thermal Generation (MW) | Y
|  | Gen_BB002 | <1MW | MW | Installed capacity | Non-renewable excluding domestic Micro CHP |  | Y
| Micro CHP | Gen_BB003 | Domestic (G98/G83) | MW | Installed capacity |  |  | Y
| Renewable Engines (Landfill Gas, Sewage Gas, Biogas) | Gen_BB004 |  | MW | Installed capacity | Reciprocating Engines, Gas Turbines, Includes Anaerobic Digestion |  | Y
| Non-renewable Engines (Diesel) (non CHP) | Gen_BB005 | [5 empty] | Y
| Non-renewable Engines (Gas) (non CHP) | Gen_BB006 |  | MW | Installed capacity | Reciprocating Engines, Gas Turbines |  | Y
| Fuel Cells | Gen_BB007 |  | MW | Installed capacity | Hydrogen or Gas as fuel input |  | Y
| OCGTs (non CHP) | Gen_BB008 |  | MW | Installed capacity | Open Cycle Gas Turbines |  | Y
| CCGTs (non CHP) | Gen_BB009 |  | MW | Installed capacity | Combined Cycle Gas Turbines: |  | Y
| Biomass & Energy Crops (including CHP) | Gen_BB010 | Includes Biomass Conversions | MW | Installed capacity |  |  | Y
| Waste Incineration (including CHP) | Gen_BB011 |  | MW | Installed capacity |  |  | Y
| Solar Generation | Gen_BB012 | Large (G99) | MW | Installed capacity |  | Solar Generation (MW) | Y
|  | Gen_BB013 | Small (G98/G83) | MW | Installed capacity |  |  | Y
| Wind | Gen_BB014 | Offshore Wind | MW | Installed capacity |  | Wind Generation (MW) | Y
|  | Gen_BB015 | Onshore Wind >=1MW |  |  |  |  | Y
|  | Gen_BB016 | Onshore Wind <1MW | MW | Installed capacity |  |  | Y
| Marine | Gen_BB017 | Tidal Stream, Wave Power, Tidal Lagoon | MW | Installed capacity |  | Not mentioned in Ofgem Core Scenario BBs | Y
| Hydro | Gen_BB018 | Not pumped hydro | MW | Installed capacity |  | Not mentioned in Ofgem Core Scenario BBs | Y
| Geothermal | Gen_BB019 |  | MW | Installed capacity |  | Not mentioned in Ofgem Core Scenario BBs | Y
| Nuclear | Gen_BB020 |  | MW | Installed capacity |  | Not mentioned in Ofgem Core Scenario BBs | Y
| Coal | Gen_BB021 | COAL | MW | Installed capacity | Transmission connected coal fired generation |  | Y
| Interconnector | Gen_BB022 | IC | MW | Installed capacity | Transmission connected interconnection of other Transmission networks |  | Y
| Hydrogen fuelled generation | Gen_BB023 | Hydrogen | MW | Installed capacity | Hydrogen fired generation |  | Y
| Offshore-Wind (off-Grid) | Gen_BB024 | NC_GEN | MW | Installed capacity | Offshore wind capacity not connected to NETS |  | Y
Demand |  | Dem_BB001a | Domestic | Number of | Number of domestic customers |  |  | Y
|  | Dem_BB002a | I&C | Number of | Number of I&C customers |  |  | Y
|  | Dem_BB002b | I&C | Metres squared | Area of I&C customers |  |  | N | Not included - we do not have this information as part of our FES analysis.
|  | Dem_BB003 | Demand | GWh | Total Annual consumption in GWh | Total demand consumption at GSP level, including losses, any energy saving and new LCT driven demand growth |  | Y | The FES Building block data has been developed using a combination of modelling approaches for generating geographical split of demand. We have a bottom-up approach for modelling demand for heat in buildings, where calculations are performed from data below the GSP and then aggregated up to GSP level. Transport demand modelling on the other hand starts with a GB level estimate of demand which we then disaggregate down to GSP level. There are some trade-offs with this mixed approach to generating GSP level data and some combinations of the individual elements will need refining in the future. As always, we’ll continue to work with stakeholders to improve our assumptions and modelling methodologies.
|  | Dem_BB004 | Residential HP Demand | GWh | Total Annual consumption in GWh | Heat demand due to residential HPs (including hybrid HPs) |  | Y
|  | Dem_BB005 | I&C HP Demand | GWh | Total Annual consumption in GWh | Heat demand due to I&C HPs (including hybrid HPs) |  | Y
|  | Dem_BB006 | EV Demand 1 | GWh | Total Annual consumption in GWh | Transport demand due to Light Vans, Cars and Motorbikes (including Hybrid EVs) |  | Y
|  | Dem_BB007 | EV Demand 2 | GWh | Total Annual consumption in GWh | Transport demand due to HGVs and Buses (including Hybrid EVs) |  | Y
|  | Dem_BB008 | Baseline Demand | GWh | Total Annual consumption in GW | The gross energy consumption excluding EVs and HPs (BB8=BB3-BB4-BB5-BB6-BB7) |  | Y
|  | Dem_BB008a | Baseline Domestic True Demand | GWh | Total Annual consumption in GWh | Total gross annual consumption of domestic end customers minus domestic EV and domestic HP demand. |  | Y
|  | Dem_BB008b | Non-domestic Demand | GWh | Total Annual consumption in GWh | Total gross annual consumption of non-domestic end customers minus non-domestic EV and non-domestic HP demand. |  | Y
|  | Dem_BB009 | Hydrogen electrolysis | MW | Installed capacity |  |  | Y
Demand Low Carbon Technologies | Electric Vehicles | Lct_BB001 | Pure Electric (vans, cars & motorbikes) | Number of | Number of EVs registered in the specific geographical area | Light Vans,Cars and Motorbikes Includes number of EVs in the specific geographical area | Low carbon vehicles | Y
|  | Lct_BB002 | Plug-in-hybrid (vans, cars and motorbikes) | Number of | Number of EVs registered in the specific geographical area | Light Vans, Cars and Motorbikes Includes number of EVs in the specific geographical area |  | Y
|  | Lct_BB003 | Pure Electric (road vehicles other than vans, cars and motorbikes) | Number of | Number of EVs registered in the specific geographical area | HGVs and Buses Includes number of EVs in the specific geographical area |  | Y
|  | Lct_BB004 | Plug-in-hybrid (road vehicles other than vans, cars and motorbikes) | Number of | Number of EVs registered in the specific geographical area | HGVs and Buses Includes number of EVs in the specific geographical area |  | Y
| Heat Pumps | Lct_BB005 | Domestic - Non-hybrid | Number of | Number of Heat Pumps registered in the specific geographical area | Excluding those supplying District Heating | Heat (Number of installations (k)) | Y
|  | Lct_BB006 | Domestic - Hybrid | Number of | Number of Heat Pumps registered in the specific geographical area | Electrical vs Gas bias Excluding those supplying District Heating |  | Y
|  | Lct_BB007 | I&C - Non-hybrid | Number of | Number of Heat Pumps registered in the specific geographical area | Excluding those supplying District Heating |  | Y
|  | Lct_BB008 | I&C - Hybrid | Number of | Number of Heat Pumps registered in the specific geographical area | Electrical vs Gas bias Exluding those supplying District Heating |  | Y
| District Heating | Lct_BB009 |  | Number of properties connected to Low carbon district heating |  |  | Heat (Number of installations (k)) | Y
| Electric Vehicle Charging units | Lct_BB010a | Domestic | Number of | Number of domestic charging units | Excluding 3pin plugs |  | N | Not included - we do not have this information as part of our FES analysis.
|  | Lct_BB010b | Domestic | MW | Installed capacity of domestic charging units |  |  | N | Not included - we do not have this information as part of our FES analysis.
|  | Lct_BB011a | Workplace | Number of | Number of Workplace charging units |  |  | N | Not included - we do not have this information as part of our FES analysis.
|  | Lct_BB011b | Workplace | MW | Installed capacity of Workplace charging units |  |  | N | Not included - we do not have this information as part of our FES analysis.
|  | Lct_BB012a | Public Slow/Fast | Number of | Number of Public Slow/Fast charging units |  |  | N | Not included - we do not have this information as part of our FES analysis.
|  | Lct_BB012b | Public Slow/Fast | MW | Installed capacity of public Slow/Fast charging units |  |  | N | Not included - we do not have this information as part of our FES analysis.
|  | Lct_BB013a | Public Rapid | Number of | Number of Public Rapid charging units | defined as >=43kW |  | N | Not included - we do not have this information as part of our FES analysis.
|  | Lct_BB013b | Public Rapid | MW | Installed capacity of public Rapid charging units | defined as >=43kW |  | N | Not included - we do not have this information as part of our FES analysis.
| Airconditioning units | Lct_BB014 | A/C Domestic units | Number of |  |  |  | N | Not included - we do not have this information as part of our FES analysis.
|  | Lct_BB015 | A/C I&C units | Number of |  |  |  | N | Not included - we do not have this information as part of our FES analysis.
Storage & Flexibility | Storage | Srg_BB001 | Batteries | MW | Installed capacity | Record Import and Export seperately | Storage (GW) | Y
|  | Srg_BB002 | Domestic Batteries (G98) | MW | Installed capacity |  |  | Y
|  | Srg_BB003 | Pumped Hydro | MW | Installed capacity |  |  | Y
|  | Srg_BB004 | Other | MW | Installed capacity |  |  | Y
|  | Srg_BB005 | V2G | MW availability | Potential MW available to participate |  |  | Y
| I&C Flexibility | Srg_BB006a | I&C Flexibility (TouT) | MW availability | Potential MW available to participate in DSR |  | Total Industrial & Commercial demand available to participate in Demand Response (Non-contracted) | Y | The FES Building block data has been developed using a combination of modelling approaches for generating geographical split of demand. We have a bottom-up approach for modelling demand for heat in buildings, where calculations are performed from data below the GSP and then aggregated up to GSP level. Transport demand modelling on the other hand starts with a GB level estimate of demand which we then disaggregate down to GSP level. There are some trade-offs with this mixed approach to generating GSP level data and some combinations of the individual elements will need refining in the future. As always, we’ll continue to work with stakeholders to improve our assumptions and modelling methodologies.
|  | Srg_BB006b | I&C Flexibility (TouT) | % customers | % Potential participating customers |  |  | N | Not included - we do not have this information as part of our FES analysis.
| Domestic Flexibility | Srg_BB007a | Electric Vehicle Smart Charging (TouT) | MW availability | Potential MW available to participate in DSR |  | Total domestic demand available to participate in Demand Response (Non-contracted). It is assumed that a domestic customer to have a separate EV based tariff | N | Not included - we do not have this information as part of our FES analysis.
|  | Srg_BB007b | Electric Vehicle Smart Charging (TouT) | % customers | % Potential participating customers |  |  | N | Not included - we do not have this information as part of our FES analysis.
|  | Srg_BB08a | Domestic Flexibility (TouT) | MW availability | Potential MW available to participate in DSR |  |  | N | Not included - we do not have this information as part of our FES analysis.
|  | Srg_BB08b | Domestic Flexibility (TouT) | % customers | % Potential participating customers |  |  | N | Not included - we do not have this information as part of our FES analysis.

## BB3
BB3: Building Blocks - Area Name Lookup
Return to: Main Menu
Return to: Data table contents
Building Block Licence Area Name Mapping
| Area Type | FES23 BB Area Name | Full Licence Name | Elexon GSP Group | Elexon GSP Group Name | FES2025 Area Name | Comments
| DNO | ENW | Electricity North West | _G | North Western | Electricity North West
| DNO | EPN | Eastern Power Networks | _A | Eastern | UKPN Eastern
| DNO | East Midlands | NGED (East Midlands) | _B | East Midlands | NGED East Midlands
| DNO | LPN | London Power Networks | _C | London | UKPN London
| DNO | NPgN | Northern Power Grid (Northeast) | _F | Northern | NPg Northeast
| DNO | NPgY | Northern Power Grid (Yorkshire) | _M | Yorkshire | NPg Yorkshire
| DNO | SEPD | Southern Electric Power Distribution | _H | Southern | SSEN South
| DNO | SHEPD | Scottish Hydro Electric Power Distribution | _P | North Scotland | SSEN (SHEPD)
| DNO | SPD | SP Distribution | _N | South Scotland | SPEN
| DNO | SPM | SP Manweb | _D | Merseyside and North Wales | SPEN Manweb
| DNO | SPN | South Eastern Power Networks | _J | South Eastern | UKPN South East
| DNO | South Wales | NGED (South Wales) | _K | South Wales | NGED South Wales
| DNO | South Western | NGED (South West) | _L | South Western | NGED South West
| DNO | West Midlands | NGED (West Midlands) | _E | Midlands | NGED West Midlands
| TO | NGET | National Grid Electricity Transmission | N/A | N/A | NGET
| TO | SHETL | Scottish Hydro Electricity Transmission | N/A | N/A | SHETL
| TO | SPTL | Scottish Power Transmission | N/A | N/A | SPTL
| IDNO | IDNO | Independent Distribution Network Operator | N/A | N/A | IDNO
| Non-network connected | Not Connected | Not Connected | N/A | N/A | Not Connected | e.g. Offshore wind exclusively for H2 production