Hydrogen Evolution | Lct_BB008 | Number | UKPN Eastern | Norwich Main |  | 102.036 | 162.851 | 302.805 | 452.978 | 611.681 | 774.036 | 944.022 | 1089.328 | 1315.466 | 1584.919 | 1861.855 | 2119.613 | 2325.273 | 2535.262 | 2750.48 | 2965.779 | 3186.917 | 3358.224 | 3519.174 | 3635.848 | 3740.7 | 3831.294 | 3935.654 | 3961.313 | 3938.62 | 3909.193 | 3889.667
Hydrogen Evolution | Lct_BB008 | Number | UKPN Eastern | Pelham |  | 26.625 | 42.396 | 78.245 | 116.122 | 155.57 | 195.3 | 236.427 | 272.934 | 329.438 | 396.781 | 465.915 | 530.169 | 581.708 | 634.461 | 688.644 | 742.968 | 798.858 | 842.88 | 884.513 | 915.223 | 943.128 | 967.572 | 994.578 | 1001.721 | 996.544 | 989.615 | 985.17
Hydrogen Evolution | Lct_BB008 | Number | UKPN Eastern | Rayleigh |  | 64.927 | 104.174 | 192.626 | 286.485 | 384.632 | 483.915 | 587.021 | 676.33 | 814.978 | 980.136 | 1149.488 | 1306.607 | 1430.318 | 1556.157 | 1684.639 | 1812.614 | 1943.539 | 2045.266 | 2140.416 | 2208.52 | 2269.325 | 2321.345 | 2383.474 | 2398.026 | 2383.375 | 2364.668 | 2351.964
Hydrogen Evolution | Lct_BB008 | Number | UKPN Eastern | Rye House |  | 29.109 | 47.314 | 88.598 | 133.491 | 181.522 | 231.289 | 283.837 | 327.874 | 396.729 | 478.803 | 563.375 | 642.364 | 706.68 | 772.599 | 840.425 | 908.59 | 978.905 | 1034.463 | 1087.055 | 1126.073 | 1161.51 | 1192.617 | 1228.217 | 1239.278 | 1235.244 | 1229.071 | 1225.969
Hydrogen Evolution | Lct_BB008 | Number | UKPN Eastern | Sheringham Shoal (Norwich) |  | 0 | 0 | 0 | 0 | 0 | 0 | 0 | 0 | 0 | 0 | 0 | 0 | 0 | 0 | 0 | 0 | 0 | 0 | 0 | 0 | 0 | 0 | 0 | 0 | 0 | 0 | 0
Hydrogen Evolution | Lct_BB008 | Number | UKPN Eastern | Sundon |  | 52.424 | 84.543 | 155.663 | 230.495 | 308.082 | 385.86 | 465.951 | 534.929 | 642.011 | 769.112 | 898.78 | 1018.238 | 1117.079 | 1218.46 | 1322.763 | 1427.592 | 1535.816 | 1616.364 | 1691.569 | 1745.093 | 1792.69 | 1833.206 | 1878.374 | 1885.779 | 1869.944 | 1850.922 | 1836.653
Hydrogen Evolution | Lct_BB008 | Number | UKPN Eastern | Tilbury |  | 5.59 | 8.906 | 16.529 | 24.68 | 33.265 | 42.017 | 51.162 | 58.917 | 70.984 | 85.366 | 100.121 | 113.819 | 125.009 | 136.461 | 148.218 | 160.011 | 172.15 | 181.479 | 190.234 | 196.586 | 202.289 | 207.209 | 212.927 | 214.395 | 213.247 | 211.733 | 210.754
Hydrogen Evolution | Lct_BB008 | Number | UKPN Eastern | Tottenham |  | 29.124 | 47.15 | 87.917 | 131.995 | 178.871 | 227.156 | 277.825 | 317.859 | 380.777 | 455.233 | 531.107 | 600.873 | 656.278 | 712.33 | 769.262 | 825.664 | 883.208 | 923.818 | 960.597 | 984.382 | 1004.264 | 1019.72 | 1040.938 | 1041.135 | 1028.745 | 1014.753 | 1003.459
Hydrogen Evolution | Lct_BB008 | Number | UKPN Eastern | Walpole (_A) |  | 29.876 | 49.36 | 91.04 | 135.03 | 180.789 | 226.818 | 274.404 | 316.488 | 381.656 | 459.274 | 538.876 | 612.756 | 672.333 | 733.327 | 795.985 | 858.821 | 923.492 | 973.975 | 1021.621 | 1056.581 | 1088.249 | 1115.876 | 1146.48 | 1154.173 | 1147.67 | 1139.157 | 1133.514
Hydrogen Evolution | Lct_BB008 | Number | UKPN Eastern | Warley |  | 42.907 | 68.362 | 126.474 | 188.214 | 252.848 | 318.312 | 386.355 | 444.63 | 535.174 | 642.945 | 753.326 | 855.567 | 938.223 | 1022.719 | 1109.386 | 1196.192 | 1285.485 | 1353.628 | 1417.417 | 1463.203 | 1504.113 | 1539.169 | 1579.62 | 1588.444 | 1577.815 | 1564.489 | 1555.144
Hydrogen Evolution | Lct_BB008 | Number | UKPN Eastern | Watford South |  | 50.802 | 81.946 | 151.469 | 225.156 | 302.132 | 379.913 | 460.642 | 531.025 | 640.139 | 770.125 | 903.441 | 1027.173 | 1126.593 | 1228.285 | 1332.659 | 1437.249 | 1544.851 | 1628.686 | 1707.607 | 1765.142 | 1817.027 | 1862.043 | 1913.125 | 1925.968 | 1915.209 | 1901.134 | 1891.858
Hydrogen Evolution | Lct_BB008 | Number | UKPN Eastern | West Thurrock |  | 4.877 | 7.896 | 14.723 | 22.105 | 29.955 | 38.041 | 46.526 | 53.231 | 63.767 | 76.236 | 88.942 | 100.626 | 109.904 | 119.291 | 128.825 | 138.271 | 147.907 | 154.708 | 160.867 | 164.851 | 168.18 | 170.769 | 174.322 | 174.355 | 172.28 | 169.937 | 168.045
Hydrogen Evolution | Lct_BB008 | Number | UKPN Eastern | Wymondley |  | 37.934 | 60.526 | 111.868 | 166.277 | 223.106 | 280.521 | 340.112 | 392.441 | 473.533 | 570.204 | 669.454 | 761.699 | 835.747 | 911.498 | 989.261 | 1067.195 | 1147.356 | 1210.496 | 1270.133 | 1314.012 | 1353.801 | 1388.569 | 1427.638 | 1438.207 | 1431.131 | 1421.551 | 1415.538
Hydrogen Evolution | Lct_BB008 | Number | UKPN London | Acton Lane 22kV |  | 4.759 | 7.614 | 14.189 | 21.294 | 28.839 | 36.603 | 44.718 | 50.941 | 60.767 | 72.334 | 84.062 | 94.766 | 103.678 | 112.753 | 122.029 | 131.288 | 140.813 | 146.872 | 152.231 | 155.433 | 157.946 | 159.7 | 162.701 | 162.399 | 160.135 | 157.63 | 155.55
Hydrogen Evolution | Lct_BB008 | Number | UKPN London | Barking (London) |  | 0.913 | 1.478 | 2.755 | 4.137 | 5.606 | 7.119 | 8.707 | 9.961 | 11.933 | 14.267 | 16.644 | 18.831 | 20.567 | 22.324 | 24.108 | 25.875 | 27.679 | 28.952 | 30.104 | 30.85 | 31.473 | 31.957 | 32.622 | 32.628 | 32.24 | 31.801 | 31.447
Hydrogen Evolution | Lct_BB008 | Number | UKPN London | Barking West |  | 22.648 | 36.666 | 68.367 | 102.644 | 139.096 | 176.644 | 216.046 | 247.178 | 296.105 | 354.004 | 413.007 | 467.259 | 510.344 | 553.932 | 598.204 | 642.065 | 686.812 | 718.392 | 746.993 | 765.489 | 780.949 | 792.969 | 809.469 | 809.622 | 799.987 | 789.107 | 780.324
Hydrogen Evolution | Lct_BB008 | Number | UKPN London | Beddington LPN |  | 29.979 | 48.281 | 89.274 | 132.846 | 178.412 | 224.539 | 272.109 | 309.454 | 368.201 | 437.179 | 506.823 | 570.032 | 627.657 | 687.481 | 749.724 | 813.12 | 879.556 | 922.613 | 961.824 | 987.707 | 1009.533 | 1026.803 | 1047.189 | 1046.143 | 1032.073 | 1016.322 | 1003.275
Hydrogen Evolution | Lct_BB008 | Number | UKPN London | City Road |  | 120.939 | 193.464 | 360.561 | 541.087 | 732.825 | 930.108 | 1136.317 | 1294.422 | 1544.122 | 1838.049 | 2136.043 | 2408.056 | 2634.509 | 2865.118 | 3100.824 | 3336.094 | 3578.112 | 3732.094 | 3868.265 | 3949.637 | 4013.485 | 4058.05 | 4134.312 | 4126.629 | 4069.106 | 4005.444 | 3952.595
Hydrogen Evolution | Lct_BB008 | Number | UKPN London | Hackney 132kV |  | 19.183 | 31.056 | 57.908 | 86.94 | 117.816 | 149.619 | 182.993 | 209.362 | 250.804 | 299.845 | 349.821 | 395.773 | 432.267 | 469.186 | 506.685 | 543.835 | 581.737 | 608.486 | 632.711 | 648.377 | 661.472 | 671.653 | 685.629 | 685.758 | 677.597 | 668.381 | 660.942
Hydrogen Evolution | Lct_BB008 | Number | UKPN London | Hackney 66kV |  | 15.008 | 24.298 | 45.306 | 68.02 | 92.176 | 117.058 | 143.169 | 163.8 | 196.223 | 234.591 | 273.691 | 309.643 | 338.195 | 367.079 | 396.418 | 425.483 | 455.137 | 476.064 | 495.017 | 507.274 | 517.519 | 525.484 | 536.419 | 536.52 | 530.135 | 522.925 | 517.105
Hydrogen Evolution | Lct_BB008 | Number | UKPN London | Hurst |  | 18.092 | 28.762 | 53.422 | 79.856 | 107.763 | 136.282 | 166.142 | 190.734 | 229.097 | 274.739 | 321.417 | 364.555 | 398.711 | 433.376 | 468.678 | 503.766 | 539.622 | 565.86 | 589.973 | 606.349 | 620.509 | 632.079 | 646.686 | 648.313 | 642.058 | 634.754 | 629.105
Hydrogen Evolution | Lct_BB008 | Number | UKPN London | Islington |  | 21.157 | 33.845 | 63.076 | 94.658 | 128.2 | 162.713 | 198.787 | 226.446 | 270.128 | 321.548 | 373.679 | 421.265 | 460.88 | 501.223 | 542.457 | 583.615 | 625.954 | 652.891 | 676.713 | 690.948 | 702.118 | 709.914 | 723.255 | 721.911 | 711.848 | 700.711 | 691.466
Hydrogen Evolution | Lct_BB008 | Number | UKPN London | Littlebrook LPN |  | 5.978 | 9.52 | 17.742 | 26.601 | 36.003 | 45.663 | 55.831 | 64.5 | 77.988 | 94.112 | 110.726 | 126.24 | 138.692 | 151.408 | 164.44 | 177.482 | 190.869 | 201.479 | 211.492 | 218.878 | 225.573 | 231.42 | 238.356 | 240.562 | 239.85 | 238.72 | 238.185
Hydrogen Evolution | Lct_BB008 | Number | UKPN London | Lodge Road (St John's Wood) |  | 41.357 | 66.158 | 123.299 | 185.033 | 250.601 | 318.065 | 388.582 | 442.648 | 528.037 | 628.55 | 730.454 | 823.473 | 900.912 | 979.772 | 1060.376 | 1140.83 | 1223.592 | 1276.248 | 1322.814 | 1350.641 | 1372.475 | 1387.714 | 1413.793 | 1411.166 | 1391.495 | 1369.725 | 1351.652
Hydrogen Evolution | Lct_BB008 | Number | UKPN London | New Cross 66kV |  | 39.649 | 64.098 | 119.508 | 179.446 | 243.151 | 308.759 | 377.225 | 428.534 | 509.851 | 605.128 | 701.338 | 788.665 | 867.185 | 948.354 | 1032.496 | 1117.851 | 1207.051 | 1261.995 | 1311.078 | 1341.421 | 1365.797 | 1383.636 | 1408.363 | 1404.162 | 1382.63 | 1358.95 | 1338.95
Hydrogen Evolution | Lct_BB008 | Number | UKPN London | Redbridge |  | 11.367 | 18.402 | 34.312 | 51.515 | 69.81 | 88.655 | 108.43 | 124.055 | 148.611 | 177.67 | 207.282 | 234.511 | 256.134 | 278.01 | 300.23 | 322.243 | 344.701 | 360.551 | 374.905 | 384.188 | 391.947 | 397.979 | 406.261 | 406.337 | 401.502 | 396.041 | 391.633
Hydrogen Evolution | Lct_BB008 | Number | UKPN London | St John's Wood |  | 95.489 | 152.752 | 284.686 | 427.223 | 578.613 | 734.381 | 897.196 | 1022.03 | 1219.185 | 1451.259 | 1686.545 | 1901.317 | 2080.116 | 2262.197 | 2448.302 | 2634.063 | 2825.152 | 2946.731 | 3054.247 | 3118.496 | 3168.908 | 3204.094 | 3264.309 | 3258.242 | 3212.824 | 3162.559 | 3120.831
Hydrogen Evolution | Lct_BB008 | Number | UKPN London | West Ham |  | 52.337 | 84.729 | 157.987 | 237.195 | 321.431 | 408.199 | 499.251 | 571.193 | 684.257 | 818.053 | 954.4 | 1079.77 | 1179.333 | 1280.057 | 1382.365 | 1483.72 | 1587.125 | 1660.103 | 1726.194 | 1768.936 | 1804.663 | 1832.438 | 1870.567 | 1870.92 | 1848.655 | 1823.513 | 1803.217
Hydrogen Evolution | Lct_BB008 | Number | UKPN London | Willesden 132kV |  | 31.183 | 49.883 | 92.968 | 139.516 | 188.954 | 239.822 | 292.992 | 333.758 | 398.142 | 473.929 | 550.765 | 620.902 | 679.291 | 738.752 | 799.527 | 860.19 | 922.593 | 962.296 | 997.407 | 1018.389 | 1034.851 | 1046.342 | 1066.006 | 1064.025 | 1049.193 | 1032.778 | 1019.151
Hydrogen Evolution | Lct_BB008 | Number | UKPN London | Willesden 66kV |  | 9.989 | 15.979 | 29.78 | 44.69 | 60.526 | 76.82 | 93.852 | 106.91 | 127.534 | 151.81 | 176.422 | 198.888 | 217.592 | 236.638 | 256.106 | 275.538 | 295.527 | 308.244 | 319.491 | 326.212 | 331.485 | 335.166 | 341.465 | 340.83 | 336.079 | 330.821 | 326.456
Hydrogen Evolution | Lct_BB008 | Number | UKPN London | Wimbledon North |  | 10.631 | 17.186 | 32.043 | 48.114 | 65.195 | 82.786 | 101.143 | 114.901 | 136.703 | 162.25 | 188.046 | 211.461 | 232.514 | 254.277 | 276.837 | 299.723 | 323.64 | 338.372 | 351.532 | 359.668 | 366.204 | 370.987 | 377.616 | 376.49 | 370.717 | 364.368 | 359.005
Hydrogen Evolution | Lct_BB008 | Number | UKPN London | Wimbledon South |  | 52.128 | 84.272 | 157.122 | 235.924 | 319.68 | 405.937 | 495.952 | 563.41 | 670.32 | 795.584 | 922.076 | 1036.888 | 1140.121 | 1246.837 | 1357.461 | 1469.681 | 1586.956 | 1659.193 | 1723.723 | 1763.616 | 1795.665 | 1819.119 | 1851.628 | 1846.105 | 1817.796 | 1786.663 | 1760.368
Hydrogen Evolution | Lct_BB008 | Number | UKPN South East | Beddington SPN |  | 85.702 | 136.429 | 251.255 | 372.159 | 497.59 | 623.415 | 753.01 | 863.159 | 1034.407 | 1237.484 | 1444.357 | 1634.532 | 1793.662 | 1957.064 | 2125.339 | 2294.692 | 2469.82 | 2597.821 | 2716.831 | 2800.573 | 2874.471 | 2936.732 | 3008.063 | 3018.835 | 2992.4 | 2960.891 | 2937.009
Hydrogen Evolution | Lct_BB008 | Number | UKPN South East | Bolney |  | 127.226 | 206.308 | 380.498 | 564.354 | 755.597 | 947.971 | 1146.756 | 1319.702 | 1588.015 | 1907.229 | 2233.952 | 2536.322 | 2775.493 | 3018.818 | 3267.278 | 3514.771 | 3768.019 | 3963.549 | 4146.18 | 4276.279 | 4392.161 | 4490.955 | 4609.076 | 4635.123 | 4604.623 | 4566.289 | 4539.574
Hydrogen Evolution | Lct_BB008 | Number | UKPN South East | Canterbury |  | 19.741 | 31.481 | 58.472 | 87.367 | 117.843 | 148.954 | 181.507 | 209.161 | 252.19 | 303.504 | 356.197 | 405.175 | 445.158 | 486.064 | 528.051 | 570.151 | 613.456 | 646.891 | 678.311 | 701.204 | 721.811 | 739.647 | 760.429 | 766.064 | 762.367 | 757.356 | 754.251
Hydrogen Evolution | Lct_BB008 | Number | UKPN South East | Chessington |  | 71.388 | 114.798 | 212.712 | 317.003 | 426.473 | 537.653 | 653.527 | 752.503 | 906.273 | 1089.458 | 1277.258 | 1451.434 | 1593.107 | 1738.061 | 1886.863 | 2036.054 | 2189.596 | 2307.13 | 2417.321 | 2496.927 | 2568.277 | 2629.668 | 2701.391 | 2719.173 | 2703.745 | 2683.673 | 2670.392
Hydrogen Evolution | Lct_BB008 | Number | UKPN South East | Kemsley |  | 18.86 | 30.031 | 55.766 | 83.302 | 112.332 | 141.95 | 172.932 | 199.388 | 240.53 | 289.607 | 340.026 | 386.919 | 425.095 | 464.157 | 504.261 | 544.476 | 585.847 | 617.95 | 648.163 | 670.255 | 690.188 | 707.492 | 727.529 | 733.075 | 729.682 | 725.026 | 722.192
Hydrogen Evolution | Lct_BB008 | Number | UKPN South East | Kingsnorth |  | 44.434 | 70.928 | 131.95 | 197.578 | 267.079 | 338.337 | 413.153 | 475.412 | 572.504 | 688.187 | 806.8 | 916.811 | 1003.82 | 1092.207 | 1182.317 | 1271.974 | 1363.623 | 1433.041 | 1497.484 | 1542.662 | 1582.476 | 1615.93 | 1656.049 | 1663.024 | 1649.803 | 1633.849 | 1622.106
Hydrogen Evolution | Lct_BB008 | Number | UKPN South East | Littlebrook SPN |  | 25.43 | 40.472 | 74.679 | 110.824 | 148.462 | 186.367 | 225.574 | 259.619 | 312.439 | 375.273 | 439.588 | 499.113 | 547.593 | 597.258 | 648.302 | 699.536 | 752.343 | 792.756 | 830.705 | 858.163 | 882.819 | 904.09 | 928.009 | 933.332 | 927.178 | 919.42 | 913.996
Hydrogen Evolution | Lct_BB008 | Number | UKPN South East | Ninfield |  | 60.125 | 95.901 | 177.744 | 264.965 | 356.566 | 449.65 | 546.726 | 630.844 | 761.41 | 917.157 | 1077.183 | 1226.063 | 1346.307 | 1469.332 | 1595.633 | 1722.249 | 1852.48 | 1954.222 | 2050.134 | 2120.493 | 2184.13 | 2239.551 | 2303.32 | 2321.199 | 2310.721 | 2296.221 | 2287.48
Hydrogen Evolution | Lct_BB008 | Number | UKPN South East | Northfleet East |  | 38.344 | 60.945 | 113.015 | 168.578 | 227.005 | 286.459 | 348.562 | 402.766 | 486.807 | 587.13 | 690.33 | 786.503 | 861.605 | 938.065 | 1016.204 | 1094.104 | 1173.825 | 1236.909 | 1296.295 | 1339.564 | 1378.609 | 1412.497 | 1451.546 | 1461.656 | 1453.941 | 1443.721 | 1437.142
Hydrogen Evolution | Lct_BB008 | Number | UKPN South East | Richborough |  | 29.225 | 46.513 | 86.464 | 129.302 | 174.553 | 220.819 | 269.302 | 310.56 | 374.752 | 451.356 | 530.094 | 603.379 | 662.882 | 723.728 | 786.16 | 848.729 | 913.058 | 963.104 | 1010.192 | 1044.618 | 1075.665 | 1102.606 | 1134.258 | 1143.339 | 1138.51 | 1131.711 | 1127.753
Hydrogen Evolution | Lct_BB008 | Number | UKPN South East | Sellindge |  | 33.371 | 53.107 | 98.174 | 145.956 | 195.885 | 246.353 | 298.748 | 344.734 | 416.009 | 500.972 | 588.207 | 669.293 | 734.429 | 801.071 | 869.489 | 938.066 | 1008.606 | 1063.934 | 1116.157 | 1154.515 | 1189.263 | 1219.588 | 1253.722 | 1262.829 | 1256.446 | 1247.869 | 1242.426
Hydrogen Evolution | Lct_BB008 | Number | UKPN South East | West Weybridge |  | 53.968 | 86.993 | 161.328 | 240.643 | 324.039 | 408.89 | 497.466 | 574.197 | 693.33 | 835.489 | 981.631 | 1117.693 | 1227.283 | 1339.381 | 1454.444 | 1569.772 | 1688.379 | 1781.734 | 1869.853 | 1934.721 | 1993.498 | 2044.82 | 2103.778 | 2120.826 | 2111.968 | 2099.426 | 2092.137
Hydrogen Evolution | Lct_BB009 | Number | Electricity North West | Bredbury |  | 884.139 | 1117.62 | 1332.454 | 1551.743 | 1801.476 | 2047.428 | 2313.365 | 2595.492 | 2901.511 | 3237.249 | 3580.809 | 3953.835 | 5550.387 | 7285.578 | 9158.5 | 11182.37 | 13355.56 | 15286.15 | 17064.74 | 18732.26 | 20299.7 | 21673.18 | 22797.1 | 23935.41 | 24974.15 | 25915.46 | 26844.31
Hydrogen Evolution | Lct_BB009 | Number | Electricity North West | Carrington |  | 809.047 | 1032.831 | 1242.086 | 1458.572 | 1707.933 | 1957.775 | 2230.964 | 2510.468 | 2815.096 | 3150.212 | 3495.023 | 3870.879 | 5382.492 | 7004.577 | 8735.617 | 10587.68 | 12558.58 | 14351.36 | 15996.57 | 17533.27 | 18972.26 | 20226.33 | 21250.24 | 22285.28 | 23225.34 | 24072.68 | 24906.52
Hydrogen Evolution | Lct_BB009 | Number | Electricity North West | Harker |  | 718.336 | 916.081 | 1089.61 | 1266.368 | 1466.762 | 1663.232 | 1875.136 | 2089.394 | 2319.086 | 2569.213 | 2821.457 | 3092.016 | 3876.007 | 4510.731 | 4988.722 | 5310.113 | 5466.275 | 6109.892 | 6662.031 | 7142.294 | 7559.64 | 7884.03 | 8342.485 | 8809.361 | 9244.27 | 9647.729 | 10050.43
Hydrogen Evolution | Lct_BB009 | Number | Electricity North West | Heysham (Barrow) |  | 0 | 0 | 0 | 0 | 0 | 0 | 0 | 0 | 0 | 0 | 0 | 0 | 0 | 0 | 0 | 0 | 0 | 0 | 0 | 0 | 0 | 0 | 0 | 0 | 0 | 0 | 0
Hydrogen Evolution | Lct_BB009 | Number | Electricity North West | Heysham (NGET) |  | 560.575 | 710.764 | 847.919 | 988.424 | 1148.335 | 1306.189 | 1477.236 | 1647.87 | 1831.097 | 2030.933 | 2232.938 | 2449.931 | 3062.668 | 3552.935 | 3914.787 | 4148.2 | 4246.281 | 4738.94 | 5158.511 | 5520.659 | 5832.321 | 6070.443 | 6422.178 | 6780.565 | 7114.199 | 7423.414 | 7731.925
Hydrogen Evolution | Lct_BB009 | Number | Electricity North West | Hutton |  | 282.961 | 361.495 | 430.069 | 499.886 | 579.103 | 656.782 | 740.557 | 824.356 | 914.121 | 1011.688 | 1109.897 | 1215.199 | 1525.859 | 1779.73 | 1973.843 | 2108.32 | 2179.791 | 2438.348 | 2661.424 | 2856.5 | 3027.296 | 3161.805 | 3345.843 | 3532.979 | 3707.345 | 3869.226 | 4030.837
Hydrogen Evolution | Lct_BB009 | Number | Electricity North West | Kearsley 132kV |  | 1235.624 | 1574.809 | 1877.767 | 2187.345 | 2539.77 | 2887.062 | 3262.809 | 3659.068 | 4088.282 | 4559.18 | 5040.471 | 5562.066 | 7779.394 | 10172.2 | 12739.02 | 15497.6 | 18445.16 | 21104.53 | 23550.14 | 25839.79 | 27988.19 | 29865.89 | 31413.55 | 32981.94 | 34412.89 | 35709.13 | 36988.06
Hydrogen Evolution | Lct_BB009 | Number | Electricity North West | Kearsley 33kV |  | 360.073 | 458.964 | 547.223 | 637.418 | 740.076 | 841.233 | 950.678 | 1066.096 | 1191.086 | 1328.224 | 1468.37 | 1620.207 | 2266.636 | 2964.243 | 3712.619 | 4516.936 | 5376.384 | 6151.853 | 6864.94 | 7532.545 | 8158.915 | 8706.286 | 9157.368 | 9614.543 | 10031.64 | 10409.44 | 10782.18
Hydrogen Evolution | Lct_BB009 | Number | Electricity North West | Kirkby ENW |  | 517.968 | 670.799 | 807.336 | 948.94 | 1112.098 | 1275.888 | 1455.251 | 1636.516 | 1833.788 | 2050.744 | 2273.673 | 2516.304 | 3463.656 | 4462.369 | 5510.98 | 6616.507 | 7776.947 | 8874.769 | 9878.265 | 10812.08 | 11683.15 | 12438.12 | 13069.51 | 13707.99 | 14288.19 | 14811.46 | 15326.55
Hydrogen Evolution | Lct_BB009 | Number | Electricity North West | Macclesfield |  | 286.332 | 382.396 | 453.619 | 525.619 | 607.058 | 686.318 | 771.321 | 863.784 | 963.82 | 1073.331 | 1185.005 | 1305.992 | 1824.713 | 2384.406 | 2984.611 | 3629.492 | 4318.351 | 4932.496 | 5495.62 | 6021.083 | 6512.796 | 6940.996 | 7302.705 | 7669.01 | 8003.593 | 8307.169 | 8606.905
Hydrogen Evolution | Lct_BB009 | Number | Electricity North West | Ormonde (Heysham) |  | 0 | 0 | 0 | 0 | 0 | 0 | 0 | 0 | 0 | 0 | 0 | 0 | 0 | 0 | 0 | 0 | 0 | 0 | 0 | 0 | 0 | 0 | 0 | 0 | 0 | 0 | 0
Hydrogen Evolution | Lct_BB009 | Number | Electricity North West | Padiham |  | 1123.405 | 1419.748 | 1704.474 | 1998.766 | 2336.685 | 2674.366 | 3043.133 | 3398.604 | 3781.534 | 4199.382 | 4623.029 | 5079.599 | 6325.597 | 7309.775 | 8019.325 | 8454.031 | 8599.404 | 9572.758 | 10395.26 | 11098.2 | 11696.84 | 12145.98 | 12848.69 | 13563.55 | 14228.92 | 14845.74 | 15461.14
Hydrogen Evolution | Lct_BB009 | Number | Electricity North West | Penwortham East |  | 842.555 | 1070.404 | 1279.415 | 1493.486 | 1738.192 | 1980.401 | 2243.136 | 2503.89 | 2784.902 | 3091.094 | 3401.375 | 3736.158 | 4655.763 | 5388.744 | 5925.592 | 6266.482 | 6400.922 | 7133.687 | 7757.907 | 8295.788 | 8758.932 | 9113.296 | 9652.114 | 10200.47 | 10712.71 | 11189.58 | 11666.26
Hydrogen Evolution | Lct_BB009 | Number | Electricity North West | Penwortham West |  | 628.468 | 797.828 | 953.309 | 1112.687 | 1294.661 | 1474.753 | 1670.146 | 1864.001 | 2072.644 | 2300.104 | 2530.421 | 2778.493 | 3463.857 | 4008.833 | 4406.478 | 4656.807 | 4751.993 | 5297.271 | 5760.912 | 6159.978 | 6502.688 | 6763.602 | 7163.774 | 7571.624 | 7952.634 | 8307.191 | 8661.596
Hydrogen Evolution | Lct_BB009 | Number | Electricity North West | Robin Rigg (Harker) |  | 0 | 0 | 0 | 0 | 0 | 0 | 0 | 0 | 0 | 0 | 0 | 0 | 0 | 0 | 0 | 0 | 0 | 0 | 0 | 0 | 0 | 0 | 0 | 0 | 0 | 0 | 0
Hydrogen Evolution | Lct_BB009 | Number | Electricity North West | Rochdale |  | 586.723 | 747.461 | 891.493 | 1038.613 | 1206.237 | 1371.462 | 1550.219 | 1738.743 | 1943.126 | 2167.291 | 2396.533 | 2645.262 | 3696.32 | 4830.431 | 6046.764 | 7353.777 | 8750.114 | 10009.6 | 11168.19 | 12252.92 | 13271.07 | 14161.43 | 14895.82 | 15639.68 | 16318.47 | 16933.58 | 17540.54
Hydrogen Evolution | Lct_BB009 | Number | Electricity North West | South Manchester |  | 1626.324 | 2098.047 | 2529.117 | 2974.272 | 3489.873 | 4007.61 | 4573.96 | 5145.159 | 5769.64 | 6454.633 | 7159.997 | 7931.928 | 10868.62 | 13970.22 | 17230.82 | 20673.46 | 24292.12 | 27676.4 | 30768.5 | 33641.39 | 36320.3 | 38641.18 | 40560.9 | 42494.47 | 44244.01 | 45815.33 | 47358.31
Hydrogen Evolution | Lct_BB009 | Number | Electricity North West | Stalybridge |  | 617.035 | 806.72 | 956.903 | 1109.15 | 1281.057 | 1448.528 | 1628.381 | 1823.29 | 2033.646 | 2264.233 | 2499.078 | 2752.625 | 3874.51 | 5092.925 | 6407.544 | 7827.427 | 9351.426 | 10701.38 | 11941.92 | 13102.9 | 14191.49 | 15141.95 | 15932.3 | 16734.14 | 17466.73 | 18131.26 | 18787.42
Hydrogen Evolution | Lct_BB009 | Number | Electricity North West | Stanah |  | 393.837 | 499.968 | 597.402 | 697.278 | 811.314 | 924.17 | 1046.616 | 1168.097 | 1298.846 | 1441.386 | 1585.717 | 1741.174 | 2170.665 | 2512.181 | 2761.369 | 2918.241 | 2977.891 | 3319.595 | 3610.141 | 3860.22 | 4074.983 | 4238.488 | 4489.26 | 4744.845 | 4983.609 | 5205.795 | 5427.888
Hydrogen Evolution | Lct_BB009 | Number | Electricity North West | Walney 2 (Heysham) |  | 0 | 0 | 0 | 0 | 0 | 0 | 0 | 0 | 0 | 0 | 0 | 0 | 0 | 0 | 0 | 0 | 0 | 0 | 0 | 0 | 0 | 0 | 0 | 0 | 0 | 0 | 0
Hydrogen Evolution | Lct_BB009 | Number | Electricity North West | Washway Farm |  | 150.54 | 192.781 | 229.373 | 266.637 | 308.922 | 350.396 | 395.132 | 439.688 | 487.386 | 539.206 | 591.323 | 647.165 | 811.875 | 946.088 | 1048.241 | 1118.4 | 1154.783 | 1291.671 | 1409.594 | 1512.597 | 1602.584 | 1673.164 | 1770.069 | 1868.669 | 1960.46 | 2045.57 | 2130.493
Hydrogen Evolution | Lct_BB009 | Number | Electricity North West | Whitegate |  | 666.572 | 848.839 | 1012.661 | 1179.934 | 1370.671 | 1558.724 | 1762.173 | 1976.748 | 2209.568 | 2464.851 | 2726.054 | 3009.774 | 4201.909 | 5488.103 | 6867.273 | 8349.055 | 9931.873 | 11359.21 | 12672.58 | 13902.23 | 15056.79 | 16066.96 | 16900.77 | 17744.92 | 18515.34 | 19213.72 | 19902.95
Hydrogen Evolution | Lct_BB009 | Number | NGED East Midlands | Berkswell |  | 1231.646 | 1220.422 | 1472.111 | 1733.814 | 2036.309 | 2341.122 | 2675.652 | 3011.204 | 3377.121 | 3779.597 | 4193.88 | 4645.863 | 6390.85 | 8232.797 | 10168.73 | 12211.79 | 14358.29 | 16320.15 | 18096.58 | 19733.67 | 21246.4 | 22539.92 | 23585.96 | 24634.37 | 25569.22 | 26394.6 | 27197.95
Hydrogen Evolution | Lct_BB009 | Number | NGED East Midlands | Bicker Fen |  | 471.813 | 563.124 | 668.709 | 775.791 | 896.995 | 1015.307 | 1142.498 | 1271.466 | 1409.573 | 1559.623 | 1710.581 | 1872.388 | 2608.494 | 3396.923 | 4236.929 | 5134.167 | 6087.428 | 6917.296 | 7666.928 | 8356.411 | 8991.966 | 9533.533 | 10024.04 | 10520.46 | 10972.77 | 11381.98 | 11785.45
Hydrogen Evolution | Lct_BB009 | Number | NGED East Midlands | Chesterfield |  | 1290.129 | 1859.145 | 2211.896 | 2571.3 | 2978.946 | 3378.809 | 3810.211 | 4247.174 | 4715.911 | 5226.587 | 5742.004 | 6295.103 | 8723.809 | 11300.18 | 14021.39 | 16905.35 | 19947.36 | 22658.86 | 25102.46 | 27345.68 | 29408.28 | 31159.28 | 32745.83 | 34351.39 | 35811.27 | 37128.69 | 38426.02
Hydrogen Evolution | Lct_BB009 | Number | NGED East Midlands | Coventry |  | 1539.953 | 1606.764 | 1923.686 | 2250.243 | 2623.735 | 2995.174 | 3399.6 | 3808.85 | 4251.358 | 4736.44 | 5231.238 | 5766.428 | 8003.133 | 10384.2 | 12907.1 | 15588.65 | 18424.76 | 20963.65 | 23263.91 | 25386.34 | 27348.68 | 29028.14 | 30434.5 | 31851.22 | 33126.38 | 34264.08 | 35377.77
Hydrogen Evolution | Lct_BB009 | Number | NGED East Midlands | Drakelow |  | 404.948 | 543.83 | 647.303 | 752.819 | 872.582 | 990.186 | 1117.155 | 1245.269 | 1382.742 | 1532.485 | 1683.646 | 1845.991 | 2586.955 | 3386.856 | 4245.154 | 5167.675 | 6153.405 | 7007.016 | 7782.468 | 8499.732 | 9164.763 | 9736.335 | 10228.73 | 10726.35 | 11178.22 | 11585.51 | 11986.3
Hydrogen Evolution | Lct_BB009 | Number | NGED East Midlands | Enderby |  | 1492.589 | 1801.522 | 2131.473 | 2462.417 | 2835.751 | 3196.248 | 3580.584 | 3995.602 | 4442.941 | 4929.965 | 5423.343 | 5956.106 | 8153.851 | 10455.19 | 12855.64 | 15371.23 | 17996.62 | 20405.48 | 22572.35 | 24555.77 | 26376.13 | 27917.42 | 29344.45 | 30786.3 | 32098.39 | 33284.19 | 34452.5
Hydrogen Evolution | Lct_BB009 | Number | NGED East Midlands | Grendon |  | 1961.435 | 2378.594 | 2832.246 | 3294.349 | 3819.568 | 4335.378 | 4892.113 | 5461.371 | 6074.191 | 6742.584 | 7419.699 | 8149.129 | 11198.48 | 14396.33 | 17737.43 | 21243.51 | 24907.3 | 28254.54 | 31263.34 | 34017.12 | 36542.53 | 38678.32 | 40629.28 | 42600.35 | 44389.26 | 46000.72 | 47585.97
Hydrogen Evolution | Lct_BB009 | Number | NGED East Midlands | Ratcliffe |  | 1302.141 | 2007.017 | 2426.181 | 2861.499 | 3366.789 | 3876.909 | 4437.107 | 4970.799 | 5550.53 | 6183.834 | 6830.839 | 7534.111 | 10126.28 | 12760.6 | 15429.15 | 18149.25 | 20912.15 | 23620.2 | 26029.3 | 28209.42 | 30186.28 | 31829.45 | 33343.77 | 34864.2 | 36227.43 | 37438.81 | 38621.81
Hydrogen Evolution | Lct_BB009 | Number | NGED East Midlands | Staythorpe |  | 428.435 | 614.626 | 741.825 | 873.946 | 1026.886 | 1181.033 | 1350.185 | 1510.62 | 1684.394 | 1874.067 | 2067.285 | 2276.738 | 3101.28 | 3958.15 | 4845.452 | 5769.077 | 6726.824 | 7616.924 | 8414.495 | 9141.668 | 9806.286 | 10365.49 | 10867.86 | 11373.11 | 11827.93 | 12233.96 | 12631.46
Hydrogen Evolution | Lct_BB009 | Number | NGED East Midlands | Stoke Bardolph |  | 603.233 | 1033.849 | 1256.532 | 1489.682 | 1761.784 | 2038.962 | 2345.132 | 2628.839 | 2937.285 | 3274.482 | 3619.365 | 3994.438 | 5349.767 | 6717.563 | 8093.477 | 9486.366 | 10891.4 | 12291.22 | 13532.39 | 14651.99 | 15663.37 | 16499.04 | 17269.41 | 18041.99 | 18731.83 | 19341.77 | 19935.87
Hydrogen Evolution | Lct_BB009 | Number | NGED East Midlands | Walpole (_B) |  | 620.046 | 730.915 | 868.819 | 1009.086 | 1167.988 | 1323.529 | 1491.098 | 1660.431 | 1841.802 | 2039.124 | 2237.848 | 2450.818 | 3411.69 | 4437.74 | 5527.969 | 6689.591 | 7920.909 | 9000.704 | 9975.474 | 10871.6 | 11697.12 | 12399.95 | 13036.17 | 13680.03 | 14266.36 | 14796.49 | 15319.03
Hydrogen Evolution | Lct_BB009 | Number | NGED East Midlands | West Burton |  | 613.227 | 755.551 | 893.84 | 1033.192 | 1189.979 | 1341.647 | 1503.716 | 1676.87 | 1862.701 | 2065.301 | 2269.964 | 2489.754 | 3436.129 | 4432.94 | 5478.808 | 6580.477 | 7735.825 | 8782.352 | 9724.337 | 10587.88 | 11380.94 | 12053.09 | 12679.68 | 13314.59 | 13894.23 | 14419.77 | 14938.52
Hydrogen Evolution | Lct_BB009 | Number | NGED East Midlands | Willington |  | 1337.355 | 2034.885 | 2450.19 | 2880.431 | 3376.832 | 3875.198 | 4420.822 | 4948.377 | 5519.578 | 6143.838 | 6780.077 | 7469.327 | 10164.26 | 12954.1 | 15832.7 | 18818.83 | 21904.97 | 24803.56 | 27398.02 | 29761.71 | 31919.43 | 33731.43 | 35366.24 | 37011.63 | 38492.74 | 39814.61 | 41108.62
Hydrogen Evolution | Lct_BB009 | Number | NGED South Wales | Aberthaw |  | 551.918 | 734.15 | 903.463 | 1084.336 | 1297.5 | 1518.837 | 1766.421 | 1983.915 | 2220.67 | 2480.317 | 2746.683 | 3036.621 | 4263.424 | 5601.762 | 7051.113 | 8622.017 | 10313.55 | 11778.78 | 13121.17 | 14373.11 | 15543.42 | 16560.68 | 17348.04 | 18139.94 | 18849.83 | 19480.16 | 20095.6
Hydrogen Evolution | Lct_BB009 | Number | NGED South Wales | Alpha Steel (Uskmouth) |  | 0 | 0 | 0 | 0 | 0 | 0 | 0 | 0 | 0 | 0 | 0 | 0 | 0 | 0 | 0 | 0 | 0 | 0 | 0 | 0 | 0 | 0 | 0 | 0 | 0 | 0 | 0
Hydrogen Evolution | Lct_BB009 | Number | NGED South Wales | Cardiff East |  | 484.154 | 643.977 | 792.466 | 951.011 | 1137.9 | 1331.914 | 1548.889 | 1739.503 | 1947.049 | 2174.597 | 2408.039 | 2662.22 | 3735.974 | 4907.206 | 6175.411 | 7549.833 | 9029.648 | 10311.59 | 11486.11 | 12581.47 | 13605.49 | 14495.71 | 15184.96 | 15878.06 | 16499.4 | 17051.16 | 17589.9
Hydrogen Evolution | Lct_BB009 | Number | NGED South Wales | Margam (Grange 66kV) |  | 81.69 | 108.829 | 129.878 | 151.491 | 176.08 | 200.387 | 226.761 | 252.294 | 279.567 | 309.232 | 339.03 | 370.853 | 550.166 | 757.461 | 993.131 | 1258.974 | 1555.266 | 1789.586 | 2007.43 | 2213.678 | 2409.164 | 2582.385 | 2715.405 | 2850.411 | 2973.437 | 3084.658 | 3194.306
Hydrogen Evolution | Lct_BB009 | Number | NGED South Wales | Pembroke |  | 251.309 | 336.216 | 401.581 | 468.734 | 545.264 | 621.032 | 703.301 | 783.882 | 870.288 | 964.43 | 1059.42 | 1161.328 | 1712.256 | 2345.605 | 3062.313 | 3867.799 | 4762.713 | 5477.712 | 6142.781 | 6772.413 | 7369.583 | 7899.351 | 8303.622 | 8713.155 | 9085.896 | 9422.571 | 9754.291
Hydrogen Evolution | Lct_BB009 | Number | NGED South Wales | Pyle |  | 177.644 | 237.029 | 283.196 | 330.514 | 384.541 | 438.004 | 496.001 | 552.37 | 612.868 | 678.609 | 744.883 | 816.121 | 1204.682 | 1653.43 | 2162.99 | 2737.292 | 3376.854 | 3882.282 | 4352.748 | 4798.228 | 5221.053 | 5596.563 | 5886.199 | 6179.572 | 6447.177 | 6689.561 | 6928.69
Hydrogen Evolution | Lct_BB009 | Number | NGED South Wales | Rassau |  | 488.699 | 681.829 | 814.414 | 950.542 | 1105.724 | 1259.326 | 1426.068 | 1591.11 | 1768.407 | 1961.812 | 2157.411 | 2367.629 | 3462.248 | 4710.311 | 6113.371 | 7681.95 | 9417.013 | 10814.64 | 12110.09 | 13332.49 | 14488.04 | 15508.42 | 16296.7 | 17094.9 | 17820.4 | 18474.66 | 19118.75
Hydrogen Evolution | Lct_BB009 | Number | NGED South Wales | Swansea North |  | 1515.658 | 2022.212 | 2477.075 | 2961.118 | 3528.776 | 4115.014 | 4768.754 | 5351.296 | 5983.948 | 6677.665 | 7387.91 | 8159.214 | 11570.2 | 15334.65 | 19452.92 | 23955.16 | 28840.3 | 32995.93 | 36816.86 | 40393.67 | 43748.97 | 46680.01 | 48932.66 | 51202.44 | 53243.68 | 55062.6 | 56842.03
Hydrogen Evolution | Lct_BB009 | Number | NGED South Wales | Upper Boat 132kV |  | 778.098 | 1035.356 | 1274.421 | 1530.623 | 1832.164 | 2145.677 | 2496.831 | 2805.21 | 3140.403 | 3508.646 | 3886.361 | 4296.699 | 6050.442 | 7965.041 | 10040.24 | 12290.92 | 14715.85 | 16815.48 | 18738.33 | 20531.92 | 22207.81 | 23663.45 | 24787.76 | 25919.81 | 26934.48 | 27834.92 | 28713.96
Hydrogen Evolution | Lct_BB009 | Number | NGED South Wales | Upper Boat 33kV |  | 168.356 | 224.019 | 275.745 | 331.179 | 396.423 | 464.258 | 540.237 | 606.96 | 679.486 | 759.162 | 840.888 | 929.672 | 1309.128 | 1723.388 | 2172.397 | 2659.374 | 3184.054 | 3638.347 | 4054.393 | 4442.471 | 4805.081 | 5120.037 | 5363.301 | 5608.243 | 5827.786 | 6022.613 | 6212.811
Hydrogen Evolution | Lct_BB009 | Number | NGED South Wales | Uskmouth |  | 580.682 | 772.043 | 949.793 | 1138.811 | 1361.999 | 1593.308 | 1851.556 | 2078.519 | 2326.112 | 2596.963 | 2874.883 | 3178.25 | 4443.288 | 5821.835 | 7312.827 | 8927.341 | 10664.3 | 12169.86 | 13549.95 | 14836.74 | 16040.45 | 17087.89 | 17901.1 | 18717.65 | 19449.82 | 20100.46 | 20735.88
Hydrogen Evolution | Lct_BB009 | Number | NGED South West | Abham |  | 1677.064 | 1844.747 | 2221.401 | 2612.909 | 3063.914 | 3517.333 | 4014.499 | 4534.426 | 5102.694 | 5731.12 | 6381.26 | 7091.272 | 9930.204 | 12995.3 | 16284.68 | 19820.91 | 23600.32 | 26820.09 | 29727.48 | 32401.21 | 34864.72 | 36962.33 | 38660.49 | 40363.03 | 41877.71 | 43210.9 | 44506.6
Hydrogen Evolution | Lct_BB009 | Number | NGED South West | Alverdiscott |  | 666.216 | 742.811 | 885.905 | 1032.5 | 1199.248 | 1363.792 | 1542.058 | 1728.653 | 1930.376 | 2151.801 | 2377.817 | 2622.187 | 3640.609 | 4722.432 | 5866.45 | 7080.099 | 8361.367 | 9508.429 | 10546.03 | 11501.89 | 12384.27 | 13137.77 | 13756.93 | 14379.02 | 14935.63 | 15428.87 | 15909.97
Hydrogen Evolution | Lct_BB009 | Number | NGED South West | Axminster |  | 326.445 | 384.972 | 456.148 | 528.07 | 609.195 | 687.975 | 772.377 | 861.952 | 958.222 | 1063.258 | 1169.543 | 1283.846 | 1772.195 | 2287.117 | 2827.913 | 3398.095 | 3996.596 | 4539.47 | 5028.873 | 5478.207 | 5891.525 | 6242.627 | 6558.001 | 6876.819 | 7166.261 | 7427.038 | 7683.615
Hydrogen Evolution | Lct_BB009 | Number | NGED South West | Bridgwater |  | 568.423 | 634.552 | 756.459 | 881.181 | 1023.004 | 1162.784 | 1314.082 | 1470.699 | 1639.688 | 1824.772 | 2013.129 | 2216.43 | 3053.207 | 3931.9 | 4851.22 | 5817.065 | 6827.476 | 7761.608 | 8605.711 | 9382.571 | 10098.88 | 10709.47 | 11213.02 | 11718.99 | 12171.48 | 12572.16 | 12962.83
Hydrogen Evolution | Lct_BB009 | Number | NGED South West | Exeter |  | 917.27 | 1031.407 | 1229.75 | 1432.506 | 1663.257 | 1890.668 | 2136.745 | 2390.311 | 2663.978 | 2963.35 | 3267.863 | 3596.77 | 4955.315 | 6384.616 | 7882.412 | 9458.416 | 11109.47 | 12627.65 | 14000.82 | 15265.23 | 16432.34 | 17428.91 | 18250.06 | 19074.5 | 19812.12 | 20465.86 | 21103.5
Hydrogen Evolution | Lct_BB009 | Number | NGED South West | Indian Queens |  | 1393.195 | 1603.032 | 1916.339 | 2238.051 | 2605.46 | 2969.58 | 3365.058 | 3799.27 | 4273.558 | 4797.882 | 5339.976 | 5931.902 | 8471.502 | 11289.81 | 14387.55 | 17787.05 | 21487.71 | 24452.28 | 27139.47 | 29620.14 | 31914.63 | 33879.24 | 35468.68 | 37065.62 | 38493.02 | 39756.14 | 40987.26
Hydrogen Evolution | Lct_BB009 | Number | NGED South West | Iron Acton |  | 2858.826 | 3656.604 | 4604.788 | 5643.579 | 6888.841 | 8215.002 | 9721.264 | 11085.61 | 12597.6 | 14280.56 | 16047.37 | 17999.93 | 23807.24 | 29494.27 | 35037.11 | 40468.39 | 45761.14 | 51577.14 | 56712.45 | 61324.68 | 65471.46 | 68872.67 | 71666.52 | 74429.18 | 76811.77 | 78831.76 | 80754.3
Hydrogen Evolution | Lct_BB009 | Number | NGED South West | Landulph |  | 778.028 | 842.622 | 1019.817 | 1205.765 | 1420.966 | 1639.393 | 1880.457 | 2132.806 | 2409.667 | 2717.289 | 3037.401 | 3387.975 | 4771.077 | 6274.62 | 7898.332 | 9653.464 | 11538.71 | 13113.4 | 14533.07 | 15837.33 | 17036.9 | 18055.4 | 18872.82 | 19692.36 | 20419.01 | 21055.72 | 21673.13
Hydrogen Evolution | Lct_BB009 | Number | NGED South West | Sandford |  | 188.932 | 210.912 | 251.431 | 292.886 | 340.026 | 386.485 | 436.774 | 488.83 | 544.998 | 606.516 | 669.123 | 736.696 | 1014.823 | 1306.882 | 1612.445 | 1933.472 | 2269.312 | 2579.798 | 2860.361 | 3118.573 | 3356.659 | 3559.608 | 3726.976 | 3895.152 | 4045.548 | 4178.726 | 4308.577
Hydrogen Evolution | Lct_BB009 | Number | NGED South West | Seabank |  | 953.537 | 1131.191 | 1382.922 | 1649.704 | 1962.255 | 2283.971 | 2641.896 | 2986.049 | 3363.378 | 3780.242 | 4212.317 | 4685.633 | 6299.925 | 7933.534 | 9581.591 | 11254.36 | 12946.08 | 14648.05 | 16168.3 | 17550.36 | 18809.11 | 19862.41 | 20731.25 | 21597.38 | 22359.06 | 23020.47 | 23658.48
Hydrogen Evolution | Lct_BB009 | Number | NGED South West | Taunton |  | 392.114 | 455.426 | 542.573 | 631.748 | 732.992 | 832.688 | 940.567 | 1052.047 | 1172.114 | 1303.611 | 1437.223 | 1581.127 | 2184.281 | 2818.833 | 3483.927 | 4183.76 | 4916.927 | 5591.789 | 6201.969 | 6763.925 | 7282.428 | 7724.902 | 8089.007 | 8454.959 | 8782.403 | 9072.553 | 9355.567
Hydrogen Evolution | Lct_BB009 | Number | NGED West Midlands | Bishops Wood |  | 1492.545 | 1740.326 | 2077.574 | 2423.228 | 2817.196 | 3206.59 | 3628.787 | 4057.938 | 4520.882 | 5027.076 | 5541.619 | 6097.274 | 8562.592 | 11236.36 | 14117.04 | 17224.54 | 20555.95 | 23446.07 | 26084.39 | 28536.19 | 30820.52 | 32797.54 | 34412.38 | 36040.42 | 37510.76 | 38827.95 | 40120.01
Hydrogen Evolution | Lct_BB009 | Number | NGED West Midlands | Bushbury |  | 451.432 | 614.613 | 732.947 | 854.118 | 991.962 | 1127.943 | 1275.222 | 1426.705 | 1590.087 | 1768.944 | 1950.854 | 2147.177 | 3007.573 | 3935.749 | 4931.137 | 6000.504 | 7142.694 | 8145.071 | 9058.624 | 9906.498 | 10695.14 | 11376 | 11932.79 | 12494.2 | 13000.61 | 13453.52 | 13897.44
Hydrogen Evolution | Lct_BB009 | Number | NGED West Midlands | Bustleholme |  | 920.47 | 1071.072 | 1286.651 | 1509.293 | 1765.36 | 2021.366 | 2300.928 | 2585.225 | 2894.367 | 3233.94 | 3582.367 | 3961.385 | 5447.178 | 7013.041 | 8656.674 | 10389.19 | 12207.5 | 13876.93 | 15386.8 | 16777.29 | 18060.44 | 19155.24 | 20049.25 | 20946.86 | 21748.26 | 22456.52 | 23146.34
Hydrogen Evolution | Lct_BB009 | Number | NGED West Midlands | Cellarhead |  | 1247.963 | 1666.419 | 1987.293 | 2315.383 | 2688.927 | 3057.222 | 3455.839 | 3868.778 | 4315.034 | 4803.567 | 5301.278 | 5839.711 | 8155.679 | 10649.64 | 13319.66 | 16184.08 | 19239.67 | 21933.93 | 24389.92 | 26669.21 | 28789.69 | 30620.88 | 32121.45 | 33633.97 | 34998.65 | 36219.69 | 37416.7
Hydrogen Evolution | Lct_BB009 | Number | NGED West Midlands | Feckenham |  | 1121.328 | 1280.316 | 1524.792 | 1774.473 | 2058.042 | 2336.926 | 2638.344 | 2949.362 | 3284.471 | 3650.91 | 4023.029 | 4424.305 | 6192.687 | 8097.83 | 10138.31 | 12327.89 | 14664 | 16713.9 | 18581.02 | 20312.44 | 21922.08 | 23310.89 | 24466.11 | 25631.46 | 26685.34 | 27630.89 | 28559.17
Hydrogen Evolution | Lct_BB009 | Number | NGED West Midlands | Hams Hall (Lea Marston 132kV) |  | 700.163 | 817.653 | 977.844 | 1142.334 | 1330.327 | 1516.732 | 1719.244 | 1923.746 | 2144.637 | 2386.274 | 2632.219 | 2898.059 | 4044.887 | 5278.51 | 6597.953 | 8012.266 | 9519.815 | 10848.47 | 12058.06 | 13179.26 | 14220.98 | 15118.83 | 15851.61 | 16589.63 | 17253.97 | 17846.79 | 18427.12
Hydrogen Evolution | Lct_BB009 | Number | NGED West Midlands | Ironbridge |  | 393.261 | 535.112 | 638.671 | 744.709 | 865.569 | 984.94 | 1114.293 | 1245.643 | 1387.313 | 1542.114 | 1699.38 | 1869.2 | 2621.007 | 3435.416 | 4311.932 | 5256.643 | 6268.658 | 7148.944 | 7952.204 | 8698.391 | 9393.302 | 9994.297 | 10485.18 | 10980.05 | 11426.75 | 11826.66 | 12218.81
Hydrogen Evolution | Lct_BB009 | Number | NGED West Midlands | Kitwell |  | 994.983 | 1021.322 | 1234.623 | 1456.593 | 1713.943 | 1973.94 | 2259.719 | 2544.77 | 2855.995 | 3198.454 | 3551.365 | 3936.6 | 5355.157 | 6825.984 | 8346.08 | 9925.585 | 11560.82 | 13113.74 | 14510.15 | 15788.69 | 16961.32 | 17952.64 | 18757.2 | 19562.02 | 20273.92 | 20896.16 | 21498.6
Hydrogen Evolution | Lct_BB009 | Number | NGED West Midlands | Nechells |  | 3176.63 | 3140.1 | 3803.217 | 4485.286 | 5283.31 | 6087.609 | 6968.08 | 7839.576 | 8797.942 | 9845.2 | 10926.15 | 12116.53 | 16216.81 | 20423.39 | 24721.58 | 29142.98 | 33675.43 | 38065.06 | 42005.82 | 45598.57 | 48888.46 | 51663.27 | 53931.9 | 56184.8 | 58167.78 | 59893.7 | 61559.61
Hydrogen Evolution | Lct_BB009 | Number | NGED West Midlands | Ocker Hill |  | 263.306 | 351.3 | 420.219 | 490.478 | 571.155 | 650.965 | 737.379 | 827.498 | 925.825 | 1033.315 | 1143.618 | 1264.364 | 1744.001 | 2257.885 | 2805.083 | 3389.599 | 4010.637 | 4560.766 | 5062.161 | 5526.466 | 5958.462 | 6331.674 | 6640.9 | 6951.224 | 7231.035 | 7481.535 | 7727.048
Hydrogen Evolution | Lct_BB009 | Number | NGED West Midlands | Oldbury |  | 412.428 | 550.855 | 658.788 | 768.867 | 895.178 | 1020.111 | 1155.396 | 1296.417 | 1450.155 | 1618.265 | 1790.681 | 1979.217 | 2732.66 | 3540.094 | 4400.158 | 5319.113 | 6295.737 | 7160.773 | 7948.92 | 8678.739 | 9357.51 | 9943.544 | 10428.78 | 10916.01 | 11355.24 | 11748.31 | 12133.49
Hydrogen Evolution | Lct_BB009 | Number | NGED West Midlands | Penn |  | 396.224 | 534.834 | 638.123 | 743.592 | 863.887 | 982.512 | 1110.859 | 1243.84 | 1387.811 | 1545.29 | 1705.891 | 1880.037 | 2614.249 | 3402.559 | 4244.158 | 5144.922 | 6103.766 | 6952.59 | 7725.485 | 8441.754 | 9107.376 | 9681.249 | 10152.3 | 10626.54 | 11053.78 | 11435.46 | 11809.3
Hydrogen Evolution | Lct_BB009 | Number | NGED West Midlands | Rugeley |  | 280.392 | 383.081 | 457.054 | 532.937 | 619.269 | 704.554 | 797.032 | 890.206 | 990.384 | 1099.868 | 1210.808 | 1330.133 | 1875.286 | 2467.997 | 3108.102 | 3799.977 | 4543.051 | 5185.468 | 5772.036 | 6317.514 | 6825.806 | 7265.767 | 7623.943 | 7985.46 | 8312.036 | 8604.575 | 8891.56
Hydrogen Evolution | Lct_BB009 | Number | NGED West Midlands | Shrewsbury |  | 288.487 | 388.725 | 464.003 | 540.881 | 628.654 | 715.273 | 809.021 | 906.12 | 1011.354 | 1126.449 | 1243.924 | 1371.491 | 1907.985 | 2484.886 | 3101.523 | 3762.211 | 4466.138 | 5086.254 | 5651.426 | 6175.422 | 6662.873 | 7083.825 | 7429.722 | 7777.697 | 8091.431 | 8372.06 | 8647.064
Hydrogen Evolution | Lct_BB009 | Number | NGED West Midlands | Walham |  | 1127.391 | 1198.867 | 1429.262 | 1665.12 | 1933.288 | 2197.688 | 2483.964 | 2780.534 | 3100.579 | 3451.22 | 3808.194 | 4193.63 | 5864.081 | 7661.069 | 9583.398 | 11644.05 | 13840.64 | 15779.68 | 17545.44 | 19183.07 | 20705 | 22017.33 | 23091.58 | 24174.68 | 25151.01 | 26023.49 | 26878.32
Hydrogen Evolution | Lct_BB009 | Number | NGED West Midlands | Willenhall |  | 662.853 | 894.888 | 1067.68 | 1244.054 | 1445.255 | 1643.627 | 1858.213 | 2081.694 | 2323.88 | 2588.899 | 2859.463 | 3153.164 | 4377.249 | 5688.914 | 7086.656 | 8580.223 | 10167.7 | 11578.4 | 12862.48 | 14051.92 | 15156.92 | 16109.22 | 16891.72 | 17679.14 | 18388.29 | 19021.63 | 19641.84
Hydrogen Evolution | Lct_BB009 | Number | NPg Northeast | Blyth 132kV |  | 162.729 | 207.85 | 247.399 | 287.592 | 333.291 | 378.105 | 426.408 | 476.249 | 530.009 | 588.63 | 648.109 | 712.359 | 888.587 | 1029.937 | 1134.615 | 1202.69 | 1232.188 | 1373.396 | 1493.773 | 1597.59 | 1687.048 | 1755.554 | 1857.078 | 1960.257 | 2056.29 | 2145.335 | 2234.169
Hydrogen Evolution | Lct_BB009 | Number | NPg Northeast | Blyth 66kV |  | 435.308 | 555.664 | 661.303 | 768.696 | 890.741 | 1010.409 | 1139.403 | 1272.483 | 1415.948 | 1572.417 | 1731.118 | 1902.43 | 2373.602 | 2751.231 | 3030.558 | 3211.736 | 3289.486 | 3667.035 | 3988.735 | 4266.131 | 4505.003 | 4687.701 | 4958.959 | 5234.797 | 5491.549 | 5729.6 | 5967.097
Hydrogen Evolution | Lct_BB009 | Number | NPg Northeast | Fourstones |  | 11.308 | 14.427 | 17.162 | 19.948 | 23.107 | 26.205 | 29.546 | 32.926 | 36.55 | 40.497 | 44.478 | 48.751 | 61.11 | 71.127 | 78.682 | 83.779 | 86.282 | 96.435 | 105.153 | 112.74 | 119.339 | 124.479 | 131.719 | 139.088 | 145.952 | 152.321 | 158.679
Hydrogen Evolution | Lct_BB009 | Number | NPg Northeast | HartMoor |  | 375.126 | 475.672 | 568.382 | 663.128 | 771.487 | 878.6 | 994.649 | 1110.863 | 1236.35 | 1373.065 | 1511.83 | 1661.921 | 2069.91 | 2396.191 | 2636.477 | 2790.949 | 2854.986 | 3179.916 | 3456.781 | 3695.204 | 3900.57 | 4057.813 | 4292.085 | 4529.789 | 4750.983 | 4956.137 | 5160.804
Hydrogen Evolution | Lct_BB009 | Number | NPg Northeast | Hawthorn Pit |  | 374.675 | 474.655 | 566.947 | 661.361 | 769.188 | 875.757 | 991.245 | 1106.839 | 1231.461 | 1367.318 | 1505.079 | 1653.773 | 2060.995 | 2385.812 | 2624.049 | 2775.801 | 2836.452 | 3160.28 | 3435.636 | 3672.48 | 3875.889 | 4030.778 | 4263.653 | 4500.35 | 4720.615 | 4924.809 | 5128.509
Hydrogen Evolution | Lct_BB009 | Number | NPg Northeast | Knaresborough |  | 413.767 | 526.442 | 626.503 | 728.295 | 843.935 | 957.353 | 1079.644 | 1205.715 | 1341.576 | 1489.78 | 1640.076 | 1802.264 | 2252.654 | 2615.6 | 2886.571 | 3065.706 | 3147.97 | 3512.001 | 3823.379 | 4092.93 | 4326.31 | 4506.63 | 4769.74 | 5037.203 | 5286.542 | 5518.181 | 5749.489
Hydrogen Evolution | Lct_BB009 | Number | NPg Northeast | Lackenby |  | 173.262 | 212.099 | 257.851 | 306.105 | 362.24 | 419.595 | 483.149 | 539.531 | 600.246 | 666.497 | 733.641 | 805.931 | 999.281 | 1148.71 | 1252.185 | 1309.591 | 1318.599 | 1463.866 | 1584.785 | 1686.449 | 1771.147 | 1832.087 | 1936.316 | 2042.422 | 2140.893 | 2231.835 | 2322.414
Hydrogen Evolution | Lct_BB009 | Number | NPg Northeast | Norton |  | 1168.302 | 1480.392 | 1768.407 | 2062.972 | 2399.497 | 2732.113 | 3092.543 | 3453.347 | 3842.479 | 4266.629 | 4696.825 | 5161.398 | 6431.396 | 7445.042 | 8189.235 | 8664.34 | 8855.96 | 9866.252 | 10725.75 | 11465.24 | 12100.8 | 12585.41 | 13312.4 | 14051 | 14738.33 | 15375.58 | 16011.3
Hydrogen Evolution | Lct_BB009 | Number | NPg Northeast | Offerton |  | 135.746 | 172.007 | 205.471 | 239.696 | 278.796 | 317.442 | 359.319 | 401.24 | 446.452 | 495.732 | 545.714 | 599.69 | 747.252 | 865.025 | 951.488 | 1006.683 | 1028.937 | 1146.322 | 1246.184 | 1332.103 | 1405.944 | 1462.244 | 1546.71 | 1632.527 | 1712.386 | 1786.427 | 1860.29
Hydrogen Evolution | Lct_BB009 | Number | NPg Northeast | Osbaldwick |  | 673.556 | 835.996 | 996.54 | 1160.212 | 1346.639 | 1530.101 | 1728.338 | 1925.601 | 2137.567 | 2367.954 | 2600.477 | 2850.691 | 3821.911 | 4796.441 | 5770.94 | 6751.188 | 7733.266 | 8780.853 | 9727.449 | 10597.66 | 11400.21 | 12084.78 | 12761.42 | 13449.75 | 14086.78 | 14673.33 | 15256.69
Hydrogen Evolution | Lct_BB009 | Number | NPg Northeast | Poppleton |  | 174.218 | 222.458 | 264.822 | 307.913 | 356.904 | 404.974 | 456.812 | 510.197 | 567.763 | 630.544 | 694.235 | 763.018 | 952.583 | 1104.986 | 1218.302 | 1292.602 | 1325.765 | 1478.571 | 1609.15 | 1722.056 | 1819.677 | 1894.911 | 2004.836 | 2116.529 | 2220.543 | 2317.061 | 2413.386
Hydrogen Evolution | Lct_BB009 | Number | NPg Northeast | Saltholme |  | 355.647 | 435.361 | 529.271 | 628.303 | 743.518 | 861.231 | 991.657 | 1107.371 | 1231.988 | 1367.957 | 1505.762 | 1654.147 | 2050.875 | 2357.535 | 2569.945 | 2687.88 | 2706.558 | 3004.662 | 3252.837 | 3461.512 | 3635.402 | 3760.574 | 3974.502 | 4192.256 | 4394.338 | 4580.977 | 4766.87
Hydrogen Evolution | Lct_BB009 | Number | NPg Northeast | South Shields |  | 237.246 | 299.806 | 357.734 | 417.151 | 484.754 | 551.538 | 623.959 | 696.349 | 774.061 | 858.923 | 944.751 | 1036.864 | 1294.256 | 1498.135 | 1646.035 | 1737.876 | 1770.729 | 1974.586 | 2146.97 | 2294.773 | 2420.706 | 2515.151 | 2660.738 | 2809.406 | 2947.767 | 3075.867 | 3203.641
Hydrogen Evolution | Lct_BB009 | Number | NPg Northeast | Spennymoor |  | 729.91 | 935.138 | 1113.14 | 1293.578 | 1499.008 | 1700.252 | 1916.912 | 2140.479 | 2381.914 | 2644.817 | 2911.602 | 3200.246 | 3984.079 | 4611.818 | 5075.302 | 5375.026 | 5502.238 | 6127.178 | 6659.144 | 7116.883 | 7510.451 | 7810.553 | 8259.492 | 8715.336 | 9139.177 | 9531.779 | 9923.229
Hydrogen Evolution | Lct_BB009 | Number | NPg Northeast | Stella North |  | 683.81 | 877.37 | 1045.322 | 1215.667 | 1410.001 | 1600.704 | 1806.183 | 2018.088 | 2247.438 | 2497.158 | 2751.04 | 3026.541 | 3767.007 | 4362.741 | 4805.799 | 5096.818 | 5227.54 | 5821.565 | 6329.468 | 6768.012 | 7147.468 | 7440.283 | 7868.821 | 8302.898 | 8706.693 | 9081.228 | 9454.811
Hydrogen Evolution | Lct_BB009 | Number | NPg Northeast | Stella South |  | 454.355 | 581.592 | 692.537 | 805.139 | 933.378 | 1059.142 | 1194.648 | 1334.518 | 1485.647 | 1650.309 | 1817.544 | 1998.615 | 2490.269 | 2885.256 | 3178.431 | 3370.104 | 3454.781 | 3848.82 | 4185.205 | 4475.445 | 4726.032 | 4918.624 | 5202.489 | 5490.496 | 5758.483 | 6007.011 | 6254.931
Hydrogen Evolution | Lct_BB009 | Number | NPg Northeast | Tynemouth 11kV |  | 107.923 | 136.622 | 163.137 | 190.284 | 221.253 | 251.856 | 285.027 | 318.215 | 353.951 | 392.928 | 432.422 | 474.979 | 592.215 | 685.536 | 753.764 | 796.906 | 813.632 | 906.749 | 985.8 | 1053.731 | 1111.938 | 1156.066 | 1222.894 | 1290.911 | 1354.208 | 1412.865 | 1471.378
Hydrogen Evolution | Lct_BB009 | Number | NPg Northeast | Tynemouth 132kV |  | 481.716 | 609.812 | 728.164 | 849.333 | 987.561 | 1124.16 | 1272.219 | 1420.355 | 1579.863 | 1753.837 | 1930.116 | 2120.07 | 2643.354 | 3059.894 | 3364.425 | 3556.991 | 3631.648 | 4047.278 | 4400.119 | 4703.331 | 4963.137 | 5160.105 | 5458.391 | 5761.986 | 6044.513 | 6306.328 | 6567.498
Hydrogen Evolution | Lct_BB009 | Number | NPg Northeast | West Boldon |  | 702.576 | 889.225 | 1061.719 | 1238.355 | 1439.8 | 1638.862 | 1854.636 | 2070.5 | 2302.855 | 2556.318 | 2813.086 | 3089.646 | 3852.74 | 4459.831 | 4903.286 | 5183.131 | 5290.7 | 5896.608 | 6410.754 | 6852.47 | 7230.714 | 7517.126 | 7951.729 | 8394.231 | 8806.029 | 9187.599 | 9568.225
Hydrogen Evolution | Lct_BB009 | Number | NPg Yorkshire | Bradford West |  | 1365.364 | 1749.235 | 2083.678 | 2422.77 | 2809.399 | 3188.589 | 3597.067 | 4015.405 | 4467.297 | 4958.938 | 5457.671 | 5997.484 | 7461.361 | 8633.533 | 9498.607 | 10057.65 | 10294.34 | 11462.05 | 12456.49 | 13312.31 | 14048.63 | 14610.78 | 15449.3 | 16300.21 | 17091.19 | 17823.79 | 18554.16
Hydrogen Evolution | Lct_BB009 | Number | NPg Yorkshire | Camblesforth 66kV (Drax) |  | 89.028 | 107.868 | 128.527 | 149.601 | 173.574 | 197.155 | 222.636 | 247.715 | 274.582 | 303.749 | 333.086 | 364.551 | 511.078 | 669.836 | 840.736 | 1024.968 | 1222.365 | 1396.712 | 1556.577 | 1705.795 | 1845.424 | 1967.002 | 2076.059 | 2187.108 | 2289.699 | 2383.928 | 2477.55
Hydrogen Evolution | Lct_BB009 | Number | NPg Yorkshire | Creyke Beck |  | 1371.603 | 1626.613 | 1958.344 | 2302.346 | 2698.993 | 3097.32 | 3533.571 | 3944.183 | 4386.832 | 4868.991 | 5357.611 | 5884.938 | 8298.929 | 10942.89 | 13816 | 16938.93 | 20309.98 | 23197.99 | 25845.15 | 28314.75 | 30624.79 | 32635.08 | 34396.88 | 36186.74 | 37832.39 | 39336.15 | 40826.29
Hydrogen Evolution | Lct_BB009 | Number | NPg Yorkshire | Drax 132kV |  | 125.884 | 157.556 | 187.231 | 217.417 | 251.59 | 285.025 | 321.041 | 356.959 | 395.322 | 436.983 | 478.788 | 523.453 | 686.302 | 840.052 | 983.889 | 1118.462 | 1242.768 | 1406.601 | 1552.905 | 1685.895 | 1807.026 | 1908.461 | 2016.811 | 2127.242 | 2229.684 | 2324.225 | 2418.37
Hydrogen Evolution | Lct_BB009 | Number | NPg Yorkshire | Elland |  | 1040.339 | 1280.214 | 1540.192 | 1809.448 | 2119.662 | 2430.759 | 2771.161 | 3098.858 | 3453.038 | 3839.769 | 4233.141 | 4658.74 | 6283.783 | 7937.042 | 9613.799 | 11324.51 | 13063.57 | 14835.47 | 16436 | 17907.34 | 19263.6 | 20419.36 | 21526.54 | 22650.88 | 23685.48 | 24631.94 | 25570.28
Hydrogen Evolution | Lct_BB009 | Number | NPg Yorkshire | Ferrybridge A |  | 1023.624 | 1269.325 | 1524.022 | 1786.354 | 2088.169 | 2389.39 | 2717.837 | 3035.789 | 3379.214 | 3753.395 | 4133.267 | 4544.029 | 6056.827 | 7562.244 | 9054.713 | 10543.24 | 12021.48 | 13627.17 | 15071.07 | 16392.2 | 17604.23 | 18629.69 | 19642.06 | 20670.1 | 21616.46 | 22482.59 | 23341.44
Hydrogen Evolution | Lct_BB009 | Number | NPg Yorkshire | Ferrybridge B |  | 640.665 | 795.157 | 947.886 | 1103.583 | 1280.943 | 1455.486 | 1644.085 | 1831.765 | 2033.456 | 2252.668 | 2473.929 | 2712.061 | 3635.749 | 4562.605 | 5489.435 | 6421.745 | 7355.803 | 8352.054 | 9252.314 | 10079.94 | 10843.27 | 11494.46 | 12138.06 | 12792.74 | 13398.65 | 13956.54 | 14511.42
Hydrogen Evolution | Lct_BB009 | Number | NPg Yorkshire | Grimsby West |  | 453 | 544.313 | 659.992 | 781.309 | 922.239 | 1065.546 | 1223.783 | 1369.232 | 1526.547 | 1698.437 | 1873.444 | 2062.803 | 2901.295 | 3815.749 | 4805.82 | 5878.58 | 7033.32 | 8029.617 | 8941.142 | 9790.152 | 10582.86 | 11270.93 | 11871.53 | 12481.26 | 13040.51 | 13550.16 | 14054.53
Hydrogen Evolution | Lct_BB009 | Number | NPg Yorkshire | Jordanthorpe |  | 197.731 | 243.789 | 295.6 | 350.099 | 413.305 | 477.645 | 548.781 | 614.131 | 684.674 | 761.894 | 840.476 | 925.289 | 1291.903 | 1686.12 | 2107.741 | 2559.665 | 3041.422 | 3465.621 | 3850.873 | 4207.397 | 4537.761 | 4821.312 | 5071.71 | 5325.815 | 5557.743 | 5767.833 | 5975.142
Hydrogen Evolution | Lct_BB009 | Number | NPg Yorkshire | Keadby |  | 595.604 | 732.94 | 882.777 | 1038.418 | 1217.853 | 1398.25 | 1596.011 | 1781.69 | 1981.709 | 2199.751 | 2420.677 | 2658.781 | 3735.525 | 4905.95 | 6169.527 | 7535.129 | 9001.669 | 10264.4 | 11415.76 | 12484.65 | 13479.33 | 14338.62 | 15095.65 | 15863.61 | 16566.77 | 17206.38 | 17838.74
Hydrogen Evolution | Lct_BB009 | Number | NPg Yorkshire | Kirkstall B |  | 717.575 | 933.996 | 1113.191 | 1292.489 | 1498.506 | 1699.605 | 1914.945 | 2137.688 | 2380.453 | 2642.948 | 2910.216 | 3202.868 | 3956.229 | 4564.039 | 5017.238 | 5317.517 | 5456.659 | 6054.136 | 6564.917 | 7003.784 | 7383.267 | 7675.533 | 8106.5 | 8539.857 | 8941.306 | 9312.533 | 9681.982
Hydrogen Evolution | Lct_BB009 | Number | NPg Yorkshire | Neepsend |  | 274.803 | 324.206 | 395.646 | 471.242 | 559.616 | 650.374 | 751.22 | 841.939 | 940.317 | 1048.015 | 1158.038 | 1277.39 | 1777.645 | 2315.582 | 2890.784 | 3507.311 | 4164.52 | 4745.072 | 5273.354 | 5762.875 | 6217.406 | 6608.704 | 6952.897 | 7301.863 | 7620.555 | 7909.522 | 8194.764
Hydrogen Evolution | Lct_BB009 | Number | NPg Yorkshire | Norton Lees |  | 327.612 | 387.444 | 472.762 | 563.336 | 669.02 | 777.667 | 898.546 | 1007.188 | 1124.743 | 1253.671 | 1385.287 | 1527.648 | 2133.648 | 2785.873 | 3484.033 | 4232.956 | 5031.906 | 5737.148 | 6378.541 | 6972.978 | 7524.561 | 7998.896 | 8415.532 | 8838.537 | 9224.835 | 9574.94 | 9920.509
Hydrogen Evolution | Lct_BB009 | Number | NPg Yorkshire | Pitsmoor |  | 166.175 | 195.01 | 238.042 | 283.254 | 336.331 | 390.715 | 450.971 | 505.284 | 564.47 | 629.003 | 695.034 | 767.126 | 1058.94 | 1372.094 | 1706.103 | 2063.437 | 2443.671 | 2780.133 | 3086.693 | 3370.645 | 3634.705 | 3862.602 | 4063.73 | 4266.989 | 4452.625 | 4621.126 | 4787.481
Hydrogen Evolution | Lct_BB009 | Number | NPg Yorkshire | Saltend North |  | 211.337 | 250.339 | 301.819 | 355.383 | 417.203 | 479.472 | 547.818 | 611.665 | 680.468 | 755.485 | 831.529 | 913.532 | 1290.589 | 1704.022 | 2153.772 | 2643.067 | 3171.67 | 3623.326 | 4037.094 | 4423.033 | 4783.82 | 5097.493 | 5371.478 | 5649.919 | 5905.714 | 6139.191 | 6370.438
Hydrogen Evolution | Lct_BB009 | Number | NPg Yorkshire | Sheffield City |  | 166.372 | 193.306 | 236.078 | 280.409 | 332.874 | 386.395 | 445.371 | 498.733 | 557.425 | 620.932 | 686.11 | 758.135 | 1030.401 | 1321.34 | 1630.032 | 1958.981 | 2307.695 | 2617.389 | 2900.318 | 3162.16 | 3406.444 | 3618.381 | 3806.71 | 3995.765 | 4168.451 | 4325.543 | 4480.687
Hydrogen Evolution | Lct_BB009 | Number | NPg Yorkshire | Skelton Grange |  | 1590.022 | 1999.958 | 2395.185 | 2799.16 | 3263.284 | 3723.522 | 4222.897 | 4717.544 | 5253.005 | 5835.703 | 6427.934 | 7070.252 | 9196.804 | 11202.72 | 13075.79 | 14826.18 | 16441.08 | 18541.9 | 20408.81 | 22094.38 | 23621.19 | 24888.51 | 26252.63 | 27636.03 | 28911.57 | 30081.69 | 31243.04
Hydrogen Evolution | Lct_BB009 | Number | NPg Yorkshire | Templeborough |  | 97.601 | 116.561 | 138.566 | 160.822 | 186.123 | 210.84 | 237.394 | 264.134 | 292.887 | 324.022 | 355.393 | 389.24 | 556.524 | 743.751 | 950.894 | 1179.504 | 1429.563 | 1636.184 | 1827.242 | 2006.775 | 2176.192 | 2325.531 | 2455.712 | 2587.996 | 2710.426 | 2823.206 | 2935.391
Hydrogen Evolution | Lct_BB009 | Number | NPg Yorkshire | Thorpe Marsh |  | 241.62 | 299.8 | 357.531 | 416.34 | 483.423 | 549.463 | 620.814 | 691.856 | 768.323 | 851.393 | 935.328 | 1025.855 | 1373.657 | 1722.755 | 2071.867 | 2423.099 | 2775.031 | 3149.806 | 3488.737 | 3800.388 | 4088.097 | 4333.916 | 4576.714 | 4823.435 | 5051.805 | 5262.186 | 5471.454
Hydrogen Evolution | Lct_BB009 | Number | NPg Yorkshire | Thurcroft |  | 492.471 | 599.411 | 714.698 | 832.622 | 966.774 | 1099.012 | 1242.153 | 1381.799 | 1531.161 | 1693.403 | 1856.427 | 2030.869 | 2901.675 | 3868.223 | 4930.943 | 6097.521 | 7367.846 | 8431.86 | 9409.507 | 10324.44 | 11182.14 | 11930.72 | 12583.01 | 13247.4 | 13859.62 | 14420.14 | 14976.23
Hydrogen Evolution | Lct_BB009 | Number | NPg Yorkshire | West Melton |  | 970.156 | 1178.694 | 1410.595 | 1648.794 | 1921.407 | 2192.019 | 2486.171 | 2768.43 | 3071.393 | 3400.493 | 3732.19 | 4088.573 | 5826.309 | 7754.343 | 9873.079 | 12198.03 | 14728.86 | 16851.94 | 18804.69 | 20633.03 | 22348.92 | 23849.06 | 25154.05 | 26481.96 | 27705.83 | 28826.97 | 29939.43
Hydrogen Evolution | Lct_BB009 | Number | NPg Yorkshire | Wincobank |  | 53.497 | 63.176 | 76.171 | 89.576 | 105.119 | 120.723 | 137.785 | 153.798 | 171.152 | 189.986 | 209.114 | 229.896 | 321.27 | 421.084 | 529.243 | 646.564 | 772.971 | 881.525 | 981.04 | 1073.778 | 1160.545 | 1236.087 | 1302.357 | 1369.498 | 1431.157 | 1487.461 | 1543.222
Hydrogen Evolution | Lct_BB009 | Number | SPEN | Ayr |  | 201.029 | 254.497 | 308.844 | 366.19 | 432.694 | 500.535 | 575.665 | 663.048 | 760.286 | 869.778 | 985.855 | 1114.392 | 1461.603 | 1789.432 | 2096.311 | 2383.65 | 2649.399 | 3014.485 | 3344.453 | 3648.433 | 3928.712 | 4167.528 | 4389.987 | 4616.317 | 4823.962 | 5013.107 | 5200.286
Hydrogen Evolution | Lct_BB009 | Number | SPEN | Bainsford |  | 100.946 | 131.48 | 159.229 | 188.426 | 222.212 | 256.562 | 294.525 | 339.898 | 390.464 | 447.488 | 508.061 | 575.215 | 765.048 | 950.547 | 1131.064 | 1307.543 | 1479.089 | 1690.365 | 1883.541 | 2063.555 | 2231.478 | 2376.982 | 2503.989 | 2633.26 | 2751.879 | 2859.94 | 2966.89
Hydrogen Evolution | Lct_BB009 | Number | SPEN | Bathgate |  | 152.238 | 198.274 | 240.139 | 284.175 | 335.146 | 386.969 | 444.235 | 512.623 | 588.851 | 674.793 | 766.085 | 867.315 | 1153.197 | 1432.552 | 1704.39 | 1970.142 | 2228.457 | 2546.542 | 2837.402 | 3108.441 | 3361.301 | 3580.44 | 3771.775 | 3966.485 | 4145.156 | 4307.942 | 4469.056
Hydrogen Evolution | Lct_BB009 | Number | SPEN | Berwick |  | 142.896 | 180.916 | 219.564 | 260.332 | 307.625 | 355.866 | 409.284 | 471.37 | 540.468 | 618.256 | 700.721 | 792.057 | 1038.577 | 1271.345 | 1489.237 | 1693.261 | 1881.961 | 2141.112 | 2375.359 | 2591.154 | 2790.148 | 2959.737 | 3117.727 | 3278.434 | 3425.875 | 3560.19 | 3693.11
Hydrogen Evolution | Lct_BB009 | Number | SPEN | Bonnybridge |  | 229.09 | 298.385 | 361.361 | 427.622 | 504.296 | 582.253 | 668.408 | 771.377 | 886.133 | 1015.544 | 1153.011 | 1305.41 | 1736.214 | 2157.184 | 2566.845 | 2967.344 | 3356.647 | 3836.111 | 4274.501 | 4683.021 | 5064.102 | 5394.307 | 5682.535 | 5975.902 | 6245.095 | 6490.329 | 6733.04
Hydrogen Evolution | Lct_BB009 | Number | SPEN | Braehead Park |  | 149.946 | 189.857 | 230.43 | 273.217 | 322.864 | 373.505 | 429.576 | 494.693 | 567.176 | 648.754 | 735.238 | 831.044 | 1089.402 | 1333.359 | 1561.725 | 1775.562 | 1973.344 | 2244.873 | 2490.334 | 2716.459 | 2925.004 | 3102.769 | 3268.396 | 3436.837 | 3591.373 | 3732.163 | 3871.493
Hydrogen Evolution | Lct_BB009 | Number | SPEN | Broxburn |  | 225.592 | 285.63 | 346.661 | 411.03 | 485.713 | 561.891 | 646.24 | 744.223 | 853.285 | 976.043 | 1106.182 | 1250.34 | 1639.2 | 2006.38 | 2350.094 | 2671.937 | 2969.614 | 3378.333 | 3747.799 | 4088.162 | 4402.051 | 4669.593 | 4918.856 | 5172.372 | 5404.961 | 5616.854 | 5826.55
Hydrogen Evolution | Lct_BB009 | Number | SPEN | Carntyne |  | 63.285 | 80.135 | 97.265 | 115.326 | 136.287 | 157.667 | 181.338 | 208.81 | 239.393 | 273.808 | 310.291 | 350.714 | 459.644 | 562.505 | 658.793 | 748.958 | 832.354 | 946.814 | 1050.294 | 1145.622 | 1233.548 | 1308.51 | 1378.359 | 1449.383 | 1514.544 | 1573.913 | 1632.667
Hydrogen Evolution | Lct_BB009 | Number | SPEN | Carsfad |  | 0 | 0 | 0 | 0 | 0 | 0 | 0 | 0 | 0 | 0 | 0 | 0 | 0 | 0 | 0 | 0 | 0 | 0 | 0 | 0 | 0 | 0 | 0 | 0 | 0 | 0 | 0
Hydrogen Evolution | Lct_BB009 | Number | SPEN | Chapelcross |  | 187.346 | 237.186 | 287.847 | 341.295 | 403.288 | 466.526 | 536.554 | 617.966 | 708.569 | 810.574 | 918.713 | 1038.476 | 1361.819 | 1667.121 | 1952.912 | 2220.51 | 2468.007 | 2807.947 | 3115.208 | 3398.267 | 3659.277 | 3881.7 | 4088.903 | 4299.686 | 4493.068 | 4669.229 | 4843.561
Hydrogen Evolution | Lct_BB009 | Number | SPEN | Charlotte Street |  | 192.912 | 244.267 | 296.474 | 351.523 | 415.407 | 480.568 | 552.713 | 636.473 | 729.714 | 834.647 | 945.888 | 1069.131 | 1401.368 | 1715.092 | 2008.766 | 2283.759 | 2538.109 | 2887.253 | 3202.889 | 3493.661 | 3761.84 | 3990.454 | 4203.467 | 4420.082 | 4618.816 | 4799.878 | 4979.063
Hydrogen Evolution | Lct_BB009 | Number | SPEN | Clyde's Mill |  | 305.284 | 386.523 | 469.104 | 556.207 | 657.26 | 760.337 | 874.474 | 1007.089 | 1154.693 | 1320.844 | 1496.985 | 1692.089 | 2218.507 | 2715.57 | 3180.867 | 3616.552 | 4019.519 | 4572.861 | 5073.045 | 5533.831 | 5958.76 | 6320.925 | 6658.336 | 7001.523 | 7316.381 | 7603.216 | 7887.076 | GSP also referred to as Westburn Road
Hydrogen Evolution | Lct_BB009 | Number | SPEN | Coatbridge |  | 261.728 | 331.357 | 402.132 | 476.8 | 563.408 | 651.753 | 749.585 | 863.319 | 989.894 | 1132.398 | 1283.472 | 1450.784 | 1902.503 | 2329.017 | 2728.275 | 3102.116 | 3447.875 | 3922.78 | 4352.031 | 4747.472 | 5112.109 | 5422.84 | 5712.309 | 6006.778 | 6276.938 | 6523.039 | 6766.585
Hydrogen Evolution | Lct_BB009 | Number | SPEN | Cockenzie |  | 194.404 | 246.115 | 298.676 | 354.134 | 418.453 | 484.064 | 556.723 | 641.217 | 735.245 | 841.115 | 953.352 | 1077.644 | 1413.322 | 1730.266 | 2026.955 | 2304.754 | 2561.683 | 2914.624 | 3233.622 | 3527.496 | 3798.465 | 4029.358 | 4244.442 | 4463.259 | 4664.011 | 4846.881 | 5027.85
Hydrogen Evolution | Lct_BB009 | Number | SPEN | Coylton |  | 201.542 | 255.126 | 309.584 | 367.068 | 433.711 | 501.696 | 576.994 | 664.646 | 762.169 | 872.007 | 988.454 | 1117.371 | 1465.935 | 1795.027 | 2103.089 | 2391.525 | 2658.281 | 3024.886 | 3356.19 | 3661.404 | 3942.783 | 4182.481 | 4405.736 | 4632.927 | 4841.359 | 5031.206 | 5219.077
Hydrogen Evolution | Lct_BB009 | Number | SPEN | Crookston A |  | 165.136 | 209.04 | 253.661 | 300.762 | 355.366 | 411.07 | 472.766 | 544.585 | 624.492 | 714.49 | 809.902 | 915.532 | 1201.135 | 1470.782 | 1723.198 | 1959.534 | 2178.106 | 2478.491 | 2749.951 | 3000.034 | 3230.587 | 3426.989 | 3609.916 | 3796.07 | 3966.852 | 4122.407 | 4276.342
Hydrogen Evolution | Lct_BB009 | Number | SPEN | Crookston B |  | 108.442 | 137.274 | 166.575 | 197.505 | 233.363 | 269.943 | 310.458 | 357.621 | 410.094 | 469.194 | 531.85 | 601.216 | 788.766 | 965.84 | 1131.597 | 1286.795 | 1430.328 | 1627.586 | 1805.85 | 1970.075 | 2121.476 | 2250.45 | 2370.576 | 2492.82 | 2604.97 | 2707.12 | 2808.207
Hydrogen Evolution | Lct_BB009 | Number | SPEN | Cumbernauld |  | 189.465 | 246.771 | 298.857 | 353.658 | 417.073 | 481.55 | 552.805 | 637.956 | 732.857 | 839.874 | 953.552 | 1079.582 | 1435.794 | 1783.874 | 2122.601 | 2453.751 | 2775.643 | 3172.073 | 3534.546 | 3872.322 | 4187.415 | 4460.449 | 4698.784 | 4941.362 | 5163.951 | 5366.733 | 5567.429
Hydrogen Evolution | Lct_BB009 | Number | SPEN | Cupar |  | 216.96 | 282.587 | 342.228 | 404.98 | 477.593 | 551.42 | 633.011 | 730.533 | 839.217 | 961.782 | 1091.978 | 1236.313 | 1644.354 | 2043.08 | 2431.097 | 2810.435 | 3179.171 | 3633.311 | 4048.543 | 4435.484 | 4796.433 | 5109.188 | 5382.179 | 5660.041 | 5915.005 | 6147.277 | 6377.156
Hydrogen Evolution | Lct_BB009 | Number | SPEN | Currie |  | 47.651 | 60.332 | 73.224 | 86.82 | 102.595 | 118.686 | 136.502 | 157.199 | 180.235 | 206.165 | 233.653 | 264.103 | 346.238 | 423.795 | 496.395 | 564.375 | 627.251 | 713.582 | 791.621 | 863.513 | 929.813 | 986.324 | 1038.974 | 1092.522 | 1141.65 | 1186.407 | 1230.699
Hydrogen Evolution | Lct_BB009 | Number | SPEN | Dalmarnock |  | 117.498 | 148.78 | 180.581 | 214.112 | 253.026 | 292.718 | 336.663 | 387.673 | 444.46 | 508.364 | 576.109 | 651.167 | 853.468 | 1044.498 | 1223.32 | 1390.767 | 1545.645 | 1758.229 | 1950.416 | 2127.462 | 2290.757 | 2429.967 | 2559.68 | 2691.581 | 2812.594 | 2922.847 | 3031.959
Hydrogen Evolution | Lct_BB009 | Number | SPEN | Devol Moor |  | 110.459 | 139.833 | 169.687 | 201.195 | 237.729 | 274.997 | 316.272 | 364.299 | 417.737 | 477.917 | 541.717 | 612.358 | 803.261 | 983.504 | 1152.23 | 1310.208 | 1456.315 | 1657.072 | 1838.508 | 2005.655 | 2159.761 | 2291.054 | 2413.348 | 2537.783 | 2651.945 | 2755.931 | 2858.836
Hydrogen Evolution | Lct_BB009 | Number | SPEN | Devonside |  | 149.948 | 195.227 | 236.538 | 279.924 | 330.221 | 381.353 | 437.826 | 504.987 | 579.909 | 664.278 | 753.896 | 853.379 | 1132.917 | 1406.074 | 1671.817 | 1931.581 | 2184.037 | 2494.622 | 2778.753 | 3043.501 | 3290.623 | 3504.977 | 3692.408 | 3882.962 | 4057.849 | 4217.266 | 4375.07
Hydrogen Evolution | Lct_BB009 | Number | SPEN | Dewar Place |  | 311.082 | 393.873 | 478.034 | 566.795 | 669.78 | 774.828 | 891.143 | 1026.257 | 1176.649 | 1345.925 | 1525.38 | 1724.167 | 2260.382 | 2766.7 | 3240.661 | 3684.464 | 4094.942 | 4658.538 | 5168.008 | 5637.347 | 6070.18 | 6439.105 | 6782.826 | 7132.409 | 7453.135 | 7745.323 | 8034.481
Hydrogen Evolution | Lct_BB009 | Number | SPEN | Drumchapel |  | 240.985 | 313.857 | 380.128 | 449.833 | 530.519 | 612.553 | 703.203 | 811.454 | 932.117 | 1068.155 | 1212.661 | 1372.899 | 1825.403 | 2267.577 | 2697.851 | 3118.492 | 3527.362 | 4030.832 | 4491.213 | 4920.219 | 5320.453 | 5667.315 | 5970.173 | 6278.37 | 6561.18 | 6818.847 | 7073.869
Hydrogen Evolution | Lct_BB009 | Number | SPEN | Drumcross |  | 48.926 | 63.718 | 77.175 | 91.327 | 107.711 | 124.368 | 142.774 | 164.746 | 189.239 | 216.851 | 246.181 | 278.707 | 370.522 | 460.241 | 547.543 | 632.891 | 715.849 | 817.993 | 911.399 | 998.439 | 1079.644 | 1150.026 | 1211.486 | 1274.025 | 1331.413 | 1383.701 | 1435.453
Hydrogen Evolution | Lct_BB009 | Number | SPEN | Dumfries 33 |  | 237.36 | 300.486 | 364.646 | 432.354 | 510.869 | 590.962 | 679.662 | 782.851 | 897.675 | 1026.974 | 1164.051 | 1315.834 | 1725.934 | 2113.137 | 2475.597 | 2814.973 | 3128.849 | 3560.089 | 3949.838 | 4308.891 | 4639.939 | 4921.996 | 5184.727 | 5452.046 | 5697.294 | 5920.688 | 6141.759
Hydrogen Evolution | Lct_BB009 | Number | SPEN | Dumfries ICI |  | 1.504 | 1.964 | 2.443 | 2.897 | 3.48 | 4.067 | 4.693 | 5.222 | 5.854 | 6.491 | 7.162 | 7.984 | 9.318 | 10.619 | 11.835 | 13 | 14.099 | 15.241 | 16.372 | 17.408 | 18.466 | 19.512 | 20.562 | 21.489 | 22.346 | 23.169 | 23.991
Hydrogen Evolution | Lct_BB009 | Number | SPEN | Dunbar A |  | 102.869 | 130.232 | 158.046 | 187.392 | 221.428 | 256.147 | 294.595 | 339.303 | 389.056 | 445.074 | 504.461 | 570.228 | 747.832 | 915.524 | 1072.499 | 1219.481 | 1355.42 | 1542.153 | 1710.93 | 1866.413 | 2009.78 | 2131.945 | 2245.746 | 2361.521 | 2467.738 | 2564.494 | 2660.244
Hydrogen Evolution | Lct_BB009 | Number | SPEN | Dunbar B |  | 46.882 | 59.353 | 72.029 | 85.403 | 100.914 | 116.738 | 134.26 | 154.636 | 177.31 | 202.84 | 229.906 | 259.878 | 340.82 | 417.245 | 488.786 | 555.772 | 617.726 | 702.828 | 779.747 | 850.608 | 915.947 | 971.623 | 1023.487 | 1076.251 | 1124.659 | 1168.755 | 1212.393
Hydrogen Evolution | Lct_BB009 | Number | SPEN | Dunfermline |  | 195.209 | 254.255 | 307.918 | 364.38 | 429.715 | 496.144 | 569.557 | 657.297 | 755.08 | 865.349 | 982.483 | 1112.341 | 1479.413 | 1838.107 | 2187.163 | 2528.413 | 2860.123 | 3268.653 | 3642.186 | 3990.269 | 4314.973 | 4596.33 | 4841.922 | 5091.89 | 5321.261 | 5530.219 | 5737.026
Hydrogen Evolution | Lct_BB009 | Number | SPEN | Earlstoun |  | 0 | 0 | 0 | 0 | 0 | 0 | 0 | 0 | 0 | 0 | 0 | 0 | 0 | 0 | 0 | 0 | 0 | 0 | 0 | 0 | 0 | 0 | 0 | 0 | 0 | 0 | 0
Hydrogen Evolution | Lct_BB009 | Number | SPEN | East Kilbride |  | 258.784 | 327.488 | 397.294 | 471.064 | 556.494 | 643.658 | 740.236 | 852.987 | 978.363 | 1119.697 | 1269.541 | 1435.301 | 1884.934 | 2309.381 | 2706.707 | 3078.68 | 3422.656 | 3895.989 | 4323.581 | 4717.51 | 5080.509 | 5389.499 | 5677.17 | 5970.143 | 6238.915 | 6483.652 | 6725.829
Hydrogen Evolution | Lct_BB009 | Number | SPEN | East Kilbride South |  | 109.741 | 138.885 | 168.498 | 199.785 | 236.025 | 272.999 | 313.964 | 361.761 | 414.915 | 474.824 | 538.339 | 608.613 | 799.108 | 978.938 | 1147.278 | 1304.879 | 1450.621 | 1651.12 | 1832.258 | 1999.134 | 2152.922 | 2283.85 | 2405.754 | 2529.885 | 2643.764 | 2747.464 | 2850.081
Hydrogen Evolution | Lct_BB009 | Number | SPEN | Easterhouse |  | 354.471 | 448.776 | 544.635 | 645.763 | 763.065 | 882.721 | 1015.223 | 1169.251 | 1340.671 | 1533.66 | 1738.254 | 1964.844 | 2576.548 | 3154.124 | 3694.79 | 4201.038 | 4669.26 | 5312.346 | 5893.616 | 6429.102 | 6922.881 | 7343.672 | 7735.675 | 8134.441 | 8500.286 | 8833.556 | 9163.365
Hydrogen Evolution | Lct_BB009 | Number | SPEN | Eccles |  | 80.78 | 102.26 | 124.091 | 147.132 | 173.848 | 201.102 | 231.285 | 266.41 | 305.492 | 349.505 | 396.166 | 447.829 | 587.463 | 719.299 | 842.71 | 958.26 | 1065.127 | 1211.973 | 1344.685 | 1466.945 | 1579.664 | 1675.694 | 1765.14 | 1856.156 | 1939.657 | 2015.714 | 2090.981
Hydrogen Evolution | Lct_BB009 | Number | SPEN | Elderslie |  | 118.623 | 150.188 | 182.274 | 216.118 | 255.381 | 295.432 | 339.779 | 391.313 | 448.669 | 513.235 | 581.683 | 657.498 | 862.082 | 1055.256 | 1236.086 | 1405.406 | 1562.011 | 1777.066 | 1971.459 | 2150.54 | 2315.682 | 2456.428 | 2587.552 | 2720.925 | 2843.288 | 2954.759 | 3065.074
Hydrogen Evolution | Lct_BB009 | Number | SPEN | Erskine |  | 74.421 | 94.226 | 114.358 | 135.592 | 160.227 | 185.355 | 213.18 | 245.507 | 281.488 | 321.99 | 364.927 | 412.487 | 540.804 | 661.964 | 775.382 | 881.582 | 979.807 | 1114.683 | 1236.603 | 1348.92 | 1452.497 | 1540.777 | 1623.024 | 1706.678 | 1783.426 | 1853.344 | 1922.536
Hydrogen Evolution | Lct_BB009 | Number | SPEN | Finnieston |  | 116.54 | 151.766 | 183.832 | 217.544 | 256.585 | 296.277 | 340.131 | 392.435 | 450.751 | 516.475 | 586.288 | 663.728 | 882.089 | 1095.466 | 1303.086 | 1506.051 | 1703.326 | 1946.181 | 2168.28 | 2375.239 | 2568.348 | 2735.749 | 2881.975 | 3030.737 | 3167.252 | 3291.648 | 3414.773
Hydrogen Evolution | Lct_BB009 | Number | SPEN | Galashiels |  | 177.818 | 225.081 | 273.114 | 323.826 | 382.606 | 442.571 | 508.992 | 586.352 | 672.415 | 769.361 | 872.141 | 985.912 | 1293.707 | 1584.299 | 1856.321 | 2111.009 | 2346.549 | 2670.329 | 2962.911 | 3232.453 | 3480.926 | 3692.562 | 3889.664 | 4090.27 | 4274.311 | 4441.933 | 4607.809
Hydrogen Evolution | Lct_BB009 | Number | SPEN | Giffnock |  | 421.126 | 532.956 | 646.584 | 766.643 | 905.703 | 1047.58 | 1204.773 | 1388.202 | 1592.189 | 1822.106 | 2065.865 | 2335.552 | 3066.706 | 3756.923 | 4403.037 | 5007.932 | 5567.31 | 6336.891 | 7032.145 | 7672.663 | 8262.932 | 8765.441 | 9233.31 | 9709.742 | 10146.82 | 10544.83 | 10938.68
Hydrogen Evolution | Lct_BB009 | Number | SPEN | Glenlee |  | 0 | 0 | 0 | 0 | 0 | 0 | 0 | 0 | 0 | 0 | 0 | 0 | 0 | 0 | 0 | 0 | 0 | 0 | 0 | 0 | 0 | 0 | 0 | 0 | 0 | 0 | 0
Hydrogen Evolution | Lct_BB009 | Number | SPEN | Glenluce |  | 73.809 | 93.447 | 113.409 | 134.467 | 158.894 | 183.811 | 211.403 | 243.472 | 279.164 | 319.344 | 361.94 | 409.118 | 536.457 | 656.692 | 769.244 | 874.632 | 972.104 | 1105.97 | 1226.97 | 1338.439 | 1441.229 | 1528.829 | 1610.438 | 1693.451 | 1769.611 | 1838.99 | 1907.65
Hydrogen Evolution | Lct_BB009 | Number | SPEN | Glenniston |  | 74.454 | 96.975 | 117.442 | 138.976 | 163.894 | 189.23 | 217.229 | 250.695 | 287.992 | 330.053 | 374.732 | 424.263 | 564.289 | 701.119 | 834.274 | 964.451 | 1090.989 | 1246.835 | 1389.329 | 1522.115 | 1645.981 | 1753.308 | 1846.99 | 1942.343 | 2029.839 | 2109.547 | 2188.434
Hydrogen Evolution | Lct_BB009 | Number | SPEN | Glenrothes |  | 106.734 | 139.019 | 168.359 | 199.23 | 234.951 | 271.271 | 311.409 | 359.385 | 412.852 | 473.148 | 537.198 | 608.203 | 808.939 | 1005.093 | 1195.977 | 1382.593 | 1563.992 | 1787.406 | 1991.68 | 2182.035 | 2359.604 | 2513.464 | 2647.761 | 2784.455 | 2909.885 | 3024.151 | 3137.24
Hydrogen Evolution | Lct_BB009 | Number | SPEN | Gorgie |  | 119.271 | 151.013 | 183.281 | 217.312 | 256.798 | 297.073 | 341.669 | 393.473 | 451.134 | 516.035 | 584.839 | 661.055 | 866.643 | 1060.768 | 1242.487 | 1412.644 | 1570.023 | 1786.109 | 1981.443 | 2161.39 | 2327.341 | 2468.788 | 2600.573 | 2734.605 | 2857.573 | 2969.599 | 3080.464
Hydrogen Evolution | Lct_BB009 | Number | SPEN | Govan |  | 157.489 | 199.422 | 242.052 | 286.996 | 339.16 | 392.367 | 451.273 | 519.637 | 595.745 | 681.386 | 772.175 | 872.77 | 1143.839 | 1399.809 | 1639.42 | 1863.792 | 2071.323 | 2356.153 | 2613.66 | 2850.88 | 3069.682 | 3256.223 | 3430.043 | 3606.784 | 3768.938 | 3916.676 | 4062.885
Hydrogen Evolution | Lct_BB009 | Number | SPEN | Grangemouth A |  | 154.366 | 195.431 | 237.17 | 281.208 | 332.285 | 384.388 | 442.086 | 509.172 | 583.829 | 667.885 | 756.997 | 855.683 | 1122.159 | 1373.766 | 1609.293 | 1829.826 | 2033.792 | 2313.957 | 2567.185 | 2800.469 | 3015.575 | 3198.875 | 3369.629 | 3543.339 | 3702.708 | 3847.884 | 3991.551
Hydrogen Evolution | Lct_BB009 | Number | SPEN | Grangemouth C |  | 114.273 | 144.671 | 175.57 | 208.17 | 245.98 | 284.55 | 327.262 | 376.924 | 432.19 | 494.415 | 560.381 | 633.435 | 830.699 | 1016.956 | 1191.309 | 1354.563 | 1505.552 | 1712.95 | 1900.407 | 2073.099 | 2232.336 | 2368.027 | 2494.431 | 2623.023 | 2740.999 | 2848.468 | 2954.82
Hydrogen Evolution | Lct_BB009 | Number | SPEN | Haggs Road |  | 72.862 | 92.261 | 111.982 | 132.775 | 156.907 | 181.521 | 208.772 | 240.403 | 275.616 | 315.242 | 357.249 | 403.792 | 529.227 | 647.674 | 758.551 | 862.376 | 958.408 | 1090.216 | 1209.379 | 1319.153 | 1420.403 | 1506.72 | 1587.15 | 1668.935 | 1743.969 | 1812.331 | 1879.986
Hydrogen Evolution | Lct_BB009 | Number | SPEN | Hawick |  | 95.211 | 120.518 | 146.236 | 173.389 | 204.861 | 236.969 | 272.533 | 313.956 | 360.038 | 411.95 | 466.985 | 527.904 | 692.724 | 848.332 | 993.996 | 1130.377 | 1256.505 | 1429.888 | 1586.563 | 1730.901 | 1863.955 | 1977.282 | 2082.825 | 2190.247 | 2288.798 | 2378.556 | 2467.379
Hydrogen Evolution | Lct_BB009 | Number | SPEN | Helensburgh |  | 81.02 | 105.536 | 127.797 | 151.229 | 178.331 | 205.888 | 236.347 | 272.793 | 313.402 | 359.211 | 407.872 | 461.803 | 614.468 | 763.647 | 908.829 | 1050.767 | 1188.744 | 1358.719 | 1514.113 | 1658.922 | 1793.985 | 1910.988 | 2013.077 | 2117.013 | 2212.38 | 2299.247 | 2385.217
Hydrogen Evolution | Lct_BB009 | Number | SPEN | Hunterston Farm |  | 17.357 | 21.977 | 26.673 | 31.626 | 37.373 | 43.236 | 49.726 | 57.263 | 65.652 | 75.094 | 85.104 | 96.193 | 126.091 | 154.324 | 180.752 | 205.498 | 228.387 | 259.809 | 288.214 | 314.382 | 338.516 | 359.088 | 378.257 | 397.75 | 415.634 | 431.927 | 448.052
Hydrogen Evolution | Lct_BB009 | Number | SPEN | Inverkeithing |  | 149.689 | 194.968 | 236.116 | 279.411 | 329.509 | 380.445 | 436.738 | 504.022 | 579.007 | 663.569 | 753.396 | 852.978 | 1134.5 | 1409.595 | 1677.301 | 1939.02 | 2193.424 | 2506.751 | 2793.234 | 3060.199 | 3309.229 | 3525.01 | 3713.356 | 3905.063 | 4080.972 | 4241.225 | 4399.827
Hydrogen Evolution | Lct_BB009 | Number | SPEN | Johnstone |  | 187.994 | 238.013 | 288.857 | 342.492 | 404.71 | 468.175 | 538.452 | 620.133 | 711.039 | 813.379 | 921.872 | 1042.035 | 1366.368 | 1672.608 | 1959.278 | 2227.701 | 2475.962 | 2816.916 | 3125.103 | 3409.015 | 3670.821 | 3893.938 | 4101.796 | 4313.23 | 4507.21 | 4683.92 | 4858.795
Hydrogen Evolution | Lct_BB009 | Number | SPEN | Kaimes |  | 436.636 | 552.782 | 670.835 | 795.397 | 939.86 | 1087.225 | 1250.419 | 1440.193 | 1651.38 | 1889.165 | 2141.251 | 2420.411 | 3174.335 | 3886.183 | 4552.541 | 5176.471 | 5753.527 | 6546.218 | 7262.679 | 7922.71 | 8531.299 | 9049.88 | 9532.956 | 10024.42 | 10475.3 | 10886.02 | 11292.48
Hydrogen Evolution | Lct_BB009 | Number | SPEN | Kendoon |  | 0 | 0 | 0 | 0 | 0 | 0 | 0 | 0 | 0 | 0 | 0 | 0 | 0 | 0 | 0 | 0 | 0 | 0 | 0 | 0 | 0 | 0 | 0 | 0 | 0 | 0 | 0
Hydrogen Evolution | Lct_BB009 | Number | SPEN | Kilbowie 11 |  | 31.328 | 40.804 | 49.417 | 58.478 | 68.964 | 79.625 | 91.407 | 105.488 | 121.18 | 138.875 | 157.673 | 178.512 | 237.414 | 294.972 | 350.983 | 405.741 | 458.968 | 524.521 | 584.458 | 640.312 | 692.415 | 737.563 | 776.973 | 817.085 | 853.891 | 887.423 | 920.609
Hydrogen Evolution | Lct_BB009 | Number | SPEN | Kilbowie 33 |  | 74.023 | 96.413 | 116.763 | 138.173 | 162.95 | 188.14 | 215.979 | 249.248 | 286.326 | 328.138 | 372.552 | 421.792 | 560.967 | 696.965 | 829.309 | 958.692 | 1084.458 | 1239.347 | 1380.969 | 1512.942 | 1636.051 | 1742.728 | 1835.847 | 1930.624 | 2017.591 | 2096.819 | 2175.232
Hydrogen Evolution | Lct_BB009 | Number | SPEN | Killermont |  | 250.395 | 326.159 | 394.963 | 467.381 | 551.151 | 636.324 | 730.464 | 843.086 | 968.576 | 1110.13 | 1260.497 | 1427.155 | 1898.81 | 2359.697 | 2808.228 | 3246.738 | 3673.005 | 4198.103 | 4678.169 | 5125.533 | 5542.798 | 5904.284 | 6219.711 | 6540.833 | 6835.483 | 7103.877 | 7369.501
Hydrogen Evolution | Lct_BB009 | Number | SPEN | Kilmarnock South |  | 99.844 | 126.397 | 153.385 | 181.866 | 214.891 | 248.581 | 285.892 | 329.299 | 377.599 | 431.989 | 489.65 | 553.497 | 726.01 | 888.891 | 1041.363 | 1184.125 | 1316.159 | 1497.566 | 1661.519 | 1812.559 | 1951.818 | 2070.467 | 2180.987 | 2293.437 | 2396.602 | 2490.574 | 2583.57
Hydrogen Evolution | Lct_BB009 | Number | SPEN | Kilmarnock Town |  | 300.186 | 380.021 | 461.165 | 546.794 | 646.092 | 747.385 | 859.564 | 990.064 | 1135.279 | 1298.8 | 1472.157 | 1664.113 | 2182.745 | 2672.422 | 3130.807 | 3560 | 3956.943 | 4502.308 | 4995.202 | 5449.276 | 5867.935 | 6224.64 | 6556.905 | 6894.971 | 7205.124 | 7487.64 | 7767.218
Hydrogen Evolution | Lct_BB009 | Number | SPEN | Kilwinning |  | 109.265 | 138.351 | 167.918 | 199.098 | 235.279 | 272.183 | 313.044 | 360.49 | 413.305 | 472.745 | 535.759 | 605.568 | 793.79 | 971.522 | 1137.895 | 1293.684 | 1437.778 | 1635.586 | 1814.408 | 1979.142 | 2131.074 | 2260.586 | 2381.257 | 2503.973 | 2616.56 | 2719.133 | 2820.643
Hydrogen Evolution | Lct_BB009 | Number | SPEN | Leven |  | 155.338 | 202.325 | 245.026 | 289.955 | 341.944 | 394.802 | 453.22 | 523.043 | 600.858 | 688.611 | 781.828 | 885.168 | 1177.315 | 1462.792 | 1740.602 | 2012.198 | 2276.204 | 2601.356 | 2898.651 | 3175.691 | 3434.12 | 3658.045 | 3853.499 | 4052.441 | 4234.989 | 4401.29 | 4565.877
Hydrogen Evolution | Lct_BB009 | Number | SPEN | Linnmill |  | 279.962 | 354.313 | 429.862 | 509.679 | 602.136 | 696.465 | 800.974 | 922.901 | 1058.499 | 1211.324 | 1373.349 | 1552.618 | 2038.531 | 2497.242 | 2926.642 | 3328.652 | 3700.414 | 4211.832 | 4673.869 | 5099.529 | 5491.809 | 5825.783 | 6136.745 | 6453.38 | 6743.862 | 7008.385 | 7270.144
Hydrogen Evolution | Lct_BB009 | Number | SPEN | Livingston East |  | 222.062 | 281.161 | 341.237 | 404.598 | 478.111 | 553.097 | 636.126 | 732.578 | 839.935 | 960.775 | 1088.88 | 1230.785 | 1613.579 | 1975.03 | 2313.382 | 2630.203 | 2923.235 | 3325.581 | 3689.285 | 4024.34 | 4333.333 | 4596.699 | 4842.071 | 5091.632 | 5320.591 | 5529.177 | 5735.6
Hydrogen Evolution | Lct_BB009 | Number | SPEN | Maybole |  | 87.161 | 110.344 | 133.908 | 158.772 | 187.608 | 217.022 | 249.597 | 287.483 | 329.642 | 377.113 | 427.439 | 483.168 | 633.696 | 775.822 | 908.866 | 1033.439 | 1148.652 | 1306.927 | 1449.978 | 1581.763 | 1703.274 | 1806.811 | 1903.257 | 2001.38 | 2091.402 | 2173.404 | 2254.555
Hydrogen Evolution | Lct_BB009 | Number | SPEN | Newarthill |  | 371.782 | 470.665 | 571.17 | 677.225 | 800.215 | 925.676 | 1064.619 | 1226.229 | 1406.066 | 1608.566 | 1823.247 | 2060.969 | 2703.15 | 3309.482 | 3877.067 | 4408.509 | 4900.021 | 5575.272 | 6185.567 | 6747.796 | 7266.185 | 7707.88 | 8119.319 | 8537.925 | 8921.97 | 9271.798 | 9617.99
Hydrogen Evolution | Lct_BB009 | Number | SPEN | Newton Stewart |  | 33.862 | 42.872 | 52.03 | 61.691 | 72.899 | 84.331 | 96.99 | 111.701 | 128.074 | 146.506 | 166.046 | 187.688 | 246.094 | 301.243 | 352.867 | 401.206 | 445.914 | 507.311 | 562.808 | 613.934 | 661.081 | 701.261 | 738.695 | 776.771 | 811.703 | 843.526 | 875.019
Hydrogen Evolution | Lct_BB009 | Number | SPEN | Paisley |  | 142.948 | 180.989 | 219.659 | 260.445 | 307.765 | 356.032 | 409.477 | 471.571 | 540.684 | 618.48 | 700.953 | 792.307 | 1038.775 | 1271.498 | 1489.349 | 1693.337 | 1882.006 | 2141.073 | 2375.255 | 2590.99 | 2789.94 | 2959.507 | 3117.486 | 3278.166 | 3425.583 | 3559.88 | 3692.784
Hydrogen Evolution | Lct_BB009 | Number | SPEN | Partick |  | 134.734 | 175.46 | 212.532 | 251.507 | 296.644 | 342.532 | 393.232 | 453.703 | 521.123 | 597.107 | 677.82 | 767.35 | 1019.802 | 1266.491 | 1506.525 | 1741.177 | 1969.252 | 2250.021 | 2506.795 | 2746.065 | 2969.322 | 3162.857 | 3331.913 | 3503.9 | 3661.727 | 3805.545 | 3947.892
Hydrogen Evolution | Lct_BB009 | Number | SPEN | Port Dundas |  | 121.859 | 158.693 | 192.223 | 227.474 | 268.297 | 309.8 | 355.656 | 410.348 | 471.325 | 540.049 | 613.049 | 694.024 | 922.353 | 1145.47 | 1362.568 | 1574.798 | 1781.08 | 2035.021 | 2267.259 | 2483.665 | 2685.59 | 2860.632 | 3013.533 | 3169.086 | 3311.833 | 3441.907 | 3570.652
Hydrogen Evolution | Lct_BB009 | Number | SPEN | Portobello |  | 384.23 | 486.455 | 590.364 | 699.984 | 827.137 | 956.841 | 1100.47 | 1267.425 | 1453.233 | 1662.417 | 1884.18 | 2129.788 | 2792.799 | 3418.821 | 4004.837 | 4553.549 | 5061.047 | 5758.062 | 6388.081 | 6968.476 | 7503.671 | 7959.761 | 8384.65 | 8816.865 | 9213.398 | 9574.625 | 9932.101
Hydrogen Evolution | Lct_BB009 | Number | SPEN | Ravenscraig |  | 3.244 | 4.236 | 5.27 | 6.249 | 7.506 | 8.773 | 10.124 | 11.265 | 12.63 | 14.003 | 15.45 | 17.224 | 20.101 | 22.908 | 25.532 | 28.044 | 30.416 | 32.878 | 35.32 | 37.554 | 39.836 | 42.094 | 44.357 | 46.358 | 48.206 | 49.982 | 51.756
Hydrogen Evolution | Lct_BB009 | Number | SPEN | Redhouse |  | 162.859 | 212.122 | 256.89 | 303.995 | 358.501 | 413.919 | 475.164 | 548.369 | 629.951 | 721.954 | 819.684 | 928.028 | 1234.32 | 1533.621 | 1824.882 | 2109.629 | 2386.418 | 2727.314 | 3039.004 | 3329.458 | 3600.401 | 3835.168 | 4040.086 | 4248.661 | 4440.048 | 4614.4 | 4786.958
Hydrogen Evolution | Lct_BB009 | Number | SPEN | Saltcoats A |  | 126.984 | 160.784 | 195.145 | 231.38 | 273.426 | 316.314 | 363.8 | 418.942 | 480.323 | 549.405 | 622.64 | 703.772 | 922.539 | 1129.113 | 1322.485 | 1503.555 | 1671.03 | 1900.944 | 2108.788 | 2300.258 | 2476.845 | 2627.373 | 2767.623 | 2910.252 | 3041.109 | 3160.326 | 3278.307
Hydrogen Evolution | Lct_BB009 | Number | SPEN | Saltcoats B |  | 112.771 | 142.788 | 173.304 | 205.483 | 242.823 | 280.911 | 323.081 | 372.052 | 426.563 | 487.913 | 552.951 | 625.002 | 819.284 | 1002.736 | 1174.465 | 1335.268 | 1483.999 | 1688.18 | 1872.76 | 2042.8 | 2199.623 | 2333.303 | 2457.855 | 2584.521 | 2700.731 | 2806.605 | 2911.381
Hydrogen Evolution | Lct_BB009 | Number | SPEN | Shrubhill |  | 244.811 | 309.965 | 376.196 | 446.048 | 527.094 | 609.763 | 701.299 | 807.629 | 925.982 | 1059.197 | 1200.422 | 1356.86 | 1778.842 | 2177.298 | 2550.289 | 2899.546 | 3222.578 | 3666.109 | 4067.045 | 4436.398 | 4777.023 | 5067.354 | 5337.85 | 5612.96 | 5865.36 | 6095.302 | 6322.86
Hydrogen Evolution | Lct_BB009 | Number | SPEN | Sighthill |  | 388.605 | 492.029 | 597.162 | 708.044 | 836.694 | 967.92 | 1113.221 | 1282.006 | 1469.877 | 1681.338 | 1905.515 | 2153.84 | 2823.683 | 3456.179 | 4048.254 | 4602.655 | 5115.426 | 5819.474 | 6455.908 | 7042.208 | 7582.907 | 8043.77 | 8473.147 | 8909.849 | 9310.502 | 9675.505 | 10036.72
Hydrogen Evolution | Lct_BB009 | Number | SPEN | Spango Valley |  | 147.05 | 186.156 | 225.902 | 267.848 | 316.486 | 366.103 | 421.053 | 484.985 | 556.123 | 636.233 | 721.161 | 815.199 | 1069.305 | 1309.222 | 1533.809 | 1744.091 | 1938.572 | 2205.786 | 2447.287 | 2669.768 | 2874.892 | 3049.656 | 3212.444 | 3378.078 | 3530.037 | 3668.453 | 3805.43
Hydrogen Evolution | Lct_BB009 | Number | SPEN | St Andrews Cross |  | 151.718 | 192.114 | 233.182 | 276.48 | 326.733 | 377.99 | 434.737 | 500.596 | 573.915 | 656.419 | 743.881 | 840.79 | 1101.927 | 1348.517 | 1579.347 | 1795.498 | 1995.425 | 2269.817 | 2517.889 | 2746.417 | 2957.202 | 3136.907 | 3304.358 | 3474.623 | 3630.835 | 3773.159 | 3914.011
Hydrogen Evolution | Lct_BB009 | Number | SPEN | Stirling |  | 262.025 | 341.251 | 413.318 | 489.111 | 576.853 | 666.06 | 764.633 | 882.312 | 1013.49 | 1161.371 | 1318.456 | 1492.657 | 1984.417 | 2464.952 | 2932.546 | 3389.669 | 3833.994 | 4381.087 | 4881.374 | 5347.564 | 5782.505 | 6159.468 | 6488.642 | 6823.597 | 7130.964 | 7411.014 | 7688.193
Hydrogen Evolution | Lct_BB009 | Number | SPEN | Strathaven |  | 319.314 | 404.118 | 490.288 | 581.325 | 686.78 | 794.37 | 913.57 | 1052.633 | 1207.289 | 1381.591 | 1566.386 | 1770.85 | 2325.032 | 2848.192 | 3337.923 | 3796.416 | 4220.412 | 4803.678 | 5330.627 | 5816.088 | 6263.483 | 6644.383 | 6999.038 | 7360.162 | 7691.458 | 7993.148 | 8291.687
Hydrogen Evolution | Lct_BB009 | Number | SPEN | Strathleven |  | 144.129 | 187.71 | 227.348 | 269.038 | 317.298 | 366.364 | 420.583 | 485.319 | 557.479 | 638.832 | 725.247 | 821.075 | 1091.638 | 1356.024 | 1613.293 | 1864.802 | 2109.27 | 2410.292 | 2685.555 | 2942.058 | 3181.364 | 3388.764 | 3569.861 | 3754.146 | 3923.251 | 4077.325 | 4229.818
Hydrogen Evolution | Lct_BB009 | Number | SPEN | Telford Road |  | 105.934 | 134.127 | 162.786 | 193.013 | 228.083 | 263.855 | 303.464 | 349.475 | 400.688 | 458.333 | 519.443 | 587.137 | 769.735 | 942.154 | 1103.553 | 1254.683 | 1394.464 | 1586.388 | 1759.879 | 1919.705 | 2067.099 | 2192.73 | 2309.779 | 2428.823 | 2538.041 | 2637.541 | 2736.009
Hydrogen Evolution | Lct_BB009 | Number | SPEN | Tongland |  | 105.759 | 133.901 | 162.507 | 192.682 | 227.687 | 263.393 | 302.932 | 348.877 | 400.014 | 457.579 | 518.605 | 586.199 | 768.603 | 940.834 | 1102.058 | 1253.022 | 1392.647 | 1584.388 | 1757.706 | 1917.372 | 2064.61 | 2190.097 | 2307.004 | 2425.917 | 2535.013 | 2634.398 | 2732.753
Hydrogen Evolution | Lct_BB009 | Number | SPEN | West George Street |  | 166.067 | 216.263 | 261.957 | 309.996 | 365.629 | 422.189 | 484.68 | 559.213 | 642.311 | 735.966 | 835.449 | 945.799 | 1256.96 | 1561.018 | 1856.872 | 2146.093 | 2427.207 | 2773.27 | 3089.757 | 3384.67 | 3659.847 | 3898.389 | 4106.759 | 4318.742 | 4513.273 | 4690.535 | 4865.986
Hydrogen Evolution | Lct_BB009 | Number | SPEN | Westfield |  | 109.225 | 142.264 | 172.289 | 203.881 | 240.436 | 277.603 | 318.679 | 367.775 | 422.49 | 484.194 | 549.738 | 622.402 | 827.823 | 1028.556 | 1223.896 | 1414.868 | 1600.502 | 1829.132 | 2038.173 | 2232.972 | 2414.686 | 2572.138 | 2709.57 | 2849.455 | 2977.813 | 3094.746 | 3210.476
Hydrogen Evolution | Lct_BB009 | Number | SPEN | Whitehouse |  | 236.183 | 299.041 | 362.938 | 430.328 | 508.518 | 588.274 | 676.583 | 779.166 | 893.348 | 1021.868 | 1158.116 | 1309.041 | 1716.153 | 2100.566 | 2460.413 | 2797.362 | 3109.01 | 3536.911 | 3923.718 | 4280.055 | 4608.677 | 4888.776 | 5149.74 | 5415.155 | 5658.66 | 5880.499 | 6100.037
Hydrogen Evolution | Lct_BB009 | Number | SPEN | Wishaw |  | 326.616 | 413.448 | 501.698 | 594.853 | 702.848 | 813.017 | 935.039 | 1077.095 | 1235.145 | 1413.161 | 1601.886 | 1810.817 | 2375.784 | 2909.186 | 3408.502 | 3876.007 | 4308.371 | 4902.598 | 5439.599 | 5934.31 | 6390.382 | 6778.886 | 7140.733 | 7508.97 | 7846.8 | 8154.505 | 8459.006
Hydrogen Evolution | Lct_BB009 | Number | SPEN Manweb | Birkenhead |  | 883.508 | 1109.822 | 1320.898 | 1535.946 | 1780.106 | 2019.753 | 2278.356 | 2553.921 | 2852.13 | 3179.2 | 3513.175 | 3874.81 | 5476.565 | 7230.944 | 9137.816 | 11210.73 | 13448.63 | 15409.9 | 17219.15 | 18918.38 | 20517.46 | 21920.69 | 23060.38 | 24216.15 | 25271.3 | 26227.63 | 27171.48
Hydrogen Evolution | Lct_BB009 | Number | SPEN Manweb | Capenhurst |  | 558.048 | 738.538 | 891.389 | 1049.73 | 1233.272 | 1418.073 | 1620.629 | 1821.968 | 2041.807 | 2282.887 | 2530.848 | 2801.917 | 3842.028 | 4940.323 | 6094.685 | 7313.192 | 8593.648 | 9787.98 | 10878.29 | 11890.44 | 12833.54 | 13649.86 | 14328.71 | 15012.34 | 15631.04 | 16186.93 | 16732.9
Hydrogen Evolution | Lct_BB009 | Number | SPEN Manweb | Connah's Quay |  | 489.257 | 644.495 | 770.908 | 900.884 | 1049.404 | 1196.789 | 1357.022 | 1517.497 | 1690.595 | 1879.869 | 2072.242 | 2279.871 | 3290.246 | 4426.528 | 5689.567 | 7088.701 | 8624.271 | 9888.663 | 11056.9 | 12155.75 | 13191.4 | 14102.16 | 14810.38 | 15526.54 | 16175.93 | 16760.02 | 17334.24
Hydrogen Evolution | Lct_BB009 | Number | SPEN Manweb | Fiddlers Ferry (Cuerdley 132kV) |  | 727.638 | 919.015 | 1105.644 | 1298.314 | 1520.679 | 1743.407 | 1986.763 | 2234.327 | 2504.473 | 2801.045 | 3106.13 | 3439.331 | 4770.635 | 6198.974 | 7722.53 | 9352.082 | 11085.57 | 12661.11 | 14108.38 | 15460.45 | 16727.98 | 17834.64 | 18740.73 | 19655.41 | 20486.77 | 21237.21 | 21976.09
Hydrogen Evolution | Lct_BB009 | Number | SPEN Manweb | Frodsham |  | 888.784 | 1140.817 | 1365.018 | 1595.389 | 1858.903 | 2120.458 | 2404.779 | 2697.713 | 3015.335 | 3363.796 | 3720.246 | 4106.987 | 5741.377 | 7506.103 | 9400.019 | 11436.34 | 13613.05 | 15565.97 | 17359.75 | 19037 | 20608.97 | 21980.6 | 23106.74 | 24246.68 | 25284.44 | 26222.24 | 27146.35
Hydrogen Evolution | Lct_BB009 | Number | SPEN Manweb | Imperial Park |  | 13.571 | 18.4 | 23.22 | 28.477 | 34.806 | 41.544 | 49.19 | 55.462 | 62.352 | 69.917 | 77.743 | 86.338 | 118.145 | 151.77 | 187.146 | 224.531 | 263.861 | 299.912 | 332.649 | 362.879 | 390.895 | 414.954 | 433.78 | 452.58 | 469.256 | 483.898 | 498.103
Hydrogen Evolution | Lct_BB009 | Number | SPEN Manweb | Kirkby SPEN |  | 535.432 | 678.96 | 818.54 | 963.587 | 1131.087 | 1299.709 | 1484.682 | 1667.963 | 1867.274 | 2086.149 | 2310.703 | 2554.963 | 3543.952 | 4600.771 | 5724.301 | 6922.304 | 8193.191 | 9358.478 | 10426.48 | 11422.84 | 12354.67 | 13165.31 | 13834.69 | 14511.65 | 15127 | 15682.2 | 16228.82
Hydrogen Evolution | Lct_BB009 | Number | SPEN Manweb | Legacy |  | 586.642 | 787.213 | 940.551 | 1097.779 | 1277.258 | 1454.89 | 1647.628 | 1842.523 | 2052.878 | 2282.807 | 2516.578 | 2769.136 | 3965.629 | 5300.015 | 6772.82 | 8394.838 | 10166.06 | 11640.1 | 12998.29 | 14272.18 | 15469.71 | 16519.07 | 17343.87 | 18177.11 | 18931.78 | 19609.79 | 20275.91
Hydrogen Evolution | Lct_BB009 | Number | SPEN Manweb | Lister Drive |  | 1942.122 | 2543.606 | 3076.195 | 3630.402 | 4273.65 | 4923.899 | 5638.715 | 6346.432 | 7119.328 | 7968.696 | 8843.492 | 9798.999 | 13399.57 | 17173.61 | 21114.1 | 25248 | 29567.14 | 33666.8 | 37398.7 | 40855.9 | 44067.25 | 46833.43 | 49124.39 | 51432.33 | 53513.86 | 55375.48 | 57199.8
Hydrogen Evolution | Lct_BB009 | Number | SPEN Manweb | Pentir |  | 375.971 | 493.861 | 590.073 | 688.872 | 801.568 | 913.172 | 1034.355 | 1155.522 | 1285.964 | 1428.466 | 1572.98 | 1728.635 | 2511.661 | 3398.206 | 4389.131 | 5491.787 | 6706.623 | 7695.029 | 8609.574 | 9471.003 | 10284.01 | 11000.37 | 11555.22 | 12116.51 | 12625.9 | 13084.53 | 13535.65
Hydrogen Evolution | Lct_BB009 | Number | SPEN Manweb | Rainhill |  | 417.586 | 536.444 | 644.1 | 755.623 | 883.57 | 1011.56 | 1151.481 | 1293.355 | 1447.198 | 1616.406 | 1789.764 | 1977.689 | 2779.921 | 3650.11 | 4588.028 | 5600.165 | 6685.707 | 7653.427 | 8543.226 | 9376.51 | 10158.21 | 10841.14 | 11397.09 | 11960.5 | 12473.5 | 12937 | 13393.75
Hydrogen Evolution | Lct_BB009 | Number | SPEN Manweb | St Asaph (Bodelwyddan) |  | 0 | 0 | 0 | 0 | 0 | 0 | 0 | 0 | 0 | 0 | 0 | 0 | 0 | 0 | 0 | 0 | 0 | 0 | 0 | 0 | 0 | 0 | 0 | 0 | 0 | 0 | 0
Hydrogen Evolution | Lct_BB009 | Number | SPEN Manweb | Trawsfynydd |  | 302.318 | 401.981 | 480.397 | 560.885 | 652.765 | 743.769 | 842.574 | 941.155 | 1047.343 | 1163.269 | 1280.841 | 1407.599 | 2048.474 | 2776.117 | 3591.209 | 4499.837 | 5502.409 | 6315.059 | 7068.126 | 7778.279 | 8449.523 | 9042.261 | 9499.895 | 9962.662 | 10382.94 | 10761.71 | 11134.46
Hydrogen Evolution | Lct_BB009 | Number | SPEN Manweb | Wylfa |  | 89.897 | 118.009 | 140.898 | 164.438 | 191.223 | 217.736 | 246.532 | 275.284 | 306.149 | 339.898 | 374.058 | 410.712 | 599.079 | 812.545 | 1051.379 | 1317.331 | 1610.526 | 1849.026 | 2069.609 | 2277.415 | 2473.441 | 2646.02 | 2779.412 | 2914.515 | 3037.111 | 3147.428 | 3255.923
Hydrogen Evolution | Lct_BB009 | Number | SSEN (SHEPD) | Abernethy |  | 79.011 | 102.578 | 123.249 | 144.787 | 169.457 | 194.214 | 221.358 | 255.398 | 293.263 | 336.008 | 381.375 | 431.573 | 578.228 | 723.156 | 865.936 | 1007.313 | 1146.646 | 1313.26 | 1466.218 | 1609.366 | 1743.431 | 1860.264 | 1962.676 | 2067.212 | 2163.652 | 2252.018 | 2339.736
Hydrogen Evolution | Lct_BB009 | Number | SSEN (SHEPD) | Alness |  | 68.449 | 80.526 | 95.705 | 111.18 | 128.684 | 145.83 | 164.321 | 189.707 | 217.986 | 249.902 | 283.809 | 321.386 | 425.829 | 526.628 | 623.378 | 716.545 | 805.577 | 918.263 | 1020.622 | 1115.377 | 1203.207 | 1278.644 | 1347.499 | 1417.569 | 1481.959 | 1540.732 | 1598.952
Hydrogen Evolution | Lct_BB009 | Number | SSEN (SHEPD) | Arbroath |  | 134.996 | 175.353 | 210.685 | 247.495 | 289.661 | 331.972 | 378.361 | 436.547 | 501.276 | 574.342 | 651.895 | 737.71 | 988.477 | 1236.347 | 1480.593 | 1722.489 | 1960.94 | 2246.023 | 2507.814 | 2752.871 | 2982.447 | 3182.605 | 3357.957 | 3536.934 | 3702.075 | 3853.42 | 4003.672
Hydrogen Evolution | Lct_BB009 | Number | SSEN (SHEPD) | Ardkinglas |  | 0 | 0 | 0 | 0 | 0 | 0 | 0 | 0 | 0 | 0 | 0 | 0 | 0 | 0 | 0 | 0 | 0 | 0 | 0 | 0 | 0 | 0 | 0 | 0 | 0 | 0 | 0
Hydrogen Evolution | Lct_BB009 | Number | SSEN (SHEPD) | Ardmore |  | 115.205 | 144.222 | 172.57 | 201.891 | 235.313 | 268.574 | 304.841 | 351.799 | 404.04 | 463.024 | 525.642 | 594.927 | 794.903 | 991.286 | 1183.467 | 1372.426 | 1557.248 | 1781.33 | 1986.348 | 2177.611 | 2356.139 | 2510.975 | 2648.144 | 2788.105 | 2917.047 | 3035.005 | 3152.007
Hydrogen Evolution | Lct_BB009 | Number | SSEN (SHEPD) | Beauly |  | 70.226 | 87.929 | 105.263 | 123.187 | 143.644 | 164.014 | 186.228 | 214.903 | 246.827 | 282.852 | 321.105 | 363.473 | 485.409 | 605.245 | 722.589 | 838.044 | 951.05 | 1087.628 | 1212.689 | 1329.394 | 1438.431 | 1533.143 | 1617.099 | 1702.688 | 1781.576 | 1853.808 | 1925.479
Hydrogen Evolution | Lct_BB009 | Number | SSEN (SHEPD) | Berryburn |  | 0 | 0 | 0 | 0 | 0 | 0 | 0 | 0 | 0 | 0 | 0 | 0 | 0 | 0 | 0 | 0 | 0 | 0 | 0 | 0 | 0 | 0 | 0 | 0 | 0 | 0 | 0
Hydrogen Evolution | Lct_BB009 | Number | SSEN (SHEPD) | Boat of Garten |  | 60.575 | 75.849 | 90.809 | 106.279 | 123.939 | 141.526 | 160.706 | 185.449 | 213 | 244.086 | 277.097 | 313.665 | 418.85 | 522.24 | 623.491 | 723.128 | 820.663 | 938.469 | 1046.359 | 1147.046 | 1241.135 | 1322.889 | 1395.365 | 1469.239 | 1537.337 | 1599.699 | 1661.581
Hydrogen Evolution | Lct_BB009 | Number | SSEN (SHEPD) | Braco West |  | 111.261 | 144.449 | 173.63 | 204.03 | 238.888 | 273.885 | 312.263 | 360.272 | 413.709 | 474.005 | 538.014 | 608.892 | 815.661 | 1020.168 | 1221.787 | 1421.574 | 1618.619 | 1853.551 | 2069.413 | 2271.512 | 2460.971 | 2626.338 | 2771.4 | 2919.364 | 3055.955 | 3181.237 | 3305.654
Hydrogen Evolution | Lct_BB009 | Number | SSEN (SHEPD) | Bridge of Dun |  | 96.506 | 125.347 | 150.638 | 176.983 | 207.179 | 237.486 | 270.715 | 312.34 | 358.662 | 410.937 | 466.428 | 527.858 | 707.129 | 884.389 | 1059.103 | 1232.189 | 1402.858 | 1606.62 | 1793.804 | 1969.047 | 2133.29 | 2276.586 | 2402.177 | 2530.312 | 2648.571 | 2756.999 | 2864.66
Hydrogen Evolution | Lct_BB009 | Number | SSEN (SHEPD) | Broadford |  | 36.687 | 45.936 | 54.991 | 64.355 | 75.042 | 85.684 | 97.289 | 112.269 | 128.947 | 147.767 | 167.751 | 189.885 | 253.587 | 316.192 | 377.494 | 437.81 | 496.846 | 568.197 | 633.532 | 694.501 | 751.464 | 800.943 | 844.803 | 889.516 | 930.729 | 968.464 | 1005.906
Hydrogen Evolution | Lct_BB009 | Number | SSEN (SHEPD) | Brora |  | 16.987 | 19.984 | 23.751 | 27.591 | 31.935 | 36.19 | 40.779 | 47.079 | 54.097 | 62.017 | 70.432 | 79.757 | 105.676 | 130.691 | 154.701 | 177.822 | 199.917 | 227.881 | 253.283 | 276.798 | 298.595 | 317.316 | 334.403 | 351.792 | 367.771 | 382.357 | 396.805
Hydrogen Evolution | Lct_BB009 | Number | SSEN (SHEPD) | Burghmuir |  | 197.841 | 256.844 | 308.745 | 362.805 | 424.804 | 487.052 | 555.307 | 640.674 | 735.703 | 842.917 | 956.739 | 1082.796 | 1450.137 | 1813.432 | 2171.558 | 2526.401 | 2876.34 | 3293.561 | 3676.901 | 4035.773 | 4372.188 | 4665.809 | 4923.379 | 5186.075 | 5428.556 | 5650.942 | 5871.779
Hydrogen Evolution | Lct_BB009 | Number | SSEN (SHEPD) | Cairnford |  | 0 | 0 | 0 | 0 | 0 | 0 | 0 | 0 | 0 | 0 | 0 | 0 | 0 | 0 | 0 | 0 | 0 | 0 | 0 | 0 | 0 | 0 | 0 | 0 | 0 | 0 | 0
Hydrogen Evolution | Lct_BB009 | Number | SSEN (SHEPD) | Carradale |  | 15.831 | 20.555 | 24.737 | 29.091 | 34.099 | 39.134 | 44.657 | 51.519 | 59.169 | 67.79 | 76.947 | 87.108 | 116.647 | 145.936 | 174.872 | 203.61 | 232.015 | 265.589 | 296.515 | 325.502 | 352.753 | 376.645 | 397.644 | 419.02 | 438.788 | 456.972 | 475.051
Hydrogen Evolution | Lct_BB009 | Number | SSEN (SHEPD) | Cassley |  | 5.141 | 6.049 | 7.189 | 8.351 | 9.666 | 10.954 | 12.343 | 14.25 | 16.374 | 18.771 | 21.318 | 24.141 | 31.986 | 39.557 | 46.824 | 53.823 | 60.51 | 68.974 | 76.663 | 83.781 | 90.378 | 96.044 | 101.216 | 106.479 | 111.316 | 115.731 | 120.104
Hydrogen Evolution | Lct_BB009 | Number | SSEN (SHEPD) | Ceannacroc |  | 8.228 | 10.302 | 12.333 | 14.433 | 16.829 | 19.216 | 21.819 | 25.178 | 28.918 | 33.139 | 37.621 | 42.585 | 56.871 | 70.911 | 84.659 | 98.186 | 111.426 | 127.427 | 142.079 | 155.753 | 168.528 | 179.624 | 189.46 | 199.488 | 208.731 | 217.193 | 225.59
Hydrogen Evolution | Lct_BB009 | Number | SSEN (SHEPD) | Charleston |  | 63.623 | 82.601 | 99.243 | 116.581 | 136.441 | 156.368 | 178.215 | 205.622 | 236.11 | 270.525 | 307.053 | 347.47 | 465.48 | 582.078 | 696.927 | 810.627 | 922.662 | 1056.724 | 1179.784 | 1294.944 | 1402.783 | 1496.74 | 1579.101 | 1663.175 | 1740.731 | 1811.783 | 1882.312
Hydrogen Evolution | Lct_BB009 | Number | SSEN (SHEPD) | Clachan |  | 6.663 | 8.651 | 10.401 | 12.225 | 14.317 | 16.419 | 18.724 | 21.602 | 24.807 | 28.422 | 32.26 | 36.513 | 48.917 | 61.195 | 73.307 | 85.317 | 97.17 | 111.269 | 124.232 | 136.373 | 147.763 | 157.717 | 166.453 | 175.36 | 183.586 | 191.137 | 198.639
Hydrogen Evolution | Lct_BB009 | Number | SSEN (SHEPD) | Clayhills |  | 79.857 | 103.671 | 124.626 | 146.435 | 171.459 | 196.577 | 224.111 | 258.545 | 296.891 | 340.138 | 386.054 | 436.932 | 584.572 | 730.51 | 874.286 | 1016.666 | 1156.999 | 1324.517 | 1478.4 | 1622.42 | 1757.396 | 1875.154 | 1978.445 | 2083.767 | 2180.947 | 2270.035 | 2358.481
Hydrogen Evolution | Lct_BB009 | Number | SSEN (SHEPD) | Coupar Angus |  | 78.197 | 101.525 | 122.02 | 143.37 | 167.845 | 192.413 | 219.351 | 253.076 | 290.609 | 332.963 | 377.923 | 427.7 | 572.897 | 716.461 | 857.956 | 998.126 | 1136.331 | 1301.278 | 1452.792 | 1594.623 | 1727.541 | 1843.496 | 1945.182 | 2048.92 | 2144.66 | 2232.441 | 2319.6
Hydrogen Evolution | Lct_BB009 | Number | SSEN (SHEPD) | Craig Murrail |  | 0 | 0 | 0 | 0 | 0 | 0 | 0 | 0 | 0 | 0 | 0 | 0 | 0 | 0 | 0 | 0 | 0 | 0 | 0 | 0 | 0 | 0 | 0 | 0 | 0 | 0 | 0
Hydrogen Evolution | Lct_BB009 | Number | SSEN (SHEPD) | Craigiebuckler |  | 82.764 | 107.446 | 129.161 | 151.763 | 177.694 | 203.724 | 232.256 | 267.942 | 307.681 | 352.5 | 400.085 | 452.81 | 605.832 | 757.087 | 906.098 | 1053.661 | 1199.102 | 1372.73 | 1532.222 | 1681.491 | 1821.383 | 1943.424 | 2050.468 | 2159.622 | 2260.335 | 2352.66 | 2444.32
Hydrogen Evolution | Lct_BB009 | Number | SSEN (SHEPD) | Dallas |  | 0 | 0 | 0 | 0 | 0 | 0 | 0 | 0 | 0 | 0 | 0 | 0 | 0 | 0 | 0 | 0 | 0 | 0 | 0 | 0 | 0 | 0 | 0 | 0 | 0 | 0 | 0
Hydrogen Evolution | Lct_BB009 | Number | SSEN (SHEPD) | Dounreay |  | 28.562 | 33.601 | 39.935 | 46.393 | 53.697 | 60.852 | 68.567 | 79.16 | 90.96 | 104.278 | 118.427 | 134.107 | 177.689 | 219.75 | 260.121 | 298.997 | 336.148 | 383.17 | 425.881 | 465.421 | 502.07 | 533.548 | 562.28 | 591.518 | 618.387 | 642.911 | 667.205
Hydrogen Evolution | Lct_BB009 | Number | SSEN (SHEPD) | Dudhope |  | 178.779 | 232.065 | 279.026 | 327.923 | 384.042 | 440.395 | 502.184 | 579.379 | 665.352 | 762.316 | 865.274 | 979.373 | 1310.7 | 1638.376 | 1961.351 | 2281.346 | 2596.894 | 2973.006 | 3318.65 | 3642.229 | 3945.637 | 4210.559 | 4443.118 | 4680.21 | 4899.082 | 5099.868 | 5299.273
Hydrogen Evolution | Lct_BB009 | Number | SSEN (SHEPD) | Dunbeath |  | 0 | 0 | 0 | 0 | 0 | 0 | 0 | 0 | 0 | 0 | 0 | 0 | 0 | 0 | 0 | 0 | 0 | 0 | 0 | 0 | 0 | 0 | 0 | 0 | 0 | 0 | 0
Hydrogen Evolution | Lct_BB009 | Number | SSEN (SHEPD) | Dunoon |  | 87.924 | 114.544 | 138.685 | 164.111 | 193.502 | 223.387 | 256.427 | 296.023 | 340.128 | 389.904 | 442.78 | 501.358 | 667.492 | 829.833 | 987.838 | 1142.32 | 1292.5 | 1477.57 | 1646.736 | 1804.384 | 1951.392 | 2078.701 | 2189.72 | 2302.79 | 2406.531 | 2501.008 | 2594.504
Hydrogen Evolution | Lct_BB009 | Number | SSEN (SHEPD) | Dunvegan |  | 44.073 | 55.183 | 66.061 | 77.31 | 90.149 | 102.932 | 116.873 | 134.869 | 154.905 | 177.513 | 201.52 | 228.109 | 304.634 | 379.842 | 453.484 | 525.943 | 596.863 | 682.577 | 761.063 | 834.305 | 902.735 | 962.175 | 1014.864 | 1068.578 | 1118.087 | 1163.419 | 1208.398
Hydrogen Evolution | Lct_BB009 | Number | SSEN (SHEPD) | Dyce |  | 104.549 | 135.732 | 163.149 | 191.689 | 224.425 | 257.281 | 293.297 | 338.366 | 388.546 | 445.148 | 505.241 | 571.81 | 765.159 | 956.258 | 1144.509 | 1330.916 | 1514.627 | 1734.045 | 1935.572 | 2124.176 | 2300.905 | 2455.046 | 2590.223 | 2728.087 | 2855.282 | 2971.867 | 3087.605
Hydrogen Evolution | Lct_BB009 | Number | SSEN (SHEPD) | Eday (Orkney) |  | 0 | 0 | 0 | 0 | 0 | 0 | 0 | 0 | 0 | 0 | 0 | 0 | 0 | 0 | 0 | 0 | 0 | 0 | 0 | 0 | 0 | 0 | 0 | 0 | 0 | 0 | 0
Hydrogen Evolution | Lct_BB009 | Number | SSEN (SHEPD) | Elgin |  | 89.24 | 111.747 | 133.812 | 156.625 | 182.681 | 208.634 | 236.939 | 273.414 | 314.04 | 359.868 | 408.538 | 462.472 | 617.447 | 769.82 | 919.074 | 1065.984 | 1209.831 | 1383.375 | 1542.359 | 1690.745 | 1829.455 | 1950.047 | 2056.978 | 2165.935 | 2266.39 | 2358.415 | 2449.741
Hydrogen Evolution | Lct_BB009 | Number | SSEN (SHEPD) | Errochty |  | 0 | 0 | 0 | 0 | 0 | 0 | 0 | 0 | 0 | 0 | 0 | 0 | 0 | 0 | 0 | 0 | 0 | 0 | 0 | 0 | 0 | 0 | 0 | 0 | 0 | 0 | 0
Hydrogen Evolution | Lct_BB009 | Number | SSEN (SHEPD) | Fasnakyle |  | 49.061 | 61.429 | 73.539 | 86.061 | 100.352 | 114.583 | 130.102 | 150.135 | 172.438 | 197.606 | 224.33 | 253.929 | 339.116 | 422.836 | 504.814 | 585.473 | 664.421 | 759.837 | 847.207 | 928.739 | 1004.915 | 1071.082 | 1129.735 | 1189.529 | 1244.642 | 1295.105 | 1345.175
Hydrogen Evolution | Lct_BB009 | Number | SSEN (SHEPD) | Fetteresso |  | 0 | 0 | 0 | 0 | 0 | 0 | 0 | 0 | 0 | 0 | 0 | 0 | 0 | 0 | 0 | 0 | 0 | 0 | 0 | 0 | 0 | 0 | 0 | 0 | 0 | 0 | 0
Hydrogen Evolution | Lct_BB009 | Number | SSEN (SHEPD) | Fiddes |  | 57.656 | 74.858 | 89.959 | 105.682 | 123.706 | 141.792 | 161.617 | 186.458 | 214.104 | 245.299 | 278.413 | 315.077 | 421.771 | 527.196 | 631.035 | 733.835 | 835.129 | 956.25 | 1067.46 | 1171.529 | 1269.009 | 1353.98 | 1428.467 | 1504.467 | 1574.572 | 1638.808 | 1702.569
Hydrogen Evolution | Lct_BB009 | Number | SSEN (SHEPD) | Finstown (Orkney) |  | 0 | 0 | 0 | 0 | 0 | 0 | 0 | 0 | 0 | 0 | 0 | 0 | 0 | 0 | 0 | 0 | 0 | 0 | 0 | 0 | 0 | 0 | 0 | 0 | 0 | 0 | 0
Hydrogen Evolution | Lct_BB009 | Number | SSEN (SHEPD) | Fort Augustus |  | 8.777 | 10.99 | 13.156 | 15.397 | 17.953 | 20.499 | 23.276 | 26.86 | 30.85 | 35.352 | 40.134 | 45.429 | 60.669 | 75.647 | 90.313 | 104.744 | 118.868 | 135.938 | 151.569 | 166.155 | 179.783 | 191.621 | 202.114 | 212.812 | 222.671 | 231.699 | 240.657
Hydrogen Evolution | Lct_BB009 | Number | SSEN (SHEPD) | Fort William |  | 74.321 | 93.057 | 111.401 | 130.37 | 152.02 | 173.578 | 197.087 | 227.434 | 261.221 | 299.346 | 339.83 | 384.668 | 513.715 | 640.539 | 764.725 | 886.914 | 1006.509 | 1151.051 | 1283.405 | 1406.916 | 1522.311 | 1622.546 | 1711.397 | 1801.977 | 1885.466 | 1961.91 | 2037.76
Hydrogen Evolution | Lct_BB009 | Number | SSEN (SHEPD) | Fraserburgh |  | 61.638 | 80.027 | 96.171 | 112.979 | 132.247 | 151.582 | 172.776 | 199.332 | 228.887 | 262.235 | 297.636 | 336.832 | 450.893 | 563.599 | 674.608 | 784.507 | 892.796 | 1022.282 | 1141.171 | 1252.427 | 1356.639 | 1447.477 | 1527.107 | 1608.354 | 1683.3 | 1751.971 | 1820.134
Hydrogen Evolution | Lct_BB009 | Number | SSEN (SHEPD) | Glenfarclas |  | 0 | 0 | 0 | 0 | 0 | 0 | 0 | 0 | 0 | 0 | 0 | 0 | 0 | 0 | 0 | 0 | 0 | 0 | 0 | 0 | 0 | 0 | 0 | 0 | 0 | 0 | 0
Hydrogen Evolution | Lct_BB009 | Number | SSEN (SHEPD) | Gremista (Shetland) |  | 147.552 | 149.414 | 173.905 | 197.759 | 223.783 | 247.719 | 272.402 | 314.963 | 362.345 | 415.946 | 472.939 | 536.008 | 696.061 | 841.476 | 971.428 | 1086.343 | 1185.075 | 1337.492 | 1471.308 | 1591.144 | 1698.168 | 1785.014 | 1874.696 | 1965.69 | 2048.2 | 2122.331 | 2195.195
Hydrogen Evolution | Lct_BB009 | Number | SSEN (SHEPD) | Grudie Bridge |  | 17.207 | 21.544 | 25.791 | 30.183 | 35.195 | 40.186 | 45.629 | 52.655 | 60.477 | 69.304 | 78.676 | 89.057 | 118.934 | 148.296 | 177.047 | 205.336 | 233.024 | 266.488 | 297.13 | 325.725 | 352.441 | 375.647 | 396.218 | 417.189 | 436.518 | 454.216 | 471.776
Hydrogen Evolution | Lct_BB009 | Number | SSEN (SHEPD) | Harris |  | 0 | 0 | 0 | 0 | 0 | 0 | 0 | 0 | 0 | 0 | 0 | 0 | 0 | 0 | 0 | 0 | 0 | 0 | 0 | 0 | 0 | 0 | 0 | 0 | 0 | 0 | 0
Hydrogen Evolution | Lct_BB009 | Number | SSEN (SHEPD) | Inverness |  | 180.083 | 225.48 | 269.93 | 315.892 | 368.351 | 420.586 | 477.55 | 551.082 | 632.947 | 725.327 | 823.421 | 932.065 | 1244.749 | 1552.05 | 1852.957 | 2149.024 | 2438.807 | 2789.039 | 3109.737 | 3409.008 | 3688.615 | 3931.489 | 4146.778 | 4366.257 | 4568.553 | 4753.78 | 4937.567
Hydrogen Evolution | Lct_BB009 | Number | SSEN (SHEPD) | Keith |  | 119.959 | 119.698 | 143.306 | 167.717 | 195.584 | 223.335 | 253.599 | 292.646 | 336.122 | 385.178 | 437.27 | 494.974 | 660.968 | 824.126 | 983.907 | 1141.136 | 1295.047 | 1480.96 | 1651.221 | 1810.114 | 1958.591 | 2087.597 | 2201.962 | 2318.536 | 2425.992 | 2524.396 | 2622.041
Hydrogen Evolution | Lct_BB009 | Number | SSEN (SHEPD) | Killin |  | 9.21 | 11.956 | 14.389 | 16.922 | 19.835 | 22.764 | 25.977 | 29.968 | 34.418 | 39.432 | 44.758 | 50.67 | 67.807 | 84.792 | 101.564 | 118.214 | 134.664 | 154.124 | 172.043 | 188.835 | 204.616 | 218.447 | 230.603 | 242.976 | 254.415 | 264.932 | 275.387
Hydrogen Evolution | Lct_BB009 | Number | SSEN (SHEPD) | Kinlochleven |  | 7.995 | 10.01 | 11.983 | 14.024 | 16.353 | 18.672 | 21.201 | 24.465 | 28.099 | 32.201 | 36.555 | 41.379 | 55.26 | 68.902 | 82.261 | 95.405 | 108.27 | 123.818 | 138.055 | 151.341 | 163.754 | 174.536 | 184.094 | 193.838 | 202.818 | 211.041 | 219.201
Hydrogen Evolution | Lct_BB009 | Number | SSEN (SHEPD) | Kintore |  | 311.869 | 382.151 | 459.274 | 539.567 | 631.63 | 724.016 | 825.288 | 952.125 | 1093.306 | 1252.592 | 1421.685 | 1608.939 | 2153.515 | 2691.66 | 3221.731 | 3746.536 | 4263.686 | 4881.833 | 5449.452 | 5980.64 | 6478.259 | 6912.101 | 7292.468 | 7680.501 | 8038.464 | 8366.488 | 8692.105
Hydrogen Evolution | Lct_BB009 | Number | SSEN (SHEPD) | Lairg |  | 4.321 | 5.083 | 6.041 | 7.018 | 8.123 | 9.205 | 10.372 | 11.975 | 13.759 | 15.774 | 17.914 | 20.286 | 26.879 | 33.241 | 39.348 | 45.229 | 50.849 | 57.962 | 64.423 | 70.404 | 75.948 | 80.709 | 85.056 | 89.478 | 93.543 | 97.253 | 100.928
Hydrogen Evolution | Lct_BB009 | Number | SSEN (SHEPD) | Lunanhead |  | 89.965 | 116.857 | 140.433 | 164.993 | 193.142 | 221.394 | 252.371 | 291.177 | 334.361 | 383.096 | 434.828 | 492.096 | 659.262 | 824.558 | 987.485 | 1148.899 | 1308.065 | 1498.092 | 1672.663 | 1836.103 | 1989.287 | 2122.94 | 2240.073 | 2359.583 | 2469.883 | 2571.017 | 2671.438
Hydrogen Evolution | Lct_BB009 | Number | SSEN (SHEPD) | Lyndhurst |  | 113.262 | 147.035 | 176.677 | 207.555 | 242.936 | 278.44 | 317.366 | 366.169 | 420.467 | 481.754 | 546.807 | 618.802 | 828.799 | 1036.3 | 1240.695 | 1443.053 | 1642.457 | 1880.971 | 2099.937 | 2304.848 | 2496.758 | 2664.001 | 2810.645 | 2960.314 | 3098.39 | 3224.906 | 3350.495
Hydrogen Evolution | Lct_BB009 | Number | SSEN (SHEPD) | Macduff |  | 55.671 | 69.702 | 83.431 | 97.628 | 113.826 | 129.953 | 147.539 | 170.259 | 195.549 | 224.092 | 254.398 | 287.954 | 384.61 | 479.58 | 572.559 | 664.024 | 753.531 | 861.805 | 960.927 | 1053.417 | 1139.808 | 1214.816 | 1281.294 | 1349.082 | 1411.555 | 1468.742 | 1525.479
Hydrogen Evolution | Lct_BB009 | Number | SSEN (SHEPD) | Milton of Craigie |  | 218.213 | 283.316 | 340.36 | 399.793 | 467.852 | 536.134 | 610.995 | 704.964 | 809.478 | 927.473 | 1052.703 | 1191.238 | 1595.979 | 1995.82 | 2389.614 | 2779.414 | 3163.457 | 3623.304 | 4045.343 | 4440.265 | 4810.008 | 5132.053 | 5414.29 | 5702.451 | 5968.243 | 6211.698 | 6453.337
Hydrogen Evolution | Lct_BB009 | Number | SSEN (SHEPD) | Mybster |  | 24.336 | 28.63 | 34.026 | 39.528 | 45.751 | 51.848 | 58.422 | 67.447 | 77.501 | 88.849 | 100.904 | 114.264 | 151.397 | 187.234 | 221.632 | 254.756 | 286.41 | 326.474 | 362.866 | 396.555 | 427.781 | 454.601 | 479.082 | 503.994 | 526.887 | 547.783 | 568.482
Hydrogen Evolution | Lct_BB009 | Number | SSEN (SHEPD) | Nairn |  | 85.448 | 106.993 | 128.102 | 149.927 | 174.845 | 199.661 | 226.725 | 261.632 | 300.502 | 344.358 | 390.93 | 442.524 | 590.901 | 736.754 | 879.595 | 1020.165 | 1157.776 | 1323.952 | 1476.149 | 1618.188 | 1750.928 | 1866.277 | 1968.54 | 2072.77 | 2168.852 | 2256.847 | 2344.166
Hydrogen Evolution | Lct_BB009 | Number | SSEN (SHEPD) | Orrin |  | 0 | 0 | 0 | 0 | 0 | 0 | 0 | 0 | 0 | 0 | 0 | 0 | 0 | 0 | 0 | 0 | 0 | 0 | 0 | 0 | 0 | 0 | 0 | 0 | 0 | 0 | 0
Hydrogen Evolution | Lct_BB009 | Number | SSEN (SHEPD) | Persley |  | 141.25 | 183.373 | 220.437 | 259.013 | 303.274 | 347.703 | 396.404 | 457.31 | 525.135 | 601.63 | 682.847 | 772.837 | 1033.983 | 1292.119 | 1546.428 | 1798.268 | 2046.489 | 2342.796 | 2614.983 | 2869.725 | 3108.47 | 3316.76 | 3499.458 | 3685.751 | 3857.641 | 4015.218 | 4171.661
Hydrogen Evolution | Lct_BB009 | Number | SSEN (SHEPD) | Peterhead Grange |  | 91.842 | 119.244 | 143.298 | 168.343 | 197.054 | 225.863 | 257.444 | 297.012 | 341.051 | 390.742 | 443.49 | 501.893 | 671.85 | 839.786 | 1005.194 | 1168.947 | 1330.302 | 1523.242 | 1700.392 | 1866.168 | 2021.448 | 2156.8 | 2275.453 | 2396.514 | 2508.187 | 2610.509 | 2712.075
Hydrogen Evolution | Lct_BB009 | Number | SSEN (SHEPD) | Peterhead Shell |  | 21.401 | 27.787 | 33.392 | 39.228 | 45.918 | 52.631 | 59.99 | 69.211 | 79.473 | 91.052 | 103.343 | 116.953 | 156.557 | 195.69 | 234.234 | 272.392 | 309.992 | 354.951 | 396.231 | 434.861 | 471.045 | 502.585 | 530.234 | 558.444 | 584.466 | 608.31 | 631.977
Hydrogen Evolution | Lct_BB009 | Number | SSEN (SHEPD) | Port Ann |  | 41.424 | 53.784 | 64.666 | 76.004 | 89.012 | 102.077 | 116.406 | 134.301 | 154.226 | 176.702 | 200.566 | 227.001 | 304.121 | 380.452 | 455.753 | 530.421 | 604.112 | 691.766 | 772.358 | 847.84 | 918.654 | 980.54 | 1034.851 | 1090.223 | 1141.366 | 1188.312 | 1234.951
Hydrogen Evolution | Lct_BB009 | Number | SSEN (SHEPD) | Quoich |  | 1.496 | 1.873 | 2.242 | 2.624 | 3.06 | 3.494 | 3.967 | 4.577 | 5.257 | 6.025 | 6.84 | 7.742 | 10.339 | 12.892 | 15.391 | 17.851 | 20.258 | 23.167 | 25.831 | 28.316 | 30.639 | 32.656 | 34.445 | 36.268 | 37.948 | 39.487 | 41.013
Hydrogen Evolution | Lct_BB009 | Number | SSEN (SHEPD) | Rannoch |  | 0.885 | 1.149 | 1.384 | 1.628 | 1.911 | 2.195 | 2.506 | 2.891 | 3.321 | 3.805 | 4.319 | 4.891 | 6.545 | 8.189 | 9.816 | 11.434 | 13.036 | 14.917 | 16.653 | 18.281 | 19.816 | 21.166 | 22.355 | 23.564 | 24.683 | 25.714 | 26.741
Hydrogen Evolution | Lct_BB009 | Number | SSEN (SHEPD) | Redmoss |  | 89.793 | 116.572 | 140.127 | 164.643 | 192.77 | 221.001 | 251.946 | 290.659 | 333.766 | 382.386 | 434.006 | 491.196 | 657.231 | 821.343 | 983.016 | 1143.111 | 1300.899 | 1489.305 | 1662.361 | 1824.323 | 1976.101 | 2108.498 | 2224.617 | 2343.033 | 2452.289 | 2552.439 | 2651.866
Hydrogen Evolution | Lct_BB009 | Number | SSEN (SHEPD) | Rothienorman |  | 0 | 53.262 | 63.872 | 74.874 | 87.458 | 100.032 | 113.776 | 131.28 | 150.768 | 172.755 | 196.1 | 221.957 | 296.69 | 370.318 | 442.604 | 513.926 | 583.947 | 668.137 | 745.33 | 817.457 | 884.929 | 943.642 | 995.439 | 1048.255 | 1096.957 | 1141.569 | 1185.845
Hydrogen Evolution | Lct_BB009 | Number | SSEN (SHEPD) | Shin |  | 6.428 | 7.562 | 8.988 | 10.441 | 12.085 | 13.695 | 15.432 | 17.816 | 20.471 | 23.469 | 26.653 | 30.182 | 39.99 | 49.456 | 58.542 | 67.292 | 75.653 | 86.235 | 95.848 | 104.747 | 112.995 | 120.079 | 126.546 | 133.126 | 139.173 | 144.692 | 150.16
Hydrogen Evolution | Lct_BB009 | Number | SSEN (SHEPD) | Sloy |  | 5.235 | 6.797 | 8.178 | 9.616 | 11.269 | 12.931 | 14.754 | 17.021 | 19.548 | 22.396 | 25.422 | 28.777 | 38.54 | 48.216 | 57.772 | 67.26 | 76.635 | 87.731 | 97.947 | 107.522 | 116.519 | 124.402 | 131.328 | 138.38 | 144.9 | 150.895 | 156.855
Hydrogen Evolution | Lct_BB009 | Number | SSEN (SHEPD) | St Fergus Gas Terminal |  | 12.845 | 16.678 | 20.042 | 23.545 | 27.56 | 31.589 | 36.006 | 41.54 | 47.7 | 54.65 | 62.027 | 70.195 | 93.966 | 117.453 | 140.588 | 163.49 | 186.058 | 213.042 | 237.819 | 261.004 | 282.722 | 301.653 | 318.248 | 335.179 | 350.798 | 365.109 | 379.314
Hydrogen Evolution | Lct_BB009 | Number | SSEN (SHEPD) | St Fillans |  | 8.69 | 11.282 | 13.565 | 15.943 | 18.672 | 21.414 | 24.419 | 28.173 | 32.352 | 37.067 | 42.072 | 47.619 | 63.757 | 79.726 | 95.473 | 111.081 | 126.48 | 144.807 | 161.655 | 177.43 | 192.226 | 205.151 | 216.495 | 228.059 | 238.736 | 248.534 | 258.266
Hydrogen Evolution | Lct_BB009 | Number | SSEN (SHEPD) | Stannahs Gate |  | 0 | 0 | 0 | 0 | 0 | 0 | 0 | 0 | 0 | 0 | 0 | 0 | 0 | 0 | 0 | 0 | 0 | 0 | 0 | 0 | 0 | 0 | 0 | 0 | 0 | 0 | 0
Hydrogen Evolution | Lct_BB009 | Number | SSEN (SHEPD) | Stornoway |  | 0 | 0 | 0 | 0 | 0 | 0 | 0 | 0 | 0 | 0 | 0 | 0 | 0 | 0 | 0 | 0 | 0 | 0 | 0 | 0 | 0 | 0 | 0 | 0 | 0 | 0 | 0
Hydrogen Evolution | Lct_BB009 | Number | SSEN (SHEPD) | Strichen |  | 105.314 | 136.735 | 164.317 | 193.036 | 225.958 | 258.993 | 295.206 | 340.578 | 391.076 | 448.056 | 508.541 | 575.511 | 770.397 | 962.966 | 1152.636 | 1340.409 | 1525.432 | 1746.672 | 1949.807 | 2139.898 | 2317.955 | 2473.161 | 2609.218 | 2748.036 | 2876.089 | 2993.42 | 3109.884
Hydrogen Evolution | Lct_BB009 | Number | SSEN (SHEPD) | Tarland |  | 88.874 | 115.39 | 138.667 | 162.903 | 190.687 | 218.566 | 249.127 | 287.418 | 330.034 | 378.119 | 429.163 | 485.681 | 650.142 | 812.649 | 972.71 | 1131.171 | 1287.311 | 1474.011 | 1645.432 | 1805.848 | 1956.109 | 2087.087 | 2201.907 | 2319.057 | 2427.122 | 2526.138 | 2624.424
Hydrogen Evolution | Lct_BB009 | Number | SSEN (SHEPD) | Taynuilt |  | 62.838 | 81.586 | 98.096 | 115.295 | 135.029 | 154.85 | 176.588 | 203.735 | 233.961 | 268.058 | 304.259 | 344.363 | 461.351 | 577.146 | 691.381 | 804.656 | 916.452 | 1049.421 | 1171.68 | 1286.188 | 1393.617 | 1487.505 | 1569.902 | 1653.908 | 1731.499 | 1802.725 | 1873.485
Hydrogen Evolution | Lct_BB009 | Number | SSEN (SHEPD) | Thurso |  | 135.538 | 159.368 | 189.313 | 219.847 | 254.337 | 288.095 | 324.492 | 374.638 | 430.459 | 493.495 | 560.447 | 634.574 | 841.112 | 1040.245 | 1231.212 | 1414.92 | 1590.285 | 1813.198 | 2015.494 | 2202.696 | 2376.029 | 2524.639 | 2660.276 | 2798.439 | 2925.343 | 3041.071 | 3155.674
Hydrogen Evolution | Lct_BB009 | Number | SSEN (SHEPD) | Tummel Bridge |  | 24.166 | 31.371 | 37.755 | 44.401 | 52.045 | 59.73 | 68.159 | 78.629 | 90.305 | 103.459 | 117.433 | 132.946 | 177.856 | 222.359 | 266.298 | 309.908 | 352.988 | 403.96 | 450.892 | 494.866 | 536.188 | 572.395 | 604.218 | 636.605 | 666.54 | 694.061 | 721.415
Hydrogen Evolution | Lct_BB009 | Number | SSEN (SHEPD) | Willowdale |  | 80.852 | 104.963 | 126.179 | 148.26 | 173.596 | 199.027 | 226.904 | 261.767 | 300.591 | 344.377 | 390.866 | 442.377 | 591.857 | 739.614 | 885.182 | 1029.336 | 1171.418 | 1341.024 | 1496.824 | 1642.639 | 1779.297 | 1898.524 | 2003.101 | 2109.736 | 2208.127 | 2298.325 | 2387.874
Hydrogen Evolution | Lct_BB009 | Number | SSEN (SHEPD) | Woodhill |  | 108.974 | 141.472 | 170.067 | 199.828 | 233.976 | 268.253 | 305.826 | 352.815 | 405.142 | 464.158 | 526.816 | 596.244 | 797.718 | 996.869 | 1193.068 | 1387.362 | 1578.864 | 1807.464 | 2017.455 | 2213.989 | 2398.18 | 2558.876 | 2699.827 | 2843.552 | 2976.165 | 3097.736 | 3218.432
Hydrogen Evolution | Lct_BB009 | Number | SSEN South | Acton Lane 66kV |  | 196.595 | 230.344 | 281.405 | 335.351 | 398.555 | 463.485 | 535.621 | 602.595 | 675.656 | 755.939 | 838.539 | 928.589 | 1227.961 | 1520.72 | 1805.67 | 2084.477 | 2355.759 | 2650.841 | 2909.579 | 3140.376 | 3346.2 | 3512.829 | 3669.916 | 3826.97 | 3965.819 | 4087.113 | 4204.507
Hydrogen Evolution | Lct_BB009 | Number | SSEN South | Axminster H |  | 310.626 | 366.379 | 434.159 | 502.644 | 579.914 | 654.961 | 735.367 | 820.704 | 912.449 | 1012.542 | 1113.849 | 1222.846 | 1687.609 | 2177.678 | 2692.367 | 3235.024 | 3804.627 | 4321.165 | 4786.897 | 5214.519 | 5607.937 | 5942.238 | 6242.582 | 6546.151 | 6821.777 | 7070.154 | 7314.549
Hydrogen Evolution | Lct_BB009 | Number | SSEN South | Botley Wood |  | 627.683 | 742.7 | 894.595 | 1052.822 | 1234.978 | 1418.319 | 1619.571 | 1817.096 | 2030.924 | 2265.834 | 2505.99 | 2765.83 | 3734.653 | 4715.231 | 5705.096 | 6710.098 | 7726.793 | 8737.276 | 9634.638 | 10446.52 | 11181.23 | 11790.03 | 12352.96 | 12919.95 | 13428.69 | 13880.77 | 14322.42
Hydrogen Evolution | Lct_BB009 | Number | SSEN South | Bramley |  | 534.878 | 643.515 | 761.473 | 880.061 | 1013.74 | 1142.987 | 1280.954 | 1430.124 | 1590.85 | 1766.085 | 1943.712 | 2135.419 | 2934.067 | 3772.61 | 4649.462 | 5570.345 | 6533.287 | 7411.535 | 8202.847 | 8928.252 | 9595.282 | 10161.81 | 10684.31 | 11212.19 | 11693.13 | 12128.48 | 12557.74
Hydrogen Evolution | Lct_BB009 | Number | SSEN South | Canal Bank (Willesden 66kV) |  | 271.421 | 318.016 | 388.51 | 462.989 | 550.249 | 639.891 | 739.483 | 831.948 | 932.817 | 1043.657 | 1157.694 | 1282.018 | 1695.335 | 2099.52 | 2492.924 | 2877.848 | 3252.382 | 3659.776 | 4016.991 | 4335.632 | 4619.794 | 4849.844 | 5066.719 | 5283.55 | 5475.245 | 5642.705 | 5804.78
Hydrogen Evolution | Lct_BB009 | Number | SSEN South | Chickerell |  | 339.861 | 400.706 | 474.735 | 549.548 | 633.901 | 715.803 | 803.547 | 896.663 | 996.697 | 1105.851 | 1216.269 | 1334.952 | 1843.26 | 2379.206 | 2942.09 | 3535.559 | 4158.511 | 4723.734 | 5233.185 | 5700.9 | 6131.026 | 6496.267 | 6824.256 | 7155.904 | 7456.954 | 7728.124 | 7994.902
Hydrogen Evolution | Lct_BB009 | Number | SSEN South | Cowley |  | 1704.975 | 2004.922 | 2396.339 | 2796.774 | 3254.786 | 3707.916 | 4199.164 | 4694.018 | 5228.843 | 5812.355 | 6405.572 | 7047.473 | 9625.54 | 12312.27 | 15101.98 | 18013.02 | 21038.61 | 23839.52 | 26354.41 | 28652.01 | 30756.73 | 32533.89 | 34155.87 | 35790.91 | 37271.4 | 38602.06 | 39909.37
Hydrogen Evolution | Lct_BB009 | Number | SSEN South | Ealing |  | 1474.118 | 1727.734 | 2110.632 | 2514.971 | 2988.781 | 3475.42 | 4015.953 | 4517.785 | 5065.321 | 5666.815 | 6285.652 | 6960.466 | 9201.284 | 11392.39 | 13524.75 | 15610.89 | 17640.46 | 19848.51 | 21784.68 | 23511.69 | 25051.92 | 26298.98 | 27474.95 | 28650.46 | 29689.69 | 30597.57 | 31476.26
Hydrogen Evolution | Lct_BB009 | Number | SSEN South | East Claydon |  | 807.49 | 931.821 | 1103.114 | 1275.249 | 1469.539 | 1657.493 | 1858.158 | 2073.649 | 2305.875 | 2558.773 | 2814.978 | 3091.603 | 4242.536 | 5451.499 | 6716.217 | 8045.111 | 9435.447 | 10701.36 | 11841.32 | 12885.79 | 13845.55 | 14659.73 | 15411.28 | 16170.57 | 16861.93 | 17487.25 | 18103.58
Hydrogen Evolution | Lct_BB009 | Number | SSEN South | Fawley |  | 575.926 | 690.461 | 815.372 | 940.776 | 1081.479 | 1216.934 | 1361.194 | 1519.241 | 1689.047 | 1874.411 | 2061.987 | 2263.615 | 3109.162 | 3992.417 | 4911.972 | 5873.652 | 6875.331 | 7801.731 | 8634.094 | 9395.882 | 10094.14 | 10684.16 | 11230.94 | 11784.47 | 12288.27 | 12743.43 | 13191.92
Hydrogen Evolution | Lct_BB009 | Number | SSEN South | Fleet |  | 3299.253 | 3996.647 | 4729.183 | 5466.78 | 6297.466 | 7101.083 | 7959.614 | 8878.146 | 9865.16 | 10940.88 | 12028.5 | 13198.4 | 18188.27 | 23441.34 | 28949.56 | 34748.81 | 40827.71 | 46341.12 | 51305.73 | 55857.31 | 60039.3 | 63586.23 | 66863.2 | 70179.38 | 73201.88 | 75937.68 | 78635.65
Hydrogen Evolution | Lct_BB009 | Number | SSEN South | Greenford (Willesden 66kV) |  | 256.063 | 300.021 | 366.526 | 436.791 | 519.113 | 603.683 | 697.64 | 784.873 | 880.034 | 984.601 | 1092.186 | 1209.475 | 1599.405 | 1980.719 | 2351.862 | 2715.006 | 3068.346 | 3452.688 | 3789.69 | 4090.301 | 4358.383 | 4575.416 | 4780.02 | 4984.581 | 5165.429 | 5323.414 | 5476.318
Hydrogen Evolution | Lct_BB009 | Number | SSEN South | Iver 132kV |  | 802.17 | 938.619 | 1125.473 | 1317.691 | 1538.397 | 1758.186 | 1997.527 | 2236.344 | 2494.962 | 2777.698 | 3065.971 | 3378.385 | 4590.785 | 5841.957 | 7128.906 | 8459.908 | 9831.368 | 11129.79 | 12291.87 | 13350.24 | 14316.42 | 15128.03 | 15871.44 | 16620.04 | 17295.87 | 17901.23 | 18494.92
Hydrogen Evolution | Lct_BB009 | Number | SSEN South | Iver 66kV |  | 432.315 | 514.127 | 612.784 | 713.485 | 828.074 | 940.87 | 1062.814 | 1189.616 | 1326.611 | 1476.556 | 1629.254 | 1794.325 | 2436.467 | 3095.929 | 3771.213 | 4466.543 | 5179.946 | 5864.828 | 6476.665 | 7033.248 | 7540.262 | 7964.69 | 8359.637 | 8758.262 | 9118.795 | 9442.232 | 9759.742
Hydrogen Evolution | Lct_BB009 | Number | SSEN South | Laleham |  | 586.587 | 700.132 | 840.781 | 985.951 | 1152.836 | 1319.563 | 1501.557 | 1682.684 | 1878.905 | 2093.813 | 2313.236 | 2550.974 | 3439.046 | 4339.995 | 5251.338 | 6178.679 | 7118.919 | 8047.624 | 8873.765 | 9621.913 | 10300.29 | 10864.2 | 11389.97 | 11919.32 | 12395.67 | 12820.6 | 13236.5
Hydrogen Evolution | Lct_BB009 | Number | SSEN South | Loudwater (Amersham) |  | 181.473 | 216.185 | 254.993 | 293.873 | 337.404 | 379.182 | 423.583 | 472.952 | 526.001 | 583.959 | 642.646 | 705.721 | 966.869 | 1238.241 | 1519.387 | 1812.06 | 2115.566 | 2400.062 | 2655.303 | 2888.618 | 3102.128 | 3282.095 | 3449.681 | 3619.393 | 3773.788 | 3913.179 | 4050.482
Hydrogen Evolution | Lct_BB009 | Number | SSEN South | Lovedean |  | 2254.543 | 2663.879 | 3205.183 | 3765.694 | 4411.471 | 5059.033 | 5767.624 | 6453.435 | 7194.909 | 8005.39 | 8830.499 | 9722.839 | 13198.67 | 16773.96 | 20440.57 | 24221.87 | 28107.47 | 31806.24 | 35106.56 | 38104.8 | 40832.37 | 43110.9 | 45207.33 | 47319.41 | 49221.94 | 50920.9 | 52584.71
Hydrogen Evolution | Lct_BB009 | Number | SSEN South | Mannington |  | 2324.8 | 2742.548 | 3250.227 | 3763.152 | 4342.035 | 4904.344 | 5506.822 | 6146.284 | 6833.977 | 7584.204 | 8343.706 | 9161.207 | 12640.22 | 16308.78 | 20161.59 | 24223.77 | 28487.62 | 32353.31 | 35839.31 | 39040.21 | 41985.63 | 44489.22 | 46738.98 | 49012.47 | 51076.9 | 52937.61 | 54768.61
Hydrogen Evolution | Lct_BB009 | Number | SSEN South | Melksham |  | 1415.602 | 1502.356 | 1792.244 | 2087.952 | 2425.288 | 2757.73 | 3117.216 | 3491.017 | 3895.983 | 4338.916 | 4790.862 | 5281.295 | 7325.611 | 9513.466 | 11842.21 | 14328.06 | 16967.67 | 19315.43 | 21451.05 | 23427.87 | 25263.08 | 26843.05 | 28143.56 | 29451.89 | 30629.52 | 31680.62 | 32709.56
Hydrogen Evolution | Lct_BB009 | Number | SSEN South | Minety |  | 870.045 | 1011.227 | 1196.785 | 1383.595 | 1594.093 | 1797.781 | 2015.4 | 2251.427 | 2505.71 | 2783.344 | 3064.986 | 3368.732 | 4634.049 | 5963.596 | 7355.259 | 8818.137 | 10349.3 | 11752.4 | 13017.65 | 14179.34 | 15248.26 | 16156.71 | 16973.26 | 17798.37 | 18547.51 | 19222.63 | 19886.91
Hydrogen Evolution | Lct_BB009 | Number | SSEN South | North Hyde |  | 504.067 | 599.192 | 727.462 | 861.514 | 1017.811 | 1176.729 | 1352.055 | 1518.011 | 1698.83 | 1896.866 | 2100.018 | 2321.474 | 3093.547 | 3864.836 | 4632.53 | 5401.465 | 6168.581 | 6954.159 | 7648.991 | 8273.962 | 8837.012 | 9300.369 | 9733.644 | 10167.74 | 10555.16 | 10897.6 | 11231.06
Hydrogen Evolution | Lct_BB009 | Number | SSEN South | Nursling |  | 1360.019 | 1618.874 | 1952.31 | 2297.533 | 2697.113 | 3098.921 | 3539.071 | 3966.793 | 4431.563 | 4939.739 | 5459.345 | 6024.299 | 8079.984 | 10157.63 | 12250.54 | 14372.02 | 16514.61 | 18647.31 | 20542.99 | 22256.84 | 23809.57 | 25098.66 | 26294.52 | 27495.01 | 28571.72 | 29528.98 | 30464.05
Hydrogen Evolution | Lct_BB009 | Number | SSEN South | Perivale (Willesden 66kV) |  | 130.442 | 152.834 | 186.713 | 222.507 | 264.443 | 307.524 | 355.386 | 399.824 | 448.301 | 501.569 | 556.373 | 616.122 | 814.757 | 1009.003 | 1198.068 | 1383.058 | 1563.055 | 1758.843 | 1930.516 | 2083.651 | 2220.216 | 2330.775 | 2435.003 | 2539.209 | 2631.335 | 2711.815 | 2789.706
Hydrogen Evolution | Lct_BB009 | Number | SSEN South | Wesley Avenue (Willesden 66kV) |  | 58.535 | 68.583 | 83.786 | 99.848 | 118.666 | 137.999 | 159.477 | 179.418 | 201.171 | 225.075 | 249.668 | 276.48 | 365.615 | 452.782 | 537.623 | 620.636 | 701.408 | 789.266 | 866.303 | 935.021 | 996.303 | 1045.916 | 1092.687 | 1139.449 | 1180.79 | 1216.904 | 1251.857
Hydrogen Evolution | Lct_BB009 | Number | UKPN Eastern | Amersham Main |  | 711.768 | 793.831 | 942.824 | 1093.739 | 1264.742 | 1431.623 | 1610.936 | 1793.637 | 1989.669 | 2202.615 | 2417.194 | 2647.775 | 3678.212 | 4779.873 | 5951.478 | 7200.99 | 8526.633 | 9685.325 | 10732.16 | 11694.78 | 12582.3 | 13338.87 | 14024.93 | 14718.73 | 15350.84 | 15922.84 | 16486.81
Hydrogen Evolution | Lct_BB009 | Number | UKPN Eastern | Barking (Eastern) |  | 495.044 | 583.849 | 714.204 | 853.165 | 1015.587 | 1183.202 | 1370.175 | 1542.679 | 1730.251 | 1937.15 | 2149.955 | 2381.024 | 3178.294 | 3965.773 | 4740.952 | 5508.13 | 6263.871 | 7063.196 | 7765.706 | 8394.783 | 8957.295 | 9414.622 | 9836.737 | 10260 | 10634.43 | 10961.49 | 11278.15
Hydrogen Evolution | Lct_BB009 | Number | UKPN Eastern | Braintree |  | 945.308 | 1051.806 | 1249.515 | 1450.066 | 1677.266 | 1899.205 | 2137.889 | 2381.099 | 2641.977 | 2925.641 | 3211.577 | 3518.614 | 4884.088 | 6339.801 | 7884.097 | 9527.338 | 11267.06 | 12798.3 | 14180.43 | 15450.57 | 16620.47 | 17616.26 | 18519.64 | 19433.48 | 20265.58 | 21017.93 | 21759.44
Hydrogen Evolution | Lct_BB009 | Number | UKPN Eastern | Bramford |  | 1998.902 | 2398.271 | 2843.443 | 3293.512 | 3801.795 | 4296.008 | 4825.877 | 5391.07 | 5999.662 | 6664.381 | 7338.52 | 8064.822 | 11040.43 | 14136.22 | 17346.55 | 20691.82 | 24164.12 | 27401.35 | 30306.14 | 32960.55 | 35390.22 | 37439.15 | 39343.36 | 41269.29 | 43020.1 | 44599.94 | 46155.54
Hydrogen Evolution | Lct_BB009 | Number | UKPN Eastern | Brimsdown |  | 689.389 | 806.519 | 976.499 | 1154.061 | 1360.151 | 1569.045 | 1799.187 | 2018.004 | 2255.572 | 2515.859 | 2782.144 | 3071.235 | 4125.246 | 5189.051 | 6259.469 | 7343.112 | 8436.15 | 9527.115 | 10495.1 | 11369.28 | 12159.6 | 12813.52 | 13412.6 | 14013.84 | 14550.85 | 15025.74 | 15488.4
Hydrogen Evolution | Lct_BB009 | Number | UKPN Eastern | Burwell Main |  | 1179.799 | 1428.845 | 1702.05 | 1980.269 | 2296.844 | 2607.915 | 2943.709 | 3286.969 | 3656.923 | 4060.312 | 4469.295 | 4910.528 | 6738.521 | 8654.118 | 10653.87 | 12750.86 | 14940.64 | 16943.39 | 18743.99 | 20391.73 | 21903.22 | 23182.11 | 24351.77 | 25532.71 | 26604.6 | 27570.46 | 28520.7
Hydrogen Evolution | Lct_BB009 | Number | UKPN Eastern | Clacton (Bramford) |  | 0 | 0 | 0 | 0 | 0 | 0 | 0 | 0 | 0 | 0 | 0 | 0 | 0 | 0 | 0 | 0 | 0 | 0 | 0 | 0 | 0 | 0 | 0 | 0 | 0 | 0 | 0
Hydrogen Evolution | Lct_BB009 | Number | UKPN Eastern | Eaton Socon |  | 1471.798 | 1750.406 | 2092.621 | 2442.188 | 2842.477 | 3238.364 | 3667.321 | 4100.462 | 4569.211 | 5080.427 | 5600.585 | 6164.235 | 8388.007 | 10695.69 | 13081.9 | 15562.45 | 18131.23 | 20531.35 | 22683.53 | 24646.79 | 26442.65 | 27955.66 | 29340.75 | 30735.91 | 31997.58 | 33130 | 34241.69
Hydrogen Evolution | Lct_BB009 | Number | UKPN Eastern | Elstree |  | 929.542 | 1106.608 | 1307.012 | 1507.923 | 1733.612 | 1950.817 | 2182 | 2438.177 | 2714.232 | 3015.77 | 3321.805 | 3651.904 | 4984.142 | 6364.299 | 7789.539 | 9268.879 | 10798.55 | 12241.08 | 13535.14 | 14717.07 | 15798.69 | 16710.57 | 17565.35 | 18429.88 | 19216.7 | 19927.69 | 20628.26
Hydrogen Evolution | Lct_BB009 | Number | UKPN Eastern | Mill Hill |  | 2111.593 | 2529.436 | 3066.981 | 3627.695 | 4280.584 | 4943.023 | 5672.878 | 6366.588 | 7121.923 | 7948.857 | 8796.47 | 9719.758 | 12962.78 | 16206.56 | 19439.55 | 22682.12 | 25921.58 | 29228.52 | 32154.46 | 34787.45 | 37160.41 | 39114.17 | 40930.43 | 42750.07 | 44372.83 | 45805.82 | 47200.56
Hydrogen Evolution | Lct_BB009 | Number | UKPN Eastern | Norwich Main |  | 2498.755 | 3015.61 | 3607.198 | 4214.039 | 4908.283 | 5596.59 | 6344.108 | 7091.121 | 7897.458 | 8777.784 | 9672.138 | 10638.05 | 14532.69 | 18583.55 | 22782.76 | 27157.57 | 31697.76 | 35918.87 | 39702.17 | 43154.51 | 46310.57 | 48966.78 | 51400.42 | 53856.22 | 56078.39 | 58073.25 | 60032.14
Hydrogen Evolution | Lct_BB009 | Number | UKPN Eastern | Pelham |  | 462.396 | 565.149 | 669.648 | 775.196 | 894.281 | 1009.908 | 1133.76 | 1263.488 | 1402.675 | 1554.212 | 1707.122 | 1871.333 | 2592.085 | 3356.599 | 4163.892 | 5019.266 | 5921.256 | 6724.604 | 7449.179 | 8114.556 | 8726.962 | 9247.702 | 9723.503 | 10204.92 | 10643.56 | 11040.45 | 11431.8
Hydrogen Evolution | Lct_BB009 | Number | UKPN Eastern | Rayleigh |  | 1814.76 | 2129.95 | 2555.003 | 2992.972 | 3495.818 | 3997.153 | 4543.626 | 5084.857 | 5670.181 | 6310.125 | 6961.868 | 7666.929 | 10393.59 | 13190.83 | 16051.98 | 18995.14 | 22011.85 | 24909.56 | 27495.99 | 29846.31 | 31985.29 | 33773.26 | 35411.31 | 37060.9 | 38546.01 | 39871.47 | 41169.1
Hydrogen Evolution | Lct_BB009 | Number | UKPN Eastern | Rye House |  | 679.21 | 794.233 | 937.584 | 1081.356 | 1242.61 | 1397.685 | 1562.704 | 1745.063 | 1941.199 | 2155.411 | 2372.448 | 2606.044 | 3573.236 | 4580.818 | 5626.984 | 6718.316 | 7852.235 | 8907.445 | 9855.366 | 10722.51 | 11517.26 | 12188.87 | 12821.52 | 13462.28 | 14047.1 | 14577.21 | 15100.41
Hydrogen Evolution | Lct_BB009 | Number | UKPN Eastern | Sheringham Shoal (Norwich) |  | 0 | 0 | 0 | 0 | 0 | 0 | 0 | 0 | 0 | 0 | 0 | 0 | 0 | 0 | 0 | 0 | 0 | 0 | 0 | 0 | 0 | 0 | 0 | 0 | 0 | 0 | 0
Hydrogen Evolution | Lct_BB009 | Number | UKPN Eastern | Sundon |  | 1291.296 | 1486.871 | 1759.156 | 2032.927 | 2341.361 | 2639.485 | 2957.715 | 3299.448 | 3666.989 | 4067.432 | 4472.529 | 4908.751 | 6747.656 | 8679.34 | 10700.66 | 12824.89 | 15047.8 | 17073.69 | 18896.6 | 20566.56 | 22099.64 | 23398.14 | 24595.35 | 25806.24 | 26908.34 | 27904.27 | 28885.59
Hydrogen Evolution | Lct_BB009 | Number | UKPN Eastern | Tilbury |  | 251.08 | 298.759 | 352.188 | 405.729 | 465.57 | 522.941 | 583.892 | 651.688 | 724.405 | 803.878 | 884.238 | 970.396 | 1331.124 | 1705.883 | 2094.133 | 2498.273 | 2917.364 | 3310.831 | 3663.531 | 3985.845 | 4280.487 | 4528.396 | 4759.049 | 4992.875 | 5205.488 | 5397.244 | 5586.055
Hydrogen Evolution | Lct_BB009 | Number | UKPN Eastern | Tottenham |  | 2331.447 | 2752.064 | 3366.085 | 4019.607 | 4783.921 | 5572.117 | 6450.75 | 7261.358 | 8143.305 | 9115.305 | 10115.02 | 11201.4 | 14935.85 | 18623.68 | 22252.64 | 25843.15 | 29379.09 | 33119.55 | 36407.64 | 39351.71 | 41984.93 | 44126.71 | 46105.12 | 48087.62 | 49841.4 | 51373.64 | 52857.12
Hydrogen Evolution | Lct_BB009 | Number | UKPN Eastern | Walpole (_A) |  | 727.057 | 805.706 | 954.954 | 1105.879 | 1276.167 | 1441.666 | 1619.084 | 1804.623 | 2003.624 | 2220.414 | 2439.182 | 2673.949 | 3699.869 | 4785.296 | 5928.902 | 7138.15 | 8410.92 | 9551.498 | 10578.93 | 11521.58 | 12387.95 | 13122.98 | 13794.52 | 14474.23 | 15092.88 | 15651.82 | 16202.55
Hydrogen Evolution | Lct_BB009 | Number | UKPN Eastern | Warley |  | 1192.181 | 1423.763 | 1692.91 | 1966.47 | 2276.712 | 2580.45 | 2907.63 | 3250.946 | 3621.181 | 4025.926 | 4437.156 | 4880.837 | 6662.259 | 8507.719 | 10413.64 | 12392.12 | 14438.21 | 16364.8 | 18090.9 | 19665.89 | 21105.08 | 22315.53 | 23431.54 | 24558.96 | 25580.4 | 26498.5 | 27400.69
Hydrogen Evolution | Lct_BB009 | Number | UKPN Eastern | Watford South |  | 1134.703 | 1324.862 | 1567.342 | 1811.404 | 2086.157 | 2351.806 | 2635.504 | 2939.521 | 3266.142 | 3622.13 | 3982 | 4368.98 | 6018.353 | 7753.426 | 9571.594 | 11484.69 | 13488.95 | 15311 | 16951.2 | 18454.71 | 19835.65 | 21006.23 | 22084.21 | 23175.02 | 24168.39 | 25066.61 | 25951.96
Hydrogen Evolution | Lct_BB009 | Number | UKPN Eastern | West Thurrock |  | 185.862 | 220.595 | 269.599 | 321.228 | 381.842 | 444.072 | 513.139 | 576.844 | 646.424 | 722.695 | 801.127 | 886.793 | 1174.215 | 1457.659 | 1735.937 | 2010.767 | 2280.879 | 2566.93 | 2818.727 | 3044.014 | 3245.862 | 3410.521 | 3563.402 | 3715.953 | 3850.896 | 3968.943 | 4083.248
Hydrogen Evolution | Lct_BB009 | Number | UKPN Eastern | Wymondley |  | 870.591 | 1033.02 | 1221.902 | 1412.151 | 1626.154 | 1833.069 | 2054.098 | 2290.357 | 2543.861 | 2820.201 | 3099.275 | 3398.875 | 4690.537 | 6050.923 | 7478.2 | 8981.583 | 10558.2 | 11987.69 | 13274.38 | 14454.04 | 15537.39 | 16455.43 | 17299.48 | 18154.01 | 18932.13 | 19635.5 | 20328.73
Hydrogen Evolution | Lct_BB009 | Number | UKPN London | Acton Lane 22kV |  | 245.195 | 287.769 | 351.482 | 418.621 | 497.357 | 578.147 | 667.803 | 751.024 | 841.891 | 941.599 | 1044.174 | 1156.135 | 1526.09 | 1887.693 | 2239.39 | 2583.291 | 2917.68 | 3281.759 | 3601.075 | 3885.839 | 4139.87 | 4345.639 | 4539.913 | 4733.952 | 4905.486 | 5055.368 | 5200.429
Hydrogen Evolution | Lct_BB009 | Number | UKPN London | Barking (London) |  | 34.096 | 40.476 | 49.466 | 58.934 | 70.051 | 81.462 | 94.126 | 105.806 | 118.565 | 132.548 | 146.927 | 162.636 | 215.29 | 267.212 | 318.184 | 368.52 | 417.988 | 470.378 | 516.496 | 557.758 | 594.729 | 624.893 | 652.904 | 680.85 | 705.571 | 727.197 | 748.138
Hydrogen Evolution | Lct_BB009 | Number | UKPN London | Barking West |  | 1212.635 | 1434.934 | 1754.46 | 2092.992 | 2489.6 | 2897.782 | 3351.91 | 3770.838 | 4227.419 | 4729.406 | 5245.67 | 5807.962 | 7720.14 | 9607.301 | 11462.46 | 13296.5 | 15101.07 | 17010.94 | 18690.84 | 20194.49 | 21540.4 | 22636.53 | 23651.35 | 24666.37 | 25564.26 | 26349.17 | 27109.15
Hydrogen Evolution | Lct_BB009 | Number | UKPN London | Beddington LPN |  | 1641.547 | 1942.796 | 2300.302 | 2660.276 | 3066.207 | 3459.28 | 3879.438 | 4338.428 | 4833.61 | 5375.053 | 5925.417 | 6519.385 | 8830.535 | 11193.06 | 13601.55 | 16071 | 18594.12 | 21047.8 | 23236.12 | 25224.16 | 27031.56 | 28539.62 | 29984.55 | 31446.86 | 32774.95 | 33971.57 | 35148.99
Hydrogen Evolution | Lct_BB009 | Number | UKPN London | City Road |  | 1483.532 | 1807.206 | 2196.823 | 2583.407 | 3047.031 | 3509.772 | 4009.318 | 4470.256 | 4984.941 | 5530.527 | 6090.195 | 6719.664 | 8488.125 | 10191.99 | 11813.11 | 13368.43 | 14848.92 | 16509.77 | 17977.65 | 19276.77 | 20446.99 | 21410.41 | 22360.15 | 23281.66 | 24094.65 | 24809.78 | 25501.66
Hydrogen Evolution | Lct_BB009 | Number | UKPN London | Hackney 132kV |  | 685.626 | 814.315 | 995.112 | 1185.346 | 1408.8 | 1638.077 | 1892.404 | 2126.982 | 2383.316 | 2664.104 | 2952.845 | 3268.422 | 4323.899 | 5364.582 | 6385.991 | 7394.497 | 8385.43 | 9434.988 | 10359.03 | 11185.71 | 11926.55 | 12531.13 | 13092.83 | 13653.02 | 14148.54 | 14582.1 | 15001.91
Hydrogen Evolution | Lct_BB009 | Number | UKPN London | Hackney 66kV |  | 1040.862 | 1229.587 | 1503.757 | 1795.149 | 2136.125 | 2487.536 | 2879.03 | 3240.203 | 3633.371 | 4066.36 | 4511.686 | 4995.957 | 6655.108 | 8293.236 | 9904.716 | 11498.73 | 13068.09 | 14728.47 | 16188.32 | 17495.29 | 18664.54 | 19615.95 | 20495.41 | 21376.17 | 22155.32 | 22836.16 | 23495.34
Hydrogen Evolution | Lct_BB009 | Number | UKPN London | Hurst |  | 698.179 | 822.078 | 995.69 | 1177.198 | 1387.949 | 1601.735 | 1837.378 | 2063.935 | 2310.414 | 2580.925 | 2858.434 | 3160.305 | 4236.711 | 5319.812 | 6406.299 | 7502.898 | 8605.637 | 9718.706 | 10706.07 | 11597.61 | 12403.38 | 13069.68 | 13678.77 | 14290.1 | 14835.72 | 15317.77 | 15787.17
Hydrogen Evolution | Lct_BB009 | Number | UKPN London | Islington |  | 1001.237 | 1176.32 | 1436.565 | 1710.357 | 2031.629 | 2361.045 | 2726.347 | 3065.376 | 3435.769 | 3841.844 | 4259.56 | 4715.852 | 6217.754 | 7685.289 | 9111.948 | 10506.42 | 11861.73 | 13338.3 | 14633.53 | 15788.42 | 16818.88 | 17653.86 | 18442.95 | 19230.58 | 19926.82 | 20535.27 | 21124.14
Hydrogen Evolution | Lct_BB009 | Number | UKPN London | Littlebrook LPN |  | 109.324 | 130.18 | 154.109 | 178.187 | 205.344 | 231.629 | 259.709 | 290.254 | 323.206 | 359.186 | 395.729 | 435.19 | 593.685 | 757.907 | 927.494 | 1103.522 | 1285.534 | 1457.08 | 1611.086 | 1751.799 | 1880.689 | 1989.525 | 2090.828 | 2193.153 | 2286.2 | 2370.225 | 2452.984
Hydrogen Evolution | Lct_BB009 | Number | UKPN London | Lodge Road (St John's Wood) |  | 1349.404 | 1594.581 | 1945.897 | 2312.16 | 2743.371 | 3183.703 | 3670.053 | 4121.04 | 4615.339 | 5154.581 | 5709.056 | 6317.335 | 8276.005 | 10186.4 | 12038.52 | 13844.67 | 15595.63 | 17510.1 | 19191.05 | 20688.46 | 22026.13 | 23112.22 | 24144.25 | 25170.57 | 26077.58 | 26870.88 | 27638.63
Hydrogen Evolution | Lct_BB009 | Number | UKPN London | New Cross 66kV |  | 1808.051 | 2143.111 | 2590.726 | 3054.875 | 3593.942 | 4137.795 | 4734.674 | 5313.801 | 5944.701 | 6635.191 | 7343.11 | 8114.665 | 10777.13 | 13420.21 | 16033.69 | 18633.97 | 21210.04 | 23894.5 | 26263.6 | 28389.65 | 30300.04 | 31865.46 | 33358.46 | 34855.49 | 36193.2 | 37377.17 | 38530.9
Hydrogen Evolution | Lct_BB009 | Number | UKPN London | Redbridge |  | 801.233 | 946.422 | 1157.467 | 1381.809 | 1644.308 | 1914.861 | 2216.295 | 2494.385 | 2797.091 | 3130.485 | 3473.38 | 3846.229 | 5124.157 | 6385.922 | 7627.208 | 8855.078 | 10063.99 | 11343.01 | 12467.51 | 13474.28 | 14374.94 | 15107.76 | 15785.09 | 16463.49 | 17063.61 | 17588 | 18095.72
Hydrogen Evolution | Lct_BB009 | Number | UKPN London | St John's Wood |  | 2602.141 | 3086.218 | 3764.389 | 4467.323 | 5296.677 | 6141.342 | 7071.872 | 7934.267 | 8881.461 | 9911.462 | 10970.28 | 12135.07 | 15831.84 | 19433.11 | 22918.11 | 26311.29 | 29595.08 | 33194.31 | 36356.51 | 39171.69 | 41688.56 | 43734.84 | 45686.41 | 47622.4 | 49333.04 | 50830.08 | 52278.84
Hydrogen Evolution | Lct_BB009 | Number | UKPN London | West Ham |  | 1459.848 | 1739.26 | 2124.462 | 2527.4 | 3001.76 | 3487.222 | 4024.345 | 4519.698 | 5062.214 | 5654.602 | 6263.709 | 6931.416 | 9132.502 | 11300.92 | 13426.17 | 15522.22 | 17579.21 | 19759.37 | 21680.42 | 23398.28 | 24939.39 | 26199.32 | 27373.57 | 28541.63 | 29574.82 | 30479.51 | 31355.6
Hydrogen Evolution | Lct_BB009 | Number | UKPN London | Willesden 132kV |  | 1803.589 | 2114.008 | 2582.492 | 3077.167 | 3656.852 | 4252.21 | 4913.477 | 5527.392 | 6197.241 | 6933.068 | 7690.106 | 8515.657 | 11256.46 | 13936.41 | 16544.44 | 19095.9 | 21578.1 | 24278.67 | 26646.75 | 28758.99 | 30642.8 | 32168.07 | 33606.48 | 35044.26 | 36315.35 | 37425.8 | 38500.54
Hydrogen Evolution | Lct_BB009 | Number | UKPN London | Willesden 66kV |  | 530.42 | 622.298 | 760.112 | 905.417 | 1075.784 | 1250.642 | 1444.734 | 1624.904 | 1821.589 | 2037.477 | 2259.574 | 2501.936 | 3303.81 | 4087.664 | 4850.165 | 5595.863 | 6321.041 | 7110.443 | 7802.754 | 8420.183 | 8970.94 | 9417.01 | 9838.028 | 10258.63 | 10630.45 | 10955.32 | 11269.74
Hydrogen Evolution | Lct_BB009 | Number | UKPN London | Wimbledon North |  | 607.588 | 718.763 | 868.922 | 1025.163 | 1206.327 | 1389.352 | 1590.522 | 1785.671 | 1997.922 | 2230.648 | 2469.201 | 2728.642 | 3633.972 | 4533.329 | 5423.537 | 6309.996 | 7188.988 | 8104.023 | 8911.218 | 9635.832 | 10286.59 | 10819.35 | 11326.47 | 11835.71 | 12290.79 | 12693.41 | 13085.76
Hydrogen Evolution | Lct_BB009 | Number | UKPN London | Wimbledon South |  | 3095.289 | 3660.588 | 4425.36 | 5221.513 | 6144.444 | 7077.042 | 8102.327 | 9096.894 | 10178.36 | 11364.48 | 12580.26 | 13902.08 | 18522.18 | 23112.27 | 27656.35 | 32181.85 | 36669.81 | 41341.1 | 45461.6 | 49160.74 | 52482.58 | 55201.72 | 57789.26 | 60388.15 | 62710.67 | 64765.4 | 66767.66
Hydrogen Evolution | Lct_BB009 | Number | UKPN South East | Beddington SPN |  | 2282.542 | 2729.504 | 3224.306 | 3719.915 | 4277.091 | 4813.254 | 5383.735 | 6010.05 | 6684.502 | 7419.93 | 8165.064 | 8968.397 | 12265.36 | 15700.43 | 19267.12 | 22988.63 | 26856.44 | 30453.29 | 33683.66 | 36637.46 | 39343.67 | 41628.76 | 43752.9 | 45901.08 | 47855.19 | 49619.86 | 51358.06
Hydrogen Evolution | Lct_BB009 | Number | UKPN South East | Bolney |  | 3522.651 | 4038.745 | 4844.512 | 5674.358 | 6627.26 | 7577.053 | 8612.112 | 9640.853 | 10754.11 | 11971.51 | 13212.19 | 14555.26 | 19707.63 | 24982.24 | 30365.81 | 35892.21 | 41544.95 | 46998.73 | 51864.25 | 56282.7 | 60301.79 | 63658.81 | 66735.83 | 69832.64 | 72618.67 | 75103.37 | 77534.85
Hydrogen Evolution | Lct_BB009 | Number | UKPN South East | Canterbury |  | 503.718 | 600.069 | 707.962 | 816.075 | 937.195 | 1053.5 | 1177.145 | 1314.535 | 1462.252 | 1623.629 | 1787.11 | 1962.955 | 2689.35 | 3444.591 | 4227.358 | 5042.55 | 5888.213 | 6679.603 | 7390.005 | 8039.57 | 8634.385 | 9136.294 | 9603.682 | 10076.81 | 10507.4 | 10896.39 | 11279.66
Hydrogen Evolution | Lct_BB009 | Number | UKPN South East | Chessington |  | 1641.534 | 1923.065 | 2270.828 | 2619.399 | 3010.778 | 3387.264 | 3787.86 | 4229.628 | 4705.127 | 5224.104 | 5750.039 | 6316.681 | 8649.766 | 11080.12 | 13603.23 | 16235.19 | 18969.85 | 21515.2 | 23801.92 | 25893.6 | 27810.74 | 29430.81 | 30938.39 | 32463.37 | 33851.66 | 35106.55 | 36343.23
Hydrogen Evolution | Lct_BB009 | Number | UKPN South East | Kemsley |  | 455.291 | 544.079 | 642.47 | 741.228 | 852.029 | 958.675 | 1072.236 | 1197.224 | 1331.599 | 1478.359 | 1627.002 | 1786.882 | 2450.178 | 3140.973 | 3858.079 | 4606.006 | 5383.004 | 6106.867 | 6756.888 | 7351.425 | 7896.068 | 8355.926 | 8783.153 | 9215.548 | 9609.031 | 9964.474 | 10314.67
Hydrogen Evolution | Lct_BB009 | Number | UKPN South East | Kingsnorth |  | 1357.54 | 1628.183 | 1969.698 | 2325.728 | 2738.73 | 3156.63 | 3616.473 | 4056.401 | 4534.2 | 5057.586 | 5593.133 | 6174.855 | 8284.027 | 10409.97 | 12546.14 | 14705.79 | 16881.19 | 19061.04 | 20994.72 | 22740.37 | 24318.2 | 25623.27 | 26825.42 | 28032.03 | 29110.57 | 30065.31 | 30995.91
Hydrogen Evolution | Lct_BB009 | Number | UKPN South East | Littlebrook SPN |  | 513.683 | 621.094 | 735.543 | 850.804 | 980.869 | 1106.887 | 1241.616 | 1385.462 | 1540.281 | 1708.99 | 1879.779 | 2063.83 | 2835.133 | 3644.662 | 4491.021 | 5379.764 | 6309.058 | 7157.466 | 7920.936 | 8620.281 | 9262.402 | 9806.444 | 10307.78 | 10814.61 | 11275.83 | 11692.61 | 12103.25
Hydrogen Evolution | Lct_BB009 | Number | UKPN South East | Ninfield |  | 1425.989 | 1702.596 | 2011.862 | 2322.822 | 2672.011 | 3008.772 | 3367.89 | 3757.275 | 4175.299 | 4631.399 | 5092.485 | 5587.689 | 7693.048 | 9900.279 | 12206.14 | 14625.32 | 17152.79 | 19470.1 | 21553.85 | 23462.52 | 25213.52 | 26695.04 | 28063.27 | 29448.56 | 30709.79 | 31849.62 | 32972.93
Hydrogen Evolution | Lct_BB009 | Number | UKPN South East | Northfleet East |  | 960.777 | 1170.589 | 1411.096 | 1661.246 | 1949.889 | 2240.512 | 2559.436 | 2863.779 | 3192.635 | 3552.244 | 3918.26 | 4313.813 | 5870.506 | 7476.689 | 9128.965 | 10837.82 | 12598.76 | 14263.44 | 15750.22 | 17102.42 | 18333.87 | 19364.28 | 20300.17 | 21242.71 | 22090.63 | 22846.67 | 23586.51
Hydrogen Evolution | Lct_BB009 | Number | UKPN South East | Richborough |  | 768.984 | 916.074 | 1080.632 | 1245.529 | 1430.192 | 1607.467 | 1795.909 | 2005.431 | 2230.627 | 2476.678 | 2725.886 | 2993.822 | 4102.456 | 5254.875 | 6449.109 | 7692.609 | 8982.398 | 10190.56 | 11274.96 | 12266.48 | 13174.31 | 13940.16 | 14653.3 | 15375.35 | 16032.48 | 16626.09 | 17210.95
Hydrogen Evolution | Lct_BB009 | Number | UKPN South East | Sellindge |  | 606.028 | 734.877 | 869.714 | 1005.549 | 1158.554 | 1306.646 | 1464.917 | 1633.838 | 1815.317 | 2013.098 | 2213.024 | 2428.026 | 3349.498 | 4320.815 | 5340.52 | 6415.237 | 7542.889 | 8562.53 | 9481.122 | 10323.66 | 11098.19 | 11755.65 | 12360.03 | 12971.44 | 13528.45 | 14032.39 | 14529.24
Hydrogen Evolution | Lct_BB009 | Number | UKPN South East | West Weybridge |  | 1014.555 | 1189.247 | 1405.705 | 1623.195 | 1867.732 | 2103.639 | 2355.174 | 2629.012 | 2923.591 | 3244.994 | 3570.482 | 3920.99 | 5388.447 | 6925.435 | 8529.279 | 10210.26 | 11964.69 | 13576.26 | 15026.59 | 16355.32 | 17575.52 | 18609.75 | 19566.79 | 20534.75 | 21416.64 | 22214.64 | 23001.46
Hydrogen Evolution | Srg_BB001 | MW | Electricity North West | Bredbury | 0 | 0 | 0 | 0 | 75.7 | 75.7 | 75.7 | 75.7 | 75.7 | 75.7 | 75.7 | 75.7 | 75.7 | 75.7 | 75.7 | 75.7 | 75.7 | 75.7 | 75.7 | 75.7 | 75.7 | 75.7 | 75.7 | 75.7 | 75.7 | 75.7 | 75.7 | 75.7
Hydrogen Evolution | Srg_BB001 | MW | Electricity North West | Carrington | 0 | 12 | 12 | 12 | 12 | 12 | 12 | 12 | 12 | 12 | 12 | 12 | 14.85 | 26.85 | 26.85 | 41.85 | 41.85 | 41.85 | 41.85 | 41.85 | 41.85 | 41.85 | 41.85 | 41.85 | 41.85 | 41.85 | 41.85 | 41.85
Hydrogen Evolution | Srg_BB001 | MW | Electricity North West | Harker | 0 | 57 | 57 | 57 | 57 | 57 | 57 | 57 | 57 | 57 | 57 | 57 | 78.15 | 78.15 | 78.15 | 108.15 | 108.15 | 108.15 | 126.15 | 126.15 | 126.15 | 126.15 | 126.15 | 126.15 | 126.15 | 126.15 | 126.15 | 126.15
Hydrogen Evolution | Srg_BB001 | MW | Electricity North West | Heysham (NGET) | 0 | 0 | 0 | 0 | 75 | 76 | 76 | 76 | 76 | 76 | 76 | 76 | 76 | 76 | 76 | 76 | 76 | 76 | 76 | 76 | 76 | 76 | 76 | 76 | 76 | 76 | 76 | 76
Hydrogen Evolution | Srg_BB001 | MW | Electricity North West | Hutton | 0 | 59 | 59 | 59 | 59 | 59 | 59 | 59 | 59 | 59 | 59 | 59 | 59 | 59 | 59 | 59 | 59 | 59 | 59 | 59 | 59 | 59 | 59 | 59 | 59 | 59 | 59 | 59
Hydrogen Evolution | Srg_BB001 | MW | Electricity North West | Kearsley 132kV | 0 | 23.275 | 58.275 | 58.275 | 58.275 | 58.275 | 58.275 | 58.275 | 58.275 | 58.275 | 58.275 | 58.275 | 65.275 | 76.275 | 76.275 | 76.275 | 91.275 | 91.275 | 91.275 | 91.275 | 91.275 | 91.275 | 91.275 | 91.275 | 91.275 | 91.275 | 91.275 | 91.275
Hydrogen Evolution | Srg_BB001 | MW | Electricity North West | Kearsley 33kV | 0 | 0 | 7 | 7 | 7 | 7 | 7 | 7 | 7 | 7 | 7 | 7 | 7 | 7 | 7 | 7 | 7 | 7 | 7 | 7 | 7 | 7 | 7 | 7 | 7 | 7 | 7 | 7
Hydrogen Evolution | Srg_BB001 | MW | Electricity North West | Macclesfield | 0 | 19 | 19 | 19 | 19 | 19 | 19 | 19 | 19 | 19 | 19 | 19 | 19 | 19 | 19 | 19 | 19 | 19 | 19 | 19 | 19 | 19 | 19 | 19 | 19 | 19 | 19 | 19
Hydrogen Evolution | Srg_BB001 | MW | Electricity North West | Padiham | 0 | 8 | 8 | 8 | 8 | 8 | 8 | 8 | 8 | 8 | 8 | 8 | 14.02 | 14.02 | 14.02 | 14.02 | 14.02 | 14.02 | 14.02 | 14.02 | 14.02 | 14.02 | 14.02 | 14.02 | 14.02 | 14.02 | 14.02 | 14.02
Hydrogen Evolution | Srg_BB001 | MW | Electricity North West | Penwortham East | 0 | 98.83 | 148.03 | 148.03 | 148.03 | 148.03 | 148.03 | 148.03 | 148.03 | 148.03 | 148.03 | 148.03 | 148.03 | 148.03 | 148.03 | 148.03 | 148.03 | 148.03 | 148.03 | 148.03 | 148.03 | 148.03 | 148.03 | 148.03 | 148.03 | 148.03 | 148.03 | 148.03
Hydrogen Evolution | Srg_BB001 | MW | Electricity North West | Penwortham West | 0 | 25.3 | 45.3 | 45.3 | 45.3 | 75.3 | 75.3 | 75.3 | 75.3 | 75.3 | 75.3 | 75.3 | 99.095 | 99.095 | 99.095 | 99.095 | 99.095 | 99.095 | 99.095 | 99.095 | 99.095 | 99.095 | 99.095 | 99.095 | 99.095 | 99.095 | 99.095 | 99.095
Hydrogen Evolution | Srg_BB001 | MW | Electricity North West | Rochdale | 0 | 18 | 18 | 18 | 95 | 95 | 95 | 95 | 95 | 95 | 95 | 95 | 95 | 95 | 95 | 95 | 95 | 95 | 95 | 95 | 95 | 95 | 95 | 95 | 95 | 95 | 95 | 95
Hydrogen Evolution | Srg_BB001 | MW | Electricity North West | Stalybridge | 0 | 16 | 102.5 | 122.5 | 122.5 | 122.5 | 122.5 | 122.5 | 122.5 | 122.5 | 122.5 | 122.5 | 122.5 | 132 | 132 | 132 | 132 | 132 | 132 | 132 | 132 | 132 | 132 | 132 | 132 | 132 | 132 | 132
Hydrogen Evolution | Srg_BB001 | MW | Electricity North West | Washway Farm | 0 | 119.8 | 119.8 | 169.7 | 239.7 | 239.7 | 239.7 | 239.7 | 239.7 | 239.7 | 239.7 | 239.7 | 239.7 | 239.7 | 239.7 | 239.7 | 239.7 | 239.7 | 239.7 | 239.7 | 239.7 | 239.7 | 239.7 | 239.7 | 239.7 | 239.7 | 239.7 | 239.7
Hydrogen Evolution | Srg_BB001 | MW | Electricity North West | Whitegate | 0 | 20 | 50 | 50 | 50 | 50 | 50 | 50 | 50 | 50 | 50 | 50 | 61.4 | 61.4 | 61.4 | 61.4 | 61.4 | 61.4 | 61.4 | 61.4 | 61.4 | 61.4 | 61.4 | 61.4 | 61.4 | 61.4 | 61.4 | 61.4
Hydrogen Evolution | Srg_BB001 | MW | NGED East Midlands | Berkswell | 0 | 0 | 20 | 105.5 | 105.5 | 204.5 | 213.153 | 213.153 | 213.153 | 213.153 | 213.153 | 213.153 | 213.153 | 213.153 | 213.153 | 213.153 | 213.153 | 213.153 | 213.153 | 213.153 | 213.153 | 213.153 | 213.153 | 213.153 | 213.153 | 213.153 | 213.153 | 213.153
Hydrogen Evolution | Srg_BB001 | MW | NGED East Midlands | Bicker Fen | 0 | 6.65 | 6.65 | 6.65 | 6.65 | 106.55 | 106.55 | 106.55 | 106.55 | 106.55 | 106.55 | 106.55 | 106.55 | 106.55 | 106.55 | 106.55 | 106.55 | 106.55 | 106.55 | 106.55 | 106.55 | 106.55 | 106.55 | 106.55 | 106.55 | 106.55 | 106.55 | 106.55
Hydrogen Evolution | Srg_BB001 | MW | NGED East Midlands | Chesterfield | 0 | 83.802 | 211.702 | 211.702 | 211.702 | 212.652 | 220.382 | 220.382 | 220.382 | 220.382 | 320.282 | 320.282 | 320.282 | 320.282 | 320.282 | 320.282 | 320.282 | 320.282 | 320.282 | 320.282 | 320.282 | 320.282 | 320.282 | 320.282 | 320.282 | 320.282 | 320.282 | 320.282
Hydrogen Evolution | Srg_BB001 | MW | NGED East Midlands | Coventry | 0 | 5.035 | 5.035 | 5.035 | 5.035 | 5.035 | 5.035 | 5.035 | 5.035 | 5.035 | 5.035 | 5.035 | 9.035 | 9.035 | 9.035 | 9.035 | 9.035 | 9.035 | 9.035 | 9.035 | 9.035 | 9.035 | 9.035 | 9.035 | 9.035 | 9.035 | 9.035 | 9.035
Hydrogen Evolution | Srg_BB001 | MW | NGED East Midlands | Drakelow | 0 | 9.5 | 26.5 | 26.5 | 26.5 | 51.5 | 51.5 | 141.5 | 141.5 | 141.5 | 141.5 | 141.5 | 141.5 | 141.5 | 141.5 | 141.5 | 141.5 | 141.5 | 141.5 | 141.5 | 141.5 | 141.5 | 141.5 | 141.5 | 141.5 | 141.5 | 141.5 | 141.5
Hydrogen Evolution | Srg_BB001 | MW | NGED East Midlands | Enderby | 0 | 56.905 | 76.905 | 76.905 | 76.905 | 76.905 | 76.905 | 76.905 | 76.905 | 76.905 | 76.905 | 76.905 | 76.905 | 76.905 | 76.905 | 76.905 | 76.905 | 76.905 | 76.905 | 76.905 | 76.905 | 76.905 | 76.905 | 76.905 | 76.905 | 76.905 | 76.905 | 76.905
Hydrogen Evolution | Srg_BB001 | MW | NGED East Midlands | Grendon | 0 | 21.93 | 21.93 | 61.93 | 111.93 | 111.93 | 111.93 | 111.93 | 111.93 | 111.93 | 111.93 | 111.93 | 115.93 | 124.93 | 124.93 | 124.93 | 124.93 | 124.93 | 124.93 | 124.93 | 124.93 | 124.93 | 124.93 | 124.93 | 124.93 | 124.93 | 124.93 | 124.93
Hydrogen Evolution | Srg_BB001 | MW | NGED East Midlands | Ratcliffe | 0 | 21 | 71 | 71 | 71 | 71 | 71 | 71 | 71 | 271 | 271 | 271 | 271 | 271 | 271 | 271 | 271 | 271 | 271 | 271 | 271 | 271 | 271 | 271 | 271 | 271 | 271 | 271
Hydrogen Evolution | Srg_BB001 | MW | NGED East Midlands | Staythorpe | 0 | 49.99 | 75.29 | 105.29 | 155.19 | 156.39 | 156.39 | 156.39 | 157.39 | 157.39 | 157.39 | 157.39 | 157.39 | 157.39 | 157.39 | 157.39 | 157.39 | 157.39 | 157.39 | 157.39 | 157.39 | 157.39 | 157.39 | 157.39 | 157.39 | 157.39 | 157.39 | 157.39
Hydrogen Evolution | Srg_BB001 | MW | NGED East Midlands | Stoke Bardolph | 0 | 0 | 1.3 | 1.3 | 1.3 | 1.3 | 1.3 | 91.3 | 91.3 | 91.3 | 91.3 | 91.3 | 91.3 | 91.3 | 91.3 | 91.3 | 91.3 | 91.3 | 91.3 | 91.3 | 91.3 | 91.3 | 91.3 | 91.3 | 91.3 | 91.3 | 91.3 | 91.3
Hydrogen Evolution | Srg_BB001 | MW | NGED East Midlands | West Burton | 0 | 36.6 | 36.6 | 36.6 | 36.6 | 36.6 | 36.6 | 36.6 | 36.6 | 36.6 | 36.6 | 36.6 | 37.757 | 37.757 | 37.757 | 37.757 | 37.757 | 37.757 | 37.757 | 37.757 | 37.757 | 37.757 | 37.757 | 37.757 | 37.757 | 37.757 | 37.757 | 37.757
Hydrogen Evolution | Srg_BB001 | MW | NGED East Midlands | Willington | 0 | 0 | 0 | 0 | 0 | 0 | 0 | 0 | 0 | 0 | 0 | 0 | 6.2 | 6.2 | 6.2 | 6.2 | 6.2 | 6.2 | 6.2 | 6.2 | 6.2 | 6.2 | 6.2 | 6.2 | 6.2 | 6.2 | 6.2 | 6.2
Hydrogen Evolution | Srg_BB001 | MW | NGED South Wales | Aberthaw | 0 | 20 | 20 | 20 | 20 | 20 | 20 | 20 | 20 | 20 | 20 | 20 | 20 | 20 | 20 | 20 | 20 | 20 | 20 | 20 | 20 | 20 | 20 | 20 | 20 | 20 | 20 | 20
Hydrogen Evolution | Srg_BB001 | MW | NGED South Wales | Cardiff East | 0 | 0 | 0 | 0 | 0 | 49.9 | 49.9 | 49.9 | 49.9 | 49.9 | 49.9 | 49.9 | 49.9 | 49.9 | 59.9 | 59.9 | 59.9 | 59.9 | 59.9 | 59.9 | 59.9 | 59.9 | 59.9 | 59.9 | 59.9 | 59.9 | 59.9 | 59.9
Hydrogen Evolution | Srg_BB001 | MW | NGED South Wales | Pyle | 0 | 0 | 0 | 0 | 0 | 0 | 0 | 0 | 0 | 0 | 0 | 0 | 7 | 7 | 17 | 17 | 17 | 17 | 17 | 17 | 17 | 17 | 17 | 17 | 17 | 17 | 17 | 17
Hydrogen Evolution | Srg_BB001 | MW | NGED South Wales | Rassau | 0 | 0 | 12.5 | 12.5 | 12.5 | 12.5 | 12.5 | 12.5 | 12.5 | 12.5 | 12.5 | 12.5 | 12.5 | 12.5 | 12.5 | 12.5 | 12.5 | 12.5 | 12.5 | 12.5 | 12.5 | 12.5 | 12.5 | 12.5 | 12.5 | 12.5 | 12.5 | 12.5
Hydrogen Evolution | Srg_BB001 | MW | NGED South Wales | Swansea North | 0 | 63.916 | 63.916 | 63.916 | 63.916 | 63.916 | 63.916 | 63.916 | 63.916 | 63.916 | 63.916 | 63.916 | 63.916 | 63.916 | 63.916 | 63.916 | 63.916 | 63.916 | 63.916 | 63.916 | 63.916 | 63.916 | 63.916 | 63.916 | 63.916 | 63.916 | 63.916 | 63.916
Hydrogen Evolution | Srg_BB001 | MW | NGED South Wales | Uskmouth | 0 | 19.999 | 19.999 | 19.999 | 19.999 | 19.999 | 32.499 | 32.499 | 32.499 | 32.499 | 32.499 | 32.499 | 32.499 | 32.499 | 32.499 | 32.499 | 32.499 | 32.499 | 32.499 | 32.499 | 32.499 | 32.499 | 32.499 | 32.499 | 32.499 | 32.499 | 32.499 | 32.499
Hydrogen Evolution | Srg_BB001 | MW | NGED South West | Abham | 0 | 80.024 | 98.424 | 151.582 | 201.482 | 201.482 | 201.482 | 201.482 | 201.482 | 201.482 | 201.482 | 201.482 | 205.602 | 205.602 | 215.602 | 215.602 | 215.602 | 215.602 | 215.602 | 215.602 | 215.602 | 215.602 | 215.602 | 215.602 | 215.602 | 215.602 | 215.602 | 215.602
Hydrogen Evolution | Srg_BB001 | MW | NGED South West | Alverdiscott | 0 | 56.65 | 71.65 | 71.65 | 71.65 | 71.65 | 71.65 | 71.65 | 71.65 | 71.65 | 71.65 | 71.65 | 71.65 | 71.65 | 71.65 | 71.65 | 71.65 | 71.65 | 71.65 | 71.65 | 71.65 | 71.65 | 71.65 | 71.65 | 71.65 | 71.65 | 71.65 | 71.65
Hydrogen Evolution | Srg_BB001 | MW | NGED South West | Axminster | 0 | 0 | 0 | 0 | 0 | 0 | 0 | 0 | 0 | 0 | 0 | 0 | 0 | 8.04 | 20.672 | 20.672 | 20.672 | 20.672 | 20.672 | 20.672 | 20.672 | 20.672 | 20.672 | 20.672 | 20.672 | 20.672 | 20.672 | 20.672
Hydrogen Evolution | Srg_BB001 | MW | NGED South West | Bridgwater | 0 | 0 | 6 | 145.9 | 195.8 | 195.8 | 195.8 | 195.8 | 195.8 | 195.8 | 195.8 | 195.8 | 200.8 | 200.8 | 200.8 | 200.8 | 200.8 | 220.8 | 220.8 | 220.8 | 220.8 | 220.8 | 220.8 | 220.8 | 220.8 | 220.8 | 220.8 | 220.8
Hydrogen Evolution | Srg_BB001 | MW | NGED South West | Exeter | 0 | 0 | 0 | 0 | 0 | 6 | 6 | 6 | 6 | 6 | 6 | 6 | 6 | 6 | 6 | 6 | 6 | 6 | 6 | 6 | 6 | 6 | 6 | 6 | 6 | 6 | 6 | 6
Hydrogen Evolution | Srg_BB001 | MW | NGED South West | Indian Queens | 0 | 47.5 | 49.4 | 98.9 | 98.9 | 172.1 | 182.1 | 182.1 | 182.1 | 182.1 | 182.1 | 182.1 | 193.1 | 201.1 | 221.1 | 221.1 | 221.1 | 221.1 | 221.1 | 221.1 | 221.1 | 221.1 | 221.1 | 221.1 | 221.1 | 221.1 | 221.1 | 221.1
Hydrogen Evolution | Srg_BB001 | MW | NGED South West | Iron Acton | 0 | 67.437 | 89.437 | 89.437 | 138.937 | 138.937 | 138.937 | 138.937 | 139.537 | 139.537 | 338.337 | 338.337 | 352.737 | 352.737 | 352.737 | 352.737 | 352.737 | 352.737 | 352.737 | 352.737 | 352.737 | 352.737 | 352.737 | 352.737 | 352.737 | 352.737 | 352.737 | 352.737
Hydrogen Evolution | Srg_BB001 | MW | NGED South West | Landulph | 0 | 62.899 | 62.899 | 62.899 | 112.799 | 112.799 | 112.799 | 112.799 | 112.799 | 112.799 | 112.799 | 112.799 | 118.799 | 118.799 | 118.799 | 118.799 | 118.799 | 118.799 | 118.799 | 118.799 | 118.799 | 118.799 | 118.799 | 118.799 | 118.799 | 118.799 | 118.799 | 118.799
Hydrogen Evolution | Srg_BB001 | MW | NGED South West | Seabank | 0 | 0 | 3.5 | 3.5 | 3.5 | 8.5 | 8.5 | 8.5 | 8.5 | 8.5 | 8.5 | 8.5 | 11 | 11 | 31 | 31 | 31 | 31 | 31 | 31 | 31 | 31 | 31 | 31 | 31 | 31 | 31 | 31
Hydrogen Evolution | Srg_BB001 | MW | NGED South West | Taunton | 0 | 29.999 | 45.399 | 45.399 | 45.399 | 45.399 | 45.399 | 45.399 | 45.399 | 45.399 | 45.399 | 45.399 | 45.399 | 45.399 | 45.399 | 45.399 | 45.399 | 45.399 | 45.399 | 45.399 | 45.399 | 45.399 | 45.399 | 45.399 | 45.399 | 45.399 | 45.399 | 45.399
Hydrogen Evolution | Srg_BB001 | MW | NGED West Midlands | Bishops Wood | 0 | 44.793 | 109.793 | 109.793 | 109.793 | 109.793 | 109.793 | 109.793 | 109.793 | 109.793 | 209.193 | 209.193 | 216.193 | 216.193 | 216.193 | 216.193 | 216.193 | 216.193 | 216.193 | 216.193 | 216.193 | 216.193 | 216.193 | 216.193 | 216.193 | 216.193 | 216.193 | 216.193
Hydrogen Evolution | Srg_BB001 | MW | NGED West Midlands | Bushbury | 0 | 0 | 7 | 56.5 | 106.4 | 176.8 | 176.8 | 176.8 | 176.8 | 176.8 | 176.8 | 176.8 | 176.8 | 176.8 | 176.8 | 176.8 | 176.8 | 176.8 | 176.8 | 176.8 | 176.8 | 176.8 | 176.8 | 176.8 | 176.8 | 176.8 | 176.8 | 176.8
Hydrogen Evolution | Srg_BB001 | MW | NGED West Midlands | Bustleholme | 0 | 41 | 41 | 41 | 90.35 | 90.35 | 90.35 | 90.35 | 90.35 | 90.35 | 90.35 | 90.35 | 90.35 | 90.35 | 90.35 | 90.35 | 90.35 | 90.35 | 90.35 | 90.35 | 90.35 | 90.35 | 90.35 | 90.35 | 90.35 | 90.35 | 90.35 | 90.35
Hydrogen Evolution | Srg_BB001 | MW | NGED West Midlands | Cellarhead | 0 | 5.18 | 35.18 | 75.18 | 124.53 | 124.53 | 124.53 | 174.43 | 174.43 | 174.43 | 174.43 | 174.43 | 174.43 | 174.43 | 174.43 | 174.43 | 187.43 | 187.43 | 187.43 | 187.43 | 187.43 | 187.43 | 187.43 | 187.43 | 187.43 | 187.43 | 187.43 | 187.43
Hydrogen Evolution | Srg_BB001 | MW | NGED West Midlands | Feckenham | 0 | 1 | 1 | 1 | 1 | 1 | 1 | 1 | 1 | 1 | 1 | 1 | 1 | 1 | 1 | 1 | 1 | 1 | 1 | 1 | 1 | 1 | 1 | 1 | 1 | 1 | 1 | 1
Hydrogen Evolution | Srg_BB001 | MW | NGED West Midlands | Hams Hall (Lea Marston 132kV) | 0 | 0 | 0 | 0 | 0 | 0 | 0 | 0 | 0 | 0 | 0 | 0 | 1 | 9 | 9 | 9 | 9 | 9 | 9 | 9 | 9 | 9 | 9 | 9 | 9 | 9 | 9 | 9
Hydrogen Evolution | Srg_BB001 | MW | NGED West Midlands | Ironbridge | 0 | 3.661 | 3.661 | 3.661 | 3.661 | 4.661 | 4.661 | 4.661 | 4.661 | 4.661 | 4.661 | 4.661 | 4.661 | 4.661 | 4.661 | 4.661 | 4.661 | 4.661 | 4.661 | 4.661 | 4.661 | 4.661 | 4.661 | 4.661 | 4.661 | 4.661 | 4.661 | 4.661
Hydrogen Evolution | Srg_BB001 | MW | NGED West Midlands | Kitwell | 0 | 0 | 20 | 20 | 20 | 20 | 20 | 20 | 20 | 20 | 20 | 20 | 20 | 20 | 20 | 20 | 20 | 20 | 20 | 20 | 20 | 20 | 20 | 20 | 20 | 20 | 20 | 20
Hydrogen Evolution | Srg_BB001 | MW | NGED West Midlands | Ocker Hill | 0 | 19.418 | 19.418 | 19.418 | 19.418 | 19.418 | 19.418 | 19.418 | 19.418 | 19.418 | 19.418 | 118.818 | 118.818 | 118.818 | 118.818 | 118.818 | 118.818 | 118.818 | 118.818 | 118.818 | 118.818 | 118.818 | 118.818 | 118.818 | 118.818 | 118.818 | 118.818 | 118.818
Hydrogen Evolution | Srg_BB001 | MW | NGED West Midlands | Penn | 0 | 0 | 0 | 0 | 200.8 | 200.8 | 200.8 | 200.8 | 200.8 | 200.8 | 299.8 | 299.8 | 299.8 | 299.8 | 299.8 | 299.8 | 299.8 | 299.8 | 299.8 | 299.8 | 299.8 | 299.8 | 299.8 | 299.8 | 299.8 | 299.8 | 299.8 | 299.8
Hydrogen Evolution | Srg_BB001 | MW | NGED West Midlands | Rugeley | 0 | 0 | 0 | 0 | 99.89 | 99.89 | 99.89 | 99.89 | 99.89 | 99.89 | 99.89 | 99.89 | 99.89 | 99.89 | 99.89 | 99.89 | 99.89 | 99.89 | 99.89 | 99.89 | 99.89 | 99.89 | 99.89 | 99.89 | 99.89 | 99.89 | 99.89 | 99.89
Hydrogen Evolution | Srg_BB001 | MW | NGED West Midlands | Shrewsbury | 0 | 0 | 10.625 | 10.625 | 110.525 | 110.525 | 110.525 | 110.525 | 110.525 | 110.525 | 110.525 | 110.525 | 110.525 | 118.525 | 118.525 | 118.525 | 118.525 | 118.525 | 118.525 | 118.525 | 118.525 | 118.525 | 118.525 | 118.525 | 118.525 | 118.525 | 118.525 | 118.525
Hydrogen Evolution | Srg_BB001 | MW | NGED West Midlands | Walham | 0 | 4.574 | 4.574 | 44.574 | 44.574 | 44.574 | 44.574 | 44.574 | 44.574 | 44.574 | 44.574 | 44.574 | 54.999 | 54.999 | 54.999 | 54.999 | 54.999 | 54.999 | 54.999 | 54.999 | 54.999 | 54.999 | 54.999 | 54.999 | 54.999 | 54.999 | 54.999 | 54.999
Hydrogen Evolution | Srg_BB001 | MW | NGED West Midlands | Willenhall | 0 | 56.895 | 56.895 | 56.895 | 56.895 | 56.895 | 56.895 | 56.895 | 56.895 | 56.895 | 56.895 | 56.895 | 56.895 | 56.895 | 56.895 | 56.895 | 56.895 | 56.895 | 56.895 | 56.895 | 56.895 | 56.895 | 56.895 | 56.895 | 56.895 | 56.895 | 56.895 | 56.895
Hydrogen Evolution | Srg_BB001 | MW | NGET | Direct(NGET) | 0 | 1062.3 | 2305.08 | 3023.88 | 3700.075 | 5024.575 | 5424.575 | 6899.575 | 7174.575 | 7391.975 | 7581.975 | 7733.975 | 8191.575 | 8533.575 | 8533.575 | 8683.575 | 8883.575 | 8997.575 | 8997.575 | 8997.575 | 9197.575 | 9647.575 | 9647.575 | 9733.075 | 9733.075 | 9733.075 | 9733.075 | 9733.075
Hydrogen Evolution | Srg_BB001 | MW | NPg Northeast | Blyth 132kV | 0 | 0 | 0 | 0 | 0 | 0 | 0 | 0 | 0 | 0 | 0 | 0 | 3.5 | 3.5 | 3.5 | 3.5 | 3.5 | 3.5 | 3.5 | 3.5 | 3.5 | 3.5 | 3.5 | 3.5 | 3.5 | 3.5 | 3.5 | 3.5
Hydrogen Evolution | Srg_BB001 | MW | NPg Northeast | Fourstones | 0 | 20 | 20 | 20 | 20 | 20 | 20 | 20 | 20 | 20 | 20 | 20 | 20 | 20 | 20 | 20 | 20 | 20 | 20 | 20 | 20 | 20 | 20 | 20 | 20 | 20 | 20 | 20
Hydrogen Evolution | Srg_BB001 | MW | NPg Northeast | HartMoor | 0 | 1.25 | 1.25 | 1.25 | 1.25 | 1.25 | 1.25 | 1.25 | 1.25 | 1.25 | 1.25 | 1.25 | 7.25 | 7.25 | 7.25 | 7.25 | 7.25 | 7.25 | 7.25 | 7.25 | 7.25 | 7.25 | 7.25 | 7.25 | 7.25 | 7.25 | 7.25 | 7.25
Hydrogen Evolution | Srg_BB001 | MW | NPg Northeast | Hawthorn Pit | 0 | 0 | 0 | 49.9 | 49.9 | 49.9 | 49.9 | 49.9 | 49.9 | 49.9 | 49.9 | 49.9 | 49.9 | 49.9 | 49.9 | 49.9 | 49.9 | 49.9 | 49.9 | 49.9 | 49.9 | 49.9 | 49.9 | 49.9 | 49.9 | 49.9 | 49.9 | 49.9
Hydrogen Evolution | Srg_BB001 | MW | NPg Northeast | Knaresborough | 0 | 0 | 8 | 8 | 8 | 8 | 8 | 8 | 8 | 8 | 8 | 8 | 8 | 8 | 8 | 8 | 8 | 8 | 8 | 8 | 8 | 8 | 8 | 8 | 8 | 8 | 8 | 8
Hydrogen Evolution | Srg_BB001 | MW | NPg Northeast | Lackenby | 0 | 6 | 6 | 6 | 6 | 6 | 6 | 6 | 6 | 6 | 6 | 6 | 6 | 6 | 6 | 6 | 6 | 6 | 6 | 6 | 6 | 6 | 6 | 6 | 6 | 6 | 6 | 6
Hydrogen Evolution | Srg_BB001 | MW | NPg Northeast | Norton | 0 | 5.415 | 5.415 | 55.415 | 55.415 | 55.415 | 55.415 | 55.415 | 55.415 | 55.415 | 55.415 | 55.415 | 55.415 | 55.415 | 55.415 | 55.415 | 55.415 | 55.415 | 55.415 | 55.415 | 55.415 | 55.415 | 55.415 | 55.415 | 55.415 | 55.415 | 55.415 | 55.415
Hydrogen Evolution | Srg_BB001 | MW | NPg Northeast | Osbaldwick | 0 | 56.75 | 56.75 | 96.75 | 96.75 | 96.75 | 96.75 | 96.75 | 96.75 | 96.75 | 96.75 | 96.75 | 96.75 | 96.75 | 96.75 | 96.75 | 96.75 | 96.75 | 96.75 | 96.75 | 96.75 | 96.75 | 96.75 | 96.75 | 96.75 | 96.75 | 96.75 | 96.75
Hydrogen Evolution | Srg_BB001 | MW | NPg Northeast | South Shields | 0 | 35 | 35 | 35 | 35 | 35 | 35 | 35 | 35 | 35 | 35 | 35 | 35 | 35 | 35 | 35 | 35 | 35 | 35 | 35 | 35 | 35 | 35 | 35 | 35 | 35 | 35 | 35
Hydrogen Evolution | Srg_BB001 | MW | NPg Northeast | Spennymoor | 0 | 51.8 | 51.8 | 101.8 | 171.8 | 171.8 | 171.8 | 171.8 | 171.8 | 171.8 | 171.8 | 171.8 | 176.3 | 176.3 | 176.3 | 176.3 | 176.3 | 176.3 | 176.3 | 176.3 | 176.3 | 176.3 | 176.3 | 176.3 | 176.3 | 176.3 | 176.3 | 176.3
Hydrogen Evolution | Srg_BB001 | MW | NPg Northeast | Stella North | 0 | 0 | 0 | 49.9 | 49.9 | 49.9 | 49.9 | 49.9 | 49.9 | 49.9 | 49.9 | 49.9 | 49.9 | 49.9 | 49.9 | 49.9 | 49.9 | 49.9 | 49.9 | 49.9 | 49.9 | 49.9 | 49.9 | 49.9 | 49.9 | 49.9 | 49.9 | 49.9
Hydrogen Evolution | Srg_BB001 | MW | NPg Northeast | Stella South | 0 | 0 | 0 | 0 | 0 | 0 | 0 | 0 | 0 | 0 | 0 | 0 | 5.7 | 5.7 | 5.7 | 5.7 | 5.7 | 5.7 | 5.7 | 5.7 | 5.7 | 5.7 | 5.7 | 5.7 | 5.7 | 5.7 | 5.7 | 5.7
Hydrogen Evolution | Srg_BB001 | MW | NPg Northeast | Tynemouth 11kV | 0 | 25 | 25 | 25 | 25 | 25 | 25 | 25 | 25 | 25 | 25 | 25 | 25 | 25 | 25 | 25 | 25 | 25 | 25 | 25 | 25 | 25 | 25 | 25 | 25 | 25 | 25 | 25
Hydrogen Evolution | Srg_BB001 | MW | NPg Northeast | Tynemouth 132kV | 0 | 17.5 | 17.5 | 67.5 | 67.5 | 67.5 | 67.5 | 67.5 | 67.5 | 67.5 | 67.5 | 67.5 | 67.5 | 67.5 | 67.5 | 67.5 | 67.5 | 67.5 | 67.5 | 67.5 | 67.5 | 67.5 | 67.5 | 67.5 | 67.5 | 67.5 | 67.5 | 67.5
Hydrogen Evolution | Srg_BB001 | MW | NPg Northeast | West Boldon | 0 | 6.555 | 6.555 | 6.555 | 6.555 | 6.555 | 6.555 | 6.555 | 6.555 | 6.555 | 6.555 | 6.555 | 12.555 | 12.555 | 12.555 | 12.555 | 12.555 | 12.555 | 12.555 | 12.555 | 12.555 | 12.555 | 12.555 | 12.555 | 12.555 | 12.555 | 12.555 | 12.555
Hydrogen Evolution | Srg_BB001 | MW | NPg Yorkshire | Bradford West | 0 | 0 | 0 | 0 | 0 | 0 | 0 | 0 | 0 | 0 | 0 | 0 | 0 | 12 | 12 | 12 | 12 | 12 | 12 | 12 | 12 | 12 | 12 | 12 | 12 | 12 | 12 | 12
Hydrogen Evolution | Srg_BB001 | MW | NPg Yorkshire | Camblesforth 66kV (Drax) | 0 | 0 | 35 | 35 | 35 | 35 | 35 | 35 | 35 | 35 | 35 | 35 | 35 | 35 | 35 | 35 | 35 | 35 | 35 | 35 | 35 | 35 | 35 | 35 | 35 | 35 | 35 | 35
Hydrogen Evolution | Srg_BB001 | MW | NPg Yorkshire | Creyke Beck | 0 | 199.65 | 199.65 | 199.65 | 199.65 | 199.65 | 199.65 | 199.65 | 199.65 | 199.65 | 199.65 | 199.65 | 199.65 | 199.65 | 199.65 | 199.65 | 199.65 | 199.65 | 199.65 | 199.65 | 199.65 | 199.65 | 199.65 | 199.65 | 199.65 | 199.65 | 199.65 | 199.65
Hydrogen Evolution | Srg_BB001 | MW | NPg Yorkshire | Drax 132kV | 0 | 0 | 0 | 40 | 40 | 41.9 | 47.9 | 47.9 | 47.9 | 47.9 | 47.9 | 47.9 | 47.9 | 47.9 | 47.9 | 47.9 | 47.9 | 47.9 | 47.9 | 47.9 | 47.9 | 47.9 | 47.9 | 47.9 | 47.9 | 47.9 | 47.9 | 47.9
Hydrogen Evolution | Srg_BB001 | MW | NPg Yorkshire | Elland | 0 | 0 | 0 | 0 | 0 | 0 | 100 | 100 | 100 | 100 | 100 | 100 | 100 | 100 | 100 | 100 | 100 | 100 | 100 | 100 | 100 | 100 | 100 | 100 | 100 | 100 | 100 | 100
Hydrogen Evolution | Srg_BB001 | MW | NPg Yorkshire | Ferrybridge B | 0 | 2.4 | 2.4 | 102.3 | 102.3 | 102.3 | 102.3 | 102.3 | 102.3 | 102.3 | 102.3 | 102.3 | 103.5 | 114.3 | 114.3 | 114.3 | 114.3 | 114.3 | 114.3 | 114.3 | 114.3 | 114.3 | 114.3 | 114.3 | 114.3 | 114.3 | 114.3 | 114.3
Hydrogen Evolution | Srg_BB001 | MW | NPg Yorkshire | Grimsby West | 0 | 0 | 0 | 49.99 | 49.99 | 49.99 | 49.99 | 49.99 | 49.99 | 49.99 | 49.99 | 49.99 | 49.99 | 49.99 | 49.99 | 49.99 | 49.99 | 49.99 | 49.99 | 49.99 | 49.99 | 49.99 | 49.99 | 49.99 | 49.99 | 49.99 | 49.99 | 49.99
Hydrogen Evolution | Srg_BB001 | MW | NPg Yorkshire | Jordanthorpe | 0 | 0 | 0 | 45 | 45 | 45 | 45 | 45 | 45 | 45 | 45 | 45 | 45 | 45 | 45 | 45 | 45 | 45 | 45 | 45 | 45 | 45 | 45 | 45 | 45 | 45 | 45 | 45
Hydrogen Evolution | Srg_BB001 | MW | NPg Yorkshire | Keadby | 0 | 99 | 99 | 148.9 | 228.9 | 228.9 | 228.9 | 228.9 | 228.9 | 228.9 | 228.9 | 228.9 | 228.9 | 228.9 | 228.9 | 228.9 | 228.9 | 228.9 | 228.9 | 228.9 | 228.9 | 228.9 | 228.9 | 228.9 | 228.9 | 228.9 | 228.9 | 228.9
Hydrogen Evolution | Srg_BB001 | MW | NPg Yorkshire | Kirkstall B | 0 | 0 | 0 | 0 | 0 | 0 | 0 | 0 | 0 | 0 | 0 | 0 | 6 | 6 | 6 | 6 | 6 | 6 | 6 | 6 | 6 | 6 | 6 | 6 | 6 | 6 | 6 | 6
Hydrogen Evolution | Srg_BB001 | MW | NPg Yorkshire | Pitsmoor | 0 | 0 | 0 | 89.5 | 89.5 | 89.5 | 89.5 | 89.5 | 89.5 | 89.5 | 89.5 | 89.5 | 89.5 | 89.5 | 89.5 | 89.5 | 89.5 | 89.5 | 89.5 | 89.5 | 89.5 | 89.5 | 89.5 | 89.5 | 89.5 | 89.5 | 89.5 | 89.5
Hydrogen Evolution | Srg_BB001 | MW | NPg Yorkshire | Saltend North | 0 | 3.6 | 3.6 | 3.6 | 3.6 | 3.6 | 3.6 | 3.6 | 3.6 | 3.6 | 3.6 | 3.6 | 9.6 | 19.6 | 19.6 | 19.6 | 19.6 | 19.6 | 19.6 | 19.6 | 19.6 | 19.6 | 19.6 | 19.6 | 19.6 | 19.6 | 19.6 | 19.6
Hydrogen Evolution | Srg_BB001 | MW | NPg Yorkshire | Templeborough | 0 | 0 | 0 | 0 | 0 | 0 | 0 | 40 | 40 | 40 | 40 | 40 | 40 | 40 | 40 | 40 | 40 | 40 | 40 | 40 | 40 | 40 | 40 | 40 | 40 | 40 | 40 | 40
Hydrogen Evolution | Srg_BB001 | MW | NPg Yorkshire | Thorpe Marsh | 0 | 0 | 0 | 0 | 0 | 0 | 0 | 0 | 0 | 0 | 0 | 0 | 0 | 0 | 0 | 0 | 0 | 0 | 0 | 0 | 0 | 0 | 0 | 0 | 0 | 0 | 0 | 0
Hydrogen Evolution | Srg_BB001 | MW | NPg Yorkshire | Thurcroft | 0 | 49.9 | 49.9 | 99.8 | 99.8 | 102.8 | 102.8 | 102.8 | 102.8 | 102.8 | 102.8 | 102.8 | 102.8 | 102.8 | 102.8 | 102.8 | 102.8 | 102.8 | 102.8 | 102.8 | 102.8 | 102.8 | 102.8 | 102.8 | 102.8 | 102.8 | 102.8 | 102.8
Hydrogen Evolution | Srg_BB001 | MW | NPg Yorkshire | West Melton | 0 | 143.2 | 169.2 | 209.2 | 259.1 | 259.1 | 259.1 | 259.1 | 259.1 | 259.1 | 259.1 | 259.1 | 259.1 | 259.1 | 259.1 | 274.1 | 290.6 | 290.6 | 290.6 | 290.6 | 290.6 | 290.6 | 290.6 | 290.6 | 290.6 | 290.6 | 290.6 | 290.6
Hydrogen Evolution | Srg_BB001 | MW | NPg Yorkshire | Wincobank | 0 | 0 | 0 | 0 | 0 | 0 | 0 | 0 | 0 | 0 | 0 | 0 | 2.599 | 2.599 | 2.599 | 2.599 | 2.599 | 2.599 | 2.599 | 2.599 | 2.599 | 2.599 | 2.599 | 2.599 | 2.599 | 2.599 | 2.599 | 2.599
Hydrogen Evolution | Srg_BB001 | MW | SHETL | Direct(SHETL) | 0 | 258 | 258 | 358 | 395.3 | 395.3 | 395.3 | 395.3 | 431.3 | 581.3 | 622.7 | 627.7 | 761.7 | 761.7 | 761.7 | 961.7 | 961.7 | 961.7 | 961.7 | 961.7 | 961.7 | 961.7 | 961.7 | 961.7 | 961.7 | 961.7 | 961.7 | 961.7
Hydrogen Evolution | Srg_BB001 | MW | SPEN | Ayr | 0 | 0 | 0 | 49.9 | 49.9 | 49.9 | 49.9 | 49.9 | 49.9 | 49.9 | 49.9 | 49.9 | 49.9 | 49.9 | 49.9 | 49.9 | 49.9 | 49.9 | 49.9 | 49.9 | 49.9 | 49.9 | 49.9 | 49.9 | 49.9 | 49.9 | 49.9 | 49.9
Hydrogen Evolution | Srg_BB001 | MW | SPEN | Bainsford | 0 | 0 | 43 | 43 | 43 | 43 | 43 | 43 | 43 | 43 | 43 | 43 | 43 | 43 | 43 | 43 | 43 | 43 | 43 | 43 | 43 | 43 | 43 | 43 | 43 | 43 | 43 | 43
Hydrogen Evolution | Srg_BB001 | MW | SPEN | Bathgate | 0 | 0 | 0 | 0 | 0 | 0 | 0 | 0 | 0 | 0 | 0 | 0 | 0 | 0 | 0 | 0 | 0 | 0 | 0 | 0 | 0 | 0 | 0 | 0 | 0 | 0 | 0 | 0
Hydrogen Evolution | Srg_BB001 | MW | SPEN | Berwick | 0 | 1 | 1 | 1 | 1 | 1 | 1 | 1 | 1 | 1 | 1 | 1 | 1 | 1 | 1 | 1 | 1 | 1 | 1 | 1 | 1 | 1 | 1 | 1 | 1 | 1 | 1 | 1
Hydrogen Evolution | Srg_BB001 | MW | SPEN | Bonnybridge | 0 | 0 | 0 | 0 | 0 | 0 | 0 | 0 | 0 | 0 | 0 | 0 | 0 | 0 | 0 | 0 | 0 | 0 | 0 | 0 | 0 | 0 | 0 | 0 | 0 | 0 | 0 | 0
Hydrogen Evolution | Srg_BB001 | MW | SPEN | Braehead Park | 0 | 0 | 0 | 49.9 | 49.9 | 49.9 | 49.9 | 49.9 | 49.9 | 49.9 | 49.9 | 49.9 | 49.9 | 49.9 | 49.9 | 49.9 | 49.9 | 49.9 | 49.9 | 49.9 | 49.9 | 49.9 | 49.9 | 49.9 | 49.9 | 49.9 | 49.9 | 49.9
Hydrogen Evolution | Srg_BB001 | MW | SPEN | Broxburn | 0 | 69.9 | 69.9 | 69.9 | 69.9 | 69.9 | 69.9 | 69.9 | 69.9 | 69.9 | 69.9 | 69.9 | 69.9 | 69.9 | 69.9 | 69.9 | 69.9 | 69.9 | 69.9 | 69.9 | 69.9 | 69.9 | 69.9 | 69.9 | 69.9 | 69.9 | 69.9 | 69.9
Hydrogen Evolution | Srg_BB001 | MW | SPEN | Carntyne | 0 | 0 | 0 | 0 | 0 | 0 | 0 | 0 | 0 | 0 | 0 | 0 | 0 | 0 | 0 | 0 | 0 | 0 | 0 | 0 | 0 | 0 | 0 | 0 | 0 | 0 | 0 | 0
Hydrogen Evolution | Srg_BB001 | MW | SPEN | Clyde's Mill | 0 | 0 | 0 | 0 | 0 | 0 | 0 | 0 | 0 | 0 | 0 | 0 | 0 | 0 | 0 | 0 | 0 | 0 | 0 | 0 | 0 | 0 | 0 | 0 | 0 | 0 | 0 | 0 | GSP also referred to as Westburn Road
Hydrogen Evolution | Srg_BB001 | MW | SPEN | Coatbridge | 0 | 0 | 0 | 0 | 0 | 0 | 0 | 0 | 0 | 0 | 0 | 0 | 0 | 10 | 10 | 10 | 10 | 10 | 10 | 10 | 10 | 10 | 10 | 10 | 10 | 10 | 10 | 10
Hydrogen Evolution | Srg_BB001 | MW | SPEN | Cockenzie | 0 | 0 | 0 | 0 | 0 | 0 | 0 | 0 | 0 | 0 | 0 | 0 | 0 | 0 | 0 | 15 | 15 | 15 | 15 | 15 | 15 | 15 | 15 | 15 | 15 | 15 | 15 | 15
Hydrogen Evolution | Srg_BB001 | MW | SPEN | Cupar | 0 | 49.9 | 49.9 | 49.9 | 49.9 | 49.9 | 49.9 | 49.9 | 49.9 | 49.9 | 49.9 | 49.9 | 49.9 | 49.9 | 62.4 | 62.4 | 62.4 | 62.4 | 62.4 | 62.4 | 62.4 | 62.4 | 62.4 | 62.4 | 62.4 | 62.4 | 62.4 | 62.4
Hydrogen Evolution | Srg_BB001 | MW | SPEN | Dalmarnock | 0 | 0 | 40 | 40 | 40 | 40 | 40 | 40 | 40 | 40 | 40 | 40 | 45.9 | 45.9 | 45.9 | 45.9 | 45.9 | 45.9 | 45.9 | 45.9 | 45.9 | 45.9 | 45.9 | 45.9 | 45.9 | 45.9 | 45.9 | 45.9
Hydrogen Evolution | Srg_BB001 | MW | SPEN | Devonside | 0 | 0 | 0 | 0 | 0 | 0 | 0 | 0 | 0 | 0 | 0 | 0 | 7.9 | 7.9 | 7.9 | 7.9 | 7.9 | 7.9 | 7.9 | 7.9 | 7.9 | 7.9 | 7.9 | 7.9 | 7.9 | 7.9 | 7.9 | 7.9
Hydrogen Evolution | Srg_BB001 | MW | SPEN | Drumchapel | 0 | 0 | 0 | 0 | 0 | 0 | 0 | 0 | 0 | 0 | 0 | 0 | 0 | 0 | 0 | 0 | 0 | 0 | 0 | 0 | 0 | 0 | 0 | 0 | 0 | 0 | 0 | 0
Hydrogen Evolution | Srg_BB001 | MW | SPEN | Drumcross | 0 | 29.9 | 29.9 | 29.9 | 29.9 | 59.8 | 59.8 | 59.8 | 59.8 | 59.8 | 59.8 | 59.8 | 59.8 | 59.8 | 59.8 | 59.8 | 59.8 | 59.8 | 59.8 | 59.8 | 59.8 | 59.8 | 59.8 | 59.8 | 59.8 | 59.8 | 59.8 | 59.8
Hydrogen Evolution | Srg_BB001 | MW | SPEN | Dumfries 33 | 0 | 0 | 0 | 0 | 0 | 0 | 0 | 0 | 0 | 0 | 0 | 0 | 6 | 6 | 6 | 6 | 6 | 6 | 6 | 6 | 6 | 6 | 6 | 6 | 6 | 6 | 6 | 6
Hydrogen Evolution | Srg_BB001 | MW | SPEN | Dunbar B | 0 | 0 | 0 | 0 | 0 | 0 | 0 | 0 | 0 | 0 | 0 | 0 | 49.9 | 49.9 | 49.9 | 49.9 | 49.9 | 49.9 | 49.9 | 49.9 | 49.9 | 49.9 | 49.9 | 49.9 | 49.9 | 49.9 | 49.9 | 49.9
Hydrogen Evolution | Srg_BB001 | MW | SPEN | Dunfermline | 0 | 0 | 0 | 0 | 0 | 0 | 0 | 0 | 0 | 0 | 0 | 0 | 0 | 0 | 0 | 0 | 0 | 0 | 0 | 0 | 0 | 0 | 0 | 0 | 0 | 0 | 0 | 0
Hydrogen Evolution | Srg_BB001 | MW | SPEN | East Kilbride | 0 | 0 | 0 | 49.9 | 49.9 | 49.9 | 49.9 | 49.9 | 49.9 | 49.9 | 104.9 | 104.9 | 104.9 | 104.9 | 104.9 | 104.9 | 104.9 | 104.9 | 104.9 | 104.9 | 104.9 | 104.9 | 104.9 | 104.9 | 104.9 | 104.9 | 104.9 | 104.9
Hydrogen Evolution | Srg_BB001 | MW | SPEN | East Kilbride South | 0 | 0 | 0 | 0 | 0 | 0 | 0 | 0 | 0 | 0 | 0 | 0 | 0 | 0 | 13.4 | 13.4 | 29.9 | 29.9 | 29.9 | 29.9 | 29.9 | 29.9 | 29.9 | 29.9 | 29.9 | 29.9 | 29.9 | 29.9
Hydrogen Evolution | Srg_BB001 | MW | SPEN | Elderslie | 0 | 0 | 0 | 0 | 0 | 0 | 0 | 0 | 0 | 0 | 0 | 0 | 0 | 0 | 0 | 0 | 0 | 0 | 0 | 0 | 0 | 0 | 0 | 0 | 0 | 0 | 0 | 0
Hydrogen Evolution | Srg_BB001 | MW | SPEN | Erskine | 0 | 0 | 29.9 | 69.9 | 69.9 | 69.9 | 69.9 | 69.9 | 69.9 | 69.9 | 69.9 | 69.9 | 69.9 | 69.9 | 69.9 | 69.9 | 69.9 | 69.9 | 69.9 | 69.9 | 69.9 | 69.9 | 69.9 | 69.9 | 69.9 | 69.9 | 69.9 | 69.9
Hydrogen Evolution | Srg_BB001 | MW | SPEN | Finnieston | 0 | 0 | 0 | 0 | 0 | 0 | 0 | 0 | 0 | 0 | 0 | 0 | 0 | 0 | 0 | 0 | 0 | 0 | 0 | 0 | 0 | 0 | 0 | 0 | 0 | 0 | 0 | 0
Hydrogen Evolution | Srg_BB001 | MW | SPEN | Galashiels | 0 | 0 | 0 | 0 | 0 | 0 | 0 | 0 | 0 | 0 | 0 | 0 | 0 | 0 | 0 | 0 | 0 | 0 | 0 | 0 | 0 | 0 | 0 | 0 | 0 | 0 | 0 | 0
Hydrogen Evolution | Srg_BB001 | MW | SPEN | Giffnock | 0 | 0 | 0 | 0 | 0 | 0 | 0 | 0 | 0 | 0 | 0 | 0 | 0 | 0 | 0 | 0 | 0 | 0 | 0 | 0 | 0 | 0 | 0 | 0 | 0 | 0 | 0 | 0
Hydrogen Evolution | Srg_BB001 | MW | SPEN | Glenluce | 0 | 0 | 0 | 0 | 0 | 0 | 0 | 0 | 0 | 0 | 0 | 0 | 0 | 0 | 0 | 0 | 0 | 0 | 0 | 0 | 0 | 0 | 0 | 0 | 0 | 0 | 0 | 0
Hydrogen Evolution | Srg_BB001 | MW | SPEN | Glenniston | 0 | 99.95 | 99.95 | 99.95 | 99.95 | 99.95 | 99.95 | 99.95 | 99.95 | 99.95 | 99.95 | 99.95 | 99.95 | 109.95 | 109.95 | 109.95 | 109.95 | 109.95 | 109.95 | 109.95 | 109.95 | 109.95 | 109.95 | 109.95 | 109.95 | 109.95 | 109.95 | 109.95
Hydrogen Evolution | Srg_BB001 | MW | SPEN | Glenrothes | 0 | 0 | 49.9 | 49.9 | 99.89 | 99.89 | 99.89 | 99.89 | 99.89 | 99.89 | 99.89 | 99.89 | 99.89 | 99.89 | 99.89 | 99.89 | 99.89 | 99.89 | 99.89 | 99.89 | 99.89 | 99.89 | 99.89 | 99.89 | 99.89 | 99.89 | 99.89 | 99.89
Hydrogen Evolution | Srg_BB001 | MW | SPEN | Govan | 0 | 0 | 0 | 0 | 0 | 0 | 0 | 0 | 0 | 0 | 0 | 0 | 0 | 0 | 0 | 0 | 0 | 0 | 0 | 0 | 0 | 0 | 0 | 0 | 0 | 0 | 0 | 0
Hydrogen Evolution | Srg_BB001 | MW | SPEN | Haggs Road | 0 | 0 | 0 | 0 | 0 | 0 | 0 | 0 | 0 | 0 | 0 | 0 | 0 | 0 | 0 | 0 | 0 | 0 | 0 | 0 | 0 | 0 | 0 | 0 | 0 | 0 | 0 | 0
Hydrogen Evolution | Srg_BB001 | MW | SPEN | Helensburgh | 0 | 0 | 0 | 39.9 | 39.9 | 39.9 | 39.9 | 39.9 | 39.9 | 39.9 | 39.9 | 39.9 | 39.9 | 39.9 | 39.9 | 39.9 | 39.9 | 39.9 | 39.9 | 39.9 | 39.9 | 39.9 | 39.9 | 39.9 | 39.9 | 39.9 | 39.9 | 39.9
Hydrogen Evolution | Srg_BB001 | MW | SPEN | Inverkeithing | 0 | 0 | 42 | 42 | 42 | 42 | 42 | 42 | 42 | 42 | 42 | 42 | 42 | 42 | 42 | 42 | 42 | 42 | 42 | 42 | 42 | 42 | 42 | 42 | 42 | 42 | 42 | 42
Hydrogen Evolution | Srg_BB001 | MW | SPEN | Kaimes | 0 | 0 | 0 | 0 | 0 | 0 | 0 | 0 | 0 | 0 | 0 | 0 | 0 | 0 | 0 | 0 | 0 | 0 | 0 | 0 | 0 | 0 | 0 | 0 | 0 | 0 | 0 | 0
Hydrogen Evolution | Srg_BB001 | MW | SPEN | Killermont | 0 | 0 | 0 | 0 | 0 | 0 | 0 | 0 | 0 | 0 | 0 | 0 | 0 | 0 | 0 | 0 | 0 | 0 | 0 | 0 | 0 | 0 | 0 | 0 | 0 | 0 | 0 | 0
Hydrogen Evolution | Srg_BB001 | MW | SPEN | Kilmarnock Town | 0 | 0 | 0 | 0 | 0 | 0 | 0 | 0 | 0 | 0 | 0 | 0 | 0 | 0 | 0 | 0 | 0 | 0 | 0 | 0 | 0 | 0 | 0 | 0 | 0 | 0 | 0 | 0
Hydrogen Evolution | Srg_BB001 | MW | SPEN | Kilwinning | 0 | 0 | 0 | 27 | 27 | 27 | 27 | 27 | 27 | 27 | 27 | 27 | 27 | 27 | 27 | 27 | 27 | 27 | 27 | 27 | 27 | 27 | 27 | 27 | 27 | 27 | 27 | 27
Hydrogen Evolution | Srg_BB001 | MW | SPEN | Linnmill | 0 | 20 | 20 | 20 | 20 | 20 | 20 | 20 | 20 | 20 | 20 | 20 | 24 | 24 | 24 | 24 | 24 | 24 | 24 | 24 | 24 | 24 | 24 | 24 | 24 | 24 | 24 | 24
Hydrogen Evolution | Srg_BB001 | MW | SPEN | Newarthill | 0 | 0 | 0 | 0 | 0 | 0 | 0 | 0 | 0 | 0 | 0 | 0 | 0 | 0 | 0 | 0 | 0 | 0 | 0 | 0 | 0 | 0 | 0 | 0 | 0 | 0 | 0 | 0
Hydrogen Evolution | Srg_BB001 | MW | SPEN | Newton Stewart | 0 | 0 | 0 | 0 | 0 | 0 | 0 | 0 | 0 | 0 | 0 | 0 | 0 | 0 | 0 | 0 | 16 | 16 | 16 | 16 | 16 | 16 | 16 | 16 | 16 | 16 | 16 | 16
Hydrogen Evolution | Srg_BB001 | MW | SPEN | Paisley | 0 | 1.814 | 1.814 | 1.814 | 1.814 | 1.814 | 1.814 | 1.814 | 1.814 | 1.814 | 1.814 | 1.814 | 1.814 | 1.814 | 1.814 | 1.814 | 1.814 | 1.814 | 1.814 | 1.814 | 1.814 | 1.814 | 1.814 | 1.814 | 1.814 | 1.814 | 1.814 | 1.814
Hydrogen Evolution | Srg_BB001 | MW | SPEN | Partick | 0 | 0 | 0 | 0 | 0 | 0 | 0 | 0 | 0 | 0 | 0 | 63 | 63 | 63 | 63 | 63 | 63 | 63 | 63 | 63 | 63 | 63 | 63 | 63 | 63 | 63 | 63 | 63
Hydrogen Evolution | Srg_BB001 | MW | SPEN | Port Dundas | 0 | 0 | 0 | 0 | 0 | 0 | 0 | 0 | 0 | 0 | 0 | 0 | 0 | 9.5 | 9.5 | 9.5 | 9.5 | 9.5 | 9.5 | 9.5 | 9.5 | 9.5 | 9.5 | 9.5 | 9.5 | 9.5 | 9.5 | 9.5
Hydrogen Evolution | Srg_BB001 | MW | SPEN | Redhouse | 0 | 32 | 32 | 32 | 32 | 32 | 32 | 32 | 32 | 32 | 32 | 32 | 32 | 32 | 32 | 32 | 32 | 32 | 32 | 32 | 32 | 32 | 32 | 32 | 32 | 32 | 32 | 32
Hydrogen Evolution | Srg_BB001 | MW | SPEN | Saltcoats A | 0 | 0 | 0 | 0 | 0 | 0 | 0 | 0 | 0 | 0 | 0 | 0 | 0 | 10 | 10 | 10 | 10 | 10 | 10 | 10 | 10 | 10 | 10 | 10 | 10 | 10 | 10 | 10
Hydrogen Evolution | Srg_BB001 | MW | SPEN | Spango Valley | 0 | 0 | 0 | 0 | 0 | 0 | 0 | 0 | 0 | 0 | 0 | 0 | 5 | 5 | 5 | 5 | 5 | 5 | 5 | 5 | 5 | 5 | 5 | 5 | 5 | 5 | 5 | 5
Hydrogen Evolution | Srg_BB001 | MW | SPEN | Stirling | 0 | 0 | 0 | 0 | 0 | 0 | 0 | 0 | 0 | 0 | 0 | 0 | 0 | 0 | 0 | 0 | 0 | 0 | 0 | 0 | 0 | 0 | 0 | 0 | 0 | 0 | 0 | 0
Hydrogen Evolution | Srg_BB001 | MW | SPEN | Strathaven | 0 | 0 | 0 | 0 | 0 | 0 | 0 | 0 | 0 | 0 | 0 | 0 | 0 | 0 | 0 | 0 | 0 | 0 | 0 | 0 | 0 | 0 | 0 | 0 | 0 | 0 | 0 | 0
Hydrogen Evolution | Srg_BB001 | MW | SPEN | Tongland | 0 | 0 | 0 | 0 | 0 | 0 | 0 | 0 | 0 | 0 | 0 | 36 | 36 | 36 | 36 | 36 | 36 | 36 | 36 | 36 | 36 | 36 | 36 | 36 | 36 | 36 | 36 | 36
Hydrogen Evolution | Srg_BB001 | MW | SPEN | Westfield | 0 | 25.1 | 25.1 | 25.1 | 25.1 | 25.1 | 25.1 | 25.1 | 25.1 | 25.1 | 25.1 | 25.1 | 25.1 | 25.1 | 25.1 | 25.1 | 25.1 | 25.1 | 25.1 | 25.1 | 25.1 | 25.1 | 25.1 | 25.1 | 25.1 | 25.1 | 25.1 | 25.1
Hydrogen Evolution | Srg_BB001 | MW | SPEN Manweb | Birkenhead | 0 | 2 | 2 | 2 | 2 | 2 | 2 | 2 | 2 | 2 | 2 | 2 | 8 | 8 | 8 | 8 | 8 | 8 | 8 | 8 | 8 | 8 | 8 | 8 | 8 | 8 | 8 | 8
Hydrogen Evolution | Srg_BB001 | MW | SPEN Manweb | Capenhurst | 0 | 19.02 | 19.02 | 19.02 | 19.02 | 19.02 | 19.02 | 19.02 | 19.02 | 19.02 | 19.02 | 19.02 | 26.02 | 26.02 | 26.02 | 41.02 | 41.02 | 41.02 | 41.02 | 41.02 | 41.02 | 41.02 | 41.02 | 41.02 | 41.02 | 41.02 | 41.02 | 41.02
Hydrogen Evolution | Srg_BB001 | MW | SPEN Manweb | Connah's Quay | 0 | 0 | 0 | 0 | 0 | 0 | 0 | 0 | 0 | 0 | 0 | 0 | 6.1 | 6.1 | 6.1 | 6.1 | 6.1 | 6.1 | 6.1 | 6.1 | 6.1 | 6.1 | 6.1 | 6.1 | 6.1 | 6.1 | 6.1 | 6.1
Hydrogen Evolution | Srg_BB001 | MW | SPEN Manweb | Frodsham | 0 | 31 | 31 | 31 | 31 | 31 | 31 | 31 | 31 | 31 | 31 | 31 | 31 | 31 | 31 | 31 | 31 | 31 | 31 | 31 | 31 | 31 | 31 | 31 | 31 | 31 | 31 | 31
Hydrogen Evolution | Srg_BB001 | MW | SPEN Manweb | Kirkby SPEN | 0 | 0 | 0 | 0 | 0 | 0 | 0 | 0 | 0 | 0 | 0 | 0 | 2 | 2 | 2 | 2 | 2 | 2 | 2 | 2 | 2 | 2 | 2 | 2 | 2 | 2 | 2 | 2
Hydrogen Evolution | Srg_BB001 | MW | SPEN Manweb | Legacy | 0 | 0 | 0 | 0 | 0 | 5 | 5 | 5 | 5 | 5 | 5 | 5 | 11 | 11 | 11 | 11 | 11 | 11 | 11 | 11 | 11 | 11 | 11 | 11 | 11 | 11 | 11 | 11
Hydrogen Evolution | Srg_BB001 | MW | SPEN Manweb | Lister Drive | 0 | 44 | 44 | 44 | 44 | 44 | 44 | 44 | 44 | 44 | 44 | 44 | 44 | 44 | 44 | 44 | 44 | 44 | 44 | 44 | 44 | 44 | 44 | 44 | 44 | 44 | 44 | 44
Hydrogen Evolution | Srg_BB001 | MW | SPEN Manweb | Rainhill | 0 | 0 | 0 | 0 | 0 | 0 | 0 | 0 | 0 | 0 | 0 | 0 | 8.1 | 8.1 | 21.5 | 21.5 | 21.5 | 21.5 | 21.5 | 21.5 | 21.5 | 21.5 | 21.5 | 21.5 | 21.5 | 21.5 | 21.5 | 21.5
Hydrogen Evolution | Srg_BB001 | MW | SPTL | Direct(SPTL) | 0 | 149.95 | 399.95 | 399.95 | 949.95 | 1088.25 | 1138.25 | 1138.25 | 1138.25 | 1225.35 | 1245.35 | 1245.35 | 1385.35 | 2235.35 | 2235.35 | 2235.35 | 2435.35 | 2685.35 | 3185.35 | 3549.35 | 3749.35 | 3749.35 | 3749.35 | 3749.35 | 3749.35 | 3749.35 | 3749.35 | 3749.35
Hydrogen Evolution | Srg_BB001 | MW | SSEN (SHEPD) | Abernethy | 0 | 49 | 49 | 49 | 49 | 49 | 49 | 49 | 49 | 49 | 49 | 49 | 49 | 49 | 49 | 49 | 49 | 49 | 49 | 49 | 49 | 49 | 49 | 49 | 49 | 49 | 49 | 49
Hydrogen Evolution | Srg_BB001 | MW | SSEN (SHEPD) | Alness | 0 | 0 | 0 | 0 | 49.9 | 49.9 | 49.9 | 49.9 | 49.9 | 49.9 | 49.9 | 49.9 | 49.9 | 49.9 | 49.9 | 49.9 | 49.9 | 49.9 | 49.9 | 49.9 | 49.9 | 49.9 | 49.9 | 49.9 | 49.9 | 49.9 | 49.9 | 49.9
Hydrogen Evolution | Srg_BB001 | MW | SSEN (SHEPD) | Arbroath | 0 | 35 | 35 | 35 | 35 | 35 | 35 | 35 | 35 | 35 | 35 | 35 | 40 | 40 | 40 | 40 | 40 | 40 | 40 | 40 | 40 | 40 | 40 | 40 | 40 | 40 | 40 | 40
Hydrogen Evolution | Srg_BB001 | MW | SSEN (SHEPD) | Beauly | 0 | 0 | 0 | 0 | 0 | 0 | 0 | 0 | 0 | 0 | 0 | 0 | 0 | 0 | 0 | 0 | 0 | 0 | 0 | 0 | 0 | 0 | 0 | 0 | 0 | 0 | 0 | 0
Hydrogen Evolution | Srg_BB001 | MW | SSEN (SHEPD) | Boat of Garten | 0 | 0 | 49.9 | 49.9 | 49.9 | 49.9 | 49.9 | 49.9 | 49.9 | 49.9 | 49.9 | 49.9 | 49.9 | 49.9 | 49.9 | 49.9 | 49.9 | 49.9 | 49.9 | 49.9 | 49.9 | 49.9 | 49.9 | 49.9 | 49.9 | 49.9 | 49.9 | 49.9
Hydrogen Evolution | Srg_BB001 | MW | SSEN (SHEPD) | Braco West | 0 | 9.999 | 9.999 | 9.999 | 59.899 | 59.899 | 59.899 | 59.899 | 109.799 | 109.799 | 109.799 | 109.799 | 109.799 | 129.599 | 129.599 | 129.599 | 129.599 | 129.599 | 129.599 | 129.599 | 129.599 | 129.599 | 129.599 | 129.599 | 129.599 | 129.599 | 129.599 | 129.599
Hydrogen Evolution | Srg_BB001 | MW | SSEN (SHEPD) | Bridge of Dun | 0 | 0 | 0 | 0 | 0 | 0 | 0 | 0 | 0 | 0 | 0 | 0 | 0 | 9.49 | 9.49 | 9.49 | 9.49 | 9.49 | 9.49 | 9.49 | 9.49 | 9.49 | 9.49 | 9.49 | 9.49 | 9.49 | 9.49 | 9.49
Hydrogen Evolution | Srg_BB001 | MW | SSEN (SHEPD) | Brora | 0 | 0 | 0 | 0 | 0 | 0 | 0 | 0 | 0 | 0 | 0 | 0 | 0 | 0 | 0 | 0 | 0 | 0 | 0 | 0 | 0 | 0 | 0 | 0 | 0 | 0 | 0 | 0
Hydrogen Evolution | Srg_BB001 | MW | SSEN (SHEPD) | Burghmuir | 0 | 1.366 | 1.366 | 51.266 | 51.266 | 51.266 | 51.266 | 51.266 | 51.266 | 51.266 | 51.266 | 51.266 | 51.266 | 51.266 | 51.266 | 51.266 | 51.266 | 51.266 | 51.266 | 51.266 | 51.266 | 51.266 | 51.266 | 51.266 | 51.266 | 51.266 | 51.266 | 51.266
Hydrogen Evolution | Srg_BB001 | MW | SSEN (SHEPD) | Cairnford | 0 | 0 | 0 | 0 | 0 | 0 | 0 | 0 | 0 | 0 | 0 | 0 | 0 | 0 | 0 | 0 | 0 | 0 | 0 | 0 | 0 | 0 | 0 | 0 | 0 | 0 | 0 | 0
Hydrogen Evolution | Srg_BB001 | MW | SSEN (SHEPD) | Carradale | 0 | 0 | 0 | 0 | 0 | 0 | 0 | 0 | 0 | 0 | 0 | 0 | 20 | 20 | 20 | 20 | 20 | 20 | 20 | 20 | 20 | 20 | 20 | 20 | 20 | 20 | 20 | 20
Hydrogen Evolution | Srg_BB001 | MW | SSEN (SHEPD) | Charleston | 0 | 49.9 | 49.9 | 49.9 | 49.9 | 49.9 | 49.9 | 49.9 | 99.8 | 99.8 | 99.8 | 99.8 | 99.8 | 99.8 | 99.8 | 99.8 | 99.8 | 99.8 | 99.8 | 99.8 | 99.8 | 99.8 | 99.8 | 99.8 | 99.8 | 99.8 | 99.8 | 99.8
Hydrogen Evolution | Srg_BB001 | MW | SSEN (SHEPD) | Coupar Angus | 0 | 40 | 40 | 40 | 40 | 40 | 40 | 40 | 40 | 40 | 40 | 40 | 40 | 40 | 40 | 40 | 40 | 40 | 40 | 40 | 40 | 40 | 40 | 40 | 40 | 40 | 40 | 40
Hydrogen Evolution | Srg_BB001 | MW | SSEN (SHEPD) | Dounreay | 0 | 0 | 0 | 0 | 0 | 0 | 0 | 0 | 0 | 0 | 0 | 0 | 0 | 0 | 0 | 0 | 0 | 0 | 0 | 0 | 0 | 0 | 0 | 0 | 0 | 0 | 0 | 0
Hydrogen Evolution | Srg_BB001 | MW | SSEN (SHEPD) | Dunoon | 0 | 0 | 45 | 45 | 45 | 45 | 45 | 45 | 45 | 45 | 45 | 45 | 48.5 | 48.5 | 48.5 | 48.5 | 48.5 | 48.5 | 48.5 | 48.5 | 48.5 | 48.5 | 48.5 | 48.5 | 48.5 | 48.5 | 48.5 | 48.5
Hydrogen Evolution | Srg_BB001 | MW | SSEN (SHEPD) | Dunvegan | 0 | 0 | 0 | 0 | 0 | 0 | 0 | 0 | 0 | 0 | 0 | 0 | 1.032 | 1.032 | 1.032 | 1.032 | 1.032 | 1.032 | 1.032 | 1.032 | 1.032 | 1.032 | 1.032 | 1.032 | 1.032 | 1.032 | 1.032 | 1.032
Hydrogen Evolution | Srg_BB001 | MW | SSEN (SHEPD) | Dyce | 0 | 0 | 0 | 30 | 30 | 30 | 30 | 30 | 30 | 30 | 30 | 30 | 30 | 30 | 30 | 30 | 30 | 30 | 30 | 30 | 30 | 30 | 30 | 30 | 30 | 30 | 30 | 30
Hydrogen Evolution | Srg_BB001 | MW | SSEN (SHEPD) | Elgin | 0 | 0 | 0 | 0 | 0 | 0 | 0 | 0 | 0 | 0 | 50 | 69.9 | 69.9 | 69.9 | 69.9 | 69.9 | 69.9 | 69.9 | 69.9 | 69.9 | 69.9 | 69.9 | 69.9 | 69.9 | 69.9 | 69.9 | 69.9 | 69.9
Hydrogen Evolution | Srg_BB001 | MW | SSEN (SHEPD) | Fasnakyle | 0 | 0 | 0 | 0 | 0 | 0 | 0 | 0 | 0 | 0 | 0 | 0 | 0 | 0 | 0 | 0 | 0 | 0 | 0 | 0 | 0 | 0 | 0 | 0 | 0 | 0 | 0 | 0
Hydrogen Evolution | Srg_BB001 | MW | SSEN (SHEPD) | Fetteresso | 0 | 0 | 0 | 0 | 0 | 0 | 0 | 0 | 0 | 0 | 0 | 0 | 0 | 0 | 0 | 0 | 0 | 0 | 0 | 0 | 0 | 0 | 0 | 0 | 0 | 0 | 0 | 0
Hydrogen Evolution | Srg_BB001 | MW | SSEN (SHEPD) | Fiddes | 0 | 0 | 0 | 0 | 0 | 0 | 0 | 0 | 0 | 0 | 49.9 | 49.9 | 52.999 | 52.999 | 52.999 | 52.999 | 52.999 | 52.999 | 52.999 | 52.999 | 52.999 | 52.999 | 52.999 | 52.999 | 52.999 | 52.999 | 52.999 | 52.999
Hydrogen Evolution | Srg_BB001 | MW | SSEN (SHEPD) | Fort Augustus | 0 | 0 | 49.9 | 49.9 | 49.9 | 49.9 | 49.9 | 49.9 | 49.9 | 49.9 | 49.9 | 49.9 | 49.9 | 49.9 | 49.9 | 49.9 | 49.9 | 49.9 | 49.9 | 49.9 | 49.9 | 49.9 | 49.9 | 49.9 | 49.9 | 49.9 | 49.9 | 49.9
Hydrogen Evolution | Srg_BB001 | MW | SSEN (SHEPD) | Fort William | 0 | 0 | 0 | 0 | 0 | 0 | 0 | 0 | 0 | 0 | 0 | 0 | 1.5 | 1.5 | 1.5 | 1.5 | 1.5 | 1.5 | 1.5 | 1.5 | 1.5 | 1.5 | 1.5 | 1.5 | 1.5 | 1.5 | 1.5 | 1.5
Hydrogen Evolution | Srg_BB001 | MW | SSEN (SHEPD) | Fraserburgh | 0 | 1 | 1 | 1 | 86 | 86 | 86 | 86 | 86 | 86 | 86 | 86 | 86 | 86 | 86 | 86 | 86 | 86 | 86 | 86 | 86 | 86 | 86 | 86 | 86 | 86 | 86 | 86
Hydrogen Evolution | Srg_BB001 | MW | SSEN (SHEPD) | Grudie Bridge | 0 | 0 | 0 | 0 | 0 | 0 | 0 | 0 | 0 | 0 | 0 | 0 | 0 | 0 | 0 | 0 | 0 | 0 | 0 | 0 | 0 | 0 | 0 | 0 | 0 | 0 | 0 | 0
Hydrogen Evolution | Srg_BB001 | MW | SSEN (SHEPD) | Inverness | 0 | 0 | 0 | 0 | 0 | 0 | 0 | 0 | 0 | 0 | 0 | 0 | 0 | 0 | 0 | 0 | 0 | 0 | 0 | 0 | 0 | 0 | 0 | 0 | 0 | 0 | 0 | 0
Hydrogen Evolution | Srg_BB001 | MW | SSEN (SHEPD) | Keith | 0 | 0 | 0 | 0 | 0 | 49.9 | 49.9 | 49.9 | 49.9 | 49.9 | 49.9 | 49.9 | 49.9 | 49.9 | 49.9 | 49.9 | 49.9 | 49.9 | 49.9 | 49.9 | 49.9 | 49.9 | 49.9 | 49.9 | 49.9 | 49.9 | 49.9 | 49.9
Hydrogen Evolution | Srg_BB001 | MW | SSEN (SHEPD) | Killin | 0 | 0 | 0 | 0 | 0 | 0 | 0 | 0 | 0 | 0 | 0 | 0 | 4.842 | 4.842 | 4.842 | 4.842 | 4.842 | 4.842 | 4.842 | 4.842 | 4.842 | 4.842 | 4.842 | 4.842 | 4.842 | 4.842 | 4.842 | 4.842
Hydrogen Evolution | Srg_BB001 | MW | SSEN (SHEPD) | Kintore | 0 | 49.9 | 49.9 | 49.9 | 49.9 | 49.9 | 49.9 | 49.9 | 99.8 | 99.8 | 99.8 | 99.8 | 139.8 | 139.8 | 139.8 | 139.8 | 139.8 | 139.8 | 139.8 | 139.8 | 139.8 | 139.8 | 139.8 | 139.8 | 139.8 | 139.8 | 139.8 | 139.8
Hydrogen Evolution | Srg_BB001 | MW | SSEN (SHEPD) | Lairg | 0 | 0 | 0 | 0 | 0 | 0 | 0 | 0 | 0 | 0 | 0 | 20 | 20 | 20 | 20 | 20 | 20 | 20 | 20 | 20 | 20 | 20 | 20 | 20 | 20 | 20 | 20 | 20
Hydrogen Evolution | Srg_BB001 | MW | SSEN (SHEPD) | Lunanhead | 0 | 0 | 0 | 49.9 | 49.9 | 49.9 | 49.9 | 49.9 | 49.9 | 49.9 | 49.9 | 49.9 | 49.9 | 49.9 | 59.89 | 59.89 | 59.89 | 59.89 | 59.89 | 59.89 | 59.89 | 59.89 | 59.89 | 59.89 | 59.89 | 59.89 | 59.89 | 59.89
Hydrogen Evolution | Srg_BB001 | MW | SSEN (SHEPD) | Lyndhurst | 0 | 49.9 | 49.9 | 49.9 | 49.9 | 49.9 | 49.9 | 49.9 | 49.9 | 49.9 | 49.9 | 49.9 | 79.9 | 79.9 | 79.9 | 79.9 | 79.9 | 79.9 | 79.9 | 79.9 | 79.9 | 79.9 | 79.9 | 79.9 | 79.9 | 79.9 | 79.9 | 79.9
Hydrogen Evolution | Srg_BB001 | MW | SSEN (SHEPD) | Macduff | 0 | 0 | 0 | 0 | 0 | 0 | 0 | 0 | 0 | 0 | 49.9 | 49.9 | 49.9 | 49.9 | 49.9 | 49.9 | 49.9 | 49.9 | 49.9 | 49.9 | 49.9 | 49.9 | 49.9 | 49.9 | 49.9 | 49.9 | 49.9 | 49.9
Hydrogen Evolution | Srg_BB001 | MW | SSEN (SHEPD) | Milton of Craigie | 0 | 0 | 0 | 0 | 0 | 0 | 0 | 0 | 0 | 0 | 49.9 | 49.9 | 49.9 | 49.9 | 49.9 | 49.9 | 49.9 | 49.9 | 49.9 | 49.9 | 49.9 | 49.9 | 49.9 | 49.9 | 49.9 | 49.9 | 49.9 | 49.9
Hydrogen Evolution | Srg_BB001 | MW | SSEN (SHEPD) | Mybster | 0 | 0 | 0 | 0 | 0 | 0 | 0 | 0 | 0 | 0 | 0 | 0 | 0 | 0 | 0 | 0 | 0 | 0 | 0 | 0 | 0 | 0 | 0 | 0 | 0 | 0 | 0 | 0
Hydrogen Evolution | Srg_BB001 | MW | SSEN (SHEPD) | Nairn | 0 | 0 | 0 | 49.9 | 49.9 | 49.9 | 49.9 | 49.9 | 49.9 | 99.8 | 99.8 | 99.8 | 99.8 | 99.8 | 99.8 | 99.8 | 99.8 | 99.8 | 99.8 | 129.16 | 129.16 | 129.16 | 129.16 | 129.16 | 129.16 | 129.16 | 129.16 | 129.16
Hydrogen Evolution | Srg_BB001 | MW | SSEN (SHEPD) | Persley | 0 | 0 | 0 | 0 | 0 | 0 | 0 | 0 | 0 | 0 | 0 | 0 | 0 | 0 | 0 | 0 | 0 | 0 | 0 | 0 | 0 | 0 | 0 | 0 | 0 | 0 | 0 | 0
Hydrogen Evolution | Srg_BB001 | MW | SSEN (SHEPD) | Peterhead Grange | 0 | 30 | 30 | 30 | 30 | 30 | 30 | 30 | 30 | 30 | 30 | 30 | 30 | 30 | 30 | 30 | 30 | 30 | 30 | 30 | 30 | 30 | 30 | 30 | 30 | 30 | 30 | 30
Hydrogen Evolution | Srg_BB001 | MW | SSEN (SHEPD) | Peterhead Shell | 0 | 1 | 1 | 1 | 1 | 1 | 1 | 1 | 1 | 1 | 1 | 1 | 1 | 1 | 1 | 1 | 1 | 1 | 1 | 1 | 1 | 1 | 1 | 1 | 1 | 1 | 1 | 1
Hydrogen Evolution | Srg_BB001 | MW | SSEN (SHEPD) | Rannoch | 0 | 0 | 0 | 0 | 0 | 0 | 0 | 0 | 0 | 0 | 0 | 0 | 0 | 0 | 0 | 0 | 0 | 0 | 0 | 0 | 0 | 0 | 0 | 0 | 0 | 0 | 0 | 0
Hydrogen Evolution | Srg_BB001 | MW | SSEN (SHEPD) | Redmoss | 0 | 0 | 0 | 0 | 0 | 0 | 0 | 0 | 0 | 0 | 0 | 0 | 5 | 5 | 5 | 5 | 5 | 5 | 5 | 5 | 5 | 5 | 5 | 5 | 5 | 5 | 5 | 5
Hydrogen Evolution | Srg_BB001 | MW | SSEN (SHEPD) | Rothienorman | 0 | 0 | 49.9 | 99.8 | 99.8 | 99.8 | 99.8 | 99.8 | 99.8 | 99.8 | 99.8 | 99.8 | 99.8 | 99.8 | 99.8 | 99.8 | 99.8 | 149.8 | 149.8 | 149.8 | 149.8 | 149.8 | 149.8 | 149.8 | 149.8 | 149.8 | 149.8 | 149.8
Hydrogen Evolution | Srg_BB001 | MW | SSEN (SHEPD) | Shin | 0 | 0 | 0 | 0 | 0 | 0 | 0 | 0 | 0 | 0 | 0 | 0 | 0 | 0 | 0 | 0 | 0 | 0 | 0 | 0 | 0 | 0 | 0 | 0 | 0 | 0 | 0 | 0
Hydrogen Evolution | Srg_BB001 | MW | SSEN (SHEPD) | Stornoway | 0 | 0 | 0 | 0 | 0 | 0 | 0 | 0 | 0 | 0 | 0 | 0 | 0 | 0 | 0 | 0 | 0 | 0 | 0 | 0 | 0 | 0 | 0 | 0 | 0 | 0 | 0 | 0
Hydrogen Evolution | Srg_BB001 | MW | SSEN (SHEPD) | Strichen | 0 | 0 | 42.1 | 42.1 | 42.1 | 42.1 | 42.1 | 42.1 | 92 | 92 | 92 | 92 | 92 | 111.4 | 111.4 | 111.4 | 111.4 | 111.4 | 111.4 | 111.4 | 111.4 | 111.4 | 111.4 | 111.4 | 111.4 | 111.4 | 111.4 | 111.4
Hydrogen Evolution | Srg_BB001 | MW | SSEN (SHEPD) | Tarland | 0 | 0 | 0 | 0 | 0 | 0 | 0 | 0 | 0 | 0 | 0 | 0 | 20 | 20 | 20 | 20 | 20 | 20 | 20 | 20 | 20 | 20 | 20 | 20 | 20 | 20 | 20 | 20
Hydrogen Evolution | Srg_BB001 | MW | SSEN (SHEPD) | Thurso | 0 | 3 | 3 | 3 | 3 | 3 | 3 | 3 | 3 | 3 | 3 | 3 | 3 | 3 | 3 | 52.9 | 52.9 | 52.9 | 52.9 | 52.9 | 52.9 | 52.9 | 52.9 | 52.9 | 52.9 | 52.9 | 52.9 | 52.9
Hydrogen Evolution | Srg_BB001 | MW | SSEN (SHEPD) | Willowdale | 0 | 0 | 0 | 0 | 0 | 0 | 0 | 0 | 0 | 0 | 0 | 0 | 2.105 | 2.105 | 2.105 | 2.105 | 2.105 | 2.105 | 2.105 | 2.105 | 2.105 | 2.105 | 2.105 | 2.105 | 2.105 | 2.105 | 2.105 | 2.105
Hydrogen Evolution | Srg_BB001 | MW | SSEN South | Botley Wood | 0 | 0 | 0 | 55.291 | 55.291 | 55.291 | 55.291 | 55.291 | 55.291 | 55.291 | 55.291 | 55.291 | 56.355 | 56.355 | 56.355 | 56.355 | 72.144 | 72.144 | 72.144 | 72.144 | 72.144 | 72.144 | 72.144 | 72.144 | 72.144 | 72.144 | 72.144 | 72.144
Hydrogen Evolution | Srg_BB001 | MW | SSEN South | Bramley | 0 | 21 | 21 | 21 | 21 | 21 | 120.9 | 120.9 | 120.9 | 120.9 | 120.9 | 120.9 | 142.804 | 142.804 | 142.804 | 142.804 | 142.804 | 142.804 | 142.804 | 142.804 | 142.804 | 142.804 | 142.804 | 142.804 | 142.804 | 142.804 | 142.804 | 142.804
Hydrogen Evolution | Srg_BB001 | MW | SSEN South | Chickerell | 0 | 0 | 0 | 0 | 0 | 0 | 0 | 0 | 0 | 0 | 0 | 0 | 6.5 | 6.5 | 6.5 | 6.5 | 6.5 | 6.5 | 6.5 | 6.5 | 6.5 | 6.5 | 6.5 | 6.5 | 6.5 | 6.5 | 6.5 | 6.5
Hydrogen Evolution | Srg_BB001 | MW | SSEN South | Cowley | 0 | 0 | 0 | 0 | 0 | 0 | 0 | 0 | 0 | 0 | 0 | 0 | 10 | 20.526 | 47.026 | 47.026 | 47.026 | 47.026 | 47.026 | 47.026 | 47.026 | 47.026 | 47.026 | 47.026 | 47.026 | 47.026 | 47.026 | 47.026
Hydrogen Evolution | Srg_BB001 | MW | SSEN South | East Claydon | 0 | 77.405 | 77.405 | 77.405 | 77.405 | 77.405 | 186.352 | 186.352 | 186.352 | 186.352 | 186.352 | 186.352 | 188.252 | 188.252 | 188.252 | 188.252 | 188.252 | 188.252 | 188.252 | 188.252 | 188.252 | 188.252 | 188.252 | 188.252 | 188.252 | 188.252 | 188.252 | 188.252
Hydrogen Evolution | Srg_BB001 | MW | SSEN South | Iver 132kV | 0 | 20 | 20 | 20 | 20 | 20 | 20 | 20 | 20 | 20 | 20 | 20 | 26.316 | 26.316 | 26.316 | 26.316 | 26.316 | 26.316 | 26.316 | 26.316 | 26.316 | 26.316 | 26.316 | 26.316 | 26.316 | 26.316 | 26.316 | 26.316
Hydrogen Evolution | Srg_BB001 | MW | SSEN South | Laleham | 0 | 0 | 0 | 0 | 0 | 0 | 0 | 0 | 0 | 0 | 0 | 0 | 0 | 0 | 0 | 0 | 0 | 0 | 0 | 0 | 0 | 0 | 0 | 0 | 0 | 0 | 0 | 0
Hydrogen Evolution | Srg_BB001 | MW | SSEN South | Lovedean | 0 | 4 | 4 | 4 | 4 | 4 | 4 | 4 | 4 | 4 | 4 | 4 | 16.187 | 16.187 | 16.187 | 16.187 | 16.187 | 16.187 | 16.187 | 16.187 | 16.187 | 16.187 | 16.187 | 16.187 | 16.187 | 16.187 | 16.187 | 16.187
Hydrogen Evolution | Srg_BB001 | MW | SSEN South | Mannington | 0 | 52.125 | 72.125 | 72.125 | 72.125 | 72.125 | 72.125 | 177.283 | 177.283 | 177.283 | 177.283 | 177.283 | 183.213 | 204.687 | 204.687 | 204.687 | 204.687 | 204.687 | 204.687 | 204.687 | 204.687 | 204.687 | 204.687 | 204.687 | 204.687 | 204.687 | 204.687 | 204.687
Hydrogen Evolution | Srg_BB001 | MW | SSEN South | Melksham | 0 | 82.8 | 167.011 | 167.011 | 167.011 | 167.011 | 167.011 | 167.011 | 167.011 | 167.011 | 167.011 | 167.011 | 187.834 | 197.834 | 197.834 | 197.834 | 197.834 | 197.834 | 197.834 | 197.834 | 197.834 | 197.834 | 197.834 | 197.834 | 197.834 | 197.834 | 197.834 | 197.834
Hydrogen Evolution | Srg_BB001 | MW | SSEN South | Minety | 0 | 176.345 | 240.871 | 240.871 | 240.871 | 240.871 | 240.871 | 290.771 | 290.771 | 290.771 | 290.771 | 290.771 | 300.469 | 310.469 | 310.469 | 310.469 | 310.469 | 310.469 | 310.469 | 310.469 | 310.469 | 310.469 | 310.469 | 310.469 | 310.469 | 310.469 | 310.469 | 310.469
Hydrogen Evolution | Srg_BB001 | MW | SSEN South | Nursling | 0 | 19 | 19 | 19 | 19 | 19 | 19 | 19 | 19 | 19 | 19 | 19 | 24.537 | 24.537 | 24.537 | 24.537 | 24.537 | 24.537 | 24.537 | 24.537 | 24.537 | 24.537 | 24.537 | 24.537 | 24.537 | 24.537 | 24.537 | 24.537
Hydrogen Evolution | Srg_BB001 | MW | UKPN Eastern | Amersham Main | 0 | 211.3 | 211.3 | 211.3 | 211.3 | 211.3 | 211.3 | 211.3 | 211.3 | 211.3 | 211.3 | 211.3 | 218.879 | 218.879 | 218.879 | 218.879 | 218.879 | 218.879 | 218.879 | 218.879 | 218.879 | 218.879 | 218.879 | 218.879 | 218.879 | 218.879 | 218.879 | 218.879
Hydrogen Evolution | Srg_BB001 | MW | UKPN Eastern | Braintree | 0 | 16.7 | 16.7 | 16.7 | 16.7 | 16.7 | 16.7 | 16.7 | 16.7 | 16.7 | 16.7 | 16.7 | 16.7 | 16.7 | 16.7 | 16.7 | 16.7 | 16.7 | 16.7 | 16.7 | 16.7 | 16.7 | 16.7 | 16.7 | 16.7 | 16.7 | 16.7 | 16.7
Hydrogen Evolution | Srg_BB001 | MW | UKPN Eastern | Bramford | 0 | 257.804 | 257.804 | 257.804 | 257.804 | 257.804 | 257.804 | 257.804 | 257.804 | 257.804 | 257.804 | 257.804 | 262.804 | 272.804 | 272.804 | 272.804 | 272.804 | 272.804 | 272.804 | 272.804 | 272.804 | 272.804 | 272.804 | 272.804 | 272.804 | 272.804 | 272.804 | 272.804
Hydrogen Evolution | Srg_BB001 | MW | UKPN Eastern | Burwell Main | 0 | 49.9 | 49.9 | 49.9 | 49.9 | 49.9 | 49.9 | 49.9 | 49.9 | 49.9 | 49.9 | 49.9 | 55.9 | 65.9 | 65.9 | 65.9 | 65.9 | 65.9 | 65.9 | 65.9 | 65.9 | 65.9 | 65.9 | 65.9 | 65.9 | 65.9 | 65.9 | 65.9
Hydrogen Evolution | Srg_BB001 | MW | UKPN Eastern | Eaton Socon | 0 | 0 | 0 | 0 | 0 | 0 | 0 | 9.4 | 9.4 | 9.4 | 9.4 | 9.4 | 9.4 | 9.4 | 24.4 | 40.4 | 40.4 | 59.2 | 79.2 | 79.2 | 79.2 | 79.2 | 79.2 | 79.2 | 79.2 | 79.2 | 79.2 | 79.2
Hydrogen Evolution | Srg_BB001 | MW | UKPN Eastern | Elstree | 0 | 5.058 | 5.058 | 5.058 | 5.058 | 5.058 | 5.058 | 5.058 | 5.058 | 5.058 | 5.058 | 5.058 | 5.058 | 5.058 | 5.058 | 5.058 | 5.058 | 5.058 | 5.058 | 5.058 | 5.058 | 5.058 | 5.058 | 5.058 | 5.058 | 5.058 | 5.058 | 5.058
Hydrogen Evolution | Srg_BB001 | MW | UKPN Eastern | Norwich Main | 0 | 58.76 | 58.76 | 58.76 | 58.76 | 58.76 | 58.76 | 58.76 | 58.76 | 58.76 | 58.76 | 58.76 | 63.76 | 63.76 | 63.76 | 63.76 | 63.76 | 63.76 | 63.76 | 63.76 | 63.76 | 63.76 | 63.76 | 63.76 | 63.76 | 63.76 | 63.76 | 63.76
Hydrogen Evolution | Srg_BB001 | MW | UKPN Eastern | Pelham | 0 | 109.6 | 109.6 | 109.6 | 109.6 | 109.6 | 109.6 | 109.6 | 109.6 | 109.6 | 109.6 | 109.6 | 109.6 | 120 | 130 | 130 | 130 | 130 | 130 | 130 | 130 | 130 | 130 | 130 | 130 | 130 | 130 | 130
Hydrogen Evolution | Srg_BB001 | MW | UKPN Eastern | Rayleigh | 0 | 218.1 | 236.85 | 276.85 | 326.75 | 329.55 | 329.55 | 329.55 | 329.55 | 329.55 | 329.55 | 329.55 | 335.55 | 335.55 | 335.55 | 335.55 | 335.55 | 335.55 | 335.55 | 352.55 | 352.55 | 352.55 | 352.55 | 352.55 | 352.55 | 352.55 | 352.55 | 352.55
Hydrogen Evolution | Srg_BB001 | MW | UKPN Eastern | Rye House | 0 | 0 | 0 | 0 | 0 | 0 | 0 | 0 | 0 | 0 | 0 | 0 | 7.215 | 7.215 | 7.215 | 7.215 | 7.215 | 7.215 | 7.215 | 7.215 | 7.215 | 7.215 | 7.215 | 7.215 | 7.215 | 7.215 | 7.215 | 7.215
Hydrogen Evolution | Srg_BB001 | MW | UKPN Eastern | Sundon | 0 | 206.808 | 206.808 | 206.808 | 206.808 | 213.008 | 213.008 | 213.008 | 213.008 | 213.008 | 213.008 | 213.008 | 217.808 | 217.808 | 217.808 | 217.808 | 217.808 | 217.808 | 217.808 | 217.808 | 217.808 | 217.808 | 217.808 | 217.808 | 217.808 | 217.808 | 217.808 | 217.808
Hydrogen Evolution | Srg_BB001 | MW | UKPN Eastern | Tilbury | 0 | 28 | 48 | 48 | 48 | 48 | 48 | 48 | 48 | 48 | 48 | 48 | 48 | 48 | 48 | 48 | 48 | 48 | 48 | 48 | 48 | 48 | 48 | 48 | 48 | 48 | 48 | 48
Hydrogen Evolution | Srg_BB001 | MW | UKPN Eastern | Tottenham | 0 | 5.2 | 5.2 | 5.2 | 5.2 | 5.2 | 5.2 | 5.2 | 5.2 | 5.2 | 5.2 | 5.2 | 6.32 | 6.32 | 6.32 | 6.32 | 6.32 | 6.32 | 6.32 | 6.32 | 6.32 | 6.32 | 6.32 | 6.32 | 6.32 | 6.32 | 6.32 | 6.32
Hydrogen Evolution | Srg_BB001 | MW | UKPN Eastern | Walpole (_A) | 0 | 91.07 | 98.57 | 98.57 | 98.57 | 98.57 | 98.57 | 98.57 | 98.57 | 98.57 | 98.57 | 98.57 | 101.57 | 101.57 | 101.57 | 128.57 | 128.57 | 128.57 | 128.57 | 128.57 | 128.57 | 128.57 | 128.57 | 128.57 | 128.57 | 128.57 | 128.57 | 128.57
Hydrogen Evolution | Srg_BB001 | MW | UKPN Eastern | Warley | 0 | 199 | 199 | 199 | 199 | 199 | 199 | 199 | 199 | 199 | 199 | 199 | 199 | 199 | 199 | 199 | 199 | 199 | 199 | 199 | 199 | 199 | 199 | 199 | 199 | 199 | 199 | 199
Hydrogen Evolution | Srg_BB001 | MW | UKPN Eastern | West Thurrock | 0 | 0 | 0 | 0 | 0 | 1 | 1 | 1 | 1 | 1 | 1 | 1 | 1 | 1 | 1 | 1 | 1 | 1 | 1 | 1 | 1 | 1 | 1 | 1 | 1 | 1 | 1 | 1
Hydrogen Evolution | Srg_BB001 | MW | UKPN Eastern | Wymondley | 0 | 0 | 0 | 0 | 0 | 0 | 0 | 0 | 0 | 0 | 0 | 0 | 6 | 6 | 6 | 6 | 6 | 6 | 6 | 6 | 6 | 6 | 6 | 6 | 6 | 6 | 6 | 6
Hydrogen Evolution | Srg_BB001 | MW | UKPN London | Beddington LPN | 0 | 0 | 0 | 0 | 0 | 2 | 2 | 2 | 2 | 2 | 2 | 2 | 2 | 2 | 2 | 2 | 2 | 2 | 2 | 2 | 2 | 2 | 2 | 2 | 2 | 2 | 2 | 2
Hydrogen Evolution | Srg_BB001 | MW | UKPN London | Islington | 0 | 2.85 | 2.85 | 2.85 | 2.85 | 2.85 | 2.85 | 2.85 | 2.85 | 2.85 | 2.85 | 2.85 | 2.85 | 2.85 | 2.85 | 2.85 | 2.85 | 2.85 | 2.85 | 2.85 | 2.85 | 2.85 | 2.85 | 2.85 | 2.85 | 2.85 | 2.85 | 2.85
Hydrogen Evolution | Srg_BB001 | MW | UKPN London | Littlebrook LPN | 0 | 12.8 | 12.8 | 12.8 | 12.8 | 12.8 | 12.8 | 12.8 | 12.8 | 12.8 | 12.8 | 12.8 | 14.3 | 14.3 | 14.3 | 14.3 | 14.3 | 14.3 | 14.3 | 14.3 | 14.3 | 14.3 | 14.3 | 14.3 | 14.3 | 14.3 | 14.3 | 14.3
Hydrogen Evolution | Srg_BB001 | MW | UKPN London | New Cross 66kV | 0 | 1 | 1 | 1 | 1 | 1 | 1 | 1 | 1 | 1 | 1 | 1 | 1 | 1 | 1 | 1 | 1 | 1 | 1 | 1 | 1 | 1 | 1 | 1 | 1 | 1 | 1 | 1
Hydrogen Evolution | Srg_BB001 | MW | UKPN London | Willesden 66kV | 0 | 0 | 0 | 0 | 0 | 0 | 0 | 0 | 0 | 0 | 0 | 0 | 5.614 | 5.614 | 5.614 | 5.614 | 5.614 | 5.614 | 5.614 | 5.614 | 5.614 | 5.614 | 5.614 | 5.614 | 5.614 | 5.614 | 5.614 | 5.614
Hydrogen Evolution | Srg_BB001 | MW | UKPN South East | Beddington SPN | 0 | 0 | 0 | 0 | 12 | 12 | 12 | 12 | 12 | 12 | 12 | 12 | 12 | 12 | 12 | 12 | 12 | 12 | 12 | 12 | 12 | 12 | 12 | 12 | 12 | 12 | 12 | 12
Hydrogen Evolution | Srg_BB001 | MW | UKPN South East | Bolney | 0 | 79.8 | 79.8 | 79.8 | 79.8 | 79.8 | 79.8 | 79.8 | 79.8 | 79.8 | 79.8 | 79.8 | 87 | 87 | 87 | 87 | 87 | 87 | 87 | 87 | 87 | 87 | 87 | 87 | 87 | 87 | 87 | 87
Hydrogen Evolution | Srg_BB001 | MW | UKPN South East | Canterbury | 0 | 0 | 0 | 0 | 49.9 | 49.9 | 49.9 | 50.7 | 51.288 | 51.288 | 51.288 | 51.288 | 51.288 | 51.288 | 51.288 | 51.288 | 76.788 | 76.788 | 76.788 | 76.788 | 76.788 | 76.788 | 76.788 | 76.788 | 76.788 | 76.788 | 76.788 | 76.788
Hydrogen Evolution | Srg_BB001 | MW | UKPN South East | Chessington | 0 | 0 | 0 | 0 | 0 | 0 | 0 | 0 | 0 | 0 | 0 | 0 | 0 | 0 | 0 | 0 | 0 | 0 | 0 | 0 | 0 | 0 | 0 | 0 | 0 | 0 | 0 | 0
Hydrogen Evolution | Srg_BB001 | MW | UKPN South East | Kemsley | 0 | 50.152 | 50.152 | 100.052 | 100.052 | 100.052 | 100.052 | 100.052 | 100.052 | 100.052 | 100.052 | 100.052 | 100.052 | 100.052 | 100.052 | 100.052 | 100.052 | 100.052 | 100.052 | 100.052 | 100.052 | 100.052 | 100.052 | 100.052 | 100.052 | 100.052 | 100.052 | 100.052
Hydrogen Evolution | Srg_BB001 | MW | UKPN South East | Kingsnorth | 0 | 0 | 54.558 | 54.558 | 54.558 | 54.558 | 54.558 | 54.558 | 54.558 | 54.558 | 54.558 | 54.558 | 54.558 | 54.558 | 54.558 | 54.558 | 54.558 | 54.558 | 54.558 | 54.558 | 54.558 | 54.558 | 54.558 | 54.558 | 54.558 | 54.558 | 54.558 | 54.558
Hydrogen Evolution | Srg_BB001 | MW | UKPN South East | Ninfield | 0 | 101.48 | 101.48 | 101.48 | 101.48 | 101.48 | 101.48 | 101.48 | 101.48 | 101.48 | 101.48 | 101.48 | 112.69 | 112.69 | 112.69 | 112.69 | 112.69 | 129.69 | 146.69 | 146.69 | 146.69 | 146.69 | 146.69 | 146.69 | 146.69 | 146.69 | 146.69 | 146.69
Hydrogen Evolution | Srg_BB001 | MW | UKPN South East | Northfleet East | 0 | 91.84 | 91.84 | 91.84 | 91.84 | 91.84 | 91.84 | 91.84 | 91.84 | 91.84 | 91.84 | 91.84 | 94.84 | 94.84 | 94.84 | 94.84 | 94.84 | 94.84 | 94.84 | 109.39 | 109.39 | 109.39 | 109.39 | 109.39 | 109.39 | 109.39 | 109.39 | 109.39
Hydrogen Evolution | Srg_BB001 | MW | UKPN South East | Richborough | 0 | 0 | 0 | 0 | 0 | 0 | 0 | 0 | 0 | 0 | 0 | 0 | 0 | 0 | 0 | 0 | 0 | 0 | 0 | 0 | 0 | 0 | 0 | 0 | 0 | 0 | 0 | 0
Hydrogen Evolution | Srg_BB001 | MW | UKPN South East | Sellindge | 0 | 0 | 0 | 0 | 0 | 0 | 0 | 0 | 0 | 0 | 0 | 0 | 0 | 10.5 | 10.5 | 10.5 | 10.5 | 10.5 | 10.5 | 10.5 | 10.5 | 10.5 | 10.5 | 10.5 | 10.5 | 10.5 | 10.5 | 10.5
Hydrogen Evolution | Srg_BB001 | MW | UKPN South East | West Weybridge | 0 | 6 | 6 | 6 | 6 | 6 | 6 | 6 | 6 | 6 | 6 | 6 | 6 | 6 | 6 | 6 | 6 | 6 | 6 | 6 | 6 | 6 | 6 | 6 | 6 | 6 | 6 | 6
Hydrogen Evolution | Srg_BB002 | MW | Electricity North West | Bredbury | 0 | 0.735 | 0.863 | 0.953 | 1.27 | 1.424 | 1.563 | 1.715 | 1.885 | 2.073 | 2.275 | 2.493 | 2.726 | 2.973 | 3.24 | 3.518 | 3.811 | 4.119 | 4.442 | 4.78 | 5.133 | 5.501 | 5.884 | 6.283 | 6.696 | 7.124 | 7.568 | 8.026
Hydrogen Evolution | Srg_BB002 | MW | Electricity North West | Carrington | 0 | 0.364 | 0.427 | 0.471 | 0.628 | 0.705 | 0.773 | 0.849 | 0.933 | 1.025 | 1.126 | 1.233 | 1.349 | 1.471 | 1.603 | 1.74 | 1.885 | 2.038 | 2.198 | 2.365 | 2.54 | 2.722 | 2.911 | 3.108 | 3.313 | 3.525 | 3.744 | 3.971
Hydrogen Evolution | Srg_BB002 | MW | Electricity North West | Harker | 0 | 1.283 | 1.507 | 1.662 | 2.217 | 2.485 | 2.728 | 2.994 | 3.29 | 3.617 | 3.971 | 4.351 | 4.757 | 5.189 | 5.655 | 6.139 | 6.651 | 7.188 | 7.752 | 8.342 | 8.958 | 9.601 | 10.269 | 10.964 | 11.685 | 12.433 | 13.207 | 14.007
Hydrogen Evolution | Srg_BB002 | MW | Electricity North West | Heysham (NGET) | 0 | 0.373 | 0.438 | 0.483 | 0.644 | 0.722 | 0.792 | 0.869 | 0.955 | 1.05 | 1.153 | 1.263 | 1.381 | 1.507 | 1.642 | 1.783 | 1.931 | 2.087 | 2.251 | 2.422 | 2.601 | 2.788 | 2.982 | 3.184 | 3.393 | 3.61 | 3.835 | 4.067
Hydrogen Evolution | Srg_BB002 | MW | Electricity North West | Hutton | 0 | 0.725 | 0.851 | 0.939 | 1.251 | 1.403 | 1.54 | 1.69 | 1.857 | 2.042 | 2.242 | 2.457 | 2.686 | 2.93 | 3.192 | 3.466 | 3.755 | 4.058 | 4.377 | 4.71 | 5.058 | 5.421 | 5.798 | 6.19 | 6.598 | 7.02 | 7.457 | 7.908
Hydrogen Evolution | Srg_BB002 | MW | Electricity North West | Kearsley 132kV | 0 | 1.557 | 1.828 | 2.017 | 2.689 | 3.015 | 3.309 | 3.631 | 3.991 | 4.388 | 4.817 | 5.278 | 5.771 | 6.295 | 6.859 | 7.447 | 8.068 | 8.72 | 9.404 | 10.119 | 10.867 | 11.646 | 12.457 | 13.3 | 14.175 | 15.083 | 16.021 | 16.991
Hydrogen Evolution | Srg_BB002 | MW | Electricity North West | Kirkby ENW | 0 | 0.479 | 0.562 | 0.621 | 0.827 | 0.928 | 1.018 | 1.117 | 1.228 | 1.35 | 1.482 | 1.624 | 1.776 | 1.937 | 2.111 | 2.292 | 2.483 | 2.683 | 2.894 | 3.114 | 3.344 | 3.584 | 3.833 | 4.093 | 4.362 | 4.641 | 4.93 | 5.229
Hydrogen Evolution | Srg_BB002 | MW | Electricity North West | Macclesfield | 0 | 0.228 | 0.267 | 0.295 | 0.393 | 0.441 | 0.484 | 0.531 | 0.583 | 0.641 | 0.704 | 0.772 | 0.844 | 0.92 | 1.003 | 1.089 | 1.18 | 1.275 | 1.375 | 1.479 | 1.589 | 1.703 | 1.821 | 1.945 | 2.072 | 2.205 | 2.342 | 2.484
Hydrogen Evolution | Srg_BB002 | MW | Electricity North West | Padiham | 0 | 0.758 | 0.89 | 0.982 | 1.309 | 1.467 | 1.61 | 1.767 | 1.942 | 2.136 | 2.344 | 2.569 | 2.809 | 3.064 | 3.339 | 3.625 | 3.927 | 4.244 | 4.577 | 4.925 | 5.289 | 5.669 | 6.063 | 6.474 | 6.899 | 7.341 | 7.798 | 8.27
Hydrogen Evolution | Srg_BB002 | MW | Electricity North West | Penwortham East | 0 | 1.015 | 1.192 | 1.315 | 1.753 | 1.966 | 2.158 | 2.368 | 2.602 | 2.861 | 3.141 | 3.442 | 3.763 | 4.105 | 4.473 | 4.856 | 5.261 | 5.686 | 6.132 | 6.598 | 7.086 | 7.594 | 8.123 | 8.673 | 9.243 | 9.835 | 10.447 | 11.08
Hydrogen Evolution | Srg_BB002 | MW | Electricity North West | Penwortham West | 0 | 0.897 | 1.054 | 1.163 | 1.55 | 1.738 | 1.907 | 2.093 | 2.301 | 2.529 | 2.777 | 3.043 | 3.327 | 3.629 | 3.954 | 4.293 | 4.651 | 5.027 | 5.421 | 5.833 | 6.265 | 6.714 | 7.181 | 7.667 | 8.172 | 8.695 | 9.236 | 9.795
Hydrogen Evolution | Srg_BB002 | MW | Electricity North West | Rochdale | 0 | 0.762 | 0.895 | 0.987 | 1.316 | 1.475 | 1.619 | 1.777 | 1.953 | 2.147 | 2.357 | 2.583 | 2.824 | 3.081 | 3.357 | 3.645 | 3.949 | 4.268 | 4.602 | 4.952 | 5.319 | 5.7 | 6.097 | 6.509 | 6.937 | 7.382 | 7.841 | 8.316
Hydrogen Evolution | Srg_BB002 | MW | Electricity North West | South Manchester | 0 | 0.686 | 0.805 | 0.888 | 1.184 | 1.328 | 1.457 | 1.6 | 1.758 | 1.933 | 2.122 | 2.325 | 2.542 | 2.773 | 3.021 | 3.28 | 3.554 | 3.841 | 4.142 | 4.457 | 4.787 | 5.13 | 5.487 | 5.858 | 6.244 | 6.643 | 7.057 | 7.484
Hydrogen Evolution | Srg_BB002 | MW | Electricity North West | Stalybridge | 0 | 0.96 | 1.127 | 1.243 | 1.658 | 1.859 | 2.04 | 2.239 | 2.461 | 2.705 | 2.97 | 3.254 | 3.558 | 3.881 | 4.229 | 4.592 | 4.975 | 5.376 | 5.798 | 6.239 | 6.7 | 7.181 | 7.681 | 8.201 | 8.74 | 9.299 | 9.878 | 10.476
Hydrogen Evolution | Srg_BB002 | MW | Electricity North West | Stanah | 0 | 0.496 | 0.582 | 0.642 | 0.856 | 0.96 | 1.053 | 1.156 | 1.27 | 1.397 | 1.533 | 1.68 | 1.837 | 2.004 | 2.183 | 2.371 | 2.568 | 2.776 | 2.993 | 3.221 | 3.459 | 3.707 | 3.965 | 4.234 | 4.512 | 4.801 | 5.1 | 5.409
Hydrogen Evolution | Srg_BB002 | MW | Electricity North West | Washway Farm | 0 | 0.099 | 0.116 | 0.128 | 0.171 | 0.192 | 0.21 | 0.231 | 0.254 | 0.279 | 0.306 | 0.336 | 0.367 | 0.4 | 0.436 | 0.473 | 0.513 | 0.554 | 0.598 | 0.643 | 0.691 | 0.74 | 0.792 | 0.846 | 0.901 | 0.959 | 1.018 | 1.08
Hydrogen Evolution | Srg_BB002 | MW | Electricity North West | Whitegate | 0 | 0.975 | 1.144 | 1.263 | 1.683 | 1.887 | 2.072 | 2.274 | 2.499 | 2.747 | 3.016 | 3.304 | 3.613 | 3.941 | 4.294 | 4.663 | 5.051 | 5.459 | 5.887 | 6.335 | 6.804 | 7.292 | 7.799 | 8.327 | 8.875 | 9.443 | 10.03 | 10.638
Hydrogen Evolution | Srg_BB002 | MW | NGED East Midlands | Berkswell | 0 | 0.868 | 1.02 | 1.125 | 1.5 | 1.682 | 1.846 | 2.026 | 2.226 | 2.447 | 2.687 | 2.944 | 3.219 | 3.511 | 3.826 | 4.154 | 4.5 | 4.864 | 5.245 | 5.644 | 6.062 | 6.496 | 6.949 | 7.419 | 7.907 | 8.413 | 8.936 | 9.478
Hydrogen Evolution | Srg_BB002 | MW | NGED East Midlands | Bicker Fen | 0 | 0.825 | 0.969 | 1.069 | 1.426 | 1.599 | 1.754 | 1.925 | 2.116 | 2.327 | 2.554 | 2.799 | 3.06 | 3.338 | 3.637 | 3.949 | 4.278 | 4.624 | 4.986 | 5.365 | 5.762 | 6.175 | 6.605 | 7.052 | 7.516 | 7.997 | 8.495 | 9.009
Hydrogen Evolution | Srg_BB002 | MW | NGED East Midlands | Chesterfield | 0 | 2.433 | 2.857 | 3.152 | 4.202 | 4.712 | 5.171 | 5.676 | 6.237 | 6.858 | 7.528 | 8.249 | 9.019 | 9.839 | 10.721 | 11.64 | 12.61 | 13.629 | 14.697 | 15.816 | 16.985 | 18.203 | 19.47 | 20.788 | 22.155 | 23.573 | 25.04 | 26.557
Hydrogen Evolution | Srg_BB002 | MW | NGED East Midlands | Coventry | 0 | 1.516 | 1.781 | 1.964 | 2.619 | 2.936 | 3.223 | 3.537 | 3.887 | 4.274 | 4.692 | 5.141 | 5.621 | 6.132 | 6.681 | 7.254 | 7.859 | 8.494 | 9.159 | 9.856 | 10.585 | 11.344 | 12.134 | 12.955 | 13.807 | 14.691 | 15.605 | 16.55
Hydrogen Evolution | Srg_BB002 | MW | NGED East Midlands | Drakelow | 0 | 0.867 | 1.018 | 1.123 | 1.498 | 1.679 | 1.843 | 2.023 | 2.223 | 2.444 | 2.683 | 2.94 | 3.214 | 3.506 | 3.821 | 4.148 | 4.494 | 4.857 | 5.238 | 5.636 | 6.053 | 6.487 | 6.939 | 7.408 | 7.896 | 8.401 | 8.924 | 9.464
Hydrogen Evolution | Srg_BB002 | MW | NGED East Midlands | Enderby | 0 | 1.791 | 2.103 | 2.321 | 3.094 | 3.469 | 3.808 | 4.179 | 4.592 | 5.049 | 5.543 | 6.074 | 6.64 | 7.244 | 7.893 | 8.57 | 9.284 | 10.034 | 10.821 | 11.644 | 12.505 | 13.402 | 14.335 | 15.305 | 16.312 | 17.356 | 18.436 | 19.553
Hydrogen Evolution | Srg_BB002 | MW | NGED East Midlands | Grendon | 0 | 3.104 | 3.645 | 4.021 | 5.361 | 6.011 | 6.598 | 7.241 | 7.957 | 8.749 | 9.604 | 10.524 | 11.506 | 12.552 | 13.677 | 14.85 | 16.088 | 17.387 | 18.75 | 20.177 | 21.669 | 23.223 | 24.84 | 26.521 | 28.265 | 30.074 | 31.946 | 33.88
Hydrogen Evolution | Srg_BB002 | MW | NGED East Midlands | Ratcliffe | 0 | 1.625 | 1.908 | 2.105 | 2.807 | 3.147 | 3.454 | 3.79 | 4.166 | 4.58 | 5.027 | 5.509 | 6.023 | 6.571 | 7.16 | 7.773 | 8.421 | 9.102 | 9.815 | 10.562 | 11.343 | 12.156 | 13.003 | 13.883 | 14.796 | 15.743 | 16.723 | 17.735
Hydrogen Evolution | Srg_BB002 | MW | NGED East Midlands | Staythorpe | 0 | 1.263 | 1.483 | 1.636 | 2.181 | 2.445 | 2.684 | 2.945 | 3.237 | 3.559 | 3.906 | 4.281 | 4.68 | 5.105 | 5.563 | 6.04 | 6.543 | 7.072 | 7.627 | 8.207 | 8.814 | 9.446 | 10.103 | 10.787 | 11.496 | 12.232 | 12.994 | 13.781
Hydrogen Evolution | Srg_BB002 | MW | NGED East Midlands | Stoke Bardolph | 0 | 1.061 | 1.246 | 1.375 | 1.833 | 2.055 | 2.256 | 2.476 | 2.721 | 2.991 | 3.283 | 3.598 | 3.934 | 4.291 | 4.676 | 5.077 | 5.5 | 5.944 | 6.41 | 6.898 | 7.408 | 7.939 | 8.492 | 9.067 | 9.663 | 10.282 | 10.922 | 11.583
Hydrogen Evolution | Srg_BB002 | MW | NGED East Midlands | Walpole (_B) | 0 | 2.019 | 2.371 | 2.616 | 3.488 | 3.91 | 4.292 | 4.71 | 5.176 | 5.691 | 6.248 | 6.846 | 7.485 | 8.165 | 8.897 | 9.66 | 10.465 | 11.311 | 12.197 | 13.126 | 14.096 | 15.107 | 16.159 | 17.252 | 18.387 | 19.564 | 20.781 | 22.04
Hydrogen Evolution | Srg_BB002 | MW | NGED East Midlands | West Burton | 0 | 1.706 | 2.003 | 2.21 | 2.947 | 3.304 | 3.626 | 3.98 | 4.374 | 4.809 | 5.279 | 5.784 | 6.324 | 6.899 | 7.517 | 8.162 | 8.842 | 9.556 | 10.306 | 11.09 | 11.91 | 12.764 | 13.653 | 14.576 | 15.535 | 16.529 | 17.558 | 18.621
Hydrogen Evolution | Srg_BB002 | MW | NGED East Midlands | Willington | 0 | 2.096 | 2.461 | 2.715 | 3.62 | 4.059 | 4.455 | 4.889 | 5.373 | 5.907 | 6.485 | 7.106 | 7.769 | 8.475 | 9.235 | 10.027 | 10.863 | 11.74 | 12.661 | 13.624 | 14.631 | 15.68 | 16.772 | 17.907 | 19.085 | 20.307 | 21.57 | 22.876
Hydrogen Evolution | Srg_BB002 | MW | NGED South Wales | Aberthaw | 0 | 0.54 | 0.634 | 0.7 | 0.933 | 1.046 | 1.148 | 1.26 | 1.385 | 1.522 | 1.671 | 1.831 | 2.002 | 2.184 | 2.38 | 2.584 | 2.799 | 3.026 | 3.263 | 3.511 | 3.771 | 4.041 | 4.322 | 4.615 | 4.918 | 5.233 | 5.559 | 5.895
Hydrogen Evolution | Srg_BB002 | MW | NGED South Wales | Cardiff East | 0 | 0.526 | 0.618 | 0.682 | 0.909 | 1.019 | 1.119 | 1.228 | 1.349 | 1.483 | 1.628 | 1.784 | 1.951 | 2.128 | 2.319 | 2.518 | 2.728 | 2.948 | 3.179 | 3.421 | 3.674 | 3.937 | 4.212 | 4.497 | 4.792 | 5.099 | 5.416 | 5.744
Hydrogen Evolution | Srg_BB002 | MW | NGED South Wales | Margam (Grange 66kV) | 0 | 0.051 | 0.06 | 0.067 | 0.089 | 0.1 | 0.109 | 0.12 | 0.132 | 0.145 | 0.159 | 0.174 | 0.19 | 0.208 | 0.226 | 0.246 | 0.266 | 0.288 | 0.31 | 0.334 | 0.359 | 0.384 | 0.411 | 0.439 | 0.468 | 0.498 | 0.529 | 0.561
Hydrogen Evolution | Srg_BB002 | MW | NGED South Wales | Pembroke | 0 | 0.8 | 0.94 | 1.037 | 1.382 | 1.55 | 1.701 | 1.867 | 2.052 | 2.256 | 2.476 | 2.713 | 2.967 | 3.236 | 3.526 | 3.829 | 4.148 | 4.483 | 4.834 | 5.202 | 5.587 | 5.987 | 6.404 | 6.838 | 7.287 | 7.754 | 8.236 | 8.735
Hydrogen Evolution | Srg_BB002 | MW | NGED South Wales | Pyle | 0 | 0.391 | 0.459 | 0.506 | 0.675 | 0.757 | 0.831 | 0.912 | 1.002 | 1.102 | 1.21 | 1.325 | 1.449 | 1.581 | 1.722 | 1.87 | 2.026 | 2.19 | 2.361 | 2.541 | 2.729 | 2.925 | 3.128 | 3.34 | 3.56 | 3.787 | 4.023 | 4.267
Hydrogen Evolution | Srg_BB002 | MW | NGED South Wales | Rassau | 0 | 1.195 | 1.403 | 1.548 | 2.064 | 2.314 | 2.54 | 2.788 | 3.064 | 3.369 | 3.698 | 4.052 | 4.43 | 4.833 | 5.266 | 5.718 | 6.194 | 6.695 | 7.219 | 7.769 | 8.343 | 8.941 | 9.564 | 10.211 | 10.883 | 11.579 | 12.3 | 13.045
Hydrogen Evolution | Srg_BB002 | MW | NGED South Wales | Swansea North | 0 | 2.781 | 3.265 | 3.602 | 4.803 | 5.386 | 5.911 | 6.487 | 7.129 | 7.838 | 8.604 | 9.429 | 10.308 | 11.245 | 12.253 | 13.304 | 14.413 | 15.577 | 16.799 | 18.077 | 19.413 | 20.805 | 22.254 | 23.76 | 25.323 | 26.944 | 28.62 | 30.353
Hydrogen Evolution | Srg_BB002 | MW | NGED South Wales | Upper Boat 132kV | 0 | 0.893 | 1.049 | 1.157 | 1.543 | 1.729 | 1.898 | 2.083 | 2.289 | 2.517 | 2.763 | 3.028 | 3.31 | 3.611 | 3.935 | 4.272 | 4.629 | 5.002 | 5.395 | 5.805 | 6.234 | 6.681 | 7.147 | 7.63 | 8.132 | 8.653 | 9.191 | 9.748
Hydrogen Evolution | Srg_BB002 | MW | NGED South Wales | Uskmouth | 0 | 1.102 | 1.293 | 1.427 | 1.903 | 2.133 | 2.341 | 2.57 | 2.824 | 3.105 | 3.408 | 3.735 | 4.083 | 4.454 | 4.854 | 5.27 | 5.709 | 6.17 | 6.654 | 7.16 | 7.69 | 8.241 | 8.815 | 9.412 | 10.031 | 10.673 | 11.337 | 12.023
Hydrogen Evolution | Srg_BB002 | MW | NGED South West | Abham | 0 | 2.697 | 3.166 | 3.493 | 4.658 | 5.222 | 5.731 | 6.29 | 6.913 | 7.6 | 8.343 | 9.143 | 9.996 | 10.904 | 11.882 | 12.9 | 13.976 | 15.105 | 16.289 | 17.528 | 18.824 | 20.174 | 21.579 | 23.039 | 24.554 | 26.126 | 27.752 | 29.433
Hydrogen Evolution | Srg_BB002 | MW | NGED South West | Alverdiscott | 0 | 2.325 | 2.729 | 3.011 | 4.015 | 4.502 | 4.941 | 5.422 | 5.959 | 6.552 | 7.192 | 7.881 | 8.617 | 9.4 | 10.242 | 11.12 | 12.047 | 13.021 | 14.041 | 15.11 | 16.227 | 17.39 | 18.601 | 19.86 | 21.166 | 22.521 | 23.923 | 25.372
Hydrogen Evolution | Srg_BB002 | MW | NGED South West | Axminster | 0 | 1.337 | 1.57 | 1.732 | 2.309 | 2.589 | 2.842 | 3.119 | 3.427 | 3.768 | 4.137 | 4.533 | 4.956 | 5.406 | 5.891 | 6.396 | 6.929 | 7.489 | 8.076 | 8.69 | 9.333 | 10.002 | 10.699 | 11.423 | 12.174 | 12.953 | 13.759 | 14.593
Hydrogen Evolution | Srg_BB002 | MW | NGED South West | Bridgwater | 0 | 2.069 | 2.43 | 2.681 | 3.574 | 4.007 | 4.398 | 4.827 | 5.305 | 5.832 | 6.402 | 7.016 | 7.67 | 8.367 | 9.117 | 9.899 | 10.724 | 11.591 | 12.499 | 13.45 | 14.445 | 15.481 | 16.559 | 17.679 | 18.842 | 20.048 | 21.295 | 22.585
Hydrogen Evolution | Srg_BB002 | MW | NGED South West | Exeter | 0 | 2.438 | 2.863 | 3.158 | 4.211 | 4.721 | 5.182 | 5.687 | 6.25 | 6.871 | 7.543 | 8.266 | 9.037 | 9.858 | 10.742 | 11.663 | 12.635 | 13.656 | 14.727 | 15.847 | 17.019 | 18.239 | 19.509 | 20.829 | 22.199 | 23.62 | 25.09 | 26.61
Hydrogen Evolution | Srg_BB002 | MW | NGED South West | Indian Queens | 0 | 3.648 | 4.283 | 4.725 | 6.3 | 7.064 | 7.753 | 8.509 | 9.351 | 10.281 | 11.285 | 12.367 | 13.521 | 14.749 | 16.072 | 17.45 | 18.904 | 20.431 | 22.033 | 23.709 | 25.462 | 27.288 | 29.188 | 31.163 | 33.213 | 35.339 | 37.538 | 39.812
Hydrogen Evolution | Srg_BB002 | MW | NGED South West | Iron Acton | 0 | 2.423 | 2.845 | 3.138 | 4.185 | 4.692 | 5.149 | 5.651 | 6.211 | 6.829 | 7.496 | 8.214 | 8.981 | 9.797 | 10.675 | 11.59 | 12.556 | 13.571 | 14.635 | 15.748 | 16.912 | 18.125 | 19.387 | 20.699 | 22.06 | 23.473 | 24.933 | 26.443
Hydrogen Evolution | Srg_BB002 | MW | NGED South West | Landulph | 0 | 1.389 | 1.631 | 1.799 | 2.399 | 2.69 | 2.952 | 3.24 | 3.561 | 3.915 | 4.298 | 4.71 | 5.149 | 5.617 | 6.121 | 6.645 | 7.199 | 7.781 | 8.391 | 9.029 | 9.697 | 10.392 | 11.116 | 11.868 | 12.649 | 13.458 | 14.296 | 15.162
Hydrogen Evolution | Srg_BB002 | MW | NGED South West | Seabank | 0 | 1.468 | 1.723 | 1.901 | 2.535 | 2.842 | 3.119 | 3.424 | 3.762 | 4.137 | 4.541 | 4.976 | 5.44 | 5.935 | 6.467 | 7.021 | 7.606 | 8.221 | 8.865 | 9.54 | 10.245 | 10.98 | 11.745 | 12.539 | 13.364 | 14.22 | 15.104 | 16.019
Hydrogen Evolution | Srg_BB002 | MW | NGED South West | Taunton | 0 | 0.875 | 1.028 | 1.134 | 1.512 | 1.695 | 1.86 | 2.042 | 2.244 | 2.467 | 2.708 | 2.968 | 3.245 | 3.539 | 3.857 | 4.187 | 4.536 | 4.903 | 5.287 | 5.69 | 6.11 | 6.548 | 7.004 | 7.478 | 7.97 | 8.48 | 9.008 | 9.554
Hydrogen Evolution | Srg_BB002 | MW | NGED West Midlands | Bishops Wood | 0 | 3.834 | 4.502 | 4.966 | 6.622 | 7.424 | 8.149 | 8.943 | 9.828 | 10.806 | 11.862 | 12.998 | 14.211 | 15.503 | 16.893 | 18.341 | 19.87 | 21.475 | 23.158 | 24.921 | 26.763 | 28.682 | 30.679 | 32.755 | 34.91 | 37.144 | 39.456 | 41.845
Hydrogen Evolution | Srg_BB002 | MW | NGED West Midlands | Bushbury | 0 | 0.736 | 0.864 | 0.954 | 1.272 | 1.426 | 1.565 | 1.717 | 1.887 | 2.075 | 2.278 | 2.496 | 2.729 | 2.977 | 3.244 | 3.522 | 3.815 | 4.124 | 4.447 | 4.785 | 5.139 | 5.508 | 5.891 | 6.29 | 6.704 | 7.133 | 7.576 | 8.035
Hydrogen Evolution | Srg_BB002 | MW | NGED West Midlands | Bustleholme | 0 | 0.537 | 0.631 | 0.696 | 0.928 | 1.04 | 1.141 | 1.253 | 1.377 | 1.514 | 1.661 | 1.821 | 1.991 | 2.171 | 2.366 | 2.569 | 2.783 | 3.008 | 3.244 | 3.491 | 3.749 | 4.017 | 4.297 | 4.588 | 4.89 | 5.203 | 5.527 | 5.861
Hydrogen Evolution | Srg_BB002 | MW | NGED West Midlands | Cellarhead | 0 | 2.224 | 2.611 | 2.881 | 3.841 | 4.306 | 4.726 | 5.187 | 5.701 | 6.268 | 6.88 | 7.539 | 8.243 | 8.992 | 9.798 | 10.638 | 11.525 | 12.456 | 13.432 | 14.454 | 15.523 | 16.636 | 17.795 | 18.999 | 20.248 | 21.544 | 22.885 | 24.271
Hydrogen Evolution | Srg_BB002 | MW | NGED West Midlands | Feckenham | 0 | 2.157 | 2.533 | 2.794 | 3.726 | 4.177 | 4.585 | 5.032 | 5.53 | 6.08 | 6.674 | 7.313 | 7.996 | 8.722 | 9.504 | 10.319 | 11.179 | 12.082 | 13.029 | 14.021 | 15.057 | 16.137 | 17.261 | 18.429 | 19.641 | 20.898 | 22.198 | 23.543
Hydrogen Evolution | Srg_BB002 | MW | NGED West Midlands | Hams Hall (Lea Marston 132kV) | 0 | 0.946 | 1.111 | 1.225 | 1.634 | 1.832 | 2.01 | 2.206 | 2.425 | 2.666 | 2.927 | 3.207 | 3.506 | 3.825 | 4.168 | 4.525 | 4.902 | 5.298 | 5.714 | 6.148 | 6.603 | 7.077 | 7.569 | 8.082 | 8.613 | 9.164 | 9.735 | 10.324
Hydrogen Evolution | Srg_BB002 | MW | NGED West Midlands | Ironbridge | 0 | 0.659 | 0.774 | 0.854 | 1.139 | 1.277 | 1.401 | 1.538 | 1.69 | 1.858 | 2.039 | 2.235 | 2.443 | 2.665 | 2.904 | 3.153 | 3.416 | 3.692 | 3.982 | 4.285 | 4.601 | 4.931 | 5.275 | 5.632 | 6.002 | 6.386 | 6.784 | 7.195
Hydrogen Evolution | Srg_BB002 | MW | NGED West Midlands | Kitwell | 0 | 0.577 | 0.677 | 0.747 | 0.996 | 1.117 | 1.226 | 1.345 | 1.478 | 1.625 | 1.784 | 1.955 | 2.138 | 2.332 | 2.541 | 2.759 | 2.989 | 3.23 | 3.484 | 3.749 | 4.026 | 4.314 | 4.615 | 4.927 | 5.251 | 5.587 | 5.935 | 6.295
Hydrogen Evolution | Srg_BB002 | MW | NGED West Midlands | Nechells | 0 | 0.998 | 1.171 | 1.292 | 1.723 | 1.932 | 2.121 | 2.327 | 2.558 | 2.812 | 3.087 | 3.383 | 3.698 | 4.034 | 4.396 | 4.773 | 5.171 | 5.588 | 6.027 | 6.485 | 6.965 | 7.464 | 7.984 | 8.524 | 9.085 | 9.666 | 10.268 | 10.889
Hydrogen Evolution | Srg_BB002 | MW | NGED West Midlands | Ocker Hill | 0 | 0.243 | 0.286 | 0.315 | 0.42 | 0.471 | 0.517 | 0.568 | 0.624 | 0.686 | 0.753 | 0.825 | 0.902 | 0.984 | 1.072 | 1.164 | 1.261 | 1.363 | 1.47 | 1.582 | 1.699 | 1.82 | 1.947 | 2.079 | 2.216 | 2.358 | 2.504 | 2.656
Hydrogen Evolution | Srg_BB002 | MW | NGED West Midlands | Oldbury | 0 | 0.342 | 0.401 | 0.443 | 0.59 | 0.662 | 0.726 | 0.797 | 0.876 | 0.963 | 1.057 | 1.159 | 1.267 | 1.382 | 1.506 | 1.635 | 1.771 | 1.914 | 2.064 | 2.221 | 2.385 | 2.556 | 2.734 | 2.919 | 3.112 | 3.311 | 3.517 | 3.73
Hydrogen Evolution | Srg_BB002 | MW | NGED West Midlands | Penn | 0 | 0.167 | 0.197 | 0.217 | 0.289 | 0.324 | 0.356 | 0.391 | 0.429 | 0.472 | 0.518 | 0.568 | 0.621 | 0.677 | 0.738 | 0.801 | 0.868 | 0.938 | 1.012 | 1.088 | 1.169 | 1.253 | 1.34 | 1.431 | 1.525 | 1.622 | 1.723 | 1.828
Hydrogen Evolution | Srg_BB002 | MW | NGED West Midlands | Rugeley | 0 | 0.48 | 0.563 | 0.622 | 0.829 | 0.929 | 1.02 | 1.119 | 1.23 | 1.353 | 1.485 | 1.627 | 1.779 | 1.94 | 2.114 | 2.296 | 2.487 | 2.688 | 2.899 | 3.119 | 3.35 | 3.59 | 3.84 | 4.1 | 4.37 | 4.649 | 4.939 | 5.238
Hydrogen Evolution | Srg_BB002 | MW | NGED West Midlands | Shrewsbury | 0 | 1.412 | 1.658 | 1.83 | 2.439 | 2.735 | 3.002 | 3.295 | 3.621 | 3.981 | 4.37 | 4.788 | 5.235 | 5.711 | 6.223 | 6.757 | 7.32 | 7.911 | 8.531 | 9.18 | 9.859 | 10.566 | 11.302 | 12.067 | 12.86 | 13.684 | 14.535 | 15.415
Hydrogen Evolution | Srg_BB002 | MW | NGED West Midlands | Walham | 0 | 1.216 | 1.428 | 1.575 | 2.1 | 2.355 | 2.584 | 2.836 | 3.117 | 3.427 | 3.762 | 4.123 | 4.507 | 4.917 | 5.358 | 5.817 | 6.302 | 6.811 | 7.345 | 7.904 | 8.488 | 9.097 | 9.73 | 10.389 | 11.072 | 11.781 | 12.514 | 13.272
Hydrogen Evolution | Srg_BB002 | MW | NGED West Midlands | Willenhall | 0 | 0.639 | 0.751 | 0.828 | 1.104 | 1.238 | 1.359 | 1.492 | 1.639 | 1.802 | 1.978 | 2.168 | 2.37 | 2.585 | 2.817 | 3.059 | 3.314 | 3.582 | 3.862 | 4.156 | 4.463 | 4.784 | 5.117 | 5.463 | 5.822 | 6.195 | 6.58 | 6.979
Hydrogen Evolution | Srg_BB002 | MW | NPg Northeast | Blyth 132kV | 0 | 0.273 | 0.32 | 0.353 | 0.471 | 0.528 | 0.579 | 0.636 | 0.699 | 0.768 | 0.843 | 0.924 | 1.011 | 1.102 | 1.201 | 1.304 | 1.413 | 1.527 | 1.647 | 1.772 | 1.903 | 2.039 | 2.182 | 2.329 | 2.482 | 2.641 | 2.806 | 2.975
Hydrogen Evolution | Srg_BB002 | MW | NPg Northeast | Blyth 66kV | 0 | 0.953 | 1.119 | 1.234 | 1.646 | 1.845 | 2.025 | 2.223 | 2.442 | 2.685 | 2.948 | 3.23 | 3.532 | 3.853 | 4.198 | 4.558 | 4.938 | 5.337 | 5.755 | 6.193 | 6.651 | 7.128 | 7.624 | 8.14 | 8.676 | 9.231 | 9.805 | 10.399
Hydrogen Evolution | Srg_BB002 | MW | NPg Northeast | Fourstones | 0 | 0.016 | 0.019 | 0.021 | 0.028 | 0.032 | 0.035 | 0.038 | 0.042 | 0.046 | 0.05 | 0.055 | 0.06 | 0.066 | 0.072 | 0.078 | 0.084 | 0.091 | 0.098 | 0.106 | 0.114 | 0.122 | 0.13 | 0.139 | 0.148 | 0.158 | 0.167 | 0.178
Hydrogen Evolution | Srg_BB002 | MW | NPg Northeast | HartMoor | 0 | 0.315 | 0.37 | 0.408 | 0.544 | 0.61 | 0.67 | 0.735 | 0.808 | 0.888 | 0.975 | 1.068 | 1.168 | 1.274 | 1.388 | 1.507 | 1.633 | 1.765 | 1.903 | 2.048 | 2.199 | 2.357 | 2.521 | 2.692 | 2.869 | 3.052 | 3.242 | 3.438
Hydrogen Evolution | Srg_BB002 | MW | NPg Northeast | Hawthorn Pit | 0 | 0.742 | 0.871 | 0.961 | 1.281 | 1.436 | 1.576 | 1.73 | 1.901 | 2.09 | 2.294 | 2.514 | 2.749 | 2.998 | 3.267 | 3.547 | 3.843 | 4.154 | 4.479 | 4.82 | 5.176 | 5.547 | 5.934 | 6.335 | 6.752 | 7.184 | 7.631 | 8.093
Hydrogen Evolution | Srg_BB002 | MW | NPg Northeast | Knaresborough | 0 | 0.435 | 0.511 | 0.564 | 0.752 | 0.843 | 0.925 | 1.015 | 1.116 | 1.227 | 1.346 | 1.475 | 1.613 | 1.76 | 1.917 | 2.082 | 2.255 | 2.438 | 2.629 | 2.829 | 3.038 | 3.256 | 3.482 | 3.718 | 3.963 | 4.216 | 4.479 | 4.75
Hydrogen Evolution | Srg_BB002 | MW | NPg Northeast | Lackenby | 0 | 0.546 | 0.641 | 0.708 | 0.943 | 1.058 | 1.161 | 1.274 | 1.4 | 1.539 | 1.69 | 1.852 | 2.025 | 2.209 | 2.407 | 2.613 | 2.831 | 3.059 | 3.299 | 3.55 | 3.813 | 4.086 | 4.371 | 4.666 | 4.973 | 5.292 | 5.621 | 5.961
Hydrogen Evolution | Srg_BB002 | MW | NPg Northeast | Norton | 0 | 2.33 | 2.736 | 3.019 | 4.025 | 4.513 | 4.953 | 5.436 | 5.974 | 6.568 | 7.21 | 7.901 | 8.638 | 9.423 | 10.268 | 11.148 | 12.077 | 13.053 | 14.076 | 15.147 | 16.267 | 17.433 | 18.648 | 19.909 | 21.219 | 22.577 | 23.982 | 25.434
Hydrogen Evolution | Srg_BB002 | MW | NPg Northeast | Offerton | 0 | 0.14 | 0.165 | 0.182 | 0.242 | 0.272 | 0.298 | 0.327 | 0.36 | 0.396 | 0.434 | 0.476 | 0.52 | 0.568 | 0.618 | 0.671 | 0.727 | 0.786 | 0.848 | 0.912 | 0.98 | 1.05 | 1.123 | 1.199 | 1.278 | 1.36 | 1.444 | 1.532
Hydrogen Evolution | Srg_BB002 | MW | NPg Northeast | Osbaldwick | 0 | 1.484 | 1.743 | 1.923 | 2.563 | 2.874 | 3.154 | 3.462 | 3.805 | 4.183 | 4.592 | 5.032 | 5.501 | 6.001 | 6.539 | 7.1 | 7.692 | 8.313 | 8.965 | 9.647 | 10.36 | 11.103 | 11.876 | 12.68 | 13.514 | 14.379 | 15.273 | 16.198
Hydrogen Evolution | Srg_BB002 | MW | NPg Northeast | Poppleton | 0 | 0.263 | 0.309 | 0.341 | 0.455 | 0.51 | 0.559 | 0.614 | 0.675 | 0.742 | 0.814 | 0.892 | 0.976 | 1.064 | 1.16 | 1.259 | 1.364 | 1.474 | 1.59 | 1.711 | 1.837 | 1.969 | 2.106 | 2.249 | 2.397 | 2.55 | 2.709 | 2.873
Hydrogen Evolution | Srg_BB002 | MW | NPg Northeast | South Shields | 0 | 0.339 | 0.398 | 0.439 | 0.585 | 0.656 | 0.72 | 0.79 | 0.869 | 0.955 | 1.048 | 1.149 | 1.256 | 1.37 | 1.493 | 1.621 | 1.756 | 1.898 | 2.047 | 2.202 | 2.365 | 2.535 | 2.711 | 2.895 | 3.085 | 3.283 | 3.487 | 3.698
Hydrogen Evolution | Srg_BB002 | MW | NPg Northeast | Spennymoor | 0 | 0.773 | 0.908 | 1.002 | 1.336 | 1.498 | 1.644 | 1.804 | 1.983 | 2.18 | 2.393 | 2.622 | 2.867 | 3.127 | 3.408 | 3.7 | 4.008 | 4.332 | 4.672 | 5.027 | 5.399 | 5.786 | 6.189 | 6.608 | 7.042 | 7.493 | 7.959 | 8.441
Hydrogen Evolution | Srg_BB002 | MW | NPg Northeast | Stella North | 0 | 0.434 | 0.509 | 0.562 | 0.749 | 0.84 | 0.922 | 1.012 | 1.112 | 1.223 | 1.342 | 1.471 | 1.608 | 1.754 | 1.912 | 2.076 | 2.249 | 2.43 | 2.621 | 2.82 | 3.029 | 3.246 | 3.472 | 3.707 | 3.951 | 4.204 | 4.465 | 4.736
Hydrogen Evolution | Srg_BB002 | MW | NPg Northeast | Stella South | 0 | 1.038 | 1.219 | 1.344 | 1.792 | 2.01 | 2.206 | 2.421 | 2.66 | 2.925 | 3.211 | 3.518 | 3.847 | 4.196 | 4.573 | 4.965 | 5.378 | 5.813 | 6.269 | 6.746 | 7.244 | 7.764 | 8.304 | 8.866 | 9.449 | 10.054 | 10.68 | 11.327
Hydrogen Evolution | Srg_BB002 | MW | NPg Northeast | Tynemouth 11kV | 0 | 0.693 | 0.814 | 0.898 | 1.197 | 1.342 | 1.473 | 1.616 | 1.776 | 1.953 | 2.144 | 2.349 | 2.568 | 2.802 | 3.053 | 3.315 | 3.591 | 3.881 | 4.185 | 4.504 | 4.837 | 5.184 | 5.545 | 5.92 | 6.309 | 6.713 | 7.131 | 7.563
Hydrogen Evolution | Srg_BB002 | MW | NPg Northeast | West Boldon | 0 | 0.681 | 0.8 | 0.883 | 1.177 | 1.32 | 1.448 | 1.59 | 1.747 | 1.921 | 2.108 | 2.31 | 2.526 | 2.755 | 3.002 | 3.26 | 3.532 | 3.817 | 4.116 | 4.429 | 4.757 | 5.098 | 5.453 | 5.822 | 6.205 | 6.602 | 7.013 | 7.437
Hydrogen Evolution | Srg_BB002 | MW | NPg Yorkshire | Bradford West | 0 | 1.115 | 1.31 | 1.445 | 1.927 | 2.16 | 2.371 | 2.602 | 2.859 | 3.144 | 3.451 | 3.782 | 4.135 | 4.51 | 4.915 | 5.336 | 5.781 | 6.248 | 6.738 | 7.251 | 7.787 | 8.345 | 8.926 | 9.53 | 10.157 | 10.807 | 11.479 | 12.175
Hydrogen Evolution | Srg_BB002 | MW | NPg Yorkshire | Creyke Beck | 0 | 2.192 | 2.574 | 2.84 | 3.787 | 4.246 | 4.66 | 5.114 | 5.62 | 6.179 | 6.783 | 7.433 | 8.127 | 8.865 | 9.66 | 10.488 | 11.362 | 12.28 | 13.243 | 14.251 | 15.304 | 16.402 | 17.544 | 18.731 | 19.963 | 21.241 | 22.563 | 23.929
Hydrogen Evolution | Srg_BB002 | MW | NPg Yorkshire | Drax 132kV | 0 | 0.215 | 0.252 | 0.278 | 0.371 | 0.416 | 0.456 | 0.501 | 0.55 | 0.605 | 0.664 | 0.728 | 0.796 | 0.868 | 0.946 | 1.027 | 1.112 | 1.202 | 1.296 | 1.395 | 1.498 | 1.606 | 1.717 | 1.834 | 1.954 | 2.079 | 2.209 | 2.342
Hydrogen Evolution | Srg_BB002 | MW | NPg Yorkshire | Elland | 0 | 1.103 | 1.295 | 1.429 | 1.905 | 2.136 | 2.345 | 2.573 | 2.828 | 3.109 | 3.413 | 3.74 | 4.089 | 4.461 | 4.861 | 5.278 | 5.717 | 6.179 | 6.664 | 7.171 | 7.701 | 8.253 | 8.828 | 9.425 | 10.045 | 10.688 | 11.353 | 12.041
Hydrogen Evolution | Srg_BB002 | MW | NPg Yorkshire | Ferrybridge A | 0 | 0.308 | 0.361 | 0.398 | 0.531 | 0.596 | 0.654 | 0.717 | 0.788 | 0.867 | 0.951 | 1.043 | 1.14 | 1.244 | 1.355 | 1.471 | 1.594 | 1.723 | 1.858 | 1.999 | 2.147 | 2.301 | 2.461 | 2.627 | 2.8 | 2.98 | 3.165 | 3.357
Hydrogen Evolution | Srg_BB002 | MW | NPg Yorkshire | Ferrybridge B | 0 | 1.644 | 1.931 | 2.13 | 2.84 | 3.184 | 3.495 | 3.836 | 4.215 | 4.634 | 5.087 | 5.575 | 6.095 | 6.649 | 7.245 | 7.866 | 8.522 | 9.21 | 9.932 | 10.688 | 11.478 | 12.301 | 13.158 | 14.048 | 14.972 | 15.931 | 16.922 | 17.947
Hydrogen Evolution | Srg_BB002 | MW | NPg Yorkshire | Grimsby West | 0 | 0.803 | 0.943 | 1.04 | 1.387 | 1.555 | 1.707 | 1.873 | 2.059 | 2.263 | 2.485 | 2.723 | 2.977 | 3.247 | 3.538 | 3.842 | 4.162 | 4.498 | 4.851 | 5.22 | 5.606 | 6.008 | 6.426 | 6.861 | 7.312 | 7.78 | 8.264 | 8.765
Hydrogen Evolution | Srg_BB002 | MW | NPg Yorkshire | Jordanthorpe | 0 | 0.111 | 0.131 | 0.144 | 0.193 | 0.216 | 0.237 | 0.26 | 0.286 | 0.314 | 0.345 | 0.378 | 0.413 | 0.451 | 0.491 | 0.533 | 0.578 | 0.624 | 0.673 | 0.724 | 0.778 | 0.834 | 0.892 | 0.952 | 1.015 | 1.08 | 1.147 | 1.217
Hydrogen Evolution | Srg_BB002 | MW | NPg Yorkshire | Keadby | 0 | 2.053 | 2.41 | 2.659 | 3.545 | 3.975 | 4.363 | 4.788 | 5.262 | 5.785 | 6.351 | 6.959 | 7.609 | 8.3 | 9.044 | 9.82 | 10.638 | 11.498 | 12.399 | 13.342 | 14.329 | 15.356 | 16.426 | 17.537 | 18.691 | 19.887 | 21.125 | 22.404
Hydrogen Evolution | Srg_BB002 | MW | NPg Yorkshire | Kirkstall B | 0 | 0.437 | 0.514 | 0.567 | 0.755 | 0.847 | 0.93 | 1.02 | 1.121 | 1.233 | 1.353 | 1.483 | 1.621 | 1.769 | 1.927 | 2.092 | 2.267 | 2.45 | 2.642 | 2.843 | 3.053 | 3.272 | 3.5 | 3.737 | 3.983 | 4.237 | 4.501 | 4.774
Hydrogen Evolution | Srg_BB002 | MW | NPg Yorkshire | Neepsend | 0 | 0.204 | 0.24 | 0.265 | 0.353 | 0.396 | 0.434 | 0.477 | 0.524 | 0.576 | 0.632 | 0.693 | 0.757 | 0.826 | 0.9 | 0.977 | 1.059 | 1.145 | 1.234 | 1.328 | 1.426 | 1.529 | 1.635 | 1.746 | 1.861 | 1.98 | 2.103 | 2.23
Hydrogen Evolution | Srg_BB002 | MW | NPg Yorkshire | Norton Lees | 0 | 0.073 | 0.086 | 0.095 | 0.127 | 0.142 | 0.156 | 0.171 | 0.188 | 0.206 | 0.227 | 0.248 | 0.272 | 0.296 | 0.323 | 0.35 | 0.38 | 0.41 | 0.442 | 0.476 | 0.511 | 0.548 | 0.586 | 0.626 | 0.667 | 0.71 | 0.754 | 0.799
Hydrogen Evolution | Srg_BB002 | MW | NPg Yorkshire | Pitsmoor | 0 | 0.142 | 0.167 | 0.184 | 0.245 | 0.275 | 0.302 | 0.331 | 0.364 | 0.4 | 0.439 | 0.481 | 0.526 | 0.574 | 0.625 | 0.679 | 0.736 | 0.795 | 0.857 | 0.923 | 0.991 | 1.062 | 1.136 | 1.213 | 1.292 | 1.375 | 1.461 | 1.549
Hydrogen Evolution | Srg_BB002 | MW | NPg Yorkshire | Saltend North | 0 | 0.328 | 0.385 | 0.424 | 0.566 | 0.634 | 0.696 | 0.764 | 0.84 | 0.923 | 1.013 | 1.11 | 1.214 | 1.324 | 1.443 | 1.567 | 1.697 | 1.835 | 1.978 | 2.129 | 2.286 | 2.45 | 2.621 | 2.798 | 2.982 | 3.173 | 3.371 | 3.575
Hydrogen Evolution | Srg_BB002 | MW | NPg Yorkshire | Sheffield City | 0 | 0.022 | 0.026 | 0.029 | 0.038 | 0.043 | 0.047 | 0.052 | 0.057 | 0.063 | 0.069 | 0.075 | 0.082 | 0.09 | 0.098 | 0.106 | 0.115 | 0.125 | 0.134 | 0.145 | 0.155 | 0.166 | 0.178 | 0.19 | 0.202 | 0.215 | 0.229 | 0.243
Hydrogen Evolution | Srg_BB002 | MW | NPg Yorkshire | Skelton Grange | 0 | 1.662 | 1.951 | 2.153 | 2.87 | 3.218 | 3.532 | 3.877 | 4.26 | 4.684 | 5.142 | 5.634 | 6.16 | 6.72 | 7.322 | 7.95 | 8.613 | 9.309 | 10.039 | 10.802 | 11.601 | 12.433 | 13.299 | 14.198 | 15.132 | 16.101 | 17.103 | 18.139
Hydrogen Evolution | Srg_BB002 | MW | NPg Yorkshire | Thorpe Marsh | 0 | 2.067 | 2.428 | 2.678 | 3.571 | 4.004 | 4.394 | 4.823 | 5.3 | 5.827 | 6.397 | 7.009 | 7.663 | 8.36 | 9.109 | 9.89 | 10.715 | 11.58 | 12.488 | 13.438 | 14.432 | 15.467 | 16.544 | 17.663 | 18.825 | 20.03 | 21.277 | 22.565
Hydrogen Evolution | Srg_BB002 | MW | NPg Yorkshire | Thurcroft | 0 | 0.703 | 0.825 | 0.911 | 1.214 | 1.361 | 1.494 | 1.64 | 1.802 | 1.981 | 2.175 | 2.383 | 2.606 | 2.843 | 3.098 | 3.363 | 3.643 | 3.938 | 4.246 | 4.57 | 4.907 | 5.259 | 5.626 | 6.006 | 6.401 | 6.811 | 7.235 | 7.673
Hydrogen Evolution | Srg_BB002 | MW | NPg Yorkshire | West Melton | 0 | 1.122 | 1.317 | 1.453 | 1.937 | 2.172 | 2.384 | 2.616 | 2.875 | 3.161 | 3.47 | 3.802 | 4.157 | 4.535 | 4.941 | 5.365 | 5.812 | 6.282 | 6.774 | 7.29 | 7.829 | 8.39 | 8.974 | 9.582 | 10.212 | 10.866 | 11.542 | 12.241
Hydrogen Evolution | Srg_BB002 | MW | SPEN | Ayr | 0 | 0.057 | 0.067 | 0.074 | 0.099 | 0.111 | 0.122 | 0.134 | 0.147 | 0.162 | 0.177 | 0.194 | 0.213 | 0.232 | 0.253 | 0.274 | 0.297 | 0.321 | 0.346 | 0.373 | 0.4 | 0.429 | 0.459 | 0.49 | 0.522 | 0.556 | 0.59 | 0.626
Hydrogen Evolution | Srg_BB002 | MW | SPEN | Bainsford | 0 | 0.046 | 0.054 | 0.06 | 0.08 | 0.09 | 0.098 | 0.108 | 0.119 | 0.13 | 0.143 | 0.157 | 0.171 | 0.187 | 0.204 | 0.221 | 0.24 | 0.259 | 0.279 | 0.301 | 0.323 | 0.346 | 0.37 | 0.395 | 0.421 | 0.448 | 0.476 | 0.505
Hydrogen Evolution | Srg_BB002 | MW | SPEN | Bathgate | 0 | 0.158 | 0.185 | 0.204 | 0.272 | 0.305 | 0.335 | 0.368 | 0.404 | 0.444 | 0.488 | 0.535 | 0.585 | 0.638 | 0.695 | 0.754 | 0.817 | 0.883 | 0.953 | 1.025 | 1.101 | 1.18 | 1.262 | 1.347 | 1.436 | 1.528 | 1.623 | 1.721
Hydrogen Evolution | Srg_BB002 | MW | SPEN | Berwick | 0 | 0.199 | 0.234 | 0.258 | 0.344 | 0.385 | 0.423 | 0.464 | 0.51 | 0.561 | 0.615 | 0.674 | 0.737 | 0.804 | 0.876 | 0.952 | 1.031 | 1.114 | 1.201 | 1.293 | 1.388 | 1.488 | 1.592 | 1.699 | 1.811 | 1.927 | 2.047 | 2.171
Hydrogen Evolution | Srg_BB002 | MW | SPEN | Bonnybridge | 0 | 0.144 | 0.169 | 0.187 | 0.249 | 0.279 | 0.306 | 0.336 | 0.369 | 0.406 | 0.446 | 0.489 | 0.534 | 0.583 | 0.635 | 0.689 | 0.747 | 0.807 | 0.87 | 0.937 | 1.006 | 1.078 | 1.153 | 1.231 | 1.312 | 1.396 | 1.483 | 1.573
Hydrogen Evolution | Srg_BB002 | MW | SPEN | Braehead Park | 0 | 0.072 | 0.085 | 0.093 | 0.125 | 0.14 | 0.153 | 0.168 | 0.185 | 0.203 | 0.223 | 0.245 | 0.267 | 0.292 | 0.318 | 0.345 | 0.374 | 0.404 | 0.436 | 0.469 | 0.504 | 0.54 | 0.577 | 0.616 | 0.657 | 0.699 | 0.742 | 0.787
Hydrogen Evolution | Srg_BB002 | MW | SPEN | Broxburn | 0 | 0.088 | 0.103 | 0.114 | 0.152 | 0.171 | 0.187 | 0.205 | 0.226 | 0.248 | 0.272 | 0.299 | 0.326 | 0.356 | 0.388 | 0.421 | 0.456 | 0.493 | 0.532 | 0.572 | 0.615 | 0.659 | 0.705 | 0.752 | 0.802 | 0.853 | 0.906 | 0.961
Hydrogen Evolution | Srg_BB002 | MW | SPEN | Carntyne | 0 | 0.009 | 0.01 | 0.012 | 0.015 | 0.017 | 0.019 | 0.021 | 0.023 | 0.025 | 0.028 | 0.03 | 0.033 | 0.036 | 0.039 | 0.043 | 0.046 | 0.05 | 0.054 | 0.058 | 0.062 | 0.067 | 0.071 | 0.076 | 0.081 | 0.086 | 0.092 | 0.097
Hydrogen Evolution | Srg_BB002 | MW | SPEN | Chapelcross | 0 | 0.183 | 0.215 | 0.237 | 0.316 | 0.355 | 0.389 | 0.427 | 0.47 | 0.516 | 0.567 | 0.621 | 0.679 | 0.741 | 0.807 | 0.876 | 0.949 | 1.026 | 1.106 | 1.191 | 1.279 | 1.37 | 1.466 | 1.565 | 1.668 | 1.775 | 1.885 | 1.999
Hydrogen Evolution | Srg_BB002 | MW | SPEN | Charlotte Street | 0 | 0.04 | 0.047 | 0.052 | 0.069 | 0.078 | 0.085 | 0.094 | 0.103 | 0.113 | 0.124 | 0.136 | 0.149 | 0.162 | 0.177 | 0.192 | 0.208 | 0.225 | 0.242 | 0.261 | 0.28 | 0.3 | 0.321 | 0.343 | 0.365 | 0.389 | 0.413 | 0.438
Hydrogen Evolution | Srg_BB002 | MW | SPEN | Coatbridge | 0 | 0.155 | 0.182 | 0.201 | 0.268 | 0.301 | 0.33 | 0.362 | 0.398 | 0.438 | 0.48 | 0.526 | 0.576 | 0.628 | 0.684 | 0.743 | 0.805 | 0.87 | 0.938 | 1.009 | 1.084 | 1.162 | 1.243 | 1.327 | 1.414 | 1.504 | 1.598 | 1.695
Hydrogen Evolution | Srg_BB002 | MW | SPEN | Cockenzie | 0 | 0.186 | 0.218 | 0.241 | 0.321 | 0.36 | 0.395 | 0.433 | 0.476 | 0.523 | 0.574 | 0.63 | 0.688 | 0.751 | 0.818 | 0.888 | 0.962 | 1.04 | 1.122 | 1.207 | 1.296 | 1.389 | 1.486 | 1.586 | 1.691 | 1.799 | 1.911 | 2.027
Hydrogen Evolution | Srg_BB002 | MW | SPEN | Coylton | 0 | 0.158 | 0.186 | 0.205 | 0.274 | 0.307 | 0.337 | 0.37 | 0.406 | 0.447 | 0.49 | 0.537 | 0.587 | 0.641 | 0.698 | 0.758 | 0.821 | 0.888 | 0.957 | 1.03 | 1.106 | 1.185 | 1.268 | 1.354 | 1.443 | 1.535 | 1.631 | 1.729
Hydrogen Evolution | Srg_BB002 | MW | SPEN | Crookston A | 0 | 0.035 | 0.041 | 0.045 | 0.06 | 0.068 | 0.074 | 0.081 | 0.089 | 0.098 | 0.108 | 0.118 | 0.129 | 0.141 | 0.154 | 0.167 | 0.181 | 0.195 | 0.211 | 0.227 | 0.243 | 0.261 | 0.279 | 0.298 | 0.317 | 0.338 | 0.359 | 0.38
Hydrogen Evolution | Srg_BB002 | MW | SPEN | Crookston B | 0 | 0.035 | 0.041 | 0.045 | 0.06 | 0.068 | 0.074 | 0.081 | 0.089 | 0.098 | 0.108 | 0.118 | 0.129 | 0.141 | 0.154 | 0.167 | 0.181 | 0.195 | 0.211 | 0.227 | 0.243 | 0.261 | 0.279 | 0.298 | 0.317 | 0.338 | 0.359 | 0.38
Hydrogen Evolution | Srg_BB002 | MW | SPEN | Cumbernauld | 0 | 0.115 | 0.135 | 0.149 | 0.199 | 0.223 | 0.245 | 0.269 | 0.295 | 0.325 | 0.356 | 0.39 | 0.427 | 0.466 | 0.507 | 0.551 | 0.597 | 0.645 | 0.696 | 0.749 | 0.804 | 0.862 | 0.922 | 0.984 | 1.049 | 1.116 | 1.185 | 1.257
Hydrogen Evolution | Srg_BB002 | MW | SPEN | Cupar | 0 | 0.297 | 0.348 | 0.384 | 0.513 | 0.575 | 0.631 | 0.692 | 0.761 | 0.836 | 0.918 | 1.006 | 1.1 | 1.2 | 1.308 | 1.42 | 1.538 | 1.662 | 1.793 | 1.929 | 2.072 | 2.22 | 2.375 | 2.535 | 2.702 | 2.875 | 3.054 | 3.239
Hydrogen Evolution | Srg_BB002 | MW | SPEN | Currie | 0 | 0.003 | 0.004 | 0.004 | 0.005 | 0.006 | 0.007 | 0.007 | 0.008 | 0.009 | 0.01 | 0.011 | 0.012 | 0.013 | 0.014 | 0.015 | 0.016 | 0.018 | 0.019 | 0.02 | 0.022 | 0.024 | 0.025 | 0.027 | 0.029 | 0.031 | 0.032 | 0.034
Hydrogen Evolution | Srg_BB002 | MW | SPEN | Dalmarnock | 0 | 0.093 | 0.11 | 0.121 | 0.161 | 0.181 | 0.199 | 0.218 | 0.239 | 0.263 | 0.289 | 0.317 | 0.346 | 0.378 | 0.412 | 0.447 | 0.484 | 0.523 | 0.564 | 0.607 | 0.652 | 0.699 | 0.747 | 0.798 | 0.851 | 0.905 | 0.961 | 1.02
Hydrogen Evolution | Srg_BB002 | MW | SPEN | Devol Moor | 0 | 0.052 | 0.062 | 0.068 | 0.091 | 0.102 | 0.111 | 0.122 | 0.134 | 0.148 | 0.162 | 0.178 | 0.194 | 0.212 | 0.231 | 0.251 | 0.272 | 0.294 | 0.317 | 0.341 | 0.366 | 0.392 | 0.42 | 0.448 | 0.478 | 0.508 | 0.54 | 0.572
Hydrogen Evolution | Srg_BB002 | MW | SPEN | Devonside | 0 | 0.156 | 0.184 | 0.203 | 0.27 | 0.303 | 0.333 | 0.365 | 0.401 | 0.441 | 0.484 | 0.53 | 0.58 | 0.633 | 0.689 | 0.748 | 0.811 | 0.876 | 0.945 | 1.017 | 1.092 | 1.171 | 1.252 | 1.337 | 1.425 | 1.516 | 1.61 | 1.708
Hydrogen Evolution | Srg_BB002 | MW | SPEN | Dewar Place | 0 | 0.015 | 0.018 | 0.02 | 0.026 | 0.03 | 0.033 | 0.036 | 0.039 | 0.043 | 0.047 | 0.052 | 0.057 | 0.062 | 0.068 | 0.073 | 0.079 | 0.086 | 0.093 | 0.1 | 0.107 | 0.115 | 0.123 | 0.131 | 0.14 | 0.149 | 0.158 | 0.167
Hydrogen Evolution | Srg_BB002 | MW | SPEN | Drumchapel | 0 | 0.057 | 0.067 | 0.074 | 0.098 | 0.11 | 0.121 | 0.133 | 0.146 | 0.16 | 0.176 | 0.193 | 0.211 | 0.23 | 0.251 | 0.272 | 0.295 | 0.319 | 0.344 | 0.37 | 0.398 | 0.426 | 0.456 | 0.487 | 0.519 | 0.552 | 0.586 | 0.622
Hydrogen Evolution | Srg_BB002 | MW | SPEN | Dumfries 33 | 0 | 0.083 | 0.097 | 0.107 | 0.143 | 0.161 | 0.176 | 0.193 | 0.212 | 0.234 | 0.256 | 0.281 | 0.307 | 0.335 | 0.365 | 0.397 | 0.43 | 0.464 | 0.501 | 0.539 | 0.579 | 0.62 | 0.663 | 0.708 | 0.755 | 0.803 | 0.853 | 0.905
Hydrogen Evolution | Srg_BB002 | MW | SPEN | Dumfries ICI | 0 | 0.083 | 0.097 | 0.107 | 0.143 | 0.161 | 0.176 | 0.193 | 0.212 | 0.234 | 0.256 | 0.281 | 0.307 | 0.335 | 0.365 | 0.397 | 0.43 | 0.464 | 0.501 | 0.539 | 0.579 | 0.62 | 0.663 | 0.708 | 0.755 | 0.803 | 0.853 | 0.905
Hydrogen Evolution | Srg_BB002 | MW | SPEN | Dunbar B | 0 | 0.135 | 0.159 | 0.175 | 0.234 | 0.262 | 0.288 | 0.316 | 0.347 | 0.381 | 0.419 | 0.459 | 0.502 | 0.547 | 0.596 | 0.647 | 0.701 | 0.758 | 0.817 | 0.88 | 0.945 | 1.012 | 1.083 | 1.156 | 1.232 | 1.311 | 1.393 | 1.477
Hydrogen Evolution | Srg_BB002 | MW | SPEN | Dunfermline | 0 | 0.078 | 0.092 | 0.101 | 0.135 | 0.152 | 0.166 | 0.183 | 0.201 | 0.221 | 0.242 | 0.266 | 0.29 | 0.317 | 0.345 | 0.375 | 0.406 | 0.439 | 0.473 | 0.509 | 0.547 | 0.586 | 0.627 | 0.669 | 0.713 | 0.759 | 0.806 | 0.855
Hydrogen Evolution | Srg_BB002 | MW | SPEN | East Kilbride | 0 | 0.206 | 0.241 | 0.266 | 0.355 | 0.398 | 0.437 | 0.48 | 0.527 | 0.58 | 0.636 | 0.697 | 0.762 | 0.832 | 0.906 | 0.984 | 1.066 | 1.152 | 1.242 | 1.337 | 1.436 | 1.539 | 1.646 | 1.757 | 1.873 | 1.992 | 2.116 | 2.245
Hydrogen Evolution | Srg_BB002 | MW | SPEN | Easterhouse | 0 | 0.169 | 0.198 | 0.219 | 0.292 | 0.327 | 0.359 | 0.394 | 0.433 | 0.476 | 0.523 | 0.573 | 0.627 | 0.684 | 0.745 | 0.809 | 0.876 | 0.947 | 1.021 | 1.099 | 1.18 | 1.265 | 1.353 | 1.444 | 1.539 | 1.638 | 1.74 | 1.845
Hydrogen Evolution | Srg_BB002 | MW | SPEN | Eccles | 0 | 0.301 | 0.354 | 0.39 | 0.521 | 0.584 | 0.641 | 0.703 | 0.773 | 0.85 | 0.933 | 1.022 | 1.117 | 1.219 | 1.328 | 1.442 | 1.562 | 1.688 | 1.821 | 1.959 | 2.104 | 2.255 | 2.412 | 2.575 | 2.745 | 2.92 | 3.102 | 3.29
Hydrogen Evolution | Srg_BB002 | MW | SPEN | Elderslie | 0 | 0.095 | 0.112 | 0.124 | 0.165 | 0.185 | 0.203 | 0.222 | 0.245 | 0.269 | 0.295 | 0.323 | 0.354 | 0.386 | 0.42 | 0.456 | 0.494 | 0.534 | 0.576 | 0.62 | 0.666 | 0.714 | 0.763 | 0.815 | 0.868 | 0.924 | 0.982 | 1.041
Hydrogen Evolution | Srg_BB002 | MW | SPEN | Erskine | 0 | 0.036 | 0.043 | 0.047 | 0.063 | 0.07 | 0.077 | 0.085 | 0.093 | 0.102 | 0.112 | 0.123 | 0.134 | 0.147 | 0.16 | 0.174 | 0.188 | 0.203 | 0.219 | 0.236 | 0.253 | 0.271 | 0.29 | 0.31 | 0.33 | 0.352 | 0.373 | 0.396
Hydrogen Evolution | Srg_BB002 | MW | SPEN | Galashiels | 0 | 0.21 | 0.247 | 0.272 | 0.363 | 0.407 | 0.446 | 0.49 | 0.538 | 0.592 | 0.65 | 0.712 | 0.778 | 0.849 | 0.925 | 1.005 | 1.088 | 1.176 | 1.269 | 1.365 | 1.466 | 1.571 | 1.681 | 1.794 | 1.912 | 2.035 | 2.161 | 2.292
Hydrogen Evolution | Srg_BB002 | MW | SPEN | Giffnock | 0 | 0.055 | 0.065 | 0.071 | 0.095 | 0.107 | 0.117 | 0.128 | 0.141 | 0.155 | 0.17 | 0.187 | 0.204 | 0.223 | 0.243 | 0.264 | 0.285 | 0.309 | 0.333 | 0.358 | 0.385 | 0.412 | 0.441 | 0.471 | 0.502 | 0.534 | 0.567 | 0.601
Hydrogen Evolution | Srg_BB002 | MW | SPEN | Glenluce | 0 | 0.122 | 0.143 | 0.158 | 0.21 | 0.236 | 0.259 | 0.284 | 0.312 | 0.343 | 0.377 | 0.413 | 0.451 | 0.492 | 0.536 | 0.582 | 0.631 | 0.682 | 0.735 | 0.791 | 0.85 | 0.911 | 0.974 | 1.04 | 1.108 | 1.179 | 1.253 | 1.329
Hydrogen Evolution | Srg_BB002 | MW | SPEN | Glenniston | 0 | 0.067 | 0.079 | 0.087 | 0.116 | 0.13 | 0.142 | 0.156 | 0.172 | 0.189 | 0.207 | 0.227 | 0.248 | 0.271 | 0.295 | 0.321 | 0.347 | 0.375 | 0.405 | 0.436 | 0.468 | 0.501 | 0.536 | 0.572 | 0.61 | 0.649 | 0.69 | 0.731
Hydrogen Evolution | Srg_BB002 | MW | SPEN | Glenrothes | 0 | 0.09 | 0.106 | 0.117 | 0.155 | 0.174 | 0.191 | 0.21 | 0.231 | 0.254 | 0.278 | 0.305 | 0.334 | 0.364 | 0.396 | 0.43 | 0.466 | 0.504 | 0.544 | 0.585 | 0.628 | 0.673 | 0.72 | 0.769 | 0.819 | 0.872 | 0.926 | 0.982
Hydrogen Evolution | Srg_BB002 | MW | SPEN | Gorgie | 0 | 0.018 | 0.021 | 0.023 | 0.031 | 0.034 | 0.038 | 0.041 | 0.045 | 0.05 | 0.055 | 0.06 | 0.065 | 0.071 | 0.078 | 0.085 | 0.092 | 0.099 | 0.107 | 0.115 | 0.123 | 0.132 | 0.141 | 0.151 | 0.161 | 0.171 | 0.182 | 0.193
Hydrogen Evolution | Srg_BB002 | MW | SPEN | Govan | 0 | 0.069 | 0.08 | 0.089 | 0.118 | 0.133 | 0.146 | 0.16 | 0.176 | 0.193 | 0.212 | 0.232 | 0.254 | 0.277 | 0.302 | 0.328 | 0.355 | 0.384 | 0.414 | 0.446 | 0.478 | 0.513 | 0.548 | 0.586 | 0.624 | 0.664 | 0.705 | 0.748
Hydrogen Evolution | Srg_BB002 | MW | SPEN | Grangemouth A | 0 | 0.075 | 0.088 | 0.097 | 0.13 | 0.146 | 0.16 | 0.175 | 0.193 | 0.212 | 0.233 | 0.255 | 0.279 | 0.304 | 0.331 | 0.36 | 0.39 | 0.421 | 0.454 | 0.489 | 0.525 | 0.563 | 0.602 | 0.643 | 0.685 | 0.729 | 0.774 | 0.821
Hydrogen Evolution | Srg_BB002 | MW | SPEN | Grangemouth C | 0 | 0.075 | 0.088 | 0.097 | 0.13 | 0.146 | 0.16 | 0.175 | 0.193 | 0.212 | 0.233 | 0.255 | 0.279 | 0.304 | 0.331 | 0.36 | 0.39 | 0.421 | 0.454 | 0.489 | 0.525 | 0.563 | 0.602 | 0.643 | 0.685 | 0.729 | 0.774 | 0.821
Hydrogen Evolution | Srg_BB002 | MW | SPEN | Haggs Road | 0 | 0.038 | 0.044 | 0.049 | 0.065 | 0.073 | 0.08 | 0.088 | 0.096 | 0.106 | 0.116 | 0.127 | 0.139 | 0.152 | 0.165 | 0.18 | 0.195 | 0.21 | 0.227 | 0.244 | 0.262 | 0.281 | 0.301 | 0.321 | 0.342 | 0.364 | 0.387 | 0.41
Hydrogen Evolution | Srg_BB002 | MW | SPEN | Hawick | 0 | 0.092 | 0.108 | 0.119 | 0.158 | 0.178 | 0.195 | 0.214 | 0.235 | 0.258 | 0.284 | 0.311 | 0.34 | 0.371 | 0.404 | 0.439 | 0.475 | 0.513 | 0.554 | 0.596 | 0.64 | 0.686 | 0.734 | 0.783 | 0.835 | 0.888 | 0.943 | 1.001
Hydrogen Evolution | Srg_BB002 | MW | SPEN | Helensburgh | 0 | 0.052 | 0.061 | 0.067 | 0.089 | 0.1 | 0.11 | 0.12 | 0.132 | 0.145 | 0.16 | 0.175 | 0.191 | 0.209 | 0.227 | 0.247 | 0.267 | 0.289 | 0.312 | 0.335 | 0.36 | 0.386 | 0.413 | 0.441 | 0.47 | 0.5 | 0.531 | 0.563
Hydrogen Evolution | Srg_BB002 | MW | SPEN | Inverkeithing | 0 | 0.121 | 0.142 | 0.156 | 0.209 | 0.234 | 0.257 | 0.282 | 0.31 | 0.34 | 0.374 | 0.41 | 0.448 | 0.488 | 0.532 | 0.578 | 0.626 | 0.677 | 0.73 | 0.785 | 0.843 | 0.904 | 0.967 | 1.032 | 1.1 | 1.17 | 1.243 | 1.318
Hydrogen Evolution | Srg_BB002 | MW | SPEN | Johnstone | 0 | 0.085 | 0.1 | 0.11 | 0.146 | 0.164 | 0.18 | 0.198 | 0.217 | 0.239 | 0.262 | 0.287 | 0.314 | 0.343 | 0.373 | 0.405 | 0.439 | 0.475 | 0.512 | 0.551 | 0.592 | 0.634 | 0.678 | 0.724 | 0.772 | 0.821 | 0.872 | 0.925
Hydrogen Evolution | Srg_BB002 | MW | SPEN | Kaimes | 0 | 0.356 | 0.418 | 0.461 | 0.615 | 0.689 | 0.757 | 0.831 | 0.913 | 1.003 | 1.102 | 1.207 | 1.32 | 1.44 | 1.569 | 1.703 | 1.845 | 1.994 | 2.151 | 2.314 | 2.485 | 2.664 | 2.849 | 3.042 | 3.242 | 3.449 | 3.664 | 3.886
Hydrogen Evolution | Srg_BB002 | MW | SPEN | Kilbowie 11 | 0 | 0.036 | 0.043 | 0.047 | 0.063 | 0.071 | 0.077 | 0.085 | 0.093 | 0.103 | 0.113 | 0.123 | 0.135 | 0.147 | 0.16 | 0.174 | 0.189 | 0.204 | 0.22 | 0.237 | 0.254 | 0.273 | 0.291 | 0.311 | 0.332 | 0.353 | 0.375 | 0.398
Hydrogen Evolution | Srg_BB002 | MW | SPEN | Kilbowie 33 | 0 | 0.036 | 0.043 | 0.047 | 0.063 | 0.071 | 0.077 | 0.085 | 0.093 | 0.103 | 0.113 | 0.123 | 0.135 | 0.147 | 0.16 | 0.174 | 0.189 | 0.204 | 0.22 | 0.237 | 0.254 | 0.273 | 0.291 | 0.311 | 0.332 | 0.353 | 0.375 | 0.398
Hydrogen Evolution | Srg_BB002 | MW | SPEN | Killermont | 0 | 0.091 | 0.107 | 0.118 | 0.157 | 0.176 | 0.193 | 0.212 | 0.233 | 0.256 | 0.281 | 0.308 | 0.337 | 0.368 | 0.401 | 0.435 | 0.471 | 0.509 | 0.549 | 0.591 | 0.635 | 0.68 | 0.728 | 0.777 | 0.828 | 0.881 | 0.936 | 0.993
Hydrogen Evolution | Srg_BB002 | MW | SPEN | Kilmarnock South | 0 | 0.103 | 0.121 | 0.134 | 0.178 | 0.2 | 0.22 | 0.241 | 0.265 | 0.291 | 0.32 | 0.35 | 0.383 | 0.418 | 0.455 | 0.494 | 0.536 | 0.579 | 0.624 | 0.672 | 0.721 | 0.773 | 0.827 | 0.883 | 0.941 | 1.001 | 1.063 | 1.128
Hydrogen Evolution | Srg_BB002 | MW | SPEN | Kilmarnock Town | 0 | 0.11 | 0.13 | 0.143 | 0.191 | 0.214 | 0.235 | 0.257 | 0.283 | 0.311 | 0.341 | 0.374 | 0.409 | 0.446 | 0.486 | 0.528 | 0.572 | 0.618 | 0.666 | 0.717 | 0.77 | 0.825 | 0.883 | 0.943 | 1.005 | 1.069 | 1.136 | 1.204
Hydrogen Evolution | Srg_BB002 | MW | SPEN | Kilwinning | 0 | 0.099 | 0.116 | 0.128 | 0.17 | 0.191 | 0.21 | 0.23 | 0.253 | 0.278 | 0.305 | 0.334 | 0.365 | 0.399 | 0.434 | 0.472 | 0.511 | 0.552 | 0.596 | 0.641 | 0.688 | 0.738 | 0.789 | 0.842 | 0.898 | 0.955 | 1.015 | 1.076
Hydrogen Evolution | Srg_BB002 | MW | SPEN | Leven | 0 | 0.12 | 0.141 | 0.156 | 0.208 | 0.233 | 0.256 | 0.281 | 0.309 | 0.339 | 0.373 | 0.408 | 0.446 | 0.487 | 0.531 | 0.576 | 0.624 | 0.675 | 0.727 | 0.783 | 0.841 | 0.901 | 0.964 | 1.029 | 1.097 | 1.167 | 1.239 | 1.314
Hydrogen Evolution | Srg_BB002 | MW | SPEN | Linnmill | 0 | 0.276 | 0.324 | 0.358 | 0.477 | 0.534 | 0.587 | 0.644 | 0.707 | 0.778 | 0.854 | 0.936 | 1.023 | 1.116 | 1.216 | 1.32 | 1.43 | 1.546 | 1.667 | 1.794 | 1.927 | 2.065 | 2.208 | 2.358 | 2.513 | 2.674 | 2.84 | 3.012
Hydrogen Evolution | Srg_BB002 | MW | SPEN | Livingston East | 0 | 0.168 | 0.197 | 0.218 | 0.29 | 0.326 | 0.357 | 0.392 | 0.431 | 0.474 | 0.52 | 0.57 | 0.623 | 0.68 | 0.741 | 0.804 | 0.871 | 0.942 | 1.016 | 1.093 | 1.174 | 1.258 | 1.345 | 1.436 | 1.531 | 1.629 | 1.73 | 1.835
Hydrogen Evolution | Srg_BB002 | MW | SPEN | Maybole | 0 | 0.066 | 0.077 | 0.085 | 0.113 | 0.127 | 0.14 | 0.153 | 0.168 | 0.185 | 0.203 | 0.223 | 0.243 | 0.266 | 0.289 | 0.314 | 0.34 | 0.368 | 0.397 | 0.427 | 0.458 | 0.491 | 0.526 | 0.561 | 0.598 | 0.636 | 0.676 | 0.717
Hydrogen Evolution | Srg_BB002 | MW | SPEN | Newarthill | 0 | 0.053 | 0.062 | 0.068 | 0.091 | 0.102 | 0.112 | 0.123 | 0.135 | 0.148 | 0.163 | 0.178 | 0.195 | 0.213 | 0.232 | 0.252 | 0.273 | 0.295 | 0.318 | 0.342 | 0.367 | 0.394 | 0.421 | 0.45 | 0.479 | 0.51 | 0.542 | 0.574
Hydrogen Evolution | Srg_BB002 | MW | SPEN | Paisley | 0 | 0.014 | 0.016 | 0.018 | 0.024 | 0.027 | 0.03 | 0.032 | 0.036 | 0.039 | 0.043 | 0.047 | 0.051 | 0.056 | 0.061 | 0.066 | 0.072 | 0.078 | 0.084 | 0.09 | 0.097 | 0.104 | 0.111 | 0.119 | 0.126 | 0.134 | 0.143 | 0.152
Hydrogen Evolution | Srg_BB002 | MW | SPEN | Partick | 0 | 0.009 | 0.011 | 0.012 | 0.015 | 0.017 | 0.019 | 0.021 | 0.023 | 0.025 | 0.028 | 0.03 | 0.033 | 0.036 | 0.039 | 0.043 | 0.046 | 0.05 | 0.054 | 0.058 | 0.062 | 0.067 | 0.072 | 0.076 | 0.081 | 0.087 | 0.092 | 0.098
Hydrogen Evolution | Srg_BB002 | MW | SPEN | Port Dundas | 0 | 0.058 | 0.068 | 0.075 | 0.1 | 0.112 | 0.123 | 0.135 | 0.149 | 0.163 | 0.179 | 0.197 | 0.215 | 0.235 | 0.256 | 0.278 | 0.301 | 0.325 | 0.35 | 0.377 | 0.405 | 0.434 | 0.464 | 0.496 | 0.528 | 0.562 | 0.597 | 0.633
Hydrogen Evolution | Srg_BB002 | MW | SPEN | Portobello | 0 | 0.121 | 0.142 | 0.156 | 0.209 | 0.234 | 0.257 | 0.282 | 0.31 | 0.34 | 0.374 | 0.409 | 0.448 | 0.488 | 0.532 | 0.578 | 0.626 | 0.676 | 0.729 | 0.785 | 0.843 | 0.903 | 0.966 | 1.032 | 1.099 | 1.17 | 1.243 | 1.318
Hydrogen Evolution | Srg_BB002 | MW | SPEN | Redhouse | 0 | 0.048 | 0.056 | 0.062 | 0.083 | 0.093 | 0.102 | 0.112 | 0.123 | 0.135 | 0.148 | 0.162 | 0.178 | 0.194 | 0.211 | 0.229 | 0.248 | 0.268 | 0.289 | 0.311 | 0.334 | 0.358 | 0.383 | 0.409 | 0.436 | 0.464 | 0.493 | 0.523
Hydrogen Evolution | Srg_BB002 | MW | SPEN | Saltcoats A | 0 | 0.104 | 0.122 | 0.134 | 0.179 | 0.201 | 0.221 | 0.242 | 0.266 | 0.292 | 0.321 | 0.352 | 0.385 | 0.42 | 0.457 | 0.496 | 0.538 | 0.581 | 0.627 | 0.674 | 0.724 | 0.776 | 0.83 | 0.886 | 0.945 | 1.005 | 1.068 | 1.132
Hydrogen Evolution | Srg_BB002 | MW | SPEN | Saltcoats B | 0 | 0.104 | 0.122 | 0.134 | 0.179 | 0.201 | 0.221 | 0.242 | 0.266 | 0.292 | 0.321 | 0.352 | 0.385 | 0.42 | 0.457 | 0.496 | 0.538 | 0.581 | 0.627 | 0.674 | 0.724 | 0.776 | 0.83 | 0.886 | 0.945 | 1.005 | 1.068 | 1.132
Hydrogen Evolution | Srg_BB002 | MW | SPEN | Shrubhill | 0 | 0.017 | 0.02 | 0.022 | 0.03 | 0.033 | 0.036 | 0.04 | 0.044 | 0.048 | 0.053 | 0.058 | 0.064 | 0.069 | 0.076 | 0.082 | 0.089 | 0.096 | 0.104 | 0.111 | 0.12 | 0.128 | 0.137 | 0.146 | 0.156 | 0.166 | 0.176 | 0.187
Hydrogen Evolution | Srg_BB002 | MW | SPEN | Sighthill | 0 | 0.127 | 0.15 | 0.165 | 0.22 | 0.247 | 0.271 | 0.297 | 0.327 | 0.359 | 0.394 | 0.432 | 0.473 | 0.515 | 0.562 | 0.61 | 0.661 | 0.714 | 0.77 | 0.829 | 0.89 | 0.954 | 1.02 | 1.089 | 1.161 | 1.235 | 1.312 | 1.391
Hydrogen Evolution | Srg_BB002 | MW | SPEN | Spango Valley | 0 | 0.038 | 0.045 | 0.049 | 0.066 | 0.074 | 0.081 | 0.089 | 0.097 | 0.107 | 0.117 | 0.129 | 0.141 | 0.153 | 0.167 | 0.182 | 0.197 | 0.213 | 0.229 | 0.247 | 0.265 | 0.284 | 0.304 | 0.324 | 0.346 | 0.368 | 0.391 | 0.414
Hydrogen Evolution | Srg_BB002 | MW | SPEN | Stirling | 0 | 0.465 | 0.546 | 0.602 | 0.803 | 0.9 | 0.988 | 1.084 | 1.192 | 1.31 | 1.438 | 1.576 | 1.723 | 1.88 | 2.048 | 2.224 | 2.409 | 2.604 | 2.808 | 3.021 | 3.245 | 3.477 | 3.72 | 3.971 | 4.233 | 4.503 | 4.784 | 5.073
Hydrogen Evolution | Srg_BB002 | MW | SPEN | Strathaven | 0 | 0.076 | 0.09 | 0.099 | 0.132 | 0.148 | 0.162 | 0.178 | 0.196 | 0.215 | 0.236 | 0.259 | 0.283 | 0.309 | 0.337 | 0.366 | 0.396 | 0.428 | 0.462 | 0.497 | 0.533 | 0.572 | 0.611 | 0.653 | 0.696 | 0.74 | 0.786 | 0.834
Hydrogen Evolution | Srg_BB002 | MW | SPEN | Strathleven | 0 | 0.193 | 0.227 | 0.25 | 0.334 | 0.374 | 0.411 | 0.451 | 0.496 | 0.545 | 0.598 | 0.656 | 0.717 | 0.782 | 0.852 | 0.925 | 1.002 | 1.083 | 1.168 | 1.257 | 1.35 | 1.447 | 1.547 | 1.652 | 1.761 | 1.873 | 1.99 | 2.111
Hydrogen Evolution | Srg_BB002 | MW | SPEN | Telford Road | 0 | 0.045 | 0.053 | 0.059 | 0.078 | 0.087 | 0.096 | 0.105 | 0.116 | 0.127 | 0.14 | 0.153 | 0.167 | 0.183 | 0.199 | 0.216 | 0.234 | 0.253 | 0.273 | 0.294 | 0.315 | 0.338 | 0.361 | 0.386 | 0.411 | 0.438 | 0.465 | 0.493
Hydrogen Evolution | Srg_BB002 | MW | SPEN | Tongland | 0 | 0.131 | 0.154 | 0.17 | 0.227 | 0.255 | 0.279 | 0.307 | 0.337 | 0.37 | 0.407 | 0.446 | 0.487 | 0.532 | 0.579 | 0.629 | 0.681 | 0.736 | 0.794 | 0.854 | 0.918 | 0.983 | 1.052 | 1.123 | 1.197 | 1.274 | 1.353 | 1.435
Hydrogen Evolution | Srg_BB002 | MW | SPEN | Westfield | 0 | 0.075 | 0.088 | 0.097 | 0.13 | 0.145 | 0.16 | 0.175 | 0.192 | 0.212 | 0.232 | 0.254 | 0.278 | 0.303 | 0.331 | 0.359 | 0.389 | 0.42 | 0.453 | 0.488 | 0.524 | 0.561 | 0.601 | 0.641 | 0.683 | 0.727 | 0.772 | 0.819
Hydrogen Evolution | Srg_BB002 | MW | SPEN | Whitehouse | 0 | 0.055 | 0.064 | 0.071 | 0.094 | 0.106 | 0.116 | 0.128 | 0.14 | 0.154 | 0.169 | 0.185 | 0.203 | 0.221 | 0.241 | 0.262 | 0.283 | 0.306 | 0.33 | 0.356 | 0.382 | 0.409 | 0.438 | 0.467 | 0.498 | 0.53 | 0.563 | 0.597
Hydrogen Evolution | Srg_BB002 | MW | SPEN | Wishaw | 0 | 0.169 | 0.199 | 0.219 | 0.292 | 0.328 | 0.36 | 0.395 | 0.434 | 0.477 | 0.523 | 0.573 | 0.627 | 0.684 | 0.745 | 0.809 | 0.877 | 0.947 | 1.022 | 1.099 | 1.181 | 1.265 | 1.354 | 1.445 | 1.54 | 1.639 | 1.741 | 1.846
Hydrogen Evolution | Srg_BB002 | MW | SPEN Manweb | Birkenhead | 0 | 0.43 | 0.505 | 0.558 | 0.744 | 0.834 | 0.915 | 1.004 | 1.104 | 1.213 | 1.332 | 1.46 | 1.596 | 1.741 | 1.897 | 2.059 | 2.231 | 2.411 | 2.6 | 2.798 | 3.005 | 3.221 | 3.445 | 3.678 | 3.92 | 4.171 | 4.43 | 4.699
Hydrogen Evolution | Srg_BB002 | MW | SPEN Manweb | Capenhurst | 0 | 0.504 | 0.592 | 0.653 | 0.871 | 0.977 | 1.072 | 1.176 | 1.293 | 1.421 | 1.56 | 1.71 | 1.869 | 2.039 | 2.222 | 2.413 | 2.614 | 2.825 | 3.046 | 3.278 | 3.521 | 3.773 | 4.036 | 4.309 | 4.592 | 4.886 | 5.19 | 5.505
Hydrogen Evolution | Srg_BB002 | MW | SPEN Manweb | Connah's Quay | 0 | 1.053 | 1.236 | 1.364 | 1.818 | 2.038 | 2.237 | 2.455 | 2.698 | 2.967 | 3.257 | 3.569 | 3.902 | 4.256 | 4.638 | 5.036 | 5.455 | 5.896 | 6.358 | 6.842 | 7.348 | 7.875 | 8.423 | 8.993 | 9.585 | 10.198 | 10.833 | 11.489
Hydrogen Evolution | Srg_BB002 | MW | SPEN Manweb | Fiddlers Ferry (Cuerdley 132kV) | 0 | 1.048 | 1.231 | 1.358 | 1.811 | 2.03 | 2.228 | 2.445 | 2.687 | 2.955 | 3.243 | 3.554 | 3.886 | 4.239 | 4.619 | 5.015 | 5.433 | 5.872 | 6.332 | 6.814 | 7.318 | 7.842 | 8.389 | 8.956 | 9.545 | 10.156 | 10.788 | 11.442
Hydrogen Evolution | Srg_BB002 | MW | SPEN Manweb | Frodsham | 0 | 1.113 | 1.307 | 1.442 | 1.922 | 2.155 | 2.366 | 2.596 | 2.853 | 3.137 | 3.443 | 3.773 | 4.125 | 4.5 | 4.904 | 5.324 | 5.768 | 6.234 | 6.723 | 7.234 | 7.769 | 8.326 | 8.906 | 9.509 | 10.134 | 10.783 | 11.454 | 12.148
Hydrogen Evolution | Srg_BB002 | MW | SPEN Manweb | Kirkby SPEN | 0 | 0.515 | 0.605 | 0.668 | 0.89 | 0.998 | 1.096 | 1.202 | 1.321 | 1.453 | 1.595 | 1.748 | 1.911 | 2.084 | 2.271 | 2.466 | 2.672 | 2.887 | 3.114 | 3.351 | 3.598 | 3.856 | 4.125 | 4.404 | 4.694 | 4.994 | 5.305 | 5.626
Hydrogen Evolution | Srg_BB002 | MW | SPEN Manweb | Legacy | 0 | 1.561 | 1.833 | 2.022 | 2.696 | 3.022 | 3.317 | 3.64 | 4.001 | 4.399 | 4.829 | 5.291 | 5.785 | 6.311 | 6.876 | 7.466 | 8.088 | 8.742 | 9.427 | 10.144 | 10.894 | 11.676 | 12.489 | 13.334 | 14.211 | 15.12 | 16.061 | 17.034
Hydrogen Evolution | Srg_BB002 | MW | SPEN Manweb | Lister Drive | 0 | 0.879 | 1.032 | 1.138 | 1.518 | 1.701 | 1.867 | 2.049 | 2.252 | 2.476 | 2.718 | 2.979 | 3.257 | 3.553 | 3.871 | 4.203 | 4.553 | 4.921 | 5.307 | 5.711 | 6.133 | 6.573 | 7.031 | 7.506 | 8 | 8.512 | 9.042 | 9.59
Hydrogen Evolution | Srg_BB002 | MW | SPEN Manweb | Pentir | 0 | 0.618 | 0.726 | 0.801 | 1.068 | 1.197 | 1.314 | 1.442 | 1.585 | 1.742 | 1.913 | 2.096 | 2.291 | 2.5 | 2.724 | 2.957 | 3.204 | 3.462 | 3.734 | 4.018 | 4.315 | 4.624 | 4.946 | 5.281 | 5.629 | 5.989 | 6.361 | 6.747
Hydrogen Evolution | Srg_BB002 | MW | SPEN Manweb | Rainhill | 0 | 0.689 | 0.81 | 0.893 | 1.191 | 1.335 | 1.465 | 1.608 | 1.767 | 1.943 | 2.133 | 2.338 | 2.556 | 2.788 | 3.038 | 3.298 | 3.573 | 3.862 | 4.165 | 4.482 | 4.813 | 5.158 | 5.517 | 5.891 | 6.278 | 6.68 | 7.096 | 7.525
Hydrogen Evolution | Srg_BB002 | MW | SPEN Manweb | Trawsfynydd | 0 | 0.525 | 0.617 | 0.681 | 0.908 | 1.018 | 1.117 | 1.226 | 1.347 | 1.481 | 1.626 | 1.782 | 1.948 | 2.125 | 2.315 | 2.514 | 2.723 | 2.943 | 3.174 | 3.416 | 3.668 | 3.931 | 4.205 | 4.489 | 4.785 | 5.091 | 5.408 | 5.735
Hydrogen Evolution | Srg_BB002 | MW | SPEN Manweb | Wylfa | 0 | 0.173 | 0.203 | 0.224 | 0.299 | 0.335 | 0.368 | 0.404 | 0.444 | 0.488 | 0.536 | 0.587 | 0.642 | 0.7 | 0.763 | 0.829 | 0.898 | 0.97 | 1.046 | 1.126 | 1.209 | 1.296 | 1.386 | 1.48 | 1.577 | 1.678 | 1.783 | 1.891
Hydrogen Evolution | Srg_BB002 | MW | SSEN (SHEPD) | Abernethy | 0 | 0.239 | 0.28 | 0.309 | 0.412 | 0.462 | 0.507 | 0.557 | 0.612 | 0.672 | 0.738 | 0.809 | 0.884 | 0.965 | 1.051 | 1.141 | 1.236 | 1.336 | 1.441 | 1.551 | 1.665 | 1.785 | 1.909 | 2.038 | 2.172 | 2.311 | 2.455 | 2.604
Hydrogen Evolution | Srg_BB002 | MW | SSEN (SHEPD) | Alness | 0 | 0.089 | 0.104 | 0.115 | 0.153 | 0.171 | 0.188 | 0.207 | 0.227 | 0.25 | 0.274 | 0.3 | 0.328 | 0.358 | 0.39 | 0.424 | 0.459 | 0.496 | 0.535 | 0.575 | 0.618 | 0.662 | 0.708 | 0.756 | 0.806 | 0.858 | 0.911 | 0.966
Hydrogen Evolution | Srg_BB002 | MW | SSEN (SHEPD) | Arbroath | 0 | 0.235 | 0.276 | 0.304 | 0.406 | 0.455 | 0.499 | 0.548 | 0.602 | 0.662 | 0.727 | 0.796 | 0.871 | 0.95 | 1.035 | 1.124 | 1.218 | 1.316 | 1.419 | 1.527 | 1.64 | 1.758 | 1.88 | 2.007 | 2.139 | 2.276 | 2.418 | 2.564
Hydrogen Evolution | Srg_BB002 | MW | SSEN (SHEPD) | Ardmore | 0 | 0.06 | 0.07 | 0.077 | 0.103 | 0.116 | 0.127 | 0.139 | 0.153 | 0.168 | 0.185 | 0.203 | 0.222 | 0.242 | 0.263 | 0.286 | 0.31 | 0.335 | 0.361 | 0.389 | 0.417 | 0.447 | 0.478 | 0.511 | 0.544 | 0.579 | 0.615 | 0.652
Hydrogen Evolution | Srg_BB002 | MW | SSEN (SHEPD) | Beauly | 0 | 0.143 | 0.168 | 0.186 | 0.247 | 0.277 | 0.304 | 0.334 | 0.367 | 0.404 | 0.443 | 0.486 | 0.531 | 0.579 | 0.631 | 0.685 | 0.742 | 0.802 | 0.865 | 0.931 | 1 | 1.071 | 1.146 | 1.224 | 1.304 | 1.388 | 1.474 | 1.563
Hydrogen Evolution | Srg_BB002 | MW | SSEN (SHEPD) | Boat of Garten | 0 | 0.097 | 0.114 | 0.126 | 0.168 | 0.188 | 0.207 | 0.227 | 0.249 | 0.274 | 0.301 | 0.33 | 0.361 | 0.393 | 0.429 | 0.466 | 0.504 | 0.545 | 0.588 | 0.633 | 0.679 | 0.728 | 0.779 | 0.831 | 0.886 | 0.943 | 1.001 | 1.062
Hydrogen Evolution | Srg_BB002 | MW | SSEN (SHEPD) | Braco West | 0 | 0.246 | 0.288 | 0.318 | 0.424 | 0.475 | 0.522 | 0.573 | 0.629 | 0.692 | 0.76 | 0.832 | 0.91 | 0.993 | 1.082 | 1.175 | 1.272 | 1.375 | 1.483 | 1.596 | 1.714 | 1.837 | 1.965 | 2.098 | 2.236 | 2.379 | 2.527 | 2.68
Hydrogen Evolution | Srg_BB002 | MW | SSEN (SHEPD) | Bridge of Dun | 0 | 0.185 | 0.217 | 0.24 | 0.319 | 0.358 | 0.393 | 0.431 | 0.474 | 0.521 | 0.572 | 0.627 | 0.685 | 0.748 | 0.815 | 0.885 | 0.958 | 1.036 | 1.117 | 1.202 | 1.291 | 1.383 | 1.48 | 1.58 | 1.684 | 1.792 | 1.903 | 2.018
Hydrogen Evolution | Srg_BB002 | MW | SSEN (SHEPD) | Broadford | 0 | 0.043 | 0.05 | 0.055 | 0.074 | 0.083 | 0.091 | 0.1 | 0.11 | 0.121 | 0.132 | 0.145 | 0.159 | 0.173 | 0.189 | 0.205 | 0.222 | 0.24 | 0.259 | 0.278 | 0.299 | 0.32 | 0.342 | 0.366 | 0.39 | 0.415 | 0.44 | 0.467
Hydrogen Evolution | Srg_BB002 | MW | SSEN (SHEPD) | Brora | 0 | 0.033 | 0.039 | 0.043 | 0.058 | 0.065 | 0.071 | 0.078 | 0.085 | 0.094 | 0.103 | 0.113 | 0.124 | 0.135 | 0.147 | 0.16 | 0.173 | 0.187 | 0.201 | 0.217 | 0.233 | 0.249 | 0.267 | 0.285 | 0.304 | 0.323 | 0.343 | 0.364
Hydrogen Evolution | Srg_BB002 | MW | SSEN (SHEPD) | Burghmuir | 0 | 0.127 | 0.149 | 0.164 | 0.219 | 0.245 | 0.269 | 0.295 | 0.325 | 0.357 | 0.392 | 0.429 | 0.47 | 0.512 | 0.558 | 0.606 | 0.656 | 0.709 | 0.765 | 0.823 | 0.884 | 0.948 | 1.014 | 1.082 | 1.153 | 1.227 | 1.304 | 1.383
Hydrogen Evolution | Srg_BB002 | MW | SSEN (SHEPD) | Carradale | 0 | 0.052 | 0.062 | 0.068 | 0.091 | 0.102 | 0.111 | 0.122 | 0.134 | 0.148 | 0.162 | 0.178 | 0.194 | 0.212 | 0.231 | 0.251 | 0.272 | 0.294 | 0.317 | 0.341 | 0.366 | 0.392 | 0.42 | 0.448 | 0.477 | 0.508 | 0.54 | 0.572
Hydrogen Evolution | Srg_BB002 | MW | SSEN (SHEPD) | Clachan | 0 | 0.008 | 0.01 | 0.011 | 0.015 | 0.016 | 0.018 | 0.02 | 0.022 | 0.024 | 0.026 | 0.029 | 0.031 | 0.034 | 0.037 | 0.041 | 0.044 | 0.047 | 0.051 | 0.055 | 0.059 | 0.063 | 0.068 | 0.072 | 0.077 | 0.082 | 0.087 | 0.093
Hydrogen Evolution | Srg_BB002 | MW | SSEN (SHEPD) | Clayhills | 0 | 0.044 | 0.052 | 0.057 | 0.076 | 0.085 | 0.093 | 0.103 | 0.113 | 0.124 | 0.136 | 0.149 | 0.163 | 0.178 | 0.194 | 0.21 | 0.228 | 0.246 | 0.265 | 0.286 | 0.307 | 0.329 | 0.352 | 0.375 | 0.4 | 0.426 | 0.452 | 0.48
Hydrogen Evolution | Srg_BB002 | MW | SSEN (SHEPD) | Coupar Angus | 0 | 0.172 | 0.201 | 0.222 | 0.296 | 0.332 | 0.365 | 0.4 | 0.44 | 0.483 | 0.531 | 0.582 | 0.636 | 0.694 | 0.756 | 0.821 | 0.889 | 0.961 | 1.036 | 1.115 | 1.197 | 1.283 | 1.372 | 1.465 | 1.562 | 1.662 | 1.765 | 1.872
Hydrogen Evolution | Srg_BB002 | MW | SSEN (SHEPD) | Craigiebuckler | 0 | 0.011 | 0.013 | 0.015 | 0.02 | 0.022 | 0.024 | 0.027 | 0.029 | 0.032 | 0.035 | 0.039 | 0.042 | 0.046 | 0.05 | 0.055 | 0.059 | 0.064 | 0.069 | 0.074 | 0.08 | 0.085 | 0.091 | 0.098 | 0.104 | 0.111 | 0.118 | 0.125
Hydrogen Evolution | Srg_BB002 | MW | SSEN (SHEPD) | Dounreay | 0 | 0.052 | 0.061 | 0.067 | 0.09 | 0.101 | 0.111 | 0.121 | 0.133 | 0.147 | 0.161 | 0.176 | 0.193 | 0.21 | 0.229 | 0.249 | 0.27 | 0.291 | 0.314 | 0.338 | 0.363 | 0.389 | 0.416 | 0.444 | 0.474 | 0.504 | 0.535 | 0.568
Hydrogen Evolution | Srg_BB002 | MW | SSEN (SHEPD) | Dudhope | 0 | 0.119 | 0.14 | 0.154 | 0.205 | 0.23 | 0.253 | 0.277 | 0.305 | 0.335 | 0.368 | 0.403 | 0.441 | 0.481 | 0.524 | 0.569 | 0.616 | 0.666 | 0.718 | 0.773 | 0.83 | 0.889 | 0.951 | 1.015 | 1.082 | 1.152 | 1.223 | 1.297
Hydrogen Evolution | Srg_BB002 | MW | SSEN (SHEPD) | Dunoon | 0 | 0.068 | 0.079 | 0.088 | 0.117 | 0.131 | 0.144 | 0.158 | 0.173 | 0.19 | 0.209 | 0.229 | 0.25 | 0.273 | 0.298 | 0.323 | 0.35 | 0.378 | 0.408 | 0.439 | 0.472 | 0.505 | 0.541 | 0.577 | 0.615 | 0.655 | 0.695 | 0.737
Hydrogen Evolution | Srg_BB002 | MW | SSEN (SHEPD) | Dunvegan | 0 | 0.006 | 0.007 | 0.008 | 0.01 | 0.012 | 0.013 | 0.014 | 0.015 | 0.017 | 0.019 | 0.02 | 0.022 | 0.024 | 0.026 | 0.029 | 0.031 | 0.034 | 0.036 | 0.039 | 0.042 | 0.045 | 0.048 | 0.051 | 0.055 | 0.058 | 0.062 | 0.065
Hydrogen Evolution | Srg_BB002 | MW | SSEN (SHEPD) | Dyce | 0 | 0.188 | 0.221 | 0.243 | 0.325 | 0.364 | 0.399 | 0.438 | 0.482 | 0.53 | 0.581 | 0.637 | 0.696 | 0.76 | 0.828 | 0.899 | 0.974 | 1.052 | 1.135 | 1.221 | 1.312 | 1.406 | 1.504 | 1.605 | 1.711 | 1.82 | 1.934 | 2.051
Hydrogen Evolution | Srg_BB002 | MW | SSEN (SHEPD) | Elgin | 0 | 0.258 | 0.303 | 0.334 | 0.445 | 0.499 | 0.548 | 0.601 | 0.661 | 0.726 | 0.797 | 0.874 | 0.955 | 1.042 | 1.136 | 1.233 | 1.336 | 1.444 | 1.557 | 1.675 | 1.799 | 1.928 | 2.062 | 2.202 | 2.347 | 2.497 | 2.652 | 2.813
Hydrogen Evolution | Srg_BB002 | MW | SSEN (SHEPD) | Fiddes | 0 | 0.147 | 0.172 | 0.19 | 0.253 | 0.284 | 0.311 | 0.342 | 0.376 | 0.413 | 0.453 | 0.497 | 0.543 | 0.592 | 0.646 | 0.701 | 0.759 | 0.821 | 0.885 | 0.952 | 1.023 | 1.096 | 1.173 | 1.252 | 1.334 | 1.42 | 1.508 | 1.599
Hydrogen Evolution | Srg_BB002 | MW | SSEN (SHEPD) | Fort Augustus | 0 | 0.017 | 0.02 | 0.022 | 0.029 | 0.033 | 0.036 | 0.04 | 0.043 | 0.048 | 0.052 | 0.057 | 0.063 | 0.069 | 0.075 | 0.081 | 0.088 | 0.095 | 0.102 | 0.11 | 0.118 | 0.127 | 0.136 | 0.145 | 0.154 | 0.164 | 0.174 | 0.185
Hydrogen Evolution | Srg_BB002 | MW | SSEN (SHEPD) | Fort William | 0 | 0.045 | 0.053 | 0.058 | 0.078 | 0.087 | 0.096 | 0.105 | 0.116 | 0.127 | 0.139 | 0.153 | 0.167 | 0.182 | 0.199 | 0.216 | 0.234 | 0.252 | 0.272 | 0.293 | 0.315 | 0.337 | 0.361 | 0.385 | 0.41 | 0.437 | 0.464 | 0.492
Hydrogen Evolution | Srg_BB002 | MW | SSEN (SHEPD) | Grudie Bridge | 0 | 0.031 | 0.036 | 0.04 | 0.053 | 0.06 | 0.066 | 0.072 | 0.079 | 0.087 | 0.096 | 0.105 | 0.114 | 0.125 | 0.136 | 0.148 | 0.16 | 0.173 | 0.187 | 0.201 | 0.216 | 0.231 | 0.247 | 0.264 | 0.281 | 0.299 | 0.318 | 0.337
Hydrogen Evolution | Srg_BB002 | MW | SSEN (SHEPD) | Inverness | 0 | 0.167 | 0.196 | 0.217 | 0.289 | 0.324 | 0.355 | 0.39 | 0.429 | 0.471 | 0.517 | 0.567 | 0.62 | 0.676 | 0.737 | 0.8 | 0.866 | 0.937 | 1.01 | 1.087 | 1.167 | 1.251 | 1.338 | 1.428 | 1.522 | 1.62 | 1.721 | 1.825
Hydrogen Evolution | Srg_BB002 | MW | SSEN (SHEPD) | Keith | 0 | 0.186 | 0.218 | 0.241 | 0.321 | 0.36 | 0.395 | 0.434 | 0.477 | 0.524 | 0.575 | 0.63 | 0.689 | 0.752 | 0.819 | 0.889 | 0.964 | 1.041 | 1.123 | 1.209 | 1.298 | 1.391 | 1.488 | 1.589 | 1.693 | 1.801 | 1.913 | 2.029
Hydrogen Evolution | Srg_BB002 | MW | SSEN (SHEPD) | Killin | 0 | 0.015 | 0.018 | 0.02 | 0.027 | 0.03 | 0.033 | 0.036 | 0.04 | 0.044 | 0.048 | 0.052 | 0.057 | 0.062 | 0.068 | 0.074 | 0.08 | 0.087 | 0.093 | 0.1 | 0.108 | 0.116 | 0.124 | 0.132 | 0.141 | 0.15 | 0.159 | 0.169
Hydrogen Evolution | Srg_BB002 | MW | SSEN (SHEPD) | Kinlochleven | 0 | 0.004 | 0.005 | 0.005 | 0.007 | 0.008 | 0.009 | 0.01 | 0.01 | 0.012 | 0.013 | 0.014 | 0.015 | 0.017 | 0.018 | 0.02 | 0.021 | 0.023 | 0.025 | 0.027 | 0.029 | 0.031 | 0.033 | 0.035 | 0.037 | 0.04 | 0.042 | 0.045
Hydrogen Evolution | Srg_BB002 | MW | SSEN (SHEPD) | Kintore | 0 | 0.407 | 0.478 | 0.527 | 0.703 | 0.788 | 0.865 | 0.95 | 1.044 | 1.148 | 1.26 | 1.38 | 1.509 | 1.646 | 1.794 | 1.948 | 2.11 | 2.281 | 2.459 | 2.647 | 2.842 | 3.046 | 3.258 | 3.479 | 3.707 | 3.945 | 4.19 | 4.444
Hydrogen Evolution | Srg_BB002 | MW | SSEN (SHEPD) | Lairg | 0 | 0.022 | 0.025 | 0.028 | 0.037 | 0.042 | 0.046 | 0.051 | 0.056 | 0.061 | 0.067 | 0.073 | 0.08 | 0.088 | 0.095 | 0.104 | 0.112 | 0.121 | 0.131 | 0.141 | 0.151 | 0.162 | 0.173 | 0.185 | 0.197 | 0.21 | 0.223 | 0.236
Hydrogen Evolution | Srg_BB002 | MW | SSEN (SHEPD) | Lunanhead | 0 | 0.18 | 0.212 | 0.234 | 0.311 | 0.349 | 0.383 | 0.42 | 0.462 | 0.508 | 0.558 | 0.611 | 0.668 | 0.729 | 0.794 | 0.862 | 0.934 | 1.01 | 1.089 | 1.172 | 1.258 | 1.349 | 1.442 | 1.54 | 1.641 | 1.746 | 1.855 | 1.967
Hydrogen Evolution | Srg_BB002 | MW | SSEN (SHEPD) | Lyndhurst | 0 | 0.05 | 0.059 | 0.065 | 0.087 | 0.098 | 0.107 | 0.118 | 0.129 | 0.142 | 0.156 | 0.171 | 0.187 | 0.204 | 0.222 | 0.241 | 0.261 | 0.282 | 0.304 | 0.327 | 0.352 | 0.377 | 0.403 | 0.43 | 0.459 | 0.488 | 0.518 | 0.55
Hydrogen Evolution | Srg_BB002 | MW | SSEN (SHEPD) | Macduff | 0 | 0.182 | 0.214 | 0.236 | 0.315 | 0.353 | 0.387 | 0.425 | 0.467 | 0.514 | 0.564 | 0.618 | 0.676 | 0.737 | 0.803 | 0.872 | 0.945 | 1.021 | 1.101 | 1.185 | 1.272 | 1.364 | 1.459 | 1.557 | 1.66 | 1.766 | 1.876 | 1.989
Hydrogen Evolution | Srg_BB002 | MW | SSEN (SHEPD) | Milton of Craigie | 0 | 0.147 | 0.173 | 0.191 | 0.255 | 0.286 | 0.313 | 0.344 | 0.378 | 0.416 | 0.456 | 0.5 | 0.547 | 0.596 | 0.65 | 0.705 | 0.764 | 0.826 | 0.891 | 0.959 | 1.029 | 1.103 | 1.18 | 1.26 | 1.343 | 1.429 | 1.518 | 1.61
Hydrogen Evolution | Srg_BB002 | MW | SSEN (SHEPD) | Nairn | 0 | 0.14 | 0.164 | 0.181 | 0.241 | 0.271 | 0.297 | 0.326 | 0.358 | 0.394 | 0.432 | 0.474 | 0.518 | 0.565 | 0.616 | 0.669 | 0.724 | 0.783 | 0.844 | 0.909 | 0.976 | 1.046 | 1.119 | 1.194 | 1.273 | 1.354 | 1.438 | 1.526
Hydrogen Evolution | Srg_BB002 | MW | SSEN (SHEPD) | Persley | 0 | 0.086 | 0.101 | 0.111 | 0.148 | 0.166 | 0.182 | 0.2 | 0.22 | 0.242 | 0.266 | 0.291 | 0.318 | 0.347 | 0.378 | 0.411 | 0.445 | 0.481 | 0.519 | 0.558 | 0.599 | 0.642 | 0.687 | 0.734 | 0.782 | 0.832 | 0.884 | 0.937
Hydrogen Evolution | Srg_BB002 | MW | SSEN (SHEPD) | Peterhead Shell | 0 | 0.328 | 0.385 | 0.425 | 0.566 | 0.635 | 0.697 | 0.765 | 0.84 | 0.924 | 1.014 | 1.111 | 1.215 | 1.325 | 1.444 | 1.568 | 1.699 | 1.836 | 1.98 | 2.131 | 2.288 | 2.452 | 2.623 | 2.8 | 2.985 | 3.176 | 3.373 | 3.577
Hydrogen Evolution | Srg_BB002 | MW | SSEN (SHEPD) | Port Ann | 0 | 0.066 | 0.077 | 0.085 | 0.113 | 0.127 | 0.139 | 0.153 | 0.168 | 0.185 | 0.203 | 0.222 | 0.243 | 0.265 | 0.289 | 0.314 | 0.34 | 0.367 | 0.396 | 0.426 | 0.458 | 0.491 | 0.525 | 0.56 | 0.597 | 0.635 | 0.675 | 0.716
Hydrogen Evolution | Srg_BB002 | MW | SSEN (SHEPD) | Rannoch | 0 | 0.006 | 0.007 | 0.007 | 0.01 | 0.011 | 0.012 | 0.013 | 0.015 | 0.016 | 0.018 | 0.019 | 0.021 | 0.023 | 0.025 | 0.027 | 0.03 | 0.032 | 0.034 | 0.037 | 0.04 | 0.043 | 0.046 | 0.049 | 0.052 | 0.055 | 0.059 | 0.062
Hydrogen Evolution | Srg_BB002 | MW | SSEN (SHEPD) | Redmoss | 0 | 0.07 | 0.082 | 0.09 | 0.12 | 0.135 | 0.148 | 0.162 | 0.178 | 0.196 | 0.215 | 0.236 | 0.258 | 0.281 | 0.307 | 0.333 | 0.361 | 0.39 | 0.42 | 0.452 | 0.486 | 0.52 | 0.557 | 0.594 | 0.633 | 0.674 | 0.716 | 0.759
Hydrogen Evolution | Srg_BB002 | MW | SSEN (SHEPD) | Shin | 0 | 0.01 | 0.012 | 0.013 | 0.017 | 0.019 | 0.021 | 0.023 | 0.025 | 0.028 | 0.03 | 0.033 | 0.036 | 0.04 | 0.043 | 0.047 | 0.051 | 0.055 | 0.059 | 0.064 | 0.069 | 0.073 | 0.079 | 0.084 | 0.089 | 0.095 | 0.101 | 0.107
Hydrogen Evolution | Srg_BB002 | MW | SSEN (SHEPD) | St Fillans | 0 | 0.01 | 0.012 | 0.013 | 0.018 | 0.02 | 0.022 | 0.024 | 0.027 | 0.029 | 0.032 | 0.035 | 0.038 | 0.042 | 0.046 | 0.049 | 0.054 | 0.058 | 0.062 | 0.067 | 0.072 | 0.077 | 0.083 | 0.088 | 0.094 | 0.1 | 0.106 | 0.113
Hydrogen Evolution | Srg_BB002 | MW | SSEN (SHEPD) | Tarland | 0 | 0.063 | 0.074 | 0.082 | 0.109 | 0.122 | 0.134 | 0.148 | 0.162 | 0.178 | 0.196 | 0.214 | 0.234 | 0.256 | 0.279 | 0.303 | 0.328 | 0.354 | 0.382 | 0.411 | 0.441 | 0.473 | 0.506 | 0.54 | 0.576 | 0.613 | 0.651 | 0.69
Hydrogen Evolution | Srg_BB002 | MW | SSEN (SHEPD) | Taynuilt | 0 | 0.098 | 0.115 | 0.127 | 0.169 | 0.189 | 0.208 | 0.228 | 0.25 | 0.275 | 0.302 | 0.331 | 0.362 | 0.395 | 0.43 | 0.467 | 0.506 | 0.547 | 0.59 | 0.635 | 0.682 | 0.731 | 0.781 | 0.834 | 0.889 | 0.946 | 1.005 | 1.066
Hydrogen Evolution | Srg_BB002 | MW | SSEN (SHEPD) | Thurso | 0 | 0.154 | 0.181 | 0.199 | 0.266 | 0.298 | 0.327 | 0.359 | 0.394 | 0.433 | 0.476 | 0.521 | 0.57 | 0.622 | 0.678 | 0.736 | 0.797 | 0.861 | 0.929 | 1 | 1.074 | 1.151 | 1.231 | 1.314 | 1.4 | 1.49 | 1.583 | 1.679
Hydrogen Evolution | Srg_BB002 | MW | SSEN (SHEPD) | Tummel Bridge | 0 | 0.061 | 0.071 | 0.079 | 0.105 | 0.117 | 0.129 | 0.141 | 0.155 | 0.171 | 0.188 | 0.206 | 0.225 | 0.245 | 0.267 | 0.29 | 0.314 | 0.34 | 0.366 | 0.394 | 0.423 | 0.454 | 0.485 | 0.518 | 0.552 | 0.587 | 0.624 | 0.662
Hydrogen Evolution | Srg_BB002 | MW | SSEN (SHEPD) | Willowdale | 0 | 0.013 | 0.016 | 0.017 | 0.023 | 0.026 | 0.028 | 0.031 | 0.034 | 0.038 | 0.041 | 0.045 | 0.049 | 0.054 | 0.059 | 0.064 | 0.069 | 0.075 | 0.08 | 0.087 | 0.093 | 0.1 | 0.107 | 0.114 | 0.121 | 0.129 | 0.137 | 0.145
Hydrogen Evolution | Srg_BB002 | MW | SSEN (SHEPD) | Woodhill | 0 | 0.147 | 0.173 | 0.19 | 0.254 | 0.285 | 0.312 | 0.343 | 0.377 | 0.414 | 0.455 | 0.498 | 0.545 | 0.594 | 0.648 | 0.703 | 0.762 | 0.823 | 0.888 | 0.955 | 1.026 | 1.1 | 1.176 | 1.256 | 1.338 | 1.424 | 1.513 | 1.604
Hydrogen Evolution | Srg_BB002 | MW | SSEN South | Acton Lane 66kV | 0 | 0.142 | 0.167 | 0.184 | 0.245 | 0.275 | 0.302 | 0.331 | 0.364 | 0.401 | 0.44 | 0.482 | 0.527 | 0.575 | 0.626 | 0.68 | 0.736 | 0.796 | 0.858 | 0.924 | 0.992 | 1.063 | 1.137 | 1.214 | 1.294 | 1.377 | 1.462 | 1.551
Hydrogen Evolution | Srg_BB002 | MW | SSEN South | Botley Wood | 0 | 0.611 | 0.717 | 0.791 | 1.055 | 1.183 | 1.298 | 1.425 | 1.566 | 1.721 | 1.89 | 2.071 | 2.264 | 2.47 | 2.691 | 2.922 | 3.165 | 3.421 | 3.689 | 3.97 | 4.264 | 4.569 | 4.888 | 5.218 | 5.561 | 5.917 | 6.286 | 6.666
Hydrogen Evolution | Srg_BB002 | MW | SSEN South | Bramley | 0 | 1.127 | 1.323 | 1.46 | 1.946 | 2.182 | 2.395 | 2.628 | 2.889 | 3.176 | 3.486 | 3.82 | 4.177 | 4.556 | 4.965 | 5.391 | 5.84 | 6.312 | 6.806 | 7.324 | 7.866 | 8.43 | 9.017 | 9.627 | 10.26 | 10.917 | 11.596 | 12.299
Hydrogen Evolution | Srg_BB002 | MW | SSEN South | Chickerell | 0 | 0.549 | 0.645 | 0.712 | 0.949 | 1.064 | 1.168 | 1.282 | 1.408 | 1.548 | 1.7 | 1.863 | 2.036 | 2.221 | 2.421 | 2.628 | 2.847 | 3.077 | 3.319 | 3.571 | 3.835 | 4.11 | 4.396 | 4.694 | 5.002 | 5.323 | 5.654 | 5.996
Hydrogen Evolution | Srg_BB002 | MW | SSEN South | Cowley | 0 | 1.899 | 2.23 | 2.46 | 3.28 | 3.678 | 4.037 | 4.43 | 4.869 | 5.353 | 5.876 | 6.439 | 7.04 | 7.68 | 8.368 | 9.086 | 9.843 | 10.638 | 11.473 | 12.345 | 13.258 | 14.209 | 15.198 | 16.227 | 17.294 | 18.401 | 19.546 | 20.73
Hydrogen Evolution | Srg_BB002 | MW | SSEN South | Ealing | 0 | 0.187 | 0.219 | 0.242 | 0.322 | 0.362 | 0.397 | 0.436 | 0.479 | 0.526 | 0.578 | 0.633 | 0.692 | 0.755 | 0.823 | 0.893 | 0.968 | 1.046 | 1.128 | 1.214 | 1.303 | 1.397 | 1.494 | 1.595 | 1.7 | 1.809 | 1.922 | 2.038
Hydrogen Evolution | Srg_BB002 | MW | SSEN South | East Claydon | 0 | 1.283 | 1.506 | 1.661 | 2.215 | 2.484 | 2.726 | 2.992 | 3.288 | 3.615 | 3.968 | 4.348 | 4.754 | 5.186 | 5.651 | 6.135 | 6.647 | 7.184 | 7.747 | 8.336 | 8.953 | 9.595 | 10.263 | 10.957 | 11.678 | 12.426 | 13.199 | 13.998
Hydrogen Evolution | Srg_BB002 | MW | SSEN South | Fawley | 0 | 0.856 | 1.005 | 1.109 | 1.478 | 1.657 | 1.819 | 1.996 | 2.194 | 2.412 | 2.648 | 2.901 | 3.172 | 3.46 | 3.771 | 4.094 | 4.435 | 4.793 | 5.169 | 5.563 | 5.974 | 6.402 | 6.848 | 7.311 | 7.792 | 8.291 | 8.807 | 9.34
Hydrogen Evolution | Srg_BB002 | MW | SSEN South | Fleet | 0 | 2.544 | 2.987 | 3.295 | 4.394 | 4.926 | 5.407 | 5.934 | 6.521 | 7.17 | 7.87 | 8.624 | 9.429 | 10.286 | 11.208 | 12.169 | 13.184 | 14.249 | 15.366 | 16.535 | 17.757 | 19.031 | 20.356 | 21.733 | 23.163 | 24.646 | 26.179 | 27.765
Hydrogen Evolution | Srg_BB002 | MW | SSEN South | Iver 132kV | 0 | 0.589 | 0.691 | 0.763 | 1.017 | 1.14 | 1.251 | 1.373 | 1.509 | 1.66 | 1.822 | 1.996 | 2.183 | 2.381 | 2.594 | 2.817 | 3.052 | 3.298 | 3.557 | 3.827 | 4.11 | 4.405 | 4.712 | 5.031 | 5.361 | 5.705 | 6.06 | 6.427
Hydrogen Evolution | Srg_BB002 | MW | SSEN South | Iver 66kV | 0 | 0.156 | 0.183 | 0.202 | 0.269 | 0.302 | 0.331 | 0.363 | 0.399 | 0.439 | 0.482 | 0.528 | 0.577 | 0.63 | 0.686 | 0.745 | 0.807 | 0.872 | 0.941 | 1.012 | 1.087 | 1.165 | 1.246 | 1.33 | 1.418 | 1.509 | 1.603 | 1.7
Hydrogen Evolution | Srg_BB002 | MW | SSEN South | Laleham | 0 | 0.198 | 0.233 | 0.257 | 0.342 | 0.384 | 0.421 | 0.462 | 0.508 | 0.558 | 0.613 | 0.672 | 0.734 | 0.801 | 0.873 | 0.948 | 1.027 | 1.11 | 1.197 | 1.288 | 1.383 | 1.482 | 1.586 | 1.693 | 1.804 | 1.92 | 2.039 | 2.163
Hydrogen Evolution | Srg_BB002 | MW | SSEN South | Loudwater (Amersham) | 0 | 0.138 | 0.162 | 0.179 | 0.239 | 0.268 | 0.294 | 0.322 | 0.354 | 0.39 | 0.428 | 0.469 | 0.512 | 0.559 | 0.609 | 0.661 | 0.716 | 0.774 | 0.835 | 0.898 | 0.965 | 1.034 | 1.106 | 1.181 | 1.259 | 1.339 | 1.422 | 1.509
Hydrogen Evolution | Srg_BB002 | MW | SSEN South | Lovedean | 0 | 2.375 | 2.789 | 3.077 | 4.103 | 4.6 | 5.048 | 5.541 | 6.089 | 6.695 | 7.349 | 8.053 | 8.805 | 9.605 | 10.466 | 11.363 | 12.31 | 13.305 | 14.348 | 15.439 | 16.581 | 17.77 | 19.007 | 20.293 | 21.628 | 23.013 | 24.444 | 25.925
Hydrogen Evolution | Srg_BB002 | MW | SSEN South | Mannington | 0 | 3.073 | 3.608 | 3.981 | 5.307 | 5.951 | 6.531 | 7.168 | 7.877 | 8.661 | 9.507 | 10.418 | 11.39 | 12.425 | 13.54 | 14.7 | 15.926 | 17.212 | 18.562 | 19.974 | 21.451 | 22.989 | 24.59 | 26.254 | 27.98 | 29.772 | 31.624 | 33.539
Hydrogen Evolution | Srg_BB002 | MW | SSEN South | Melksham | 0 | 2.287 | 2.685 | 2.962 | 3.95 | 4.428 | 4.86 | 5.334 | 5.862 | 6.445 | 7.075 | 7.753 | 8.476 | 9.246 | 10.075 | 10.939 | 11.851 | 12.808 | 13.813 | 14.864 | 15.963 | 17.107 | 18.298 | 19.537 | 20.822 | 22.154 | 23.533 | 24.958
Hydrogen Evolution | Srg_BB002 | MW | SSEN South | Minety | 0 | 0.981 | 1.152 | 1.271 | 1.695 | 1.9 | 2.085 | 2.289 | 2.515 | 2.765 | 3.035 | 3.326 | 3.637 | 3.967 | 4.323 | 4.693 | 5.085 | 5.495 | 5.926 | 6.377 | 6.849 | 7.34 | 7.851 | 8.382 | 8.933 | 9.505 | 10.097 | 10.708
Hydrogen Evolution | Srg_BB002 | MW | SSEN South | North Hyde | 0 | 0.287 | 0.337 | 0.372 | 0.496 | 0.556 | 0.61 | 0.669 | 0.736 | 0.809 | 0.888 | 0.973 | 1.064 | 1.16 | 1.265 | 1.373 | 1.487 | 1.608 | 1.734 | 1.865 | 2.003 | 2.147 | 2.297 | 2.452 | 2.613 | 2.781 | 2.954 | 3.132
Hydrogen Evolution | Srg_BB002 | MW | SSEN South | Nursling | 0 | 1.106 | 1.298 | 1.432 | 1.91 | 2.141 | 2.35 | 2.579 | 2.835 | 3.117 | 3.421 | 3.749 | 4.099 | 4.471 | 4.872 | 5.29 | 5.731 | 6.194 | 6.679 | 7.188 | 7.719 | 8.272 | 8.849 | 9.447 | 10.069 | 10.713 | 11.38 | 12.069
Hydrogen Evolution | Srg_BB002 | MW | UKPN Eastern | Amersham Main | 0 | 0.26 | 0.305 | 0.337 | 0.449 | 0.504 | 0.553 | 0.607 | 0.667 | 0.733 | 0.804 | 0.882 | 0.964 | 1.051 | 1.146 | 1.244 | 1.348 | 1.456 | 1.571 | 1.69 | 1.815 | 1.945 | 2.081 | 2.221 | 2.368 | 2.519 | 2.676 | 2.838
Hydrogen Evolution | Srg_BB002 | MW | UKPN Eastern | Braintree | 0 | 0.924 | 1.085 | 1.197 | 1.596 | 1.79 | 1.964 | 2.156 | 2.369 | 2.605 | 2.86 | 3.134 | 3.426 | 3.737 | 4.072 | 4.421 | 4.79 | 5.177 | 5.583 | 6.008 | 6.452 | 6.914 | 7.396 | 7.896 | 8.416 | 8.955 | 9.512 | 10.088
Hydrogen Evolution | Srg_BB002 | MW | UKPN Eastern | Bramford | 0 | 4.82 | 5.659 | 6.243 | 8.324 | 9.333 | 10.244 | 11.242 | 12.355 | 13.584 | 14.912 | 16.34 | 17.865 | 19.488 | 21.236 | 23.056 | 24.978 | 26.996 | 29.113 | 31.328 | 33.644 | 36.056 | 38.567 | 41.177 | 43.885 | 46.694 | 49.6 | 52.604
Hydrogen Evolution | Srg_BB002 | MW | UKPN Eastern | Brimsdown | 0 | 0.454 | 0.534 | 0.589 | 0.785 | 0.88 | 0.966 | 1.06 | 1.165 | 1.281 | 1.406 | 1.541 | 1.684 | 1.837 | 2.002 | 2.174 | 2.355 | 2.545 | 2.745 | 2.954 | 3.172 | 3.4 | 3.636 | 3.882 | 4.138 | 4.403 | 4.677 | 4.96
Hydrogen Evolution | Srg_BB002 | MW | UKPN Eastern | Burwell Main | 0 | 1.682 | 1.974 | 2.178 | 2.904 | 3.256 | 3.574 | 3.922 | 4.311 | 4.739 | 5.203 | 5.701 | 6.233 | 6.799 | 7.409 | 8.044 | 8.715 | 9.419 | 10.157 | 10.93 | 11.738 | 12.58 | 13.456 | 14.366 | 15.311 | 16.291 | 17.305 | 18.353
Hydrogen Evolution | Srg_BB002 | MW | UKPN Eastern | Eaton Socon | 0 | 1.44 | 1.691 | 1.865 | 2.487 | 2.788 | 3.06 | 3.359 | 3.691 | 4.058 | 4.455 | 4.881 | 5.337 | 5.822 | 6.344 | 6.888 | 7.462 | 8.065 | 8.697 | 9.359 | 10.051 | 10.771 | 11.521 | 12.301 | 13.11 | 13.949 | 14.817 | 15.715
Hydrogen Evolution | Srg_BB002 | MW | UKPN Eastern | Elstree | 0 | 0.589 | 0.691 | 0.762 | 1.017 | 1.14 | 1.251 | 1.373 | 1.509 | 1.659 | 1.821 | 1.996 | 2.182 | 2.38 | 2.593 | 2.816 | 3.051 | 3.297 | 3.555 | 3.826 | 4.109 | 4.403 | 4.71 | 5.029 | 5.36 | 5.703 | 6.058 | 6.424
Hydrogen Evolution | Srg_BB002 | MW | UKPN Eastern | Mill Hill | 0 | 0.175 | 0.205 | 0.226 | 0.302 | 0.338 | 0.371 | 0.407 | 0.448 | 0.492 | 0.54 | 0.592 | 0.647 | 0.706 | 0.77 | 0.835 | 0.905 | 0.978 | 1.055 | 1.135 | 1.219 | 1.307 | 1.398 | 1.492 | 1.59 | 1.692 | 1.797 | 1.906
Hydrogen Evolution | Srg_BB002 | MW | UKPN Eastern | Norwich Main | 0 | 3.848 | 4.519 | 4.985 | 6.647 | 7.453 | 8.18 | 8.977 | 9.865 | 10.847 | 11.907 | 13.048 | 14.265 | 15.561 | 16.957 | 18.41 | 19.945 | 21.556 | 23.246 | 25.015 | 26.865 | 28.791 | 30.796 | 32.88 | 35.042 | 37.285 | 39.605 | 42.004
Hydrogen Evolution | Srg_BB002 | MW | UKPN Eastern | Pelham | 0 | 1.18 | 1.385 | 1.528 | 2.037 | 2.284 | 2.507 | 2.751 | 3.024 | 3.324 | 3.649 | 3.999 | 4.372 | 4.769 | 5.197 | 5.643 | 6.113 | 6.607 | 7.125 | 7.667 | 8.234 | 8.824 | 9.439 | 10.077 | 10.74 | 11.428 | 12.139 | 12.874
Hydrogen Evolution | Srg_BB002 | MW | UKPN Eastern | Rayleigh | 0 | 1.808 | 2.123 | 2.342 | 3.123 | 3.502 | 3.843 | 4.218 | 4.636 | 5.097 | 5.595 | 6.131 | 6.703 | 7.312 | 7.967 | 8.651 | 9.372 | 10.129 | 10.923 | 11.754 | 12.623 | 13.528 | 14.47 | 15.449 | 16.465 | 17.519 | 18.609 | 19.737
Hydrogen Evolution | Srg_BB002 | MW | UKPN Eastern | Rye House | 0 | 0.778 | 0.913 | 1.008 | 1.344 | 1.507 | 1.653 | 1.815 | 1.994 | 2.193 | 2.407 | 2.638 | 2.884 | 3.146 | 3.428 | 3.722 | 4.032 | 4.357 | 4.699 | 5.057 | 5.431 | 5.82 | 6.225 | 6.646 | 7.084 | 7.537 | 8.006 | 8.491
Hydrogen Evolution | Srg_BB002 | MW | UKPN Eastern | Sundon | 0 | 1.411 | 1.657 | 1.828 | 2.437 | 2.732 | 2.999 | 3.291 | 3.617 | 3.977 | 4.365 | 4.784 | 5.23 | 5.705 | 6.217 | 6.75 | 7.312 | 7.903 | 8.523 | 9.171 | 9.849 | 10.556 | 11.291 | 12.055 | 12.848 | 13.67 | 14.521 | 15.4
Hydrogen Evolution | Srg_BB002 | MW | UKPN Eastern | Tilbury | 0 | 0.368 | 0.432 | 0.476 | 0.635 | 0.712 | 0.782 | 0.858 | 0.943 | 1.036 | 1.138 | 1.247 | 1.363 | 1.487 | 1.62 | 1.759 | 1.906 | 2.06 | 2.221 | 2.39 | 2.567 | 2.751 | 2.942 | 3.142 | 3.348 | 3.563 | 3.784 | 4.013
Hydrogen Evolution | Srg_BB002 | MW | UKPN Eastern | Tottenham | 0 | 0.357 | 0.419 | 0.462 | 0.617 | 0.691 | 0.759 | 0.833 | 0.915 | 1.006 | 1.105 | 1.21 | 1.323 | 1.444 | 1.573 | 1.708 | 1.85 | 2 | 2.156 | 2.32 | 2.492 | 2.671 | 2.857 | 3.05 | 3.251 | 3.459 | 3.674 | 3.896
Hydrogen Evolution | Srg_BB002 | MW | UKPN Eastern | Walpole (_A) | 0 | 3.277 | 3.848 | 4.245 | 5.66 | 6.346 | 6.965 | 7.644 | 8.4 | 9.236 | 10.139 | 11.11 | 12.147 | 13.251 | 14.439 | 15.676 | 16.983 | 18.355 | 19.794 | 21.3 | 22.875 | 24.515 | 26.223 | 27.997 | 29.838 | 31.748 | 33.724 | 35.766
Hydrogen Evolution | Srg_BB002 | MW | UKPN Eastern | Warley | 0 | 0.422 | 0.495 | 0.546 | 0.729 | 0.817 | 0.897 | 0.984 | 1.081 | 1.189 | 1.305 | 1.43 | 1.564 | 1.706 | 1.859 | 2.018 | 2.186 | 2.363 | 2.548 | 2.742 | 2.945 | 3.156 | 3.376 | 3.604 | 3.841 | 4.087 | 4.341 | 4.604
Hydrogen Evolution | Srg_BB002 | MW | UKPN Eastern | Watford South | 0 | 0.608 | 0.713 | 0.787 | 1.049 | 1.177 | 1.291 | 1.417 | 1.557 | 1.712 | 1.88 | 2.06 | 2.252 | 2.457 | 2.677 | 2.906 | 3.149 | 3.403 | 3.67 | 3.949 | 4.241 | 4.545 | 4.862 | 5.191 | 5.532 | 5.886 | 6.253 | 6.631
Hydrogen Evolution | Srg_BB002 | MW | UKPN Eastern | West Thurrock | 0 | 0.11 | 0.129 | 0.142 | 0.189 | 0.212 | 0.233 | 0.256 | 0.281 | 0.309 | 0.339 | 0.372 | 0.407 | 0.443 | 0.483 | 0.525 | 0.568 | 0.614 | 0.662 | 0.713 | 0.766 | 0.82 | 0.878 | 0.937 | 0.999 | 1.063 | 1.129 | 1.197
Hydrogen Evolution | Srg_BB002 | MW | UKPN Eastern | Wymondley | 0 | 0.77 | 0.904 | 0.998 | 1.33 | 1.491 | 1.637 | 1.796 | 1.974 | 2.17 | 2.382 | 2.611 | 2.854 | 3.114 | 3.393 | 3.684 | 3.991 | 4.313 | 4.651 | 5.005 | 5.375 | 5.761 | 6.162 | 6.579 | 7.012 | 7.46 | 7.925 | 8.405
Hydrogen Evolution | Srg_BB002 | MW | UKPN London | Barking (London) | 0 | 0.518 | 0.608 | 0.671 | 0.895 | 1.003 | 1.101 | 1.208 | 1.328 | 1.46 | 1.603 | 1.756 | 1.92 | 2.095 | 2.282 | 2.478 | 2.685 | 2.901 | 3.129 | 3.367 | 3.616 | 3.875 | 4.145 | 4.426 | 4.717 | 5.019 | 5.331 | 5.654
Hydrogen Evolution | Srg_BB002 | MW | UKPN London | Beddington LPN | 0 | 0.149 | 0.175 | 0.193 | 0.258 | 0.289 | 0.317 | 0.348 | 0.382 | 0.421 | 0.462 | 0.506 | 0.553 | 0.603 | 0.657 | 0.714 | 0.773 | 0.836 | 0.901 | 0.97 | 1.042 | 1.116 | 1.194 | 1.275 | 1.359 | 1.446 | 1.535 | 1.628
Hydrogen Evolution | Srg_BB002 | MW | UKPN London | City Road | 0 | 0.035 | 0.042 | 0.046 | 0.061 | 0.068 | 0.075 | 0.082 | 0.091 | 0.1 | 0.109 | 0.12 | 0.131 | 0.143 | 0.156 | 0.169 | 0.183 | 0.198 | 0.214 | 0.23 | 0.247 | 0.265 | 0.283 | 0.302 | 0.322 | 0.343 | 0.364 | 0.386
Hydrogen Evolution | Srg_BB002 | MW | UKPN London | Hackney 132kV | 0 | 0.289 | 0.339 | 0.374 | 0.499 | 0.56 | 0.614 | 0.674 | 0.741 | 0.815 | 0.894 | 0.98 | 1.071 | 1.169 | 1.273 | 1.383 | 1.498 | 1.619 | 1.746 | 1.878 | 2.017 | 2.162 | 2.313 | 2.469 | 2.631 | 2.8 | 2.974 | 3.154
Hydrogen Evolution | Srg_BB002 | MW | UKPN London | Hurst | 0 | 0.341 | 0.401 | 0.442 | 0.589 | 0.661 | 0.725 | 0.796 | 0.874 | 0.961 | 1.055 | 1.156 | 1.264 | 1.379 | 1.503 | 1.632 | 1.768 | 1.911 | 2.06 | 2.217 | 2.381 | 2.552 | 2.729 | 2.914 | 3.106 | 3.305 | 3.51 | 3.723
Hydrogen Evolution | Srg_BB002 | MW | UKPN London | Littlebrook LPN | 0 | 0.245 | 0.288 | 0.317 | 0.423 | 0.475 | 0.521 | 0.572 | 0.628 | 0.691 | 0.758 | 0.831 | 0.908 | 0.991 | 1.08 | 1.172 | 1.27 | 1.373 | 1.48 | 1.593 | 1.711 | 1.834 | 1.961 | 2.094 | 2.232 | 2.375 | 2.522 | 2.675
Hydrogen Evolution | Srg_BB002 | MW | UKPN London | Lodge Road (St John's Wood) | 0 | 0.076 | 0.09 | 0.099 | 0.132 | 0.148 | 0.163 | 0.178 | 0.196 | 0.216 | 0.237 | 0.259 | 0.284 | 0.309 | 0.337 | 0.366 | 0.396 | 0.428 | 0.462 | 0.497 | 0.534 | 0.572 | 0.612 | 0.653 | 0.696 | 0.741 | 0.787 | 0.835
Hydrogen Evolution | Srg_BB002 | MW | UKPN London | New Cross 66kV | 0 | 0.269 | 0.316 | 0.349 | 0.465 | 0.521 | 0.572 | 0.628 | 0.69 | 0.759 | 0.833 | 0.913 | 0.998 | 1.089 | 1.187 | 1.288 | 1.396 | 1.508 | 1.627 | 1.75 | 1.88 | 2.015 | 2.155 | 2.301 | 2.452 | 2.609 | 2.771 | 2.939
Hydrogen Evolution | Srg_BB002 | MW | UKPN London | Redbridge | 0 | 0.162 | 0.19 | 0.21 | 0.28 | 0.314 | 0.344 | 0.378 | 0.415 | 0.456 | 0.501 | 0.549 | 0.6 | 0.655 | 0.713 | 0.775 | 0.839 | 0.907 | 0.978 | 1.052 | 1.13 | 1.211 | 1.296 | 1.383 | 1.474 | 1.569 | 1.666 | 1.767
Hydrogen Evolution | Srg_BB002 | MW | UKPN London | St John's Wood | 0 | 0.101 | 0.119 | 0.131 | 0.175 | 0.196 | 0.215 | 0.236 | 0.259 | 0.285 | 0.313 | 0.343 | 0.375 | 0.409 | 0.445 | 0.484 | 0.524 | 0.566 | 0.611 | 0.657 | 0.706 | 0.756 | 0.809 | 0.864 | 0.921 | 0.98 | 1.041 | 1.104
Hydrogen Evolution | Srg_BB002 | MW | UKPN London | West Ham | 0 | 0.331 | 0.389 | 0.429 | 0.572 | 0.641 | 0.704 | 0.772 | 0.849 | 0.933 | 1.024 | 1.122 | 1.227 | 1.338 | 1.458 | 1.583 | 1.715 | 1.854 | 1.999 | 2.152 | 2.311 | 2.476 | 2.649 | 2.828 | 3.014 | 3.207 | 3.406 | 3.613
Hydrogen Evolution | Srg_BB002 | MW | UKPN London | Willesden 132kV | 0 | 0.039 | 0.046 | 0.051 | 0.068 | 0.076 | 0.083 | 0.091 | 0.1 | 0.11 | 0.121 | 0.133 | 0.145 | 0.158 | 0.173 | 0.188 | 0.203 | 0.22 | 0.237 | 0.255 | 0.274 | 0.293 | 0.314 | 0.335 | 0.357 | 0.38 | 0.403 | 0.428
Hydrogen Evolution | Srg_BB002 | MW | UKPN London | Willesden 66kV | 0 | 0.102 | 0.12 | 0.132 | 0.176 | 0.197 | 0.217 | 0.238 | 0.261 | 0.287 | 0.315 | 0.346 | 0.378 | 0.412 | 0.449 | 0.488 | 0.528 | 0.571 | 0.616 | 0.663 | 0.712 | 0.763 | 0.816 | 0.871 | 0.928 | 0.988 | 1.049 | 1.113
Hydrogen Evolution | Srg_BB002 | MW | UKPN London | Wimbledon South | 0 | 0.507 | 0.595 | 0.656 | 0.875 | 0.981 | 1.077 | 1.182 | 1.299 | 1.428 | 1.568 | 1.718 | 1.878 | 2.049 | 2.232 | 2.424 | 2.626 | 2.838 | 3.06 | 3.293 | 3.537 | 3.79 | 4.054 | 4.329 | 4.613 | 4.909 | 5.214 | 5.53
Hydrogen Evolution | Srg_BB002 | MW | UKPN South East | Beddington SPN | 0 | 0.635 | 0.746 | 0.823 | 1.098 | 1.231 | 1.351 | 1.482 | 1.629 | 1.791 | 1.966 | 2.155 | 2.356 | 2.57 | 2.8 | 3.04 | 3.294 | 3.56 | 3.839 | 4.131 | 4.436 | 4.754 | 5.085 | 5.429 | 5.787 | 6.157 | 6.54 | 6.936
Hydrogen Evolution | Srg_BB002 | MW | UKPN South East | Bolney | 0 | 2.529 | 2.969 | 3.276 | 4.368 | 4.897 | 5.375 | 5.899 | 6.483 | 7.128 | 7.824 | 8.574 | 9.374 | 10.226 | 11.143 | 12.098 | 13.107 | 14.165 | 15.276 | 16.438 | 17.654 | 18.919 | 20.237 | 21.606 | 23.027 | 24.501 | 26.026 | 27.602
Hydrogen Evolution | Srg_BB002 | MW | UKPN South East | Canterbury | 0 | 0.805 | 0.945 | 1.043 | 1.39 | 1.559 | 1.711 | 1.878 | 2.064 | 2.269 | 2.491 | 2.729 | 2.984 | 3.255 | 3.547 | 3.851 | 4.172 | 4.509 | 4.863 | 5.233 | 5.62 | 6.023 | 6.442 | 6.878 | 7.33 | 7.8 | 8.285 | 8.787
Hydrogen Evolution | Srg_BB002 | MW | UKPN South East | Chessington | 0 | 0.413 | 0.485 | 0.535 | 0.714 | 0.8 | 0.878 | 0.964 | 1.059 | 1.165 | 1.279 | 1.401 | 1.532 | 1.671 | 1.821 | 1.977 | 2.142 | 2.315 | 2.497 | 2.686 | 2.885 | 3.092 | 3.307 | 3.531 | 3.763 | 4.004 | 4.253 | 4.511
Hydrogen Evolution | Srg_BB002 | MW | UKPN South East | Kemsley | 0 | 0.384 | 0.451 | 0.498 | 0.664 | 0.744 | 0.817 | 0.896 | 0.985 | 1.083 | 1.189 | 1.303 | 1.424 | 1.554 | 1.693 | 1.838 | 1.991 | 2.152 | 2.321 | 2.497 | 2.682 | 2.874 | 3.074 | 3.283 | 3.498 | 3.722 | 3.954 | 4.193
Hydrogen Evolution | Srg_BB002 | MW | UKPN South East | Kingsnorth | 0 | 0.434 | 0.509 | 0.562 | 0.749 | 0.84 | 0.922 | 1.011 | 1.111 | 1.222 | 1.341 | 1.47 | 1.607 | 1.753 | 1.91 | 2.074 | 2.247 | 2.429 | 2.619 | 2.818 | 3.027 | 3.244 | 3.469 | 3.704 | 3.948 | 4.201 | 4.462 | 4.732
Hydrogen Evolution | Srg_BB002 | MW | UKPN South East | Littlebrook SPN | 0 | 0.008 | 0.009 | 0.01 | 0.013 | 0.015 | 0.016 | 0.018 | 0.019 | 0.021 | 0.023 | 0.026 | 0.028 | 0.031 | 0.033 | 0.036 | 0.039 | 0.042 | 0.046 | 0.049 | 0.053 | 0.057 | 0.061 | 0.065 | 0.069 | 0.073 | 0.078 | 0.083
Hydrogen Evolution | Srg_BB002 | MW | UKPN South East | Ninfield | 0 | 2.185 | 2.565 | 2.83 | 3.773 | 4.231 | 4.643 | 5.096 | 5.6 | 6.157 | 6.759 | 7.407 | 8.098 | 8.834 | 9.626 | 10.451 | 11.322 | 12.237 | 13.196 | 14.2 | 15.25 | 16.344 | 17.482 | 18.665 | 19.892 | 21.166 | 22.483 | 23.845
Hydrogen Evolution | Srg_BB002 | MW | UKPN South East | Northfleet East | 0 | 1.444 | 1.695 | 1.87 | 2.493 | 2.796 | 3.068 | 3.367 | 3.701 | 4.069 | 4.467 | 4.894 | 5.351 | 5.837 | 6.361 | 6.906 | 7.482 | 8.086 | 8.72 | 9.384 | 10.077 | 10.8 | 11.552 | 12.334 | 13.145 | 13.987 | 14.857 | 15.757
Hydrogen Evolution | Srg_BB002 | MW | UKPN South East | Richborough | 0 | 0.734 | 0.862 | 0.95 | 1.267 | 1.421 | 1.56 | 1.712 | 1.881 | 2.068 | 2.27 | 2.488 | 2.72 | 2.967 | 3.233 | 3.51 | 3.803 | 4.11 | 4.432 | 4.769 | 5.122 | 5.489 | 5.872 | 6.269 | 6.681 | 7.109 | 7.551 | 8.008
Hydrogen Evolution | Srg_BB002 | MW | UKPN South East | Sellindge | 0 | 1.159 | 1.36 | 1.501 | 2.001 | 2.244 | 2.462 | 2.702 | 2.97 | 3.265 | 3.584 | 3.928 | 4.294 | 4.685 | 5.105 | 5.542 | 6.004 | 6.489 | 6.998 | 7.531 | 8.087 | 8.667 | 9.271 | 9.898 | 10.549 | 11.224 | 11.923 | 12.645
Hydrogen Evolution | Srg_BB002 | MW | UKPN South East | West Weybridge | 0 | 1.005 | 1.18 | 1.302 | 1.736 | 1.946 | 2.136 | 2.344 | 2.577 | 2.833 | 3.11 | 3.408 | 3.726 | 4.064 | 4.428 | 4.808 | 5.209 | 5.63 | 6.071 | 6.533 | 7.016 | 7.519 | 8.043 | 8.587 | 9.152 | 9.738 | 10.343 | 10.97
Hydrogen Evolution | Srg_BB003 | MW | NGET | Direct(NGET) | 0 | 2004 | 2004 | 2004 | 2004 | 2004 | 2004 | 2004 | 2004 | 2004 | 2004 | 2004 | 2004 | 2004 | 2004 | 2004 | 2004 | 2004 | 2004 | 2004 | 2004 | 2004 | 2004 | 2004 | 2004 | 2004 | 2004 | 2004
Hydrogen Evolution | Srg_BB003 | MW | SHETL | Direct(SHETL) | 0 | 300 | 300 | 300 | 300 | 300 | 300 | 300 | 900 | 1450 | 3046 | 3046 | 3046 | 3046 | 3046 | 3046 | 3046 | 3046 | 3046 | 3046 | 3046 | 3046 | 3046 | 3046 | 3046 | 3046 | 3046 | 3046
Hydrogen Evolution | Srg_BB003 | MW | SPEN Manweb | Connah's Quay | 0 | 0 | 0 | 0 | 0 | 0 | 0 | 0 | 0 | 0 | 99.9 | 99.9 | 99.9 | 99.9 | 99.9 | 99.9 | 99.9 | 99.9 | 99.9 | 99.9 | 99.9 | 99.9 | 99.9 | 99.9 | 99.9 | 99.9 | 99.9 | 99.9
Hydrogen Evolution | Srg_BB003 | MW | SPTL | Direct(SPTL) | 0 | 440 | 440 | 440 | 440 | 440 | 440 | 440 | 440 | 650 | 650 | 650 | 650 | 650 | 650 | 650 | 650 | 650 | 650 | 650 | 650 | 650 | 650 | 650 | 650 | 650 | 650 | 650
Hydrogen Evolution | Srg_BB004 | MW | Electricity North West | Rochdale | 0 | 5 | 5 | 5 | 5 | 5 | 5 | 5 | 5 | 105 | 105 | 105 | 105 | 105 | 105 | 105 | 105 | 105 | 105 | 105 | 105 | 105 | 105 | 105 | 105 | 105 | 105 | 105
Hydrogen Evolution | Srg_BB004 | MW | NGET | Direct(NGET) | 0 | 0 | 0 | 0 | 0 | 0 | 0 | 49.9 | 249.9 | 449.9 | 649.9 | 849.9 | 1249.9 | 1849.9 | 2049.9 | 2449.9 | 2849.9 | 2849.9 | 2849.9 | 2849.9 | 3349.9 | 3849.9 | 3849.9 | 4349.9 | 4849.9 | 5349.9 | 5349.9 | 5349.9
Hydrogen Evolution | Srg_BB004 | MW | NPg Northeast | Norton | 0 | 3.294 | 3.294 | 3.294 | 3.294 | 3.294 | 3.294 | 3.294 | 3.294 | 3.294 | 3.294 | 3.294 | 3.294 | 3.294 | 3.294 | 3.294 | 3.294 | 3.294 | 3.294 | 3.294 | 3.294 | 3.294 | 3.294 | 3.294 | 3.294 | 3.294 | 3.294 | 3.294
Hydrogen Evolution | Srg_BB004 | MW | SHETL | Direct(SHETL) | 0 | 0 | 0 | 0 | 0 | 0 | 0 | 0 | 0 | 0 | 0 | 0 | 0 | 0 | 0 | 0 | 0 | 0 | 500 | 1000 | 1000 | 1000 | 1000 | 1000 | 1000 | 1000 | 1000 | 1000
Hydrogen Evolution | Srg_BB004 | MW | SPEN Manweb | Frodsham | 0 | 0 | 0 | 0 | 0 | 0 | 0 | 0 | 0 | 0 | 0 | 100 | 100 | 200 | 200 | 200 | 200 | 200 | 200 | 200 | 200 | 200 | 200 | 200 | 200 | 200 | 200 | 200
Hydrogen Evolution | Srg_BB004 | MW | SPTL | Direct(SPTL) | 0 | 0 | 0 | 0 | 0 | 0 | 200 | 200 | 200 | 200 | 200 | 200 | 200 | 200 | 200 | 200 | 200 | 200 | 200 | 200 | 200 | 200 | 700 | 700 | 700 | 700 | 700 | 700
Hydrogen Evolution | Srg_BB005 | MW | Electricity North West | Bredbury |  | 0 | 0 | 0 | 0 | -0.079 | -0.138 | -0.29 | -0.521 | -0.898 | -1.47 | -2.322 | -3.552 | -5.257 | -7.541 | -10.531 | -14.35 | -19.083 | -24.92 | -31.85 | -39.775 | -48.304 | -56.534 | -64.8 | -72.296 | -78.801 | -84.26 | -88.555
Hydrogen Evolution | Srg_BB005 | MW | Electricity North West | Carrington |  | 0 | 0 | 0 | 0 | -0.081 | -0.141 | -0.297 | -0.533 | -0.919 | -1.504 | -2.375 | -3.633 | -5.376 | -7.713 | -10.771 | -14.677 | -19.518 | -25.488 | -32.576 | -40.682 | -49.405 | -57.823 | -66.277 | -73.944 | -80.596 | -86.18 | -90.573
Hydrogen Evolution | Srg_BB005 | MW | Electricity North West | Harker |  | 0 | 0 | 0 | 0 | -0.021 | -0.037 | -0.078 | -0.14 | -0.241 | -0.395 | -0.623 | -0.953 | -1.41 | -2.023 | -2.826 | -3.85 | -5.12 | -6.686 | -8.546 | -10.672 | -12.96 | -15.169 | -17.387 | -19.398 | -21.143 | -22.608 | -23.76
Hydrogen Evolution | Srg_BB005 | MW | Electricity North West | Heysham (Barrow) |  | 0 | 0 | 0 | 0 | 0 | 0 | 0 | 0 | 0 | 0 | 0 | 0 | 0 | 0 | 0 | 0 | 0 | 0 | 0 | 0 | 0 | 0 | 0 | 0 | 0 | 0 | 0
Hydrogen Evolution | Srg_BB005 | MW | Electricity North West | Heysham (NGET) |  | 0 | 0 | 0 | 0 | -0.053 | -0.093 | -0.195 | -0.351 | -0.605 | -0.99 | -1.563 | -2.391 | -3.538 | -5.076 | -7.089 | -9.659 | -12.845 | -16.774 | -21.439 | -26.773 | -32.514 | -38.054 | -43.618 | -48.663 | -53.042 | -56.716 | -59.607
Hydrogen Evolution | Srg_BB005 | MW | Electricity North West | Hutton |  | 0 | 0 | 0 | 0 | -0.039 | -0.067 | -0.141 | -0.253 | -0.437 | -0.715 | -1.129 | -1.727 | -2.555 | -3.666 | -5.119 | -6.976 | -9.277 | -12.114 | -15.483 | -19.335 | -23.481 | -27.482 | -31.501 | -35.144 | -38.306 | -40.96 | -43.048
Hydrogen Evolution | Srg_BB005 | MW | Electricity North West | Kearsley 132kV |  | 0 | 0 | 0 | 0 | -0.21 | -0.365 | -0.77 | -1.382 | -2.382 | -3.9 | -6.158 | -9.42 | -13.941 | -19.999 | -27.93 | -38.059 | -50.611 | -66.092 | -84.47 | -105.488 | -128.107 | -149.936 | -171.857 | -191.737 | -208.988 | -223.467 | -234.858
Hydrogen Evolution | Srg_BB005 | MW | Electricity North West | Kearsley 33kV |  | 0 | 0 | 0 | 0 | -0.056 | -0.098 | -0.206 | -0.37 | -0.637 | -1.043 | -1.647 | -2.519 | -3.728 | -5.349 | -7.469 | -10.178 | -13.535 | -17.676 | -22.59 | -28.212 | -34.261 | -40.099 | -45.961 | -51.278 | -55.891 | -59.764 | -62.81
Hydrogen Evolution | Srg_BB005 | MW | Electricity North West | Kirkby ENW |  | 0 | 0 | 0 | 0 | -0.012 | -0.021 | -0.044 | -0.079 | -0.136 | -0.222 | -0.35 | -0.536 | -0.793 | -1.138 | -1.589 | -2.166 | -2.88 | -3.761 | -4.806 | -6.002 | -7.289 | -8.531 | -9.779 | -10.91 | -11.891 | -12.715 | -13.363
Hydrogen Evolution | Srg_BB005 | MW | Electricity North West | Macclesfield |  | 0 | 0 | 0 | 0 | -0.038 | -0.067 | -0.141 | -0.253 | -0.436 | -0.713 | -1.126 | -1.722 | -2.549 | -3.657 | -5.107 | -6.959 | -9.254 | -12.084 | -15.445 | -19.288 | -23.423 | -27.415 | -31.423 | -35.058 | -38.212 | -40.859 | -42.942
Hydrogen Evolution | Srg_BB005 | MW | Electricity North West | Ormonde (Heysham) |  | 0 | 0 | 0 | 0 | 0 | 0 | 0 | 0 | 0 | 0 | 0 | 0 | 0 | 0 | 0 | 0 | 0 | 0 | 0 | 0 | 0 | 0 | 0 | 0 | 0 | 0 | 0
Hydrogen Evolution | Srg_BB005 | MW | Electricity North West | Padiham |  | 0 | 0 | 0 | 0 | -0.124 | -0.216 | -0.455 | -0.817 | -1.409 | -2.306 | -3.642 | -5.57 | -8.244 | -11.826 | -16.515 | -22.505 | -29.927 | -39.081 | -49.949 | -62.377 | -75.752 | -88.66 | -101.622 | -113.378 | -123.578 | -132.14 | -138.876
Hydrogen Evolution | Srg_BB005 | MW | Electricity North West | Penwortham East |  | 0 | 0 | 0 | 0 | -0.082 | -0.142 | -0.3 | -0.539 | -0.93 | -1.522 | -2.403 | -3.676 | -5.44 | -7.804 | -10.898 | -14.851 | -19.749 | -25.79 | -32.961 | -41.162 | -49.988 | -58.506 | -67.06 | -74.817 | -81.549 | -87.198 | -91.643
Hydrogen Evolution | Srg_BB005 | MW | Electricity North West | Penwortham West |  | 0 | 0 | 0 | 0 | -0.078 | -0.136 | -0.287 | -0.514 | -0.887 | -1.451 | -2.292 | -3.505 | -5.188 | -7.442 | -10.393 | -14.162 | -18.833 | -24.594 | -31.432 | -39.253 | -47.67 | -55.793 | -63.95 | -71.348 | -77.767 | -83.155 | -87.393
Hydrogen Evolution | Srg_BB005 | MW | Electricity North West | Robin Rigg (Harker) |  | 0 | 0 | 0 | 0 | 0 | 0 | 0 | 0 | 0 | 0 | 0 | 0 | 0 | 0 | 0 | 0 | 0 | 0 | 0 | 0 | 0 | 0 | 0 | 0 | 0 | 0 | 0
Hydrogen Evolution | Srg_BB005 | MW | Electricity North West | Rochdale |  | 0 | 0 | 0 | 0 | -0.073 | -0.127 | -0.267 | -0.48 | -0.827 | -1.353 | -2.137 | -3.268 | -4.837 | -6.939 | -9.691 | -13.206 | -17.561 | -22.932 | -29.309 | -36.602 | -44.45 | -52.024 | -59.63 | -66.528 | -72.514 | -77.538 | -81.49
Hydrogen Evolution | Srg_BB005 | MW | Electricity North West | South Manchester |  | 0 | 0 | 0 | 0 | -0.076 | -0.132 | -0.277 | -0.498 | -0.859 | -1.405 | -2.219 | -3.394 | -5.024 | -7.206 | -10.064 | -13.714 | -18.237 | -23.816 | -30.438 | -38.012 | -46.162 | -54.028 | -61.927 | -69.091 | -75.307 | -80.524 | -84.629
Hydrogen Evolution | Srg_BB005 | MW | Electricity North West | Stalybridge |  | 0 | 0 | 0 | 0 | -0.159 | -0.276 | -0.581 | -1.043 | -1.798 | -2.943 | -4.648 | -7.11 | -10.523 | -15.095 | -21.081 | -28.726 | -38.2 | -49.885 | -63.756 | -79.62 | -96.692 | -113.168 | -129.714 | -144.719 | -157.74 | -168.668 | -177.266
Hydrogen Evolution | Srg_BB005 | MW | Electricity North West | Stanah |  | 0 | 0 | 0 | 0 | -0.078 | -0.136 | -0.287 | -0.514 | -0.887 | -1.451 | -2.292 | -3.505 | -5.188 | -7.442 | -10.393 | -14.162 | -18.833 | -24.594 | -31.432 | -39.253 | -47.67 | -55.793 | -63.95 | -71.348 | -77.767 | -83.155 | -87.393
Hydrogen Evolution | Srg_BB005 | MW | Electricity North West | Walney 2 (Heysham) |  | 0 | 0 | 0 | 0 | 0 | 0 | 0 | 0 | 0 | 0 | 0 | 0 | 0 | 0 | 0 | 0 | 0 | 0 | 0 | 0 | 0 | 0 | 0 | 0 | 0 | 0 | 0
Hydrogen Evolution | Srg_BB005 | MW | Electricity North West | Washway Farm |  | 0 | 0 | 0 | 0 | -0.036 | -0.062 | -0.131 | -0.236 | -0.407 | -0.666 | -1.051 | -1.608 | -2.38 | -3.414 | -4.768 | -6.497 | -8.639 | -11.282 | -14.419 | -18.007 | -21.867 | -25.594 | -29.336 | -32.729 | -35.674 | -38.145 | -40.09
Hydrogen Evolution | Srg_BB005 | MW | Electricity North West | Whitegate |  | 0 | 0 | 0 | 0 | -0.049 | -0.086 | -0.18 | -0.324 | -0.558 | -0.914 | -1.443 | -2.207 | -3.266 | -4.685 | -6.542 | -8.915 | -11.855 | -15.482 | -19.787 | -24.71 | -30.008 | -35.122 | -40.257 | -44.913 | -48.954 | -52.346 | -55.014
Hydrogen Evolution | Srg_BB005 | MW | NGED East Midlands | Berkswell |  | 0 | 0 | 0 | 0 | -0.201 | -0.349 | -0.737 | -1.323 | -2.279 | -3.731 | -5.892 | -9.012 | -13.337 | -19.133 | -26.72 | -36.41 | -48.418 | -63.229 | -80.81 | -100.918 | -122.556 | -143.44 | -164.411 | -183.43 | -199.934 | -213.785 | -224.682
Hydrogen Evolution | Srg_BB005 | MW | NGED East Midlands | Bicker Fen |  | 0 | 0 | 0 | 0 | -0.091 | -0.158 | -0.334 | -0.599 | -1.033 | -1.69 | -2.669 | -4.083 | -6.042 | -8.668 | -12.105 | -16.496 | -21.936 | -28.646 | -36.611 | -45.721 | -55.525 | -64.986 | -74.487 | -83.104 | -90.581 | -96.856 | -101.793
Hydrogen Evolution | Srg_BB005 | MW | NGED East Midlands | Chesterfield |  | 0 | 0 | 0 | 0 | -0.184 | -0.319 | -0.673 | -1.209 | -2.083 | -3.41 | -5.385 | -8.236 | -12.19 | -17.487 | -24.421 | -33.278 | -44.252 | -57.789 | -73.858 | -92.236 | -112.013 | -131.1 | -150.267 | -167.649 | -182.733 | -195.393 | -205.353
Hydrogen Evolution | Srg_BB005 | MW | NGED East Midlands | Coventry |  | 0 | 0 | 0 | 0 | -0.223 | -0.387 | -0.816 | -1.464 | -2.524 | -4.131 | -6.523 | -9.978 | -14.767 | -21.184 | -29.584 | -40.314 | -53.609 | -70.008 | -89.474 | -111.738 | -135.697 | -158.819 | -182.039 | -203.097 | -221.37 | -236.706 | -248.772
Hydrogen Evolution | Srg_BB005 | MW | NGED East Midlands | Drakelow |  | 0 | 0 | 0 | 0 | -0.06 | -0.105 | -0.221 | -0.397 | -0.684 | -1.12 | -1.769 | -2.706 | -4.004 | -5.744 | -8.022 | -10.931 | -14.536 | -18.983 | -24.262 | -30.298 | -36.795 | -43.065 | -49.361 | -55.071 | -60.026 | -64.184 | -67.456
Hydrogen Evolution | Srg_BB005 | MW | NGED East Midlands | Enderby |  | 0 | 0 | 0 | 0 | -0.142 | -0.247 | -0.52 | -0.933 | -1.609 | -2.633 | -4.158 | -6.36 | -9.412 | -13.502 | -18.857 | -25.695 | -34.169 | -44.622 | -57.029 | -71.22 | -86.49 | -101.228 | -116.028 | -129.45 | -141.097 | -150.872 | -158.563
Hydrogen Evolution | Srg_BB005 | MW | NGED East Midlands | Grendon |  | 0 | 0 | 0 | 0 | -0.414 | -0.719 | -1.517 | -2.723 | -4.693 | -7.682 | -12.132 | -18.557 | -27.464 | -39.397 | -55.021 | -74.975 | -99.701 | -130.199 | -166.403 | -207.808 | -252.366 | -295.369 | -338.553 | -377.716 | -411.7 | -440.223 | -462.662
Hydrogen Evolution | Srg_BB005 | MW | NGED East Midlands | Ratcliffe |  | 0 | 0 | 0 | 0 | -0.14 | -0.243 | -0.512 | -0.918 | -1.583 | -2.591 | -4.091 | -6.258 | -9.261 | -13.286 | -18.554 | -25.283 | -33.622 | -43.907 | -56.115 | -70.078 | -85.104 | -99.606 | -114.169 | -127.375 | -138.836 | -148.454 | -156.022
Hydrogen Evolution | Srg_BB005 | MW | NGED East Midlands | Staythorpe |  | 0 | 0 | 0 | 0 | -0.157 | -0.273 | -0.576 | -1.034 | -1.782 | -2.916 | -4.605 | -7.044 | -10.425 | -14.955 | -20.886 | -28.46 | -37.847 | -49.424 | -63.166 | -78.884 | -95.798 | -112.122 | -128.515 | -143.381 | -156.281 | -167.108 | -175.626
Hydrogen Evolution | Srg_BB005 | MW | NGED East Midlands | Stoke Bardolph |  | 0 | 0 | 0 | 0 | -0.053 | -0.091 | -0.193 | -0.346 | -0.596 | -0.976 | -1.541 | -2.357 | -3.489 | -5.005 | -6.989 | -9.524 | -12.665 | -16.539 | -21.138 | -26.398 | -32.058 | -37.52 | -43.006 | -47.981 | -52.298 | -55.921 | -58.771
Hydrogen Evolution | Srg_BB005 | MW | NGED East Midlands | Walpole (_B) |  | 0 | 0 | 0 | 0 | -0.124 | -0.216 | -0.455 | -0.817 | -1.407 | -2.304 | -3.638 | -5.565 | -8.236 | -11.815 | -16.5 | -22.483 | -29.898 | -39.044 | -49.901 | -62.318 | -75.68 | -88.575 | -101.525 | -113.269 | -123.461 | -132.014 | -138.743
Hydrogen Evolution | Srg_BB005 | MW | NGED East Midlands | West Burton |  | 0 | 0 | 0 | 0 | -0.049 | -0.085 | -0.179 | -0.321 | -0.552 | -0.904 | -1.428 | -2.184 | -3.232 | -4.637 | -6.475 | -8.824 | -11.734 | -15.323 | -19.584 | -24.457 | -29.701 | -34.762 | -39.845 | -44.454 | -48.453 | -51.81 | -54.451
Hydrogen Evolution | Srg_BB005 | MW | NGED East Midlands | Willington |  | 0 | 0 | 0 | 0 | -0.258 | -0.449 | -0.946 | -1.699 | -2.929 | -4.794 | -7.57 | -11.579 | -17.137 | -24.584 | -34.333 | -46.784 | -62.213 | -81.244 | -103.835 | -129.672 | -157.476 | -184.31 | -211.257 | -235.694 | -256.9 | -274.698 | -288.7
Hydrogen Evolution | Srg_BB005 | MW | NGED South Wales | Aberthaw |  | 0 | 0 | 0 | 0 | -0.06 | -0.105 | -0.221 | -0.397 | -0.684 | -1.119 | -1.768 | -2.704 | -4.002 | -5.741 | -8.017 | -10.925 | -14.528 | -18.972 | -24.247 | -30.28 | -36.773 | -43.039 | -49.332 | -55.038 | -59.99 | -64.146 | -67.416
Hydrogen Evolution | Srg_BB005 | MW | NGED South Wales | Alpha Steel (Uskmouth) |  | 0 | 0 | 0 | 0 | 0 | 0 | 0 | 0 | 0 | 0 | 0 | 0 | 0 | 0 | 0 | 0 | 0 | 0 | 0 | 0 | 0 | 0 | 0 | 0 | 0 | 0 | 0
Hydrogen Evolution | Srg_BB005 | MW | NGED South Wales | Cardiff East |  | 0 | 0 | 0 | 0 | -0.078 | -0.136 | -0.286 | -0.514 | -0.886 | -1.451 | -2.291 | -3.505 | -5.187 | -7.441 | -10.391 | -14.16 | -18.83 | -24.59 | -31.428 | -39.248 | -47.663 | -55.785 | -63.941 | -71.337 | -77.756 | -83.143 | -87.381
Hydrogen Evolution | Srg_BB005 | MW | NGED South Wales | Margam (Grange 66kV) |  | 0 | 0 | 0 | 0 | -0.036 | -0.062 | -0.13 | -0.234 | -0.403 | -0.66 | -1.042 | -1.594 | -2.358 | -3.383 | -4.725 | -6.438 | -8.562 | -11.18 | -14.289 | -17.845 | -21.671 | -25.364 | -29.072 | -32.435 | -35.353 | -37.803 | -39.73
Hydrogen Evolution | Srg_BB005 | MW | NGED South Wales | Pembroke |  | 0 | 0 | 0 | 0 | -0.039 | -0.068 | -0.144 | -0.258 | -0.445 | -0.728 | -1.149 | -1.758 | -2.602 | -3.733 | -5.213 | -7.103 | -9.446 | -12.335 | -15.765 | -19.688 | -23.909 | -27.983 | -32.074 | -35.785 | -39.004 | -41.707 | -43.832
Hydrogen Evolution | Srg_BB005 | MW | NGED South Wales | Pyle |  | 0 | 0 | 0 | 0 | -0.034 | -0.06 | -0.126 | -0.226 | -0.389 | -0.636 | -1.005 | -1.537 | -2.274 | -3.263 | -4.557 | -6.209 | -8.257 | -10.782 | -13.781 | -17.21 | -20.9 | -24.461 | -28.037 | -31.28 | -34.095 | -36.457 | -38.315
Hydrogen Evolution | Srg_BB005 | MW | NGED South Wales | Rassau |  | 0 | 0 | 0 | 0 | -0.107 | -0.186 | -0.391 | -0.703 | -1.211 | -1.982 | -3.131 | -4.789 | -7.087 | -10.167 | -14.198 | -19.348 | -25.728 | -33.599 | -42.941 | -53.626 | -65.124 | -76.221 | -87.365 | -97.471 | -106.241 | -113.602 | -119.392
Hydrogen Evolution | Srg_BB005 | MW | NGED South Wales | Swansea North |  | 0 | 0 | 0 | 0 | -0.273 | -0.475 | -1.001 | -1.798 | -3.098 | -5.072 | -8.009 | -12.25 | -18.13 | -26.008 | -36.322 | -49.495 | -65.818 | -85.951 | -109.851 | -137.185 | -166.6 | -194.989 | -223.497 | -249.35 | -271.785 | -290.614 | -305.427
Hydrogen Evolution | Srg_BB005 | MW | NGED South Wales | Upper Boat 132kV |  | 0 | 0 | 0 | 0 | -0.098 | -0.171 | -0.36 | -0.646 | -1.113 | -1.822 | -2.878 | -4.402 | -6.515 | -9.345 | -13.051 | -17.785 | -23.65 | -30.884 | -39.472 | -49.294 | -59.863 | -70.064 | -80.307 | -89.597 | -97.658 | -104.424 | -109.747
Hydrogen Evolution | Srg_BB005 | MW | NGED South Wales | Upper Boat 33kV |  | 0 | 0 | 0 | 0 | -0.042 | -0.073 | -0.154 | -0.277 | -0.477 | -0.781 | -1.233 | -1.886 | -2.792 | -4.005 | -5.593 | -7.622 | -10.136 | -13.236 | -16.917 | -21.126 | -25.656 | -30.027 | -34.417 | -38.399 | -41.854 | -44.753 | -47.034
Hydrogen Evolution | Srg_BB005 | MW | NGED South Wales | Uskmouth |  | 0 | 0 | 0 | 0 | -0.127 | -0.22 | -0.464 | -0.833 | -1.436 | -2.351 | -3.712 | -5.678 | -8.403 | -12.055 | -16.835 | -22.94 | -30.506 | -39.837 | -50.915 | -63.583 | -77.217 | -90.375 | -103.588 | -115.57 | -125.969 | -134.696 | -141.562
Hydrogen Evolution | Srg_BB005 | MW | NGED South West | Abham |  | 0 | 0 | 0 | 0 | -0.142 | -0.247 | -0.522 | -0.936 | -1.614 | -2.641 | -4.171 | -6.38 | -9.443 | -13.546 | -18.918 | -25.779 | -34.281 | -44.767 | -57.215 | -71.451 | -86.772 | -101.558 | -116.406 | -129.871 | -141.556 | -151.363 | -159.079
Hydrogen Evolution | Srg_BB005 | MW | NGED South West | Alverdiscott |  | 0 | 0 | 0 | 0 | -0.187 | -0.325 | -0.685 | -1.23 | -2.12 | -3.47 | -5.479 | -8.381 | -12.404 | -17.794 | -24.85 | -33.862 | -45.03 | -58.804 | -75.155 | -93.856 | -113.98 | -133.402 | -152.906 | -170.594 | -185.943 | -198.825 | -208.959
Hydrogen Evolution | Srg_BB005 | MW | NGED South West | Axminster |  | 0 | 0 | 0 | 0 | -0.029 | -0.05 | -0.106 | -0.19 | -0.328 | -0.537 | -0.848 | -1.297 | -1.919 | -2.753 | -3.844 | -5.238 | -6.966 | -9.097 | -11.626 | -14.519 | -17.632 | -20.637 | -23.654 | -26.39 | -28.764 | -30.757 | -32.325
Hydrogen Evolution | Srg_BB005 | MW | NGED South West | Bridgwater |  | 0 | 0 | 0 | 0 | 0 | 0 | 0 | 0 | 0 | 0 | 0 | 0 | 0 | 0 | 0 | 0 | 0 | 0 | 0 | 0 | 0 | 0 | 0 | 0 | 0 | 0 | 0
Hydrogen Evolution | Srg_BB005 | MW | NGED South West | Exeter |  | 0 | 0 | 0 | 0 | -0.097 | -0.169 | -0.355 | -0.638 | -1.099 | -1.8 | -2.842 | -4.347 | -6.433 | -9.229 | -12.888 | -17.562 | -23.354 | -30.498 | -38.979 | -48.677 | -59.115 | -69.188 | -79.303 | -88.477 | -96.437 | -103.119 | -108.375
Hydrogen Evolution | Srg_BB005 | MW | NGED South West | Indian Queens |  | 0 | 0 | 0 | 0 | -0.154 | -0.268 | -0.565 | -1.015 | -1.749 | -2.862 | -4.52 | -6.914 | -10.232 | -14.678 | -20.499 | -27.933 | -37.146 | -48.508 | -61.997 | -77.423 | -94.024 | -110.045 | -126.135 | -140.725 | -153.387 | -164.013 | -172.374
Hydrogen Evolution | Srg_BB005 | MW | NGED South West | Iron Acton |  | 0 | 0 | 0 | 0 | -0.306 | -0.532 | -1.122 | -2.014 | -3.472 | -5.683 | -8.974 | -13.726 | -20.314 | -29.141 | -40.697 | -55.457 | -73.747 | -96.305 | -123.084 | -153.711 | -186.669 | -218.477 | -250.42 | -279.387 | -304.525 | -325.622 | -342.22
Hydrogen Evolution | Srg_BB005 | MW | NGED South West | Landulph |  | 0 | 0 | 0 | 0 | -0.099 | -0.173 | -0.364 | -0.654 | -1.127 | -1.845 | -2.914 | -4.457 | -6.597 | -9.463 | -13.216 | -18.009 | -23.948 | -31.273 | -39.969 | -49.915 | -60.617 | -70.946 | -81.319 | -90.725 | -98.888 | -105.739 | -111.129
Hydrogen Evolution | Srg_BB005 | MW | NGED South West | Sandford |  | 0 | 0 | 0 | 0 | -0.078 | -0.135 | -0.285 | -0.511 | -0.881 | -1.441 | -2.276 | -3.481 | -5.152 | -7.391 | -10.322 | -14.066 | -18.704 | -24.426 | -31.218 | -38.986 | -47.345 | -55.412 | -63.514 | -70.861 | -77.237 | -82.588 | -86.797
Hydrogen Evolution | Srg_BB005 | MW | NGED South West | Seabank |  | 0 | 0 | 0 | 0 | -0.078 | -0.135 | -0.285 | -0.511 | -0.881 | -1.441 | -2.276 | -3.481 | -5.152 | -7.391 | -10.322 | -14.066 | -18.704 | -24.426 | -31.218 | -38.986 | -47.345 | -55.412 | -63.514 | -70.861 | -77.237 | -82.588 | -86.797
Hydrogen Evolution | Srg_BB005 | MW | NGED South West | Taunton |  | 0 | 0 | 0 | 0 | -0.006 | -0.011 | -0.024 | -0.042 | -0.073 | -0.12 | -0.189 | -0.289 | -0.428 | -0.613 | -0.857 | -1.167 | -1.552 | -2.027 | -2.59 | -3.235 | -3.929 | -4.598 | -5.27 | -5.88 | -6.409 | -6.853 | -7.202
Hydrogen Evolution | Srg_BB005 | MW | NGED West Midlands | Bishops Wood |  | 0 | 0 | 0 | 0 | -0.306 | -0.532 | -1.121 | -2.013 | -3.469 | -5.678 | -8.966 | -13.715 | -20.298 | -29.118 | -40.664 | -55.412 | -73.687 | -96.227 | -122.984 | -153.586 | -186.518 | -218.3 | -250.217 | -279.161 | -304.278 | -325.358 | -341.942
Hydrogen Evolution | Srg_BB005 | MW | NGED West Midlands | Bushbury |  | 0 | 0 | 0 | 0 | -0.087 | -0.151 | -0.317 | -0.57 | -0.982 | -1.607 | -2.538 | -3.882 | -5.746 | -8.243 | -11.511 | -15.686 | -20.86 | -27.24 | -34.815 | -43.478 | -52.8 | -61.797 | -70.833 | -79.026 | -86.136 | -92.104 | -96.799
Hydrogen Evolution | Srg_BB005 | MW | NGED West Midlands | Bustleholme |  | 0 | 0 | 0 | 0 | -0.107 | -0.186 | -0.393 | -0.706 | -1.217 | -1.991 | -3.145 | -4.81 | -7.118 | -10.212 | -14.261 | -19.433 | -25.842 | -33.747 | -43.131 | -53.863 | -65.412 | -76.559 | -87.752 | -97.903 | -106.711 | -114.104 | -119.92
Hydrogen Evolution | Srg_BB005 | MW | NGED West Midlands | Cellarhead |  | 0 | 0 | 0 | 0 | -0.348 | -0.605 | -1.276 | -2.292 | -3.949 | -6.464 | -10.208 | -15.615 | -23.11 | -33.151 | -46.297 | -63.088 | -83.894 | -109.557 | -140.021 | -174.862 | -212.355 | -248.54 | -284.878 | -317.831 | -346.428 | -370.428 | -389.31
Hydrogen Evolution | Srg_BB005 | MW | NGED West Midlands | Feckenham |  | 0 | 0 | 0 | 0 | -0.279 | -0.484 | -1.021 | -1.833 | -3.159 | -5.171 | -8.166 | -12.491 | -18.486 | -26.519 | -37.035 | -50.467 | -67.111 | -87.64 | -112.009 | -139.88 | -169.873 | -198.819 | -227.887 | -254.248 | -277.123 | -296.322 | -311.427
Hydrogen Evolution | Srg_BB005 | MW | NGED West Midlands | Hams Hall (Lea Marston 132kV) |  | 0 | 0 | 0 | 0 | -0.202 | -0.35 | -0.739 | -1.326 | -2.286 | -3.742 | -5.909 | -9.038 | -13.376 | -19.188 | -26.797 | -36.516 | -48.559 | -63.413 | -81.046 | -101.212 | -122.914 | -143.858 | -164.89 | -183.964 | -200.516 | -214.408 | -225.337
Hydrogen Evolution | Srg_BB005 | MW | NGED West Midlands | Ironbridge |  | 0 | 0 | 0 | 0 | -0.066 | -0.115 | -0.243 | -0.436 | -0.752 | -1.231 | -1.944 | -2.974 | -4.401 | -6.314 | -8.818 | -12.015 | -15.978 | -20.866 | -26.668 | -33.303 | -40.444 | -47.336 | -54.256 | -60.532 | -65.979 | -70.55 | -74.146
Hydrogen Evolution | Srg_BB005 | MW | NGED West Midlands | Kitwell |  | 0 | 0 | 0 | 0 | -0.119 | -0.206 | -0.434 | -0.78 | -1.344 | -2.2 | -3.474 | -5.313 | -7.863 | -11.28 | -15.753 | -21.467 | -28.546 | -37.278 | -47.644 | -59.499 | -72.257 | -84.569 | -96.934 | -108.147 | -117.877 | -126.043 | -132.468
Hydrogen Evolution | Srg_BB005 | MW | NGED West Midlands | Nechells |  | 0 | 0 | 0 | 0 | -0.063 | -0.11 | -0.232 | -0.416 | -0.717 | -1.173 | -1.852 | -2.833 | -4.193 | -6.015 | -8.4 | -11.447 | -15.222 | -19.878 | -25.406 | -31.727 | -38.53 | -45.096 | -51.689 | -57.668 | -62.857 | -67.211 | -70.637
Hydrogen Evolution | Srg_BB005 | MW | NGED West Midlands | Ocker Hill |  | 0 | 0 | 0 | 0 | -0.026 | -0.045 | -0.095 | -0.171 | -0.295 | -0.483 | -0.763 | -1.167 | -1.727 | -2.478 | -3.46 | -4.716 | -6.271 | -8.189 | -10.466 | -13.07 | -15.872 | -18.577 | -21.293 | -23.756 | -25.894 | -27.688 | -29.099
Hydrogen Evolution | Srg_BB005 | MW | NGED West Midlands | Oldbury |  | 0 | 0 | 0 | 0 | -0.03 | -0.052 | -0.11 | -0.198 | -0.342 | -0.56 | -0.884 | -1.352 | -2 | -2.869 | -4.007 | -5.461 | -7.261 | -9.483 | -12.119 | -15.135 | -18.38 | -21.512 | -24.657 | -27.51 | -29.985 | -32.062 | -33.697
Hydrogen Evolution | Srg_BB005 | MW | NGED West Midlands | Penn |  | 0 | 0 | 0 | 0 | -0.094 | -0.163 | -0.344 | -0.617 | -1.064 | -1.742 | -2.75 | -4.207 | -6.226 | -8.932 | -12.474 | -16.998 | -22.604 | -29.518 | -37.726 | -47.113 | -57.215 | -66.964 | -76.755 | -85.633 | -93.338 | -99.805 | -104.892
Hydrogen Evolution | Srg_BB005 | MW | NGED West Midlands | Rugeley |  | 0 | 0 | 0 | 0 | -0.077 | -0.133 | -0.281 | -0.505 | -0.87 | -1.423 | -2.248 | -3.438 | -5.089 | -7.3 | -10.195 | -13.892 | -18.474 | -24.125 | -30.833 | -38.505 | -46.761 | -54.729 | -62.731 | -69.987 | -76.284 | -81.569 | -85.727
Hydrogen Evolution | Srg_BB005 | MW | NGED West Midlands | Shrewsbury |  | 0 | 0 | 0 | 0 | -0.048 | -0.083 | -0.176 | -0.315 | -0.543 | -0.889 | -1.404 | -2.148 | -3.179 | -4.56 | -6.368 | -8.678 | -11.54 | -15.07 | -19.26 | -24.052 | -29.21 | -34.187 | -39.185 | -43.718 | -47.651 | -50.953 | -53.55
Hydrogen Evolution | Srg_BB005 | MW | NGED West Midlands | Walham |  | 0 | 0 | 0 | 0 | -0.091 | -0.159 | -0.334 | -0.6 | -1.035 | -1.694 | -2.675 | -4.092 | -6.056 | -8.687 | -12.132 | -16.531 | -21.983 | -28.708 | -36.69 | -45.82 | -55.645 | -65.127 | -74.648 | -83.283 | -90.777 | -97.066 | -102.013
Hydrogen Evolution | Srg_BB005 | MW | NGED West Midlands | Willenhall |  | 0 | 0 | 0 | 0 | -0.02 | -0.036 | -0.075 | -0.135 | -0.232 | -0.38 | -0.601 | -0.919 | -1.36 | -1.95 | -2.724 | -3.712 | -4.936 | -6.445 | -8.238 | -10.287 | -12.493 | -14.622 | -16.76 | -18.699 | -20.381 | -21.793 | -22.904
Hydrogen Evolution | Srg_BB005 | MW | NPg Northeast | Blyth 132kV |  | 0 | 0 | 0 | 0 | -0.045 | -0.078 | -0.164 | -0.295 | -0.509 | -0.832 | -1.315 | -2.011 | -2.976 | -4.269 | -5.962 | -8.125 | -10.804 | -14.109 | -18.032 | -22.519 | -27.347 | -32.007 | -36.687 | -40.931 | -44.613 | -47.704 | -50.136
Hydrogen Evolution | Srg_BB005 | MW | NPg Northeast | Blyth 66kV |  | 0 | 0 | 0 | 0 | -0.049 | -0.085 | -0.18 | -0.322 | -0.555 | -0.909 | -1.436 | -2.196 | -3.25 | -4.662 | -6.511 | -8.873 | -11.799 | -15.408 | -19.693 | -24.593 | -29.866 | -34.955 | -40.065 | -44.7 | -48.722 | -52.097 | -54.753
Hydrogen Evolution | Srg_BB005 | MW | NPg Northeast | Fourstones |  | 0 | 0 | 0 | 0 | -0.017 | -0.029 | -0.061 | -0.109 | -0.188 | -0.308 | -0.486 | -0.743 | -1.099 | -1.577 | -2.202 | -3.001 | -3.991 | -5.211 | -6.661 | -8.318 | -10.101 | -11.823 | -13.551 | -15.119 | -16.479 | -17.621 | -18.519
Hydrogen Evolution | Srg_BB005 | MW | NPg Northeast | HartMoor |  | 0 | 0 | 0 | 0 | -0.032 | -0.056 | -0.119 | -0.214 | -0.368 | -0.603 | -0.952 | -1.457 | -2.156 | -3.093 | -4.319 | -5.885 | -7.826 | -10.22 | -13.062 | -16.312 | -19.81 | -23.185 | -26.575 | -29.649 | -32.317 | -34.556 | -36.317
Hydrogen Evolution | Srg_BB005 | MW | NPg Northeast | Hawthorn Pit |  | 0 | 0 | 0 | 0 | -0.036 | -0.062 | -0.131 | -0.235 | -0.406 | -0.664 | -1.049 | -1.604 | -2.374 | -3.406 | -4.756 | -6.481 | -8.619 | -11.255 | -14.385 | -17.964 | -21.816 | -25.534 | -29.267 | -32.652 | -35.59 | -38.056 | -39.996
Hydrogen Evolution | Srg_BB005 | MW | NPg Northeast | Knaresborough |  | 0 | 0 | 0 | 0 | 0 | 0 | 0 | 0 | 0 | 0 | 0 | 0 | 0 | 0 | 0 | 0 | 0 | 0 | 0 | 0 | 0 | 0 | 0 | 0 | 0 | 0 | 0
Hydrogen Evolution | Srg_BB005 | MW | NPg Northeast | Lackenby |  | 0 | 0 | 0 | 0 | -0.059 | -0.102 | -0.215 | -0.385 | -0.664 | -1.087 | -1.716 | -2.625 | -3.885 | -5.573 | -7.783 | -10.606 | -14.104 | -18.419 | -23.54 | -29.397 | -35.701 | -41.784 | -47.893 | -53.433 | -58.241 | -62.276 | -65.45
Hydrogen Evolution | Srg_BB005 | MW | NPg Northeast | Norton |  | 0 | 0 | 0 | 0 | -0.099 | -0.171 | -0.361 | -0.649 | -1.118 | -1.83 | -2.89 | -4.421 | -6.542 | -9.385 | -13.107 | -17.86 | -23.75 | -31.015 | -39.64 | -49.503 | -60.117 | -70.361 | -80.648 | -89.978 | -98.073 | -104.868 | -110.213
Hydrogen Evolution | Srg_BB005 | MW | NPg Northeast | Offerton |  | 0 | 0 | 0 | 0 | -0.013 | -0.023 | -0.048 | -0.086 | -0.149 | -0.244 | -0.385 | -0.589 | -0.872 | -1.251 | -1.747 | -2.381 | -3.166 | -4.134 | -5.284 | -6.599 | -8.014 | -9.379 | -10.751 | -11.994 | -13.074 | -13.979 | -14.692
Hydrogen Evolution | Srg_BB005 | MW | NPg Northeast | Osbaldwick |  | 0 | 0 | 0 | 0 | -0.047 | -0.081 | -0.171 | -0.307 | -0.529 | -0.866 | -1.368 | -2.092 | -3.096 | -4.441 | -6.202 | -8.451 | -11.239 | -14.676 | -18.757 | -23.425 | -28.447 | -33.295 | -38.162 | -42.577 | -46.408 | -49.623 | -52.152
Hydrogen Evolution | Srg_BB005 | MW | NPg Northeast | Poppleton |  | 0 | 0 | 0 | 0 | -0.007 | -0.012 | -0.025 | -0.045 | -0.078 | -0.127 | -0.201 | -0.307 | -0.454 | -0.652 | -0.91 | -1.24 | -1.649 | -2.154 | -2.752 | -3.437 | -4.174 | -4.885 | -5.6 | -6.247 | -6.81 | -7.281 | -7.652
Hydrogen Evolution | Srg_BB005 | MW | NPg Northeast | Saltholme |  | 0 | 0 | 0 | 0 | -0.009 | -0.016 | -0.035 | -0.062 | -0.108 | -0.176 | -0.278 | -0.425 | -0.629 | -0.903 | -1.26 | -1.718 | -2.284 | -2.983 | -3.812 | -4.76 | -5.781 | -6.766 | -7.756 | -8.653 | -9.431 | -10.085 | -10.599
Hydrogen Evolution | Srg_BB005 | MW | NPg Northeast | South Shields |  | 0 | 0 | 0 | 0 | -0.01 | -0.017 | -0.037 | -0.066 | -0.113 | -0.185 | -0.292 | -0.447 | -0.661 | -0.949 | -1.325 | -1.805 | -2.4 | -3.135 | -4.006 | -5.003 | -6.076 | -7.111 | -8.151 | -9.094 | -9.912 | -10.599 | -11.139
Hydrogen Evolution | Srg_BB005 | MW | NPg Northeast | Spennymoor |  | 0 | 0 | 0 | 0 | -0.158 | -0.275 | -0.579 | -1.04 | -1.792 | -2.933 | -4.631 | -7.084 | -10.484 | -15.039 | -21.003 | -28.62 | -38.058 | -49.7 | -63.52 | -79.325 | -96.334 | -112.749 | -129.234 | -144.183 | -157.156 | -168.043 | -176.609
Hydrogen Evolution | Srg_BB005 | MW | NPg Northeast | Stella North |  | 0 | 0 | 0 | 0 | -0.071 | -0.123 | -0.26 | -0.467 | -0.804 | -1.316 | -2.078 | -3.179 | -4.705 | -6.749 | -9.426 | -12.844 | -17.081 | -22.305 | -28.508 | -35.601 | -43.235 | -50.602 | -58 | -64.709 | -70.531 | -75.418 | -79.262
Hydrogen Evolution | Srg_BB005 | MW | NPg Northeast | Stella South |  | 0 | 0 | 0 | 0 | -0.081 | -0.141 | -0.297 | -0.533 | -0.918 | -1.503 | -2.373 | -3.63 | -5.372 | -7.707 | -10.763 | -14.666 | -19.503 | -25.469 | -32.551 | -40.65 | -49.366 | -57.778 | -66.226 | -73.886 | -80.534 | -86.113 | -90.503
Hydrogen Evolution | Srg_BB005 | MW | NPg Northeast | Tynemouth 11kV |  | 0 | 0 | 0 | 0 | -0.002 | -0.004 | -0.008 | -0.014 | -0.024 | -0.04 | -0.063 | -0.097 | -0.143 | -0.205 | -0.286 | -0.39 | -0.519 | -0.678 | -0.866 | -1.081 | -1.313 | -1.537 | -1.762 | -1.966 | -2.142 | -2.291 | -2.408
Hydrogen Evolution | Srg_BB005 | MW | NPg Northeast | Tynemouth 132kV |  | 0 | 0 | 0 | 0 | -0.041 | -0.071 | -0.15 | -0.269 | -0.464 | -0.76 | -1.2 | -1.835 | -2.715 | -3.895 | -5.44 | -7.413 | -9.858 | -12.874 | -16.453 | -20.547 | -24.953 | -29.205 | -33.475 | -37.347 | -40.707 | -43.527 | -45.746
Hydrogen Evolution | Srg_BB005 | MW | NPg Northeast | West Boldon |  | 0 | 0 | 0 | 0 | -0.066 | -0.115 | -0.242 | -0.435 | -0.749 | -1.227 | -1.937 | -2.963 | -4.386 | -6.291 | -8.786 | -11.972 | -15.921 | -20.791 | -26.572 | -33.184 | -40.299 | -47.166 | -54.061 | -60.315 | -65.742 | -70.296 | -73.88
Hydrogen Evolution | Srg_BB005 | MW | NPg Yorkshire | Bradford West |  | 0 | 0 | 0 | 0 | -0.131 | -0.227 | -0.479 | -0.86 | -1.482 | -2.426 | -3.83 | -5.859 | -8.671 | -12.439 | -17.372 | -23.672 | -31.48 | -41.109 | -52.54 | -65.613 | -79.682 | -93.259 | -106.894 | -119.259 | -129.989 | -138.995 | -146.08
Hydrogen Evolution | Srg_BB005 | MW | NPg Yorkshire | Camblesforth 66kV (Drax) |  | 0 | 0 | 0 | 0 | -0.017 | -0.03 | -0.064 | -0.115 | -0.198 | -0.323 | -0.511 | -0.781 | -1.156 | -1.658 | -2.316 | -3.156 | -4.196 | -5.48 | -7.003 | -8.746 | -10.621 | -12.431 | -14.249 | -15.897 | -17.327 | -18.528 | -19.472
Hydrogen Evolution | Srg_BB005 | MW | NPg Yorkshire | Creyke Beck |  | 0 | 0 | 0 | 0 | -0.159 | -0.277 | -0.583 | -1.047 | -1.804 | -2.953 | -4.663 | -7.133 | -10.556 | -15.143 | -21.149 | -28.819 | -38.323 | -50.045 | -63.961 | -79.876 | -97.003 | -113.533 | -130.132 | -145.185 | -158.248 | -169.211 | -177.836
Hydrogen Evolution | Srg_BB005 | MW | NPg Yorkshire | Drax 132kV |  | 0 | 0 | 0 | 0 | -0.004 | -0.008 | -0.016 | -0.029 | -0.05 | -0.081 | -0.128 | -0.196 | -0.291 | -0.417 | -0.582 | -0.793 | -1.055 | -1.378 | -1.761 | -2.199 | -2.67 | -3.125 | -3.582 | -3.996 | -4.356 | -4.658 | -4.895
Hydrogen Evolution | Srg_BB005 | MW | NPg Yorkshire | Elland |  | 0 | 0 | 0 | 0 | -0.152 | -0.264 | -0.557 | -1.001 | -1.724 | -2.823 | -4.458 | -6.818 | -10.091 | -14.476 | -20.216 | -27.548 | -36.633 | -47.839 | -61.141 | -76.355 | -92.727 | -108.527 | -124.394 | -138.784 | -151.271 | -161.751 | -169.996
Hydrogen Evolution | Srg_BB005 | MW | NPg Yorkshire | Ferrybridge A |  | 0 | 0 | 0 | 0 | -0.063 | -0.109 | -0.23 | -0.413 | -0.712 | -1.165 | -1.839 | -2.814 | -4.164 | -5.973 | -8.342 | -11.367 | -15.116 | -19.74 | -25.23 | -31.507 | -38.263 | -44.783 | -51.331 | -57.268 | -62.421 | -66.745 | -70.148
Hydrogen Evolution | Srg_BB005 | MW | NPg Yorkshire | Ferrybridge B |  | 0 | 0 | 0 | 0 | -0.15 | -0.261 | -0.55 | -0.987 | -1.701 | -2.784 | -4.396 | -6.725 | -9.952 | -14.277 | -19.938 | -27.169 | -36.129 | -47.181 | -60.301 | -75.305 | -91.452 | -107.035 | -122.684 | -136.876 | -149.191 | -159.527 | -167.658
Hydrogen Evolution | Srg_BB005 | MW | NPg Yorkshire | Grimsby West |  | 0 | 0 | 0 | 0 | -0.049 | -0.085 | -0.179 | -0.322 | -0.555 | -0.908 | -1.434 | -2.194 | -3.246 | -4.657 | -6.504 | -8.862 | -11.785 | -15.39 | -19.67 | -24.564 | -29.831 | -34.914 | -40.019 | -44.648 | -48.665 | -52.036 | -54.689
Hydrogen Evolution | Srg_BB005 | MW | NPg Yorkshire | Jordanthorpe |  | 0 | 0 | 0 | 0 | -0.016 | -0.027 | -0.058 | -0.104 | -0.179 | -0.294 | -0.464 | -0.709 | -1.05 | -1.506 | -2.103 | -2.866 | -3.811 | -4.976 | -6.36 | -7.943 | -9.646 | -11.289 | -12.94 | -14.437 | -15.735 | -16.826 | -17.683
Hydrogen Evolution | Srg_BB005 | MW | NPg Yorkshire | Keadby |  | 0 | 0 | 0 | 0 | -0.129 | -0.224 | -0.471 | -0.846 | -1.458 | -2.387 | -3.77 | -5.766 | -8.534 | -12.242 | -17.097 | -23.297 | -30.981 | -40.457 | -51.707 | -64.573 | -78.419 | -91.781 | -105.2 | -117.369 | -127.929 | -136.792 | -143.765
Hydrogen Evolution | Srg_BB005 | MW | NPg Yorkshire | Kirkstall B |  | 0 | 0 | 0 | 0 | -0.051 | -0.089 | -0.187 | -0.336 | -0.579 | -0.948 | -1.497 | -2.29 | -3.389 | -4.862 | -6.79 | -9.253 | -12.304 | -16.068 | -20.536 | -25.646 | -31.144 | -36.451 | -41.781 | -46.614 | -50.808 | -54.328 | -57.097
Hydrogen Evolution | Srg_BB005 | MW | NPg Yorkshire | Neepsend |  | 0 | 0 | 0 | 0 | -0.036 | -0.062 | -0.131 | -0.236 | -0.406 | -0.665 | -1.05 | -1.605 | -2.376 | -3.408 | -4.76 | -6.486 | -8.625 | -11.264 | -14.396 | -17.978 | -21.833 | -25.553 | -29.289 | -32.677 | -35.617 | -38.085 | -40.026
Hydrogen Evolution | Srg_BB005 | MW | NPg Yorkshire | Norton Lees |  | 0 | 0 | 0 | 0 | -0.014 | -0.025 | -0.052 | -0.094 | -0.162 | -0.265 | -0.419 | -0.641 | -0.948 | -1.36 | -1.899 | -2.588 | -3.441 | -4.494 | -5.744 | -7.173 | -8.711 | -10.195 | -11.685 | -13.037 | -14.21 | -15.195 | -15.969
Hydrogen Evolution | Srg_BB005 | MW | NPg Yorkshire | Pitsmoor |  | 0 | 0 | 0 | 0 | -0.005 | -0.009 | -0.019 | -0.034 | -0.059 | -0.097 | -0.152 | -0.233 | -0.345 | -0.495 | -0.692 | -0.942 | -1.253 | -1.636 | -2.091 | -2.612 | -3.172 | -3.712 | -4.255 | -4.747 | -5.175 | -5.533 | -5.815
Hydrogen Evolution | Srg_BB005 | MW | NPg Yorkshire | Saltend North |  | 0 | 0 | 0 | 0 | -0.024 | -0.042 | -0.088 | -0.159 | -0.274 | -0.448 | -0.708 | -1.083 | -1.602 | -2.298 | -3.21 | -4.374 | -5.817 | -7.596 | -9.708 | -12.124 | -14.723 | -17.232 | -19.751 | -22.036 | -24.019 | -25.683 | -26.992
Hydrogen Evolution | Srg_BB005 | MW | NPg Yorkshire | Sheffield City |  | 0 | 0 | 0 | 0 | -0.003 | -0.006 | -0.012 | -0.021 | -0.036 | -0.059 | -0.094 | -0.143 | -0.212 | -0.304 | -0.424 | -0.578 | -0.769 | -1.004 | -1.283 | -1.603 | -1.946 | -2.278 | -2.611 | -2.913 | -3.175 | -3.395 | -3.568
Hydrogen Evolution | Srg_BB005 | MW | NPg Yorkshire | Skelton Grange |  | 0 | 0 | 0 | 0 | -0.106 | -0.185 | -0.39 | -0.7 | -1.206 | -1.973 | -3.116 | -4.767 | -7.055 | -10.121 | -14.134 | -19.26 | -25.612 | -33.446 | -42.746 | -53.382 | -64.829 | -75.875 | -86.969 | -97.029 | -105.759 | -113.086 | -118.85
Hydrogen Evolution | Srg_BB005 | MW | NPg Yorkshire | Templeborough |  | 0 | 0 | 0 | 0 | -0.001 | -0.002 | -0.004 | -0.008 | -0.014 | -0.023 | -0.036 | -0.055 | -0.081 | -0.116 | -0.162 | -0.221 | -0.294 | -0.384 | -0.491 | -0.613 | -0.745 | -0.872 | -0.999 | -1.115 | -1.215 | -1.3 | -1.366
Hydrogen Evolution | Srg_BB005 | MW | NPg Yorkshire | Thorpe Marsh |  | 0 | 0 | 0 | 0 | -0.132 | -0.23 | -0.485 | -0.872 | -1.502 | -2.459 | -3.883 | -5.94 | -8.79 | -12.61 | -17.611 | -23.997 | -31.912 | -41.673 | -53.261 | -66.514 | -80.775 | -94.539 | -108.361 | -120.896 | -131.774 | -140.903 | -148.085
Hydrogen Evolution | Srg_BB005 | MW | NPg Yorkshire | Thurcroft |  | 0 | 0 | 0 | 0 | -0.1 | -0.174 | -0.368 | -0.66 | -1.138 | -1.863 | -2.942 | -4.5 | -6.661 | -9.555 | -13.344 | -18.183 | -24.18 | -31.576 | -40.357 | -50.398 | -61.205 | -71.634 | -82.107 | -91.605 | -99.847 | -106.764 | -112.206
Hydrogen Evolution | Srg_BB005 | MW | NPg Yorkshire | West Melton |  | 0 | 0 | 0 | 0 | -0.16 | -0.279 | -0.588 | -1.055 | -1.819 | -2.977 | -4.701 | -7.191 | -10.643 | -15.267 | -21.322 | -29.054 | -38.636 | -50.455 | -64.484 | -80.53 | -97.797 | -114.461 | -131.196 | -146.372 | -159.542 | -170.595 | -179.291
Hydrogen Evolution | Srg_BB005 | MW | NPg Yorkshire | Wincobank |  | 0 | 0 | 0 | 0 | -0.005 | -0.009 | -0.02 | -0.035 | -0.06 | -0.099 | -0.156 | -0.239 | -0.354 | -0.507 | -0.709 | -0.966 | -1.284 | -1.677 | -2.143 | -2.676 | -3.25 | -3.804 | -4.36 | -4.864 | -5.302 | -5.669 | -5.958
Hydrogen Evolution | Srg_BB005 | MW | SPEN | Ayr |  | 0 | 0 | 0 | 0 | -0.003 | -0.006 | -0.012 | -0.022 | -0.037 | -0.061 | -0.096 | -0.147 | -0.217 | -0.311 | -0.435 | -0.592 | -0.788 | -1.028 | -1.314 | -1.641 | -1.993 | -2.333 | -2.674 | -2.984 | -3.252 | -3.477 | -3.654
Hydrogen Evolution | Srg_BB005 | MW | SPEN | Bainsford |  | 0 | 0 | 0 | 0 | -0.01 | -0.017 | -0.035 | -0.063 | -0.108 | -0.177 | -0.279 | -0.427 | -0.632 | -0.907 | -1.267 | -1.727 | -2.296 | -2.998 | -3.832 | -4.785 | -5.811 | -6.802 | -7.796 | -8.698 | -9.481 | -10.137 | -10.654
Hydrogen Evolution | Srg_BB005 | MW | SPEN | Bathgate |  | 0 | 0 | 0 | 0 | -0.036 | -0.063 | -0.133 | -0.239 | -0.413 | -0.675 | -1.067 | -1.632 | -2.415 | -3.464 | -4.837 | -6.592 | -8.766 | -11.447 | -14.63 | -18.271 | -22.188 | -25.969 | -29.766 | -33.209 | -36.197 | -38.705 | -40.677
Hydrogen Evolution | Srg_BB005 | MW | SPEN | Berwick |  | 0 | 0 | 0 | 0 | -0.01 | -0.017 | -0.036 | -0.064 | -0.111 | -0.181 | -0.286 | -0.438 | -0.648 | -0.929 | -1.298 | -1.768 | -2.352 | -3.071 | -3.925 | -4.901 | -5.952 | -6.967 | -7.985 | -8.909 | -9.71 | -10.383 | -10.912
Hydrogen Evolution | Srg_BB005 | MW | SPEN | Bonnybridge |  | 0 | 0 | 0 | 0 | -0.041 | -0.071 | -0.15 | -0.27 | -0.466 | -0.762 | -1.204 | -1.841 | -2.725 | -3.908 | -5.458 | -7.438 | -9.891 | -12.917 | -16.508 | -20.616 | -25.036 | -29.302 | -33.586 | -37.472 | -40.843 | -43.673 | -45.899
Hydrogen Evolution | Srg_BB005 | MW | SPEN | Braehead Park |  | 0 | 0 | 0 | 0 | -0.004 | -0.008 | -0.016 | -0.029 | -0.05 | -0.082 | -0.13 | -0.199 | -0.295 | -0.423 | -0.591 | -0.805 | -1.07 | -1.398 | -1.787 | -2.231 | -2.709 | -3.171 | -3.635 | -4.055 | -4.42 | -4.726 | -4.967
Hydrogen Evolution | Srg_BB005 | MW | SPEN | Broxburn |  | 0 | 0 | 0 | 0 | -0.032 | -0.056 | -0.119 | -0.213 | -0.367 | -0.602 | -0.95 | -1.453 | -2.15 | -3.085 | -4.308 | -5.87 | -7.806 | -10.194 | -13.029 | -16.271 | -19.76 | -23.127 | -26.508 | -29.574 | -32.235 | -34.468 | -36.225
Hydrogen Evolution | Srg_BB005 | MW | SPEN | Carntyne |  | 0 | 0 | 0 | 0 | -0.01 | -0.017 | -0.035 | -0.063 | -0.109 | -0.179 | -0.282 | -0.431 | -0.638 | -0.916 | -1.279 | -1.743 | -2.317 | -3.026 | -3.868 | -4.83 | -5.866 | -6.865 | -7.869 | -8.779 | -9.569 | -10.232 | -10.754
Hydrogen Evolution | Srg_BB005 | MW | SPEN | Carsfad |  | 0 | 0 | 0 | 0 | 0 | 0 | 0 | 0 | 0 | 0 | 0 | 0 | 0 | 0 | 0 | 0 | 0 | 0 | 0 | 0 | 0 | 0 | 0 | 0 | 0 | 0 | 0
Hydrogen Evolution | Srg_BB005 | MW | SPEN | Chapelcross |  | 0 | 0 | 0 | 0 | -0.025 | -0.043 | -0.09 | -0.162 | -0.279 | -0.457 | -0.722 | -1.104 | -1.634 | -2.344 | -3.273 | -4.461 | -5.932 | -7.746 | -9.9 | -12.364 | -15.015 | -17.573 | -20.142 | -22.472 | -24.494 | -26.191 | -27.526
Hydrogen Evolution | Srg_BB005 | MW | SPEN | Charlotte Street |  | 0 | 0 | 0 | 0 | -0.01 | -0.017 | -0.035 | -0.063 | -0.108 | -0.177 | -0.28 | -0.429 | -0.634 | -0.91 | -1.271 | -1.732 | -2.303 | -3.007 | -3.843 | -4.799 | -5.829 | -6.822 | -7.819 | -8.724 | -9.509 | -10.167 | -10.686
Hydrogen Evolution | Srg_BB005 | MW | SPEN | Clyde's Mill |  | 0 | 0 | 0 | 0 | -0.011 | -0.019 | -0.04 | -0.072 | -0.124 | -0.203 | -0.321 | -0.491 | -0.727 | -1.043 | -1.457 | -1.985 | -2.639 | -3.447 | -4.405 | -5.501 | -6.681 | -7.819 | -8.963 | -9.999 | -10.899 | -11.654 | -12.248 | GSP also referred to as Westburn Road
Hydrogen Evolution | Srg_BB005 | MW | SPEN | Coatbridge |  | 0 | 0 | 0 | 0 | -0.013 | -0.023 | -0.048 | -0.087 | -0.15 | -0.245 | -0.387 | -0.591 | -0.875 | -1.256 | -1.753 | -2.389 | -3.177 | -4.149 | -5.303 | -6.622 | -8.042 | -9.413 | -10.789 | -12.037 | -13.12 | -14.029 | -14.744
Hydrogen Evolution | Srg_BB005 | MW | SPEN | Cockenzie |  | 0 | 0 | 0 | 0 | -0.025 | -0.043 | -0.091 | -0.163 | -0.281 | -0.46 | -0.727 | -1.112 | -1.646 | -2.361 | -3.297 | -4.493 | -5.975 | -7.802 | -9.972 | -12.453 | -15.123 | -17.7 | -20.288 | -22.635 | -24.672 | -26.381 | -27.726
Hydrogen Evolution | Srg_BB005 | MW | SPEN | Coylton |  | 0 | 0 | 0 | 0 | -0.046 | -0.081 | -0.17 | -0.306 | -0.527 | -0.862 | -1.361 | -2.082 | -3.082 | -4.421 | -6.174 | -8.413 | -11.188 | -14.61 | -18.673 | -23.319 | -28.319 | -33.144 | -37.99 | -42.385 | -46.198 | -49.399 | -51.917
Hydrogen Evolution | Srg_BB005 | MW | SPEN | Crookston A |  | 0 | 0 | 0 | 0 | -0.015 | -0.026 | -0.055 | -0.099 | -0.171 | -0.281 | -0.443 | -0.678 | -1.003 | -1.439 | -2.009 | -2.738 | -3.641 | -4.755 | -6.077 | -7.589 | -9.216 | -10.787 | -12.364 | -13.794 | -15.035 | -16.077 | -16.896
Hydrogen Evolution | Srg_BB005 | MW | SPEN | Crookston B |  | 0 | 0 | 0 | 0 | -0.018 | -0.031 | -0.065 | -0.117 | -0.201 | -0.329 | -0.52 | -0.796 | -1.177 | -1.689 | -2.359 | -3.214 | -4.274 | -5.582 | -7.134 | -8.909 | -10.819 | -12.663 | -14.514 | -16.193 | -17.65 | -18.873 | -19.835
Hydrogen Evolution | Srg_BB005 | MW | SPEN | Cumbernauld |  | 0 | 0 | 0 | 0 | -0.026 | -0.046 | -0.096 | -0.173 | -0.299 | -0.489 | -0.772 | -1.18 | -1.747 | -2.506 | -3.5 | -4.769 | -6.342 | -8.281 | -10.584 | -13.218 | -16.052 | -18.787 | -21.534 | -24.025 | -26.186 | -28 | -29.428
Hydrogen Evolution | Srg_BB005 | MW | SPEN | Cupar |  | 0 | 0 | 0 | 0 | -0.055 | -0.096 | -0.201 | -0.362 | -0.623 | -1.02 | -1.611 | -2.464 | -3.647 | -5.232 | -7.306 | -9.956 | -13.24 | -17.29 | -22.097 | -27.596 | -33.513 | -39.223 | -44.958 | -50.158 | -54.671 | -58.459 | -61.438
Hydrogen Evolution | Srg_BB005 | MW | SPEN | Currie |  | 0 | 0 | 0 | 0 | -0.012 | -0.02 | -0.043 | -0.076 | -0.132 | -0.216 | -0.341 | -0.521 | -0.771 | -1.106 | -1.545 | -2.105 | -2.799 | -3.656 | -4.672 | -5.834 | -7.086 | -8.293 | -9.505 | -10.605 | -11.559 | -12.36 | -12.99
Hydrogen Evolution | Srg_BB005 | MW | SPEN | Dalmarnock |  | 0 | 0 | 0 | 0 | -0.005 | -0.008 | -0.017 | -0.03 | -0.052 | -0.085 | -0.135 | -0.206 | -0.305 | -0.437 | -0.61 | -0.832 | -1.106 | -1.444 | -1.846 | -2.305 | -2.8 | -3.277 | -3.756 | -4.19 | -4.567 | -4.884 | -5.133
Hydrogen Evolution | Srg_BB005 | MW | SPEN | Devol Moor |  | 0 | 0 | 0 | 0 | -0.004 | -0.007 | -0.014 | -0.026 | -0.044 | -0.072 | -0.114 | -0.174 | -0.258 | -0.37 | -0.517 | -0.704 | -0.936 | -1.222 | -1.562 | -1.951 | -2.37 | -2.773 | -3.179 | -3.547 | -3.866 | -4.133 | -4.344
Hydrogen Evolution | Srg_BB005 | MW | SPEN | Devonside |  | 0 | 0 | 0 | 0 | -0.017 | -0.03 | -0.063 | -0.113 | -0.195 | -0.319 | -0.504 | -0.772 | -1.142 | -1.638 | -2.288 | -3.117 | -4.145 | -5.414 | -6.919 | -8.641 | -10.493 | -12.281 | -14.077 | -15.705 | -17.118 | -18.304 | -19.237
Hydrogen Evolution | Srg_BB005 | MW | SPEN | Dewar Place |  | 0 | 0 | 0 | 0 | -0.003 | -0.006 | -0.013 | -0.023 | -0.039 | -0.064 | -0.102 | -0.155 | -0.23 | -0.33 | -0.461 | -0.628 | -0.835 | -1.09 | -1.393 | -1.74 | -2.113 | -2.473 | -2.834 | -3.162 | -3.447 | -3.686 | -3.874
Hydrogen Evolution | Srg_BB005 | MW | SPEN | Drumchapel |  | 0 | 0 | 0 | 0 | -0.017 | -0.029 | -0.062 | -0.11 | -0.19 | -0.312 | -0.492 | -0.752 | -1.114 | -1.598 | -2.231 | -3.04 | -4.043 | -5.28 | -6.748 | -8.427 | -10.233 | -11.977 | -13.728 | -15.316 | -16.694 | -17.851 | -18.761
Hydrogen Evolution | Srg_BB005 | MW | SPEN | Drumcross |  | 0 | 0 | 0 | 0 | -0.002 | -0.004 | -0.009 | -0.016 | -0.027 | -0.045 | -0.071 | -0.108 | -0.16 | -0.229 | -0.32 | -0.436 | -0.58 | -0.757 | -0.968 | -1.208 | -1.467 | -1.717 | -1.969 | -2.196 | -2.394 | -2.56 | -2.69
Hydrogen Evolution | Srg_BB005 | MW | SPEN | Dumfries 33 |  | 0 | 0 | 0 | 0 | -0.028 | -0.048 | -0.101 | -0.182 | -0.313 | -0.512 | -0.809 | -1.237 | -1.831 | -2.627 | -3.668 | -4.998 | -6.647 | -8.68 | -11.094 | -13.854 | -16.825 | -19.691 | -22.57 | -25.181 | -27.447 | -29.348 | -30.844
Hydrogen Evolution | Srg_BB005 | MW | SPEN | Dumfries ICI |  | 0 | 0 | 0 | 0 | 0 | 0 | 0 | 0 | 0 | 0 | 0 | 0 | 0 | 0 | 0 | 0 | 0 | 0 | 0 | 0 | 0 | 0 | 0 | 0 | 0 | 0 | 0
Hydrogen Evolution | Srg_BB005 | MW | SPEN | Dunbar A |  | 0 | 0 | 0 | 0 | -0.008 | -0.013 | -0.028 | -0.05 | -0.087 | -0.142 | -0.224 | -0.343 | -0.507 | -0.728 | -1.016 | -1.385 | -1.841 | -2.404 | -3.073 | -3.837 | -4.66 | -5.454 | -6.252 | -6.975 | -7.603 | -8.129 | -8.544
Hydrogen Evolution | Srg_BB005 | MW | SPEN | Dunbar B |  | 0 | 0 | 0 | 0 | -0.009 | -0.016 | -0.034 | -0.061 | -0.106 | -0.173 | -0.274 | -0.419 | -0.62 | -0.889 | -1.242 | -1.692 | -2.25 | -2.939 | -3.756 | -4.69 | -5.696 | -6.667 | -7.641 | -8.525 | -9.292 | -9.936 | -10.442
Hydrogen Evolution | Srg_BB005 | MW | SPEN | Dunfermline |  | 0 | 0 | 0 | 0 | -0.014 | -0.024 | -0.05 | -0.089 | -0.154 | -0.252 | -0.398 | -0.609 | -0.902 | -1.293 | -1.806 | -2.462 | -3.273 | -4.275 | -5.463 | -6.823 | -8.286 | -9.697 | -11.115 | -12.401 | -13.517 | -14.453 | -15.19
Hydrogen Evolution | Srg_BB005 | MW | SPEN | Earlstoun |  | 0 | 0 | 0 | 0 | 0 | 0 | 0 | 0 | 0 | 0 | 0 | 0 | 0 | 0 | 0 | 0 | 0 | 0 | 0 | 0 | 0 | 0 | 0 | 0 | 0 | 0 | 0
Hydrogen Evolution | Srg_BB005 | MW | SPEN | East Kilbride |  | 0 | 0 | 0 | 0 | -0.006 | -0.01 | -0.021 | -0.037 | -0.064 | -0.105 | -0.166 | -0.253 | -0.375 | -0.538 | -0.751 | -1.024 | -1.361 | -1.778 | -2.272 | -2.837 | -3.445 | -4.033 | -4.622 | -5.157 | -5.621 | -6.01 | -6.317
Hydrogen Evolution | Srg_BB005 | MW | SPEN | East Kilbride South |  | 0 | 0 | 0 | 0 | -0.001 | -0.001 | -0.002 | -0.004 | -0.007 | -0.012 | -0.019 | -0.029 | -0.043 | -0.061 | -0.086 | -0.117 | -0.155 | -0.203 | -0.259 | -0.323 | -0.393 | -0.46 | -0.527 | -0.588 | -0.641 | -0.685 | -0.72
Hydrogen Evolution | Srg_BB005 | MW | SPEN | Easterhouse |  | 0 | 0 | 0 | 0 | -0.04 | -0.069 | -0.145 | -0.26 | -0.448 | -0.734 | -1.158 | -1.772 | -2.622 | -3.762 | -5.254 | -7.159 | -9.52 | -12.432 | -15.889 | -19.843 | -24.098 | -28.204 | -32.327 | -36.067 | -39.312 | -42.035 | -44.178
Hydrogen Evolution | Srg_BB005 | MW | SPEN | Eccles |  | 0 | 0 | 0 | 0 | -0.017 | -0.029 | -0.061 | -0.109 | -0.188 | -0.307 | -0.485 | -0.742 | -1.098 | -1.575 | -2.2 | -2.998 | -3.986 | -5.206 | -6.653 | -8.309 | -10.09 | -11.81 | -13.536 | -15.102 | -16.461 | -17.601 | -18.498
Hydrogen Evolution | Srg_BB005 | MW | SPEN | Elderslie |  | 0 | 0 | 0 | 0 | -0.005 | -0.009 | -0.02 | -0.035 | -0.061 | -0.1 | -0.158 | -0.242 | -0.358 | -0.513 | -0.717 | -0.976 | -1.298 | -1.696 | -2.167 | -2.706 | -3.287 | -3.847 | -4.409 | -4.919 | -5.361 | -5.733 | -6.025
Hydrogen Evolution | Srg_BB005 | MW | SPEN | Erskine |  | 0 | 0 | 0 | 0 | -0.009 | -0.016 | -0.033 | -0.059 | -0.102 | -0.167 | -0.264 | -0.404 | -0.598 | -0.858 | -1.198 | -1.633 | -2.171 | -2.835 | -3.624 | -4.525 | -5.496 | -6.432 | -7.373 | -8.225 | -8.965 | -9.587 | -10.075
Hydrogen Evolution | Srg_BB005 | MW | SPEN | Finnieston |  | 0 | 0 | 0 | 0 | -0.002 | -0.003 | -0.007 | -0.012 | -0.021 | -0.035 | -0.055 | -0.085 | -0.125 | -0.18 | -0.251 | -0.342 | -0.455 | -0.594 | -0.759 | -0.948 | -1.152 | -1.348 | -1.545 | -1.724 | -1.879 | -2.009 | -2.111
Hydrogen Evolution | Srg_BB005 | MW | SPEN | Galashiels |  | 0 | 0 | 0 | 0 | -0.016 | -0.028 | -0.059 | -0.106 | -0.183 | -0.299 | -0.472 | -0.722 | -1.069 | -1.534 | -2.142 | -2.919 | -3.881 | -5.069 | -6.478 | -8.09 | -9.825 | -11.499 | -13.18 | -14.705 | -16.028 | -17.138 | -18.012
Hydrogen Evolution | Srg_BB005 | MW | SPEN | Giffnock |  | 0 | 0 | 0 | 0 | -0.025 | -0.043 | -0.091 | -0.163 | -0.281 | -0.46 | -0.726 | -1.111 | -1.644 | -2.359 | -3.294 | -4.488 | -5.969 | -7.794 | -9.962 | -12.441 | -15.108 | -17.683 | -20.268 | -22.612 | -24.647 | -26.354 | -27.698
Hydrogen Evolution | Srg_BB005 | MW | SPEN | Glenlee |  | 0 | 0 | 0 | 0 | 0 | 0 | 0 | 0 | 0 | 0 | 0 | 0 | 0 | 0 | 0 | 0 | 0 | 0 | 0 | 0 | 0 | 0 | 0 | 0 | 0 | 0 | 0
Hydrogen Evolution | Srg_BB005 | MW | SPEN | Glenluce |  | 0 | 0 | 0 | 0 | -0.012 | -0.02 | -0.043 | -0.077 | -0.133 | -0.218 | -0.344 | -0.526 | -0.779 | -1.118 | -1.561 | -2.127 | -2.828 | -3.693 | -4.72 | -5.895 | -7.158 | -8.378 | -9.603 | -10.714 | -11.678 | -12.487 | -13.124
Hydrogen Evolution | Srg_BB005 | MW | SPEN | Glenniston |  | 0 | 0 | 0 | 0 | -0.006 | -0.01 | -0.021 | -0.037 | -0.064 | -0.104 | -0.164 | -0.251 | -0.372 | -0.533 | -0.745 | -1.015 | -1.349 | -1.762 | -2.252 | -2.813 | -3.416 | -3.998 | -4.582 | -5.112 | -5.572 | -5.958 | -6.262
Hydrogen Evolution | Srg_BB005 | MW | SPEN | Glenrothes |  | 0 | 0 | 0 | 0 | -0.007 | -0.012 | -0.026 | -0.047 | -0.08 | -0.132 | -0.208 | -0.318 | -0.471 | -0.675 | -0.943 | -1.285 | -1.709 | -2.232 | -2.852 | -3.562 | -4.326 | -5.063 | -5.803 | -6.474 | -7.057 | -7.546 | -7.93
Hydrogen Evolution | Srg_BB005 | MW | SPEN | Gorgie |  | 0 | 0 | 0 | 0 | -0.002 | -0.003 | -0.006 | -0.012 | -0.02 | -0.033 | -0.052 | -0.079 | -0.117 | -0.168 | -0.235 | -0.321 | -0.426 | -0.557 | -0.711 | -0.888 | -1.079 | -1.263 | -1.447 | -1.615 | -1.76 | -1.882 | -1.978
Hydrogen Evolution | Srg_BB005 | MW | SPEN | Govan |  | 0 | 0 | 0 | 0 | -0.008 | -0.013 | -0.028 | -0.05 | -0.086 | -0.141 | -0.223 | -0.341 | -0.504 | -0.724 | -1.011 | -1.377 | -1.831 | -2.391 | -3.056 | -3.817 | -4.635 | -5.425 | -6.218 | -6.938 | -7.562 | -8.086 | -8.498
Hydrogen Evolution | Srg_BB005 | MW | SPEN | Grangemouth A |  | 0 | 0 | 0 | 0 | -0.015 | -0.026 | -0.054 | -0.097 | -0.167 | -0.273 | -0.431 | -0.66 | -0.976 | -1.401 | -1.956 | -2.666 | -3.545 | -4.629 | -5.917 | -7.389 | -8.973 | -10.502 | -12.037 | -13.43 | -14.638 | -15.652 | -16.45
Hydrogen Evolution | Srg_BB005 | MW | SPEN | Grangemouth C |  | 0 | 0 | 0 | 0 | -0.012 | -0.02 | -0.042 | -0.076 | -0.131 | -0.215 | -0.339 | -0.518 | -0.767 | -1.101 | -1.537 | -2.095 | -2.785 | -3.637 | -4.649 | -5.805 | -7.05 | -8.252 | -9.458 | -10.552 | -11.501 | -12.298 | -12.925
Hydrogen Evolution | Srg_BB005 | MW | SPEN | Haggs Road |  | 0 | 0 | 0 | 0 | -0.01 | -0.018 | -0.038 | -0.068 | -0.117 | -0.191 | -0.302 | -0.461 | -0.683 | -0.979 | -1.368 | -1.864 | -2.479 | -3.237 | -4.137 | -5.166 | -6.274 | -7.343 | -8.417 | -9.391 | -10.235 | -10.945 | -11.502
Hydrogen Evolution | Srg_BB005 | MW | SPEN | Hawick |  | 0 | 0 | 0 | 0 | -0.011 | -0.018 | -0.039 | -0.069 | -0.119 | -0.195 | -0.308 | -0.471 | -0.698 | -1.001 | -1.398 | -1.905 | -2.533 | -3.308 | -4.228 | -5.28 | -6.412 | -7.504 | -8.601 | -9.596 | -10.46 | -11.184 | -11.754
Hydrogen Evolution | Srg_BB005 | MW | SPEN | Helensburgh |  | 0 | 0 | 0 | 0 | -0.002 | -0.003 | -0.007 | -0.012 | -0.021 | -0.035 | -0.056 | -0.085 | -0.126 | -0.18 | -0.252 | -0.343 | -0.457 | -0.596 | -0.762 | -0.952 | -1.156 | -1.353 | -1.551 | -1.73 | -1.886 | -2.016 | -2.119
Hydrogen Evolution | Srg_BB005 | MW | SPEN | Hunterston Farm |  | 0 | 0 | 0 | 0 | 0 | 0 | 0 | 0 | -0.001 | -0.001 | -0.001 | -0.002 | -0.003 | -0.005 | -0.006 | -0.009 | -0.012 | -0.015 | -0.02 | -0.024 | -0.03 | -0.035 | -0.04 | -0.044 | -0.048 | -0.052 | -0.054
Hydrogen Evolution | Srg_BB005 | MW | SPEN | Inverkeithing |  | 0 | 0 | 0 | 0 | -0.004 | -0.006 | -0.014 | -0.025 | -0.042 | -0.069 | -0.109 | -0.167 | -0.247 | -0.355 | -0.496 | -0.675 | -0.898 | -1.173 | -1.499 | -1.872 | -2.274 | -2.661 | -3.05 | -3.403 | -3.709 | -3.966 | -4.168
Hydrogen Evolution | Srg_BB005 | MW | SPEN | Johnstone |  | 0 | 0 | 0 | 0 | -0.049 | -0.086 | -0.181 | -0.325 | -0.56 | -0.916 | -1.447 | -2.213 | -3.276 | -4.699 | -6.562 | -8.942 | -11.892 | -15.529 | -19.847 | -24.786 | -30.1 | -35.229 | -40.38 | -45.051 | -49.104 | -52.506 | -55.182
Hydrogen Evolution | Srg_BB005 | MW | SPEN | Kaimes |  | 0 | 0 | 0 | 0 | -0.032 | -0.055 | -0.117 | -0.21 | -0.361 | -0.591 | -0.934 | -1.428 | -2.114 | -3.032 | -4.234 | -5.77 | -7.673 | -10.02 | -12.806 | -15.992 | -19.421 | -22.731 | -26.054 | -29.068 | -31.683 | -33.878 | -35.605
Hydrogen Evolution | Srg_BB005 | MW | SPEN | Kendoon |  | 0 | 0 | 0 | 0 | 0 | 0 | 0 | 0 | 0 | 0 | 0 | 0 | 0 | 0 | 0 | 0 | 0 | 0 | 0 | 0 | 0 | 0 | 0 | 0 | 0 | 0 | 0
Hydrogen Evolution | Srg_BB005 | MW | SPEN | Kilbowie 11 |  | 0 | 0 | 0 | 0 | -0.001 | -0.002 | -0.004 | -0.007 | -0.013 | -0.021 | -0.032 | -0.05 | -0.073 | -0.105 | -0.147 | -0.2 | -0.266 | -0.347 | -0.444 | -0.555 | -0.674 | -0.788 | -0.904 | -1.008 | -1.099 | -1.175 | -1.235
Hydrogen Evolution | Srg_BB005 | MW | SPEN | Kilbowie 33 |  | 0 | 0 | 0 | 0 | -0.004 | -0.006 | -0.014 | -0.024 | -0.042 | -0.069 | -0.108 | -0.166 | -0.245 | -0.352 | -0.492 | -0.67 | -0.891 | -1.163 | -1.487 | -1.857 | -2.255 | -2.639 | -3.025 | -3.375 | -3.678 | -3.933 | -4.134
Hydrogen Evolution | Srg_BB005 | MW | SPEN | Killermont |  | 0 | 0 | 0 | 0 | -0.024 | -0.042 | -0.089 | -0.159 | -0.274 | -0.449 | -0.709 | -1.084 | -1.604 | -2.301 | -3.214 | -4.38 | -5.824 | -7.606 | -9.72 | -12.139 | -14.742 | -17.254 | -19.777 | -22.064 | -24.049 | -25.716 | -27.026
Hydrogen Evolution | Srg_BB005 | MW | SPEN | Kilmarnock South |  | 0 | 0 | 0 | 0 | -0.006 | -0.011 | -0.023 | -0.041 | -0.071 | -0.117 | -0.184 | -0.282 | -0.417 | -0.598 | -0.836 | -1.139 | -1.514 | -1.977 | -2.527 | -3.156 | -3.833 | -4.486 | -5.142 | -5.737 | -6.253 | -6.686 | -7.027
Hydrogen Evolution | Srg_BB005 | MW | SPEN | Kilmarnock Town |  | 0 | 0 | 0 | 0 | -0.011 | -0.019 | -0.041 | -0.073 | -0.126 | -0.206 | -0.326 | -0.498 | -0.737 | -1.058 | -1.477 | -2.013 | -2.677 | -3.495 | -4.467 | -5.579 | -6.775 | -7.93 | -9.089 | -10.141 | -11.053 | -11.819 | -12.421
Hydrogen Evolution | Srg_BB005 | MW | SPEN | Kilwinning |  | 0 | 0 | 0 | 0 | -0.001 | -0.001 | -0.003 | -0.005 | -0.009 | -0.014 | -0.022 | -0.034 | -0.05 | -0.072 | -0.1 | -0.136 | -0.181 | -0.237 | -0.303 | -0.378 | -0.459 | -0.538 | -0.616 | -0.687 | -0.749 | -0.801 | -0.842
Hydrogen Evolution | Srg_BB005 | MW | SPEN | Leven |  | 0 | 0 | 0 | 0 | -0.018 | -0.031 | -0.066 | -0.118 | -0.203 | -0.332 | -0.524 | -0.802 | -1.187 | -1.703 | -2.378 | -3.241 | -4.31 | -5.628 | -7.193 | -8.983 | -10.909 | -12.768 | -14.634 | -16.327 | -17.796 | -19.029 | -19.999
Hydrogen Evolution | Srg_BB005 | MW | SPEN | Linnmill |  | 0 | 0 | 0 | 0 | -0.087 | -0.151 | -0.318 | -0.571 | -0.984 | -1.611 | -2.543 | -3.891 | -5.758 | -8.26 | -11.535 | -15.719 | -20.903 | -27.297 | -34.887 | -43.568 | -52.91 | -61.926 | -70.979 | -79.19 | -86.315 | -92.295 | -97
Hydrogen Evolution | Srg_BB005 | MW | SPEN | Livingston East |  | 0 | 0 | 0 | 0 | -0.056 | -0.098 | -0.207 | -0.371 | -0.64 | -1.048 | -1.654 | -2.53 | -3.745 | -5.372 | -7.502 | -10.223 | -13.594 | -17.753 | -22.689 | -28.335 | -34.41 | -40.274 | -46.162 | -51.502 | -56.136 | -60.025 | -63.084
Hydrogen Evolution | Srg_BB005 | MW | SPEN | Maybole |  | 0 | 0 | 0 | 0 | -0.031 | -0.053 | -0.112 | -0.201 | -0.346 | -0.566 | -0.894 | -1.368 | -2.025 | -2.904 | -4.056 | -5.527 | -7.35 | -9.598 | -12.267 | -15.32 | -18.605 | -21.775 | -24.959 | -27.846 | -30.351 | -32.454 | -34.108
Hydrogen Evolution | Srg_BB005 | MW | SPEN | Newarthill |  | 0 | 0 | 0 | 0 | -0.065 | -0.112 | -0.236 | -0.425 | -0.732 | -1.198 | -1.891 | -2.893 | -4.281 | -6.142 | -8.577 | -11.688 | -15.542 | -20.296 | -25.94 | -32.395 | -39.341 | -46.044 | -52.776 | -58.881 | -64.179 | -68.625 | -72.123
Hydrogen Evolution | Srg_BB005 | MW | SPEN | Newton Stewart |  | 0 | 0 | 0 | 0 | -0.016 | -0.028 | -0.058 | -0.105 | -0.18 | -0.295 | -0.466 | -0.713 | -1.055 | -1.514 | -2.114 | -2.88 | -3.83 | -5.002 | -6.393 | -7.983 | -9.695 | -11.347 | -13.006 | -14.511 | -15.816 | -16.912 | -17.774
Hydrogen Evolution | Srg_BB005 | MW | SPEN | Paisley |  | 0 | 0 | 0 | 0 | -0.004 | -0.007 | -0.015 | -0.027 | -0.046 | -0.076 | -0.12 | -0.183 | -0.271 | -0.388 | -0.542 | -0.739 | -0.983 | -1.284 | -1.64 | -2.049 | -2.488 | -2.912 | -3.338 | -3.724 | -4.059 | -4.34 | -4.561
Hydrogen Evolution | Srg_BB005 | MW | SPEN | Partick |  | 0 | 0 | 0 | 0 | -0.007 | -0.012 | -0.025 | -0.045 | -0.078 | -0.128 | -0.202 | -0.309 | -0.457 | -0.655 | -0.915 | -1.247 | -1.658 | -2.165 | -2.767 | -3.456 | -4.197 | -4.912 | -5.63 | -6.281 | -6.846 | -7.321 | -7.694
Hydrogen Evolution | Srg_BB005 | MW | SPEN | Port Dundas |  | 0 | 0 | 0 | 0 | -0.012 | -0.02 | -0.043 | -0.077 | -0.133 | -0.218 | -0.344 | -0.526 | -0.778 | -1.116 | -1.558 | -2.123 | -2.824 | -3.687 | -4.713 | -5.885 | -7.147 | -8.365 | -9.588 | -10.698 | -11.66 | -12.468 | -13.103
Hydrogen Evolution | Srg_BB005 | MW | SPEN | Portobello |  | 0 | 0 | 0 | 0 | -0.017 | -0.03 | -0.064 | -0.115 | -0.198 | -0.324 | -0.511 | -0.782 | -1.157 | -1.66 | -2.318 | -3.158 | -4.2 | -5.485 | -7.01 | -8.754 | -10.631 | -12.442 | -14.262 | -15.911 | -17.343 | -18.544 | -19.49
Hydrogen Evolution | Srg_BB005 | MW | SPEN | Ravenscraig |  | 0 | 0 | 0 | 0 | 0 | 0 | 0 | 0 | 0 | 0 | 0 | 0 | 0 | 0 | 0 | 0 | 0 | 0 | 0 | 0 | 0 | 0 | 0 | 0 | 0 | 0 | 0
Hydrogen Evolution | Srg_BB005 | MW | SPEN | Redhouse |  | 0 | 0 | 0 | 0 | -0.005 | -0.008 | -0.017 | -0.03 | -0.051 | -0.084 | -0.133 | -0.203 | -0.301 | -0.431 | -0.603 | -0.821 | -1.092 | -1.426 | -1.822 | -2.276 | -2.764 | -3.235 | -3.708 | -4.137 | -4.509 | -4.821 | -5.067
Hydrogen Evolution | Srg_BB005 | MW | SPEN | Saltcoats A |  | 0 | 0 | 0 | 0 | -0.007 | -0.012 | -0.025 | -0.045 | -0.078 | -0.127 | -0.201 | -0.307 | -0.454 | -0.652 | -0.911 | -1.241 | -1.65 | -2.155 | -2.754 | -3.439 | -4.176 | -4.888 | -5.603 | -6.251 | -6.813 | -7.285 | -7.656
Hydrogen Evolution | Srg_BB005 | MW | SPEN | Saltcoats B |  | 0 | 0 | 0 | 0 | -0.006 | -0.011 | -0.023 | -0.042 | -0.072 | -0.117 | -0.185 | -0.283 | -0.42 | -0.602 | -0.84 | -1.145 | -1.523 | -1.989 | -2.542 | -3.174 | -3.855 | -4.512 | -5.172 | -5.77 | -6.289 | -6.725 | -7.067
Hydrogen Evolution | Srg_BB005 | MW | SPEN | Shrubhill |  | 0 | 0 | 0 | 0 | -0.004 | -0.008 | -0.016 | -0.029 | -0.049 | -0.08 | -0.127 | -0.194 | -0.288 | -0.413 | -0.576 | -0.785 | -1.044 | -1.364 | -1.743 | -2.177 | -2.644 | -3.094 | -3.546 | -3.957 | -4.313 | -4.611 | -4.846
Hydrogen Evolution | Srg_BB005 | MW | SPEN | Sighthill |  | 0 | 0 | 0 | 0 | -0.02 | -0.035 | -0.075 | -0.134 | -0.231 | -0.379 | -0.598 | -0.915 | -1.354 | -1.943 | -2.713 | -3.697 | -4.917 | -6.421 | -8.206 | -10.248 | -12.445 | -14.566 | -16.696 | -18.627 | -20.303 | -21.709 | -22.816
Hydrogen Evolution | Srg_BB005 | MW | SPEN | Spango Valley |  | 0 | 0 | 0 | 0 | -0.007 | -0.012 | -0.026 | -0.047 | -0.08 | -0.131 | -0.207 | -0.317 | -0.47 | -0.674 | -0.941 | -1.282 | -1.705 | -2.227 | -2.846 | -3.554 | -4.316 | -5.052 | -5.79 | -6.46 | -7.041 | -7.529 | -7.913
Hydrogen Evolution | Srg_BB005 | MW | SPEN | St Andrews Cross |  | 0 | 0 | 0 | 0 | -0.003 | -0.006 | -0.012 | -0.022 | -0.038 | -0.063 | -0.099 | -0.152 | -0.225 | -0.323 | -0.451 | -0.614 | -0.817 | -1.066 | -1.363 | -1.702 | -2.067 | -2.419 | -2.773 | -3.094 | -3.372 | -3.605 | -3.789
Hydrogen Evolution | Srg_BB005 | MW | SPEN | Stirling |  | 0 | 0 | 0 | 0 | -0.005 | -0.008 | -0.017 | -0.031 | -0.053 | -0.087 | -0.137 | -0.21 | -0.31 | -0.445 | -0.621 | -0.847 | -1.126 | -1.47 | -1.879 | -2.347 | -2.85 | -3.336 | -3.823 | -4.265 | -4.649 | -4.971 | -5.225
Hydrogen Evolution | Srg_BB005 | MW | SPEN | Strathaven |  | 0 | 0 | 0 | 0 | -0.002 | -0.004 | -0.008 | -0.014 | -0.025 | -0.04 | -0.064 | -0.097 | -0.144 | -0.207 | -0.289 | -0.393 | -0.523 | -0.683 | -0.873 | -1.09 | -1.324 | -1.55 | -1.776 | -1.982 | -2.16 | -2.31 | -2.427
Hydrogen Evolution | Srg_BB005 | MW | SPEN | Strathleven |  | 0 | 0 | 0 | 0 | -0.03 | -0.053 | -0.111 | -0.199 | -0.344 | -0.563 | -0.888 | -1.359 | -2.011 | -2.885 | -4.029 | -5.49 | -7.301 | -9.535 | -12.186 | -15.218 | -18.481 | -21.63 | -24.792 | -27.66 | -30.149 | -32.238 | -33.881
Hydrogen Evolution | Srg_BB005 | MW | SPEN | Telford Road |  | 0 | 0 | 0 | 0 | -0.005 | -0.009 | -0.019 | -0.034 | -0.059 | -0.097 | -0.153 | -0.234 | -0.346 | -0.496 | -0.693 | -0.945 | -1.256 | -1.64 | -2.096 | -2.618 | -3.179 | -3.721 | -4.265 | -4.758 | -5.187 | -5.546 | -5.829
Hydrogen Evolution | Srg_BB005 | MW | SPEN | Tongland |  | 0 | 0 | 0 | 0 | -0.015 | -0.026 | -0.056 | -0.1 | -0.172 | -0.282 | -0.445 | -0.681 | -1.008 | -1.447 | -2.02 | -2.753 | -3.661 | -4.781 | -6.11 | -7.63 | -9.267 | -10.846 | -12.431 | -13.869 | -15.117 | -16.164 | -16.988
Hydrogen Evolution | Srg_BB005 | MW | SPEN | West George Street |  | 0 | 0 | 0 | 0 | -0.001 | -0.002 | -0.004 | -0.007 | -0.012 | -0.019 | -0.031 | -0.047 | -0.069 | -0.099 | -0.139 | -0.189 | -0.252 | -0.329 | -0.42 | -0.525 | -0.637 | -0.746 | -0.855 | -0.954 | -1.039 | -1.111 | -1.168
Hydrogen Evolution | Srg_BB005 | MW | SPEN | Westfield |  | 0 | 0 | 0 | 0 | -0.011 | -0.019 | -0.04 | -0.072 | -0.124 | -0.203 | -0.321 | -0.491 | -0.726 | -1.041 | -1.454 | -1.982 | -2.635 | -3.442 | -4.399 | -5.493 | -6.671 | -7.808 | -8.949 | -9.984 | -10.883 | -11.637 | -12.23
Hydrogen Evolution | Srg_BB005 | MW | SPEN | Whitehouse |  | 0 | 0 | 0 | 0 | -0.007 | -0.013 | -0.027 | -0.048 | -0.084 | -0.137 | -0.216 | -0.33 | -0.489 | -0.701 | -0.98 | -1.335 | -1.775 | -2.318 | -2.963 | -3.7 | -4.493 | -5.259 | -6.027 | -6.725 | -7.33 | -7.837 | -8.237
Hydrogen Evolution | Srg_BB005 | MW | SPEN | Wishaw |  | 0 | 0 | 0 | 0 | -0.016 | -0.028 | -0.06 | -0.108 | -0.185 | -0.303 | -0.479 | -0.733 | -1.084 | -1.555 | -2.172 | -2.96 | -3.936 | -5.139 | -6.569 | -8.203 | -9.962 | -11.659 | -13.364 | -14.91 | -16.251 | -17.377 | -18.263
Hydrogen Evolution | Srg_BB005 | MW | SPEN Manweb | Birkenhead |  | 0 | 0 | 0 | 0 | -0.075 | -0.13 | -0.275 | -0.493 | -0.85 | -1.391 | -2.196 | -3.359 | -4.972 | -7.132 | -9.96 | -13.573 | -18.049 | -23.57 | -30.124 | -37.62 | -45.686 | -53.471 | -61.289 | -68.378 | -74.531 | -79.694 | -83.756
Hydrogen Evolution | Srg_BB005 | MW | SPEN Manweb | Capenhurst |  | 0 | 0 | 0 | 0 | -0.054 | -0.094 | -0.198 | -0.356 | -0.613 | -1.004 | -1.585 | -2.425 | -3.589 | -5.149 | -7.19 | -9.798 | -13.029 | -17.015 | -21.746 | -27.157 | -32.98 | -38.6 | -44.243 | -49.361 | -53.802 | -57.53 | -60.462
Hydrogen Evolution | Srg_BB005 | MW | SPEN Manweb | Connah's Quay |  | 0 | 0 | 0 | 0 | -0.096 | -0.167 | -0.352 | -0.632 | -1.089 | -1.782 | -2.814 | -4.304 | -6.37 | -9.138 | -12.762 | -17.39 | -23.125 | -30.199 | -38.596 | -48.2 | -58.535 | -68.51 | -78.526 | -87.61 | -95.492 | -102.108 | -107.313
Hydrogen Evolution | Srg_BB005 | MW | SPEN Manweb | Fiddlers Ferry (Cuerdley 132kV) |  | 0 | 0 | 0 | 0 | -0.159 | -0.276 | -0.583 | -1.047 | -1.804 | -2.953 | -4.663 | -7.132 | -10.555 | -15.141 | -21.146 | -28.815 | -38.318 | -50.039 | -63.953 | -79.866 | -96.991 | -113.518 | -130.115 | -145.166 | -158.227 | -169.189 | -177.813
Hydrogen Evolution | Srg_BB005 | MW | SPEN Manweb | Frodsham |  | 0 | 0 | 0 | 0 | -0.059 | -0.102 | -0.216 | -0.388 | -0.668 | -1.093 | -1.727 | -2.641 | -3.909 | -5.607 | -7.831 | -10.671 | -14.19 | -18.53 | -23.683 | -29.576 | -35.917 | -42.038 | -48.184 | -53.757 | -58.594 | -62.653 | -65.847
Hydrogen Evolution | Srg_BB005 | MW | SPEN Manweb | Imperial Park |  | 0 | 0 | 0 | 0 | 0 | 0 | 0 | 0 | 0 | -0.001 | -0.001 | -0.001 | -0.002 | -0.003 | -0.004 | -0.006 | -0.008 | -0.01 | -0.013 | -0.016 | -0.019 | -0.023 | -0.026 | -0.029 | -0.032 | -0.034 | -0.036
Hydrogen Evolution | Srg_BB005 | MW | SPEN Manweb | Kirkby SPEN |  | 0 | 0 | 0 | 0 | -0.091 | -0.158 | -0.333 | -0.597 | -1.029 | -1.685 | -2.66 | -4.069 | -6.022 | -8.639 | -12.065 | -16.44 | -21.862 | -28.55 | -36.488 | -45.567 | -55.338 | -64.767 | -74.237 | -82.824 | -90.276 | -96.53 | -101.451
Hydrogen Evolution | Srg_BB005 | MW | SPEN Manweb | Legacy |  | 0 | 0 | 0 | 0 | -0.132 | -0.229 | -0.482 | -0.866 | -1.492 | -2.443 | -3.857 | -5.9 | -8.732 | -12.527 | -17.495 | -23.839 | -31.701 | -41.399 | -52.91 | -66.075 | -80.243 | -93.917 | -107.648 | -120.1 | -130.906 | -139.975 | -147.11
Hydrogen Evolution | Srg_BB005 | MW | SPEN Manweb | Lister Drive |  | 0 | 0 | 0 | 0 | -0.057 | -0.099 | -0.208 | -0.373 | -0.643 | -1.052 | -1.662 | -2.542 | -3.762 | -5.397 | -7.537 | -10.271 | -13.658 | -17.836 | -22.796 | -28.468 | -34.572 | -40.464 | -46.379 | -51.744 | -56.4 | -60.307 | -63.381
Hydrogen Evolution | Srg_BB005 | MW | SPEN Manweb | Pentir |  | 0 | 0 | 0 | 0 | -0.05 | -0.086 | -0.182 | -0.327 | -0.563 | -0.921 | -1.455 | -2.226 | -3.294 | -4.725 | -6.599 | -8.992 | -11.957 | -15.615 | -19.957 | -24.922 | -30.266 | -35.423 | -40.602 | -45.299 | -49.375 | -52.795 | -55.487
Hydrogen Evolution | Srg_BB005 | MW | SPEN Manweb | Rainhill |  | 0 | 0 | 0 | 0 | -0.178 | -0.31 | -0.653 | -1.173 | -2.021 | -3.308 | -5.224 | -7.991 | -11.827 | -16.966 | -23.694 | -32.287 | -42.935 | -56.069 | -71.66 | -89.491 | -108.679 | -127.198 | -145.795 | -162.66 | -177.295 | -189.578 | -199.241
Hydrogen Evolution | Srg_BB005 | MW | SPEN Manweb | St Asaph (Bodelwyddan) |  | 0 | 0 | 0 | 0 | 0 | 0 | 0 | 0 | 0 | 0 | 0 | 0 | 0 | 0 | 0 | 0 | 0 | 0 | 0 | 0 | 0 | 0 | 0 | 0 | 0 | 0 | 0
Hydrogen Evolution | Srg_BB005 | MW | SPEN Manweb | Trawsfynydd |  | 0 | 0 | 0 | 0 | -0.061 | -0.106 | -0.223 | -0.401 | -0.69 | -1.13 | -1.784 | -2.729 | -4.039 | -5.794 | -8.091 | -11.026 | -14.662 | -19.147 | -24.472 | -30.561 | -37.114 | -43.438 | -49.788 | -55.548 | -60.545 | -64.74 | -68.04
Hydrogen Evolution | Srg_BB005 | MW | SPEN Manweb | Wylfa |  | 0 | 0 | 0 | 0 | -0.026 | -0.046 | -0.096 | -0.173 | -0.297 | -0.487 | -0.769 | -1.176 | -1.741 | -2.497 | -3.488 | -4.752 | -6.32 | -8.253 | -10.548 | -13.172 | -15.997 | -18.722 | -21.46 | -23.942 | -26.096 | -27.904 | -29.326
Hydrogen Evolution | Srg_BB005 | MW | SSEN (SHEPD) | Abernethy |  | 0 | 0 | 0 | 0 | -0.013 | -0.023 | -0.048 | -0.086 | -0.148 | -0.242 | -0.382 | -0.585 | -0.866 | -1.242 | -1.734 | -2.363 | -3.142 | -4.103 | -5.244 | -6.549 | -7.953 | -9.309 | -10.669 | -11.904 | -12.975 | -13.874 | -14.581
Hydrogen Evolution | Srg_BB005 | MW | SSEN (SHEPD) | Alness |  | 0 | 0 | 0 | 0 | -0.003 | -0.005 | -0.011 | -0.02 | -0.034 | -0.055 | -0.087 | -0.134 | -0.198 | -0.284 | -0.396 | -0.54 | -0.718 | -0.937 | -1.198 | -1.496 | -1.817 | -2.127 | -2.438 | -2.72 | -2.964 | -3.17 | -3.331
Hydrogen Evolution | Srg_BB005 | MW | SSEN (SHEPD) | Arbroath |  | 0 | 0 | 0 | 0 | -0.004 | -0.006 | -0.013 | -0.024 | -0.041 | -0.066 | -0.105 | -0.16 | -0.237 | -0.34 | -0.475 | -0.648 | -0.861 | -1.125 | -1.438 | -1.795 | -2.18 | -2.552 | -2.925 | -3.263 | -3.557 | -3.803 | -3.997
Hydrogen Evolution | Srg_BB005 | MW | SSEN (SHEPD) | Ardkinglas |  | 0 | 0 | 0 | 0 | 0 | 0 | 0 | 0 | 0 | 0 | 0 | 0 | 0 | 0 | 0 | 0 | 0 | 0 | 0 | 0 | 0 | 0 | 0 | 0 | 0 | 0 | 0
Hydrogen Evolution | Srg_BB005 | MW | SSEN (SHEPD) | Ardmore |  | 0 | 0 | 0 | 0 | -0.009 | -0.016 | -0.01 | -0.018 | -0.03 | -0.05 | -0.078 | -0.12 | -0.177 | -0.254 | -0.355 | -0.484 | -0.644 | -0.841 | -1.074 | -1.342 | -1.629 | -1.907 | -2.186 | -2.439 | -2.658 | -2.842 | -2.987
Hydrogen Evolution | Srg_BB005 | MW | SSEN (SHEPD) | Beauly |  | 0 | 0 | 0 | 0 | -0.007 | -0.012 | -0.025 | -0.044 | -0.076 | -0.124 | -0.196 | -0.3 | -0.444 | -0.637 | -0.89 | -1.212 | -1.612 | -2.105 | -2.69 | -3.36 | -4.08 | -4.776 | -5.474 | -6.107 | -6.657 | -7.118 | -7.48
Hydrogen Evolution | Srg_BB005 | MW | SSEN (SHEPD) | Berryburn |  | 0 | 0 | 0 | 0 | 0 | 0 | 0 | 0 | 0 | 0 | 0 | 0 | 0 | 0 | 0 | 0 | 0 | 0 | 0 | 0 | 0 | 0 | 0 | 0 | 0 | 0 | 0
Hydrogen Evolution | Srg_BB005 | MW | SSEN (SHEPD) | Boat of Garten |  | 0 | 0 | 0 | 0 | -0.018 | -0.031 | -0.066 | -0.118 | -0.203 | -0.333 | -0.526 | -0.805 | -1.191 | -1.708 | -2.385 | -3.25 | -4.322 | -5.645 | -7.214 | -9.009 | -10.941 | -12.805 | -14.678 | -16.376 | -17.849 | -19.085 | -20.058
Hydrogen Evolution | Srg_BB005 | MW | SSEN (SHEPD) | Braco West |  | 0 | 0 | 0 | 0 | -0.023 | -0.041 | -0.085 | -0.153 | -0.265 | -0.433 | -0.684 | -1.046 | -1.548 | -2.22 | -3.101 | -4.225 | -5.619 | -7.338 | -9.378 | -11.711 | -14.223 | -16.646 | -19.08 | -21.287 | -23.202 | -24.81 | -26.074
Hydrogen Evolution | Srg_BB005 | MW | SSEN (SHEPD) | Bridge of Dun |  | 0 | 0 | 0 | 0 | -0.014 | -0.025 | -0.053 | -0.095 | -0.163 | -0.267 | -0.422 | -0.645 | -0.955 | -1.37 | -1.913 | -2.607 | -3.467 | -4.527 | -5.786 | -7.226 | -8.775 | -10.27 | -11.772 | -13.134 | -14.315 | -15.307 | -16.087
Hydrogen Evolution | Srg_BB005 | MW | SSEN (SHEPD) | Broadford |  | 0 | 0 | 0 | 0 | -0.009 | -0.016 | -0.033 | -0.06 | -0.103 | -0.169 | -0.267 | -0.408 | -0.604 | -0.866 | -1.21 | -1.648 | -2.192 | -2.863 | -3.659 | -4.569 | -5.549 | -6.494 | -7.444 | -8.305 | -9.052 | -9.679 | -10.173
Hydrogen Evolution | Srg_BB005 | MW | SSEN (SHEPD) | Brora |  | 0 | 0 | 0 | 0 | -0.004 | -0.007 | -0.014 | -0.026 | -0.044 | -0.072 | -0.114 | -0.174 | -0.257 | -0.369 | -0.515 | -0.702 | -0.934 | -1.219 | -1.559 | -1.946 | -2.364 | -2.766 | -3.171 | -3.538 | -3.856 | -4.123 | -4.333
Hydrogen Evolution | Srg_BB005 | MW | SSEN (SHEPD) | Burghmuir |  | 0 | 0 | 0 | 0 | -0.007 | -0.012 | -0.025 | -0.044 | -0.076 | -0.125 | -0.197 | -0.301 | -0.445 | -0.639 | -0.892 | -1.216 | -1.617 | -2.111 | -2.698 | -3.369 | -4.092 | -4.789 | -5.489 | -6.124 | -6.675 | -7.138 | -7.501
Hydrogen Evolution | Srg_BB005 | MW | SSEN (SHEPD) | Cairnford |  | 0 | 0 | 0 | 0 | 0 | 0 | 0 | 0 | 0 | 0 | 0 | 0 | 0 | 0 | 0 | 0 | 0 | 0 | 0 | 0 | 0 | 0 | 0 | 0 | 0 | 0 | 0
Hydrogen Evolution | Srg_BB005 | MW | SSEN (SHEPD) | Carradale |  | 0 | 0 | 0 | 0 | -0.02 | -0.034 | -0.072 | -0.129 | -0.222 | -0.363 | -0.573 | -0.876 | -1.297 | -1.86 | -2.597 | -3.539 | -4.707 | -6.147 | -7.856 | -9.81 | -11.914 | -13.944 | -15.983 | -17.832 | -19.436 | -20.782 | -21.842
Hydrogen Evolution | Srg_BB005 | MW | SSEN (SHEPD) | Cassley |  | 0 | 0 | 0 | 0 | -0.007 | -0.012 | -0.025 | -0.045 | -0.078 | -0.128 | -0.202 | -0.309 | -0.457 | -0.656 | -0.916 | -1.248 | -1.66 | -2.168 | -2.77 | -3.46 | -4.201 | -4.917 | -5.636 | -6.288 | -6.854 | -7.329 | -7.702
Hydrogen Evolution | Srg_BB005 | MW | SSEN (SHEPD) | Ceannacroc |  | 0 | 0 | 0 | 0 | -0.002 | -0.003 | -0.007 | -0.012 | -0.02 | -0.033 | -0.052 | -0.08 | -0.118 | -0.17 | -0.237 | -0.323 | -0.43 | -0.561 | -0.717 | -0.895 | -1.087 | -1.272 | -1.458 | -1.627 | -1.774 | -1.896 | -1.993
Hydrogen Evolution | Srg_BB005 | MW | SSEN (SHEPD) | Charleston |  | 0 | 0 | 0 | 0 | -0.009 | -0.015 | -0.033 | -0.059 | -0.101 | -0.165 | -0.261 | -0.399 | -0.591 | -0.847 | -1.183 | -1.612 | -2.144 | -2.799 | -3.578 | -4.468 | -5.426 | -6.351 | -7.279 | -8.122 | -8.852 | -9.466 | -9.948
Hydrogen Evolution | Srg_BB005 | MW | SSEN (SHEPD) | Clachan |  | 0 | 0 | 0 | 0 | -0.002 | -0.004 | -0.009 | -0.016 | -0.028 | -0.046 | -0.072 | -0.111 | -0.164 | -0.235 | -0.329 | -0.448 | -0.596 | -0.778 | -0.994 | -1.241 | -1.507 | -1.764 | -2.022 | -2.256 | -2.459 | -2.63 | -2.764
Hydrogen Evolution | Srg_BB005 | MW | SSEN (SHEPD) | Clayhills |  | 0 | 0 | 0 | 0 | -0.001 | -0.002 | -0.005 | -0.009 | -0.016 | -0.026 | -0.042 | -0.064 | -0.095 | -0.136 | -0.19 | -0.258 | -0.344 | -0.449 | -0.573 | -0.716 | -0.87 | -1.018 | -1.166 | -1.301 | -1.419 | -1.517 | -1.594
Hydrogen Evolution | Srg_BB005 | MW | SSEN (SHEPD) | Coupar Angus |  | 0 | 0 | 0 | 0 | -0.028 | -0.049 | -0.103 | -0.186 | -0.32 | -0.524 | -0.827 | -1.265 | -1.873 | -2.687 | -3.752 | -5.113 | -6.799 | -8.879 | -11.348 | -14.171 | -17.21 | -20.142 | -23.087 | -25.758 | -28.075 | -30.02 | -31.55
Hydrogen Evolution | Srg_BB005 | MW | SSEN (SHEPD) | Craig Murrail |  | 0 | 0 | 0 | 0 | -0.01 | -0.018 | -0.038 | -0.067 | -0.116 | -0.19 | -0.301 | -0.46 | -0.681 | -0.976 | -1.364 | -1.858 | -2.471 | -3.227 | -4.124 | -5.15 | -6.254 | -7.32 | -8.39 | -9.361 | -10.203 | -10.91 | -11.466
Hydrogen Evolution | Srg_BB005 | MW | SSEN (SHEPD) | Craigiebuckler |  | 0 | 0 | 0 | 0 | -0.014 | -0.025 | -0.052 | -0.093 | -0.16 | -0.262 | -0.414 | -0.633 | -0.937 | -1.344 | -1.876 | -2.557 | -3.4 | -4.44 | -5.675 | -7.087 | -8.607 | -10.073 | -11.546 | -12.882 | -14.041 | -15.013 | -15.779
Hydrogen Evolution | Srg_BB005 | MW | SSEN (SHEPD) | Dallas |  | 0 | 0 | 0 | 0 | 0 | 0 | 0 | 0 | 0 | 0 | 0 | 0 | 0 | 0 | 0 | 0 | 0 | 0 | 0 | 0 | 0 | 0 | 0 | 0 | 0 | 0 | 0
Hydrogen Evolution | Srg_BB005 | MW | SSEN (SHEPD) | Dounreay |  | 0 | 0 | 0 | 0 | -0.01 | -0.018 | -0.038 | -0.069 | -0.119 | -0.194 | -0.307 | -0.47 | -0.695 | -0.997 | -1.392 | -1.897 | -2.523 | -3.295 | -4.211 | -5.259 | -6.386 | -7.474 | -8.567 | -9.558 | -10.418 | -11.14 | -11.708
Hydrogen Evolution | Srg_BB005 | MW | SSEN (SHEPD) | Dudhope |  | 0 | 0 | 0 | 0 | 0 | 0 | 0 | 0 | 0 | 0 | 0 | 0 | 0 | 0 | 0 | 0 | 0 | 0 | 0 | 0 | 0 | 0 | 0 | 0 | 0 | 0 | 0
Hydrogen Evolution | Srg_BB005 | MW | SSEN (SHEPD) | Dunbeath |  | 0 | 0 | 0 | 0 | 0 | 0 | 0 | 0 | 0 | 0 | 0 | 0 | 0 | 0 | 0 | 0 | 0 | 0 | 0 | 0 | 0 | 0 | 0 | 0 | 0 | 0 | 0
Hydrogen Evolution | Srg_BB005 | MW | SSEN (SHEPD) | Dunoon |  | 0 | 0 | 0 | 0 | -0.005 | -0.008 | -0.017 | -0.03 | -0.052 | -0.084 | -0.133 | -0.204 | -0.301 | -0.432 | -0.604 | -0.823 | -1.094 | -1.429 | -1.826 | -2.28 | -2.769 | -3.241 | -3.715 | -4.145 | -4.518 | -4.831 | -5.077
Hydrogen Evolution | Srg_BB005 | MW | SSEN (SHEPD) | Dunvegan |  | 0 | 0 | 0 | 0 | -0.005 | -0.009 | -0.019 | -0.035 | -0.06 | -0.098 | -0.155 | -0.237 | -0.351 | -0.504 | -0.704 | -0.959 | -1.276 | -1.666 | -2.129 | -2.659 | -3.229 | -3.78 | -4.332 | -4.833 | -5.268 | -5.633 | -5.92
Hydrogen Evolution | Srg_BB005 | MW | SSEN (SHEPD) | Dyce |  | 0 | 0 | 0 | 0 | -0.015 | -0.025 | -0.054 | -0.096 | -0.166 | -0.271 | -0.428 | -0.655 | -0.969 | -1.39 | -1.942 | -2.646 | -3.519 | -4.595 | -5.873 | -7.334 | -8.906 | -10.424 | -11.948 | -13.33 | -14.529 | -15.536 | -16.328
Hydrogen Evolution | Srg_BB005 | MW | SSEN (SHEPD) | Eday (Orkney) |  | 0 | 0 | 0 | 0 | 0 | 0 | -0.003 | -0.006 | -0.011 | -0.017 | -0.027 | -0.042 | -0.062 | -0.089 | -0.124 | -0.17 | -0.226 | -0.295 | -0.376 | -0.47 | -0.571 | -0.668 | -0.766 | -0.855 | -0.931 | -0.996 | -1.047
Hydrogen Evolution | Srg_BB005 | MW | SSEN (SHEPD) | Elgin |  | 0 | 0 | 0 | 0 | -0.005 | -0.009 | -0.018 | -0.032 | -0.056 | -0.091 | -0.144 | -0.22 | -0.326 | -0.467 | -0.652 | -0.889 | -1.182 | -1.543 | -1.972 | -2.463 | -2.991 | -3.501 | -4.013 | -4.477 | -4.88 | -5.218 | -5.484
Hydrogen Evolution | Srg_BB005 | MW | SSEN (SHEPD) | Errochty |  | 0 | 0 | 0 | 0 | -0.03 | -0.052 | -0.11 | -0.197 | -0.339 | -0.555 | -0.877 | -1.341 | -1.985 | -2.847 | -3.976 | -5.418 | -7.205 | -9.409 | -12.025 | -15.018 | -18.238 | -21.345 | -24.466 | -27.296 | -29.752 | -31.813 | -33.435
Hydrogen Evolution | Srg_BB005 | MW | SSEN (SHEPD) | Fasnakyle |  | 0 | 0 | 0 | 0 | -0.002 | -0.004 | -0.008 | -0.015 | -0.025 | -0.041 | -0.065 | -0.099 | -0.146 | -0.21 | -0.293 | -0.4 | -0.532 | -0.694 | -0.888 | -1.108 | -1.346 | -1.575 | -1.806 | -2.015 | -2.196 | -2.348 | -2.468
Hydrogen Evolution | Srg_BB005 | MW | SSEN (SHEPD) | Fetteresso |  | 0 | 0 | 0 | 0 | 0 | 0 | 0 | 0 | 0 | 0 | 0 | 0 | 0 | 0 | 0 | 0 | 0 | 0 | 0 | 0 | 0 | 0 | 0 | 0 | 0 | 0 | 0
Hydrogen Evolution | Srg_BB005 | MW | SSEN (SHEPD) | Fiddes |  | 0 | 0 | 0 | 0 | -0.01 | -0.018 | -0.038 | -0.068 | -0.117 | -0.192 | -0.303 | -0.463 | -0.686 | -0.984 | -1.374 | -1.872 | -2.49 | -3.252 | -4.156 | -5.19 | -6.303 | -7.376 | -8.455 | -9.433 | -10.282 | -10.994 | -11.554
Hydrogen Evolution | Srg_BB005 | MW | SSEN (SHEPD) | Finstown (Orkney) |  | 0 | 0 | 0 | 0 | -0.005 | -0.009 | -0.016 | -0.029 | -0.05 | -0.082 | -0.13 | -0.198 | -0.293 | -0.421 | -0.588 | -0.801 | -1.065 | -1.391 | -1.778 | -2.221 | -2.697 | -3.156 | -3.618 | -4.036 | -4.4 | -4.704 | -4.944
Hydrogen Evolution | Srg_BB005 | MW | SSEN (SHEPD) | Fort Augustus |  | 0 | 0 | 0 | 0 | -0.004 | -0.007 | -0.016 | -0.028 | -0.049 | -0.079 | -0.125 | -0.192 | -0.284 | -0.408 | -0.569 | -0.776 | -1.031 | -1.347 | -1.721 | -2.15 | -2.61 | -3.055 | -3.502 | -3.907 | -4.259 | -4.554 | -4.786
Hydrogen Evolution | Srg_BB005 | MW | SSEN (SHEPD) | Fort William |  | 0 | 0 | 0 | 0 | -0.014 | -0.024 | -0.05 | -0.09 | -0.155 | -0.253 | -0.4 | -0.611 | -0.904 | -1.297 | -1.812 | -2.469 | -3.283 | -4.288 | -5.48 | -6.843 | -8.311 | -9.727 | -11.149 | -12.439 | -13.558 | -14.497 | -15.236
Hydrogen Evolution | Srg_BB005 | MW | SSEN (SHEPD) | Fraserburgh |  | 0 | 0 | 0 | 0 | -0.002 | -0.004 | -0.008 | -0.014 | -0.024 | -0.039 | -0.062 | -0.095 | -0.14 | -0.201 | -0.28 | -0.382 | -0.508 | -0.664 | -0.848 | -1.059 | -1.286 | -1.505 | -1.725 | -1.925 | -2.098 | -2.244 | -2.358
Hydrogen Evolution | Srg_BB005 | MW | SSEN (SHEPD) | Glenfarclas |  | 0 | 0 | 0 | 0 | 0 | 0 | 0 | 0 | 0 | 0 | 0 | 0 | 0 | 0 | 0 | 0 | 0 | 0 | 0 | 0 | 0 | 0 | 0 | 0 | 0 | 0 | 0
Hydrogen Evolution | Srg_BB005 | MW | SSEN (SHEPD) | Gremista (Shetland) |  | 0 | 0 | 0 | 0 | -0.009 | -0.016 | -0.033 | -0.06 | -0.103 | -0.168 | -0.265 | -0.406 | -0.6 | -0.861 | -1.203 | -1.639 | -2.18 | -2.847 | -3.638 | -4.543 | -5.518 | -6.458 | -7.402 | -8.258 | -9.001 | -9.625 | -10.116
Hydrogen Evolution | Srg_BB005 | MW | SSEN (SHEPD) | Grudie Bridge |  | 0 | 0 | 0 | 0 | -0.018 | -0.032 | -0.067 | -0.119 | -0.206 | -0.337 | -0.532 | -0.814 | -1.204 | -1.728 | -2.413 | -3.288 | -4.372 | -5.709 | -7.297 | -9.113 | -11.066 | -12.952 | -14.846 | -16.563 | -18.053 | -19.304 | -20.288
Hydrogen Evolution | Srg_BB005 | MW | SSEN (SHEPD) | Harris |  | 0 | 0 | 0 | 0 | 0 | 0 | -0.001 | -0.003 | -0.005 | -0.007 | -0.012 | -0.018 | -0.027 | -0.038 | -0.053 | -0.072 | -0.096 | -0.126 | -0.161 | -0.201 | -0.244 | -0.286 | -0.327 | -0.365 | -0.398 | -0.426 | -0.447
Hydrogen Evolution | Srg_BB005 | MW | SSEN (SHEPD) | Inverness |  | 0 | 0 | 0 | 0 | -0.003 | -0.005 | -0.01 | -0.018 | -0.031 | -0.051 | -0.081 | -0.123 | -0.183 | -0.262 | -0.366 | -0.498 | -0.663 | -0.866 | -1.106 | -1.382 | -1.678 | -1.964 | -2.251 | -2.511 | -2.737 | -2.927 | -3.076
Hydrogen Evolution | Srg_BB005 | MW | SSEN (SHEPD) | Keith |  | 0 | 0 | 0 | 0 | -0.027 | -0.047 | -0.1 | -0.179 | -0.309 | -0.505 | -0.798 | -1.22 | -1.806 | -2.591 | -3.619 | -4.931 | -6.557 | -8.563 | -10.944 | -13.667 | -16.597 | -19.425 | -22.266 | -24.841 | -27.076 | -28.952 | -30.428
Hydrogen Evolution | Srg_BB005 | MW | SSEN (SHEPD) | Killin |  | 0 | 0 | 0 | 0 | -0.022 | -0.039 | -0.082 | -0.147 | -0.253 | -0.415 | -0.655 | -1.002 | -1.483 | -2.127 | -2.971 | -4.048 | -5.383 | -7.03 | -8.985 | -11.22 | -13.626 | -15.948 | -18.279 | -20.394 | -22.229 | -23.769 | -24.98
Hydrogen Evolution | Srg_BB005 | MW | SSEN (SHEPD) | Kinlochleven |  | 0 | 0 | 0 | 0 | -0.001 | -0.002 | -0.004 | -0.007 | -0.011 | -0.018 | -0.029 | -0.044 | -0.066 | -0.094 | -0.132 | -0.18 | -0.239 | -0.312 | -0.399 | -0.498 | -0.605 | -0.708 | -0.811 | -0.905 | -0.987 | -1.055 | -1.109
Hydrogen Evolution | Srg_BB005 | MW | SSEN (SHEPD) | Kintore |  | 0 | 0 | 0 | 0 | -0.027 | -0.047 | -0.1 | -0.18 | -0.31 | -0.507 | -0.8 | -1.224 | -1.811 | -2.599 | -3.629 | -4.945 | -6.576 | -8.587 | -10.975 | -13.706 | -16.645 | -19.481 | -22.33 | -24.913 | -27.154 | -29.035 | -30.515
Hydrogen Evolution | Srg_BB005 | MW | SSEN (SHEPD) | Lairg |  | 0 | 0 | 0 | 0 | -0.005 | -0.009 | -0.02 | -0.036 | -0.062 | -0.101 | -0.16 | -0.245 | -0.363 | -0.52 | -0.726 | -0.99 | -1.316 | -1.719 | -2.197 | -2.743 | -3.331 | -3.899 | -4.469 | -4.986 | -5.435 | -5.811 | -6.108
Hydrogen Evolution | Srg_BB005 | MW | SSEN (SHEPD) | Lunanhead |  | 0 | 0 | 0 | 0 | -0.02 | -0.035 | -0.074 | -0.133 | -0.229 | -0.374 | -0.591 | -0.904 | -1.337 | -1.918 | -2.679 | -3.651 | -4.855 | -6.34 | -8.103 | -10.119 | -12.289 | -14.383 | -16.486 | -18.393 | -20.048 | -21.437 | -22.53
Hydrogen Evolution | Srg_BB005 | MW | SSEN (SHEPD) | Lyndhurst |  | 0 | 0 | 0 | 0 | -0.007 | -0.012 | -0.025 | -0.045 | -0.077 | -0.126 | -0.198 | -0.304 | -0.449 | -0.644 | -0.9 | -1.226 | -1.631 | -2.13 | -2.722 | -3.399 | -4.128 | -4.831 | -5.538 | -6.178 | -6.734 | -7.2 | -7.568
Hydrogen Evolution | Srg_BB005 | MW | SSEN (SHEPD) | Macduff |  | 0 | 0 | 0 | 0 | -0.004 | -0.006 | -0.014 | -0.024 | -0.042 | -0.069 | -0.109 | -0.167 | -0.247 | -0.354 | -0.495 | -0.674 | -0.897 | -1.171 | -1.497 | -1.869 | -2.27 | -2.657 | -3.045 | -3.397 | -3.703 | -3.96 | -4.161
Hydrogen Evolution | Srg_BB005 | MW | SSEN (SHEPD) | Milton of Craigie |  | 0 | 0 | 0 | 0 | -0.016 | -0.028 | -0.059 | -0.107 | -0.184 | -0.301 | -0.475 | -0.726 | -1.074 | -1.541 | -2.152 | -2.933 | -3.9 | -5.093 | -6.51 | -8.129 | -9.872 | -11.555 | -13.244 | -14.776 | -16.105 | -17.221 | -18.099
Hydrogen Evolution | Srg_BB005 | MW | SSEN (SHEPD) | Mybster |  | 0 | 0 | 0 | 0 | -0.003 | -0.006 | -0.012 | -0.021 | -0.036 | -0.059 | -0.094 | -0.143 | -0.212 | -0.304 | -0.424 | -0.578 | -0.769 | -1.004 | -1.283 | -1.602 | -1.945 | -2.277 | -2.61 | -2.912 | -3.174 | -3.394 | -3.567
Hydrogen Evolution | Srg_BB005 | MW | SSEN (SHEPD) | Nairn |  | 0 | 0 | 0 | 0 | -0.013 | -0.023 | -0.048 | -0.086 | -0.148 | -0.243 | -0.383 | -0.587 | -0.868 | -1.245 | -1.739 | -2.37 | -3.151 | -4.115 | -5.26 | -6.569 | -7.977 | -9.336 | -10.701 | -11.939 | -13.013 | -13.915 | -14.624
Hydrogen Evolution | Srg_BB005 | MW | SSEN (SHEPD) | Orrin |  | 0 | 0 | 0 | 0 | 0 | 0 | 0 | 0 | 0 | 0 | 0 | 0 | 0 | 0 | 0 | 0 | 0 | 0 | 0 | 0 | 0 | 0 | 0 | 0 | 0 | 0 | 0
Hydrogen Evolution | Srg_BB005 | MW | SSEN (SHEPD) | Persley |  | 0 | 0 | 0 | 0 | -0.017 | -0.029 | -0.061 | -0.109 | -0.188 | -0.308 | -0.486 | -0.744 | -1.1 | -1.579 | -2.205 | -3.004 | -3.995 | -5.217 | -6.667 | -8.326 | -10.112 | -11.835 | -13.565 | -15.134 | -16.496 | -17.638 | -18.537
Hydrogen Evolution | Srg_BB005 | MW | SSEN (SHEPD) | Peterhead Grange |  | 0 | 0 | 0 | 0 | -0.001 | -0.002 | -0.004 | -0.006 | -0.011 | -0.018 | -0.029 | -0.044 | -0.065 | -0.093 | -0.129 | -0.176 | -0.234 | -0.306 | -0.391 | -0.489 | -0.593 | -0.694 | -0.796 | -0.888 | -0.968 | -1.035 | -1.088
Hydrogen Evolution | Srg_BB005 | MW | SSEN (SHEPD) | Peterhead Shell |  | 0 | 0 | 0 | 0 | 0 | -0.001 | -0.002 | -0.003 | -0.005 | -0.008 | -0.013 | -0.02 | -0.03 | -0.043 | -0.061 | -0.082 | -0.11 | -0.143 | -0.183 | -0.229 | -0.278 | -0.325 | -0.372 | -0.415 | -0.453 | -0.484 | -0.509
Hydrogen Evolution | Srg_BB005 | MW | SSEN (SHEPD) | Port Ann |  | 0 | 0 | 0 | 0 | 0 | 0 | 0 | 0 | 0 | 0 | 0 | 0 | 0 | 0 | 0 | 0 | 0 | 0 | 0 | 0 | 0 | 0 | 0 | 0 | 0 | 0 | 0
Hydrogen Evolution | Srg_BB005 | MW | SSEN (SHEPD) | Quoich |  | 0 | 0 | 0 | 0 | -0.002 | -0.003 | -0.006 | -0.01 | -0.018 | -0.029 | -0.046 | -0.07 | -0.104 | -0.149 | -0.209 | -0.284 | -0.378 | -0.493 | -0.631 | -0.788 | -0.956 | -1.119 | -1.283 | -1.432 | -1.56 | -1.668 | -1.754
Hydrogen Evolution | Srg_BB005 | MW | SSEN (SHEPD) | Rannoch |  | 0 | 0 | 0 | 0 | -0.015 | -0.026 | -0.054 | -0.097 | -0.167 | -0.273 | -0.432 | -0.66 | -0.977 | -1.402 | -1.958 | -2.668 | -3.549 | -4.634 | -5.923 | -7.396 | -8.982 | -10.513 | -12.05 | -13.444 | -14.653 | -15.668 | -16.467
Hydrogen Evolution | Srg_BB005 | MW | SSEN (SHEPD) | Redmoss |  | 0 | 0 | 0 | 0 | -0.007 | -0.012 | -0.026 | -0.047 | -0.081 | -0.133 | -0.21 | -0.321 | -0.476 | -0.682 | -0.953 | -1.298 | -1.726 | -2.255 | -2.881 | -3.598 | -4.37 | -5.115 | -5.862 | -6.541 | -7.129 | -7.623 | -8.011
Hydrogen Evolution | Srg_BB005 | MW | SSEN (SHEPD) | Rothienorman |  | 0 | 0 | 0 | 0 | -0.005 | -0.009 | -0.019 | -0.034 | -0.059 | -0.096 | -0.152 | -0.233 | -0.344 | -0.494 | -0.69 | -0.94 | -1.25 | -1.633 | -2.087 | -2.606 | -3.165 | -3.704 | -4.246 | -4.737 | -5.163 | -5.521 | -5.802
Hydrogen Evolution | Srg_BB005 | MW | SSEN (SHEPD) | Shin |  | 0 | 0 | 0 | 0 | -0.003 | -0.004 | -0.009 | -0.016 | -0.028 | -0.046 | -0.073 | -0.112 | -0.166 | -0.238 | -0.333 | -0.453 | -0.603 | -0.787 | -1.006 | -1.256 | -1.525 | -1.785 | -2.046 | -2.283 | -2.488 | -2.661 | -2.796
Hydrogen Evolution | Srg_BB005 | MW | SSEN (SHEPD) | Sloy |  | 0 | 0 | 0 | 0 | -0.006 | -0.011 | -0.023 | -0.042 | -0.072 | -0.118 | -0.186 | -0.285 | -0.422 | -0.605 | -0.845 | -1.152 | -1.532 | -2.001 | -2.557 | -3.193 | -3.878 | -4.539 | -5.202 | -5.804 | -6.326 | -6.765 | -7.109
Hydrogen Evolution | Srg_BB005 | MW | SSEN (SHEPD) | St Fergus Gas Terminal |  | 0 | 0 | 0 | 0 | -0.001 | -0.002 | -0.004 | -0.007 | -0.012 | -0.02 | -0.031 | -0.047 | -0.07 | -0.101 | -0.141 | -0.191 | -0.255 | -0.333 | -0.425 | -0.531 | -0.645 | -0.754 | -0.865 | -0.965 | -1.051 | -1.124 | -1.182
Hydrogen Evolution | Srg_BB005 | MW | SSEN (SHEPD) | St Fillans |  | 0 | 0 | 0 | 0 | -0.004 | -0.007 | -0.014 | -0.026 | -0.044 | -0.072 | -0.114 | -0.174 | -0.258 | -0.37 | -0.516 | -0.704 | -0.936 | -1.222 | -1.562 | -1.95 | -2.368 | -2.772 | -3.177 | -3.545 | -3.864 | -4.131 | -4.342
Hydrogen Evolution | Srg_BB005 | MW | SSEN (SHEPD) | Stannahs Gate |  | 0 | 0 | 0 | 0 | -0.002 | -0.004 | -0.008 | -0.015 | -0.026 | -0.042 | -0.066 | -0.101 | -0.15 | -0.215 | -0.3 | -0.409 | -0.544 | -0.71 | -0.908 | -1.134 | -1.377 | -1.612 | -1.847 | -2.061 | -2.246 | -2.402 | -2.524
Hydrogen Evolution | Srg_BB005 | MW | SSEN (SHEPD) | Stornoway |  | 0 | 0 | 0 | 0 | 0 | 0 | -0.022 | -0.039 | -0.067 | -0.109 | -0.172 | -0.264 | -0.39 | -0.56 | -0.782 | -1.065 | -1.416 | -1.85 | -2.364 | -2.952 | -3.585 | -4.196 | -4.81 | -5.366 | -5.849 | -6.254 | -6.573
Hydrogen Evolution | Srg_BB005 | MW | SSEN (SHEPD) | Strichen |  | 0 | 0 | 0 | 0 | -0.017 | -0.029 | -0.062 | -0.111 | -0.191 | -0.312 | -0.493 | -0.754 | -1.116 | -1.601 | -2.236 | -3.047 | -4.052 | -5.291 | -6.762 | -8.445 | -10.256 | -12.003 | -13.758 | -15.35 | -16.731 | -17.89 | -18.802
Hydrogen Evolution | Srg_BB005 | MW | SSEN (SHEPD) | Tarland |  | 0 | 0 | 0 | 0 | -0.039 | -0.068 | -0.143 | -0.257 | -0.444 | -0.726 | -1.147 | -1.754 | -2.596 | -3.724 | -5.2 | -7.086 | -9.423 | -12.306 | -15.728 | -19.641 | -23.853 | -27.917 | -31.999 | -35.701 | -38.913 | -41.609 | -43.729
Hydrogen Evolution | Srg_BB005 | MW | SSEN (SHEPD) | Taynuilt |  | 0 | 0 | 0 | 0 | -0.014 | -0.024 | -0.052 | -0.093 | -0.16 | -0.261 | -0.412 | -0.631 | -0.933 | -1.339 | -1.87 | -2.548 | -3.389 | -4.425 | -5.656 | -7.063 | -8.577 | -10.039 | -11.507 | -12.838 | -13.993 | -14.962 | -15.725
Hydrogen Evolution | Srg_BB005 | MW | SSEN (SHEPD) | Thurso |  | 0 | 0 | 0 | 0 | -0.004 | -0.007 | -0.016 | -0.028 | -0.048 | -0.079 | -0.124 | -0.19 | -0.281 | -0.403 | -0.563 | -0.767 | -1.02 | -1.332 | -1.703 | -2.126 | -2.582 | -3.022 | -3.464 | -3.865 | -4.213 | -4.504 | -4.734
Hydrogen Evolution | Srg_BB005 | MW | SSEN (SHEPD) | Tummel Bridge |  | 0 | 0 | 0 | 0 | 0 | 0 | 0 | 0 | 0 | 0 | 0 | 0 | 0 | 0 | 0 | 0 | 0 | 0 | 0 | 0 | 0 | 0 | 0 | 0 | 0 | 0 | 0
Hydrogen Evolution | Srg_BB005 | MW | SSEN (SHEPD) | Willowdale |  | 0 | 0 | 0 | 0 | -0.002 | -0.004 | -0.008 | -0.013 | -0.023 | -0.038 | -0.06 | -0.092 | -0.136 | -0.195 | -0.272 | -0.371 | -0.494 | -0.645 | -0.824 | -1.029 | -1.249 | -1.462 | -1.676 | -1.87 | -2.038 | -2.179 | -2.29
Hydrogen Evolution | Srg_BB005 | MW | SSEN (SHEPD) | Woodhill |  | 0 | 0 | 0 | 0 | -0.01 | -0.017 | -0.035 | -0.063 | -0.109 | -0.178 | -0.281 | -0.43 | -0.636 | -0.913 | -1.275 | -1.737 | -2.31 | -3.016 | -3.855 | -4.814 | -5.847 | -6.843 | -7.843 | -8.751 | -9.538 | -10.199 | -10.718
Hydrogen Evolution | Srg_BB005 | MW | SSEN South | Acton Lane 66kV |  | 0 | 0 | 0 | 0 | -0.003 | -0.006 | -0.013 | -0.023 | -0.039 | -0.064 | -0.102 | -0.155 | -0.23 | -0.33 | -0.461 | -0.628 | -0.835 | -1.09 | -1.393 | -1.74 | -2.113 | -2.473 | -2.835 | -3.163 | -3.447 | -3.686 | -3.874
Hydrogen Evolution | Srg_BB005 | MW | SSEN South | Axminster H |  | 0 | 0 | 0 | 0 | -0.024 | -0.041 | -0.087 | -0.156 | -0.269 | -0.441 | -0.696 | -1.065 | -1.576 | -2.261 | -3.157 | -4.302 | -5.721 | -7.471 | -9.548 | -11.924 | -14.481 | -16.948 | -19.426 | -21.673 | -23.623 | -25.26 | -26.548
Hydrogen Evolution | Srg_BB005 | MW | SSEN South | Botley Wood |  | 0 | 0 | 0 | 0 | -0.045 | -0.079 | -0.166 | -0.299 | -0.515 | -0.843 | -1.332 | -2.037 | -3.014 | -4.324 | -6.039 | -8.229 | -10.943 | -14.29 | -18.263 | -22.808 | -27.698 | -32.418 | -37.158 | -41.456 | -45.186 | -48.316 | -50.779
Hydrogen Evolution | Srg_BB005 | MW | SSEN South | Bramley |  | 0 | 0 | 0 | 0 | -0.391 | -0.679 | -1.432 | -2.572 | -4.432 | -7.254 | -11.455 | -17.522 | -25.932 | -37.201 | -51.953 | -70.795 | -94.143 | -122.94 | -157.125 | -196.222 | -238.296 | -278.901 | -319.677 | -356.656 | -388.746 | -415.678 | -436.867
Hydrogen Evolution | Srg_BB005 | MW | SSEN South | Canal Bank (Willesden 66kV) |  | 0 | 0 | 0 | 0 | -0.003 | -0.006 | -0.013 | -0.023 | -0.039 | -0.064 | -0.102 | -0.155 | -0.23 | -0.33 | -0.461 | -0.628 | -0.835 | -1.09 | -1.393 | -1.74 | -2.113 | -2.473 | -2.835 | -3.163 | -3.447 | -3.686 | -3.874
Hydrogen Evolution | Srg_BB005 | MW | SSEN South | Chickerell |  | 0 | 0 | 0 | 0 | -0.036 | -0.063 | -0.132 | -0.238 | -0.41 | -0.671 | -1.059 | -1.62 | -2.397 | -3.439 | -4.803 | -6.544 | -8.703 | -11.365 | -14.525 | -18.139 | -22.028 | -25.782 | -29.551 | -32.97 | -35.936 | -38.426 | -40.384
Hydrogen Evolution | Srg_BB005 | MW | SSEN South | Cowley |  | 0 | 0 | 0 | 0 | -0.236 | -0.411 | -0.866 | -1.554 | -2.678 | -4.384 | -6.923 | -10.59 | -15.673 | -22.483 | -31.399 | -42.786 | -56.897 | -74.301 | -94.961 | -118.59 | -144.018 | -168.558 | -193.202 | -215.551 | -234.945 | -251.222 | -264.028
Hydrogen Evolution | Srg_BB005 | MW | SSEN South | Ealing |  | 0 | 0 | 0 | 0 | -0.049 | -0.084 | -0.178 | -0.319 | -0.55 | -0.9 | -1.422 | -2.175 | -3.218 | -4.617 | -6.447 | -8.786 | -11.683 | -15.257 | -19.499 | -24.351 | -29.573 | -34.612 | -39.672 | -44.261 | -48.244 | -51.586 | -54.215
Hydrogen Evolution | Srg_BB005 | MW | SSEN South | East Claydon |  | 0 | 0 | 0 | 0 | -0.233 | -0.406 | -0.855 | -1.535 | -2.646 | -4.331 | -6.839 | -10.461 | -15.482 | -22.209 | -31.016 | -42.264 | -56.203 | -73.395 | -93.803 | -117.143 | -142.261 | -166.502 | -190.846 | -212.922 | -232.079 | -248.158 | -260.807
Hydrogen Evolution | Srg_BB005 | MW | SSEN South | Fawley |  | 0 | 0 | 0 | 0 | -0.044 | -0.076 | -0.16 | -0.288 | -0.496 | -0.812 | -1.282 | -1.961 | -2.902 | -4.163 | -5.813 | -7.922 | -10.534 | -13.756 | -17.582 | -21.956 | -26.664 | -31.208 | -35.77 | -39.908 | -43.499 | -46.512 | -48.883
Hydrogen Evolution | Srg_BB005 | MW | SSEN South | Fleet |  | 0 | 0 | 0 | 0 | -0.391 | -0.679 | -1.432 | -2.572 | -4.432 | -7.254 | -11.455 | -17.522 | -25.932 | -37.201 | -51.953 | -70.795 | -94.143 | -122.94 | -157.125 | -196.222 | -238.296 | -278.901 | -319.677 | -356.656 | -388.746 | -415.678 | -436.867
Hydrogen Evolution | Srg_BB005 | MW | SSEN South | Greenford (Willesden 66kV) |  | 0 | 0 | 0 | 0 | -0.003 | -0.006 | -0.013 | -0.023 | -0.039 | -0.064 | -0.102 | -0.155 | -0.23 | -0.33 | -0.461 | -0.628 | -0.835 | -1.09 | -1.393 | -1.74 | -2.113 | -2.473 | -2.835 | -3.163 | -3.447 | -3.686 | -3.874
Hydrogen Evolution | Srg_BB005 | MW | SSEN South | Iver 132kV |  | 0 | 0 | 0 | 0 | -0.101 | -0.175 | -0.369 | -0.662 | -1.142 | -1.869 | -2.951 | -4.513 | -6.68 | -9.582 | -13.382 | -18.236 | -24.25 | -31.668 | -40.473 | -50.544 | -61.382 | -71.841 | -82.345 | -91.87 | -100.136 | -107.073 | -112.531
Hydrogen Evolution | Srg_BB005 | MW | SSEN South | Iver 66kV |  | 0 | 0 | 0 | 0 | -0.043 | -0.075 | -0.158 | -0.284 | -0.489 | -0.801 | -1.265 | -1.934 | -2.863 | -4.107 | -5.735 | -7.815 | -10.393 | -13.572 | -17.346 | -21.662 | -26.307 | -30.789 | -35.291 | -39.373 | -42.915 | -45.889 | -48.228
Hydrogen Evolution | Srg_BB005 | MW | SSEN South | Laleham |  | 0 | 0 | 0 | 0 | -0.053 | -0.092 | -0.195 | -0.35 | -0.603 | -0.987 | -1.559 | -2.384 | -3.529 | -5.062 | -7.07 | -9.634 | -12.811 | -16.73 | -21.382 | -26.702 | -32.428 | -37.954 | -43.503 | -48.535 | -52.902 | -56.567 | -59.45
Hydrogen Evolution | Srg_BB005 | MW | SSEN South | Loudwater (Amersham) |  | 0 | 0 | 0 | 0 | -0.018 | -0.03 | -0.064 | -0.115 | -0.199 | -0.325 | -0.514 | -0.786 | -1.163 | -1.668 | -2.33 | -3.175 | -4.222 | -5.513 | -7.046 | -8.8 | -10.686 | -12.507 | -14.336 | -15.994 | -17.434 | -18.641 | -19.592
Hydrogen Evolution | Srg_BB005 | MW | SSEN South | Lovedean |  | 0 | 0 | 0 | 0 | -0.183 | -0.318 | -0.671 | -1.204 | -2.075 | -3.397 | -5.364 | -8.205 | -12.143 | -17.42 | -24.328 | -33.151 | -44.084 | -57.569 | -73.577 | -91.884 | -111.586 | -130.6 | -149.695 | -167.011 | -182.037 | -194.649 | -204.571
Hydrogen Evolution | Srg_BB005 | MW | SSEN South | Mannington |  | 0 | 0 | 0 | 0 | -0.309 | -0.536 | -1.131 | -2.031 | -3.5 | -5.729 | -9.047 | -13.839 | -20.481 | -29.381 | -41.032 | -55.913 | -74.352 | -97.096 | -124.095 | -154.973 | -188.203 | -220.272 | -252.477 | -281.682 | -307.026 | -328.297 | -345.031
Hydrogen Evolution | Srg_BB005 | MW | SSEN South | Melksham |  | 0 | 0 | 0 | 0 | -0.186 | -0.323 | -0.68 | -1.221 | -2.104 | -3.445 | -5.439 | -8.32 | -12.314 | -17.664 | -24.669 | -33.616 | -44.702 | -58.376 | -74.609 | -93.173 | -113.151 | -132.432 | -151.794 | -169.353 | -184.591 | -197.379 | -207.44
Hydrogen Evolution | Srg_BB005 | MW | SSEN South | Minety |  | 0 | 0 | 0 | 0 | -0.182 | -0.316 | -0.667 | -1.197 | -2.063 | -3.377 | -5.333 | -8.157 | -12.072 | -17.318 | -24.185 | -32.956 | -43.825 | -57.231 | -73.145 | -91.345 | -110.931 | -129.834 | -148.816 | -166.03 | -180.968 | -193.506 | -203.369
Hydrogen Evolution | Srg_BB005 | MW | SSEN South | North Hyde |  | 0 | 0 | 0 | 0 | -0.034 | -0.059 | -0.125 | -0.225 | -0.388 | -0.635 | -1.003 | -1.534 | -2.27 | -3.256 | -4.547 | -6.197 | -8.24 | -10.761 | -13.753 | -17.175 | -20.858 | -24.412 | -27.981 | -31.218 | -34.027 | -36.384 | -38.239
Hydrogen Evolution | Srg_BB005 | MW | SSEN South | Nursling |  | 0 | 0 | 0 | 0 | -0.143 | -0.249 | -0.524 | -0.942 | -1.623 | -2.656 | -4.195 | -6.416 | -9.495 | -13.622 | -19.023 | -25.922 | -34.471 | -45.016 | -57.533 | -71.849 | -87.255 | -102.123 | -117.054 | -130.594 | -142.344 | -152.205 | -159.964
Hydrogen Evolution | Srg_BB005 | MW | SSEN South | Perivale (Willesden 66kV) |  | 0 | 0 | 0 | 0 | -0.003 | -0.006 | -0.013 | -0.023 | -0.039 | -0.064 | -0.102 | -0.155 | -0.23 | -0.33 | -0.461 | -0.628 | -0.835 | -1.09 | -1.393 | -1.74 | -2.113 | -2.473 | -2.835 | -3.163 | -3.447 | -3.686 | -3.874
Hydrogen Evolution | Srg_BB005 | MW | SSEN South | Wesley Avenue (Willesden 66kV) |  | 0 | 0 | 0 | 0 | -0.003 | -0.006 | -0.013 | -0.023 | -0.039 | -0.064 | -0.102 | -0.155 | -0.23 | -0.33 | -0.461 | -0.628 | -0.835 | -1.09 | -1.393 | -1.74 | -2.113 | -2.473 | -2.835 | -3.163 | -3.447 | -3.686 | -3.874
Hydrogen Evolution | Srg_BB005 | MW | UKPN Eastern | Amersham Main |  | 0 | 0 | 0 | 0 | -0.039 | -0.068 | -0.144 | -0.258 | -0.445 | -0.728 | -1.15 | -1.759 | -2.603 | -3.734 | -5.215 | -7.107 | -9.451 | -12.341 | -15.773 | -19.698 | -23.922 | -27.998 | -32.091 | -35.803 | -39.025 | -41.728 | -43.855
Hydrogen Evolution | Srg_BB005 | MW | UKPN Eastern | Barking (Eastern) |  | 0 | 0 | 0 | 0 | -0.017 | -0.029 | -0.062 | -0.111 | -0.192 | -0.314 | -0.496 | -0.759 | -1.123 | -1.61 | -2.249 | -3.065 | -4.075 | -5.322 | -6.802 | -8.494 | -10.315 | -12.073 | -13.838 | -15.439 | -16.828 | -17.994 | -18.911
Hydrogen Evolution | Srg_BB005 | MW | UKPN Eastern | Braintree |  | 0 | 0 | 0 | 0 | -0.071 | -0.123 | -0.259 | -0.465 | -0.801 | -1.311 | -2.071 | -3.168 | -4.688 | -6.725 | -9.392 | -12.799 | -17.02 | -22.226 | -28.406 | -35.474 | -43.08 | -50.421 | -57.793 | -64.478 | -70.28 | -75.149 | -78.979
Hydrogen Evolution | Srg_BB005 | MW | UKPN Eastern | Bramford |  | 0 | 0 | 0 | 0 | -0.336 | -0.583 | -1.23 | -2.209 | -3.807 | -6.231 | -9.839 | -15.05 | -22.274 | -31.953 | -44.624 | -60.807 | -80.861 | -105.596 | -134.958 | -168.54 | -204.678 | -239.554 | -274.578 | -306.34 | -333.903 | -357.036 | -375.235
Hydrogen Evolution | Srg_BB005 | MW | UKPN Eastern | Brimsdown |  | 0 | 0 | 0 | 0 | -0.114 | -0.198 | -0.417 | -0.748 | -1.289 | -2.11 | -3.332 | -5.096 | -7.542 | -10.819 | -15.11 | -20.59 | -27.38 | -35.755 | -45.697 | -57.068 | -69.305 | -81.114 | -92.973 | -103.728 | -113.061 | -120.894 | -127.056
Hydrogen Evolution | Srg_BB005 | MW | UKPN Eastern | Burwell Main |  | 0 | 0 | 0 | 0 | -0.114 | -0.198 | -0.418 | -0.75 | -1.293 | -2.116 | -3.341 | -5.11 | -7.563 | -10.85 | -15.152 | -20.648 | -27.457 | -35.856 | -45.827 | -57.23 | -69.501 | -81.343 | -93.236 | -104.021 | -113.381 | -121.236 | -127.415
Hydrogen Evolution | Srg_BB005 | MW | UKPN Eastern | Clacton (Bramford) |  | 0 | 0 | 0 | 0 | 0 | 0 | 0 | 0 | 0 | 0 | 0 | 0 | 0 | 0 | 0 | 0 | 0 | 0 | 0 | 0 | 0 | 0 | 0 | 0 | 0 | 0 | 0
Hydrogen Evolution | Srg_BB005 | MW | UKPN Eastern | Eaton Socon |  | 0 | 0 | 0 | 0 | -0.139 | -0.241 | -0.508 | -0.911 | -1.571 | -2.571 | -4.06 | -6.211 | -9.192 | -13.186 | -18.415 | -25.093 | -33.369 | -43.576 | -55.693 | -69.551 | -84.464 | -98.856 | -113.31 | -126.417 | -137.791 | -147.337 | -154.847
Hydrogen Evolution | Srg_BB005 | MW | UKPN Eastern | Elstree |  | 0 | 0 | 0 | 0 | -0.124 | -0.215 | -0.453 | -0.814 | -1.403 | -2.296 | -3.626 | -5.546 | -8.208 | -11.774 | -16.444 | -22.407 | -29.797 | -38.912 | -49.731 | -62.106 | -75.423 | -88.275 | -101.181 | -112.885 | -123.041 | -131.566 | -138.272
Hydrogen Evolution | Srg_BB005 | MW | UKPN Eastern | Mill Hill |  | 0 | 0 | 0 | 0 | -0.052 | -0.091 | -0.191 | -0.343 | -0.591 | -0.967 | -1.527 | -2.336 | -3.458 | -4.96 | -6.927 | -9.44 | -12.553 | -16.393 | -20.951 | -26.164 | -31.774 | -37.188 | -42.626 | -47.556 | -51.835 | -55.426 | -58.251
Hydrogen Evolution | Srg_BB005 | MW | UKPN Eastern | Norwich Main |  | 0 | 0 | 0 | 0 | -0.177 | -0.308 | -0.65 | -1.166 | -2.01 | -3.29 | -5.196 | -7.948 | -11.762 | -16.873 | -23.564 | -32.111 | -42.701 | -55.762 | -71.268 | -89.001 | -108.085 | -126.502 | -144.997 | -161.77 | -176.325 | -188.54 | -198.151
Hydrogen Evolution | Srg_BB005 | MW | UKPN Eastern | Pelham |  | 0 | 0 | 0 | 0 | -0.236 | -0.41 | -0.865 | -1.553 | -2.677 | -4.382 | -6.92 | -10.585 | -15.666 | -22.473 | -31.385 | -42.767 | -56.871 | -74.268 | -94.919 | -118.538 | -143.954 | -168.484 | -193.117 | -215.456 | -234.841 | -251.111 | -263.911
Hydrogen Evolution | Srg_BB005 | MW | UKPN Eastern | Rayleigh |  | 0 | 0 | 0 | 0 | -0.216 | -0.376 | -0.793 | -1.424 | -2.454 | -4.017 | -6.344 | -9.703 | -14.361 | -20.601 | -28.77 | -39.204 | -52.133 | -68.08 | -87.011 | -108.662 | -131.961 | -154.446 | -177.027 | -197.505 | -215.275 | -230.189 | -241.923
Hydrogen Evolution | Srg_BB005 | MW | UKPN Eastern | Rye House |  | 0 | 0 | 0 | 0 | -0.148 | -0.256 | -0.541 | -0.971 | -1.673 | -2.739 | -4.325 | -6.616 | -9.791 | -14.046 | -19.616 | -26.73 | -35.545 | -46.418 | -59.325 | -74.087 | -89.973 | -105.304 | -120.7 | -134.662 | -146.778 | -156.946 | -164.946
Hydrogen Evolution | Srg_BB005 | MW | UKPN Eastern | Sheringham Shoal (Norwich) |  | 0 | 0 | 0 | 0 | 0 | 0 | 0 | 0 | 0 | 0 | 0 | 0 | 0 | 0 | 0 | 0 | 0 | 0 | 0 | 0 | 0 | 0 | 0 | 0 | 0 | 0 | 0
Hydrogen Evolution | Srg_BB005 | MW | UKPN Eastern | Sundon |  | 0 | 0 | 0 | 0 | -0.287 | -0.498 | -1.051 | -1.886 | -3.251 | -5.321 | -8.403 | -12.853 | -19.022 | -27.288 | -38.109 | -51.93 | -69.056 | -90.179 | -115.255 | -143.933 | -174.795 | -204.58 | -234.491 | -261.616 | -285.154 | -304.91 | -320.452
Hydrogen Evolution | Srg_BB005 | MW | UKPN Eastern | Tilbury |  | 0 | 0 | 0 | 0 | -0.077 | -0.133 | -0.281 | -0.504 | -0.868 | -1.421 | -2.244 | -3.433 | -5.081 | -7.289 | -10.179 | -13.871 | -18.446 | -24.088 | -30.786 | -38.446 | -46.69 | -54.646 | -62.635 | -69.88 | -76.168 | -81.445 | -85.596
Hydrogen Evolution | Srg_BB005 | MW | UKPN Eastern | Tottenham |  | 0 | 0 | 0 | 0 | -0.071 | -0.124 | -0.261 | -0.468 | -0.806 | -1.32 | -2.084 | -3.187 | -4.717 | -6.767 | -9.45 | -12.877 | -17.124 | -22.363 | -28.581 | -35.692 | -43.346 | -50.732 | -58.149 | -64.875 | -70.712 | -75.611 | -79.465
Hydrogen Evolution | Srg_BB005 | MW | UKPN Eastern | Walpole (_A) |  | 0 | 0 | 0 | 0 | -0.29 | -0.504 | -1.063 | -1.908 | -3.288 | -5.383 | -8.5 | -13.002 | -19.242 | -27.604 | -38.55 | -52.531 | -69.855 | -91.223 | -116.589 | -145.6 | -176.819 | -206.949 | -237.205 | -264.644 | -288.455 | -308.439 | -324.162
Hydrogen Evolution | Srg_BB005 | MW | UKPN Eastern | Warley |  | 0 | 0 | 0 | 0 | -0.102 | -0.177 | -0.374 | -0.672 | -1.158 | -1.895 | -2.993 | -4.578 | -6.776 | -9.72 | -13.574 | -18.497 | -24.597 | -32.122 | -41.053 | -51.269 | -62.261 | -72.871 | -83.525 | -93.186 | -101.571 | -108.608 | -114.144
Hydrogen Evolution | Srg_BB005 | MW | UKPN Eastern | Watford South |  | 0 | 0 | 0 | 0 | -0.089 | -0.154 | -0.326 | -0.585 | -1.008 | -1.65 | -2.605 | -3.985 | -5.898 | -8.46 | -11.815 | -16.1 | -21.41 | -27.959 | -35.734 | -44.625 | -54.193 | -63.428 | -72.701 | -81.111 | -88.409 | -94.534 | -99.353
Hydrogen Evolution | Srg_BB005 | MW | UKPN Eastern | West Thurrock |  | 0 | 0 | 0 | 0 | -0.003 | -0.006 | -0.012 | -0.022 | -0.038 | -0.061 | -0.097 | -0.148 | -0.22 | -0.315 | -0.44 | -0.6 | -0.797 | -1.041 | -1.331 | -1.662 | -2.018 | -2.362 | -2.708 | -3.021 | -3.293 | -3.521 | -3.7
Hydrogen Evolution | Srg_BB005 | MW | UKPN Eastern | Wymondley |  | 0 | 0 | 0 | 0 | -0.178 | -0.309 | -0.652 | -1.17 | -2.017 | -3.301 | -5.213 | -7.975 | -11.802 | -16.931 | -23.644 | -32.22 | -42.845 | -55.952 | -71.51 | -89.303 | -108.451 | -126.931 | -145.489 | -162.319 | -176.923 | -189.181 | -198.824
Hydrogen Evolution | Srg_BB005 | MW | UKPN London | Acton Lane 22kV |  | 0 | 0 | 0 | 0 | -0.006 | -0.01 | -0.021 | -0.038 | -0.065 | -0.107 | -0.168 | -0.257 | -0.381 | -0.546 | -0.763 | -1.04 | -1.383 | -1.806 | -2.308 | -2.882 | -3.5 | -4.096 | -4.695 | -5.238 | -5.709 | -6.105 | -6.416
Hydrogen Evolution | Srg_BB005 | MW | UKPN London | Barking (London) |  | 0 | 0 | 0 | 0 | -0.006 | -0.011 | -0.023 | -0.042 | -0.072 | -0.118 | -0.186 | -0.285 | -0.422 | -0.605 | -0.845 | -1.152 | -1.532 | -2 | -2.556 | -3.192 | -3.877 | -4.537 | -5.201 | -5.802 | -6.324 | -6.762 | -7.107
Hydrogen Evolution | Srg_BB005 | MW | UKPN London | Barking West |  | 0 | 0 | 0 | 0 | -0.043 | -0.075 | -0.158 | -0.284 | -0.489 | -0.8 | -1.264 | -1.933 | -2.861 | -4.104 | -5.732 | -7.811 | -10.387 | -13.564 | -17.336 | -21.649 | -26.291 | -30.771 | -35.27 | -39.35 | -42.89 | -45.862 | -48.2
Hydrogen Evolution | Srg_BB005 | MW | UKPN London | Beddington LPN |  | 0 | 0 | 0 | 0 | -0.029 | -0.05 | -0.105 | -0.189 | -0.326 | -0.533 | -0.842 | -1.288 | -1.906 | -2.734 | -3.819 | -5.204 | -6.92 | -9.036 | -11.549 | -14.423 | -17.515 | -20.5 | -23.497 | -26.215 | -28.574 | -30.553 | -32.11
Hydrogen Evolution | Srg_BB005 | MW | UKPN London | City Road |  | 0 | 0 | 0 | 0 | -0.009 | -0.015 | -0.032 | -0.057 | -0.098 | -0.161 | -0.254 | -0.389 | -0.575 | -0.825 | -1.152 | -1.57 | -2.088 | -2.727 | -3.485 | -4.352 | -5.285 | -6.186 | -7.091 | -7.911 | -8.622 | -9.22 | -9.69
Hydrogen Evolution | Srg_BB005 | MW | UKPN London | Hackney 132kV |  | 0 | 0 | 0 | 0 | -0.034 | -0.058 | -0.123 | -0.221 | -0.38 | -0.622 | -0.983 | -1.504 | -2.225 | -3.192 | -4.458 | -6.075 | -8.078 | -10.549 | -13.483 | -16.838 | -20.448 | -23.932 | -27.431 | -30.605 | -33.358 | -35.669 | -37.487
Hydrogen Evolution | Srg_BB005 | MW | UKPN London | Hackney 66kV |  | 0 | 0 | 0 | 0 | -0.022 | -0.037 | -0.079 | -0.142 | -0.244 | -0.4 | -0.631 | -0.966 | -1.429 | -2.051 | -2.864 | -3.902 | -5.189 | -6.777 | -8.661 | -10.816 | -13.136 | -15.374 | -17.622 | -19.66 | -21.429 | -22.914 | -24.082
Hydrogen Evolution | Srg_BB005 | MW | UKPN London | Hurst |  | 0 | 0 | 0 | 0 | -0.056 | -0.097 | -0.204 | -0.366 | -0.632 | -1.034 | -1.632 | -2.497 | -3.695 | -5.301 | -7.403 | -10.088 | -13.415 | -17.519 | -22.39 | -27.961 | -33.957 | -39.743 | -45.554 | -50.823 | -55.396 | -59.234 | -62.253
Hydrogen Evolution | Srg_BB005 | MW | UKPN London | Islington |  | 0 | 0 | 0 | 0 | -0.011 | -0.019 | -0.04 | -0.072 | -0.125 | -0.204 | -0.322 | -0.493 | -0.729 | -1.046 | -1.46 | -1.99 | -2.647 | -3.456 | -4.417 | -5.516 | -6.699 | -7.84 | -8.987 | -10.026 | -10.928 | -11.685 | -12.281
Hydrogen Evolution | Srg_BB005 | MW | UKPN London | Littlebrook LPN |  | 0 | 0 | 0 | 0 | -0.026 | -0.046 | -0.097 | -0.174 | -0.3 | -0.491 | -0.775 | -1.185 | -1.754 | -2.517 | -3.515 | -4.789 | -6.369 | -8.317 | -10.63 | -13.275 | -16.121 | -18.868 | -21.627 | -24.128 | -26.299 | -28.121 | -29.555
Hydrogen Evolution | Srg_BB005 | MW | UKPN London | Lodge Road (St John's Wood) |  | 0 | 0 | 0 | 0 | -0.023 | -0.041 | -0.086 | -0.155 | -0.266 | -0.436 | -0.688 | -1.053 | -1.558 | -2.235 | -3.122 | -4.254 | -5.657 | -7.388 | -9.442 | -11.791 | -14.319 | -16.759 | -19.21 | -21.432 | -23.36 | -24.978 | -26.251
Hydrogen Evolution | Srg_BB005 | MW | UKPN London | New Cross 66kV |  | 0 | 0 | 0 | 0 | -0.044 | -0.077 | -0.162 | -0.292 | -0.503 | -0.823 | -1.299 | -1.987 | -2.941 | -4.219 | -5.892 | -8.029 | -10.677 | -13.943 | -17.82 | -22.254 | -27.026 | -31.631 | -36.256 | -40.45 | -44.089 | -47.144 | -49.547
Hydrogen Evolution | Srg_BB005 | MW | UKPN London | Redbridge |  | 0 | 0 | 0 | 0 | -0.027 | -0.047 | -0.099 | -0.178 | -0.306 | -0.501 | -0.791 | -1.21 | -1.79 | -2.568 | -3.587 | -4.888 | -6.5 | -8.488 | -10.848 | -13.548 | -16.453 | -19.256 | -22.071 | -24.624 | -26.84 | -28.7 | -30.162
Hydrogen Evolution | Srg_BB005 | MW | UKPN London | St John's Wood |  | 0 | 0 | 0 | 0 | -0.034 | -0.059 | -0.125 | -0.224 | -0.387 | -0.633 | -1 | -1.529 | -2.263 | -3.247 | -4.535 | -6.179 | -8.217 | -10.731 | -13.714 | -17.127 | -20.799 | -24.343 | -27.902 | -31.13 | -33.931 | -36.282 | -38.131
Hydrogen Evolution | Srg_BB005 | MW | UKPN London | West Ham |  | 0 | 0 | 0 | 0 | -0.035 | -0.061 | -0.129 | -0.232 | -0.4 | -0.655 | -1.035 | -1.582 | -2.342 | -3.36 | -4.692 | -6.394 | -8.502 | -11.103 | -14.19 | -17.721 | -21.521 | -25.188 | -28.871 | -32.21 | -35.109 | -37.541 | -39.454
Hydrogen Evolution | Srg_BB005 | MW | UKPN London | Willesden 132kV |  | 0 | 0 | 0 | 0 | -0.038 | -0.065 | -0.138 | -0.247 | -0.426 | -0.697 | -1.101 | -1.684 | -2.492 | -3.575 | -4.992 | -6.803 | -9.046 | -11.813 | -15.098 | -18.855 | -22.897 | -26.799 | -30.717 | -34.27 | -37.354 | -39.942 | -41.978
Hydrogen Evolution | Srg_BB005 | MW | UKPN London | Willesden 66kV |  | 0 | 0 | 0 | 0 | -0.007 | -0.012 | -0.025 | -0.045 | -0.077 | -0.126 | -0.199 | -0.304 | -0.451 | -0.646 | -0.903 | -1.23 | -1.636 | -2.136 | -2.73 | -3.409 | -4.14 | -4.846 | -5.554 | -6.197 | -6.754 | -7.222 | -7.591
Hydrogen Evolution | Srg_BB005 | MW | UKPN London | Wimbledon North |  | 0 | 0 | 0 | 0 | -0.005 | -0.009 | -0.019 | -0.033 | -0.057 | -0.094 | -0.148 | -0.227 | -0.335 | -0.481 | -0.672 | -0.915 | -1.217 | -1.59 | -2.032 | -2.537 | -3.081 | -3.606 | -4.134 | -4.612 | -5.027 | -5.375 | -5.649
Hydrogen Evolution | Srg_BB005 | MW | UKPN London | Wimbledon South |  | 0 | 0 | 0 | 0 | -0.093 | -0.162 | -0.342 | -0.614 | -1.059 | -1.733 | -2.737 | -4.186 | -6.196 | -8.888 | -12.413 | -16.915 | -22.493 | -29.373 | -37.541 | -46.882 | -56.935 | -66.636 | -76.379 | -85.214 | -92.881 | -99.316 | -104.378
Hydrogen Evolution | Srg_BB005 | MW | UKPN South East | Beddington SPN |  | 0 | 0 | 0 | 0 | -0.132 | -0.229 | -0.482 | -0.866 | -1.492 | -2.443 | -3.858 | -5.901 | -8.733 | -12.527 | -17.495 | -23.84 | -31.702 | -41.4 | -52.912 | -66.077 | -80.246 | -93.919 | -107.651 | -120.103 | -130.91 | -139.979 | -147.114
Hydrogen Evolution | Srg_BB005 | MW | UKPN South East | Bolney |  | 0 | 0 | 0 | 0 | -0.301 | -0.523 | -1.102 | -1.979 | -3.41 | -5.581 | -8.814 | -13.482 | -19.952 | -28.622 | -39.972 | -54.469 | -72.433 | -94.59 | -120.891 | -150.973 | -183.344 | -214.585 | -245.959 | -274.41 | -299.1 | -319.821 | -336.124
Hydrogen Evolution | Srg_BB005 | MW | UKPN South East | Canterbury |  | 0 | 0 | 0 | 0 | -0.105 | -0.183 | -0.386 | -0.693 | -1.194 | -1.954 | -3.086 | -4.721 | -6.987 | -10.023 | -13.998 | -19.074 | -25.365 | -33.123 | -42.334 | -52.868 | -64.203 | -75.143 | -86.13 | -96.093 | -104.739 | -111.995 | -117.704
Hydrogen Evolution | Srg_BB005 | MW | UKPN South East | Chessington |  | 0 | 0 | 0 | 0 | -0.087 | -0.15 | -0.317 | -0.57 | -0.982 | -1.607 | -2.538 | -3.882 | -5.745 | -8.242 | -11.51 | -15.684 | -20.857 | -27.237 | -34.81 | -43.472 | -52.793 | -61.789 | -70.822 | -79.015 | -86.124 | -92.091 | -96.785
Hydrogen Evolution | Srg_BB005 | MW | UKPN South East | Kemsley |  | 0 | 0 | 0 | 0 | -0.067 | -0.116 | -0.244 | -0.438 | -0.755 | -1.236 | -1.952 | -2.986 | -4.42 | -6.34 | -8.854 | -12.066 | -16.045 | -20.953 | -26.779 | -33.443 | -40.613 | -47.534 | -54.483 | -60.786 | -66.255 | -70.845 | -74.456
Hydrogen Evolution | Srg_BB005 | MW | UKPN South East | Kingsnorth |  | 0 | 0 | 0 | 0 | -0.071 | -0.123 | -0.26 | -0.467 | -0.804 | -1.316 | -2.078 | -3.179 | -4.705 | -6.749 | -9.425 | -12.844 | -17.08 | -22.304 | -28.506 | -35.599 | -43.232 | -50.599 | -57.997 | -64.705 | -70.527 | -75.413 | -79.257
Hydrogen Evolution | Srg_BB005 | MW | UKPN South East | Littlebrook SPN |  | 0 | 0 | 0 | 0 | -0.007 | -0.011 | -0.024 | -0.043 | -0.074 | -0.122 | -0.193 | -0.295 | -0.436 | -0.625 | -0.873 | -1.19 | -1.582 | -2.066 | -2.641 | -3.298 | -4.006 | -4.688 | -5.373 | -5.995 | -6.534 | -6.987 | -7.343
Hydrogen Evolution | Srg_BB005 | MW | UKPN South East | Ninfield |  | 0 | 0 | 0 | 0 | -0.224 | -0.389 | -0.82 | -1.473 | -2.538 | -4.155 | -6.561 | -10.036 | -14.854 | -21.308 | -29.758 | -40.55 | -53.923 | -70.418 | -89.998 | -112.392 | -136.491 | -159.749 | -183.105 | -204.286 | -222.666 | -238.093 | -250.229
Hydrogen Evolution | Srg_BB005 | MW | UKPN South East | Northfleet East |  | 0 | 0 | 0 | 0 | -0.209 | -0.363 | -0.766 | -1.375 | -2.37 | -3.88 | -6.126 | -9.371 | -13.869 | -19.895 | -27.785 | -37.862 | -50.348 | -65.749 | -84.032 | -104.941 | -127.443 | -149.159 | -170.966 | -190.743 | -207.905 | -222.308 | -233.64
Hydrogen Evolution | Srg_BB005 | MW | UKPN South East | Richborough |  | 0 | 0 | 0 | 0 | -0.04 | -0.069 | -0.146 | -0.262 | -0.451 | -0.738 | -1.165 | -1.782 | -2.638 | -3.784 | -5.285 | -7.202 | -9.577 | -12.506 | -15.984 | -19.961 | -24.241 | -28.372 | -32.52 | -36.282 | -39.546 | -42.286 | -44.441
Hydrogen Evolution | Srg_BB005 | MW | UKPN South East | Sellindge |  | 0 | 0 | 0 | 0 | -0.172 | -0.299 | -0.63 | -1.132 | -1.95 | -3.192 | -5.04 | -7.71 | -11.411 | -16.369 | -22.86 | -31.151 | -41.424 | -54.095 | -69.137 | -86.34 | -104.853 | -122.72 | -140.662 | -156.933 | -171.053 | -182.903 | -192.227
Hydrogen Evolution | Srg_BB005 | MW | UKPN South East | West Weybridge |  | 0 | 0 | 0 | 0 | -0.173 | -0.301 | -0.634 | -1.138 | -1.961 | -3.209 | -5.068 | -7.752 | -11.473 | -16.458 | -22.984 | -31.32 | -41.65 | -54.39 | -69.514 | -86.811 | -105.424 | -123.389 | -141.429 | -157.788 | -171.985 | -183.9 | -193.274
Hydrogen Evolution | Srg_BB006a | MW | Electricity North West | Bredbury |  | 3.702 | 4.109 | 4.568 | 5.027 | 5.522 | 5.708 | 5.927 | 6.292 | 6.832 | 7.461 | 7.825 | 8.416 | 8.51 | 8.832 | 9.199 | 9.657 | 10.207 | 10.573 | 10.576 | 10.577 | 10.897 | 10.716 | 10.855 | 11.496 | 11.45 | 11.223 | 10.949
Hydrogen Evolution | Srg_BB006a | MW | Electricity North West | Carrington |  | 7.919 | 8.79 | 9.77 | 10.752 | 11.811 | 12.209 | 12.677 | 13.458 | 14.612 | 15.959 | 16.738 | 18.002 | 18.203 | 18.892 | 19.676 | 20.656 | 21.831 | 22.615 | 22.621 | 22.624 | 23.308 | 22.92 | 23.218 | 24.588 | 24.491 | 24.004 | 23.419
Hydrogen Evolution | Srg_BB006a | MW | Electricity North West | Harker |  | 6.641 | 7.371 | 8.193 | 9.016 | 9.905 | 10.238 | 10.631 | 11.285 | 12.254 | 13.383 | 14.036 | 15.096 | 15.265 | 15.842 | 16.5 | 17.321 | 18.307 | 18.964 | 18.969 | 18.972 | 19.545 | 19.22 | 19.47 | 20.619 | 20.538 | 20.129 | 19.639
Hydrogen Evolution | Srg_BB006a | MW | Electricity North West | Heysham (Barrow) |  | 0 | 0 | 0 | 0 | 0 | 0 | 0 | 0 | 0 | 0 | 0 | 0 | 0 | 0 | 0 | 0 | 0 | 0 | 0 | 0 | 0 | 0 | 0 | 0 | 0 | 0 | 0
Hydrogen Evolution | Srg_BB006a | MW | Electricity North West | Heysham (NGET) |  | 1.226 | 1.36 | 1.512 | 1.664 | 1.828 | 1.89 | 1.962 | 2.083 | 2.262 | 2.47 | 2.591 | 2.786 | 2.817 | 2.924 | 3.045 | 3.197 | 3.379 | 3.5 | 3.501 | 3.502 | 3.607 | 3.547 | 3.594 | 3.806 | 3.791 | 3.715 | 3.625
Hydrogen Evolution | Srg_BB006a | MW | Electricity North West | Hutton |  | 2.801 | 3.109 | 3.456 | 3.803 | 4.178 | 4.319 | 4.484 | 4.76 | 5.169 | 5.645 | 5.921 | 6.368 | 6.439 | 6.683 | 6.96 | 7.306 | 7.722 | 8 | 8.001 | 8.003 | 8.245 | 8.108 | 8.213 | 8.697 | 8.663 | 8.491 | 8.284
Hydrogen Evolution | Srg_BB006a | MW | Electricity North West | Kearsley 132kV |  | 7.087 | 7.866 | 8.743 | 9.621 | 10.57 | 10.925 | 11.345 | 12.043 | 13.076 | 14.281 | 14.979 | 16.11 | 16.29 | 16.906 | 17.608 | 18.484 | 19.536 | 20.238 | 20.243 | 20.245 | 20.858 | 20.511 | 20.778 | 22.004 | 21.917 | 21.481 | 20.958
Hydrogen Evolution | Srg_BB006a | MW | Electricity North West | Kearsley 33kV |  | 2.001 | 2.221 | 2.468 | 2.716 | 2.984 | 3.084 | 3.203 | 3.4 | 3.692 | 4.032 | 4.229 | 4.548 | 4.599 | 4.773 | 4.971 | 5.218 | 5.515 | 5.713 | 5.715 | 5.715 | 5.888 | 5.79 | 5.866 | 6.212 | 6.187 | 6.064 | 5.917
Hydrogen Evolution | Srg_BB006a | MW | Electricity North West | Kirkby ENW |  | 0.463 | 0.514 | 0.571 | 0.628 | 0.69 | 0.714 | 0.741 | 0.787 | 0.854 | 0.933 | 0.978 | 1.052 | 1.064 | 1.104 | 1.15 | 1.207 | 1.276 | 1.322 | 1.322 | 1.322 | 1.362 | 1.34 | 1.357 | 1.437 | 1.432 | 1.403 | 1.369
Hydrogen Evolution | Srg_BB006a | MW | Electricity North West | Macclesfield |  | 1.454 | 1.614 | 1.794 | 1.974 | 2.168 | 2.241 | 2.327 | 2.47 | 2.682 | 2.93 | 3.073 | 3.305 | 3.342 | 3.468 | 3.612 | 3.792 | 4.008 | 4.152 | 4.153 | 4.153 | 4.279 | 4.208 | 4.262 | 4.514 | 4.496 | 4.407 | 4.299
Hydrogen Evolution | Srg_BB006a | MW | Electricity North West | Ormonde (Heysham) |  | 0 | 0 | 0 | 0 | 0 | 0 | 0 | 0 | 0 | 0 | 0 | 0 | 0 | 0 | 0 | 0 | 0 | 0 | 0 | 0 | 0 | 0 | 0 | 0 | 0 | 0 | 0
Hydrogen Evolution | Srg_BB006a | MW | Electricity North West | Padiham |  | 3.509 | 3.894 | 4.329 | 4.764 | 5.233 | 5.409 | 5.617 | 5.963 | 6.474 | 7.071 | 7.416 | 7.976 | 8.065 | 8.37 | 8.718 | 9.152 | 9.672 | 10.02 | 10.022 | 10.024 | 10.327 | 10.155 | 10.287 | 10.894 | 10.851 | 10.635 | 10.376
Hydrogen Evolution | Srg_BB006a | MW | Electricity North West | Penwortham East |  | 6.719 | 7.458 | 8.289 | 9.122 | 10.021 | 10.358 | 10.756 | 11.418 | 12.398 | 13.54 | 14.201 | 15.274 | 15.444 | 16.029 | 16.694 | 17.525 | 18.522 | 19.187 | 19.192 | 19.194 | 19.775 | 19.446 | 19.699 | 20.861 | 20.779 | 20.366 | 19.87
Hydrogen Evolution | Srg_BB006a | MW | Electricity North West | Penwortham West |  | 4.25 | 4.718 | 5.244 | 5.771 | 6.34 | 6.553 | 6.804 | 7.223 | 7.843 | 8.566 | 8.984 | 9.663 | 9.77 | 10.14 | 10.561 | 11.087 | 11.718 | 12.139 | 12.141 | 12.143 | 12.51 | 12.302 | 12.462 | 13.198 | 13.146 | 12.884 | 12.57
Hydrogen Evolution | Srg_BB006a | MW | Electricity North West | Robin Rigg (Harker) |  | 0 | 0 | 0 | 0 | 0 | 0 | 0 | 0 | 0 | 0 | 0 | 0 | 0 | 0 | 0 | 0 | 0 | 0 | 0 | 0 | 0 | 0 | 0 | 0 | 0 | 0 | 0
Hydrogen Evolution | Srg_BB006a | MW | Electricity North West | Rochdale |  | 3.788 | 4.205 | 4.674 | 5.143 | 5.65 | 5.84 | 6.064 | 6.438 | 6.99 | 7.634 | 8.007 | 8.612 | 8.708 | 9.037 | 9.412 | 9.881 | 10.443 | 10.818 | 10.821 | 10.822 | 11.15 | 10.964 | 11.107 | 11.762 | 11.716 | 11.483 | 11.203
Hydrogen Evolution | Srg_BB006a | MW | Electricity North West | South Manchester |  | 5.093 | 5.653 | 6.283 | 6.914 | 7.596 | 7.851 | 8.153 | 8.655 | 9.397 | 10.263 | 10.764 | 11.577 | 11.706 | 12.149 | 12.653 | 13.284 | 14.039 | 14.544 | 14.547 | 14.549 | 14.989 | 14.74 | 14.932 | 15.813 | 15.75 | 15.437 | 15.061
Hydrogen Evolution | Srg_BB006a | MW | Electricity North West | Stalybridge |  | 6.639 | 7.369 | 8.191 | 9.014 | 9.902 | 10.236 | 10.628 | 11.283 | 12.251 | 13.38 | 14.033 | 15.093 | 15.261 | 15.839 | 16.496 | 17.317 | 18.303 | 18.96 | 18.965 | 18.967 | 19.541 | 19.216 | 19.466 | 20.614 | 20.533 | 20.125 | 19.634
Hydrogen Evolution | Srg_BB006a | MW | Electricity North West | Stanah |  | 2.664 | 2.957 | 3.286 | 3.616 | 3.973 | 4.106 | 4.264 | 4.527 | 4.915 | 5.368 | 5.63 | 6.055 | 6.123 | 6.354 | 6.618 | 6.948 | 7.343 | 7.607 | 7.609 | 7.61 | 7.84 | 7.709 | 7.81 | 8.27 | 8.238 | 8.074 | 7.877
Hydrogen Evolution | Srg_BB006a | MW | Electricity North West | Walney 2 (Heysham) |  | 0 | 0 | 0 | 0 | 0 | 0 | 0 | 0 | 0 | 0 | 0 | 0 | 0 | 0 | 0 | 0 | 0 | 0 | 0 | 0 | 0 | 0 | 0 | 0 | 0 | 0 | 0
Hydrogen Evolution | Srg_BB006a | MW | Electricity North West | Washway Farm |  | 3.127 | 3.471 | 3.858 | 4.246 | 4.664 | 4.821 | 5.006 | 5.314 | 5.77 | 6.302 | 6.61 | 7.109 | 7.188 | 7.46 | 7.77 | 8.157 | 8.621 | 8.931 | 8.933 | 8.934 | 9.204 | 9.051 | 9.169 | 9.71 | 9.672 | 9.479 | 9.248
Hydrogen Evolution | Srg_BB006a | MW | Electricity North West | Whitegate |  | 4.762 | 5.285 | 5.875 | 6.465 | 7.102 | 7.341 | 7.623 | 8.092 | 8.786 | 9.596 | 10.064 | 10.825 | 10.945 | 11.36 | 11.831 | 12.42 | 13.127 | 13.598 | 13.601 | 13.603 | 14.015 | 13.782 | 13.961 | 14.785 | 14.726 | 14.433 | 14.082
Hydrogen Evolution | Srg_BB006a | MW | NGED East Midlands | Berkswell |  | 4.119 | 4.572 | 5.082 | 5.592 | 6.144 | 6.35 | 6.594 | 7 | 7.601 | 8.301 | 8.706 | 9.364 | 9.468 | 9.827 | 10.234 | 10.744 | 11.355 | 11.763 | 11.766 | 11.768 | 12.124 | 11.922 | 12.077 | 12.79 | 12.739 | 12.486 | 12.182
Hydrogen Evolution | Srg_BB006a | MW | NGED East Midlands | Bicker Fen |  | 1.293 | 1.435 | 1.595 | 1.755 | 1.928 | 1.993 | 2.069 | 2.197 | 2.385 | 2.605 | 2.732 | 2.938 | 2.971 | 3.084 | 3.211 | 3.371 | 3.563 | 3.691 | 3.692 | 3.693 | 3.804 | 3.741 | 3.79 | 4.013 | 3.997 | 3.918 | 3.822
Hydrogen Evolution | Srg_BB006a | MW | NGED East Midlands | Chesterfield |  | 8.19 | 9.091 | 10.105 | 11.12 | 12.216 | 12.627 | 13.112 | 13.919 | 15.113 | 16.506 | 17.312 | 18.619 | 18.827 | 19.54 | 20.35 | 21.364 | 22.579 | 23.39 | 23.396 | 23.399 | 24.107 | 23.706 | 24.014 | 25.431 | 25.331 | 24.827 | 24.222
Hydrogen Evolution | Srg_BB006a | MW | NGED East Midlands | Coventry |  | 7.415 | 8.23 | 9.148 | 10.067 | 11.059 | 11.432 | 11.871 | 12.601 | 13.682 | 14.943 | 15.673 | 16.857 | 17.045 | 17.69 | 18.424 | 19.341 | 20.442 | 21.176 | 21.181 | 21.184 | 21.824 | 21.462 | 21.74 | 23.023 | 22.933 | 22.476 | 21.929
Hydrogen Evolution | Srg_BB006a | MW | NGED East Midlands | Drakelow |  | 3.077 | 3.415 | 3.796 | 4.178 | 4.589 | 4.744 | 4.926 | 5.229 | 5.678 | 6.201 | 6.504 | 6.995 | 7.073 | 7.341 | 7.645 | 8.026 | 8.483 | 8.788 | 8.79 | 8.791 | 9.057 | 8.906 | 9.022 | 9.554 | 9.517 | 9.327 | 9.1
Hydrogen Evolution | Srg_BB006a | MW | NGED East Midlands | Enderby |  | 7.25 | 8.047 | 8.944 | 9.843 | 10.813 | 11.177 | 11.606 | 12.32 | 13.377 | 14.61 | 15.323 | 16.481 | 16.665 | 17.295 | 18.013 | 18.91 | 19.986 | 20.704 | 20.709 | 20.711 | 21.338 | 20.983 | 21.256 | 22.51 | 22.421 | 21.975 | 21.44
Hydrogen Evolution | Srg_BB006a | MW | NGED East Midlands | Grendon |  | 9.104 | 10.105 | 11.232 | 12.361 | 13.579 | 14.036 | 14.575 | 15.472 | 16.799 | 18.347 | 19.243 | 20.697 | 20.927 | 21.719 | 22.621 | 23.747 | 25.098 | 26 | 26.006 | 26.009 | 26.796 | 26.351 | 26.693 | 28.268 | 28.157 | 27.597 | 26.924
Hydrogen Evolution | Srg_BB006a | MW | NGED East Midlands | Ratcliffe |  | 5.738 | 6.369 | 7.079 | 7.791 | 8.558 | 8.846 | 9.186 | 9.751 | 10.588 | 11.564 | 12.128 | 13.044 | 13.19 | 13.689 | 14.257 | 14.967 | 15.819 | 16.387 | 16.391 | 16.393 | 16.889 | 16.608 | 16.824 | 17.817 | 17.746 | 17.393 | 16.97
Hydrogen Evolution | Srg_BB006a | MW | NGED East Midlands | Staythorpe |  | 3.83 | 4.251 | 4.725 | 5.2 | 5.712 | 5.905 | 6.131 | 6.509 | 7.067 | 7.718 | 8.095 | 8.706 | 8.804 | 9.137 | 9.516 | 9.99 | 10.558 | 10.937 | 10.94 | 10.941 | 11.272 | 11.085 | 11.229 | 11.892 | 11.845 | 11.609 | 11.326
Hydrogen Evolution | Srg_BB006a | MW | NGED East Midlands | Stoke Bardolph |  | 2.428 | 2.695 | 2.996 | 3.297 | 3.622 | 3.744 | 3.887 | 4.127 | 4.481 | 4.894 | 5.133 | 5.52 | 5.582 | 5.793 | 6.033 | 6.334 | 6.694 | 6.935 | 6.936 | 6.937 | 7.147 | 7.028 | 7.12 | 7.54 | 7.51 | 7.361 | 7.181
Hydrogen Evolution | Srg_BB006a | MW | NGED East Midlands | Walpole (_B) |  | 3.398 | 3.772 | 4.193 | 4.614 | 5.069 | 5.239 | 5.44 | 5.775 | 6.271 | 6.849 | 7.183 | 7.725 | 7.812 | 8.107 | 8.444 | 8.864 | 9.368 | 9.705 | 9.707 | 9.709 | 10.002 | 9.836 | 9.964 | 10.552 | 10.51 | 10.301 | 10.05
Hydrogen Evolution | Srg_BB006a | MW | NGED East Midlands | West Burton |  | 3.033 | 3.366 | 3.742 | 4.118 | 4.524 | 4.676 | 4.855 | 5.154 | 5.596 | 6.112 | 6.411 | 6.895 | 6.972 | 7.235 | 7.536 | 7.911 | 8.361 | 8.661 | 8.663 | 8.665 | 8.927 | 8.778 | 8.892 | 9.417 | 9.38 | 9.193 | 8.969
Hydrogen Evolution | Srg_BB006a | MW | NGED East Midlands | Willington |  | 7.93 | 8.802 | 9.784 | 10.766 | 11.827 | 12.226 | 12.695 | 13.476 | 14.633 | 15.981 | 16.761 | 18.027 | 18.228 | 18.918 | 19.703 | 20.684 | 21.861 | 22.646 | 22.652 | 22.655 | 23.34 | 22.952 | 23.25 | 24.622 | 24.525 | 24.037 | 23.452
Hydrogen Evolution | Srg_BB006a | MW | NGED South Wales | Aberthaw |  | 2.726 | 3.026 | 3.363 | 3.701 | 4.066 | 4.202 | 4.364 | 4.632 | 5.03 | 5.493 | 5.762 | 6.197 | 6.266 | 6.503 | 6.773 | 7.11 | 7.515 | 7.785 | 7.786 | 7.787 | 8.023 | 7.89 | 7.992 | 8.464 | 8.43 | 8.263 | 8.061
Hydrogen Evolution | Srg_BB006a | MW | NGED South Wales | Alpha Steel (Uskmouth) |  | 0 | 0 | 0 | 0 | 0 | 0 | 0 | 0 | 0 | 0 | 0 | 0 | 0 | 0 | 0 | 0 | 0 | 0 | 0 | 0 | 0 | 0 | 0 | 0 | 0 | 0 | 0
Hydrogen Evolution | Srg_BB006a | MW | NGED South Wales | Cardiff East |  | 2.478 | 2.75 | 3.057 | 3.364 | 3.696 | 3.82 | 3.967 | 4.211 | 4.572 | 4.993 | 5.237 | 5.633 | 5.696 | 5.911 | 6.157 | 6.463 | 6.831 | 7.076 | 7.078 | 7.079 | 7.293 | 7.172 | 7.265 | 7.694 | 7.663 | 7.511 | 7.328
Hydrogen Evolution | Srg_BB006a | MW | NGED South Wales | Margam (Grange 66kV) |  | 1.527 | 1.695 | 1.884 | 2.074 | 2.278 | 2.355 | 2.445 | 2.595 | 2.818 | 3.078 | 3.228 | 3.472 | 3.511 | 3.644 | 3.795 | 3.984 | 4.21 | 4.362 | 4.363 | 4.363 | 4.495 | 4.42 | 4.478 | 4.742 | 4.723 | 4.629 | 4.517
Hydrogen Evolution | Srg_BB006a | MW | NGED South Wales | Pembroke |  | 3.64 | 4.04 | 4.491 | 4.942 | 5.429 | 5.612 | 5.827 | 6.186 | 6.716 | 7.335 | 7.693 | 8.274 | 8.367 | 8.683 | 9.044 | 9.494 | 10.034 | 10.395 | 10.397 | 10.399 | 10.713 | 10.535 | 10.672 | 11.302 | 11.257 | 11.033 | 10.764
Hydrogen Evolution | Srg_BB006a | MW | NGED South Wales | Pyle |  | 1.421 | 1.577 | 1.753 | 1.929 | 2.119 | 2.191 | 2.275 | 2.415 | 2.622 | 2.864 | 3.003 | 3.23 | 3.266 | 3.39 | 3.53 | 3.706 | 3.917 | 4.058 | 4.059 | 4.059 | 4.182 | 4.113 | 4.166 | 4.412 | 4.395 | 4.307 | 4.202
Hydrogen Evolution | Srg_BB006a | MW | NGED South Wales | Rassau |  | 3.553 | 3.944 | 4.383 | 4.824 | 5.299 | 5.477 | 5.688 | 6.038 | 6.556 | 7.16 | 7.51 | 8.077 | 8.167 | 8.476 | 8.828 | 9.267 | 9.795 | 10.146 | 10.149 | 10.15 | 10.457 | 10.283 | 10.417 | 11.032 | 10.988 | 10.77 | 10.507
Hydrogen Evolution | Srg_BB006a | MW | NGED South Wales | Swansea North |  | 9.124 | 10.128 | 11.257 | 12.388 | 13.609 | 14.067 | 14.607 | 15.506 | 16.837 | 18.388 | 19.286 | 20.743 | 20.974 | 21.768 | 22.671 | 23.8 | 25.154 | 26.058 | 26.064 | 26.067 | 26.856 | 26.409 | 26.753 | 28.331 | 28.22 | 27.658 | 26.984
Hydrogen Evolution | Srg_BB006a | MW | NGED South Wales | Upper Boat 132kV |  | 2.978 | 3.306 | 3.675 | 4.044 | 4.442 | 4.592 | 4.768 | 5.062 | 5.496 | 6.002 | 6.295 | 6.771 | 6.846 | 7.105 | 7.4 | 7.769 | 8.211 | 8.506 | 8.508 | 8.509 | 8.766 | 8.621 | 8.733 | 9.248 | 9.211 | 9.028 | 8.808
Hydrogen Evolution | Srg_BB006a | MW | NGED South Wales | Upper Boat 33kV |  | 0.644 | 0.715 | 0.795 | 0.875 | 0.961 | 0.994 | 1.032 | 1.095 | 1.189 | 1.299 | 1.362 | 1.465 | 1.481 | 1.537 | 1.601 | 1.681 | 1.777 | 1.84 | 1.841 | 1.841 | 1.897 | 1.865 | 1.889 | 2.001 | 1.993 | 1.953 | 1.906
Hydrogen Evolution | Srg_BB006a | MW | NGED South Wales | Uskmouth |  | 3.787 | 4.203 | 4.672 | 5.141 | 5.648 | 5.838 | 6.062 | 6.435 | 6.987 | 7.631 | 8.004 | 8.608 | 8.704 | 9.034 | 9.408 | 9.877 | 10.439 | 10.814 | 10.817 | 10.818 | 11.145 | 10.96 | 11.102 | 11.758 | 11.711 | 11.478 | 11.199
Hydrogen Evolution | Srg_BB006a | MW | NGED South West | Abham |  | 3.983 | 4.421 | 4.914 | 5.408 | 5.941 | 6.141 | 6.376 | 6.769 | 7.35 | 8.027 | 8.419 | 9.055 | 9.156 | 9.502 | 9.896 | 10.389 | 10.98 | 11.375 | 11.378 | 11.379 | 11.723 | 11.528 | 11.678 | 12.367 | 12.319 | 12.074 | 11.779
Hydrogen Evolution | Srg_BB006a | MW | NGED South West | Alverdiscott |  | 3.24 | 3.596 | 3.998 | 4.399 | 4.833 | 4.995 | 5.187 | 5.506 | 5.979 | 6.53 | 6.849 | 7.366 | 7.448 | 7.73 | 8.05 | 8.451 | 8.932 | 9.253 | 9.255 | 9.257 | 9.537 | 9.378 | 9.5 | 10.06 | 10.021 | 9.821 | 9.582
Hydrogen Evolution | Srg_BB006a | MW | NGED South West | Axminster |  | 0.999 | 1.108 | 1.232 | 1.356 | 1.489 | 1.54 | 1.599 | 1.697 | 1.843 | 2.012 | 2.111 | 2.27 | 2.295 | 2.382 | 2.481 | 2.605 | 2.753 | 2.852 | 2.852 | 2.853 | 2.939 | 2.89 | 2.928 | 3.101 | 3.088 | 3.027 | 2.953
Hydrogen Evolution | Srg_BB006a | MW | NGED South West | Bridgwater |  | 2.109 | 2.341 | 2.602 | 2.863 | 3.145 | 3.251 | 3.376 | 3.583 | 3.891 | 4.249 | 4.457 | 4.794 | 4.847 | 5.03 | 5.239 | 5.5 | 5.813 | 6.022 | 6.023 | 6.024 | 6.206 | 6.103 | 6.182 | 6.547 | 6.521 | 6.392 | 6.236
Hydrogen Evolution | Srg_BB006a | MW | NGED South West | Exeter |  | 3.701 | 4.108 | 4.566 | 5.025 | 5.52 | 5.706 | 5.925 | 6.289 | 6.829 | 7.458 | 7.822 | 8.413 | 8.507 | 8.829 | 9.195 | 9.653 | 10.202 | 10.569 | 10.571 | 10.573 | 10.893 | 10.712 | 10.851 | 11.491 | 11.446 | 11.218 | 10.945
Hydrogen Evolution | Srg_BB006a | MW | NGED South West | Indian Queens |  | 5.238 | 5.814 | 6.462 | 7.111 | 7.812 | 8.075 | 8.385 | 8.901 | 9.665 | 10.555 | 11.071 | 11.907 | 12.039 | 12.495 | 13.013 | 13.662 | 14.439 | 14.958 | 14.961 | 14.963 | 15.416 | 15.159 | 15.356 | 16.263 | 16.198 | 15.876 | 15.489
Hydrogen Evolution | Srg_BB006a | MW | NGED South West | Iron Acton |  | 8.169 | 9.067 | 10.079 | 11.091 | 12.184 | 12.594 | 13.077 | 13.882 | 15.074 | 16.463 | 17.267 | 18.57 | 18.778 | 19.488 | 20.297 | 21.308 | 22.52 | 23.329 | 23.334 | 23.338 | 24.044 | 23.644 | 23.951 | 25.364 | 25.264 | 24.762 | 24.159
Hydrogen Evolution | Srg_BB006a | MW | NGED South West | Landulph |  | 4.011 | 4.452 | 4.948 | 5.445 | 5.982 | 6.183 | 6.421 | 6.816 | 7.401 | 8.083 | 8.477 | 9.117 | 9.219 | 9.568 | 9.965 | 10.461 | 11.057 | 11.454 | 11.456 | 11.458 | 11.805 | 11.608 | 11.759 | 12.453 | 12.404 | 12.157 | 11.861
Hydrogen Evolution | Srg_BB006a | MW | NGED South West | Sandford |  | 1.442 | 1.601 | 1.779 | 1.958 | 2.151 | 2.223 | 2.309 | 2.451 | 2.661 | 2.906 | 3.048 | 3.278 | 3.315 | 3.44 | 3.583 | 3.762 | 3.976 | 4.118 | 4.119 | 4.12 | 4.245 | 4.174 | 4.228 | 4.478 | 4.46 | 4.371 | 4.265
Hydrogen Evolution | Srg_BB006a | MW | NGED South West | Seabank |  | 2.897 | 3.215 | 3.574 | 3.933 | 4.32 | 4.466 | 4.637 | 4.923 | 5.345 | 5.837 | 6.123 | 6.585 | 6.658 | 6.91 | 7.197 | 7.556 | 7.985 | 8.272 | 8.274 | 8.275 | 8.526 | 8.384 | 8.493 | 8.994 | 8.959 | 8.78 | 8.566
Hydrogen Evolution | Srg_BB006a | MW | NGED South West | Taunton |  | 1.692 | 1.878 | 2.087 | 2.297 | 2.523 | 2.608 | 2.708 | 2.875 | 3.121 | 3.409 | 3.575 | 3.845 | 3.888 | 4.036 | 4.203 | 4.412 | 4.663 | 4.831 | 4.832 | 4.833 | 4.979 | 4.896 | 4.96 | 5.252 | 5.232 | 5.128 | 5.003
Hydrogen Evolution | Srg_BB006a | MW | NGED West Midlands | Bishops Wood |  | 6.344 | 7.042 | 7.827 | 8.613 | 9.462 | 9.781 | 10.156 | 10.781 | 11.706 | 12.785 | 13.409 | 14.422 | 14.583 | 15.135 | 15.763 | 16.548 | 17.489 | 18.117 | 18.122 | 18.124 | 18.672 | 18.362 | 18.6 | 19.698 | 19.62 | 19.23 | 18.762
Hydrogen Evolution | Srg_BB006a | MW | NGED West Midlands | Bushbury |  | 2.341 | 2.598 | 2.888 | 3.178 | 3.491 | 3.609 | 3.747 | 3.978 | 4.319 | 4.717 | 4.948 | 5.321 | 5.381 | 5.584 | 5.816 | 6.106 | 6.453 | 6.685 | 6.687 | 6.687 | 6.89 | 6.775 | 6.863 | 7.268 | 7.24 | 7.096 | 6.923
Hydrogen Evolution | Srg_BB006a | MW | NGED West Midlands | Bustleholme |  | 4.207 | 4.669 | 5.19 | 5.712 | 6.274 | 6.486 | 6.735 | 7.149 | 7.763 | 8.478 | 8.892 | 9.563 | 9.67 | 10.036 | 10.452 | 10.973 | 11.597 | 12.014 | 12.017 | 12.018 | 12.382 | 12.176 | 12.334 | 13.062 | 13.011 | 12.752 | 12.441
Hydrogen Evolution | Srg_BB006a | MW | NGED West Midlands | Cellarhead |  | 9.571 | 10.623 | 11.808 | 12.994 | 14.275 | 14.755 | 15.321 | 16.265 | 17.66 | 19.287 | 20.229 | 21.757 | 22 | 22.832 | 23.78 | 24.964 | 26.384 | 27.332 | 27.338 | 27.342 | 28.169 | 27.701 | 28.061 | 29.717 | 29.6 | 29.011 | 28.304
Hydrogen Evolution | Srg_BB006a | MW | NGED West Midlands | Feckenham |  | 4.489 | 4.983 | 5.538 | 6.095 | 6.695 | 6.921 | 7.186 | 7.629 | 8.283 | 9.047 | 9.488 | 10.205 | 10.319 | 10.709 | 11.154 | 11.709 | 12.375 | 12.82 | 12.823 | 12.825 | 13.213 | 12.993 | 13.162 | 13.938 | 13.883 | 13.607 | 13.276
Hydrogen Evolution | Srg_BB006a | MW | NGED West Midlands | Hams Hall (Lea Marston 132kV) |  | 5.761 | 6.395 | 7.108 | 7.822 | 8.593 | 8.882 | 9.223 | 9.791 | 10.631 | 11.611 | 12.178 | 13.097 | 13.243 | 13.745 | 14.315 | 15.028 | 15.883 | 16.453 | 16.457 | 16.459 | 16.957 | 16.675 | 16.892 | 17.889 | 17.818 | 17.464 | 17.038
Hydrogen Evolution | Srg_BB006a | MW | NGED West Midlands | Ironbridge |  | 3.164 | 3.512 | 3.903 | 4.295 | 4.718 | 4.877 | 5.065 | 5.376 | 5.838 | 6.375 | 6.687 | 7.192 | 7.272 | 7.547 | 7.86 | 8.252 | 8.721 | 9.035 | 9.037 | 9.038 | 9.311 | 9.157 | 9.276 | 9.823 | 9.784 | 9.59 | 9.356
Hydrogen Evolution | Srg_BB006a | MW | NGED West Midlands | Kitwell |  | 4.908 | 5.448 | 6.055 | 6.663 | 7.32 | 7.566 | 7.857 | 8.34 | 9.056 | 9.89 | 10.373 | 11.157 | 11.281 | 11.708 | 12.194 | 12.801 | 13.53 | 14.016 | 14.019 | 14.021 | 14.445 | 14.205 | 14.389 | 15.239 | 15.178 | 14.877 | 14.514
Hydrogen Evolution | Srg_BB006a | MW | NGED West Midlands | Nechells |  | 4.625 | 5.134 | 5.707 | 6.28 | 6.899 | 7.131 | 7.405 | 7.861 | 8.535 | 9.322 | 9.777 | 10.515 | 10.632 | 11.035 | 11.493 | 12.065 | 12.751 | 13.209 | 13.213 | 13.214 | 13.614 | 13.388 | 13.562 | 14.362 | 14.305 | 14.021 | 13.679
Hydrogen Evolution | Srg_BB006a | MW | NGED West Midlands | Ocker Hill |  | 1.312 | 1.456 | 1.618 | 1.781 | 1.956 | 2.022 | 2.1 | 2.229 | 2.42 | 2.643 | 2.772 | 2.981 | 3.015 | 3.129 | 3.259 | 3.421 | 3.616 | 3.745 | 3.746 | 3.747 | 3.86 | 3.796 | 3.845 | 4.072 | 4.056 | 3.976 | 3.879
Hydrogen Evolution | Srg_BB006a | MW | NGED West Midlands | Oldbury |  | 1.625 | 1.803 | 2.005 | 2.206 | 2.423 | 2.505 | 2.601 | 2.761 | 2.998 | 3.274 | 3.434 | 3.693 | 3.735 | 3.876 | 4.037 | 4.238 | 4.479 | 4.64 | 4.641 | 4.642 | 4.782 | 4.703 | 4.764 | 5.045 | 5.025 | 4.925 | 4.805
Hydrogen Evolution | Srg_BB006a | MW | NGED West Midlands | Penn |  | 3.799 | 4.217 | 4.687 | 5.158 | 5.666 | 5.857 | 6.081 | 6.456 | 7.01 | 7.656 | 8.029 | 8.636 | 8.732 | 9.063 | 9.439 | 9.909 | 10.473 | 10.849 | 10.851 | 10.853 | 11.181 | 10.995 | 11.138 | 11.795 | 11.749 | 11.515 | 11.235
Hydrogen Evolution | Srg_BB006a | MW | NGED West Midlands | Rugeley |  | 3.188 | 3.539 | 3.933 | 4.329 | 4.755 | 4.915 | 5.104 | 5.418 | 5.883 | 6.425 | 6.739 | 7.248 | 7.329 | 7.606 | 7.921 | 8.316 | 8.789 | 9.105 | 9.107 | 9.108 | 9.384 | 9.228 | 9.348 | 9.899 | 9.86 | 9.664 | 9.429
Hydrogen Evolution | Srg_BB006a | MW | NGED West Midlands | Shrewsbury |  | 1.571 | 1.744 | 1.939 | 2.133 | 2.344 | 2.423 | 2.516 | 2.67 | 2.9 | 3.167 | 3.321 | 3.572 | 3.612 | 3.749 | 3.904 | 4.099 | 4.332 | 4.488 | 4.489 | 4.489 | 4.625 | 4.548 | 4.607 | 4.879 | 4.86 | 4.763 | 4.647
Hydrogen Evolution | Srg_BB006a | MW | NGED West Midlands | Walham |  | 6.143 | 6.819 | 7.579 | 8.341 | 9.163 | 9.471 | 9.835 | 10.44 | 11.336 | 12.38 | 12.985 | 13.966 | 14.121 | 14.656 | 15.264 | 16.024 | 16.936 | 17.544 | 17.548 | 17.551 | 18.082 | 17.781 | 18.012 | 19.075 | 19 | 18.622 | 18.168
Hydrogen Evolution | Srg_BB006a | MW | NGED West Midlands | Willenhall |  | 2.031 | 2.254 | 2.506 | 2.757 | 3.029 | 3.131 | 3.251 | 3.452 | 3.748 | 4.093 | 4.293 | 4.617 | 4.669 | 4.845 | 5.046 | 5.298 | 5.599 | 5.8 | 5.802 | 5.802 | 5.978 | 5.878 | 5.955 | 6.306 | 6.281 | 6.156 | 6.006
Hydrogen Evolution | Srg_BB006a | MW | NPg Northeast | Blyth 132kV |  | 0.559 | 0.62 | 0.69 | 0.759 | 0.834 | 0.862 | 0.895 | 0.95 | 1.031 | 1.127 | 1.182 | 1.271 | 1.285 | 1.334 | 1.389 | 1.458 | 1.541 | 1.596 | 1.597 | 1.597 | 1.645 | 1.618 | 1.639 | 1.736 | 1.729 | 1.694 | 1.653
Hydrogen Evolution | Srg_BB006a | MW | NPg Northeast | Blyth 66kV |  | 2.384 | 2.646 | 2.941 | 3.237 | 3.556 | 3.675 | 3.817 | 4.051 | 4.399 | 4.804 | 5.039 | 5.42 | 5.48 | 5.687 | 5.923 | 6.218 | 6.572 | 6.808 | 6.81 | 6.811 | 7.017 | 6.9 | 6.99 | 7.402 | 7.373 | 7.226 | 7.05
Hydrogen Evolution | Srg_BB006a | MW | NPg Northeast | Fourstones |  | 0.112 | 0.125 | 0.139 | 0.152 | 0.167 | 0.173 | 0.18 | 0.191 | 0.207 | 0.226 | 0.237 | 0.255 | 0.258 | 0.268 | 0.279 | 0.293 | 0.31 | 0.321 | 0.321 | 0.321 | 0.331 | 0.325 | 0.329 | 0.349 | 0.347 | 0.34 | 0.332
Hydrogen Evolution | Srg_BB006a | MW | NPg Northeast | HartMoor |  | 2.442 | 2.711 | 3.013 | 3.316 | 3.643 | 3.765 | 3.91 | 4.151 | 4.507 | 4.922 | 5.162 | 5.552 | 5.614 | 5.827 | 6.068 | 6.371 | 6.733 | 6.975 | 6.977 | 6.978 | 7.189 | 7.069 | 7.161 | 7.584 | 7.554 | 7.403 | 7.223
Hydrogen Evolution | Srg_BB006a | MW | NPg Northeast | Hawthorn Pit |  | 2.055 | 2.281 | 2.536 | 2.79 | 3.065 | 3.168 | 3.29 | 3.493 | 3.792 | 4.142 | 4.344 | 4.672 | 4.724 | 4.903 | 5.106 | 5.361 | 5.666 | 5.869 | 5.871 | 5.871 | 6.049 | 5.948 | 6.026 | 6.381 | 6.356 | 6.23 | 6.078
Hydrogen Evolution | Srg_BB006a | MW | NPg Northeast | Knaresborough |  | 2.763 | 3.067 | 3.409 | 3.751 | 4.121 | 4.26 | 4.423 | 4.696 | 5.099 | 5.568 | 5.84 | 6.281 | 6.351 | 6.592 | 6.865 | 7.207 | 7.617 | 7.891 | 7.893 | 7.894 | 8.133 | 7.997 | 8.101 | 8.579 | 8.545 | 8.375 | 8.171
Hydrogen Evolution | Srg_BB006a | MW | NPg Northeast | Lackenby |  | 2.711 | 3.009 | 3.344 | 3.68 | 4.043 | 4.179 | 4.339 | 4.606 | 5.002 | 5.463 | 5.729 | 6.162 | 6.231 | 6.467 | 6.735 | 7.07 | 7.473 | 7.741 | 7.743 | 7.744 | 7.978 | 7.845 | 7.947 | 8.416 | 8.383 | 8.216 | 8.016
Hydrogen Evolution | Srg_BB006a | MW | NPg Northeast | Norton |  | 6.699 | 7.436 | 8.265 | 9.095 | 9.991 | 10.328 | 10.724 | 11.384 | 12.361 | 13.5 | 14.159 | 15.229 | 15.398 | 15.981 | 16.644 | 17.473 | 18.467 | 19.131 | 19.135 | 19.138 | 19.717 | 19.389 | 19.641 | 20.8 | 20.718 | 20.306 | 19.811
Hydrogen Evolution | Srg_BB006a | MW | NPg Northeast | Offerton |  | 0.777 | 0.863 | 0.959 | 1.055 | 1.159 | 1.198 | 1.244 | 1.321 | 1.434 | 1.566 | 1.643 | 1.767 | 1.786 | 1.854 | 1.931 | 2.027 | 2.142 | 2.219 | 2.22 | 2.22 | 2.287 | 2.249 | 2.279 | 2.413 | 2.403 | 2.356 | 2.298
Hydrogen Evolution | Srg_BB006a | MW | NPg Northeast | Osbaldwick |  | 4.593 | 5.098 | 5.666 | 6.236 | 6.85 | 7.081 | 7.352 | 7.805 | 8.475 | 9.256 | 9.708 | 10.441 | 10.557 | 10.957 | 11.411 | 11.98 | 12.661 | 13.116 | 13.119 | 13.121 | 13.518 | 13.293 | 13.466 | 14.26 | 14.204 | 13.922 | 13.583
Hydrogen Evolution | Srg_BB006a | MW | NPg Northeast | Poppleton |  | 0.635 | 0.705 | 0.784 | 0.863 | 0.948 | 0.98 | 1.017 | 1.08 | 1.172 | 1.281 | 1.343 | 1.444 | 1.461 | 1.516 | 1.579 | 1.657 | 1.752 | 1.815 | 1.815 | 1.815 | 1.87 | 1.839 | 1.863 | 1.973 | 1.965 | 1.926 | 1.879
Hydrogen Evolution | Srg_BB006a | MW | NPg Northeast | Saltholme |  | 5.666 | 6.289 | 6.99 | 7.693 | 8.451 | 8.735 | 9.07 | 9.629 | 10.455 | 11.418 | 11.976 | 12.88 | 13.024 | 13.517 | 14.078 | 14.779 | 15.62 | 16.181 | 16.185 | 16.187 | 16.676 | 16.399 | 16.612 | 17.592 | 17.523 | 17.175 | 16.756
Hydrogen Evolution | Srg_BB006a | MW | NPg Northeast | South Shields |  | 0.657 | 0.729 | 0.81 | 0.892 | 0.98 | 1.013 | 1.051 | 1.116 | 1.212 | 1.324 | 1.388 | 1.493 | 1.51 | 1.567 | 1.632 | 1.713 | 1.811 | 1.876 | 1.876 | 1.876 | 1.933 | 1.901 | 1.926 | 2.039 | 2.031 | 1.991 | 1.942
Hydrogen Evolution | Srg_BB006a | MW | NPg Northeast | Spennymoor |  | 3.292 | 3.654 | 4.062 | 4.47 | 4.91 | 5.076 | 5.27 | 5.595 | 6.075 | 6.635 | 6.959 | 7.484 | 7.568 | 7.854 | 8.18 | 8.587 | 9.076 | 9.402 | 9.404 | 9.405 | 9.69 | 9.529 | 9.653 | 10.222 | 10.182 | 9.979 | 9.736
Hydrogen Evolution | Srg_BB006a | MW | NPg Northeast | Stella North |  | 2.927 | 3.249 | 3.612 | 3.974 | 4.366 | 4.513 | 4.686 | 4.975 | 5.402 | 5.899 | 6.188 | 6.655 | 6.729 | 6.984 | 7.273 | 7.636 | 8.07 | 8.36 | 8.362 | 8.363 | 8.616 | 8.473 | 8.583 | 9.089 | 9.054 | 8.873 | 8.657
Hydrogen Evolution | Srg_BB006a | MW | NPg Northeast | Stella South |  | 3.281 | 3.641 | 4.048 | 4.454 | 4.893 | 5.058 | 5.252 | 5.575 | 6.054 | 6.611 | 6.934 | 7.458 | 7.541 | 7.827 | 8.151 | 8.557 | 9.044 | 9.369 | 9.371 | 9.373 | 9.656 | 9.496 | 9.619 | 10.186 | 10.146 | 9.945 | 9.702
Hydrogen Evolution | Srg_BB006a | MW | NPg Northeast | Tynemouth 11kV |  | 0.506 | 0.561 | 0.624 | 0.686 | 0.754 | 0.78 | 0.809 | 0.859 | 0.933 | 1.019 | 1.069 | 1.149 | 1.162 | 1.206 | 1.256 | 1.319 | 1.394 | 1.444 | 1.444 | 1.444 | 1.488 | 1.463 | 1.482 | 1.57 | 1.564 | 1.533 | 1.495
Hydrogen Evolution | Srg_BB006a | MW | NPg Northeast | Tynemouth 132kV |  | 2.257 | 2.505 | 2.784 | 3.064 | 3.366 | 3.479 | 3.613 | 3.835 | 4.164 | 4.548 | 4.77 | 5.13 | 5.188 | 5.384 | 5.607 | 5.887 | 6.222 | 6.445 | 6.447 | 6.447 | 6.642 | 6.532 | 6.617 | 7.007 | 6.98 | 6.841 | 6.674
Hydrogen Evolution | Srg_BB006a | MW | NPg Northeast | West Boldon |  | 3.139 | 3.484 | 3.872 | 4.261 | 4.681 | 4.839 | 5.024 | 5.334 | 5.791 | 6.325 | 6.634 | 7.135 | 7.214 | 7.488 | 7.798 | 8.187 | 8.652 | 8.963 | 8.965 | 8.966 | 9.238 | 9.084 | 9.202 | 9.745 | 9.707 | 9.514 | 9.282
Hydrogen Evolution | Srg_BB006a | MW | NPg Yorkshire | Bradford West |  | 5.425 | 6.021 | 6.693 | 7.365 | 8.091 | 8.363 | 8.684 | 9.219 | 10.01 | 10.932 | 11.466 | 12.332 | 12.469 | 12.941 | 13.478 | 14.149 | 14.954 | 15.492 | 15.495 | 15.497 | 15.966 | 15.701 | 15.905 | 16.843 | 16.777 | 16.443 | 16.042
Hydrogen Evolution | Srg_BB006a | MW | NPg Yorkshire | Camblesforth 66kV (Drax) |  | 0.193 | 0.214 | 0.238 | 0.261 | 0.287 | 0.297 | 0.308 | 0.327 | 0.355 | 0.388 | 0.407 | 0.438 | 0.443 | 0.459 | 0.478 | 0.502 | 0.531 | 0.55 | 0.55 | 0.55 | 0.567 | 0.557 | 0.565 | 0.598 | 0.596 | 0.584 | 0.57
Hydrogen Evolution | Srg_BB006a | MW | NPg Yorkshire | Creyke Beck |  | 9.056 | 10.052 | 11.173 | 12.296 | 13.507 | 13.962 | 14.498 | 15.39 | 16.711 | 18.251 | 19.142 | 20.588 | 20.817 | 21.605 | 22.501 | 23.622 | 24.966 | 25.863 | 25.869 | 25.873 | 26.655 | 26.212 | 26.553 | 28.119 | 28.009 | 27.451 | 26.783
Hydrogen Evolution | Srg_BB006a | MW | NPg Yorkshire | Drax 132kV |  | 2.452 | 2.721 | 3.025 | 3.329 | 3.657 | 3.78 | 3.925 | 4.167 | 4.524 | 4.941 | 5.182 | 5.574 | 5.636 | 5.849 | 6.092 | 6.395 | 6.759 | 7.002 | 7.004 | 7.005 | 7.216 | 7.096 | 7.189 | 7.613 | 7.583 | 7.432 | 7.251
Hydrogen Evolution | Srg_BB006a | MW | NPg Yorkshire | Elland |  | 4.861 | 5.396 | 5.997 | 6.6 | 7.25 | 7.494 | 7.782 | 8.261 | 8.97 | 9.796 | 10.275 | 11.051 | 11.174 | 11.597 | 12.078 | 12.68 | 13.401 | 13.882 | 13.886 | 13.888 | 14.308 | 14.07 | 14.253 | 15.094 | 15.034 | 14.735 | 14.376
Hydrogen Evolution | Srg_BB006a | MW | NPg Yorkshire | Ferrybridge A |  | 1.686 | 1.871 | 2.08 | 2.289 | 2.514 | 2.599 | 2.699 | 2.865 | 3.11 | 3.397 | 3.563 | 3.832 | 3.875 | 4.021 | 4.188 | 4.397 | 4.647 | 4.814 | 4.815 | 4.816 | 4.961 | 4.879 | 4.942 | 5.234 | 5.213 | 5.11 | 4.985
Hydrogen Evolution | Srg_BB006a | MW | NPg Yorkshire | Ferrybridge B |  | 3.515 | 3.902 | 4.337 | 4.773 | 5.243 | 5.42 | 5.628 | 5.974 | 6.487 | 7.084 | 7.43 | 7.991 | 8.081 | 8.386 | 8.734 | 9.169 | 9.691 | 10.039 | 10.041 | 10.043 | 10.347 | 10.175 | 10.307 | 10.915 | 10.872 | 10.656 | 10.396
Hydrogen Evolution | Srg_BB006a | MW | NPg Yorkshire | Grimsby West |  | 5.112 | 5.674 | 6.307 | 6.94 | 7.624 | 7.881 | 8.183 | 8.687 | 9.432 | 10.301 | 10.805 | 11.62 | 11.75 | 12.195 | 12.701 | 13.333 | 14.092 | 14.598 | 14.602 | 14.604 | 15.045 | 14.795 | 14.987 | 15.872 | 15.809 | 15.495 | 15.117
Hydrogen Evolution | Srg_BB006a | MW | NPg Yorkshire | Jordanthorpe |  | 0.665 | 0.738 | 0.82 | 0.903 | 0.992 | 1.025 | 1.064 | 1.13 | 1.227 | 1.34 | 1.405 | 1.511 | 1.528 | 1.586 | 1.652 | 1.734 | 1.833 | 1.898 | 1.899 | 1.899 | 1.957 | 1.924 | 1.949 | 2.064 | 2.056 | 2.015 | 1.966
Hydrogen Evolution | Srg_BB006a | MW | NPg Yorkshire | Keadby |  | 7.811 | 8.67 | 9.637 | 10.605 | 11.651 | 12.043 | 12.505 | 13.275 | 14.414 | 15.742 | 16.511 | 17.758 | 17.956 | 18.635 | 19.409 | 20.375 | 21.534 | 22.308 | 22.313 | 22.316 | 22.991 | 22.609 | 22.903 | 24.254 | 24.159 | 23.678 | 23.101
Hydrogen Evolution | Srg_BB006a | MW | NPg Yorkshire | Kirkstall B |  | 3.126 | 3.47 | 3.857 | 4.244 | 4.662 | 4.819 | 5.004 | 5.312 | 5.768 | 6.299 | 6.607 | 7.106 | 7.185 | 7.457 | 7.767 | 8.153 | 8.617 | 8.927 | 8.929 | 8.93 | 9.2 | 9.047 | 9.165 | 9.706 | 9.667 | 9.475 | 9.244
Hydrogen Evolution | Srg_BB006a | MW | NPg Yorkshire | Neepsend |  | 1.166 | 1.294 | 1.438 | 1.583 | 1.739 | 1.797 | 1.866 | 1.981 | 2.151 | 2.349 | 2.464 | 2.65 | 2.68 | 2.781 | 2.897 | 3.041 | 3.214 | 3.329 | 3.33 | 3.331 | 3.431 | 3.374 | 3.418 | 3.62 | 3.606 | 3.534 | 3.448
Hydrogen Evolution | Srg_BB006a | MW | NPg Yorkshire | Norton Lees |  | 0.777 | 0.862 | 0.958 | 1.054 | 1.158 | 1.197 | 1.243 | 1.32 | 1.433 | 1.565 | 1.641 | 1.765 | 1.785 | 1.853 | 1.93 | 2.026 | 2.141 | 2.218 | 2.218 | 2.219 | 2.286 | 2.248 | 2.277 | 2.411 | 2.402 | 2.354 | 2.297
Hydrogen Evolution | Srg_BB006a | MW | NPg Yorkshire | Pitsmoor |  | 0.734 | 0.815 | 0.906 | 0.997 | 1.095 | 1.132 | 1.176 | 1.248 | 1.355 | 1.48 | 1.552 | 1.669 | 1.688 | 1.752 | 1.825 | 1.916 | 2.024 | 2.097 | 2.098 | 2.098 | 2.161 | 2.126 | 2.153 | 2.28 | 2.271 | 2.226 | 2.172
Hydrogen Evolution | Srg_BB006a | MW | NPg Yorkshire | Saltend North |  | 1.554 | 1.725 | 1.917 | 2.11 | 2.318 | 2.396 | 2.488 | 2.641 | 2.867 | 3.131 | 3.284 | 3.532 | 3.572 | 3.707 | 3.861 | 4.053 | 4.284 | 4.437 | 4.439 | 4.439 | 4.573 | 4.497 | 4.556 | 4.825 | 4.806 | 4.71 | 4.595
Hydrogen Evolution | Srg_BB006a | MW | NPg Yorkshire | Sheffield City |  | 1.096 | 1.216 | 1.352 | 1.488 | 1.635 | 1.69 | 1.755 | 1.862 | 2.022 | 2.209 | 2.317 | 2.491 | 2.519 | 2.615 | 2.723 | 2.859 | 3.021 | 3.13 | 3.131 | 3.131 | 3.226 | 3.172 | 3.213 | 3.403 | 3.39 | 3.322 | 3.241
Hydrogen Evolution | Srg_BB006a | MW | NPg Yorkshire | Skelton Grange |  | 8.224 | 9.129 | 10.147 | 11.166 | 12.266 | 12.679 | 13.166 | 13.976 | 15.175 | 16.574 | 17.383 | 18.696 | 18.905 | 19.62 | 20.434 | 21.452 | 22.672 | 23.487 | 23.492 | 23.495 | 24.206 | 23.804 | 24.113 | 25.536 | 25.435 | 24.929 | 24.322
Hydrogen Evolution | Srg_BB006a | MW | NPg Yorkshire | Templeborough |  | 0.147 | 0.163 | 0.181 | 0.199 | 0.219 | 0.226 | 0.235 | 0.249 | 0.271 | 0.296 | 0.31 | 0.333 | 0.337 | 0.35 | 0.364 | 0.383 | 0.404 | 0.419 | 0.419 | 0.419 | 0.432 | 0.425 | 0.43 | 0.455 | 0.454 | 0.445 | 0.434
Hydrogen Evolution | Srg_BB006a | MW | NPg Yorkshire | Thorpe Marsh |  | 1.949 | 2.164 | 2.405 | 2.647 | 2.908 | 3.005 | 3.121 | 3.313 | 3.597 | 3.929 | 4.12 | 4.432 | 4.481 | 4.651 | 4.844 | 5.085 | 5.374 | 5.567 | 5.568 | 5.569 | 5.738 | 5.642 | 5.716 | 6.053 | 6.029 | 5.909 | 5.765
Hydrogen Evolution | Srg_BB006a | MW | NPg Yorkshire | Thurcroft |  | 3.44 | 3.818 | 4.244 | 4.67 | 5.13 | 5.303 | 5.506 | 5.845 | 6.347 | 6.932 | 7.27 | 7.819 | 7.907 | 8.206 | 8.546 | 8.972 | 9.482 | 9.823 | 9.825 | 9.827 | 10.124 | 9.956 | 10.085 | 10.68 | 10.638 | 10.426 | 10.172
Hydrogen Evolution | Srg_BB006a | MW | NPg Yorkshire | West Melton |  | 11.042 | 12.257 | 13.624 | 14.992 | 16.47 | 17.024 | 17.678 | 18.766 | 20.376 | 22.253 | 23.34 | 25.103 | 25.383 | 26.344 | 27.436 | 28.803 | 30.442 | 31.535 | 31.543 | 31.547 | 32.501 | 31.961 | 32.376 | 34.287 | 34.151 | 33.472 | 32.657
Hydrogen Evolution | Srg_BB006a | MW | NPg Yorkshire | Wincobank |  | 0.338 | 0.376 | 0.417 | 0.459 | 0.505 | 0.522 | 0.542 | 0.575 | 0.624 | 0.682 | 0.715 | 0.769 | 0.778 | 0.807 | 0.841 | 0.883 | 0.933 | 0.966 | 0.966 | 0.967 | 0.996 | 0.979 | 0.992 | 1.051 | 1.046 | 1.026 | 1.001
Hydrogen Evolution | Srg_BB006a | MW | SPEN | Ayr |  | 0.679 | 0.756 | 0.837 | 0.917 | 1.022 | 1.05 | 1.109 | 1.177 | 1.293 | 1.429 | 1.498 | 1.612 | 1.624 | 1.679 | 1.744 | 1.826 | 1.924 | 1.989 | 1.985 | 1.982 | 2.041 | 2.005 | 2.026 | 2.142 | 2.133 | 2.09 | 2.039
Hydrogen Evolution | Srg_BB006a | MW | SPEN | Bainsford |  | 0.401 | 0.447 | 0.494 | 0.542 | 0.604 | 0.62 | 0.655 | 0.695 | 0.764 | 0.844 | 0.885 | 0.953 | 0.96 | 0.992 | 1.031 | 1.079 | 1.137 | 1.175 | 1.173 | 1.171 | 1.206 | 1.185 | 1.197 | 1.265 | 1.26 | 1.235 | 1.204
Hydrogen Evolution | Srg_BB006a | MW | SPEN | Bathgate |  | 0.652 | 0.725 | 0.803 | 0.879 | 0.98 | 1.007 | 1.064 | 1.129 | 1.24 | 1.37 | 1.437 | 1.546 | 1.558 | 1.61 | 1.673 | 1.751 | 1.845 | 1.907 | 1.903 | 1.9 | 1.956 | 1.921 | 1.942 | 2.052 | 2.044 | 2.002 | 1.953
Hydrogen Evolution | Srg_BB006a | MW | SPEN | Berwick |  | 0.517 | 0.575 | 0.637 | 0.698 | 0.778 | 0.799 | 0.844 | 0.896 | 0.984 | 1.087 | 1.14 | 1.227 | 1.236 | 1.278 | 1.328 | 1.39 | 1.464 | 1.514 | 1.511 | 1.509 | 1.553 | 1.526 | 1.542 | 1.63 | 1.623 | 1.59 | 1.551
Hydrogen Evolution | Srg_BB006a | MW | SPEN | Bonnybridge |  | 0.907 | 1.009 | 1.117 | 1.224 | 1.364 | 1.401 | 1.48 | 1.571 | 1.726 | 1.907 | 1.999 | 2.152 | 2.168 | 2.241 | 2.328 | 2.437 | 2.568 | 2.654 | 2.648 | 2.645 | 2.723 | 2.674 | 2.703 | 2.857 | 2.845 | 2.787 | 2.719
Hydrogen Evolution | Srg_BB006a | MW | SPEN | Braehead Park |  | 0.581 | 0.647 | 0.716 | 0.784 | 0.874 | 0.898 | 0.949 | 1.007 | 1.106 | 1.222 | 1.282 | 1.379 | 1.39 | 1.436 | 1.492 | 1.562 | 1.646 | 1.702 | 1.698 | 1.696 | 1.746 | 1.715 | 1.733 | 1.832 | 1.824 | 1.787 | 1.743
Hydrogen Evolution | Srg_BB006a | MW | SPEN | Broxburn |  | 0.849 | 0.945 | 1.046 | 1.146 | 1.277 | 1.312 | 1.386 | 1.471 | 1.615 | 1.785 | 1.871 | 2.014 | 2.029 | 2.097 | 2.179 | 2.281 | 2.403 | 2.484 | 2.479 | 2.475 | 2.548 | 2.503 | 2.529 | 2.673 | 2.662 | 2.608 | 2.544
Hydrogen Evolution | Srg_BB006a | MW | SPEN | Carntyne |  | 0.258 | 0.287 | 0.318 | 0.349 | 0.389 | 0.399 | 0.422 | 0.447 | 0.492 | 0.543 | 0.569 | 0.613 | 0.617 | 0.638 | 0.663 | 0.694 | 0.731 | 0.756 | 0.754 | 0.753 | 0.776 | 0.762 | 0.77 | 0.814 | 0.81 | 0.794 | 0.774
Hydrogen Evolution | Srg_BB006a | MW | SPEN | Carsfad |  | 0 | 0 | 0 | 0 | 0 | 0 | 0 | 0 | 0 | 0 | 0 | 0 | 0 | 0 | 0 | 0 | 0 | 0 | 0 | 0 | 0 | 0 | 0 | 0 | 0 | 0 | 0
Hydrogen Evolution | Srg_BB006a | MW | SPEN | Chapelcross |  | 0.659 | 0.733 | 0.812 | 0.889 | 0.991 | 1.018 | 1.076 | 1.142 | 1.254 | 1.386 | 1.453 | 1.564 | 1.576 | 1.629 | 1.692 | 1.771 | 1.866 | 1.929 | 1.925 | 1.923 | 1.979 | 1.944 | 1.965 | 2.077 | 2.068 | 2.026 | 1.977
Hydrogen Evolution | Srg_BB006a | MW | SPEN | Charlotte Street |  | 0.77 | 0.856 | 0.948 | 1.038 | 1.158 | 1.189 | 1.256 | 1.333 | 1.465 | 1.618 | 1.697 | 1.826 | 1.84 | 1.902 | 1.976 | 2.068 | 2.18 | 2.253 | 2.248 | 2.246 | 2.312 | 2.271 | 2.295 | 2.426 | 2.416 | 2.367 | 2.309
Hydrogen Evolution | Srg_BB006a | MW | SPEN | Clyde's Mill |  | 1.138 | 1.266 | 1.401 | 1.535 | 1.711 | 1.758 | 1.857 | 1.971 | 2.165 | 2.392 | 2.508 | 2.699 | 2.72 | 2.811 | 2.921 | 3.057 | 3.222 | 3.331 | 3.324 | 3.32 | 3.418 | 3.357 | 3.393 | 3.586 | 3.571 | 3.5 | 3.413 | GSP also referred to as Westburn Road
Hydrogen Evolution | Srg_BB006a | MW | SPEN | Coatbridge |  | 0.924 | 1.028 | 1.138 | 1.247 | 1.39 | 1.428 | 1.508 | 1.601 | 1.758 | 1.943 | 2.037 | 2.192 | 2.209 | 2.283 | 2.372 | 2.483 | 2.617 | 2.705 | 2.699 | 2.696 | 2.776 | 2.726 | 2.755 | 2.913 | 2.9 | 2.842 | 2.772
Hydrogen Evolution | Srg_BB006a | MW | SPEN | Cockenzie |  | 0.661 | 0.736 | 0.814 | 0.892 | 0.995 | 1.022 | 1.079 | 1.145 | 1.258 | 1.39 | 1.457 | 1.569 | 1.581 | 1.633 | 1.697 | 1.776 | 1.872 | 1.935 | 1.93 | 1.928 | 1.985 | 1.949 | 1.97 | 2.082 | 2.073 | 2.031 | 1.981
Hydrogen Evolution | Srg_BB006a | MW | SPEN | Coylton |  | 0.614 | 0.683 | 0.756 | 0.829 | 0.924 | 0.949 | 1.002 | 1.064 | 1.168 | 1.291 | 1.353 | 1.457 | 1.468 | 1.517 | 1.576 | 1.649 | 1.738 | 1.796 | 1.792 | 1.79 | 1.842 | 1.809 | 1.828 | 1.932 | 1.924 | 1.885 | 1.839
Hydrogen Evolution | Srg_BB006a | MW | SPEN | Crookston A |  | 0.504 | 0.561 | 0.621 | 0.68 | 0.758 | 0.779 | 0.822 | 0.873 | 0.959 | 1.06 | 1.111 | 1.195 | 1.204 | 1.245 | 1.293 | 1.354 | 1.426 | 1.474 | 1.471 | 1.469 | 1.512 | 1.485 | 1.501 | 1.586 | 1.58 | 1.548 | 1.51
Hydrogen Evolution | Srg_BB006a | MW | SPEN | Crookston B |  | 0.328 | 0.364 | 0.403 | 0.442 | 0.493 | 0.506 | 0.535 | 0.567 | 0.623 | 0.689 | 0.722 | 0.777 | 0.783 | 0.809 | 0.84 | 0.879 | 0.927 | 0.958 | 0.955 | 0.954 | 0.982 | 0.964 | 0.974 | 1.03 | 1.025 | 1.005 | 0.98
Hydrogen Evolution | Srg_BB006a | MW | SPEN | Cumbernauld |  | 0.763 | 0.849 | 0.939 | 1.029 | 1.147 | 1.178 | 1.245 | 1.321 | 1.451 | 1.604 | 1.681 | 1.81 | 1.823 | 1.885 | 1.958 | 2.049 | 2.16 | 2.233 | 2.228 | 2.225 | 2.291 | 2.25 | 2.274 | 2.403 | 2.393 | 2.345 | 2.287
Hydrogen Evolution | Srg_BB006a | MW | SPEN | Cupar |  | 0.85 | 0.946 | 1.047 | 1.147 | 1.279 | 1.313 | 1.387 | 1.473 | 1.618 | 1.787 | 1.874 | 2.017 | 2.032 | 2.1 | 2.182 | 2.283 | 2.406 | 2.487 | 2.482 | 2.478 | 2.551 | 2.506 | 2.532 | 2.676 | 2.665 | 2.611 | 2.547
Hydrogen Evolution | Srg_BB006a | MW | SPEN | Currie |  | 0.177 | 0.197 | 0.218 | 0.239 | 0.267 | 0.274 | 0.289 | 0.307 | 0.337 | 0.373 | 0.391 | 0.42 | 0.424 | 0.438 | 0.455 | 0.476 | 0.502 | 0.518 | 0.517 | 0.516 | 0.532 | 0.522 | 0.527 | 0.557 | 0.555 | 0.544 | 0.53
Hydrogen Evolution | Srg_BB006a | MW | SPEN | Dalmarnock |  | 0.476 | 0.53 | 0.587 | 0.643 | 0.716 | 0.736 | 0.777 | 0.825 | 0.906 | 1.002 | 1.05 | 1.13 | 1.139 | 1.177 | 1.223 | 1.28 | 1.349 | 1.395 | 1.392 | 1.39 | 1.431 | 1.406 | 1.421 | 1.502 | 1.495 | 1.465 | 1.429
Hydrogen Evolution | Srg_BB006a | MW | SPEN | Devol Moor |  | 0.357 | 0.398 | 0.44 | 0.482 | 0.538 | 0.552 | 0.583 | 0.619 | 0.68 | 0.752 | 0.788 | 0.848 | 0.855 | 0.883 | 0.918 | 0.961 | 1.012 | 1.047 | 1.044 | 1.043 | 1.074 | 1.055 | 1.066 | 1.127 | 1.122 | 1.099 | 1.072
Hydrogen Evolution | Srg_BB006a | MW | SPEN | Devonside |  | 0.908 | 1.01 | 1.118 | 1.225 | 1.365 | 1.402 | 1.481 | 1.573 | 1.728 | 1.909 | 2.001 | 2.154 | 2.17 | 2.243 | 2.331 | 2.44 | 2.571 | 2.658 | 2.653 | 2.649 | 2.728 | 2.679 | 2.708 | 2.862 | 2.851 | 2.793 | 2.725
Hydrogen Evolution | Srg_BB006a | MW | SPEN | Dewar Place |  | 1.186 | 1.32 | 1.461 | 1.601 | 1.784 | 1.833 | 1.936 | 2.055 | 2.258 | 2.495 | 2.615 | 2.815 | 2.836 | 2.932 | 3.046 | 3.188 | 3.36 | 3.474 | 3.466 | 3.462 | 3.565 | 3.501 | 3.539 | 3.741 | 3.725 | 3.65 | 3.56
Hydrogen Evolution | Srg_BB006a | MW | SPEN | Drumchapel |  | 1.045 | 1.162 | 1.287 | 1.41 | 1.571 | 1.614 | 1.705 | 1.81 | 1.988 | 2.197 | 2.303 | 2.479 | 2.498 | 2.581 | 2.682 | 2.807 | 2.959 | 3.059 | 3.052 | 3.048 | 3.138 | 3.083 | 3.115 | 3.293 | 3.279 | 3.213 | 3.134
Hydrogen Evolution | Srg_BB006a | MW | SPEN | Drumcross |  | 0.219 | 0.244 | 0.27 | 0.296 | 0.33 | 0.339 | 0.358 | 0.38 | 0.418 | 0.462 | 0.484 | 0.521 | 0.525 | 0.542 | 0.564 | 0.59 | 0.622 | 0.643 | 0.641 | 0.641 | 0.66 | 0.648 | 0.655 | 0.692 | 0.689 | 0.675 | 0.659
Hydrogen Evolution | Srg_BB006a | MW | SPEN | Dumfries 33 |  | 0.781 | 0.869 | 0.962 | 1.053 | 1.174 | 1.206 | 1.274 | 1.352 | 1.486 | 1.642 | 1.721 | 1.852 | 1.866 | 1.929 | 2.004 | 2.098 | 2.21 | 2.285 | 2.28 | 2.277 | 2.344 | 2.303 | 2.327 | 2.46 | 2.449 | 2.4 | 2.341
Hydrogen Evolution | Srg_BB006a | MW | SPEN | Dumfries ICI |  | 0.165 | 0.181 | 0.199 | 0.217 | 0.24 | 0.243 | 0.254 | 0.266 | 0.287 | 0.313 | 0.325 | 0.345 | 0.34 | 0.345 | 0.352 | 0.362 | 0.375 | 0.382 | 0.377 | 0.371 | 0.378 | 0.368 | 0.37 | 0.388 | 0.383 | 0.372 | 0.359
Hydrogen Evolution | Srg_BB006a | MW | SPEN | Dunbar A |  | 0.354 | 0.394 | 0.436 | 0.478 | 0.533 | 0.547 | 0.578 | 0.613 | 0.674 | 0.745 | 0.781 | 0.84 | 0.847 | 0.875 | 0.909 | 0.951 | 1.003 | 1.037 | 1.034 | 1.033 | 1.063 | 1.044 | 1.056 | 1.116 | 1.111 | 1.089 | 1.062
Hydrogen Evolution | Srg_BB006a | MW | SPEN | Dunbar B |  | 0.16 | 0.178 | 0.197 | 0.215 | 0.24 | 0.246 | 0.26 | 0.276 | 0.304 | 0.335 | 0.352 | 0.378 | 0.381 | 0.394 | 0.409 | 0.428 | 0.451 | 0.467 | 0.466 | 0.465 | 0.479 | 0.47 | 0.475 | 0.502 | 0.5 | 0.49 | 0.478
Hydrogen Evolution | Srg_BB006a | MW | SPEN | Dunfermline |  | 0.781 | 0.869 | 0.962 | 1.054 | 1.175 | 1.207 | 1.275 | 1.353 | 1.486 | 1.642 | 1.722 | 1.853 | 1.867 | 1.93 | 2.005 | 2.099 | 2.212 | 2.287 | 2.282 | 2.279 | 2.346 | 2.305 | 2.329 | 2.462 | 2.452 | 2.403 | 2.343
Hydrogen Evolution | Srg_BB006a | MW | SPEN | Earlstoun |  | 0 | 0 | 0 | 0 | 0 | 0 | 0 | 0 | 0 | 0 | 0 | 0 | 0 | 0 | 0 | 0 | 0 | 0 | 0 | 0 | 0 | 0 | 0 | 0 | 0 | 0 | 0
Hydrogen Evolution | Srg_BB006a | MW | SPEN | East Kilbride |  | 0.539 | 0.599 | 0.663 | 0.727 | 0.81 | 0.832 | 0.879 | 0.933 | 1.025 | 1.132 | 1.187 | 1.278 | 1.287 | 1.33 | 1.382 | 1.447 | 1.525 | 1.576 | 1.573 | 1.571 | 1.617 | 1.588 | 1.605 | 1.696 | 1.689 | 1.655 | 1.614
Hydrogen Evolution | Srg_BB006a | MW | SPEN | East Kilbride South |  | 0.251 | 0.28 | 0.31 | 0.339 | 0.378 | 0.388 | 0.41 | 0.436 | 0.478 | 0.529 | 0.554 | 0.597 | 0.601 | 0.621 | 0.645 | 0.676 | 0.712 | 0.736 | 0.734 | 0.733 | 0.755 | 0.742 | 0.75 | 0.792 | 0.789 | 0.773 | 0.754
Hydrogen Evolution | Srg_BB006a | MW | SPEN | Easterhouse |  | 1.254 | 1.396 | 1.545 | 1.693 | 1.887 | 1.938 | 2.047 | 2.173 | 2.387 | 2.637 | 2.765 | 2.976 | 2.998 | 3.099 | 3.22 | 3.37 | 3.551 | 3.671 | 3.663 | 3.658 | 3.766 | 3.699 | 3.738 | 3.951 | 3.935 | 3.855 | 3.76
Hydrogen Evolution | Srg_BB006a | MW | SPEN | Eccles |  | 0.255 | 0.284 | 0.314 | 0.344 | 0.383 | 0.394 | 0.416 | 0.442 | 0.485 | 0.536 | 0.562 | 0.605 | 0.609 | 0.63 | 0.654 | 0.685 | 0.721 | 0.746 | 0.744 | 0.743 | 0.765 | 0.751 | 0.759 | 0.802 | 0.799 | 0.783 | 0.763
Hydrogen Evolution | Srg_BB006a | MW | SPEN | Elderslie |  | 0.432 | 0.481 | 0.532 | 0.583 | 0.65 | 0.667 | 0.705 | 0.748 | 0.822 | 0.908 | 0.952 | 1.025 | 1.032 | 1.067 | 1.108 | 1.16 | 1.222 | 1.264 | 1.261 | 1.259 | 1.296 | 1.273 | 1.286 | 1.359 | 1.354 | 1.326 | 1.294
Hydrogen Evolution | Srg_BB006a | MW | SPEN | Erskine |  | 0.268 | 0.298 | 0.33 | 0.362 | 0.403 | 0.414 | 0.438 | 0.464 | 0.51 | 0.563 | 0.591 | 0.636 | 0.64 | 0.662 | 0.687 | 0.719 | 0.758 | 0.783 | 0.781 | 0.78 | 0.803 | 0.788 | 0.796 | 0.841 | 0.838 | 0.82 | 0.8
Hydrogen Evolution | Srg_BB006a | MW | SPEN | Finnieston |  | 0.567 | 0.631 | 0.699 | 0.765 | 0.853 | 0.876 | 0.926 | 0.983 | 1.08 | 1.193 | 1.251 | 1.346 | 1.356 | 1.402 | 1.456 | 1.525 | 1.607 | 1.661 | 1.658 | 1.656 | 1.705 | 1.675 | 1.692 | 1.789 | 1.782 | 1.746 | 1.703
Hydrogen Evolution | Srg_BB006a | MW | SPEN | Galashiels |  | 0.513 | 0.571 | 0.632 | 0.693 | 0.772 | 0.793 | 0.838 | 0.889 | 0.977 | 1.079 | 1.132 | 1.218 | 1.227 | 1.268 | 1.318 | 1.379 | 1.453 | 1.502 | 1.499 | 1.497 | 1.541 | 1.514 | 1.53 | 1.617 | 1.61 | 1.578 | 1.539
Hydrogen Evolution | Srg_BB006a | MW | SPEN | Giffnock |  | 0.939 | 1.044 | 1.156 | 1.267 | 1.412 | 1.45 | 1.532 | 1.626 | 1.786 | 1.973 | 2.069 | 2.227 | 2.243 | 2.319 | 2.409 | 2.521 | 2.657 | 2.746 | 2.74 | 2.736 | 2.817 | 2.766 | 2.795 | 2.955 | 2.942 | 2.883 | 2.811
Hydrogen Evolution | Srg_BB006a | MW | SPEN | Glenlee |  | 0 | 0 | 0 | 0 | 0 | 0 | 0 | 0 | 0 | 0 | 0 | 0 | 0 | 0 | 0 | 0 | 0 | 0 | 0 | 0 | 0 | 0 | 0 | 0 | 0 | 0 | 0
Hydrogen Evolution | Srg_BB006a | MW | SPEN | Glenluce |  | 0.265 | 0.295 | 0.327 | 0.358 | 0.399 | 0.41 | 0.433 | 0.46 | 0.505 | 0.558 | 0.585 | 0.63 | 0.635 | 0.656 | 0.681 | 0.713 | 0.752 | 0.777 | 0.775 | 0.774 | 0.797 | 0.783 | 0.791 | 0.836 | 0.833 | 0.816 | 0.796
Hydrogen Evolution | Srg_BB006a | MW | SPEN | Glenniston |  | 0.295 | 0.328 | 0.363 | 0.398 | 0.443 | 0.456 | 0.481 | 0.511 | 0.561 | 0.62 | 0.65 | 0.7 | 0.705 | 0.729 | 0.757 | 0.792 | 0.835 | 0.863 | 0.861 | 0.86 | 0.886 | 0.87 | 0.879 | 0.929 | 0.926 | 0.907 | 0.885
Hydrogen Evolution | Srg_BB006a | MW | SPEN | Glenrothes |  | 0.423 | 0.47 | 0.521 | 0.571 | 0.636 | 0.653 | 0.69 | 0.733 | 0.805 | 0.889 | 0.932 | 1.003 | 1.011 | 1.045 | 1.086 | 1.136 | 1.198 | 1.238 | 1.235 | 1.234 | 1.27 | 1.248 | 1.261 | 1.333 | 1.328 | 1.301 | 1.269
Hydrogen Evolution | Srg_BB006a | MW | SPEN | Gorgie |  | 0.455 | 0.506 | 0.56 | 0.614 | 0.684 | 0.702 | 0.742 | 0.788 | 0.865 | 0.956 | 1.002 | 1.079 | 1.087 | 1.124 | 1.167 | 1.222 | 1.288 | 1.331 | 1.328 | 1.327 | 1.366 | 1.342 | 1.356 | 1.434 | 1.428 | 1.399 | 1.365
Hydrogen Evolution | Srg_BB006a | MW | SPEN | Govan |  | 0.649 | 0.722 | 0.799 | 0.875 | 0.976 | 1.002 | 1.059 | 1.124 | 1.235 | 1.364 | 1.43 | 1.539 | 1.551 | 1.603 | 1.666 | 1.743 | 1.837 | 1.899 | 1.895 | 1.893 | 1.949 | 1.914 | 1.935 | 2.045 | 2.037 | 1.996 | 1.947
Hydrogen Evolution | Srg_BB006a | MW | SPEN | Grangemouth A |  | 0.536 | 0.597 | 0.66 | 0.724 | 0.807 | 0.828 | 0.875 | 0.929 | 1.02 | 1.128 | 1.182 | 1.272 | 1.282 | 1.325 | 1.377 | 1.441 | 1.518 | 1.57 | 1.566 | 1.564 | 1.61 | 1.582 | 1.598 | 1.69 | 1.683 | 1.649 | 1.608
Hydrogen Evolution | Srg_BB006a | MW | SPEN | Grangemouth C |  | 0.397 | 0.441 | 0.489 | 0.535 | 0.597 | 0.613 | 0.648 | 0.687 | 0.755 | 0.834 | 0.875 | 0.941 | 0.949 | 0.98 | 1.019 | 1.066 | 1.124 | 1.161 | 1.159 | 1.157 | 1.192 | 1.17 | 1.183 | 1.25 | 1.245 | 1.22 | 1.19
Hydrogen Evolution | Srg_BB006a | MW | SPEN | Haggs Road |  | 0.295 | 0.328 | 0.363 | 0.398 | 0.444 | 0.456 | 0.481 | 0.511 | 0.561 | 0.62 | 0.65 | 0.7 | 0.705 | 0.729 | 0.757 | 0.792 | 0.835 | 0.863 | 0.861 | 0.86 | 0.885 | 0.87 | 0.879 | 0.929 | 0.925 | 0.906 | 0.884
Hydrogen Evolution | Srg_BB006a | MW | SPEN | Hawick |  | 0.273 | 0.304 | 0.336 | 0.368 | 0.41 | 0.421 | 0.445 | 0.473 | 0.519 | 0.574 | 0.601 | 0.647 | 0.652 | 0.674 | 0.7 | 0.733 | 0.772 | 0.798 | 0.797 | 0.796 | 0.819 | 0.804 | 0.813 | 0.859 | 0.856 | 0.838 | 0.818
Hydrogen Evolution | Srg_BB006a | MW | SPEN | Helensburgh |  | 0.285 | 0.317 | 0.351 | 0.385 | 0.429 | 0.44 | 0.465 | 0.494 | 0.542 | 0.599 | 0.628 | 0.676 | 0.681 | 0.704 | 0.732 | 0.766 | 0.807 | 0.835 | 0.833 | 0.832 | 0.856 | 0.841 | 0.85 | 0.899 | 0.895 | 0.877 | 0.855
Hydrogen Evolution | Srg_BB006a | MW | SPEN | Hunterston Farm |  | 0.069 | 0.076 | 0.085 | 0.093 | 0.103 | 0.106 | 0.112 | 0.119 | 0.131 | 0.144 | 0.151 | 0.163 | 0.164 | 0.17 | 0.176 | 0.184 | 0.194 | 0.201 | 0.201 | 0.2 | 0.206 | 0.203 | 0.205 | 0.216 | 0.216 | 0.211 | 0.206
Hydrogen Evolution | Srg_BB006a | MW | SPEN | Inverkeithing |  | 0.595 | 0.662 | 0.732 | 0.802 | 0.894 | 0.919 | 0.97 | 1.03 | 1.132 | 1.251 | 1.311 | 1.411 | 1.422 | 1.469 | 1.527 | 1.598 | 1.684 | 1.741 | 1.738 | 1.736 | 1.787 | 1.755 | 1.774 | 1.875 | 1.867 | 1.83 | 1.785
Hydrogen Evolution | Srg_BB006a | MW | SPEN | Johnstone |  | 0.63 | 0.701 | 0.776 | 0.85 | 0.948 | 0.973 | 1.028 | 1.091 | 1.197 | 1.323 | 1.387 | 1.492 | 1.503 | 1.553 | 1.613 | 1.687 | 1.777 | 1.836 | 1.83 | 1.826 | 1.879 | 1.844 | 1.862 | 1.967 | 1.958 | 1.917 | 1.869
Hydrogen Evolution | Srg_BB006a | MW | SPEN | Kaimes |  | 1.494 | 1.663 | 1.841 | 2.017 | 2.248 | 2.309 | 2.439 | 2.589 | 2.844 | 3.143 | 3.295 | 3.546 | 3.573 | 3.693 | 3.836 | 4.015 | 4.232 | 4.375 | 4.365 | 4.359 | 4.488 | 4.408 | 4.455 | 4.709 | 4.689 | 4.595 | 4.481
Hydrogen Evolution | Srg_BB006a | MW | SPEN | Kendoon |  | 0 | 0 | 0 | 0 | 0 | 0 | 0 | 0 | 0 | 0 | 0 | 0 | 0 | 0 | 0 | 0 | 0 | 0 | 0 | 0 | 0 | 0 | 0 | 0 | 0 | 0 | 0
Hydrogen Evolution | Srg_BB006a | MW | SPEN | Kilbowie 11 |  | 0.127 | 0.141 | 0.156 | 0.171 | 0.19 | 0.196 | 0.207 | 0.219 | 0.241 | 0.266 | 0.279 | 0.301 | 0.303 | 0.313 | 0.325 | 0.34 | 0.359 | 0.371 | 0.37 | 0.37 | 0.381 | 0.374 | 0.378 | 0.399 | 0.398 | 0.39 | 0.38
Hydrogen Evolution | Srg_BB006a | MW | SPEN | Kilbowie 33 |  | 0.299 | 0.333 | 0.368 | 0.403 | 0.45 | 0.462 | 0.488 | 0.518 | 0.569 | 0.629 | 0.659 | 0.709 | 0.715 | 0.739 | 0.768 | 0.804 | 0.847 | 0.876 | 0.874 | 0.873 | 0.898 | 0.882 | 0.892 | 0.943 | 0.939 | 0.92 | 0.897
Hydrogen Evolution | Srg_BB006a | MW | SPEN | Killermont |  | 0.894 | 0.995 | 1.102 | 1.207 | 1.345 | 1.382 | 1.46 | 1.55 | 1.702 | 1.881 | 1.972 | 2.122 | 2.138 | 2.21 | 2.296 | 2.403 | 2.533 | 2.618 | 2.612 | 2.609 | 2.686 | 2.638 | 2.666 | 2.818 | 2.806 | 2.75 | 2.682
Hydrogen Evolution | Srg_BB006a | MW | SPEN | Kilmarnock South |  | 0.328 | 0.365 | 0.404 | 0.443 | 0.494 | 0.507 | 0.536 | 0.569 | 0.625 | 0.69 | 0.724 | 0.779 | 0.785 | 0.811 | 0.843 | 0.882 | 0.929 | 0.961 | 0.959 | 0.958 | 0.986 | 0.968 | 0.979 | 1.034 | 1.03 | 1.009 | 0.985
Hydrogen Evolution | Srg_BB006a | MW | SPEN | Kilmarnock Town |  | 0.993 | 1.105 | 1.223 | 1.34 | 1.494 | 1.535 | 1.621 | 1.721 | 1.89 | 2.089 | 2.19 | 2.357 | 2.375 | 2.454 | 2.55 | 2.669 | 2.813 | 2.908 | 2.902 | 2.898 | 2.984 | 2.931 | 2.962 | 3.131 | 3.118 | 3.055 | 2.98
Hydrogen Evolution | Srg_BB006a | MW | SPEN | Kilwinning |  | 0.432 | 0.481 | 0.532 | 0.583 | 0.65 | 0.667 | 0.705 | 0.748 | 0.822 | 0.909 | 0.953 | 1.025 | 1.033 | 1.068 | 1.109 | 1.161 | 1.224 | 1.265 | 1.262 | 1.261 | 1.298 | 1.275 | 1.289 | 1.362 | 1.357 | 1.33 | 1.297
Hydrogen Evolution | Srg_BB006a | MW | SPEN | Leven |  | 0.614 | 0.683 | 0.756 | 0.828 | 0.923 | 0.948 | 1.001 | 1.063 | 1.168 | 1.29 | 1.353 | 1.456 | 1.467 | 1.516 | 1.575 | 1.649 | 1.738 | 1.797 | 1.793 | 1.79 | 1.843 | 1.81 | 1.83 | 1.934 | 1.926 | 1.887 | 1.841
Hydrogen Evolution | Srg_BB006a | MW | SPEN | Linnmill |  | 0.627 | 0.698 | 0.773 | 0.846 | 0.943 | 0.969 | 1.023 | 1.086 | 1.193 | 1.318 | 1.382 | 1.487 | 1.498 | 1.548 | 1.608 | 1.683 | 1.773 | 1.832 | 1.827 | 1.824 | 1.878 | 1.844 | 1.863 | 1.968 | 1.959 | 1.919 | 1.872
Hydrogen Evolution | Srg_BB006a | MW | SPEN | Livingston East |  | 0.826 | 0.919 | 1.018 | 1.115 | 1.243 | 1.277 | 1.348 | 1.431 | 1.572 | 1.737 | 1.821 | 1.96 | 1.975 | 2.041 | 2.12 | 2.219 | 2.338 | 2.416 | 2.411 | 2.407 | 2.478 | 2.433 | 2.459 | 2.599 | 2.587 | 2.535 | 2.472
Hydrogen Evolution | Srg_BB006a | MW | SPEN | Maybole |  | 0.289 | 0.322 | 0.356 | 0.391 | 0.435 | 0.447 | 0.472 | 0.501 | 0.551 | 0.608 | 0.638 | 0.686 | 0.692 | 0.715 | 0.742 | 0.777 | 0.819 | 0.846 | 0.844 | 0.843 | 0.868 | 0.852 | 0.861 | 0.91 | 0.906 | 0.888 | 0.866
Hydrogen Evolution | Srg_BB006a | MW | SPEN | Newarthill |  | 1.237 | 1.376 | 1.524 | 1.669 | 1.861 | 1.911 | 2.019 | 2.143 | 2.354 | 2.601 | 2.727 | 2.934 | 2.957 | 3.056 | 3.175 | 3.323 | 3.502 | 3.62 | 3.611 | 3.607 | 3.713 | 3.647 | 3.685 | 3.895 | 3.878 | 3.8 | 3.706
Hydrogen Evolution | Srg_BB006a | MW | SPEN | Newton Stewart |  | 0.122 | 0.136 | 0.15 | 0.164 | 0.183 | 0.188 | 0.199 | 0.211 | 0.232 | 0.256 | 0.268 | 0.289 | 0.291 | 0.301 | 0.312 | 0.327 | 0.345 | 0.356 | 0.355 | 0.355 | 0.365 | 0.359 | 0.362 | 0.383 | 0.381 | 0.374 | 0.364
Hydrogen Evolution | Srg_BB006a | MW | SPEN | Paisley |  | 0.532 | 0.592 | 0.656 | 0.718 | 0.801 | 0.822 | 0.869 | 0.922 | 1.013 | 1.119 | 1.173 | 1.263 | 1.272 | 1.315 | 1.366 | 1.43 | 1.507 | 1.558 | 1.554 | 1.552 | 1.598 | 1.57 | 1.586 | 1.677 | 1.67 | 1.636 | 1.596
Hydrogen Evolution | Srg_BB006a | MW | SPEN | Partick |  | 0.654 | 0.728 | 0.806 | 0.883 | 0.984 | 1.011 | 1.068 | 1.134 | 1.245 | 1.376 | 1.443 | 1.553 | 1.565 | 1.617 | 1.68 | 1.759 | 1.854 | 1.916 | 1.912 | 1.91 | 1.966 | 1.932 | 1.952 | 2.064 | 2.055 | 2.014 | 1.964
Hydrogen Evolution | Srg_BB006a | MW | SPEN | Port Dundas |  | 0.59 | 0.657 | 0.727 | 0.796 | 0.888 | 0.912 | 0.963 | 1.022 | 1.123 | 1.241 | 1.301 | 1.4 | 1.411 | 1.458 | 1.515 | 1.586 | 1.671 | 1.728 | 1.724 | 1.722 | 1.773 | 1.741 | 1.76 | 1.86 | 1.852 | 1.815 | 1.771
Hydrogen Evolution | Srg_BB006a | MW | SPEN | Portobello |  | 1.371 | 1.526 | 1.689 | 1.851 | 2.063 | 2.119 | 2.238 | 2.376 | 2.61 | 2.884 | 3.024 | 3.254 | 3.279 | 3.389 | 3.521 | 3.686 | 3.884 | 4.015 | 4.007 | 4.002 | 4.12 | 4.047 | 4.089 | 4.323 | 4.305 | 4.218 | 4.114
Hydrogen Evolution | Srg_BB006a | MW | SPEN | Ravenscraig |  | 0.355 | 0.39 | 0.43 | 0.467 | 0.517 | 0.525 | 0.549 | 0.573 | 0.619 | 0.676 | 0.701 | 0.744 | 0.733 | 0.744 | 0.759 | 0.781 | 0.808 | 0.824 | 0.812 | 0.801 | 0.815 | 0.794 | 0.797 | 0.837 | 0.826 | 0.802 | 0.774
Hydrogen Evolution | Srg_BB006a | MW | SPEN | Redhouse |  | 0.647 | 0.72 | 0.797 | 0.873 | 0.973 | 0.999 | 1.055 | 1.12 | 1.231 | 1.36 | 1.426 | 1.535 | 1.546 | 1.598 | 1.661 | 1.738 | 1.832 | 1.894 | 1.89 | 1.888 | 1.943 | 1.909 | 1.929 | 2.039 | 2.031 | 1.99 | 1.941
Hydrogen Evolution | Srg_BB006a | MW | SPEN | Saltcoats A |  | 0.497 | 0.553 | 0.612 | 0.671 | 0.748 | 0.768 | 0.812 | 0.862 | 0.946 | 1.046 | 1.096 | 1.18 | 1.189 | 1.229 | 1.277 | 1.336 | 1.408 | 1.456 | 1.453 | 1.451 | 1.494 | 1.467 | 1.483 | 1.568 | 1.561 | 1.53 | 1.492
Hydrogen Evolution | Srg_BB006a | MW | SPEN | Saltcoats B |  | 0.442 | 0.491 | 0.544 | 0.596 | 0.664 | 0.682 | 0.721 | 0.765 | 0.84 | 0.929 | 0.973 | 1.048 | 1.056 | 1.091 | 1.134 | 1.187 | 1.251 | 1.293 | 1.29 | 1.288 | 1.326 | 1.303 | 1.317 | 1.392 | 1.386 | 1.358 | 1.325
Hydrogen Evolution | Srg_BB006a | MW | SPEN | Shrubhill |  | 0.933 | 1.038 | 1.149 | 1.259 | 1.403 | 1.441 | 1.523 | 1.616 | 1.775 | 1.962 | 2.057 | 2.214 | 2.231 | 2.306 | 2.395 | 2.507 | 2.642 | 2.732 | 2.726 | 2.723 | 2.803 | 2.753 | 2.783 | 2.941 | 2.929 | 2.87 | 2.8
Hydrogen Evolution | Srg_BB006a | MW | SPEN | Sighthill |  | 1.475 | 1.642 | 1.817 | 1.991 | 2.219 | 2.28 | 2.408 | 2.556 | 2.808 | 3.103 | 3.253 | 3.501 | 3.528 | 3.646 | 3.788 | 3.965 | 4.179 | 4.32 | 4.31 | 4.305 | 4.432 | 4.353 | 4.399 | 4.65 | 4.631 | 4.538 | 4.426
Hydrogen Evolution | Srg_BB006a | MW | SPEN | Spango Valley |  | 0.48 | 0.534 | 0.591 | 0.648 | 0.722 | 0.742 | 0.783 | 0.832 | 0.914 | 1.009 | 1.058 | 1.139 | 1.148 | 1.186 | 1.232 | 1.29 | 1.359 | 1.405 | 1.402 | 1.401 | 1.442 | 1.416 | 1.431 | 1.513 | 1.507 | 1.476 | 1.44
Hydrogen Evolution | Srg_BB006a | MW | SPEN | St Andrews Cross |  | 0.626 | 0.697 | 0.771 | 0.845 | 0.942 | 0.967 | 1.022 | 1.085 | 1.192 | 1.317 | 1.38 | 1.486 | 1.497 | 1.547 | 1.608 | 1.683 | 1.773 | 1.834 | 1.83 | 1.827 | 1.881 | 1.848 | 1.868 | 1.974 | 1.966 | 1.927 | 1.879
Hydrogen Evolution | Srg_BB006a | MW | SPEN | Stirling |  | 1.169 | 1.3 | 1.439 | 1.577 | 1.758 | 1.806 | 1.907 | 2.025 | 2.224 | 2.458 | 2.577 | 2.773 | 2.794 | 2.888 | 3.001 | 3.141 | 3.31 | 3.422 | 3.415 | 3.411 | 3.511 | 3.449 | 3.486 | 3.685 | 3.669 | 3.596 | 3.507
Hydrogen Evolution | Srg_BB006a | MW | SPEN | Strathaven |  | 0.744 | 0.828 | 0.916 | 1.004 | 1.119 | 1.149 | 1.214 | 1.289 | 1.416 | 1.565 | 1.64 | 1.765 | 1.779 | 1.838 | 1.91 | 1.999 | 2.107 | 2.178 | 2.173 | 2.171 | 2.235 | 2.195 | 2.218 | 2.345 | 2.335 | 2.288 | 2.231
Hydrogen Evolution | Srg_BB006a | MW | SPEN | Strathleven |  | 0.619 | 0.689 | 0.763 | 0.836 | 0.931 | 0.957 | 1.01 | 1.072 | 1.178 | 1.302 | 1.364 | 1.469 | 1.48 | 1.529 | 1.588 | 1.662 | 1.752 | 1.81 | 1.806 | 1.803 | 1.856 | 1.823 | 1.842 | 1.946 | 1.938 | 1.899 | 1.852
Hydrogen Evolution | Srg_BB006a | MW | SPEN | Telford Road |  | 0.402 | 0.448 | 0.496 | 0.543 | 0.605 | 0.622 | 0.657 | 0.697 | 0.766 | 0.846 | 0.887 | 0.955 | 0.962 | 0.994 | 1.033 | 1.081 | 1.139 | 1.178 | 1.175 | 1.174 | 1.209 | 1.187 | 1.2 | 1.268 | 1.263 | 1.237 | 1.207
Hydrogen Evolution | Srg_BB006a | MW | SPEN | Tongland |  | 0.388 | 0.432 | 0.478 | 0.524 | 0.584 | 0.599 | 0.633 | 0.672 | 0.738 | 0.816 | 0.855 | 0.921 | 0.928 | 0.959 | 0.996 | 1.043 | 1.099 | 1.136 | 1.133 | 1.132 | 1.165 | 1.145 | 1.157 | 1.223 | 1.218 | 1.193 | 1.164
Hydrogen Evolution | Srg_BB006a | MW | SPEN | West George Street |  | 0.809 | 0.9 | 0.996 | 1.091 | 1.216 | 1.249 | 1.32 | 1.401 | 1.539 | 1.701 | 1.783 | 1.919 | 1.934 | 1.999 | 2.077 | 2.174 | 2.291 | 2.369 | 2.364 | 2.361 | 2.431 | 2.388 | 2.413 | 2.551 | 2.541 | 2.49 | 2.428
Hydrogen Evolution | Srg_BB006a | MW | SPEN | Westfield |  | 0.432 | 0.481 | 0.532 | 0.583 | 0.65 | 0.667 | 0.705 | 0.748 | 0.822 | 0.908 | 0.952 | 1.025 | 1.033 | 1.067 | 1.109 | 1.161 | 1.223 | 1.264 | 1.262 | 1.26 | 1.297 | 1.274 | 1.288 | 1.361 | 1.356 | 1.328 | 1.296
Hydrogen Evolution | Srg_BB006a | MW | SPEN | Whitehouse |  | 0.899 | 1 | 1.107 | 1.213 | 1.352 | 1.388 | 1.467 | 1.557 | 1.71 | 1.89 | 1.981 | 2.132 | 2.149 | 2.221 | 2.307 | 2.415 | 2.545 | 2.631 | 2.626 | 2.622 | 2.7 | 2.652 | 2.68 | 2.833 | 2.821 | 2.764 | 2.696
Hydrogen Evolution | Srg_BB006a | MW | SPEN | Wishaw |  | 0.995 | 1.107 | 1.226 | 1.343 | 1.497 | 1.537 | 1.624 | 1.724 | 1.894 | 2.092 | 2.194 | 2.361 | 2.379 | 2.459 | 2.554 | 2.674 | 2.818 | 2.913 | 2.907 | 2.903 | 2.989 | 2.936 | 2.967 | 3.136 | 3.123 | 3.06 | 2.984
Hydrogen Evolution | Srg_BB006a | MW | SPEN Manweb | Birkenhead |  | 3.177 | 3.527 | 3.92 | 4.314 | 4.739 | 4.899 | 5.087 | 5.4 | 5.863 | 6.403 | 6.716 | 7.223 | 7.304 | 7.58 | 7.895 | 8.288 | 8.759 | 9.074 | 9.076 | 9.077 | 9.352 | 9.197 | 9.316 | 9.866 | 9.827 | 9.631 | 9.397
Hydrogen Evolution | Srg_BB006a | MW | SPEN Manweb | Capenhurst |  | 7.218 | 8.011 | 8.905 | 9.799 | 10.765 | 11.127 | 11.555 | 12.266 | 13.318 | 14.546 | 15.256 | 16.408 | 16.591 | 17.219 | 17.933 | 18.826 | 19.898 | 20.612 | 20.617 | 20.62 | 21.244 | 20.891 | 21.162 | 22.411 | 22.322 | 21.878 | 21.345
Hydrogen Evolution | Srg_BB006a | MW | SPEN Manweb | Connah's Quay |  | 5.476 | 6.078 | 6.756 | 7.435 | 8.167 | 8.442 | 8.766 | 9.306 | 10.104 | 11.036 | 11.574 | 12.449 | 12.587 | 13.064 | 13.606 | 14.283 | 15.096 | 15.638 | 15.642 | 15.644 | 16.117 | 15.849 | 16.055 | 17.003 | 16.936 | 16.599 | 16.195
Hydrogen Evolution | Srg_BB006a | MW | SPEN Manweb | Fiddlers Ferry (Cuerdley 132kV) |  | 5.419 | 6.015 | 6.686 | 7.358 | 8.083 | 8.355 | 8.676 | 9.21 | 10 | 10.921 | 11.455 | 12.32 | 12.457 | 12.929 | 13.465 | 14.135 | 14.94 | 15.476 | 15.48 | 15.482 | 15.95 | 15.685 | 15.889 | 16.827 | 16.76 | 16.427 | 16.027
Hydrogen Evolution | Srg_BB006a | MW | SPEN Manweb | Frodsham |  | 6.512 | 7.228 | 8.035 | 8.842 | 9.713 | 10.04 | 10.425 | 11.067 | 12.017 | 13.124 | 13.765 | 14.804 | 14.969 | 15.536 | 16.18 | 16.986 | 17.953 | 18.598 | 18.602 | 18.604 | 19.167 | 18.849 | 19.094 | 20.22 | 20.141 | 19.74 | 19.259
Hydrogen Evolution | Srg_BB006a | MW | SPEN Manweb | Imperial Park |  | 0.895 | 0.993 | 1.104 | 1.215 | 1.335 | 1.38 | 1.433 | 1.521 | 1.651 | 1.804 | 1.892 | 2.034 | 2.057 | 2.135 | 2.224 | 2.334 | 2.467 | 2.556 | 2.556 | 2.557 | 2.634 | 2.59 | 2.624 | 2.779 | 2.768 | 2.713 | 2.647
Hydrogen Evolution | Srg_BB006a | MW | SPEN Manweb | Kirkby SPEN |  | 2.728 | 3.028 | 3.366 | 3.704 | 4.069 | 4.205 | 4.367 | 4.636 | 5.033 | 5.497 | 5.766 | 6.201 | 6.27 | 6.508 | 6.778 | 7.115 | 7.52 | 7.79 | 7.792 | 7.793 | 8.029 | 7.895 | 7.998 | 8.47 | 8.436 | 8.269 | 8.067
Hydrogen Evolution | Srg_BB006a | MW | SPEN Manweb | Legacy |  | 5.313 | 5.897 | 6.555 | 7.213 | 7.924 | 8.191 | 8.505 | 9.028 | 9.803 | 10.706 | 11.229 | 12.077 | 12.212 | 12.674 | 13.2 | 13.857 | 14.646 | 15.172 | 15.176 | 15.178 | 15.637 | 15.377 | 15.577 | 16.496 | 16.431 | 16.104 | 15.712
Hydrogen Evolution | Srg_BB006a | MW | SPEN Manweb | Lister Drive |  | 4.999 | 5.549 | 6.167 | 6.787 | 7.456 | 7.707 | 8.003 | 8.495 | 9.224 | 10.074 | 10.566 | 11.364 | 11.491 | 11.926 | 12.42 | 13.039 | 13.781 | 14.276 | 14.279 | 14.281 | 14.713 | 14.468 | 14.656 | 15.521 | 15.46 | 15.152 | 14.783
Hydrogen Evolution | Srg_BB006a | MW | SPEN Manweb | Pentir |  | 0.924 | 1.025 | 1.14 | 1.254 | 1.378 | 1.424 | 1.479 | 1.57 | 1.704 | 1.862 | 1.952 | 2.1 | 2.123 | 2.204 | 2.295 | 2.409 | 2.546 | 2.638 | 2.639 | 2.639 | 2.719 | 2.674 | 2.708 | 2.868 | 2.857 | 2.8 | 2.732
Hydrogen Evolution | Srg_BB006a | MW | SPEN Manweb | Rainhill |  | 6.674 | 7.408 | 8.234 | 9.061 | 9.954 | 10.289 | 10.684 | 11.342 | 12.315 | 13.45 | 14.106 | 15.172 | 15.341 | 15.922 | 16.582 | 17.408 | 18.399 | 19.059 | 19.064 | 19.066 | 19.643 | 19.317 | 19.568 | 20.722 | 20.641 | 20.23 | 19.737
Hydrogen Evolution | Srg_BB006a | MW | SPEN Manweb | St Asaph (Bodelwyddan) |  | 0 | 0 | 0 | 0 | 0 | 0 | 0 | 0 | 0 | 0 | 0 | 0 | 0 | 0 | 0 | 0 | 0 | 0 | 0 | 0 | 0 | 0 | 0 | 0 | 0 | 0 | 0
Hydrogen Evolution | Srg_BB006a | MW | SPEN Manweb | Trawsfynydd |  | 1.22 | 1.355 | 1.506 | 1.657 | 1.82 | 1.882 | 1.954 | 2.074 | 2.252 | 2.459 | 2.58 | 2.774 | 2.805 | 2.911 | 3.032 | 3.183 | 3.364 | 3.485 | 3.486 | 3.487 | 3.592 | 3.532 | 3.578 | 3.789 | 3.774 | 3.699 | 3.609
Hydrogen Evolution | Srg_BB006a | MW | SPEN Manweb | Wylfa |  | 0.718 | 0.797 | 0.886 | 0.975 | 1.071 | 1.107 | 1.15 | 1.22 | 1.325 | 1.447 | 1.518 | 1.632 | 1.651 | 1.713 | 1.784 | 1.873 | 1.98 | 2.051 | 2.051 | 2.052 | 2.114 | 2.078 | 2.105 | 2.23 | 2.221 | 2.177 | 2.124
Hydrogen Evolution | Srg_BB006a | MW | SSEN (SHEPD) | Abernethy |  | 0.526 | 0.586 | 0.648 | 0.71 | 0.792 | 0.813 | 0.859 | 0.912 | 1.002 | 1.107 | 1.16 | 1.249 | 1.258 | 1.301 | 1.351 | 1.415 | 1.491 | 1.541 | 1.538 | 1.536 | 1.582 | 1.554 | 1.57 | 1.66 | 1.653 | 1.62 | 1.58
Hydrogen Evolution | Srg_BB006a | MW | SSEN (SHEPD) | Alness |  | 0.467 | 0.519 | 0.575 | 0.63 | 0.702 | 0.721 | 0.761 | 0.808 | 0.888 | 0.981 | 1.029 | 1.107 | 1.116 | 1.153 | 1.198 | 1.254 | 1.322 | 1.367 | 1.364 | 1.362 | 1.402 | 1.378 | 1.392 | 1.472 | 1.466 | 1.436 | 1.401
Hydrogen Evolution | Srg_BB006a | MW | SSEN (SHEPD) | Arbroath |  | 0.313 | 0.348 | 0.385 | 0.422 | 0.471 | 0.483 | 0.511 | 0.542 | 0.595 | 0.658 | 0.69 | 0.742 | 0.748 | 0.773 | 0.803 | 0.841 | 0.886 | 0.916 | 0.914 | 0.913 | 0.939 | 0.923 | 0.932 | 0.986 | 0.981 | 0.962 | 0.938
Hydrogen Evolution | Srg_BB006a | MW | SSEN (SHEPD) | Ardkinglas |  | 0 | 0 | 0 | 0 | 0 | 0 | 0 | 0 | 0 | 0 | 0 | 0 | 0 | 0 | 0 | 0 | 0 | 0 | 0 | 0 | 0 | 0 | 0 | 0 | 0 | 0 | 0
Hydrogen Evolution | Srg_BB006a | MW | SSEN (SHEPD) | Ardmore |  | 0.376 | 0.419 | 0.464 | 0.508 | 0.566 | 0.582 | 0.183 | 0.195 | 0.214 | 0.236 | 0.248 | 0.267 | 0.269 | 0.278 | 0.288 | 0.302 | 0.318 | 0.329 | 0.328 | 0.328 | 0.338 | 0.332 | 0.335 | 0.354 | 0.353 | 0.346 | 0.337
Hydrogen Evolution | Srg_BB006a | MW | SSEN (SHEPD) | Beauly |  | 0.399 | 0.444 | 0.491 | 0.538 | 0.6 | 0.616 | 0.651 | 0.691 | 0.759 | 0.839 | 0.88 | 0.947 | 0.954 | 0.986 | 1.024 | 1.072 | 1.13 | 1.168 | 1.166 | 1.164 | 1.199 | 1.178 | 1.19 | 1.258 | 1.253 | 1.228 | 1.197
Hydrogen Evolution | Srg_BB006a | MW | SSEN (SHEPD) | Berryburn |  | 0 | 0 | 0 | 0 | 0 | 0 | 0 | 0 | 0 | 0 | 0 | 0 | 0 | 0 | 0 | 0 | 0 | 0 | 0 | 0 | 0 | 0 | 0 | 0 | 0 | 0 | 0
Hydrogen Evolution | Srg_BB006a | MW | SSEN (SHEPD) | Boat of Garten |  | 0.371 | 0.413 | 0.457 | 0.501 | 0.558 | 0.573 | 0.606 | 0.643 | 0.706 | 0.78 | 0.818 | 0.88 | 0.887 | 0.917 | 0.953 | 0.997 | 1.051 | 1.086 | 1.084 | 1.082 | 1.114 | 1.095 | 1.106 | 1.169 | 1.164 | 1.141 | 1.113
Hydrogen Evolution | Srg_BB006a | MW | SSEN (SHEPD) | Braco West |  | 0.585 | 0.651 | 0.721 | 0.79 | 0.881 | 0.904 | 0.955 | 1.014 | 1.113 | 1.23 | 1.29 | 1.388 | 1.398 | 1.445 | 1.501 | 1.571 | 1.655 | 1.711 | 1.706 | 1.704 | 1.753 | 1.722 | 1.74 | 1.838 | 1.83 | 1.793 | 1.749
Hydrogen Evolution | Srg_BB006a | MW | SSEN (SHEPD) | Bridge of Dun |  | 0.371 | 0.413 | 0.457 | 0.501 | 0.558 | 0.574 | 0.606 | 0.643 | 0.706 | 0.781 | 0.818 | 0.881 | 0.887 | 0.917 | 0.953 | 0.997 | 1.051 | 1.087 | 1.084 | 1.083 | 1.115 | 1.095 | 1.106 | 1.17 | 1.165 | 1.141 | 1.113
Hydrogen Evolution | Srg_BB006a | MW | SSEN (SHEPD) | Broadford |  | 0.207 | 0.231 | 0.255 | 0.28 | 0.312 | 0.32 | 0.338 | 0.359 | 0.395 | 0.436 | 0.457 | 0.492 | 0.496 | 0.512 | 0.532 | 0.557 | 0.587 | 0.607 | 0.606 | 0.605 | 0.623 | 0.612 | 0.618 | 0.653 | 0.651 | 0.638 | 0.622
Hydrogen Evolution | Srg_BB006a | MW | SSEN (SHEPD) | Brora |  | 0.115 | 0.128 | 0.142 | 0.155 | 0.173 | 0.178 | 0.188 | 0.2 | 0.219 | 0.242 | 0.254 | 0.273 | 0.275 | 0.285 | 0.296 | 0.31 | 0.326 | 0.337 | 0.337 | 0.336 | 0.346 | 0.34 | 0.344 | 0.363 | 0.362 | 0.354 | 0.346
Hydrogen Evolution | Srg_BB006a | MW | SSEN (SHEPD) | Burghmuir |  | 0.628 | 0.698 | 0.773 | 0.847 | 0.944 | 0.97 | 1.025 | 1.088 | 1.195 | 1.32 | 1.384 | 1.489 | 1.501 | 1.551 | 1.612 | 1.687 | 1.778 | 1.838 | 1.834 | 1.831 | 1.885 | 1.852 | 1.871 | 1.978 | 1.97 | 1.93 | 1.883
Hydrogen Evolution | Srg_BB006a | MW | SSEN (SHEPD) | Cairnford |  | 0 | 0 | 0 | 0 | 0 | 0 | 0 | 0 | 0 | 0 | 0 | 0 | 0 | 0 | 0 | 0 | 0 | 0 | 0 | 0 | 0 | 0 | 0 | 0 | 0 | 0 | 0
Hydrogen Evolution | Srg_BB006a | MW | SSEN (SHEPD) | Carradale |  | 0.155 | 0.173 | 0.191 | 0.209 | 0.233 | 0.24 | 0.253 | 0.269 | 0.295 | 0.326 | 0.342 | 0.368 | 0.371 | 0.383 | 0.398 | 0.417 | 0.439 | 0.454 | 0.453 | 0.452 | 0.465 | 0.457 | 0.462 | 0.488 | 0.486 | 0.476 | 0.464
Hydrogen Evolution | Srg_BB006a | MW | SSEN (SHEPD) | Cassley |  | 0.034 | 0.038 | 0.042 | 0.046 | 0.051 | 0.052 | 0.055 | 0.059 | 0.064 | 0.071 | 0.074 | 0.08 | 0.081 | 0.083 | 0.087 | 0.091 | 0.096 | 0.099 | 0.098 | 0.098 | 0.101 | 0.099 | 0.1 | 0.106 | 0.106 | 0.103 | 0.101
Hydrogen Evolution | Srg_BB006a | MW | SSEN (SHEPD) | Ceannacroc |  | 0.047 | 0.052 | 0.057 | 0.063 | 0.07 | 0.072 | 0.076 | 0.081 | 0.089 | 0.098 | 0.103 | 0.11 | 0.111 | 0.115 | 0.12 | 0.125 | 0.132 | 0.136 | 0.136 | 0.136 | 0.14 | 0.137 | 0.139 | 0.147 | 0.146 | 0.143 | 0.14
Hydrogen Evolution | Srg_BB006a | MW | SSEN (SHEPD) | Charleston |  | 0.27 | 0.3 | 0.332 | 0.364 | 0.406 | 0.417 | 0.44 | 0.468 | 0.514 | 0.568 | 0.595 | 0.64 | 0.645 | 0.667 | 0.693 | 0.725 | 0.764 | 0.79 | 0.788 | 0.787 | 0.811 | 0.796 | 0.805 | 0.85 | 0.847 | 0.83 | 0.809
Hydrogen Evolution | Srg_BB006a | MW | SSEN (SHEPD) | Clachan |  | 0.04 | 0.045 | 0.05 | 0.054 | 0.061 | 0.062 | 0.066 | 0.07 | 0.077 | 0.085 | 0.089 | 0.096 | 0.096 | 0.099 | 0.103 | 0.108 | 0.114 | 0.118 | 0.118 | 0.117 | 0.121 | 0.119 | 0.12 | 0.127 | 0.126 | 0.124 | 0.121
Hydrogen Evolution | Srg_BB006a | MW | SSEN (SHEPD) | Clayhills |  | 0.399 | 0.444 | 0.492 | 0.539 | 0.601 | 0.617 | 0.652 | 0.692 | 0.76 | 0.84 | 0.881 | 0.948 | 0.955 | 0.987 | 1.025 | 1.073 | 1.131 | 1.17 | 1.167 | 1.166 | 1.2 | 1.179 | 1.192 | 1.26 | 1.254 | 1.229 | 1.199
Hydrogen Evolution | Srg_BB006a | MW | SSEN (SHEPD) | Coupar Angus |  | 0.328 | 0.365 | 0.404 | 0.442 | 0.493 | 0.506 | 0.535 | 0.567 | 0.623 | 0.689 | 0.722 | 0.777 | 0.783 | 0.809 | 0.841 | 0.88 | 0.927 | 0.958 | 0.956 | 0.955 | 0.983 | 0.965 | 0.975 | 1.031 | 1.026 | 1.005 | 0.98
Hydrogen Evolution | Srg_BB006a | MW | SSEN (SHEPD) | Craig Murrail |  | 0 | 0 | 0 | 0 | 0.378 | 0.388 | 0.41 | 0.435 | 0.478 | 0.529 | 0.554 | 0.596 | 0.601 | 0.621 | 0.645 | 0.675 | 0.712 | 0.736 | 0.734 | 0.733 | 0.755 | 0.742 | 0.749 | 0.792 | 0.789 | 0.773 | 0.754
Hydrogen Evolution | Srg_BB006a | MW | SSEN (SHEPD) | Craigiebuckler |  | 0.405 | 0.451 | 0.499 | 0.547 | 0.609 | 0.626 | 0.661 | 0.702 | 0.771 | 0.852 | 0.893 | 0.961 | 0.968 | 1.001 | 1.04 | 1.088 | 1.147 | 1.186 | 1.183 | 1.182 | 1.216 | 1.195 | 1.207 | 1.276 | 1.271 | 1.245 | 1.215
Hydrogen Evolution | Srg_BB006a | MW | SSEN (SHEPD) | Dallas |  | 0 | 0 | 0 | 0 | 0 | 0 | 0 | 0 | 0 | 0 | 0 | 0 | 0 | 0 | 0 | 0 | 0 | 0 | 0 | 0 | 0 | 0 | 0 | 0 | 0 | 0 | 0
Hydrogen Evolution | Srg_BB006a | MW | SSEN (SHEPD) | Dounreay |  | 0.193 | 0.215 | 0.238 | 0.26 | 0.29 | 0.298 | 0.315 | 0.334 | 0.367 | 0.406 | 0.425 | 0.458 | 0.461 | 0.477 | 0.495 | 0.518 | 0.546 | 0.565 | 0.564 | 0.563 | 0.579 | 0.569 | 0.575 | 0.608 | 0.605 | 0.593 | 0.579
Hydrogen Evolution | Srg_BB006a | MW | SSEN (SHEPD) | Dudhope |  | 0.557 | 0.62 | 0.686 | 0 | 0 | 0 | 0 | 0 | 0 | 0 | 0 | 0 | 0 | 0 | 0 | 0 | 0 | 0 | 0 | 0 | 0 | 0 | 0 | 0 | 0 | 0 | 0
Hydrogen Evolution | Srg_BB006a | MW | SSEN (SHEPD) | Dunbeath |  | 0 | 0 | 0 | 0 | 0 | 0 | 0 | 0 | 0 | 0 | 0 | 0 | 0 | 0 | 0 | 0 | 0 | 0 | 0 | 0 | 0 | 0 | 0 | 0 | 0 | 0 | 0
Hydrogen Evolution | Srg_BB006a | MW | SSEN (SHEPD) | Dunoon |  | 0.25 | 0.278 | 0.308 | 0.338 | 0.376 | 0.386 | 0.408 | 0.433 | 0.476 | 0.526 | 0.551 | 0.594 | 0.598 | 0.618 | 0.642 | 0.672 | 0.708 | 0.732 | 0.731 | 0.73 | 0.751 | 0.738 | 0.746 | 0.788 | 0.785 | 0.769 | 0.75
Hydrogen Evolution | Srg_BB006a | MW | SSEN (SHEPD) | Dunvegan |  | 0.25 | 0.278 | 0.308 | 0.338 | 0.376 | 0.386 | 0.408 | 0.433 | 0.476 | 0.526 | 0.552 | 0.594 | 0.598 | 0.618 | 0.642 | 0.672 | 0.709 | 0.733 | 0.731 | 0.73 | 0.752 | 0.738 | 0.746 | 0.789 | 0.786 | 0.77 | 0.751
Hydrogen Evolution | Srg_BB006a | MW | SSEN (SHEPD) | Dyce |  | 0.476 | 0.529 | 0.586 | 0.642 | 0.716 | 0.735 | 0.776 | 0.824 | 0.905 | 1 | 1.049 | 1.129 | 1.137 | 1.175 | 1.221 | 1.278 | 1.347 | 1.393 | 1.389 | 1.388 | 1.429 | 1.403 | 1.418 | 1.499 | 1.493 | 1.463 | 1.427
Hydrogen Evolution | Srg_BB006a | MW | SSEN (SHEPD) | Eday (Orkney) |  | 0 | 0 | 0 | 0 | 0 | 0 | 0.091 | 0.097 | 0.107 | 0.118 | 0.124 | 0.133 | 0.134 | 0.138 | 0.144 | 0.151 | 0.159 | 0.164 | 0.164 | 0.163 | 0.168 | 0.165 | 0.167 | 0.177 | 0.176 | 0.172 | 0.168
Hydrogen Evolution | Srg_BB006a | MW | SSEN (SHEPD) | Elgin |  | 0.63 | 0.701 | 0.776 | 0.85 | 0.947 | 0.973 | 1.028 | 1.091 | 1.199 | 1.325 | 1.389 | 1.495 | 1.506 | 1.557 | 1.618 | 1.693 | 1.785 | 1.845 | 1.841 | 1.839 | 1.894 | 1.86 | 1.88 | 1.987 | 1.979 | 1.939 | 1.892
Hydrogen Evolution | Srg_BB006a | MW | SSEN (SHEPD) | Errochty |  | 0 | 0 | 0.209 | 0.229 | 0.256 | 0.263 | 0.277 | 0.294 | 0.323 | 0.357 | 0.374 | 0.403 | 0.406 | 0.419 | 0.436 | 0.456 | 0.48 | 0.496 | 0.495 | 0.494 | 0.508 | 0.499 | 0.504 | 0.533 | 0.53 | 0.52 | 0.507
Hydrogen Evolution | Srg_BB006a | MW | SSEN (SHEPD) | Fasnakyle |  | 0.279 | 0.311 | 0.344 | 0.377 | 0.42 | 0.431 | 0.456 | 0.484 | 0.531 | 0.587 | 0.616 | 0.662 | 0.668 | 0.69 | 0.717 | 0.75 | 0.791 | 0.818 | 0.816 | 0.815 | 0.839 | 0.824 | 0.833 | 0.881 | 0.877 | 0.859 | 0.838
Hydrogen Evolution | Srg_BB006a | MW | SSEN (SHEPD) | Fetteresso |  | 0 | 0 | 0 | 0 | 0 | 0 | 0 | 0 | 0 | 0 | 0 | 0 | 0 | 0 | 0 | 0 | 0 | 0 | 0 | 0 | 0 | 0 | 0 | 0 | 0 | 0 | 0
Hydrogen Evolution | Srg_BB006a | MW | SSEN (SHEPD) | Fiddes |  | 0.211 | 0.235 | 0.26 | 0.285 | 0.318 | 0.327 | 0.345 | 0.366 | 0.402 | 0.445 | 0.466 | 0.502 | 0.505 | 0.522 | 0.543 | 0.568 | 0.599 | 0.619 | 0.617 | 0.617 | 0.635 | 0.623 | 0.63 | 0.666 | 0.663 | 0.65 | 0.634
Hydrogen Evolution | Srg_BB006a | MW | SSEN (SHEPD) | Finstown (Orkney) |  | 0 | 0 | 0 | 0 | 0.483 | 0.496 | 0.432 | 0.459 | 0.504 | 0.557 | 0.584 | 0.628 | 0.633 | 0.654 | 0.68 | 0.711 | 0.75 | 0.775 | 0.773 | 0.772 | 0.795 | 0.781 | 0.789 | 0.834 | 0.831 | 0.814 | 0.794
Hydrogen Evolution | Srg_BB006a | MW | SSEN (SHEPD) | Fort Augustus |  | 0.049 | 0.055 | 0.061 | 0.066 | 0.074 | 0.076 | 0.08 | 0.085 | 0.094 | 0.103 | 0.108 | 0.117 | 0.118 | 0.122 | 0.126 | 0.132 | 0.139 | 0.144 | 0.144 | 0.143 | 0.148 | 0.145 | 0.147 | 0.155 | 0.154 | 0.151 | 0.147
Hydrogen Evolution | Srg_BB006a | MW | SSEN (SHEPD) | Fort William |  | 0.421 | 0.468 | 0.518 | 0.568 | 0.633 | 0.65 | 0.687 | 0.729 | 0.801 | 0.885 | 0.928 | 0.999 | 1.006 | 1.04 | 1.081 | 1.131 | 1.192 | 1.232 | 1.23 | 1.228 | 1.264 | 1.242 | 1.255 | 1.327 | 1.321 | 1.295 | 1.263
Hydrogen Evolution | Srg_BB006a | MW | SSEN (SHEPD) | Fraserburgh |  | 0.228 | 0.253 | 0.28 | 0.307 | 0.342 | 0.352 | 0.372 | 0.394 | 0.433 | 0.479 | 0.502 | 0.54 | 0.544 | 0.563 | 0.584 | 0.612 | 0.645 | 0.667 | 0.665 | 0.664 | 0.684 | 0.672 | 0.679 | 0.718 | 0.715 | 0.7 | 0.683
Hydrogen Evolution | Srg_BB006a | MW | SSEN (SHEPD) | Glenfarclas |  | 0 | 0 | 0 | 0 | 0 | 0 | 0 | 0 | 0 | 0 | 0 | 0 | 0 | 0 | 0 | 0 | 0 | 0 | 0 | 0 | 0 | 0 | 0 | 0 | 0 | 0 | 0
Hydrogen Evolution | Srg_BB006a | MW | SSEN (SHEPD) | Gremista (Shetland) |  | 0 | 0.734 | 0.813 | 0.891 | 0.993 | 1.02 | 1.077 | 1.143 | 1.256 | 1.387 | 1.454 | 1.565 | 1.577 | 1.63 | 1.693 | 1.772 | 1.868 | 1.93 | 1.926 | 1.923 | 1.979 | 1.944 | 1.964 | 2.076 | 2.067 | 2.025 | 1.975
Hydrogen Evolution | Srg_BB006a | MW | SSEN (SHEPD) | Grudie Bridge |  | 0.095 | 0.105 | 0.117 | 0.128 | 0.142 | 0.146 | 0.154 | 0.164 | 0.18 | 0.199 | 0.208 | 0.224 | 0.226 | 0.234 | 0.243 | 0.254 | 0.268 | 0.276 | 0.276 | 0.275 | 0.283 | 0.278 | 0.281 | 0.297 | 0.296 | 0.29 | 0.283
Hydrogen Evolution | Srg_BB006a | MW | SSEN (SHEPD) | Harris |  | 0 | 0 | 0 | 0 | 0 | 0 | 0.027 | 0.029 | 0.032 | 0.035 | 0.037 | 0.04 | 0.04 | 0.042 | 0.043 | 0.045 | 0.048 | 0.049 | 0.049 | 0.049 | 0.051 | 0.05 | 0.05 | 0.053 | 0.053 | 0.052 | 0.05
Hydrogen Evolution | Srg_BB006a | MW | SSEN (SHEPD) | Inverness |  | 1.026 | 1.141 | 1.263 | 1.384 | 1.543 | 1.585 | 1.674 | 1.777 | 1.952 | 2.157 | 2.262 | 2.434 | 2.453 | 2.535 | 2.634 | 2.757 | 2.906 | 3.004 | 2.998 | 2.995 | 3.083 | 3.029 | 3.061 | 3.236 | 3.222 | 3.158 | 3.08
Hydrogen Evolution | Srg_BB006a | MW | SSEN (SHEPD) | Keith |  | 0.728 | 0.716 | 0.793 | 0.869 | 0.968 | 0.994 | 1.05 | 1.115 | 1.225 | 1.353 | 1.419 | 1.527 | 1.539 | 1.59 | 1.652 | 1.729 | 1.823 | 1.884 | 1.88 | 1.878 | 1.933 | 1.899 | 1.919 | 2.028 | 2.02 | 1.979 | 1.931
Hydrogen Evolution | Srg_BB006a | MW | SSEN (SHEPD) | Killin |  | 0.125 | 0.139 | 0.154 | 0.168 | 0.188 | 0.193 | 0.203 | 0.216 | 0.237 | 0.261 | 0.274 | 0.295 | 0.297 | 0.307 | 0.318 | 0.333 | 0.35 | 0.361 | 0.36 | 0.359 | 0.369 | 0.362 | 0.365 | 0.385 | 0.383 | 0.375 | 0.365
Hydrogen Evolution | Srg_BB006a | MW | SSEN (SHEPD) | Kinlochleven |  | 0.045 | 0.05 | 0.056 | 0.061 | 0.068 | 0.07 | 0.074 | 0.079 | 0.086 | 0.095 | 0.1 | 0.108 | 0.108 | 0.112 | 0.116 | 0.122 | 0.129 | 0.133 | 0.133 | 0.132 | 0.136 | 0.134 | 0.135 | 0.143 | 0.142 | 0.14 | 0.136
Hydrogen Evolution | Srg_BB006a | MW | SSEN (SHEPD) | Kintore |  | 1.238 | 1.3 | 1.439 | 1.576 | 1.757 | 1.805 | 1.907 | 2.024 | 2.223 | 2.457 | 2.576 | 2.772 | 2.793 | 2.887 | 2.999 | 3.139 | 3.308 | 3.42 | 3.413 | 3.409 | 3.509 | 3.447 | 3.483 | 3.682 | 3.667 | 3.593 | 3.504
Hydrogen Evolution | Srg_BB006a | MW | SSEN (SHEPD) | Lairg |  | 0.028 | 0.032 | 0.035 | 0.038 | 0.043 | 0.044 | 0.046 | 0.049 | 0.054 | 0.06 | 0.063 | 0.067 | 0.068 | 0.07 | 0.073 | 0.076 | 0.08 | 0.083 | 0.083 | 0.083 | 0.085 | 0.084 | 0.085 | 0.089 | 0.089 | 0.087 | 0.085
Hydrogen Evolution | Srg_BB006a | MW | SSEN (SHEPD) | Lunanhead |  | 0.426 | 0.474 | 0.524 | 0.574 | 0.64 | 0.658 | 0.695 | 0.738 | 0.81 | 0.895 | 0.938 | 1.01 | 1.018 | 1.052 | 1.093 | 1.144 | 1.205 | 1.246 | 1.243 | 1.242 | 1.278 | 1.256 | 1.269 | 1.341 | 1.336 | 1.309 | 1.277
Hydrogen Evolution | Srg_BB006a | MW | SSEN (SHEPD) | Lyndhurst |  | 0.293 | 0.326 | 0.361 | 0.396 | 0.441 | 0.453 | 0.479 | 0.508 | 0.558 | 0.617 | 0.647 | 0.696 | 0.701 | 0.725 | 0.753 | 0.788 | 0.831 | 0.859 | 0.857 | 0.856 | 0.881 | 0.865 | 0.874 | 0.924 | 0.92 | 0.902 | 0.879
Hydrogen Evolution | Srg_BB006a | MW | SSEN (SHEPD) | Macduff |  | 0.278 | 0.309 | 0.342 | 0.375 | 0.418 | 0.43 | 0.454 | 0.482 | 0.529 | 0.585 | 0.613 | 0.66 | 0.665 | 0.687 | 0.714 | 0.747 | 0.787 | 0.814 | 0.812 | 0.811 | 0.835 | 0.821 | 0.829 | 0.877 | 0.873 | 0.855 | 0.834
Hydrogen Evolution | Srg_BB006a | MW | SSEN (SHEPD) | Milton of Craigie |  | 0.699 | 0.778 | 0.862 | 0.944 | 1.052 | 1.081 | 1.142 | 1.212 | 1.331 | 1.471 | 1.542 | 1.66 | 1.672 | 1.728 | 1.796 | 1.88 | 1.981 | 2.048 | 2.043 | 2.041 | 2.101 | 2.064 | 2.085 | 2.204 | 2.195 | 2.151 | 2.098
Hydrogen Evolution | Srg_BB006a | MW | SSEN (SHEPD) | Mybster |  | 0.165 | 0.184 | 0.204 | 0.223 | 0.249 | 0.256 | 0.27 | 0.287 | 0.315 | 0.348 | 0.365 | 0.393 | 0.396 | 0.409 | 0.425 | 0.445 | 0.469 | 0.485 | 0.484 | 0.483 | 0.497 | 0.488 | 0.494 | 0.522 | 0.52 | 0.509 | 0.497
Hydrogen Evolution | Srg_BB006a | MW | SSEN (SHEPD) | Nairn |  | 0.54 | 0.601 | 0.665 | 0.728 | 0.812 | 0.834 | 0.881 | 0.935 | 1.027 | 1.135 | 1.19 | 1.281 | 1.291 | 1.334 | 1.386 | 1.451 | 1.529 | 1.581 | 1.577 | 1.575 | 1.622 | 1.593 | 1.61 | 1.702 | 1.695 | 1.661 | 1.62
Hydrogen Evolution | Srg_BB006a | MW | SSEN (SHEPD) | Orrin |  | 0 | 0 | 0 | 0 | 0 | 0 | 0 | 0 | 0 | 0 | 0 | 0 | 0 | 0 | 0 | 0 | 0 | 0 | 0 | 0 | 0 | 0 | 0 | 0 | 0 | 0 | 0
Hydrogen Evolution | Srg_BB006a | MW | SSEN (SHEPD) | Persley |  | 0.701 | 0.781 | 0.864 | 0.947 | 1.055 | 1.084 | 1.145 | 1.215 | 1.335 | 1.475 | 1.547 | 1.665 | 1.677 | 1.734 | 1.801 | 1.885 | 1.987 | 2.054 | 2.049 | 2.047 | 2.107 | 2.07 | 2.092 | 2.211 | 2.202 | 2.158 | 2.105
Hydrogen Evolution | Srg_BB006a | MW | SSEN (SHEPD) | Peterhead Grange |  | 0.34 | 0.378 | 0.418 | 0.458 | 0.511 | 0.525 | 0.554 | 0.589 | 0.647 | 0.714 | 0.749 | 0.806 | 0.812 | 0.84 | 0.872 | 0.913 | 0.962 | 0.995 | 0.993 | 0.992 | 1.021 | 1.003 | 1.013 | 1.071 | 1.067 | 1.045 | 1.02
Hydrogen Evolution | Srg_BB006a | MW | SSEN (SHEPD) | Peterhead Shell |  | 0.079 | 0.088 | 0.097 | 0.107 | 0.119 | 0.122 | 0.129 | 0.137 | 0.151 | 0.166 | 0.174 | 0.188 | 0.189 | 0.196 | 0.203 | 0.213 | 0.224 | 0.232 | 0.231 | 0.231 | 0.238 | 0.233 | 0.236 | 0.249 | 0.248 | 0.243 | 0.237
Hydrogen Evolution | Srg_BB006a | MW | SSEN (SHEPD) | Port Ann |  | 0.251 | 0.28 | 0.31 | 0.339 | 0 | 0 | 0 | 0 | 0 | 0 | 0 | 0 | 0 | 0 | 0 | 0 | 0 | 0 | 0 | 0 | 0 | 0 | 0 | 0 | 0 | 0 | 0
Hydrogen Evolution | Srg_BB006a | MW | SSEN (SHEPD) | Quoich |  | 0.008 | 0.009 | 0.01 | 0.011 | 0.012 | 0.013 | 0.013 | 0.014 | 0.016 | 0.017 | 0.018 | 0.02 | 0.02 | 0.02 | 0.021 | 0.022 | 0.023 | 0.024 | 0.024 | 0.024 | 0.025 | 0.024 | 0.024 | 0.026 | 0.026 | 0.025 | 0.025
Hydrogen Evolution | Srg_BB006a | MW | SSEN (SHEPD) | Rannoch |  | 0.387 | 0.431 | 0.477 | 0.522 | 0.582 | 0.598 | 0.632 | 0.671 | 0.737 | 0.814 | 0.853 | 0.918 | 0.925 | 0.956 | 0.994 | 1.04 | 1.096 | 1.133 | 1.131 | 1.129 | 1.162 | 1.142 | 1.154 | 1.22 | 1.215 | 1.19 | 1.161
Hydrogen Evolution | Srg_BB006a | MW | SSEN (SHEPD) | Redmoss |  | 0.428 | 0.476 | 0.527 | 0.578 | 0.644 | 0.662 | 0.699 | 0.742 | 0.815 | 0.9 | 0.944 | 1.016 | 1.024 | 1.058 | 1.099 | 1.151 | 1.213 | 1.254 | 1.251 | 1.25 | 1.286 | 1.264 | 1.277 | 1.35 | 1.344 | 1.317 | 1.285
Hydrogen Evolution | Srg_BB006a | MW | SSEN (SHEPD) | Rothienorman |  | 0 | 0.171 | 0.19 | 0.208 | 0.231 | 0.238 | 0.251 | 0.267 | 0.293 | 0.324 | 0.339 | 0.365 | 0.368 | 0.38 | 0.395 | 0.413 | 0.436 | 0.45 | 0.449 | 0.449 | 0.462 | 0.454 | 0.459 | 0.485 | 0.483 | 0.473 | 0.462
Hydrogen Evolution | Srg_BB006a | MW | SSEN (SHEPD) | Shin |  | 0.043 | 0.048 | 0.053 | 0.059 | 0.065 | 0.067 | 0.071 | 0.075 | 0.083 | 0.091 | 0.096 | 0.103 | 0.104 | 0.107 | 0.111 | 0.117 | 0.123 | 0.127 | 0.127 | 0.127 | 0.13 | 0.128 | 0.129 | 0.137 | 0.136 | 0.133 | 0.13
Hydrogen Evolution | Srg_BB006a | MW | SSEN (SHEPD) | Sloy |  | 0.04 | 0.045 | 0.049 | 0.054 | 0.06 | 0.062 | 0.065 | 0.069 | 0.076 | 0.084 | 0.088 | 0.095 | 0.095 | 0.098 | 0.102 | 0.107 | 0.112 | 0.116 | 0.115 | 0.115 | 0.118 | 0.116 | 0.117 | 0.123 | 0.123 | 0.12 | 0.117
Hydrogen Evolution | Srg_BB006a | MW | SSEN (SHEPD) | St Fergus Gas Terminal |  | 0.047 | 0.053 | 0.058 | 0.064 | 0.071 | 0.073 | 0.077 | 0.082 | 0.09 | 0.099 | 0.104 | 0.112 | 0.113 | 0.117 | 0.121 | 0.127 | 0.134 | 0.138 | 0.138 | 0.138 | 0.142 | 0.14 | 0.141 | 0.149 | 0.148 | 0.145 | 0.142
Hydrogen Evolution | Srg_BB006a | MW | SSEN (SHEPD) | St Fillans |  | 0.025 | 0.028 | 0.031 | 0.034 | 0.038 | 0.039 | 0.041 | 0.044 | 0.048 | 0.053 | 0.056 | 0.06 | 0.061 | 0.063 | 0.065 | 0.068 | 0.072 | 0.074 | 0.074 | 0.074 | 0.076 | 0.074 | 0.075 | 0.079 | 0.079 | 0.077 | 0.075
Hydrogen Evolution | Srg_BB006a | MW | SSEN (SHEPD) | Stannahs Gate |  | 0 | 0 | 0 | 0.751 | 0.838 | 0.86 | 0.909 | 0.965 | 1.06 | 1.171 | 1.228 | 1.321 | 1.331 | 1.376 | 1.43 | 1.496 | 1.577 | 1.63 | 1.627 | 1.625 | 1.673 | 1.643 | 1.66 | 1.755 | 1.748 | 1.713 | 1.67
Hydrogen Evolution | Srg_BB006a | MW | SSEN (SHEPD) | Stornoway |  | 0 | 0 | 0 | 0 | 0 | 0 | 0.403 | 0.428 | 0.471 | 0.52 | 0.545 | 0.587 | 0.591 | 0.611 | 0.635 | 0.664 | 0.7 | 0.724 | 0.722 | 0.721 | 0.743 | 0.729 | 0.737 | 0.779 | 0.776 | 0.76 | 0.742
Hydrogen Evolution | Srg_BB006a | MW | SSEN (SHEPD) | Strichen |  | 0.386 | 0.429 | 0.475 | 0.521 | 0.58 | 0.596 | 0.63 | 0.668 | 0.734 | 0.811 | 0.85 | 0.915 | 0.922 | 0.953 | 0.99 | 1.036 | 1.092 | 1.129 | 1.127 | 1.125 | 1.158 | 1.138 | 1.15 | 1.215 | 1.21 | 1.186 | 1.156
Hydrogen Evolution | Srg_BB006a | MW | SSEN (SHEPD) | Tarland |  | 0.322 | 0.358 | 0.396 | 0.434 | 0.484 | 0.497 | 0.525 | 0.557 | 0.612 | 0.676 | 0.708 | 0.762 | 0.768 | 0.794 | 0.825 | 0.863 | 0.909 | 0.94 | 0.938 | 0.936 | 0.964 | 0.946 | 0.956 | 1.01 | 1.006 | 0.986 | 0.961
Hydrogen Evolution | Srg_BB006a | MW | SSEN (SHEPD) | Taynuilt |  | 0.384 | 0.428 | 0.473 | 0.519 | 0.578 | 0.594 | 0.627 | 0.666 | 0.731 | 0.808 | 0.847 | 0.912 | 0.919 | 0.95 | 0.987 | 1.033 | 1.089 | 1.125 | 1.123 | 1.122 | 1.155 | 1.134 | 1.146 | 1.212 | 1.207 | 1.182 | 1.153
Hydrogen Evolution | Srg_BB006a | MW | SSEN (SHEPD) | Thurso |  | 0.574 | 0.639 | 0.707 | 0.775 | 0.381 | 0.391 | 0.414 | 0.439 | 0.482 | 0.533 | 0.559 | 0.601 | 0.606 | 0.626 | 0.651 | 0.681 | 0.718 | 0.742 | 0.74 | 0.739 | 0.761 | 0.748 | 0.756 | 0.799 | 0.795 | 0.779 | 0.76
Hydrogen Evolution | Srg_BB006a | MW | SSEN (SHEPD) | Tummel Bridge |  | 0.17 | 0.189 | 0 | 0 | 0 | 0 | 0 | 0 | 0 | 0 | 0 | 0 | 0 | 0 | 0 | 0 | 0 | 0 | 0 | 0 | 0 | 0 | 0 | 0 | 0 | 0 | 0
Hydrogen Evolution | Srg_BB006a | MW | SSEN (SHEPD) | Willowdale |  | 0.404 | 0.45 | 0.498 | 0.545 | 0.608 | 0.624 | 0.66 | 0.7 | 0.769 | 0.85 | 0.891 | 0.959 | 0.966 | 0.999 | 1.038 | 1.086 | 1.145 | 1.184 | 1.181 | 1.18 | 1.215 | 1.193 | 1.206 | 1.275 | 1.269 | 1.244 | 1.213
Hydrogen Evolution | Srg_BB006a | MW | SSEN (SHEPD) | Woodhill |  | 0.542 | 0.603 | 0.668 | 0.732 | 0.816 | 0.838 | 0.885 | 0.94 | 1.032 | 1.141 | 1.196 | 1.287 | 1.297 | 1.34 | 1.393 | 1.458 | 1.536 | 1.588 | 1.585 | 1.583 | 1.63 | 1.601 | 1.618 | 1.71 | 1.703 | 1.669 | 1.628
Hydrogen Evolution | Srg_BB006a | MW | SSEN South | Acton Lane 66kV |  | 0.393 | 0.436 | 0.484 | 0.533 | 0.585 | 0.605 | 0.628 | 0.667 | 0.724 | 0.791 | 0.83 | 0.892 | 0.902 | 0.936 | 0.975 | 1.024 | 1.082 | 1.121 | 1.121 | 1.121 | 1.155 | 1.136 | 1.151 | 1.219 | 1.214 | 1.19 | 1.161
Hydrogen Evolution | Srg_BB006a | MW | SSEN South | Axminster H |  | 0.995 | 1.104 | 1.228 | 1.351 | 1.484 | 1.534 | 1.593 | 1.691 | 1.836 | 2.005 | 2.103 | 2.262 | 2.287 | 2.374 | 2.472 | 2.595 | 2.743 | 2.841 | 2.842 | 2.842 | 2.928 | 2.88 | 2.917 | 3.089 | 3.077 | 3.016 | 2.942
Hydrogen Evolution | Srg_BB006a | MW | SSEN South | Botley Wood |  | 1.364 | 1.514 | 1.683 | 1.852 | 2.035 | 2.103 | 2.184 | 2.319 | 2.518 | 2.75 | 2.884 | 3.102 | 3.136 | 3.255 | 3.39 | 3.559 | 3.761 | 3.896 | 3.897 | 3.898 | 4.016 | 3.949 | 4 | 4.236 | 4.22 | 4.136 | 4.035
Hydrogen Evolution | Srg_BB006a | MW | SSEN South | Bramley |  | 7.659 | 8.501 | 9.449 | 10.398 | 11.423 | 11.807 | 12.26 | 13.015 | 14.132 | 15.434 | 16.188 | 17.41 | 17.605 | 18.271 | 19.029 | 19.977 | 21.113 | 21.871 | 21.877 | 21.88 | 22.541 | 22.167 | 22.455 | 23.78 | 23.686 | 23.215 | 22.649
Hydrogen Evolution | Srg_BB006a | MW | SSEN South | Canal Bank (Willesden 66kV) |  | 0.542 | 0.602 | 0.669 | 0.736 | 0.808 | 0.836 | 0.868 | 0.921 | 1 | 1.092 | 1.146 | 1.232 | 1.246 | 1.293 | 1.347 | 1.414 | 1.494 | 1.548 | 1.548 | 1.548 | 1.595 | 1.569 | 1.589 | 1.683 | 1.676 | 1.643 | 1.603
Hydrogen Evolution | Srg_BB006a | MW | SSEN South | Chickerell |  | 0.979 | 1.086 | 1.208 | 1.329 | 1.46 | 1.509 | 1.567 | 1.663 | 1.806 | 1.972 | 2.069 | 2.225 | 2.25 | 2.335 | 2.432 | 2.553 | 2.698 | 2.795 | 2.796 | 2.796 | 2.881 | 2.833 | 2.87 | 3.039 | 3.027 | 2.967 | 2.894
Hydrogen Evolution | Srg_BB006a | MW | SSEN South | Cowley |  | 8.422 | 9.348 | 10.39 | 11.434 | 12.561 | 12.984 | 13.482 | 14.312 | 15.54 | 16.972 | 17.801 | 19.145 | 19.359 | 20.091 | 20.925 | 21.967 | 23.217 | 24.051 | 24.056 | 24.06 | 24.787 | 24.375 | 24.692 | 26.149 | 26.046 | 25.528 | 24.906
Hydrogen Evolution | Srg_BB006a | MW | SSEN South | Ealing |  | 3.036 | 3.37 | 3.746 | 4.122 | 4.529 | 4.681 | 4.861 | 5.16 | 5.603 | 6.119 | 6.418 | 6.902 | 6.979 | 7.244 | 7.544 | 7.92 | 8.37 | 8.671 | 8.673 | 8.674 | 8.937 | 8.788 | 8.902 | 9.428 | 9.39 | 9.204 | 8.979
Hydrogen Evolution | Srg_BB006a | MW | SSEN South | East Claydon |  | 6.293 | 6.985 | 7.764 | 8.544 | 9.386 | 9.702 | 10.074 | 10.695 | 11.612 | 12.682 | 13.302 | 14.306 | 14.466 | 15.013 | 15.636 | 16.415 | 17.349 | 17.972 | 17.976 | 17.979 | 18.522 | 18.214 | 18.451 | 19.54 | 19.463 | 19.076 | 18.611
Hydrogen Evolution | Srg_BB006a | MW | SSEN South | Fawley |  | 1.829 | 2.03 | 2.256 | 2.483 | 2.728 | 2.819 | 2.928 | 3.108 | 3.374 | 3.685 | 3.865 | 4.157 | 4.204 | 4.363 | 4.544 | 4.77 | 5.041 | 5.222 | 5.224 | 5.224 | 5.382 | 5.293 | 5.362 | 5.678 | 5.656 | 5.543 | 5.408
Hydrogen Evolution | Srg_BB006a | MW | SSEN South | Fleet |  | 8.94 | 9.923 | 11.03 | 12.138 | 13.334 | 13.783 | 14.312 | 15.193 | 16.496 | 18.016 | 18.896 | 20.323 | 20.55 | 21.328 | 22.213 | 23.319 | 24.646 | 25.531 | 25.537 | 25.54 | 26.313 | 25.876 | 26.212 | 27.758 | 27.649 | 27.099 | 26.439
Hydrogen Evolution | Srg_BB006a | MW | SSEN South | Greenford (Willesden 66kV) |  | 0.511 | 0.568 | 0.631 | 0.694 | 0.763 | 0.788 | 0.819 | 0.869 | 0.943 | 1.03 | 1.081 | 1.162 | 1.175 | 1.22 | 1.27 | 1.334 | 1.41 | 1.46 | 1.46 | 1.461 | 1.505 | 1.48 | 1.499 | 1.588 | 1.581 | 1.55 | 1.512
Hydrogen Evolution | Srg_BB006a | MW | SSEN South | Iver 132kV |  | 7.01 | 7.781 | 8.649 | 9.518 | 10.456 | 10.808 | 11.223 | 11.913 | 12.936 | 14.128 | 14.818 | 15.937 | 16.114 | 16.724 | 17.418 | 18.286 | 19.326 | 20.02 | 20.025 | 20.028 | 20.633 | 20.29 | 20.554 | 21.767 | 21.681 | 21.25 | 20.732
Hydrogen Evolution | Srg_BB006a | MW | SSEN South | Iver 66kV |  | 3.138 | 3.483 | 3.871 | 4.26 | 4.68 | 4.837 | 5.023 | 5.332 | 5.79 | 6.323 | 6.632 | 7.133 | 7.212 | 7.485 | 7.796 | 8.184 | 8.65 | 8.961 | 8.963 | 8.964 | 9.235 | 9.081 | 9.199 | 9.742 | 9.704 | 9.511 | 9.279
Hydrogen Evolution | Srg_BB006a | MW | SSEN South | Laleham |  | 3.698 | 4.104 | 4.562 | 5.02 | 5.515 | 5.701 | 5.92 | 6.284 | 6.823 | 7.452 | 7.816 | 8.406 | 8.5 | 8.821 | 9.187 | 9.645 | 10.194 | 10.56 | 10.562 | 10.564 | 10.883 | 10.702 | 10.841 | 11.481 | 11.436 | 11.208 | 10.935
Hydrogen Evolution | Srg_BB006a | MW | SSEN South | Loudwater (Amersham) |  | 0.571 | 0.633 | 0.704 | 0.775 | 0.851 | 0.88 | 0.914 | 0.97 | 1.053 | 1.15 | 1.206 | 1.297 | 1.312 | 1.362 | 1.418 | 1.489 | 1.573 | 1.63 | 1.63 | 1.63 | 1.68 | 1.652 | 1.673 | 1.772 | 1.765 | 1.73 | 1.688
Hydrogen Evolution | Srg_BB006a | MW | SSEN South | Lovedean |  | 5.655 | 6.277 | 6.977 | 7.678 | 8.434 | 8.718 | 9.053 | 9.61 | 10.434 | 11.396 | 11.952 | 12.855 | 12.999 | 13.491 | 14.05 | 14.75 | 15.589 | 16.149 | 16.153 | 16.155 | 16.644 | 16.367 | 16.58 | 17.558 | 17.489 | 17.141 | 16.723
Hydrogen Evolution | Srg_BB006a | MW | SSEN South | Mannington |  | 7.782 | 8.638 | 9.602 | 10.566 | 11.608 | 11.998 | 12.459 | 13.226 | 14.36 | 15.684 | 16.45 | 17.692 | 17.889 | 18.566 | 19.337 | 20.3 | 21.455 | 22.225 | 22.231 | 22.233 | 22.906 | 22.525 | 22.818 | 24.164 | 24.069 | 23.59 | 23.016
Hydrogen Evolution | Srg_BB006a | MW | SSEN South | Melksham |  | 5.617 | 6.235 | 6.93 | 7.626 | 8.378 | 8.66 | 8.992 | 9.546 | 10.365 | 11.32 | 11.873 | 12.769 | 12.912 | 13.401 | 13.957 | 14.652 | 15.485 | 16.041 | 16.045 | 16.047 | 16.533 | 16.258 | 16.469 | 17.441 | 17.372 | 17.027 | 16.612
Hydrogen Evolution | Srg_BB006a | MW | SSEN South | Minety |  | 2.775 | 3.08 | 3.423 | 3.767 | 4.138 | 4.278 | 4.442 | 4.715 | 5.12 | 5.592 | 5.865 | 6.307 | 6.378 | 6.619 | 6.894 | 7.237 | 7.649 | 7.924 | 7.926 | 7.927 | 8.166 | 8.031 | 8.135 | 8.615 | 8.581 | 8.41 | 8.205
Hydrogen Evolution | Srg_BB006a | MW | SSEN South | North Hyde |  | 2.691 | 2.987 | 3.32 | 3.654 | 4.014 | 4.149 | 4.308 | 4.574 | 4.966 | 5.424 | 5.689 | 6.118 | 6.186 | 6.421 | 6.687 | 7.02 | 7.419 | 7.686 | 7.688 | 7.689 | 7.921 | 7.79 | 7.891 | 8.356 | 8.323 | 8.158 | 7.959
Hydrogen Evolution | Srg_BB006a | MW | SSEN South | Nursling |  | 3.588 | 3.982 | 4.426 | 4.871 | 5.351 | 5.531 | 5.744 | 6.097 | 6.62 | 7.23 | 7.583 | 8.156 | 8.247 | 8.559 | 8.914 | 9.358 | 9.891 | 10.246 | 10.248 | 10.25 | 10.56 | 10.384 | 10.519 | 11.14 | 11.096 | 10.875 | 10.61
Hydrogen Evolution | Srg_BB006a | MW | SSEN South | Perivale (Willesden 66kV) |  | 0.26 | 0.289 | 0.321 | 0.354 | 0.388 | 0.402 | 0.417 | 0.443 | 0.481 | 0.525 | 0.551 | 0.592 | 0.599 | 0.621 | 0.647 | 0.679 | 0.718 | 0.744 | 0.744 | 0.744 | 0.767 | 0.754 | 0.764 | 0.809 | 0.806 | 0.79 | 0.77
Hydrogen Evolution | Srg_BB006a | MW | SSEN South | Wesley Avenue (Willesden 66kV) |  | 0.117 | 0.13 | 0.144 | 0.159 | 0.174 | 0.18 | 0.187 | 0.199 | 0.216 | 0.236 | 0.247 | 0.266 | 0.269 | 0.279 | 0.29 | 0.305 | 0.322 | 0.334 | 0.334 | 0.334 | 0.344 | 0.338 | 0.343 | 0.363 | 0.361 | 0.354 | 0.346
Hydrogen Evolution | Srg_BB006a | MW | UKPN Eastern | Amersham Main |  | 0.246 | 0.274 | 0.304 | 0.335 | 0.368 | 0.38 | 0.395 | 0.419 | 0.455 | 0.497 | 0.521 | 0.56 | 0.566 | 0.588 | 0.612 | 0.643 | 0.679 | 0.704 | 0.704 | 0.704 | 0.725 | 0.713 | 0.723 | 0.765 | 0.762 | 0.747 | 0.729
Hydrogen Evolution | Srg_BB006a | MW | UKPN Eastern | Barking (Eastern) |  | 0.765 | 0.849 | 0.943 | 1.038 | 1.14 | 1.179 | 1.224 | 1.299 | 1.411 | 1.541 | 1.616 | 1.738 | 1.758 | 1.824 | 1.9 | 1.994 | 2.108 | 2.184 | 2.184 | 2.184 | 2.251 | 2.213 | 2.242 | 2.374 | 2.365 | 2.318 | 2.261
Hydrogen Evolution | Srg_BB006a | MW | UKPN Eastern | Braintree |  | 2.319 | 2.574 | 2.861 | 3.148 | 3.459 | 3.575 | 3.712 | 3.941 | 4.279 | 4.673 | 4.901 | 5.272 | 5.33 | 5.532 | 5.762 | 6.049 | 6.393 | 6.622 | 6.624 | 6.625 | 6.825 | 6.712 | 6.799 | 7.2 | 7.172 | 7.029 | 6.858
Hydrogen Evolution | Srg_BB006a | MW | UKPN Eastern | Bramford |  | 10.345 | 11.482 | 12.763 | 14.045 | 15.429 | 15.948 | 16.561 | 17.58 | 19.088 | 20.847 | 21.865 | 23.516 | 23.779 | 24.679 | 25.703 | 26.983 | 28.518 | 29.542 | 29.549 | 29.553 | 30.447 | 29.941 | 30.33 | 32.12 | 31.993 | 31.357 | 30.593
Hydrogen Evolution | Srg_BB006a | MW | UKPN Eastern | Brimsdown |  | 3.514 | 3.901 | 4.336 | 4.771 | 5.241 | 5.418 | 5.626 | 5.972 | 6.484 | 7.082 | 7.428 | 7.989 | 8.078 | 8.383 | 8.731 | 9.166 | 9.688 | 10.035 | 10.038 | 10.039 | 10.343 | 10.171 | 10.303 | 10.911 | 10.868 | 10.652 | 10.392
Hydrogen Evolution | Srg_BB006a | MW | UKPN Eastern | Burwell Main |  | 5.509 | 6.115 | 6.797 | 7.48 | 8.217 | 8.494 | 8.82 | 9.362 | 10.166 | 11.102 | 11.645 | 12.524 | 12.664 | 13.143 | 13.688 | 14.37 | 15.188 | 15.733 | 15.737 | 15.739 | 16.215 | 15.946 | 16.153 | 17.106 | 17.038 | 16.7 | 16.293
Hydrogen Evolution | Srg_BB006a | MW | UKPN Eastern | Clacton (Bramford) |  | 0 | 0 | 0 | 0 | 0 | 0 | 0 | 0 | 0 | 0 | 0 | 0 | 0 | 0 | 0 | 0 | 0 | 0 | 0 | 0 | 0 | 0 | 0 | 0 | 0 | 0 | 0
Hydrogen Evolution | Srg_BB006a | MW | UKPN Eastern | Eaton Socon |  | 3.239 | 3.595 | 3.996 | 4.398 | 4.831 | 4.994 | 5.186 | 5.505 | 5.977 | 6.528 | 6.847 | 7.364 | 7.446 | 7.728 | 8.048 | 8.449 | 8.93 | 9.25 | 9.253 | 9.254 | 9.534 | 9.375 | 9.497 | 10.058 | 10.018 | 9.819 | 9.579
Hydrogen Evolution | Srg_BB006a | MW | UKPN Eastern | Elstree |  | 5.377 | 5.968 | 6.633 | 7.3 | 8.019 | 8.289 | 8.607 | 9.137 | 9.921 | 10.835 | 11.364 | 12.222 | 12.359 | 12.827 | 13.359 | 14.024 | 14.822 | 15.354 | 15.358 | 15.36 | 15.825 | 15.562 | 15.764 | 16.694 | 16.628 | 16.297 | 15.9
Hydrogen Evolution | Srg_BB006a | MW | UKPN Eastern | Mill Hill |  | 1.903 | 2.112 | 2.348 | 2.584 | 2.838 | 2.934 | 3.047 | 3.234 | 3.512 | 3.835 | 4.023 | 4.326 | 4.375 | 4.54 | 4.729 | 4.964 | 5.246 | 5.435 | 5.436 | 5.437 | 5.601 | 5.508 | 5.58 | 5.909 | 5.886 | 5.769 | 5.628
Hydrogen Evolution | Srg_BB006a | MW | UKPN Eastern | Norwich Main |  | 3.936 | 4.369 | 4.856 | 5.344 | 5.871 | 6.068 | 6.301 | 6.689 | 7.263 | 7.933 | 8.32 | 8.948 | 9.048 | 9.39 | 9.78 | 10.267 | 10.851 | 11.241 | 11.244 | 11.245 | 11.585 | 11.393 | 11.541 | 12.222 | 12.174 | 11.932 | 11.641
Hydrogen Evolution | Srg_BB006a | MW | UKPN Eastern | Pelham |  | 3.264 | 3.623 | 4.027 | 4.431 | 4.868 | 5.032 | 5.225 | 5.547 | 6.023 | 6.578 | 6.899 | 7.42 | 7.503 | 7.787 | 8.11 | 8.514 | 8.998 | 9.321 | 9.324 | 9.325 | 9.607 | 9.447 | 9.57 | 10.135 | 10.095 | 9.894 | 9.653
Hydrogen Evolution | Srg_BB006a | MW | UKPN Eastern | Rayleigh |  | 5.402 | 5.996 | 6.664 | 7.334 | 8.056 | 8.328 | 8.647 | 9.179 | 9.967 | 10.886 | 11.417 | 12.279 | 12.416 | 12.886 | 13.421 | 14.089 | 14.891 | 15.426 | 15.43 | 15.432 | 15.898 | 15.634 | 15.837 | 16.772 | 16.706 | 16.373 | 15.974
Hydrogen Evolution | Srg_BB006a | MW | UKPN Eastern | Rye House |  | 5.751 | 6.384 | 7.096 | 7.808 | 8.578 | 8.867 | 9.207 | 9.774 | 10.612 | 11.59 | 12.156 | 13.074 | 13.22 | 13.721 | 14.29 | 15.002 | 15.855 | 16.425 | 16.428 | 16.431 | 16.928 | 16.646 | 16.863 | 17.858 | 17.787 | 17.433 | 17.009
Hydrogen Evolution | Srg_BB006a | MW | UKPN Eastern | Sheringham Shoal (Norwich) |  | 0 | 0 | 0 | 0 | 0 | 0 | 0 | 0 | 0 | 0 | 0 | 0 | 0 | 0 | 0 | 0 | 0 | 0 | 0 | 0 | 0 | 0 | 0 | 0 | 0 | 0 | 0
Hydrogen Evolution | Srg_BB006a | MW | UKPN Eastern | Sundon |  | 8.112 | 9.004 | 10.008 | 11.014 | 12.099 | 12.506 | 12.986 | 13.786 | 14.969 | 16.348 | 17.146 | 18.441 | 18.647 | 19.353 | 20.156 | 21.159 | 22.363 | 23.167 | 23.172 | 23.175 | 23.876 | 23.479 | 23.784 | 25.188 | 25.089 | 24.589 | 23.99
Hydrogen Evolution | Srg_BB006a | MW | UKPN Eastern | Tilbury |  | 2.815 | 3.124 | 3.473 | 3.822 | 4.198 | 4.34 | 4.506 | 4.784 | 5.194 | 5.673 | 5.95 | 6.399 | 6.47 | 6.715 | 6.994 | 7.342 | 7.76 | 8.039 | 8.041 | 8.042 | 8.285 | 8.147 | 8.253 | 8.74 | 8.706 | 8.532 | 8.325
Hydrogen Evolution | Srg_BB006a | MW | UKPN Eastern | Tottenham |  | 4.358 | 4.837 | 5.376 | 5.916 | 6.5 | 6.718 | 6.976 | 7.406 | 8.041 | 8.782 | 9.211 | 9.906 | 10.017 | 10.396 | 10.827 | 11.367 | 12.013 | 12.445 | 12.448 | 12.45 | 12.826 | 12.613 | 12.777 | 13.531 | 13.477 | 13.209 | 12.887
Hydrogen Evolution | Srg_BB006a | MW | UKPN Eastern | Walpole (_A) |  | 8.425 | 9.352 | 10.395 | 11.439 | 12.566 | 12.989 | 13.488 | 14.318 | 15.547 | 16.979 | 17.808 | 19.153 | 19.367 | 20.1 | 20.934 | 21.976 | 23.227 | 24.061 | 24.067 | 24.07 | 24.798 | 24.386 | 24.703 | 26.16 | 26.057 | 25.539 | 24.917
Hydrogen Evolution | Srg_BB006a | MW | UKPN Eastern | Warley |  | 2.595 | 2.88 | 3.201 | 3.523 | 3.87 | 4.001 | 4.154 | 4.41 | 4.788 | 5.229 | 5.485 | 5.899 | 5.965 | 6.191 | 6.447 | 6.768 | 7.154 | 7.411 | 7.412 | 7.413 | 7.637 | 7.511 | 7.608 | 8.057 | 8.025 | 7.866 | 7.674
Hydrogen Evolution | Srg_BB006a | MW | UKPN Eastern | Watford South |  | 3.579 | 3.973 | 4.416 | 4.86 | 5.339 | 5.518 | 5.73 | 6.083 | 6.605 | 7.214 | 7.566 | 8.137 | 8.228 | 8.539 | 8.894 | 9.337 | 9.868 | 10.222 | 10.225 | 10.226 | 10.535 | 10.36 | 10.495 | 11.114 | 11.07 | 10.85 | 10.586
Hydrogen Evolution | Srg_BB006a | MW | UKPN Eastern | West Thurrock |  | 0.73 | 0.81 | 0.9 | 0.991 | 1.088 | 1.125 | 1.168 | 1.24 | 1.347 | 1.471 | 1.543 | 1.659 | 1.678 | 1.741 | 1.813 | 1.904 | 2.012 | 2.084 | 2.085 | 2.085 | 2.148 | 2.112 | 2.14 | 2.266 | 2.257 | 2.212 | 2.158
Hydrogen Evolution | Srg_BB006a | MW | UKPN Eastern | Wymondley |  | 3.011 | 3.342 | 3.715 | 4.088 | 4.491 | 4.642 | 4.82 | 5.117 | 5.556 | 6.068 | 6.364 | 6.845 | 6.921 | 7.183 | 7.481 | 7.854 | 8.3 | 8.599 | 8.601 | 8.602 | 8.862 | 8.715 | 8.828 | 9.349 | 9.312 | 9.127 | 8.904
Hydrogen Evolution | Srg_BB006a | MW | UKPN London | Acton Lane 22kV |  | 0.57 | 0.633 | 0.703 | 0.774 | 0.85 | 0.879 | 0.913 | 0.969 | 1.052 | 1.149 | 1.205 | 1.296 | 1.31 | 1.36 | 1.416 | 1.487 | 1.571 | 1.628 | 1.628 | 1.629 | 1.678 | 1.65 | 1.671 | 1.77 | 1.763 | 1.728 | 1.686
Hydrogen Evolution | Srg_BB006a | MW | UKPN London | Barking (London) |  | 0.137 | 0.152 | 0.168 | 0.185 | 0.204 | 0.211 | 0.219 | 0.232 | 0.252 | 0.275 | 0.289 | 0.31 | 0.314 | 0.326 | 0.339 | 0.356 | 0.376 | 0.39 | 0.39 | 0.39 | 0.402 | 0.395 | 0.4 | 0.424 | 0.422 | 0.414 | 0.404
Hydrogen Evolution | Srg_BB006a | MW | UKPN London | Barking West |  | 3.389 | 3.761 | 4.181 | 4.601 | 5.054 | 5.224 | 5.425 | 5.759 | 6.253 | 6.829 | 7.163 | 7.704 | 7.79 | 8.084 | 8.42 | 8.839 | 9.342 | 9.678 | 9.68 | 9.681 | 9.974 | 9.808 | 9.936 | 10.522 | 10.48 | 10.272 | 10.022
Hydrogen Evolution | Srg_BB006a | MW | UKPN London | Beddington LPN |  | 1.357 | 1.507 | 1.675 | 1.843 | 2.024 | 2.093 | 2.173 | 2.307 | 2.505 | 2.735 | 2.869 | 3.086 | 3.12 | 3.238 | 3.372 | 3.54 | 3.742 | 3.876 | 3.877 | 3.878 | 3.995 | 3.929 | 3.98 | 4.214 | 4.198 | 4.114 | 4.014
Hydrogen Evolution | Srg_BB006a | MW | UKPN London | City Road |  | 14.485 | 16.078 | 17.871 | 19.666 | 21.604 | 22.331 | 23.188 | 24.616 | 26.728 | 29.191 | 30.616 | 32.928 | 33.296 | 34.556 | 35.989 | 37.782 | 39.932 | 41.366 | 41.376 | 41.381 | 42.633 | 41.924 | 42.469 | 44.975 | 44.798 | 43.907 | 42.837
Hydrogen Evolution | Srg_BB006a | MW | UKPN London | Hackney 132kV |  | 2.87 | 3.186 | 3.541 | 3.897 | 4.281 | 4.425 | 4.595 | 4.878 | 5.296 | 5.784 | 6.067 | 6.525 | 6.598 | 6.848 | 7.132 | 7.487 | 7.913 | 8.197 | 8.199 | 8.2 | 8.448 | 8.308 | 8.416 | 8.912 | 8.877 | 8.7 | 8.489
Hydrogen Evolution | Srg_BB006a | MW | UKPN London | Hackney 66kV |  | 2.246 | 2.493 | 2.771 | 3.049 | 3.349 | 3.462 | 3.595 | 3.816 | 4.144 | 4.526 | 4.747 | 5.105 | 5.162 | 5.357 | 5.58 | 5.858 | 6.191 | 6.413 | 6.415 | 6.416 | 6.61 | 6.5 | 6.584 | 6.973 | 6.945 | 6.807 | 6.641
Hydrogen Evolution | Srg_BB006a | MW | UKPN London | Hurst |  | 3.059 | 3.395 | 3.774 | 4.153 | 4.562 | 4.715 | 4.896 | 5.198 | 5.644 | 6.164 | 6.465 | 6.953 | 7.031 | 7.297 | 7.599 | 7.978 | 8.432 | 8.735 | 8.737 | 8.738 | 9.002 | 8.852 | 8.968 | 9.497 | 9.459 | 9.271 | 9.045
Hydrogen Evolution | Srg_BB006a | MW | UKPN London | Islington |  | 2.534 | 2.813 | 3.126 | 3.44 | 3.779 | 3.907 | 4.057 | 4.306 | 4.676 | 5.107 | 5.356 | 5.76 | 5.825 | 6.045 | 6.296 | 6.61 | 6.986 | 7.237 | 7.238 | 7.239 | 7.458 | 7.334 | 7.43 | 7.868 | 7.837 | 7.681 | 7.494
Hydrogen Evolution | Srg_BB006a | MW | UKPN London | Littlebrook LPN |  | 2.093 | 2.323 | 2.582 | 2.841 | 3.121 | 3.226 | 3.35 | 3.556 | 3.861 | 4.217 | 4.423 | 4.757 | 4.81 | 4.992 | 5.2 | 5.458 | 5.769 | 5.976 | 5.978 | 5.978 | 6.159 | 6.057 | 6.136 | 6.498 | 6.472 | 6.343 | 6.189
Hydrogen Evolution | Srg_BB006a | MW | UKPN London | Lodge Road (St John's Wood) |  | 4.953 | 5.498 | 6.111 | 6.725 | 7.388 | 7.637 | 7.93 | 8.418 | 9.14 | 9.982 | 10.47 | 11.26 | 11.386 | 11.817 | 12.307 | 12.92 | 13.655 | 14.146 | 14.149 | 14.151 | 14.579 | 14.337 | 14.523 | 15.38 | 15.319 | 15.015 | 14.649
Hydrogen Evolution | Srg_BB006a | MW | UKPN London | New Cross 66kV |  | 5.255 | 5.833 | 6.484 | 7.135 | 7.838 | 8.102 | 8.413 | 8.931 | 9.697 | 10.59 | 11.108 | 11.946 | 12.08 | 12.537 | 13.057 | 13.707 | 14.487 | 15.008 | 15.011 | 15.013 | 15.467 | 15.21 | 15.408 | 16.317 | 16.253 | 15.929 | 15.541
Hydrogen Evolution | Srg_BB006a | MW | UKPN London | Redbridge |  | 1.701 | 1.888 | 2.098 | 2.309 | 2.537 | 2.622 | 2.723 | 2.89 | 3.138 | 3.427 | 3.595 | 3.866 | 3.909 | 4.057 | 4.226 | 4.436 | 4.689 | 4.857 | 4.858 | 4.859 | 5.006 | 4.923 | 4.987 | 5.281 | 5.26 | 5.155 | 5.03
Hydrogen Evolution | Srg_BB006a | MW | UKPN London | St John's Wood |  | 11.437 | 12.694 | 14.11 | 15.528 | 17.058 | 17.632 | 18.309 | 19.436 | 21.103 | 23.048 | 24.174 | 25.999 | 26.289 | 27.284 | 28.416 | 29.831 | 31.529 | 32.661 | 32.669 | 32.673 | 33.662 | 33.102 | 33.532 | 35.511 | 35.371 | 34.667 | 33.823
Hydrogen Evolution | Srg_BB006a | MW | UKPN London | West Ham |  | 7.831 | 8.692 | 9.661 | 10.632 | 11.68 | 12.073 | 12.536 | 13.308 | 14.45 | 15.781 | 16.552 | 17.802 | 18.001 | 18.682 | 19.457 | 20.426 | 21.588 | 22.364 | 22.369 | 22.372 | 23.049 | 22.665 | 22.96 | 24.315 | 24.219 | 23.737 | 23.159
Hydrogen Evolution | Srg_BB006a | MW | UKPN London | Willesden 132kV |  | 3.735 | 4.146 | 4.608 | 5.071 | 5.57 | 5.758 | 5.979 | 6.347 | 6.892 | 7.527 | 7.894 | 8.49 | 8.585 | 8.91 | 9.28 | 9.742 | 10.296 | 10.666 | 10.668 | 10.67 | 10.993 | 10.81 | 10.95 | 11.597 | 11.551 | 11.321 | 11.045
Hydrogen Evolution | Srg_BB006a | MW | UKPN London | Willesden 66kV |  | 1.196 | 1.328 | 1.476 | 1.624 | 1.784 | 1.844 | 1.915 | 2.033 | 2.208 | 2.411 | 2.529 | 2.72 | 2.75 | 2.854 | 2.972 | 3.121 | 3.298 | 3.417 | 3.417 | 3.418 | 3.521 | 3.463 | 3.508 | 3.715 | 3.7 | 3.626 | 3.538
Hydrogen Evolution | Srg_BB006a | MW | UKPN London | Wimbledon North |  | 1.409 | 1.564 | 1.738 | 1.913 | 2.102 | 2.172 | 2.256 | 2.395 | 2.6 | 2.84 | 2.978 | 3.203 | 3.239 | 3.361 | 3.501 | 3.675 | 3.884 | 4.024 | 4.025 | 4.025 | 4.147 | 4.078 | 4.131 | 4.375 | 4.358 | 4.271 | 4.167
Hydrogen Evolution | Srg_BB006a | MW | UKPN London | Wimbledon South |  | 6.909 | 7.669 | 8.524 | 9.38 | 10.305 | 10.652 | 11.061 | 11.741 | 12.749 | 13.924 | 14.604 | 15.706 | 15.882 | 16.483 | 17.167 | 18.022 | 19.047 | 19.731 | 19.736 | 19.738 | 20.335 | 19.997 | 20.257 | 21.452 | 21.368 | 20.943 | 20.433
Hydrogen Evolution | Srg_BB006a | MW | UKPN South East | Beddington SPN |  | 5.777 | 6.412 | 7.127 | 7.843 | 8.616 | 8.906 | 9.248 | 9.817 | 10.66 | 11.642 | 12.211 | 13.133 | 13.279 | 13.782 | 14.354 | 15.068 | 15.926 | 16.498 | 16.502 | 16.504 | 17.003 | 16.72 | 16.938 | 17.937 | 17.866 | 17.511 | 17.084
Hydrogen Evolution | Srg_BB006a | MW | UKPN South East | Bolney |  | 10.509 | 11.665 | 12.966 | 14.268 | 15.674 | 16.202 | 16.824 | 17.859 | 19.391 | 21.178 | 22.213 | 23.89 | 24.157 | 25.071 | 26.111 | 27.411 | 28.971 | 30.012 | 30.019 | 30.023 | 30.931 | 30.417 | 30.812 | 32.63 | 32.501 | 31.855 | 31.079
Hydrogen Evolution | Srg_BB006a | MW | UKPN South East | Canterbury |  | 1.941 | 2.154 | 2.395 | 2.635 | 2.895 | 2.992 | 3.107 | 3.298 | 3.581 | 3.912 | 4.103 | 4.412 | 4.462 | 4.63 | 4.823 | 5.063 | 5.351 | 5.543 | 5.544 | 5.545 | 5.713 | 5.618 | 5.691 | 6.027 | 6.003 | 5.883 | 5.74
Hydrogen Evolution | Srg_BB006a | MW | UKPN South East | Chessington |  | 3.414 | 3.789 | 4.212 | 4.635 | 5.091 | 5.263 | 5.465 | 5.801 | 6.299 | 6.879 | 7.215 | 7.76 | 7.847 | 8.144 | 8.481 | 8.904 | 9.411 | 9.749 | 9.751 | 9.752 | 10.047 | 9.88 | 10.008 | 10.599 | 10.557 | 10.347 | 10.095
Hydrogen Evolution | Srg_BB006a | MW | UKPN South East | Kemsley |  | 2.583 | 2.867 | 3.186 | 3.507 | 3.852 | 3.982 | 4.135 | 4.389 | 4.766 | 5.205 | 5.459 | 5.871 | 5.937 | 6.162 | 6.417 | 6.737 | 7.12 | 7.376 | 7.378 | 7.379 | 7.602 | 7.475 | 7.572 | 8.019 | 7.988 | 7.829 | 7.638
Hydrogen Evolution | Srg_BB006a | MW | UKPN South East | Kingsnorth |  | 2.403 | 2.667 | 2.965 | 3.262 | 3.584 | 3.705 | 3.847 | 4.083 | 4.434 | 4.842 | 5.079 | 5.462 | 5.523 | 5.732 | 5.97 | 6.268 | 6.624 | 6.862 | 6.864 | 6.865 | 7.072 | 6.955 | 7.045 | 7.461 | 7.431 | 7.284 | 7.106
Hydrogen Evolution | Srg_BB006a | MW | UKPN South East | Littlebrook SPN |  | 0.081 | 0.09 | 0.101 | 0.111 | 0.122 | 0.126 | 0.13 | 0.138 | 0.15 | 0.164 | 0.172 | 0.185 | 0.187 | 0.194 | 0.202 | 0.213 | 0.225 | 0.233 | 0.233 | 0.233 | 0.24 | 0.236 | 0.239 | 0.253 | 0.252 | 0.247 | 0.241
Hydrogen Evolution | Srg_BB006a | MW | UKPN South East | Ninfield |  | 4.361 | 4.84 | 5.38 | 5.92 | 6.504 | 6.723 | 6.981 | 7.41 | 8.046 | 8.788 | 9.217 | 9.913 | 10.023 | 10.403 | 10.834 | 11.374 | 12.021 | 12.453 | 12.456 | 12.458 | 12.834 | 12.621 | 12.785 | 13.539 | 13.486 | 13.218 | 12.896
Hydrogen Evolution | Srg_BB006a | MW | UKPN South East | Northfleet East |  | 5.157 | 5.724 | 6.363 | 7.002 | 7.692 | 7.951 | 8.256 | 8.764 | 9.516 | 10.393 | 10.901 | 11.724 | 11.855 | 12.304 | 12.814 | 13.452 | 14.218 | 14.728 | 14.732 | 14.734 | 15.179 | 14.927 | 15.121 | 16.013 | 15.95 | 15.633 | 15.252
Hydrogen Evolution | Srg_BB006a | MW | UKPN South East | Richborough |  | 0 | 0 | 0 | 0 | 0 | 0 | 0 | 0 | 0 | 0 | 0 | 0 | 0 | 0 | 0 | 0 | 0 | 0 | 0 | 0 | 0 | 0 | 0 | 0 | 0 | 0 | 0
Hydrogen Evolution | Srg_BB006a | MW | UKPN South East | Sellindge |  | 2.955 | 3.28 | 3.646 | 4.012 | 4.407 | 4.556 | 4.73 | 5.022 | 5.453 | 5.955 | 6.246 | 6.717 | 6.792 | 7.049 | 7.342 | 7.708 | 8.146 | 8.439 | 8.441 | 8.442 | 8.697 | 8.553 | 8.664 | 9.175 | 9.139 | 8.957 | 8.739
Hydrogen Evolution | Srg_BB006a | MW | UKPN South East | West Weybridge |  | 3.824 | 4.245 | 4.718 | 5.192 | 5.704 | 5.896 | 6.122 | 6.499 | 7.056 | 7.707 | 8.083 | 8.693 | 8.79 | 9.123 | 9.502 | 9.975 | 10.542 | 10.921 | 10.924 | 10.925 | 11.256 | 11.068 | 11.212 | 11.874 | 11.827 | 11.592 | 11.309

## BB2
2025 Buildings Blocks
Template | Technology | Building Block ID Number | Technology Detail | Units | Detail | Comments | Alignment with Ofgem Core Scenario Key Drivers | Included in NESO Data | NESO Comments
Generation | Non-renewable CHP | Gen_BB001 | >=1MW | MW | Installed capacity | Non-renewable | Distribution Thermal Generation (MW) | Y
|  | Gen_BB002 | <1MW | MW | Installed capacity | Non-renewable excluding domestic Micro CHP |  | Y
| Micro CHP | Gen_BB003 | Domestic (G98/G83) | MW | Installed capacity |  |  | Y
| Renewable Engines (Landfill Gas, Sewage Gas, Biogas) | Gen_BB004 |  | MW | Installed capacity | Reciprocating Engines, Gas Turbines, Includes Anaerobic Digestion |  | Y
| Non-renewable Engines (Diesel) (non CHP) | Gen_BB005 | [5 empty] | Y
| Non-renewable Engines (Gas) (non CHP) | Gen_BB006 |  | MW | Installed capacity | Reciprocating Engines, Gas Turbines |  | Y
| Fuel Cells | Gen_BB007 |  | MW | Installed capacity | Hydrogen or Gas as fuel input |  | Y
| OCGTs (non CHP) | Gen_BB008 |  | MW | Installed capacity | Open Cycle Gas Turbines |  | Y
| CCGTs (non CHP) | Gen_BB009 |  | MW | Installed capacity | Combined Cycle Gas Turbines: |  | Y
| Biomass & Energy Crops (including CHP) | Gen_BB010 | Includes Biomass Conversions | MW | Installed capacity |  |  | Y
| Waste Incineration (including CHP) | Gen_BB011 |  | MW | Installed capacity |  |  | Y
| Solar Generation | Gen_BB012 | Large (G99) | MW | Installed capacity |  | Solar Generation (MW) | Y
|  | Gen_BB013 | Small (G98/G83) | MW | Installed capacity |  |  | Y
| Wind | Gen_BB014 | Offshore Wind | MW | Installed capacity |  | Wind Generation (MW) | Y
|  | Gen_BB015 | Onshore Wind >=1MW |  |  |  |  | Y
|  | Gen_BB016 | Onshore Wind <1MW | MW | Installed capacity |  |  | Y
| Marine | Gen_BB017 | Tidal Stream, Wave Power, Tidal Lagoon | MW | Installed capacity |  | Not mentioned in Ofgem Core Scenario BBs | Y
| Hydro | Gen_BB018 | Not pumped hydro | MW | Installed capacity |  | Not mentioned in Ofgem Core Scenario BBs | Y
| Geothermal | Gen_BB019 |  | MW | Installed capacity |  | Not mentioned in Ofgem Core Scenario BBs | Y
| Nuclear | Gen_BB020 |  | MW | Installed capacity |  | Not mentioned in Ofgem Core Scenario BBs | Y
| Coal | Gen_BB021 | COAL | MW | Installed capacity | Transmission connected coal fired generation |  | Y
| Interconnector | Gen_BB022 | IC | MW | Installed capacity | Transmission connected interconnection of other Transmission networks |  | Y
| Hydrogen fuelled generation | Gen_BB023 | Hydrogen | MW | Installed capacity | Hydrogen fired generation |  | Y
| Offshore-Wind (off-Grid) | Gen_BB024 | NC_GEN | MW | Installed capacity | Offshore wind capacity not connected to NETS |  | Y
Demand |  | Dem_BB001a | Domestic | Number of | Number of domestic customers |  |  | Y
|  | Dem_BB002a | I&C | Number of | Number of I&C customers |  |  | Y
|  | Dem_BB002b | I&C | Metres squared | Area of I&C customers |  |  | N | Not included - we do not have this information as part of our FES analysis.
|  | Dem_BB003 | Demand | GWh | Total Annual consumption in GWh | Total demand consumption at GSP level, including losses, any energy saving and new LCT driven demand growth |  | Y | The FES Building block data has been developed using a combination of modelling approaches for generating geographical split of demand. We have a bottom-up approach for modelling demand for heat in buildings, where calculations are performed from data below the GSP and then aggregated up to GSP level. Transport demand modelling on the other hand starts with a GB level estimate of demand which we then disaggregate down to GSP level. There are some trade-offs with this mixed approach to generating GSP level data and some combinations of the individual elements will need refining in the future. As always, we’ll continue to work with stakeholders to improve our assumptions and modelling methodologies.
|  | Dem_BB004 | Residential HP Demand | GWh | Total Annual consumption in GWh | Heat demand due to residential HPs (including hybrid HPs) |  | Y
|  | Dem_BB005 | I&C HP Demand | GWh | Total Annual consumption in GWh | Heat demand due to I&C HPs (including hybrid HPs) |  | Y
|  | Dem_BB006 | EV Demand 1 | GWh | Total Annual consumption in GWh | Transport demand due to Light Vans, Cars and Motorbikes (including Hybrid EVs) |  | Y
|  | Dem_BB007 | EV Demand 2 | GWh | Total Annual consumption in GWh | Transport demand due to HGVs and Buses (including Hybrid EVs) |  | Y
|  | Dem_BB008 | Baseline Demand | GWh | Total Annual consumption in GW | The gross energy consumption excluding EVs and HPs (BB8=BB3-BB4-BB5-BB6-BB7) |  | Y
|  | Dem_BB008a | Baseline Domestic True Demand | GWh | Total Annual consumption in GWh | Total gross annual consumption of domestic end customers minus domestic EV and domestic HP demand. |  | Y
|  | Dem_BB008b | Non-domestic Demand | GWh | Total Annual consumption in GWh | Total gross annual consumption of non-domestic end customers minus non-domestic EV and non-domestic HP demand. |  | Y
|  | Dem_BB009 | Hydrogen electrolysis | MW | Installed capacity |  |  | Y
Demand Low Carbon Technologies | Electric Vehicles | Lct_BB001 | Pure Electric (vans, cars & motorbikes) | Number of | Number of EVs registered in the specific geographical area | Light Vans,Cars and Motorbikes Includes number of EVs in the specific geographical area | Low carbon vehicles | Y
|  | Lct_BB002 | Plug-in-hybrid (vans, cars and motorbikes) | Number of | Number of EVs registered in the specific geographical area | Light Vans, Cars and Motorbikes Includes number of EVs in the specific geographical area |  | Y
|  | Lct_BB003 | Pure Electric (road vehicles other than vans, cars and motorbikes) | Number of | Number of EVs registered in the specific geographical area | HGVs and Buses Includes number of EVs in the specific geographical area |  | Y
|  | Lct_BB004 | Plug-in-hybrid (road vehicles other than vans, cars and motorbikes) | Number of | Number of EVs registered in the specific geographical area | HGVs and Buses Includes number of EVs in the specific geographical area |  | Y
| Heat Pumps | Lct_BB005 | Domestic - Non-hybrid | Number of | Number of Heat Pumps registered in the specific geographical area | Excluding those supplying District Heating | Heat (Number of installations (k)) | Y
|  | Lct_BB006 | Domestic - Hybrid | Number of | Number of Heat Pumps registered in the specific geographical area | Electrical vs Gas bias Excluding those supplying District Heating |  | Y
|  | Lct_BB007 | I&C - Non-hybrid | Number of | Number of Heat Pumps registered in the specific geographical area | Excluding those supplying District Heating |  | Y
|  | Lct_BB008 | I&C - Hybrid | Number of | Number of Heat Pumps registered in the specific geographical area | Electrical vs Gas bias Exluding those supplying District Heating |  | Y
| District Heating | Lct_BB009 |  | Number of properties connected to Low carbon district heating |  |  | Heat (Number of installations (k)) | Y
| Electric Vehicle Charging units | Lct_BB010a | Domestic | Number of | Number of domestic charging units | Excluding 3pin plugs |  | N | Not included - we do not have this information as part of our FES analysis.
|  | Lct_BB010b | Domestic | MW | Installed capacity of domestic charging units |  |  | N | Not included - we do not have this information as part of our FES analysis.
|  | Lct_BB011a | Workplace | Number of | Number of Workplace charging units |  |  | N | Not included - we do not have this information as part of our FES analysis.
|  | Lct_BB011b | Workplace | MW | Installed capacity of Workplace charging units |  |  | N | Not included - we do not have this information as part of our FES analysis.
|  | Lct_BB012a | Public Slow/Fast | Number of | Number of Public Slow/Fast charging units |  |  | N | Not included - we do not have this information as part of our FES analysis.
|  | Lct_BB012b | Public Slow/Fast | MW | Installed capacity of public Slow/Fast charging units |  |  | N | Not included - we do not have this information as part of our FES analysis.
|  | Lct_BB013a | Public Rapid | Number of | Number of Public Rapid charging units | defined as >=43kW |  | N | Not included - we do not have this information as part of our FES analysis.
|  | Lct_BB013b | Public Rapid | MW | Installed capacity of public Rapid charging units | defined as >=43kW |  | N | Not included - we do not have this information as part of our FES analysis.
| Airconditioning units | Lct_BB014 | A/C Domestic units | Number of |  |  |  | N | Not included - we do not have this information as part of our FES analysis.
|  | Lct_BB015 | A/C I&C units | Number of |  |  |  | N | Not included - we do not have this information as part of our FES analysis.
Storage & Flexibility | Storage | Srg_BB001 | Batteries | MW | Installed capacity | Record Import and Export seperately | Storage (GW) | Y
|  | Srg_BB002 | Domestic Batteries (G98) | MW | Installed capacity |  |  | Y
|  | Srg_BB003 | Pumped Hydro | MW | Installed capacity |  |  | Y
|  | Srg_BB004 | Other | MW | Installed capacity |  |  | Y
|  | Srg_BB005 | V2G | MW availability | Potential MW available to participate |  |  | Y
| I&C Flexibility | Srg_BB006a | I&C Flexibility (TouT) | MW availability | Potential MW available to participate in DSR |  | Total Industrial & Commercial demand available to participate in Demand Response (Non-contracted) | Y | The FES Building block data has been developed using a combination of modelling approaches for generating geographical split of demand. We have a bottom-up approach for modelling demand for heat in buildings, where calculations are performed from data below the GSP and then aggregated up to GSP level. Transport demand modelling on the other hand starts with a GB level estimate of demand which we then disaggregate down to GSP level. There are some trade-offs with this mixed approach to generating GSP level data and some combinations of the individual elements will need refining in the future. As always, we’ll continue to work with stakeholders to improve our assumptions and modelling methodologies.
|  | Srg_BB006b | I&C Flexibility (TouT) | % customers | % Potential participating customers |  |  | N | Not included - we do not have this information as part of our FES analysis.
| Domestic Flexibility | Srg_BB007a | Electric Vehicle Smart Charging (TouT) | MW availability | Potential MW available to participate in DSR |  | Total domestic demand available to participate in Demand Response (Non-contracted). It is assumed that a domestic customer to have a separate EV based tariff | N | Not included - we do not have this information as part of our FES analysis.
|  | Srg_BB007b | Electric Vehicle Smart Charging (TouT) | % customers | % Potential participating customers |  |  | N | Not included - we do not have this information as part of our FES analysis.
|  | Srg_BB08a | Domestic Flexibility (TouT) | MW availability | Potential MW available to participate in DSR |  |  | N | Not included - we do not have this information as part of our FES analysis.
|  | Srg_BB08b | Domestic Flexibility (TouT) | % customers | % Potential participating customers |  |  | N | Not included - we do not have this information as part of our FES analysis.

## BB3
BB3: Building Blocks - Area Name Lookup
Return to: Main Menu
Return to: Data table contents
Building Block Licence Area Name Mapping
| Area Type | FES23 BB Area Name | Full Licence Name | Elexon GSP Group | Elexon GSP Group Name | FES2025 Area Name | Comments
| DNO | ENW | Electricity North West | _G | North Western | Electricity North West
| DNO | EPN | Eastern Power Networks | _A | Eastern | UKPN Eastern
| DNO | East Midlands | NGED (East Midlands) | _B | East Midlands | NGED East Midlands
| DNO | LPN | London Power Networks | _C | London | UKPN London
| DNO | NPgN | Northern Power Grid (Northeast) | _F | Northern | NPg Northeast
| DNO | NPgY | Northern Power Grid (Yorkshire) | _M | Yorkshire | NPg Yorkshire
| DNO | SEPD | Southern Electric Power Distribution | _H | Southern | SSEN South
| DNO | SHEPD | Scottish Hydro Electric Power Distribution | _P | North Scotland | SSEN (SHEPD)
| DNO | SPD | SP Distribution | _N | South Scotland | SPEN
| DNO | SPM | SP Manweb | _D | Merseyside and North Wales | SPEN Manweb
| DNO | SPN | South Eastern Power Networks | _J | South Eastern | UKPN South East
| DNO | South Wales | NGED (South Wales) | _K | South Wales | NGED South Wales
| DNO | South Western | NGED (South West) | _L | South Western | NGED South West
| DNO | West Midlands | NGED (West Midlands) | _E | Midlands | NGED West Midlands
| TO | NGET | National Grid Electricity Transmission | N/A | N/A | NGET
| TO | SHETL | Scottish Hydro Electricity Transmission | N/A | N/A | SHETL
| TO | SPTL | Scottish Power Transmission | N/A | N/A | SPTL
| IDNO | IDNO | Independent Distribution Network Operator | N/A | N/A | IDNO
| Non-network connected | Not Connected | Not Connected | N/A | N/A | Not Connected | e.g. Offshore wind exclusively for H2 production